## General
Cost Units | million CAD$
Assign supply technologies to a cost bucket:
SupplyTech | System
Anaerobic Digestion | Gas System
Battery Storage | Electricity System
Hydro Pumped Storage | Electricity System
O/CCGT - CH4 Existing | Electricity System
O/CCGT - CH4 New | Electricity System
O/CCGT - H2 New | Electricity System
Biomass | Electricity System
Fossil Fuel Thermal (Coal, Peat, Oil) | Electricity System
Generic - Generator | Electricity System
Hydro | Electricity System
Nuclear | Electricity System
Solar PV | Electricity System
Wind Offshore | Electricity System
Wind Onshore | Electricity System
Electrolyser 2020/2030 | Gas System
Electrolyser 2040 | Gas System
SMR CCS | Gas System
Electrolyser 2050 | Gas System

## Total Energy System Cost
Electrification Scenario: Total Energy System Costs |  |  |  |  | Detailed Energy System Costs
Totals (Billion CAD) | 2020-2030 | 2030-2040 | 2040-2050 | TOTAL | Totals (Billion CAD) | 2020-2030 | 2030-2040 | 2040-2050 | TOTAL
End User Costs | 15.4549 | 51.0819 | 3.478 | 70.0148 | End User Costs | 15.4549 | 51.0819 | 3.478 | 70.0148
Electricity System | 121.9547 | 109.6857 | 109.0866 | 340.727 | Equipment | 13.8633 | 22.2 | 1.7315 | 37.7948
Gas System | 67.251 | 154.8569 | 89.1823 | 311.2902 | Retrofits | 1.5916 | 28.8819 | 1.7465 | 32.22
Total | 204.6605 | 315.6245 | 201.7469 | 722.0319 | Electricity System | 121.9547 | 109.6857 | 109.0866 | 340.727
Electricity + Gas | 189.2056 | 264.5427 | 198.2689 | 652.0172 | Supply Tech Costs | 119.4029 | 101.7837 | 101.672 | 322.8585
[5 empty] | Infra Dispatch (to) | 0.19364 | 0.69628 | 1.0552 | 1.9451
[5 empty] | Infra Dispatch (from) | -0.41282 | -0.28306 | -0.59362 | -1.2895
[5 empty] | Known Capacity | 2.771 | 7.4888 | 6.953 | 17.2128
[5 empty] | Gas System | 67.251 | 154.8569 | 89.1823 | 311.2902
[5 empty] | Supply Tech Costs | 5.3769 | 10.3705 | 26.8896 | 42.6369
[5 empty] | Dispatch Import | 53.3221 | 136.2633 | 53.955 | 243.5404
[5 empty] | Infra Capacity | 0.023606 | 0.59466 | 1.6208 | 2.2391
[5 empty] | Intra ON H2 Transmission OPEX | 0.11085 | 1.3028 | 3.2582 | 4.6719
[5 empty] | Intra ON CH4 Transmission OPEX | 8.4175 | 6.3257 | 3.4587 | 18.2019 | Includes dispatch (to) costs, on the assumption that the destination (receiving province) pays.
[5 empty] | Total | 204.6605 | 315.6245 | 201.7469 | 722.0319
Totals (Billion CAD) | 2020-2030 | 2030-2040 | 2040-2050 | TOTAL
End User Costs | 15.4549 | 51.0819 | 3.478 | 70.0148
Electricity System | 121.9547 | 109.6857 | 109.0866 | 340.727
Emissions Costs | 27.3515 | 107.9449 | 43.6998 | 178.9962
Gas System | 39.8995 | 46.9121 | 45.4825 | 132.294
Total | 204.6605 | 315.6245 | 201.7469 | 722.0319
Electricity + Gas | 189.2056 | 264.5427 | 198.2689 | 652.0172

## End-User Costs
Total Number of Households (IESO APO) | [6 empty] | $US to $CAD conversion: | 1.3
| 2020 | 2030 | 2040 | 2050
Households (#millions) | 5.8157 | 6.56 | 7.19 | 7.9647
New Builds (#millions) | 0 | 0.74426 | 0.63 | 0.77468
Space Heating | Percent of households per technology type
| 2020 | 2030 | 2040 | 2050
RNG + H2 (New) Gas HP | 0% | 4% | 6% | 10%
Electric ASHP | 6.954% | 14% | 52% | 75%
Electric GSHP | 0% | 3.5% | 7% | 10%
Hybrid | 0% | 0% | 0% | 0%
Other | 11.43% | 10% | 8% | 5%
Natural Gas Furnace | 81.61% | 68% | 27% | 0%
Total | 100% | 99.5% | 100% | 100%
Percent of new builds per technology type
RNG + H2 (New) Gas HP | 10.17%
Electric ASHP | 60.17%
Electric GSHP | 29.65%
Hybrid | 0%
Total | 100%
Space Heating | Cumulative number of total households per technology type (millions)
| 2020 | 2030 | 2040 | 2050
RNG + H2 (New) Gas HP | 0 | 0.2624 | 0.4314 | 0.79647
Electric ASHP | 0.4044 | 0.9184 | 3.7388 | 5.9735
Electric GSHP | 0 | 0.2296 | 0.5033 | 0.79647
Hybrid | 0 | 0 | 0 | 0
Other | 0.6649 | 0.656 | 0.5752 | 0.39823
Natural Gas Furnace | 4.7464 | 4.4608 | 1.9413 | 0
Total | 5.8157 | 6.5272 | 7.19 | 7.9647
Space Heating | Incremental number of new households per technology type each year (millions)
| 2020 | 2030 | 2040 | 2050
RNG + H2 (New) Gas HP | 0 | 0.075727 | 0.064101 | 0.078822
Electric ASHP | 0 | 0.44786 | 0.3791 | 0.46616
Electric GSHP | 0 | 0.22068 | 0.1868 | 0.2297
Check | TRUE | TRUE | TRUE | TRUE
Total cost of space heating technology
Space Heating | Incremental number of existing households switching to each technology type (million) |  |  |  | Incremental number of new builds per technology type (million households)
| 2020 | 2030 | 2040 | 2050 | 2020 | 2030 | 2040 | 2050
RNG + H2 (New) Gas HP |  | 0.18667 | 0.1049 | 0.28625 |  | 0.075727 | 0.064101 | 0.078822
Electric ASHP |  | 0.066142 | 2.4413 | 1.7685 |  | 0.44786 | 0.3791 | 0.46616
Electric GSHP |  | 0.0089219 | 0.086902 | 0.06347 |  | 0.22068 | 0.1868 | 0.2297
Hybrid |  | 0 | 0 | 0 |  | 0 | 0 | 0
Total |  | 0.26174 | 2.6331 | 2.1183 |  | 0.74426 | 0.63 | 0.77468 |  |  | Source: | The Economic Value of Ground Source Heat Pumps for Building Sector Decarbonization (Dunsky, 2020)
Costs (CAD$/unit)
| Existing Home | New Construction | Assumptions | Source |  | Year | Reduction in HP Cost
Cold Climate HP with electric resistance backup | 11100 | 11100 | Includes installation cost | Pages 347-348, link: https://www.rds.oeb.ca/CMWebDrawer/Record/732115/File/document |  | 2030 | 5%
Hybrid Heating with Smart Controls | 11350 | 11350 | Includes installation cost | Pages 347-348, link: https://www.rds.oeb.ca/CMWebDrawer/Record/732115/File/document |  | 2040 | 10%
Gas Heat Pump | 12200 | 12200 | See blue stars on chart to the right for estimates. 8000 is the cost of the gas heat pump + 4200 for a low-capacity A/C system | Page 397, link: https://www.rds.oeb.ca/CMWebDrawer/Record/732115/File/document |  | 2050 | 15%
Electric GSHP | 27500 | 24655.3442 | 3.4 ton heating capacity | Dunsky report, see screenshot to the right
Space Heating | Total cost (billion CAD$) |  |  |  |  | Year | GSHP Cost (equip + install) [$/ton] | Source
| 2020 | 2030 | 2040 | 2050 |  | New Construction | 9520.6906 | Massachusetts Clean Energy Center: Ground Source Heat Pump Program. Available: https://www.masscec.com/public-records-requests
RNG + H2 (New) Gas HP |  | 3.0412 | 1.8556 | 3.7858 |  | Retrofit | 10619.1578
Electric ASHP |  | 5.4201 | 28.1758 | 21.0845 |  | Difference | 111.5%
Electric GSHP |  | 5.4019 | 6.2958 | 6.2974
Hybrid |  | 0 | 0 | 0
Total |  | 13.8633 | 36.3273 | 31.1677
[11 empty] | Source: | Page 397, link: https://www.rds.oeb.ca/CMWebDrawer/Record/732115/File/document
Retrofit Costs
(Thousand £) | 2020 | 2030 | 2040 | 2050
Low-Medium | 7.82 | 7.089 | 6.528 | 5.967
Medium - High | 18.496 | 16.796 | 15.538 | 14.28
CAD$/Pound | 1.7
Thousand CAD$ | 2020 | 2030 | 2040 | 2050
Moderate Retrofit | 13.294 | 12.0513 | 11.0976 | 10.1439
Deep Retrofit | 31.4432 | 28.5532 | 26.4146 | 24.276
[12 empty] | Shares (%) | 2018
[12 empty] | Before 1946 | 11.8
| Existing Homes Retrofit Assumptions | [10 empty] | 1946–1960 | 7.9
| Moderate Retrofit | Deep Retrofit | [9 empty] | 1961–1977 | 17.6
Electric ASHP | 33.9% | 66.2% | [9 empty] | 1978–1983 | 8.6
Electric GSHP | 66.2% | 0% | [9 empty] | 1984–1995 | 20.3
[12 empty] | 1996–2000 | 5.6
[12 empty] | 2001–2005 | 8.1
| Total cost (billion CAD$) | [10 empty] | 2006–2010 | 6.9
| 2020 | 2030 | 2040 | 2050 | [7 empty] | 2011–2015 | 6.5
Moderate Retrofit |  | 0.34139 | 9.8228 | 6.5079 | [7 empty] | 2016–2018 | 6.8
Deep Retrofit |  | 1.2502 | 42.6897 | 28.4218 | [7 empty] | Source: | Residential Sector Ontario Table 15: Housing Stock by Building Type and Vintage ¦ Natural Resources Canada (rncan.gc.ca)
Total end user cost
| Total cost of retrofits (billion CAD$) WITHOUT SALVAGE | [7 empty] | DiscountSalvage
| 2020 | 2030 | 2040 | 2050 |  |  | Lifetime |  | SimYr | Equipment | Retrofits
Equipment |  | 13.8633 | 36.3273 | 31.1677 |  | Equipment | 18 | Assumed to be the typical lifetime of an ASHP according to the 2019 IESO APS. | 2020 | 1 | 1
Retrofits |  | 1.5916 | 52.5125 | 34.9297 |  | Retrofits | 20 | Based on a conservative estimate of building envelope measures lifetimes. From the IESO 2019 APS, building envelope measures lifetimes can vary 20-30 years (e.g. wall insulation). | 2030 | 1 | 1
Total |  | 15.4549 | 88.8398 | 66.0974 |  |  |  |  | 2040 | 0.61111 | 0.55
[9 empty] | 2050 | 0.055556 | 0.05
Total cost of retrofits (billion CAD$) WITH SALVAGE
| 2020 | 2030 | 2040 | 2050
Equipment |  | 13.8633 | 22.2 | 1.7315
Retrofits |  | 1.5916 | 28.8819 | 1.7465
Total |  | 15.4549 | 51.0819 | 3.478
Cost per household (CAD$) |  | 2355.9304 | 7104.5709 | 436.6807
Equipment Conversion Pathways:
(Note that for Sensitivity 4, any starting category customer could get a hybrid HP)
Assume costs of all HPs come down 12-15% from 2020 to 2050 due to tech improvement over time and installer familiarity with the equipment as penetration increases.
Cost to upgrade system: ETM Model Insulation Table 11 (https://docs.energytransitionmodel.com/main/insulation)
Cost to upgrade system: ETM Model Insulation Table 11 (https://docs.energytransitionmodel.com/main/insulation)
See New End-user Costs Updated 11-08.xlsx. Tab "Balanced" for detailed calculations
Retrofit Assumptions
All existing homes switching to ASHPs receive a retrofit.
  Homes built before 1995 require a deep retrofit
  Homes built after 1995 require a moderate retrofit.
Older existing homes switching to GSHPs receive a retrofit
  Homes built before 1995 switching to GSHPs receive a moderate retrofit
All other technologies do not require retrofits beyond current EE programs.
NEW HOMES DO NOT GET RETROFITTED
New Home Assumptions:
80% of added GSHPs are installed in new construction homes, the rest are retrofitted into existing homes
Of the remaining new construction homes, most install an ASHP and the remainder install a gas HP

## SupplyTechCosts Gas
Year Range: | 2020-2030 | 2020-2030 | 2020-2030 | 2020-2030 | 2020-2030 | 2020-2030 | 2020-2030 | 2020-2030 | 2020-2030 | 2020-2030 | 2020-2030 | 2030-2040 | 2030-2040 | 2030-2040 | 2030-2040 | 2030-2040 | 2030-2040 | 2030-2040 | 2030-2040 | 2030-2040 | 2030-2040 | 2040-2050 | 2040-2050 | 2040-2050 | 2040-2050 | 2040-2050 | 2040-2050 | 2040-2050 | 2040-2050 | 2040-2050 | 2040-2050
ScenarioName | LCP_Inputs_ON_Electric_2023_04_03
var_type | (Multiple Items)
SubRegion | ON
Sum of SolutionCost | Column Labels
Row Labels | 2020 | 2021 | 2022 | 2023 | 2024 | 2025 | 2026 | 2027 | 2028 | 2029 | 2030 | 2031 | 2032 | 2033 | 2034 | 2035 | 2036 | 2037 | 2038 | 2039 | 2040 | 2041 | 2042 | 2043 | 2044 | 2045 | 2046 | 2047 | 2048 | 2049 | 2050 | Grand Total
Anaerobic Digestion | 0 | 0 | 0 | 0 | 0 | 0 | 0 | 0 | 0 | 0 | 0 | 0 | 0 | 0 | 0 | 0 | 0 | 0 | 0 | 0 | 1665170534.7777 | 1297104716.8542 | 1297104716.8542 | 1297104716.8542 | 1297104716.8542 | 1297104716.8542 | 1297104716.8542 | 1297104716.8542 | 1297104716.8542 | 1297104716.8542 | 1567143217.4211 | 14906256203.8862
CONE | [10 empty] | 0 | [9 empty] | 368065817.9235 | [9 empty] | 7549021.7645 | 375614839.688
EmissionsCost | 0 | 0 | 0 | 0 | 0 | 0 | 0 | 0 | 0 | 0 | 0 | 0 | 0 | 0 | 0 | 0 | 0 | 0 | 0 | 0 | 4244873.9669 | 4244873.9669 | 4244873.9669 | 4244873.9669 | 4244873.9669 | 4244873.9669 | 4244873.9669 | 4244873.9669 | 4244873.9669 | 4244873.9669 | 5202558.9473 | 47651298.6166
Flex Adder | [10 empty] | 0 | 0 | 0 | 0 | 0 | 0 | 0 | 0 | 0 | 0 | 0 | 0 | 0 | 0 | 0 | 0 | 0 | 0 | 0 | 0 | 0 | 0
FOM | [10 empty] | 0 | 0 | 0 | 0 | 0 | 0 | 0 | 0 | 0 | 0 | 167819842.8872 | 167819842.8872 | 167819842.8872 | 167819842.8872 | 167819842.8872 | 167819842.8872 | 167819842.8872 | 167819842.8872 | 167819842.8872 | 167819842.8872 | 205681636.7093 | 1883880065.5816
FuelCost | 0 | 0 | 0 | 0 | 0 | 0 | 0 | 0 | 0 | 0 | 0 | 0 | 0 | 0 | 0 | 0 | 0 | 0 | 0 | 0 | 0 | 0 | 0 | 0 | 0 | 0 | 0 | 0 | 0 | 0 | 0 | 0
VOM | 0 | 0 | 0 | 0 | 0 | 0 | 0 | 0 | 0 | 0 | 0 | 0 | 0 | 0 | 0 | 0 | 0 | 0 | 0 | 0 | 1125040000 | 1125040000 | 1125040000 | 1125040000 | 1125040000 | 1125040000 | 1125040000 | 1125040000 | 1125040000 | 1125040000 | 1348710000 | 12599110000
CH4 + CCS | 0 | 0 | 0 | 0 | 0 | 0 | 0 | 0 | 0 | 0 | 0 | 0 | 0 | 0 | 0 | 0 | 0 | 0 | 0 | 0 | 381695662.0079 | 381695653.017 | 381695653.017 | 381695653.017 | 381695653.017 | 381695653.017 | 381695653.017 | 381695653.017 | 381695653.017 | 381695653.017 | 613019117.4083 | 4429975656.5692
CONE | [10 empty] | 0 | [9 empty] | 8.9909 | [9 empty] | 4.1613 | 13.1521
EmissionsCost | 0 | 0 | 0 | 0 | 0 | 0 | 0 | 0 | 0 | 0 | 0 | 0 | 0 | 0 | 0 | 0 | 0 | 0 | 0 | 0 | 84395478.3721 | 84395478.3721 | 84395478.3721 | 84395478.3721 | 84395478.3721 | 84395478.3721 | 84395478.3721 | 84395478.3721 | 84395478.3721 | 84395478.3721 | 135542652.6469 | 979497436.3675
Flex Adder | [10 empty] | 0 | 0 | 0 | 0 | 0 | 0 | 0 | 0 | 0 | 0 | 0 | 0 | 0 | 0 | 0 | 0 | 0 | 0 | 0 | 0 | 0 | 0
FOM | [10 empty] | 0 | 0 | 0 | 0 | 0 | 0 | 0 | 0 | 0 | 0 | 0 | 0 | 0 | 0 | 0 | 0 | 0 | 0 | 0 | 0 | 0 | 0
FuelCost | 0 | 0 | 0 | 0 | 0 | 0 | 0 | 0 | 0 | 0 | 0 | 0 | 0 | 0 | 0 | 0 | 0 | 0 | 0 | 0 | 271488076.3116 | 271488076.3116 | 271488076.3116 | 271488076.3116 | 271488076.3116 | 271488076.3116 | 271488076.3116 | 271488076.3116 | 271488076.3116 | 271488076.3116 | 436021155.8141 | 3150901918.9301
VOM | 0 | 0 | 0 | 0 | 0 | 0 | 0 | 0 | 0 | 0 | 0 | 0 | 0 | 0 | 0 | 0 | 0 | 0 | 0 | 0 | 25812098.3333 | 25812098.3333 | 25812098.3333 | 25812098.3333 | 25812098.3333 | 25812098.3333 | 25812098.3333 | 25812098.3333 | 25812098.3333 | 25812098.3333 | 41455304.7861 | 299576288.1194
CH4 Salt Cavern Storage - ON | 691417.653 | 691417.653 | 691417.653 | 691417.653 | 691417.653 | 691417.653 | 691417.653 | 691417.653 | 691417.653 | 691417.653 | 1318707.6423 | 1318707.6423 | 1318707.6423 | 1318707.6423 | 1318707.6423 | 1318707.6423 | 1318707.6423 | 1318707.6423 | 1318707.6423 | 1318707.6423 | 0 | 0 | 0 | 0 | 0 | 0 | 0 | 0 | 0 | 0 | 0 | 20101252.9531
EmissionsCost | 0 | 0 | 0 | 0 | 0 | 0 | 0 | 0 | 0 | 0 | 0 | 0 | 0 | 0 | 0 | 0 | 0 | 0 | 0 | 0 | 0 | 0 | 0 | 0 | 0 | 0 | 0 | 0 | 0 | 0 | 0 | 0
FuelCost | 0 | 0 | 0 | 0 | 0 | 0 | 0 | 0 | 0 | 0 | 0 | 0 | 0 | 0 | 0 | 0 | 0 | 0 | 0 | 0 | 0 | 0 | 0 | 0 | 0 | 0 | 0 | 0 | 0 | 0 | 0 | 0
O&M | 0 | [9 empty] | 0 | [9 empty] | 0 | [9 empty] | 0 | 0
VOM | 691417.653 | 691417.653 | 691417.653 | 691417.653 | 691417.653 | 691417.653 | 691417.653 | 691417.653 | 691417.653 | 691417.653 | 1318707.6423 | 1318707.6423 | 1318707.6423 | 1318707.6423 | 1318707.6423 | 1318707.6423 | 1318707.6423 | 1318707.6423 | 1318707.6423 | 1318707.6423 | 0 | 0 | 0 | 0 | 0 | 0 | 0 | 0 | 0 | 0 | 0 | 20101252.9531
Electrolyser 2020/2030 | 0 | 0 | 0 | 0 | 0 | 0 | 0 | 0 | 0 | 0 | 0 | 0 | 0 | 0 | 0 | 0 | 0 | 0 | 0 | 0 | 0 | 0 | 0 | 0 | 0 | 0 | 0 | 0 | 0 | 0 | 0 | 0
CONE | [10 empty] | 0 | [20 empty] | 0
EmissionsCost | 0 | 0 | 0 | 0 | 0 | 0 | 0 | 0 | 0 | 0 | 0 | 0 | 0 | 0 | 0 | 0 | 0 | 0 | 0 | 0 | 0 | 0 | 0 | 0 | 0 | 0 | 0 | 0 | 0 | 0 | 0 | 0
Flex Adder | [10 empty] | 0 | 0 | 0 | 0 | 0 | 0 | 0 | 0 | 0 | 0 | 0 | 0 | 0 | 0 | 0 | 0 | 0 | 0 | 0 | 0 | 0 | 0
FOM | [10 empty] | 0 | 0 | 0 | 0 | 0 | 0 | 0 | 0 | 0 | 0 | 0 | 0 | 0 | 0 | 0 | 0 | 0 | 0 | 0 | 0 | 0 | 0
FuelCost | 0 | 0 | 0 | 0 | 0 | 0 | 0 | 0 | 0 | 0 | 0 | 0 | 0 | 0 | 0 | 0 | 0 | 0 | 0 | 0 | 0 | 0 | 0 | 0 | 0 | 0 | 0 | 0 | 0 | 0 | 0 | 0
VOM | 0 | 0 | 0 | 0 | 0 | 0 | 0 | 0 | 0 | 0 | 0 | 0 | 0 | 0 | 0 | 0 | 0 | 0 | 0 | 0 | 0 | 0 | 0 | 0 | 0 | 0 | 0 | 0 | 0 | 0 | 0 | 0
Electrolyser 2040 | 0 | 0 | 0 | 0 | 0 | 0 | 0 | 0 | 0 | 0 | 0 | 0 | 0 | 0 | 0 | 0 | 0 | 0 | 0 | 0 | 0 | 0 | 0 | 0 | 0 | 0 | 0 | 0 | 0 | 0 | 0 | 0
CONE | [20 empty] | 0 | [10 empty] | 0
EmissionsCost | 0 | 0 | 0 | 0 | 0 | 0 | 0 | 0 | 0 | 0 | 0 | 0 | 0 | 0 | 0 | 0 | 0 | 0 | 0 | 0 | 0 | 0 | 0 | 0 | 0 | 0 | 0 | 0 | 0 | 0 | 0 | 0
Flex Adder | [20 empty] | 0 | 0 | 0 | 0 | 0 | 0 | 0 | 0 | 0 | 0 | 0 | 0
FOM | [20 empty] | 0 | 0 | 0 | 0 | 0 | 0 | 0 | 0 | 0 | 0 | 0 | 0
FuelCost | 0 | 0 | 0 | 0 | 0 | 0 | 0 | 0 | 0 | 0 | 0 | 0 | 0 | 0 | 0 | 0 | 0 | 0 | 0 | 0 | 0 | 0 | 0 | 0 | 0 | 0 | 0 | 0 | 0 | 0 | 0 | 0
VOM | 0 | 0 | 0 | 0 | 0 | 0 | 0 | 0 | 0 | 0 | 0 | 0 | 0 | 0 | 0 | 0 | 0 | 0 | 0 | 0 | 0 | 0 | 0 | 0 | 0 | 0 | 0 | 0 | 0 | 0 | 0 | 0
Electrolyser 2050 | 0 | 0 | 0 | 0 | 0 | 0 | 0 | 0 | 0 | 0 | 0 | 0 | 0 | 0 | 0 | 0 | 0 | 0 | 0 | 0 | 0 | 0 | 0 | 0 | 0 | 0 | 0 | 0 | 0 | 0 | 71664378.6209 | 71664378.6209
CONE | [30 empty] | 39089661.0659 | 39089661.0659
EmissionsCost | 0 | 0 | 0 | 0 | 0 | 0 | 0 | 0 | 0 | 0 | 0 | 0 | 0 | 0 | 0 | 0 | 0 | 0 | 0 | 0 | 0 | 0 | 0 | 0 | 0 | 0 | 0 | 0 | 0 | 0 | 0 | 0
Flex Adder | [30 empty] | 0 | 0
FOM | [30 empty] | 32574717.555 | 32574717.555
FuelCost | 0 | 0 | 0 | 0 | 0 | 0 | 0 | 0 | 0 | 0 | 0 | 0 | 0 | 0 | 0 | 0 | 0 | 0 | 0 | 0 | 0 | 0 | 0 | 0 | 0 | 0 | 0 | 0 | 0 | 0 | 0 | 0
VOM | 0 | 0 | 0 | 0 | 0 | 0 | 0 | 0 | 0 | 0 | 0 | 0 | 0 | 0 | 0 | 0 | 0 | 0 | 0 | 0 | 0 | 0 | 0 | 0 | 0 | 0 | 0 | 0 | 0 | 0 | 0 | 0
H2 Salt Cavern Storage - ON | 0 | 0 | 0 | 0 | 0 | 0 | 0 | 0 | 0 | 0 | 10230577.9235 | 10230556.9235 | 10230556.9235 | 10230556.9235 | 10230556.9235 | 10230556.9235 | 10230556.9235 | 10230556.9235 | 10230556.9235 | 10230556.9235 | 52587396.8626 | 52587352.8626 | 52587352.8626 | 52587352.8626 | 52587352.8626 | 52587352.8626 | 52587352.8626 | 52587352.8626 | 52587352.8626 | 52587352.8626 | 66064338.7778 | 694243501.6392
CONE | [10 empty] | 21 | [9 empty] | 44 | [9 empty] | 2.2 | 67.2
EmissionsCost | 0 | 0 | 0 | 0 | 0 | 0 | 0 | 0 | 0 | 0 | 0 | 0 | 0 | 0 | 0 | 0 | 0 | 0 | 0 | 0 | 0 | 0 | 0 | 0 | 0 | 0 | 0 | 0 | 0 | 0 | 0 | 0
Flex Adder | [10 empty] | 0 | 0 | 0 | 0 | 0 | 0 | 0 | 0 | 0 | 0 | 0 | 0 | 0 | 0 | 0 | 0 | 0 | 0 | 0 | 0 | 0 | 0
FOM | [10 empty] | 0 | 0 | 0 | 0 | 0 | 0 | 0 | 0 | 0 | 0 | 0 | 0 | 0 | 0 | 0 | 0 | 0 | 0 | 0 | 0 | 0 | 0
FuelCost | 0 | 0 | 0 | 0 | 0 | 0 | 0 | 0 | 0 | 0 | 0 | 0 | 0 | 0 | 0 | 0 | 0 | 0 | 0 | 0 | 0 | 0 | 0 | 0 | 0 | 0 | 0 | 0 | 0 | 0 | 0 | 0
O&M | 0 | [9 empty] | 0 | [9 empty] | 0 | [9 empty] | 0 | 0
VOM | 0 | 0 | 0 | 0 | 0 | 0 | 0 | 0 | 0 | 0 | 10230556.9235 | 10230556.9235 | 10230556.9235 | 10230556.9235 | 10230556.9235 | 10230556.9235 | 10230556.9235 | 10230556.9235 | 10230556.9235 | 10230556.9235 | 52587352.8626 | 52587352.8626 | 52587352.8626 | 52587352.8626 | 52587352.8626 | 52587352.8626 | 52587352.8626 | 52587352.8626 | 52587352.8626 | 52587352.8626 | 66064336.5778 | 694243434.4392
SMR CCS | 0 | 0 | 0 | 0 | 0 | 0 | 0 | 0 | 0 | 0 | 5358425596.3527 | 346821096.3321 | 346821096.3321 | 346821096.3321 | 346821096.3321 | 346821096.3321 | 346821096.3321 | 346821096.3321 | 346821096.3321 | 346821096.3321 | 5045681003.0473 | 898921077.7426 | 898921077.7426 | 898921077.7426 | 898921077.7426 | 898921077.7426 | 898921077.7426 | 898921077.7426 | 898921077.7426 | 898921077.7426 | 898921077.7426 | 22514707243.8145
CONE | [10 empty] | 5011604500.0206 | [9 empty] | 4146759925.3048 | [9 empty] | 0 | 9158364425.3254
EmissionsCost | 0 | 0 | 0 | 0 | 0 | 0 | 0 | 0 | 0 | 0 | 76580835.5373 | 76580835.5373 | 76580835.5373 | 76580835.5373 | 76580835.5373 | 76580835.5373 | 76580835.5373 | 76580835.5373 | 76580835.5373 | 76580835.5373 | 201797912.0831 | 201797912.0831 | 201797912.0831 | 201797912.0831 | 201797912.0831 | 201797912.0831 | 201797912.0831 | 201797912.0831 | 201797912.0831 | 201797912.0831 | 201797912.0831 | 2985585388.2873
Flex Adder | [10 empty] | 0 | 0 | 0 | 0 | 0 | 0 | 0 | 0 | 0 | 0 | 0 | 0 | 0 | 0 | 0 | 0 | 0 | 0 | 0 | 0 | 0 | 0
FOM | [10 empty] | 178985875.0007 | 178985875.0007 | 178985875.0007 | 178985875.0007 | 178985875.0007 | 178985875.0007 | 178985875.0007 | 178985875.0007 | 178985875.0007 | 178985875.0007 | 461719506.2715 | 461719506.2715 | 461719506.2715 | 461719506.2715 | 461719506.2715 | 461719506.2715 | 461719506.2715 | 461719506.2715 | 461719506.2715 | 461719506.2715 | 461719506.2715 | 6868773318.994
FuelCost | 0 | 0 | 0 | 0 | 0 | 0 | 0 | 0 | 0 | 0 | 0 | 0 | 0 | 0 | 0 | 0 | 0 | 0 | 0 | 0 | 0 | 0 | 0 | 0 | 0 | 0 | 0 | 0 | 0 | 0 | 0 | 0
VOM | 0 | 0 | 0 | 0 | 0 | 0 | 0 | 0 | 0 | 0 | 91254385.794 | 91254385.794 | 91254385.794 | 91254385.794 | 91254385.794 | 91254385.794 | 91254385.794 | 91254385.794 | 91254385.794 | 91254385.794 | 235403659.388 | 235403659.388 | 235403659.388 | 235403659.388 | 235403659.388 | 235403659.388 | 235403659.388 | 235403659.388 | 235403659.388 | 235403659.388 | 235403659.388 | 3501984111.2077
Grand Total | 691417.653 | 691417.653 | 691417.653 | 691417.653 | 691417.653 | 691417.653 | 691417.653 | 691417.653 | 691417.653 | 691417.653 | 5369974881.9185 | 358370360.8979 | 358370360.8979 | 358370360.8979 | 358370360.8979 | 358370360.8979 | 358370360.8979 | 358370360.8979 | 358370360.8979 | 358370360.8979 | 7145134596.6955 | 2630308800.4763 | 2630308800.4763 | 2630308800.4763 | 2630308800.4763 | 2630308800.4763 | 2630308800.4763 | 2630308800.4763 | 2630308800.4763 | 2630308800.4763 | 3216812129.9707 | 42636948237.483
Total Emissions Cost | 0 | 0 | 0 | 0 | 0 | 0 | 0 | 0 | 0 | 0 | 76580835.5373 | 76580835.5373 | 76580835.5373 | 76580835.5373 | 76580835.5373 | 76580835.5373 | 76580835.5373 | 76580835.5373 | 76580835.5373 | 76580835.5373 | 290438264.4221 | 290438264.4221 | 290438264.4221 | 290438264.4221 | 290438264.4221 | 290438264.4221 | 290438264.4221 | 290438264.4221 | 290438264.4221 | 290438264.4221 | 342543123.6772 | 4012734123.2715
Note: These costs are not discounted. They are the real dollars subtracted by the salvage value at the end of the study period (if applicable). They do not include the cost of known capacity build outs, only modeled capacity build outs.

## SupplyTechCosts Elec
Year Range: | 2020-2030 | 2020-2030 | 2020-2030 | 2020-2030 | 2020-2030 | 2020-2030 | 2020-2030 | 2020-2030 | 2020-2030 | 2020-2030 | 2020-2030 | 2030-2040 | 2030-2040 | 2030-2040 | 2030-2040 | 2030-2040 | 2030-2040 | 2030-2040 | 2030-2040 | 2030-2040 | 2030-2040 | 2040-2050 | 2040-2050 | 2040-2050 | 2040-2050 | 2040-2050 | 2040-2050 | 2040-2050 | 2040-2050 | 2040-2050 | 2040-2050
ScenarioName | LCP_Inputs_ON_Electric_2023_04_03
var_type | (Multiple Items)
SubRegion | ON
Sum of SolutionCost | Column Labels
Row Labels | 2020 | 2021 | 2022 | 2023 | 2024 | 2025 | 2026 | 2027 | 2028 | 2029 | 2030 | 2031 | 2032 | 2033 | 2034 | 2035 | 2036 | 2037 | 2038 | 2039 | 2040 | 2041 | 2042 | 2043 | 2044 | 2045 | 2046 | 2047 | 2048 | 2049 | 2050 | Grand Total
Battery Storage | 0 | 0 | 0 | 0 | 0 | 0 | 0 | 0 | 0 | 0 | 0 | 0 | 0 | 0 | 0 | 0 | 0 | 0 | 0 | 0 | 185638570.1704 | 6227491.9706 | 6227491.9706 | 6227491.9706 | 6227491.9706 | 6227491.9706 | 6227491.9706 | 6227491.9706 | 6227491.9706 | 6227491.9706 | 6227491.9706 | 247913489.8761
Biomass | 0 | 0 | 0 | 0 | 0 | 0 | 0 | 0 | 0 | 0 | 2531032.9331 | 2531032.9331 | 2531032.9331 | 2531032.9331 | 2531032.9331 | 2531032.9331 | 2531032.9331 | 2531032.9331 | 2531032.9331 | 2531032.9331 | 2480543.0073 | 2480543.0073 | 2480543.0073 | 2480543.0073 | 2480543.0073 | 2480543.0073 | 2480543.0073 | 2480543.0073 | 2480543.0073 | 2480543.0073 | 1136915.545 | 51252674.9486
Biomass + CCS | 0 | 0 | 0 | 0 | 0 | 0 | 0 | 0 | 0 | 0 | 0 | 0 | 0 | 0 | 0 | 0 | 0 | 0 | 0 | 0 | 687383430.3228 | -26556389.6772 | -26556389.6772 | -26556389.6772 | -26556389.6772 | -26556389.6772 | -26556389.6772 | -26556389.6772 | -26556389.6772 | -26556389.6772 | 11790840.6455 | 460166763.8731
Fossil Fuel Thermal (Coal, Peat, Oil) | 0 | 0 | 0 | 0 | 0 | 0 | 0 | 0 | 0 | 0 | 0 | 0 | 0 | 0 | 0 | 0 | 0 | 0 | 0 | 0 | 0 | 0 | 0 | 0 | 0 | 0 | 0 | 0 | 0 | 0 | 0 | 0
Generic - Generator | 0 | 0 | 0 | 0 | 0 | 0 | 0 | 0 | 0 | 0 | 0 | 0 | 0 | 0 | 0 | 0 | 0 | 0 | 0 | 0 | 0 | 0 | 0 | 0 | 0 | 0 | 0 | 0 | 0 | 0 | 0 | 0
Hydro | 0 | 0 | 0 | 0 | 0 | 0 | 0 | 0 | 0 | 0 | 0 | 0 | 0 | 0 | 0 | 0 | 0 | 0 | 0 | 0 | 1183299822.5242 | 45262834.7414 | 45262834.7414 | 45262834.7414 | 45262834.7414 | 45262834.7414 | 45262834.7414 | 45262834.7414 | 45262834.7414 | 45262834.7414 | 45262834.7414 | 1635928169.9378
Hydro Pumped Storage | 0 | 0 | 0 | 0 | 0 | 0 | 0 | 0 | 0 | 0 | 0 | 0 | 0 | 0 | 0 | 0 | 0 | 0 | 0 | 0 | 0 | 0 | 0 | 0 | 0 | 0 | 0 | 0 | 0 | 0 | 0 | 0
Nuclear | 8790266640.96 | 8790266640.96 | 8790266640.96 | 8790266640.96 | 8790266640.96 | 8790266640.96 | 8790266640.96 | 8790266640.96 | 8790266640.96 | 8790266640.96 | 7202995454.9077 | 7202995454.9077 | 7202995454.9077 | 7202995454.9077 | 7202995454.9077 | 7202995454.9077 | 7202995454.9077 | 7202995454.9077 | 7202995454.9077 | 7202995454.9077 | 7823178339.984 | 7823178339.984 | 7823178339.984 | 7823178339.984 | 7823178339.984 | 7823178339.984 | 7823178339.984 | 7823178339.984 | 7823178339.984 | 7823178339.984 | 7823178339.984 | 245987582698.5011
O/CCGT - CH4 Existing | 0 | 0 | 0 | 0 | 0 | 0 | 0 | 0 | 0 | 0 | 9513627.9243 | 9513627.9243 | 9513627.9243 | 9513627.9243 | 9513627.9243 | 9513627.9243 | 9513627.9243 | 9513627.9243 | 9513627.9243 | 9513627.9243 | 4521550.7623 | 4521550.7623 | 4521550.7623 | 4521550.7623 | 4521550.7623 | 4521550.7623 | 4521550.7623 | 4521550.7623 | 4521550.7623 | 4521550.7623 | 0 | 140351786.866
O/CCGT - CH4 New | 0 | 0 | 0 | 0 | 0 | 0 | 0 | 0 | 0 | 0 | 374557.8599 | 374557.8599 | 374557.8599 | 374557.8599 | 374557.8599 | 374557.8599 | 374557.8599 | 374557.8599 | 374557.8599 | 374557.8599 | 1588662.2482 | 1588662.2482 | 1588662.2482 | 1588662.2482 | 1588662.2482 | 1588662.2482 | 1588662.2482 | 1588662.2482 | 1588662.2482 | 1588662.2482 | 0 | 19632201.0811
O/CCGT - H2 New | 0 | 0 | 0 | 0 | 0 | 0 | 0 | 0 | 0 | 0 | 3377099440.2256 | 119000755.0771 | 119000755.0771 | 119000755.0771 | 119000755.0771 | 119000755.0771 | 119000755.0771 | 119000755.0771 | 119000755.0771 | 119000755.0771 | 5473370978.9112 | 463970978.9112 | 463970978.9112 | 463970978.9112 | 463970978.9112 | 463970978.9112 | 463970978.9112 | 463970978.9112 | 463970978.9112 | 463970978.9112 | 1235582512.4089 | 15332798537.4404
Solar PV | 0 | 0 | 0 | 0 | 0 | 0 | 0 | 0 | 0 | 0 | 2711475311.8923 | 65207125.8797 | 65207125.8797 | 65207125.8797 | 65207125.8797 | 65207125.8797 | 65207125.8797 | 65207125.8797 | 65207125.8797 | 65207125.8797 | 132448938.58 | 68429019.3981 | 68429019.3981 | 68429019.3981 | 68429019.3981 | 68429019.3981 | 68429019.3981 | 68429019.3981 | 68429019.3981 | 68429019.3981 | 68429019.3981 | 4115078577.3709
Wind Offshore | 0 | 0 | 0 | 0 | 0 | 0 | 0 | 0 | 0 | 0 | 0 | 0 | 0 | 0 | 0 | 0 | 0 | 0 | 0 | 0 | 0 | 0 | 0 | 0 | 0 | 0 | 0 | 0 | 0 | 0 | 0 | 0
Wind Onshore | 0 | 0 | 0 | 0 | 0 | 0 | 0 | 0 | 0 | 0 | 18177225000 | 375000000 | 375000000 | 375000000 | 375000000 | 375000000 | 375000000 | 375000000 | 375000000 | 375000000 | 11548300000 | 875000000 | 875000000 | 875000000 | 875000000 | 875000000 | 875000000 | 875000000 | 875000000 | 875000000 | 2716925297.1066 | 43692450297.1066
Nuclear SMR | 0 | 0 | 0 | 0 | 0 | 0 | 0 | 0 | 0 | 0 | 19000000.8 | 19000000.8 | 19000000.8 | 19000000.8 | 19000000.8 | 19000000.8 | 19000000.8 | 19000000.8 | 19000000.8 | 19000000.8 | 4598861026.6733 | 638861026.6733 | 638861026.6733 | 638861026.6733 | 638861026.6733 | 638861026.6733 | 638861026.6733 | 638861026.6733 | 638861026.6733 | 638861026.6733 | 636762193.2 | 11175372467.9326
Grand Total | 8790266640.96 | 8790266640.96 | 8790266640.96 | 8790266640.96 | 8790266640.96 | 8790266640.96 | 8790266640.96 | 8790266640.96 | 8790266640.96 | 8790266640.96 | 31500214426.5429 | 7793622555.3818 | 7793622555.3818 | 7793622555.3818 | 7793622555.3818 | 7793622555.3818 | 7793622555.3818 | 7793622555.3818 | 7793622555.3818 | 7793622555.3818 | 31641071863.1836 | 9902964058.0191 | 9902964058.0191 | 9902964058.0191 | 9902964058.0191 | 9902964058.0191 | 9902964058.0191 | 9902964058.0191 | 9902964058.0191 | 9902964058.0191 | 12545295445.0001 | 322858527664.9342
Note: These costs are not discounted. They are the real dollars subtracted by the salvage value at the end of the study period (if applicable). They do not include the cost of known capacity build outs, only modeled capacity build outs.

## Known Capacity Costs
ScenarioName | LCP_Inputs_ON_Electric_2023_04_03
known_modeled | known
SubRegion | ON
Sum of Capacity | Column Labels |  |  |  | Year Range: | 2020-2030 | 2030-2040 | 2040-2050
Row Labels | 2020 | 2030 | 2040 | 2050 | CONE Costs | 2030 | 2040 | 2050
Anaerobic Digestion | 0 | 0 | 0 | 0 | Anaerobic Digestion | 0 | 0 | 0
Battery Storage | 0 | 1298 | 3700 | 6300 | Battery Storage | 1557600000 | 2642200000 | 2470000000
Biomass | 561.45 | 561.45 | 550.25 | 550.25 | Biomass | 0 | 0 | 0
Biomass + CCS | 0 | 0 | 0 | 0 | Biomass + CCS | 0 | 0 | 0
CH4 + CCS | 0 | 0 | 0 | 0 | CH4 + CCS | 0 | 0 | 0
CH4 Import - NY 2020 | 0 | 0 | 0 | 0 | CH4 Import - NY 2020 | 0 | 0 | 0
CH4 Import - NY 2030 | 0 | 0 | 0 | 0 | CH4 Import - NY 2030 | 0 | 0 | 0
CH4 Import - NY 2040 | 0 | 0 | 0 | 0 | CH4 Import - NY 2040 | 0 | 0 | 0
CH4 Import - NY 2050 | 0 | 0 | 0 | 0 | CH4 Import - NY 2050 | 0 | 0 | 0
CH4 Import - WC 2020 | 0 | 0 | 0 | 0 | CH4 Import - WC 2020 | 0 | 0 | 0
CH4 Import - WC 2030 | 0 | 0 | 0 | 0 | CH4 Import - WC 2030 | 0 | 0 | 0
CH4 Import - WC 2040 | 0 | 0 | 0 | 0 | CH4 Import - WC 2040 | 0 | 0 | 0
CH4 Import - WC 2050 | 0 | 0 | 0 | 0 | CH4 Import - WC 2050 | 0 | 0 | 0
CH4 Salt Cavern Storage - ON | 36000 | 36000 | 36000 | 36000 | CH4 Salt Cavern Storage - ON | 0 | 0 | 0
Electrolyser 2020/2030 | 0 | 0 | 0 | 0 | Electrolyser 2020/2030 | 0 | 0 | 0
Electrolyser 2040 | 0 | 0 | 0 | 0 | Electrolyser 2040 | 0 | 0 | 0
Electrolyser 2050 | 0 | 0 | 0 | 0 | Electrolyser 2050 | 0 | 0 | 0
Fossil Fuel Thermal (Coal, Peat, Oil) | 45.5 | 0 | 0 | 0 | Fossil Fuel Thermal (Coal, Peat, Oil) | 0 | 0 | 0
Generic - Generator | 0 | 0 | 0 | 0 | Generic - Generator | 0 | 0 | 0
H2 Import - QC | 0 | 0 | 0 | 0 | H2 Import - QC | 0 | 0 | 0
H2 Import - WC | 0 | 0 | 0 | 0 | H2 Import - WC | 0 | 0 | 0
H2 Salt Cavern Storage - ON | 0 | 0 | 0 | 0 | H2 Salt Cavern Storage - ON | 0 | 0 | 0
Hydro | 9254.9 | 9271.9 | 9271.9 | 9271.9 | Hydro | 117165938.1002 | 0 | 0
Hydro Pumped Storage | 174.6 | 174.6 | 174.6 | 174.6 | Hydro Pumped Storage | 0 | 0 | 0
Nuclear | 13089 | 10007 | 11641 | 11641 | Nuclear | 0 | 16.34 | 0
O/CCGT - CH4 Existing | 10769.59 | 7179.7267 | 3589.8633 | 0 | O/CCGT - CH4 Existing | 0 | 0 | 0
O/CCGT - CH4 New | 0 | 1000 | 1600 | 0 | O/CCGT - CH4 New | 660000000 | 396000000 | 0
O/CCGT - H2 New | 0 | 0 | 0 | 0 | O/CCGT - H2 New | 0 | 0 | 0
SMR CCS | 0 | 0 | 0 | 0 | SMR CCS | 0 | 0 | 0
Solar PV | 478 | 689 | 2807 | 5349 | Solar PV | 224266625 | 1721669250 | 1812128250
Wind Offshore | 0 | 0 | 0 | 0 | Wind Offshore | 0 | 0 | 0
Wind Onshore | 5533.94 | 5683.94 | 7933.94 | 10333.94 | Wind Onshore | 211931250 | 2728968750 | 2670900000
Nuclear SMR | 0 | 300 | 300 | 300 | Total | 2770963813.1002 | 7488838016.34 | 6953028250
Note: Known capacity costs are cumulative.

## Dispatch Import Costs
Year Range: | 2020-2030 | 2020-2030 | 2020-2030 | 2020-2030 | 2020-2030 | 2020-2030 | 2020-2030 | 2020-2030 | 2020-2030 | 2020-2030 | 2020-2030 | 2030-2040 | 2030-2040 | 2030-2040 | 2030-2040 | 2030-2040 | 2030-2040 | 2030-2040 | 2030-2040 | 2030-2040 | 2030-2040 | 2040-2050 | 2040-2050 | 2040-2050 | 2040-2050 | 2040-2050 | 2040-2050 | 2040-2050 | 2040-2050 | 2040-2050 | 2040-2050
ScenarioName | LCP_Inputs_ON_Electric_2023_04_03
var_type | Dispatch-Import
Sum of SolutionCost | Column Labels
Row Labels | 2020 | 2021 | 2022 | 2023 | 2024 | 2025 | 2026 | 2027 | 2028 | 2029 | 2030 | 2031 | 2032 | 2033 | 2034 | 2035 | 2036 | 2037 | 2038 | 2039 | 2040 | 2041 | 2042 | 2043 | 2044 | 2045 | 2046 | 2047 | 2048 | 2049 | 2050 | Grand Total
CH4 Import - NY 2020 | 690133208.2715 | 690133208.2715 | 690133208.2715 | 690133208.2715 | 690133208.2715 | 690133208.2715 | 690133208.2715 | 690133208.2715 | 690133208.2715 | 690133208.2715 | 0 | 0 | 0 | 0 | 0 | 0 | 0 | 0 | 0 | 0 | 0 | 0 | 0 | 0 | 0 | 0 | 0 | 0 | 0 | 0 | 0 | 6901332082.7152
NY | 690133208.2715 | 690133208.2715 | 690133208.2715 | 690133208.2715 | 690133208.2715 | 690133208.2715 | 690133208.2715 | 690133208.2715 | 690133208.2715 | 690133208.2715 | 0 | 0 | 0 | 0 | 0 | 0 | 0 | 0 | 0 | 0 | 0 | 0 | 0 | 0 | 0 | 0 | 0 | 0 | 0 | 0 | 0 | 6901332082.7152
EmissionsCost | 282343065.1873 | 282343065.1873 | 282343065.1873 | 282343065.1873 | 282343065.1873 | 282343065.1873 | 282343065.1873 | 282343065.1873 | 282343065.1873 | 282343065.1873 | 0 | 0 | 0 | 0 | 0 | 0 | 0 | 0 | 0 | 0 | 0 | 0 | 0 | 0 | 0 | 0 | 0 | 0 | 0 | 0 | 0 | 2823430651.8726
FuelCost | 407790143.0843 | 407790143.0843 | 407790143.0843 | 407790143.0843 | 407790143.0843 | 407790143.0843 | 407790143.0843 | 407790143.0843 | 407790143.0843 | 407790143.0843 | 0 | 0 | 0 | 0 | 0 | 0 | 0 | 0 | 0 | 0 | 0 | 0 | 0 | 0 | 0 | 0 | 0 | 0 | 0 | 0 | 0 | 4077901430.8426
VOM | 0 | 0 | 0 | 0 | 0 | 0 | 0 | 0 | 0 | 0 | 0 | 0 | 0 | 0 | 0 | 0 | 0 | 0 | 0 | 0 | 0 | 0 | 0 | 0 | 0 | 0 | 0 | 0 | 0 | 0 | 0 | 0
WC | 0 | 0 | 0 | 0 | 0 | 0 | 0 | 0 | 0 | 0 | 0 | 0 | 0 | 0 | 0 | 0 | 0 | 0 | 0 | 0 | 0 | 0 | 0 | 0 | 0 | 0 | 0 | 0 | 0 | 0 | 0 | 0
EmissionsCost | 0 | 0 | 0 | 0 | 0 | 0 | 0 | 0 | 0 | 0 | 0 | 0 | 0 | 0 | 0 | 0 | 0 | 0 | 0 | 0 | 0 | 0 | 0 | 0 | 0 | 0 | 0 | 0 | 0 | 0 | 0 | 0
FuelCost | 0 | 0 | 0 | 0 | 0 | 0 | 0 | 0 | 0 | 0 | 0 | 0 | 0 | 0 | 0 | 0 | 0 | 0 | 0 | 0 | 0 | 0 | 0 | 0 | 0 | 0 | 0 | 0 | 0 | 0 | 0 | 0
VOM | 0 | 0 | 0 | 0 | 0 | 0 | 0 | 0 | 0 | 0 | 0 | 0 | 0 | 0 | 0 | 0 | 0 | 0 | 0 | 0 | 0 | 0 | 0 | 0 | 0 | 0 | 0 | 0 | 0 | 0 | 0 | 0
CH4 Import - NY 2030 | 0 | 0 | 0 | 0 | 0 | 0 | 0 | 0 | 0 | 0 | 3015562323.6139 | 3015562323.6139 | 3015562323.6139 | 3015562323.6139 | 3015562323.6139 | 3015562323.6139 | 3015562323.6139 | 3015562323.6139 | 3015562323.6139 | 3015562323.6139 | 0 | 0 | 0 | 0 | 0 | 0 | 0 | 0 | 0 | 0 | 0 | 30155623236.1393
NY | 0 | 0 | 0 | 0 | 0 | 0 | 0 | 0 | 0 | 0 | 3015562323.6139 | 3015562323.6139 | 3015562323.6139 | 3015562323.6139 | 3015562323.6139 | 3015562323.6139 | 3015562323.6139 | 3015562323.6139 | 3015562323.6139 | 3015562323.6139 | 0 | 0 | 0 | 0 | 0 | 0 | 0 | 0 | 0 | 0 | 0 | 30155623236.1393
EmissionsCost | 0 | 0 | 0 | 0 | 0 | 0 | 0 | 0 | 0 | 0 | 2371206202.7872 | 2371206202.7872 | 2371206202.7872 | 2371206202.7872 | 2371206202.7872 | 2371206202.7872 | 2371206202.7872 | 2371206202.7872 | 2371206202.7872 | 2371206202.7872 | 0 | 0 | 0 | 0 | 0 | 0 | 0 | 0 | 0 | 0 | 0 | 23712062027.8722
FuelCost | 0 | 0 | 0 | 0 | 0 | 0 | 0 | 0 | 0 | 0 | 644356120.8267 | 644356120.8267 | 644356120.8267 | 644356120.8267 | 644356120.8267 | 644356120.8267 | 644356120.8267 | 644356120.8267 | 644356120.8267 | 644356120.8267 | 0 | 0 | 0 | 0 | 0 | 0 | 0 | 0 | 0 | 0 | 0 | 6443561208.2671
VOM | 0 | 0 | 0 | 0 | 0 | 0 | 0 | 0 | 0 | 0 | 0 | 0 | 0 | 0 | 0 | 0 | 0 | 0 | 0 | 0 | 0 | 0 | 0 | 0 | 0 | 0 | 0 | 0 | 0 | 0 | 0 | 0
WC | 0 | 0 | 0 | 0 | 0 | 0 | 0 | 0 | 0 | 0 | 0 | 0 | 0 | 0 | 0 | 0 | 0 | 0 | 0 | 0 | 0 | 0 | 0 | 0 | 0 | 0 | 0 | 0 | 0 | 0 | 0 | 0
EmissionsCost | 0 | 0 | 0 | 0 | 0 | 0 | 0 | 0 | 0 | 0 | 0 | 0 | 0 | 0 | 0 | 0 | 0 | 0 | 0 | 0 | 0 | 0 | 0 | 0 | 0 | 0 | 0 | 0 | 0 | 0 | 0 | 0
FuelCost | 0 | 0 | 0 | 0 | 0 | 0 | 0 | 0 | 0 | 0 | 0 | 0 | 0 | 0 | 0 | 0 | 0 | 0 | 0 | 0 | 0 | 0 | 0 | 0 | 0 | 0 | 0 | 0 | 0 | 0 | 0 | 0
VOM | 0 | 0 | 0 | 0 | 0 | 0 | 0 | 0 | 0 | 0 | 0 | 0 | 0 | 0 | 0 | 0 | 0 | 0 | 0 | 0 | 0 | 0 | 0 | 0 | 0 | 0 | 0 | 0 | 0 | 0 | 0 | 0
CH4 Import - NY 2040 | 0 | 0 | 0 | 0 | 0 | 0 | 0 | 0 | 0 | 0 | 0 | 0 | 0 | 0 | 0 | 0 | 0 | 0 | 0 | 0 | 3180526655.3784 | 3180526655.3784 | 3180526655.3784 | 3180526655.3784 | 3180526655.3784 | 3180526655.3784 | 3180526655.3784 | 3180526655.3784 | 3180526655.3784 | 3180526655.3784 | 0 | 31805266553.784
NY | 0 | 0 | 0 | 0 | 0 | 0 | 0 | 0 | 0 | 0 | 0 | 0 | 0 | 0 | 0 | 0 | 0 | 0 | 0 | 0 | 3180526655.3784 | 3180526655.3784 | 3180526655.3784 | 3180526655.3784 | 3180526655.3784 | 3180526655.3784 | 3180526655.3784 | 3180526655.3784 | 3180526655.3784 | 3180526655.3784 | 0 | 31805266553.784
EmissionsCost | 0 | 0 | 0 | 0 | 0 | 0 | 0 | 0 | 0 | 0 | 0 | 0 | 0 | 0 | 0 | 0 | 0 | 0 | 0 | 0 | 2422180073.5024 | 2422180073.5024 | 2422180073.5024 | 2422180073.5024 | 2422180073.5024 | 2422180073.5024 | 2422180073.5024 | 2422180073.5024 | 2422180073.5024 | 2422180073.5024 | 0 | 24221800735.0241
FuelCost | 0 | 0 | 0 | 0 | 0 | 0 | 0 | 0 | 0 | 0 | 0 | 0 | 0 | 0 | 0 | 0 | 0 | 0 | 0 | 0 | 758346581.876 | 758346581.876 | 758346581.876 | 758346581.876 | 758346581.876 | 758346581.876 | 758346581.876 | 758346581.876 | 758346581.876 | 758346581.876 | 0 | 7583465818.7599
VOM | 0 | 0 | 0 | 0 | 0 | 0 | 0 | 0 | 0 | 0 | 0 | 0 | 0 | 0 | 0 | 0 | 0 | 0 | 0 | 0 | 0 | 0 | 0 | 0 | 0 | 0 | 0 | 0 | 0 | 0 | 0 | 0
WC | 0 | 0 | 0 | 0 | 0 | 0 | 0 | 0 | 0 | 0 | 0 | 0 | 0 | 0 | 0 | 0 | 0 | 0 | 0 | 0 | 0 | 0 | 0 | 0 | 0 | 0 | 0 | 0 | 0 | 0 | 0 | 0
EmissionsCost | 0 | 0 | 0 | 0 | 0 | 0 | 0 | 0 | 0 | 0 | 0 | 0 | 0 | 0 | 0 | 0 | 0 | 0 | 0 | 0 | 0 | 0 | 0 | 0 | 0 | 0 | 0 | 0 | 0 | 0 | 0 | 0
FuelCost | 0 | 0 | 0 | 0 | 0 | 0 | 0 | 0 | 0 | 0 | 0 | 0 | 0 | 0 | 0 | 0 | 0 | 0 | 0 | 0 | 0 | 0 | 0 | 0 | 0 | 0 | 0 | 0 | 0 | 0 | 0 | 0
VOM | 0 | 0 | 0 | 0 | 0 | 0 | 0 | 0 | 0 | 0 | 0 | 0 | 0 | 0 | 0 | 0 | 0 | 0 | 0 | 0 | 0 | 0 | 0 | 0 | 0 | 0 | 0 | 0 | 0 | 0 | 0 | 0
CH4 Import - NY 2050 | 0 | 0 | 0 | 0 | 0 | 0 | 0 | 0 | 0 | 0 | 0 | 0 | 0 | 0 | 0 | 0 | 0 | 0 | 0 | 0 | 0 | 0 | 0 | 0 | 0 | 0 | 0 | 0 | 0 | 0 | 0 | 0
NY | 0 | 0 | 0 | 0 | 0 | 0 | 0 | 0 | 0 | 0 | 0 | 0 | 0 | 0 | 0 | 0 | 0 | 0 | 0 | 0 | 0 | 0 | 0 | 0 | 0 | 0 | 0 | 0 | 0 | 0 | 0 | 0
EmissionsCost | 0 | 0 | 0 | 0 | 0 | 0 | 0 | 0 | 0 | 0 | 0 | 0 | 0 | 0 | 0 | 0 | 0 | 0 | 0 | 0 | 0 | 0 | 0 | 0 | 0 | 0 | 0 | 0 | 0 | 0 | 0 | 0
FuelCost | 0 | 0 | 0 | 0 | 0 | 0 | 0 | 0 | 0 | 0 | 0 | 0 | 0 | 0 | 0 | 0 | 0 | 0 | 0 | 0 | 0 | 0 | 0 | 0 | 0 | 0 | 0 | 0 | 0 | 0 | 0 | 0
VOM | 0 | 0 | 0 | 0 | 0 | 0 | 0 | 0 | 0 | 0 | 0 | 0 | 0 | 0 | 0 | 0 | 0 | 0 | 0 | 0 | 0 | 0 | 0 | 0 | 0 | 0 | 0 | 0 | 0 | 0 | 0 | 0
WC | 0 | 0 | 0 | 0 | 0 | 0 | 0 | 0 | 0 | 0 | 0 | 0 | 0 | 0 | 0 | 0 | 0 | 0 | 0 | 0 | 0 | 0 | 0 | 0 | 0 | 0 | 0 | 0 | 0 | 0 | 0 | 0
EmissionsCost | 0 | 0 | 0 | 0 | 0 | 0 | 0 | 0 | 0 | 0 | 0 | 0 | 0 | 0 | 0 | 0 | 0 | 0 | 0 | 0 | 0 | 0 | 0 | 0 | 0 | 0 | 0 | 0 | 0 | 0 | 0 | 0
FuelCost | 0 | 0 | 0 | 0 | 0 | 0 | 0 | 0 | 0 | 0 | 0 | 0 | 0 | 0 | 0 | 0 | 0 | 0 | 0 | 0 | 0 | 0 | 0 | 0 | 0 | 0 | 0 | 0 | 0 | 0 | 0 | 0
VOM | 0 | 0 | 0 | 0 | 0 | 0 | 0 | 0 | 0 | 0 | 0 | 0 | 0 | 0 | 0 | 0 | 0 | 0 | 0 | 0 | 0 | 0 | 0 | 0 | 0 | 0 | 0 | 0 | 0 | 0 | 0 | 0
CH4 Import - WC 2020 | 3194576170.2715 | 3194576170.2715 | 3194576170.2715 | 3194576170.2715 | 3194576170.2715 | 3194576170.2715 | 3194576170.2715 | 3194576170.2715 | 3194576170.2715 | 3194576170.2715 | 0 | 0 | 0 | 0 | 0 | 0 | 0 | 0 | 0 | 0 | 0 | 0 | 0 | 0 | 0 | 0 | 0 | 0 | 0 | 0 | 0 | 31945761702.7151
NY | 0 | 0 | 0 | 0 | 0 | 0 | 0 | 0 | 0 | 0 | 0 | 0 | 0 | 0 | 0 | 0 | 0 | 0 | 0 | 0 | 0 | 0 | 0 | 0 | 0 | 0 | 0 | 0 | 0 | 0 | 0 | 0
EmissionsCost | 0 | 0 | 0 | 0 | 0 | 0 | 0 | 0 | 0 | 0 | 0 | 0 | 0 | 0 | 0 | 0 | 0 | 0 | 0 | 0 | 0 | 0 | 0 | 0 | 0 | 0 | 0 | 0 | 0 | 0 | 0 | 0
FuelCost | 0 | 0 | 0 | 0 | 0 | 0 | 0 | 0 | 0 | 0 | 0 | 0 | 0 | 0 | 0 | 0 | 0 | 0 | 0 | 0 | 0 | 0 | 0 | 0 | 0 | 0 | 0 | 0 | 0 | 0 | 0 | 0
VOM | 0 | 0 | 0 | 0 | 0 | 0 | 0 | 0 | 0 | 0 | 0 | 0 | 0 | 0 | 0 | 0 | 0 | 0 | 0 | 0 | 0 | 0 | 0 | 0 | 0 | 0 | 0 | 0 | 0 | 0 | 0 | 0
WC | 3194576170.2715 | 3194576170.2715 | 3194576170.2715 | 3194576170.2715 | 3194576170.2715 | 3194576170.2715 | 3194576170.2715 | 3194576170.2715 | 3194576170.2715 | 3194576170.2715 | 0 | 0 | 0 | 0 | 0 | 0 | 0 | 0 | 0 | 0 | 0 | 0 | 0 | 0 | 0 | 0 | 0 | 0 | 0 | 0 | 0 | 31945761702.7151
EmissionsCost | 1306945408.6229 | 1306945408.6229 | 1306945408.6229 | 1306945408.6229 | 1306945408.6229 | 1306945408.6229 | 1306945408.6229 | 1306945408.6229 | 1306945408.6229 | 1306945408.6229 | 0 | 0 | 0 | 0 | 0 | 0 | 0 | 0 | 0 | 0 | 0 | 0 | 0 | 0 | 0 | 0 | 0 | 0 | 0 | 0 | 0 | 13069454086.2287
FuelCost | 1887630761.6486 | 1887630761.6486 | 1887630761.6486 | 1887630761.6486 | 1887630761.6486 | 1887630761.6486 | 1887630761.6486 | 1887630761.6486 | 1887630761.6486 | 1887630761.6486 | 0 | 0 | 0 | 0 | 0 | 0 | 0 | 0 | 0 | 0 | 0 | 0 | 0 | 0 | 0 | 0 | 0 | 0 | 0 | 0 | 0 | 18876307616.4864
VOM | 0 | 0 | 0 | 0 | 0 | 0 | 0 | 0 | 0 | 0 | 0 | 0 | 0 | 0 | 0 | 0 | 0 | 0 | 0 | 0 | 0 | 0 | 0 | 0 | 0 | 0 | 0 | 0 | 0 | 0 | 0 | 0
CH4 Import - WC 2030 | 0 | 0 | 0 | 0 | 0 | 0 | 0 | 0 | 0 | 0 | 11459424944.9552 | 11459424944.9552 | 11459424944.9552 | 11459424944.9552 | 11459424944.9552 | 11459424944.9552 | 11459424944.9552 | 11459424944.9552 | 11459424944.9552 | 11459424944.9552 | 0 | 0 | 0 | 0 | 0 | 0 | 0 | 0 | 0 | 0 | 0 | 114594249449.5515
NY | 0 | 0 | 0 | 0 | 0 | 0 | 0 | 0 | 0 | 0 | 0 | 0 | 0 | 0 | 0 | 0 | 0 | 0 | 0 | 0 | 0 | 0 | 0 | 0 | 0 | 0 | 0 | 0 | 0 | 0 | 0 | 0
EmissionsCost | 0 | 0 | 0 | 0 | 0 | 0 | 0 | 0 | 0 | 0 | 0 | 0 | 0 | 0 | 0 | 0 | 0 | 0 | 0 | 0 | 0 | 0 | 0 | 0 | 0 | 0 | 0 | 0 | 0 | 0 | 0 | 0
FuelCost | 0 | 0 | 0 | 0 | 0 | 0 | 0 | 0 | 0 | 0 | 0 | 0 | 0 | 0 | 0 | 0 | 0 | 0 | 0 | 0 | 0 | 0 | 0 | 0 | 0 | 0 | 0 | 0 | 0 | 0 | 0 | 0
VOM | 0 | 0 | 0 | 0 | 0 | 0 | 0 | 0 | 0 | 0 | 0 | 0 | 0 | 0 | 0 | 0 | 0 | 0 | 0 | 0 | 0 | 0 | 0 | 0 | 0 | 0 | 0 | 0 | 0 | 0 | 0 | 0
WC | 0 | 0 | 0 | 0 | 0 | 0 | 0 | 0 | 0 | 0 | 11459424944.9552 | 11459424944.9552 | 11459424944.9552 | 11459424944.9552 | 11459424944.9552 | 11459424944.9552 | 11459424944.9552 | 11459424944.9552 | 11459424944.9552 | 11459424944.9552 | 0 | 0 | 0 | 0 | 0 | 0 | 0 | 0 | 0 | 0 | 0 | 114594249449.5515
EmissionsCost | 0 | 0 | 0 | 0 | 0 | 0 | 0 | 0 | 0 | 0 | 9010810122.2355 | 9010810122.2355 | 9010810122.2355 | 9010810122.2355 | 9010810122.2355 | 9010810122.2355 | 9010810122.2355 | 9010810122.2355 | 9010810122.2355 | 9010810122.2355 | 0 | 0 | 0 | 0 | 0 | 0 | 0 | 0 | 0 | 0 | 0 | 90108101222.3545
FuelCost | 0 | 0 | 0 | 0 | 0 | 0 | 0 | 0 | 0 | 0 | 2448614822.7197 | 2448614822.7197 | 2448614822.7197 | 2448614822.7197 | 2448614822.7197 | 2448614822.7197 | 2448614822.7197 | 2448614822.7197 | 2448614822.7197 | 2448614822.7197 | 0 | 0 | 0 | 0 | 0 | 0 | 0 | 0 | 0 | 0 | 0 | 24486148227.197
VOM | 0 | 0 | 0 | 0 | 0 | 0 | 0 | 0 | 0 | 0 | 0 | 0 | 0 | 0 | 0 | 0 | 0 | 0 | 0 | 0 | 0 | 0 | 0 | 0 | 0 | 0 | 0 | 0 | 0 | 0 | 0 | 0
CH4 Import - WC 2040 | 0 | 0 | 0 | 0 | 0 | 0 | 0 | 0 | 0 | 0 | 0 | 0 | 0 | 0 | 0 | 0 | 0 | 0 | 0 | 0 | 2763857582.6064 | 2763857582.6064 | 2763857582.6064 | 2763857582.6064 | 2763857582.6064 | 2763857582.6064 | 2763857582.6064 | 2763857582.6064 | 2763857582.6064 | 2763857582.6064 | 0 | 27638575826.0642
NY | 0 | 0 | 0 | 0 | 0 | 0 | 0 | 0 | 0 | 0 | 0 | 0 | 0 | 0 | 0 | 0 | 0 | 0 | 0 | 0 | 0 | 0 | 0 | 0 | 0 | 0 | 0 | 0 | 0 | 0 | 0 | 0
EmissionsCost | 0 | 0 | 0 | 0 | 0 | 0 | 0 | 0 | 0 | 0 | 0 | 0 | 0 | 0 | 0 | 0 | 0 | 0 | 0 | 0 | 0 | 0 | 0 | 0 | 0 | 0 | 0 | 0 | 0 | 0 | 0 | 0
FuelCost | 0 | 0 | 0 | 0 | 0 | 0 | 0 | 0 | 0 | 0 | 0 | 0 | 0 | 0 | 0 | 0 | 0 | 0 | 0 | 0 | 0 | 0 | 0 | 0 | 0 | 0 | 0 | 0 | 0 | 0 | 0 | 0
VOM | 0 | 0 | 0 | 0 | 0 | 0 | 0 | 0 | 0 | 0 | 0 | 0 | 0 | 0 | 0 | 0 | 0 | 0 | 0 | 0 | 0 | 0 | 0 | 0 | 0 | 0 | 0 | 0 | 0 | 0 | 0 | 0
WC | 0 | 0 | 0 | 0 | 0 | 0 | 0 | 0 | 0 | 0 | 0 | 0 | 0 | 0 | 0 | 0 | 0 | 0 | 0 | 0 | 2763857582.6064 | 2763857582.6064 | 2763857582.6064 | 2763857582.6064 | 2763857582.6064 | 2763857582.6064 | 2763857582.6064 | 2763857582.6064 | 2763857582.6064 | 2763857582.6064 | 0 | 27638575826.0642
EmissionsCost | 0 | 0 | 0 | 0 | 0 | 0 | 0 | 0 | 0 | 0 | 0 | 0 | 0 | 0 | 0 | 0 | 0 | 0 | 0 | 0 | 2104859190.9353 | 2104859190.9353 | 2104859190.9353 | 2104859190.9353 | 2104859190.9353 | 2104859190.9353 | 2104859190.9353 | 2104859190.9353 | 2104859190.9353 | 2104859190.9353 | 0 | 21048591909.3526
FuelCost | 0 | 0 | 0 | 0 | 0 | 0 | 0 | 0 | 0 | 0 | 0 | 0 | 0 | 0 | 0 | 0 | 0 | 0 | 0 | 0 | 658998391.6712 | 658998391.6712 | 658998391.6712 | 658998391.6712 | 658998391.6712 | 658998391.6712 | 658998391.6712 | 658998391.6712 | 658998391.6712 | 658998391.6712 | 0 | 6589983916.7116
VOM | 0 | 0 | 0 | 0 | 0 | 0 | 0 | 0 | 0 | 0 | 0 | 0 | 0 | 0 | 0 | 0 | 0 | 0 | 0 | 0 | 0 | 0 | 0 | 0 | 0 | 0 | 0 | 0 | 0 | 0 | 0 | 0
CH4 Import - WC 2050 | 0 | 0 | 0 | 0 | 0 | 0 | 0 | 0 | 0 | 0 | 0 | 0 | 0 | 0 | 0 | 0 | 0 | 0 | 0 | 0 | 0 | 0 | 0 | 0 | 0 | 0 | 0 | 0 | 0 | 0 | 0 | 0
NY | 0 | 0 | 0 | 0 | 0 | 0 | 0 | 0 | 0 | 0 | 0 | 0 | 0 | 0 | 0 | 0 | 0 | 0 | 0 | 0 | 0 | 0 | 0 | 0 | 0 | 0 | 0 | 0 | 0 | 0 | 0 | 0
EmissionsCost | 0 | 0 | 0 | 0 | 0 | 0 | 0 | 0 | 0 | 0 | 0 | 0 | 0 | 0 | 0 | 0 | 0 | 0 | 0 | 0 | 0 | 0 | 0 | 0 | 0 | 0 | 0 | 0 | 0 | 0 | 0 | 0
FuelCost | 0 | 0 | 0 | 0 | 0 | 0 | 0 | 0 | 0 | 0 | 0 | 0 | 0 | 0 | 0 | 0 | 0 | 0 | 0 | 0 | 0 | 0 | 0 | 0 | 0 | 0 | 0 | 0 | 0 | 0 | 0 | 0
VOM | 0 | 0 | 0 | 0 | 0 | 0 | 0 | 0 | 0 | 0 | 0 | 0 | 0 | 0 | 0 | 0 | 0 | 0 | 0 | 0 | 0 | 0 | 0 | 0 | 0 | 0 | 0 | 0 | 0 | 0 | 0 | 0
WC | 0 | 0 | 0 | 0 | 0 | 0 | 0 | 0 | 0 | 0 | 0 | 0 | 0 | 0 | 0 | 0 | 0 | 0 | 0 | 0 | 0 | 0 | 0 | 0 | 0 | 0 | 0 | 0 | 0 | 0 | 0 | 0
EmissionsCost | 0 | 0 | 0 | 0 | 0 | 0 | 0 | 0 | 0 | 0 | 0 | 0 | 0 | 0 | 0 | 0 | 0 | 0 | 0 | 0 | 0 | 0 | 0 | 0 | 0 | 0 | 0 | 0 | 0 | 0 | 0 | 0
FuelCost | 0 | 0 | 0 | 0 | 0 | 0 | 0 | 0 | 0 | 0 | 0 | 0 | 0 | 0 | 0 | 0 | 0 | 0 | 0 | 0 | 0 | 0 | 0 | 0 | 0 | 0 | 0 | 0 | 0 | 0 | 0 | 0
VOM | 0 | 0 | 0 | 0 | 0 | 0 | 0 | 0 | 0 | 0 | 0 | 0 | 0 | 0 | 0 | 0 | 0 | 0 | 0 | 0 | 0 | 0 | 0 | 0 | 0 | 0 | 0 | 0 | 0 | 0 | 0 | 0
H2 Import - QC | 0 | 0 | 0 | 0 | 0 | 0 | 0 | 0 | 0 | 0 | 0 | 0 | 0 | 0 | 0 | 0 | 0 | 0 | 0 | 0 | 0 | 0 | 0 | 0 | 0 | 0 | 0 | 0 | 0 | 0 | 0 | 0
NY | 0 | 0 | 0 | 0 | 0 | 0 | 0 | 0 | 0 | 0 | 0 | 0 | 0 | 0 | 0 | 0 | 0 | 0 | 0 | 0 | 0 | 0 | 0 | 0 | 0 | 0 | 0 | 0 | 0 | 0 | 0 | 0
EmissionsCost | 0 | 0 | 0 | 0 | 0 | 0 | 0 | 0 | 0 | 0 | 0 | 0 | 0 | 0 | 0 | 0 | 0 | 0 | 0 | 0 | 0 | 0 | 0 | 0 | 0 | 0 | 0 | 0 | 0 | 0 | 0 | 0
FuelCost | 0 | 0 | 0 | 0 | 0 | 0 | 0 | 0 | 0 | 0 | 0 | 0 | 0 | 0 | 0 | 0 | 0 | 0 | 0 | 0 | 0 | 0 | 0 | 0 | 0 | 0 | 0 | 0 | 0 | 0 | 0 | 0
VOM | 0 | 0 | 0 | 0 | 0 | 0 | 0 | 0 | 0 | 0 | 0 | 0 | 0 | 0 | 0 | 0 | 0 | 0 | 0 | 0 | 0 | 0 | 0 | 0 | 0 | 0 | 0 | 0 | 0 | 0 | 0 | 0
WC | 0 | 0 | 0 | 0 | 0 | 0 | 0 | 0 | 0 | 0 | 0 | 0 | 0 | 0 | 0 | 0 | 0 | 0 | 0 | 0 | 0 | 0 | 0 | 0 | 0 | 0 | 0 | 0 | 0 | 0 | 0 | 0
EmissionsCost | 0 | 0 | 0 | 0 | 0 | 0 | 0 | 0 | 0 | 0 | 0 | 0 | 0 | 0 | 0 | 0 | 0 | 0 | 0 | 0 | 0 | 0 | 0 | 0 | 0 | 0 | 0 | 0 | 0 | 0 | 0 | 0
FuelCost | 0 | 0 | 0 | 0 | 0 | 0 | 0 | 0 | 0 | 0 | 0 | 0 | 0 | 0 | 0 | 0 | 0 | 0 | 0 | 0 | 0 | 0 | 0 | 0 | 0 | 0 | 0 | 0 | 0 | 0 | 0 | 0
VOM | 0 | 0 | 0 | 0 | 0 | 0 | 0 | 0 | 0 | 0 | 0 | 0 | 0 | 0 | 0 | 0 | 0 | 0 | 0 | 0 | 0 | 0 | 0 | 0 | 0 | 0 | 0 | 0 | 0 | 0 | 0 | 0
H2 Import - WC | 0 | 0 | 0 | 0 | 0 | 0 | 0 | 0 | 0 | 0 | 0 | 0 | 0 | 0 | 0 | 0 | 0 | 0 | 0 | 0 | 44020984.9366 | 44020984.9366 | 44020984.9366 | 44020984.9366 | 44020984.9366 | 44020984.9366 | 44020984.9366 | 44020984.9366 | 44020984.9366 | 44020984.9366 | 59332829.885 | 499542679.2506
NY | 0 | 0 | 0 | 0 | 0 | 0 | 0 | 0 | 0 | 0 | 0 | 0 | 0 | 0 | 0 | 0 | 0 | 0 | 0 | 0 | 0 | 0 | 0 | 0 | 0 | 0 | 0 | 0 | 0 | 0 | 0 | 0
EmissionsCost | 0 | 0 | 0 | 0 | 0 | 0 | 0 | 0 | 0 | 0 | 0 | 0 | 0 | 0 | 0 | 0 | 0 | 0 | 0 | 0 | 0 | 0 | 0 | 0 | 0 | 0 | 0 | 0 | 0 | 0 | 0 | 0
FuelCost | 0 | 0 | 0 | 0 | 0 | 0 | 0 | 0 | 0 | 0 | 0 | 0 | 0 | 0 | 0 | 0 | 0 | 0 | 0 | 0 | 0 | 0 | 0 | 0 | 0 | 0 | 0 | 0 | 0 | 0 | 0 | 0
VOM | 0 | 0 | 0 | 0 | 0 | 0 | 0 | 0 | 0 | 0 | 0 | 0 | 0 | 0 | 0 | 0 | 0 | 0 | 0 | 0 | 0 | 0 | 0 | 0 | 0 | 0 | 0 | 0 | 0 | 0 | 0 | 0
WC | 0 | 0 | 0 | 0 | 0 | 0 | 0 | 0 | 0 | 0 | 0 | 0 | 0 | 0 | 0 | 0 | 0 | 0 | 0 | 0 | 44020984.9366 | 44020984.9366 | 44020984.9366 | 44020984.9366 | 44020984.9366 | 44020984.9366 | 44020984.9366 | 44020984.9366 | 44020984.9366 | 44020984.9366 | 59332829.885 | 499542679.2506
EmissionsCost | 0 | 0 | 0 | 0 | 0 | 0 | 0 | 0 | 0 | 0 | 0 | 0 | 0 | 0 | 0 | 0 | 0 | 0 | 0 | 0 | 0 | 0 | 0 | 0 | 0 | 0 | 0 | 0 | 0 | 0 | 0 | 0
FuelCost | 0 | 0 | 0 | 0 | 0 | 0 | 0 | 0 | 0 | 0 | 0 | 0 | 0 | 0 | 0 | 0 | 0 | 0 | 0 | 0 | 44020984.9366 | 44020984.9366 | 44020984.9366 | 44020984.9366 | 44020984.9366 | 44020984.9366 | 44020984.9366 | 44020984.9366 | 44020984.9366 | 44020984.9366 | 59332829.885 | 499542679.2506
VOM | 0 | 0 | 0 | 0 | 0 | 0 | 0 | 0 | 0 | 0 | 0 | 0 | 0 | 0 | 0 | 0 | 0 | 0 | 0 | 0 | 0 | 0 | 0 | 0 | 0 | 0 | 0 | 0 | 0 | 0 | 0 | 0
Grand Total | 3884709378.543 | 3884709378.543 | 3884709378.543 | 3884709378.543 | 3884709378.543 | 3884709378.543 | 3884709378.543 | 3884709378.543 | 3884709378.543 | 3884709378.543 | 14474987268.5691 | 14474987268.5691 | 14474987268.5691 | 14474987268.5691 | 14474987268.5691 | 14474987268.5691 | 14474987268.5691 | 14474987268.5691 | 14474987268.5691 | 14474987268.5691 | 5988405222.9214 | 5988405222.9214 | 5988405222.9214 | 5988405222.9214 | 5988405222.9214 | 5988405222.9214 | 5988405222.9214 | 5988405222.9214 | 5988405222.9214 | 5988405222.9214 | 59332829.885 | 243540351530.2199
Total Emissions Cost | 1589288473.8101 | 1589288473.8101 | 1589288473.8101 | 1589288473.8101 | 1589288473.8101 | 1589288473.8101 | 1589288473.8101 | 1589288473.8101 | 1589288473.8101 | 1589288473.8101 | 11382016325.0227 | 11382016325.0227 | 11382016325.0227 | 11382016325.0227 | 11382016325.0227 | 11382016325.0227 | 11382016325.0227 | 11382016325.0227 | 11382016325.0227 | 11382016325.0227 | 4527039264.4377 | 4527039264.4377 | 4527039264.4377 | 4527039264.4377 | 4527039264.4377 | 4527039264.4377 | 4527039264.4377 | 4527039264.4377 | 4527039264.4377 | 4527039264.4377 | 0 | 174983440632.7047

## InfraTech Dispatch Costs (to)
Year Range: | 2020-2030 | 2020-2030 | 2020-2030 | 2020-2030 | 2020-2030 | 2020-2030 | 2020-2030 | 2020-2030 | 2020-2030 | 2020-2030 | 2020-2030 | 2030-2040 | 2030-2040 | 2030-2040 | 2030-2040 | 2030-2040 | 2030-2040 | 2030-2040 | 2030-2040 | 2030-2040 | 2030-2040 | 2040-2050 | 2040-2050 | 2040-2050 | 2040-2050 | 2040-2050 | 2040-2050 | 2040-2050 | 2040-2050 | 2040-2050 | 2040-2050
ScenarioName | LCP_Inputs_ON_Electric_2023_04_03
var_type | (Multiple Items)
SubRegion_To | ON
Sum of SolutionCost | Column Labels
Row Labels | 2020 | 2021 | 2022 | 2023 | 2024 | 2025 | 2026 | 2027 | 2028 | 2029 | 2030 | 2031 | 2032 | 2033 | 2034 | 2035 | 2036 | 2037 | 2038 | 2039 | 2040 | 2041 | 2042 | 2043 | 2044 | 2045 | 2046 | 2047 | 2048 | 2049 | 2050 | Grand Total
Electricity | 12790493.821 | 12790493.821 | 12790493.821 | 12790493.821 | 12790493.821 | 12790493.821 | 12790493.821 | 12790493.821 | 12790493.821 | 12790493.821 | 65734734.4652 | 65734734.4652 | 65734734.4652 | 65734734.4652 | 65734734.4652 | 65734734.4652 | 65734734.4652 | 65734734.4652 | 65734734.4652 | 65734734.4652 | 104664405.5164 | 104664405.5164 | 104664405.5164 | 104664405.5164 | 104664405.5164 | 104664405.5164 | 104664405.5164 | 104664405.5164 | 104664405.5164 | 104664405.5164 | 113218616.4179 | 1945114954.4441
Electricity Transmission Line | 12790493.821 | 12790493.821 | 12790493.821 | 12790493.821 | 12790493.821 | 12790493.821 | 12790493.821 | 12790493.821 | 12790493.821 | 12790493.821 | 65734734.4652 | 65734734.4652 | 65734734.4652 | 65734734.4652 | 65734734.4652 | 65734734.4652 | 65734734.4652 | 65734734.4652 | 65734734.4652 | 65734734.4652 | 104664405.5164 | 104664405.5164 | 104664405.5164 | 104664405.5164 | 104664405.5164 | 104664405.5164 | 104664405.5164 | 104664405.5164 | 104664405.5164 | 104664405.5164 | 113218616.4179 | 1945114954.4441
MI | 976800.6211 | 976800.6211 | 976800.6211 | 976800.6211 | 976800.6211 | 976800.6211 | 976800.6211 | 976800.6211 | 976800.6211 | 976800.6211 | 23870137.5114 | 23870137.5114 | 23870137.5114 | 23870137.5114 | 23870137.5114 | 23870137.5114 | 23870137.5114 | 23870137.5114 | 23870137.5114 | 23870137.5114 | 28271495.8245 | 28271495.8245 | 28271495.8245 | 28271495.8245 | 28271495.8245 | 28271495.8245 | 28271495.8245 | 28271495.8245 | 28271495.8245 | 28271495.8245 | 26910769.046 | 558095108.6152
NY | 5374075.9671 | 5374075.9671 | 5374075.9671 | 5374075.9671 | 5374075.9671 | 5374075.9671 | 5374075.9671 | 5374075.9671 | 5374075.9671 | 5374075.9671 | 15783416.3221 | 15783416.3221 | 15783416.3221 | 15783416.3221 | 15783416.3221 | 15783416.3221 | 15783416.3221 | 15783416.3221 | 15783416.3221 | 15783416.3221 | 29154196.4306 | 29154196.4306 | 29154196.4306 | 29154196.4306 | 29154196.4306 | 29154196.4306 | 29154196.4306 | 29154196.4306 | 29154196.4306 | 29154196.4306 | 35109969.0902 | 538226856.2882
ON | 0 | 0 | 0 | 0 | 0 | 0 | 0 | 0 | 0 | 0 | 0 | 0 | 0 | 0 | 0 | 0 | 0 | 0 | 0 | 0 | 0 | 0 | 0 | 0 | 0 | 0 | 0 | 0 | 0 | 0 | 0 | 0
PJ | 0 | 0 | 0 | 0 | 0 | 0 | 0 | 0 | 0 | 0 | 9633856.5923 | 9633856.5923 | 9633856.5923 | 9633856.5923 | 9633856.5923 | 9633856.5923 | 9633856.5923 | 9633856.5923 | 9633856.5923 | 9633856.5923 | 25847717.4932 | 25847717.4932 | 25847717.4932 | 25847717.4932 | 25847717.4932 | 25847717.4932 | 25847717.4932 | 25847717.4932 | 25847717.4932 | 25847717.4932 | 32171716.9442 | 386987457.7985
QC | 6033405.9492 | 6033405.9492 | 6033405.9492 | 6033405.9492 | 6033405.9492 | 6033405.9492 | 6033405.9492 | 6033405.9492 | 6033405.9492 | 6033405.9492 | 11251575.1947 | 11251575.1947 | 11251575.1947 | 11251575.1947 | 11251575.1947 | 11251575.1947 | 11251575.1947 | 11251575.1947 | 11251575.1947 | 11251575.1947 | 10886056.8871 | 10886056.8871 | 10886056.8871 | 10886056.8871 | 10886056.8871 | 10886056.8871 | 10886056.8871 | 10886056.8871 | 10886056.8871 | 10886056.8871 | 12095160.0432 | 293805540.3534
WC | 406211.2837 | 406211.2837 | 406211.2837 | 406211.2837 | 406211.2837 | 406211.2837 | 406211.2837 | 406211.2837 | 406211.2837 | 406211.2837 | 5195748.8448 | 5195748.8448 | 5195748.8448 | 5195748.8448 | 5195748.8448 | 5195748.8448 | 5195748.8448 | 5195748.8448 | 5195748.8448 | 5195748.8448 | 10504938.881 | 10504938.881 | 10504938.881 | 10504938.881 | 10504938.881 | 10504938.881 | 10504938.881 | 10504938.881 | 10504938.881 | 10504938.881 | 6931001.2943 | 167999991.3888
Hydrogen | 0 | 0 | 0 | 0 | 0 | 0 | 0 | 0 | 0 | 0 | 110846468.6684 | 110846468.6684 | 110846468.6684 | 110846468.6684 | 110846468.6684 | 110846468.6684 | 110846468.6684 | 110846468.6684 | 110846468.6684 | 110846468.6684 | 305168522.8171 | 305168522.8171 | 305168522.8171 | 305168522.8171 | 305168522.8171 | 305168522.8171 | 305168522.8171 | 305168522.8171 | 305168522.8171 | 305168522.8171 | 511715728.5138 | 4671865643.3693
H2 Pipeline - New | 0 | 0 | 0 | 0 | 0 | 0 | 0 | 0 | 0 | 0 | 0 | 0 | 0 | 0 | 0 | 0 | 0 | 0 | 0 | 0 | 0 | 0 | 0 | 0 | 0 | 0 | 0 | 0 | 0 | 0 | 0 | 0
MI | 0 | 0 | 0 | 0 | 0 | 0 | 0 | 0 | 0 | 0 | 0 | 0 | 0 | 0 | 0 | 0 | 0 | 0 | 0 | 0 | 0 | 0 | 0 | 0 | 0 | 0 | 0 | 0 | 0 | 0 | 0 | 0
NY | 0 | 0 | 0 | 0 | 0 | 0 | 0 | 0 | 0 | 0 | 0 | 0 | 0 | 0 | 0 | 0 | 0 | 0 | 0 | 0 | 0 | 0 | 0 | 0 | 0 | 0 | 0 | 0 | 0 | 0 | 0 | 0
ON | 0 | 0 | 0 | 0 | 0 | 0 | 0 | 0 | 0 | 0 | 0 | 0 | 0 | 0 | 0 | 0 | 0 | 0 | 0 | 0 | 0 | 0 | 0 | 0 | 0 | 0 | 0 | 0 | 0 | 0 | 0 | 0
PJ | 0 | 0 | 0 | 0 | 0 | 0 | 0 | 0 | 0 | 0 | 0 | 0 | 0 | 0 | 0 | 0 | 0 | 0 | 0 | 0 | 0 | 0 | 0 | 0 | 0 | 0 | 0 | 0 | 0 | 0 | 0 | 0
QC | 0 | 0 | 0 | 0 | 0 | 0 | 0 | 0 | 0 | 0 | 0 | 0 | 0 | 0 | 0 | 0 | 0 | 0 | 0 | 0 | 0 | 0 | 0 | 0 | 0 | 0 | 0 | 0 | 0 | 0 | 0 | 0
WC | 0 | 0 | 0 | 0 | 0 | 0 | 0 | 0 | 0 | 0 | 0 | 0 | 0 | 0 | 0 | 0 | 0 | 0 | 0 | 0 | 0 | 0 | 0 | 0 | 0 | 0 | 0 | 0 | 0 | 0 | 0 | 0
H2 Pipeline - Repurposed | 0 | 0 | 0 | 0 | 0 | 0 | 0 | 0 | 0 | 0 | 110846468.6684 | 110846468.6684 | 110846468.6684 | 110846468.6684 | 110846468.6684 | 110846468.6684 | 110846468.6684 | 110846468.6684 | 110846468.6684 | 110846468.6684 | 305168522.8171 | 305168522.8171 | 305168522.8171 | 305168522.8171 | 305168522.8171 | 305168522.8171 | 305168522.8171 | 305168522.8171 | 305168522.8171 | 305168522.8171 | 511715728.5138 | 4671865643.3693
MI | 0 | 0 | 0 | 0 | 0 | 0 | 0 | 0 | 0 | 0 | 0 | 0 | 0 | 0 | 0 | 0 | 0 | 0 | 0 | 0 | 0 | 0 | 0 | 0 | 0 | 0 | 0 | 0 | 0 | 0 | 0 | 0
NY | 0 | 0 | 0 | 0 | 0 | 0 | 0 | 0 | 0 | 0 | 0 | 0 | 0 | 0 | 0 | 0 | 0 | 0 | 0 | 0 | 0 | 0 | 0 | 0 | 0 | 0 | 0 | 0 | 0 | 0 | 0 | 0
ON | 0 | 0 | 0 | 0 | 0 | 0 | 0 | 0 | 0 | 0 | 110846468.6684 | 110846468.6684 | 110846468.6684 | 110846468.6684 | 110846468.6684 | 110846468.6684 | 110846468.6684 | 110846468.6684 | 110846468.6684 | 110846468.6684 | 305168522.8171 | 305168522.8171 | 305168522.8171 | 305168522.8171 | 305168522.8171 | 305168522.8171 | 305168522.8171 | 305168522.8171 | 305168522.8171 | 305168522.8171 | 511715728.5138 | 4671865643.3693
PJ | 0 | 0 | 0 | 0 | 0 | 0 | 0 | 0 | 0 | 0 | 0 | 0 | 0 | 0 | 0 | 0 | 0 | 0 | 0 | 0 | 0 | 0 | 0 | 0 | 0 | 0 | 0 | 0 | 0 | 0 | 0 | 0
QC | 0 | 0 | 0 | 0 | 0 | 0 | 0 | 0 | 0 | 0 | 0 | 0 | 0 | 0 | 0 | 0 | 0 | 0 | 0 | 0 | 0 | 0 | 0 | 0 | 0 | 0 | 0 | 0 | 0 | 0 | 0 | 0
WC | 0 | 0 | 0 | 0 | 0 | 0 | 0 | 0 | 0 | 0 | 0 | 0 | 0 | 0 | 0 | 0 | 0 | 0 | 0 | 0 | 0 | 0 | 0 | 0 | 0 | 0 | 0 | 0 | 0 | 0 | 0 | 0
Methane | 775556540.7665 | 775556540.7665 | 775556540.7665 | 775556540.7665 | 775556540.7665 | 775556540.7665 | 775556540.7665 | 775556540.7665 | 775556540.7665 | 775556540.7665 | 661976965.2959 | 661976965.2959 | 661976965.2959 | 661976965.2959 | 661976965.2959 | 661976965.2959 | 661976965.2959 | 661976965.2959 | 661976965.2959 | 661976965.2959 | 367923131.7518 | 367923131.7518 | 367923131.7518 | 367923131.7518 | 367923131.7518 | 367923131.7518 | 367923131.7518 | 367923131.7518 | 367923131.7518 | 367923131.7518 | 147381227.8336 | 18201947605.9754
CH4 Pipeline | 775556540.7665 | 775556540.7665 | 775556540.7665 | 775556540.7665 | 775556540.7665 | 775556540.7665 | 775556540.7665 | 775556540.7665 | 775556540.7665 | 775556540.7665 | 661976965.2959 | 661976965.2959 | 661976965.2959 | 661976965.2959 | 661976965.2959 | 661976965.2959 | 661976965.2959 | 661976965.2959 | 661976965.2959 | 661976965.2959 | 367923131.7518 | 367923131.7518 | 367923131.7518 | 367923131.7518 | 367923131.7518 | 367923131.7518 | 367923131.7518 | 367923131.7518 | 367923131.7518 | 367923131.7518 | 147381227.8336 | 18201947605.9754
MI | 0 | 0 | 0 | 0 | 0 | 0 | 0 | 0 | 0 | 0 | 0 | 0 | 0 | 0 | 0 | 0 | 0 | 0 | 0 | 0 | 0 | 0 | 0 | 0 | 0 | 0 | 0 | 0 | 0 | 0 | 0 | 0
NY | 0 | 0 | 0 | 0 | 0 | 0 | 0 | 0 | 0 | 0 | 0 | 0 | 0 | 0 | 0 | 0 | 0 | 0 | 0 | 0 | 0 | 0 | 0 | 0 | 0 | 0 | 0 | 0 | 0 | 0 | 0 | 0
ON | 775556540.7665 | 775556540.7665 | 775556540.7665 | 775556540.7665 | 775556540.7665 | 775556540.7665 | 775556540.7665 | 775556540.7665 | 775556540.7665 | 775556540.7665 | 661976965.2959 | 661976965.2959 | 661976965.2959 | 661976965.2959 | 661976965.2959 | 661976965.2959 | 661976965.2959 | 661976965.2959 | 661976965.2959 | 661976965.2959 | 367923131.7518 | 367923131.7518 | 367923131.7518 | 367923131.7518 | 367923131.7518 | 367923131.7518 | 367923131.7518 | 367923131.7518 | 367923131.7518 | 367923131.7518 | 147381227.8336 | 18201947605.9754
PJ | 0 | 0 | 0 | 0 | 0 | 0 | 0 | 0 | 0 | 0 | 0 | 0 | 0 | 0 | 0 | 0 | 0 | 0 | 0 | 0 | 0 | 0 | 0 | 0 | 0 | 0 | 0 | 0 | 0 | 0 | 0 | 0
QC | 0 | 0 | 0 | 0 | 0 | 0 | 0 | 0 | 0 | 0 | 0 | 0 | 0 | 0 | 0 | 0 | 0 | 0 | 0 | 0 | 0 | 0 | 0 | 0 | 0 | 0 | 0 | 0 | 0 | 0 | 0 | 0
WC | 0 | 0 | 0 | 0 | 0 | 0 | 0 | 0 | 0 | 0 | 0 | 0 | 0 | 0 | 0 | 0 | 0 | 0 | 0 | 0 | 0 | 0 | 0 | 0 | 0 | 0 | 0 | 0 | 0 | 0 | 0 | 0
Grand Total | 788347034.5876 | 788347034.5876 | 788347034.5876 | 788347034.5876 | 788347034.5876 | 788347034.5876 | 788347034.5876 | 788347034.5876 | 788347034.5876 | 788347034.5876 | 838558168.4295 | 838558168.4295 | 838558168.4295 | 838558168.4295 | 838558168.4295 | 838558168.4295 | 838558168.4295 | 838558168.4295 | 838558168.4295 | 838558168.4295 | 777756060.0852 | 777756060.0852 | 777756060.0852 | 777756060.0852 | 777756060.0852 | 777756060.0852 | 777756060.0852 | 777756060.0852 | 777756060.0852 | 777756060.0852 | 772315572.7653 | 24818928203.7888

## InfraTech Dispatch Costs (from)
Year Range: | 2020-2030 | 2020-2030 | 2020-2030 | 2020-2030 | 2020-2030 | 2020-2030 | 2020-2030 | 2020-2030 | 2020-2030 | 2020-2030 | 2020-2030 | 2030-2040 | 2030-2040 | 2030-2040 | 2030-2040 | 2030-2040 | 2030-2040 | 2030-2040 | 2030-2040 | 2030-2040 | 2030-2040 | 2040-2050 | 2040-2050 | 2040-2050 | 2040-2050 | 2040-2050 | 2040-2050 | 2040-2050 | 2040-2050 | 2040-2050 | 2040-2050
ScenarioName | LCP_Inputs_ON_Electric_2023_04_03
var_type | (Multiple Items)
SubRegion_From | ON
Sum of SolutionCost | Column Labels
Row Labels | 2020 | 2021 | 2022 | 2023 | 2024 | 2025 | 2026 | 2027 | 2028 | 2029 | 2030 | 2031 | 2032 | 2033 | 2034 | 2035 | 2036 | 2037 | 2038 | 2039 | 2040 | 2041 | 2042 | 2043 | 2044 | 2045 | 2046 | 2047 | 2048 | 2049 | 2050 | Grand Total
Electricity | 38799574.7396 | 38799574.7396 | 38799574.7396 | 38799574.7396 | 38799574.7396 | 38799574.7396 | 38799574.7396 | 38799574.7396 | 38799574.7396 | 38799574.7396 | 24828132.0632 | 24828132.0632 | 24828132.0632 | 24828132.0632 | 24828132.0632 | 24828132.0632 | 24828132.0632 | 24828132.0632 | 24828132.0632 | 24828132.0632 | 59603869.7754 | 59603869.7754 | 59603869.7754 | 59603869.7754 | 59603869.7754 | 59603869.7754 | 59603869.7754 | 59603869.7754 | 59603869.7754 | 59603869.7754 | 57181166.9273 | 1289496932.7092
Electricity Transmission Line | 38799574.7396 | 38799574.7396 | 38799574.7396 | 38799574.7396 | 38799574.7396 | 38799574.7396 | 38799574.7396 | 38799574.7396 | 38799574.7396 | 38799574.7396 | 24828132.0632 | 24828132.0632 | 24828132.0632 | 24828132.0632 | 24828132.0632 | 24828132.0632 | 24828132.0632 | 24828132.0632 | 24828132.0632 | 24828132.0632 | 59603869.7754 | 59603869.7754 | 59603869.7754 | 59603869.7754 | 59603869.7754 | 59603869.7754 | 59603869.7754 | 59603869.7754 | 59603869.7754 | 59603869.7754 | 57181166.9273 | 1289496932.7092
MI | 17576459.192 | 17576459.192 | 17576459.192 | 17576459.192 | 17576459.192 | 17576459.192 | 17576459.192 | 17576459.192 | 17576459.192 | 17576459.192 | 607129.5204 | 607129.5204 | 607129.5204 | 607129.5204 | 607129.5204 | 607129.5204 | 607129.5204 | 607129.5204 | 607129.5204 | 607129.5204 | 12801966.8624 | 12801966.8624 | 12801966.8624 | 12801966.8624 | 12801966.8624 | 12801966.8624 | 12801966.8624 | 12801966.8624 | 12801966.8624 | 12801966.8624 | 9107520.6603 | 318963076.4079
NY | 17865141.2189 | 17865141.2189 | 17865141.2189 | 17865141.2189 | 17865141.2189 | 17865141.2189 | 17865141.2189 | 17865141.2189 | 17865141.2189 | 17865141.2189 | 10354538.8849 | 10354538.8849 | 10354538.8849 | 10354538.8849 | 10354538.8849 | 10354538.8849 | 10354538.8849 | 10354538.8849 | 10354538.8849 | 10354538.8849 | 15279675.142 | 15279675.142 | 15279675.142 | 15279675.142 | 15279675.142 | 15279675.142 | 15279675.142 | 15279675.142 | 15279675.142 | 15279675.142 | 16798124.8175 | 451791677.2751
ON | 0 | 0 | 0 | 0 | 0 | 0 | 0 | 0 | 0 | 0 | 0 | 0 | 0 | 0 | 0 | 0 | 0 | 0 | 0 | 0 | 0 | 0 | 0 | 0 | 0 | 0 | 0 | 0 | 0 | 0 | 0 | 0
PJ | 0 | 0 | 0 | 0 | 0 | 0 | 0 | 0 | 0 | 0 | 6430181.6062 | 6430181.6062 | 6430181.6062 | 6430181.6062 | 6430181.6062 | 6430181.6062 | 6430181.6062 | 6430181.6062 | 6430181.6062 | 6430181.6062 | 21740274.3119 | 21740274.3119 | 21740274.3119 | 21740274.3119 | 21740274.3119 | 21740274.3119 | 21740274.3119 | 21740274.3119 | 21740274.3119 | 21740274.3119 | 23251474.926 | 304956034.1062
QC | 3255394.417 | 3255394.417 | 3255394.417 | 3255394.417 | 3255394.417 | 3255394.417 | 3255394.417 | 3255394.417 | 3255394.417 | 3255394.417 | 7436282.0518 | 7436282.0518 | 7436282.0518 | 7436282.0518 | 7436282.0518 | 7436282.0518 | 7436282.0518 | 7436282.0518 | 7436282.0518 | 7436282.0518 | 9606093.7135 | 9606093.7135 | 9606093.7135 | 9606093.7135 | 9606093.7135 | 9606093.7135 | 9606093.7135 | 9606093.7135 | 9606093.7135 | 9606093.7135 | 8024046.5235 | 211001748.3461
WC | 102579.9117 | 102579.9117 | 102579.9117 | 102579.9117 | 102579.9117 | 102579.9117 | 102579.9117 | 102579.9117 | 102579.9117 | 102579.9117 | 0 | 0 | 0 | 0 | 0 | 0 | 0 | 0 | 0 | 0 | 175859.7457 | 175859.7457 | 175859.7457 | 175859.7457 | 175859.7457 | 175859.7457 | 175859.7457 | 175859.7457 | 175859.7457 | 175859.7457 | 0 | 2784396.5738
Hydrogen | 0 | 0 | 0 | 0 | 0 | 0 | 0 | 0 | 0 | 0 | 110846468.6684 | 110846468.6684 | 110846468.6684 | 110846468.6684 | 110846468.6684 | 110846468.6684 | 110846468.6684 | 110846468.6684 | 110846468.6684 | 110846468.6684 | 305168522.8171 | 305168522.8171 | 305168522.8171 | 305168522.8171 | 305168522.8171 | 305168522.8171 | 305168522.8171 | 305168522.8171 | 305168522.8171 | 305168522.8171 | 511715728.5138 | 4671865643.3693
H2 Pipeline - New | 0 | 0 | 0 | 0 | 0 | 0 | 0 | 0 | 0 | 0 | 0 | 0 | 0 | 0 | 0 | 0 | 0 | 0 | 0 | 0 | 0 | 0 | 0 | 0 | 0 | 0 | 0 | 0 | 0 | 0 | 0 | 0
MI | 0 | 0 | 0 | 0 | 0 | 0 | 0 | 0 | 0 | 0 | 0 | 0 | 0 | 0 | 0 | 0 | 0 | 0 | 0 | 0 | 0 | 0 | 0 | 0 | 0 | 0 | 0 | 0 | 0 | 0 | 0 | 0
NY | 0 | 0 | 0 | 0 | 0 | 0 | 0 | 0 | 0 | 0 | 0 | 0 | 0 | 0 | 0 | 0 | 0 | 0 | 0 | 0 | 0 | 0 | 0 | 0 | 0 | 0 | 0 | 0 | 0 | 0 | 0 | 0
ON | 0 | 0 | 0 | 0 | 0 | 0 | 0 | 0 | 0 | 0 | 0 | 0 | 0 | 0 | 0 | 0 | 0 | 0 | 0 | 0 | 0 | 0 | 0 | 0 | 0 | 0 | 0 | 0 | 0 | 0 | 0 | 0
PJ | 0 | 0 | 0 | 0 | 0 | 0 | 0 | 0 | 0 | 0 | 0 | 0 | 0 | 0 | 0 | 0 | 0 | 0 | 0 | 0 | 0 | 0 | 0 | 0 | 0 | 0 | 0 | 0 | 0 | 0 | 0 | 0
QC | 0 | 0 | 0 | 0 | 0 | 0 | 0 | 0 | 0 | 0 | 0 | 0 | 0 | 0 | 0 | 0 | 0 | 0 | 0 | 0 | 0 | 0 | 0 | 0 | 0 | 0 | 0 | 0 | 0 | 0 | 0 | 0
WC | 0 | 0 | 0 | 0 | 0 | 0 | 0 | 0 | 0 | 0 | 0 | 0 | 0 | 0 | 0 | 0 | 0 | 0 | 0 | 0 | 0 | 0 | 0 | 0 | 0 | 0 | 0 | 0 | 0 | 0 | 0 | 0
H2 Pipeline - Repurposed | 0 | 0 | 0 | 0 | 0 | 0 | 0 | 0 | 0 | 0 | 110846468.6684 | 110846468.6684 | 110846468.6684 | 110846468.6684 | 110846468.6684 | 110846468.6684 | 110846468.6684 | 110846468.6684 | 110846468.6684 | 110846468.6684 | 305168522.8171 | 305168522.8171 | 305168522.8171 | 305168522.8171 | 305168522.8171 | 305168522.8171 | 305168522.8171 | 305168522.8171 | 305168522.8171 | 305168522.8171 | 511715728.5138 | 4671865643.3693
MI | 0 | 0 | 0 | 0 | 0 | 0 | 0 | 0 | 0 | 0 | 0 | 0 | 0 | 0 | 0 | 0 | 0 | 0 | 0 | 0 | 0 | 0 | 0 | 0 | 0 | 0 | 0 | 0 | 0 | 0 | 0 | 0
NY | 0 | 0 | 0 | 0 | 0 | 0 | 0 | 0 | 0 | 0 | 0 | 0 | 0 | 0 | 0 | 0 | 0 | 0 | 0 | 0 | 0 | 0 | 0 | 0 | 0 | 0 | 0 | 0 | 0 | 0 | 0 | 0
ON | 0 | 0 | 0 | 0 | 0 | 0 | 0 | 0 | 0 | 0 | 110846468.6684 | 110846468.6684 | 110846468.6684 | 110846468.6684 | 110846468.6684 | 110846468.6684 | 110846468.6684 | 110846468.6684 | 110846468.6684 | 110846468.6684 | 305168522.8171 | 305168522.8171 | 305168522.8171 | 305168522.8171 | 305168522.8171 | 305168522.8171 | 305168522.8171 | 305168522.8171 | 305168522.8171 | 305168522.8171 | 511715728.5138 | 4671865643.3693
PJ | 0 | 0 | 0 | 0 | 0 | 0 | 0 | 0 | 0 | 0 | 0 | 0 | 0 | 0 | 0 | 0 | 0 | 0 | 0 | 0 | 0 | 0 | 0 | 0 | 0 | 0 | 0 | 0 | 0 | 0 | 0 | 0
QC | 0 | 0 | 0 | 0 | 0 | 0 | 0 | 0 | 0 | 0 | 0 | 0 | 0 | 0 | 0 | 0 | 0 | 0 | 0 | 0 | 0 | 0 | 0 | 0 | 0 | 0 | 0 | 0 | 0 | 0 | 0 | 0
WC | 0 | 0 | 0 | 0 | 0 | 0 | 0 | 0 | 0 | 0 | 0 | 0 | 0 | 0 | 0 | 0 | 0 | 0 | 0 | 0 | 0 | 0 | 0 | 0 | 0 | 0 | 0 | 0 | 0 | 0 | 0 | 0
Methane | 775556540.7665 | 775556540.7665 | 775556540.7665 | 775556540.7665 | 775556540.7665 | 775556540.7665 | 775556540.7665 | 775556540.7665 | 775556540.7665 | 775556540.7665 | 661976965.2959 | 661976965.2959 | 661976965.2959 | 661976965.2959 | 661976965.2959 | 661976965.2959 | 661976965.2959 | 661976965.2959 | 661976965.2959 | 661976965.2959 | 367923131.7518 | 367923131.7518 | 367923131.7518 | 367923131.7518 | 367923131.7518 | 367923131.7518 | 367923131.7518 | 367923131.7518 | 367923131.7518 | 367923131.7518 | 147381227.8336 | 18201947605.9754
CH4 Pipeline | 775556540.7665 | 775556540.7665 | 775556540.7665 | 775556540.7665 | 775556540.7665 | 775556540.7665 | 775556540.7665 | 775556540.7665 | 775556540.7665 | 775556540.7665 | 661976965.2959 | 661976965.2959 | 661976965.2959 | 661976965.2959 | 661976965.2959 | 661976965.2959 | 661976965.2959 | 661976965.2959 | 661976965.2959 | 661976965.2959 | 367923131.7518 | 367923131.7518 | 367923131.7518 | 367923131.7518 | 367923131.7518 | 367923131.7518 | 367923131.7518 | 367923131.7518 | 367923131.7518 | 367923131.7518 | 147381227.8336 | 18201947605.9754
MI | 0 | 0 | 0 | 0 | 0 | 0 | 0 | 0 | 0 | 0 | 0 | 0 | 0 | 0 | 0 | 0 | 0 | 0 | 0 | 0 | 0 | 0 | 0 | 0 | 0 | 0 | 0 | 0 | 0 | 0 | 0 | 0
NY | 0 | 0 | 0 | 0 | 0 | 0 | 0 | 0 | 0 | 0 | 0 | 0 | 0 | 0 | 0 | 0 | 0 | 0 | 0 | 0 | 0 | 0 | 0 | 0 | 0 | 0 | 0 | 0 | 0 | 0 | 0 | 0
ON | 775556540.7665 | 775556540.7665 | 775556540.7665 | 775556540.7665 | 775556540.7665 | 775556540.7665 | 775556540.7665 | 775556540.7665 | 775556540.7665 | 775556540.7665 | 661976965.2959 | 661976965.2959 | 661976965.2959 | 661976965.2959 | 661976965.2959 | 661976965.2959 | 661976965.2959 | 661976965.2959 | 661976965.2959 | 661976965.2959 | 367923131.7518 | 367923131.7518 | 367923131.7518 | 367923131.7518 | 367923131.7518 | 367923131.7518 | 367923131.7518 | 367923131.7518 | 367923131.7518 | 367923131.7518 | 147381227.8336 | 18201947605.9754
PJ | 0 | 0 | 0 | 0 | 0 | 0 | 0 | 0 | 0 | 0 | 0 | 0 | 0 | 0 | 0 | 0 | 0 | 0 | 0 | 0 | 0 | 0 | 0 | 0 | 0 | 0 | 0 | 0 | 0 | 0 | 0 | 0
QC | 0 | 0 | 0 | 0 | 0 | 0 | 0 | 0 | 0 | 0 | 0 | 0 | 0 | 0 | 0 | 0 | 0 | 0 | 0 | 0 | 0 | 0 | 0 | 0 | 0 | 0 | 0 | 0 | 0 | 0 | 0 | 0
WC | 0 | 0 | 0 | 0 | 0 | 0 | 0 | 0 | 0 | 0 | 0 | 0 | 0 | 0 | 0 | 0 | 0 | 0 | 0 | 0 | 0 | 0 | 0 | 0 | 0 | 0 | 0 | 0 | 0 | 0 | 0 | 0
Grand Total | 814356115.5061 | 814356115.5061 | 814356115.5061 | 814356115.5061 | 814356115.5061 | 814356115.5061 | 814356115.5061 | 814356115.5061 | 814356115.5061 | 814356115.5061 | 797651566.0275 | 797651566.0275 | 797651566.0275 | 797651566.0275 | 797651566.0275 | 797651566.0275 | 797651566.0275 | 797651566.0275 | 797651566.0275 | 797651566.0275 | 732695524.3443 | 732695524.3443 | 732695524.3443 | 732695524.3443 | 732695524.3443 | 732695524.3443 | 732695524.3443 | 732695524.3443 | 732695524.3443 | 732695524.3443 | 716278123.2747 | 24163310182.0539

## InfraTech Capacity Costs
Year Range: | 2020-2030 | 2020-2030 | 2020-2030 | 2020-2030 | 2020-2030 | 2020-2030 | 2020-2030 | 2020-2030 | 2020-2030 | 2020-2030 | 2020-2030 | 2030-2040 | 2030-2040 | 2030-2040 | 2030-2040 | 2030-2040 | 2030-2040 | 2030-2040 | 2030-2040 | 2030-2040 | 2030-2040 | 2040-2050 | 2040-2050 | 2040-2050 | 2040-2050 | 2040-2050 | 2040-2050 | 2040-2050 | 2040-2050 | 2040-2050 | 2040-2050
ScenarioName | LCP_Inputs_ON_Electric_2023_04_03
var_type | (Multiple Items)
SubRegion1 | ON
Sum of SolutionCost | Column Labels
Row Labels | 2020 | 2021 | 2022 | 2023 | 2024 | 2025 | 2026 | 2027 | 2028 | 2029 | 2030 | 2031 | 2032 | 2033 | 2034 | 2035 | 2036 | 2037 | 2038 | 2039 | 2040 | 2041 | 2042 | 2043 | 2044 | 2045 | 2046 | 2047 | 2048 | 2049 | 2050 | Grand Total
Electricity | 0 | 0 | 0 | 0 | 0 | 0 | 0 | 0 | 0 | 0 | 1594089926.1913 | 20881875 | 20881875 | 20881875 | 20881875 | 20881875 | 20881875 | 20881875 | 20881875 | 20881875 | 1308623611.2666 | 42892500 | 42892500 | 42892500 | 42892500 | 42892500 | 42892500 | 42892500 | 42892500 | 42892500 | 134575619.3123 | 3611258531.7702
Electricity Transmission Line | 0 | 0 | 0 | 0 | 0 | 0 | 0 | 0 | 0 | 0 | 1594089926.1913 | 20881875 | 20881875 | 20881875 | 20881875 | 20881875 | 20881875 | 20881875 | 20881875 | 20881875 | 1308623611.2666 | 42892500 | 42892500 | 42892500 | 42892500 | 42892500 | 42892500 | 42892500 | 42892500 | 42892500 | 134575619.3123 | 3611258531.7702
MI | 0 | 0 | 0 | 0 | 0 | 0 | 0 | 0 | 0 | 0 | 87478125 | 2821875 | 2821875 | 2821875 | 2821875 | 2821875 | 2821875 | 2821875 | 2821875 | 2821875 | 49987500 | 5643750 | 5643750 | 5643750 | 5643750 | 5643750 | 5643750 | 5643750 | 5643750 | 5643750 | 12496875 | 226153125
NY | 0 | 0 | 0 | 0 | 0 | 0 | 0 | 0 | 0 | 0 | 87478125 | 2821875 | 2821875 | 2821875 | 2821875 | 2821875 | 2821875 | 2821875 | 2821875 | 2821875 | 49987500 | 5643750 | 5643750 | 5643750 | 5643750 | 5643750 | 5643750 | 5643750 | 5643750 | 5643750 | 12496875 | 226153125
ON | 0 | 0 | 0 | 0 | 0 | 0 | 0 | 0 | 0 | 0 | 946751801.1913 | 0 | 0 | 0 | 0 | 0 | 0 | 0 | 0 | 0 | 919849861.2666 | 0 | 0 | 0 | 0 | 0 | 0 | 0 | 0 | 0 | 38228744.3123 | 1904830406.7702
PJ | 0 | 0 | 0 | 0 | 0 | 0 | 0 | 0 | 0 | 0 | 0 | 0 | 0 | 0 | 0 | 0 | 0 | 0 | 0 | 0 | 18866250 | 1128750 | 1128750 | 1128750 | 1128750 | 1128750 | 1128750 | 1128750 | 1128750 | 1128750 | 3870000 | 32895000
QC | 0 | 0 | 0 | 0 | 0 | 0 | 0 | 0 | 0 | 0 | 122469375 | 3950625 | 3950625 | 3950625 | 3950625 | 3950625 | 3950625 | 3950625 | 3950625 | 3950625 | 69982500 | 7901250 | 7901250 | 7901250 | 7901250 | 7901250 | 7901250 | 7901250 | 7901250 | 7901250 | 17495625 | 316614375
WC | 0 | 0 | 0 | 0 | 0 | 0 | 0 | 0 | 0 | 0 | 349912500 | 11287500 | 11287500 | 11287500 | 11287500 | 11287500 | 11287500 | 11287500 | 11287500 | 11287500 | 199950000 | 22575000 | 22575000 | 22575000 | 22575000 | 22575000 | 22575000 | 22575000 | 22575000 | 22575000 | 49987500 | 904612500
Hydrogen | 0 | 0 | 0 | 0 | 0 | 0 | 0 | 0 | 0 | 0 | 23605582.0234 | 0 | 0 | 0 | 0 | 0 | 0 | 0 | 0 | 0 | 594656989.1454 | 149139474.0361 | 149139474.0361 | 149139474.0361 | 149139474.0361 | 149139474.0361 | 149139474.0361 | 149139474.0361 | 149139474.0361 | 149139474.0361 | 278544254.2394 | 2239062091.7329
H2 Pipeline - New | 0 | 0 | 0 | 0 | 0 | 0 | 0 | 0 | 0 | 0 | 0 | 0 | 0 | 0 | 0 | 0 | 0 | 0 | 0 | 0 | 0 | 0 | 0 | 0 | 0 | 0 | 0 | 0 | 0 | 0 | 0 | 0
MI | 0 | 0 | 0 | 0 | 0 | 0 | 0 | 0 | 0 | 0 | 0 | 0 | 0 | 0 | 0 | 0 | 0 | 0 | 0 | 0 | 0 | 0 | 0 | 0 | 0 | 0 | 0 | 0 | 0 | 0 | 0 | 0
NY | 0 | 0 | 0 | 0 | 0 | 0 | 0 | 0 | 0 | 0 | 0 | 0 | 0 | 0 | 0 | 0 | 0 | 0 | 0 | 0 | 0 | 0 | 0 | 0 | 0 | 0 | 0 | 0 | 0 | 0 | 0 | 0
ON | 0 | 0 | 0 | 0 | 0 | 0 | 0 | 0 | 0 | 0 | 0 | 0 | 0 | 0 | 0 | 0 | 0 | 0 | 0 | 0 | 0 | 0 | 0 | 0 | 0 | 0 | 0 | 0 | 0 | 0 | 0 | 0
PJ | 0 | 0 | 0 | 0 | 0 | 0 | 0 | 0 | 0 | 0 | 0 | 0 | 0 | 0 | 0 | 0 | 0 | 0 | 0 | 0 | 0 | 0 | 0 | 0 | 0 | 0 | 0 | 0 | 0 | 0 | 0 | 0
QC | 0 | 0 | 0 | 0 | 0 | 0 | 0 | 0 | 0 | 0 | 0 | 0 | 0 | 0 | 0 | 0 | 0 | 0 | 0 | 0 | 0 | 0 | 0 | 0 | 0 | 0 | 0 | 0 | 0 | 0 | 0 | 0
WC | 0 | 0 | 0 | 0 | 0 | 0 | 0 | 0 | 0 | 0 | 0 | 0 | 0 | 0 | 0 | 0 | 0 | 0 | 0 | 0 | 0 | 0 | 0 | 0 | 0 | 0 | 0 | 0 | 0 | 0 | 0 | 0
H2 Pipeline - Repurposed | 0 | 0 | 0 | 0 | 0 | 0 | 0 | 0 | 0 | 0 | 23605582.0234 | 0 | 0 | 0 | 0 | 0 | 0 | 0 | 0 | 0 | 594656989.1454 | 149139474.0361 | 149139474.0361 | 149139474.0361 | 149139474.0361 | 149139474.0361 | 149139474.0361 | 149139474.0361 | 149139474.0361 | 149139474.0361 | 278544254.2394 | 2239062091.7329
MI | 0 | 0 | 0 | 0 | 0 | 0 | 0 | 0 | 0 | 0 | 0 | 0 | 0 | 0 | 0 | 0 | 0 | 0 | 0 | 0 | 0 | 0 | 0 | 0 | 0 | 0 | 0 | 0 | 0 | 0 | 0 | 0
NY | 0 | 0 | 0 | 0 | 0 | 0 | 0 | 0 | 0 | 0 | 0 | 0 | 0 | 0 | 0 | 0 | 0 | 0 | 0 | 0 | 0 | 0 | 0 | 0 | 0 | 0 | 0 | 0 | 0 | 0 | 0 | 0
ON | 0 | 0 | 0 | 0 | 0 | 0 | 0 | 0 | 0 | 0 | 23605582.0234 | 0 | 0 | 0 | 0 | 0 | 0 | 0 | 0 | 0 | 23665859.9788 | 0 | 0 | 0 | 0 | 0 | 0 | 0 | 0 | 0 | 2255881.1706 | 49527323.1728
PJ | 0 | 0 | 0 | 0 | 0 | 0 | 0 | 0 | 0 | 0 | 0 | 0 | 0 | 0 | 0 | 0 | 0 | 0 | 0 | 0 | 0 | 0 | 0 | 0 | 0 | 0 | 0 | 0 | 0 | 0 | 0 | 0
QC | 0 | 0 | 0 | 0 | 0 | 0 | 0 | 0 | 0 | 0 | 0 | 0 | 0 | 0 | 0 | 0 | 0 | 0 | 0 | 0 | 0 | 0 | 0 | 0 | 0 | 0 | 0 | 0 | 0 | 0 | 4936074.7253 | 4936074.7253
WC | 0 | 0 | 0 | 0 | 0 | 0 | 0 | 0 | 0 | 0 | 0 | 0 | 0 | 0 | 0 | 0 | 0 | 0 | 0 | 0 | 570991129.1667 | 149139474.0361 | 149139474.0361 | 149139474.0361 | 149139474.0361 | 149139474.0361 | 149139474.0361 | 149139474.0361 | 149139474.0361 | 149139474.0361 | 271352298.3435 | 2184598693.8348
Methane | 0 | 0 | 0 | 0 | 0 | 0 | 0 | 0 | 0 | 0 | 0 | 0 | 0 | 0 | 0 | 0 | 0 | 0 | 0 | 0 | 0 | 0 | 0 | 0 | 0 | 0 | 0 | 0 | 0 | 0 | 0 | 0
CH4 Pipeline | 0 | 0 | 0 | 0 | 0 | 0 | 0 | 0 | 0 | 0 | 0 | 0 | 0 | 0 | 0 | 0 | 0 | 0 | 0 | 0 | 0 | 0 | 0 | 0 | 0 | 0 | 0 | 0 | 0 | 0 | 0 | 0
MI | 0 | 0 | 0 | 0 | 0 | 0 | 0 | 0 | 0 | 0 | 0 | 0 | 0 | 0 | 0 | 0 | 0 | 0 | 0 | 0 | 0 | 0 | 0 | 0 | 0 | 0 | 0 | 0 | 0 | 0 | 0 | 0
NY | 0 | 0 | 0 | 0 | 0 | 0 | 0 | 0 | 0 | 0 | 0 | 0 | 0 | 0 | 0 | 0 | 0 | 0 | 0 | 0 | 0 | 0 | 0 | 0 | 0 | 0 | 0 | 0 | 0 | 0 | 0 | 0
ON | 0 | 0 | 0 | 0 | 0 | 0 | 0 | 0 | 0 | 0 | 0 | 0 | 0 | 0 | 0 | 0 | 0 | 0 | 0 | 0 | 0 | 0 | 0 | 0 | 0 | 0 | 0 | 0 | 0 | 0 | 0 | 0
PJ | 0 | 0 | 0 | 0 | 0 | 0 | 0 | 0 | 0 | 0 | 0 | 0 | 0 | 0 | 0 | 0 | 0 | 0 | 0 | 0 | 0 | 0 | 0 | 0 | 0 | 0 | 0 | 0 | 0 | 0 | 0 | 0
QC | 0 | 0 | 0 | 0 | 0 | 0 | 0 | 0 | 0 | 0 | 0 | 0 | 0 | 0 | 0 | 0 | 0 | 0 | 0 | 0 | 0 | 0 | 0 | 0 | 0 | 0 | 0 | 0 | 0 | 0 | 0 | 0
WC | 0 | 0 | 0 | 0 | 0 | 0 | 0 | 0 | 0 | 0 | 0 | 0 | 0 | 0 | 0 | 0 | 0 | 0 | 0 | 0 | 0 | 0 | 0 | 0 | 0 | 0 | 0 | 0 | 0 | 0 | 0 | 0
Grand Total | 0 | 0 | 0 | 0 | 0 | 0 | 0 | 0 | 0 | 0 | 1617695508.2147 | 20881875 | 20881875 | 20881875 | 20881875 | 20881875 | 20881875 | 20881875 | 20881875 | 20881875 | 1903280600.4121 | 192031974.0361 | 192031974.0361 | 192031974.0361 | 192031974.0361 | 192031974.0361 | 192031974.0361 | 192031974.0361 | 192031974.0361 | 192031974.0361 | 413119873.5517 | 5850320623.5031
The rows below extract interregional transmission costs and intra-Ontario T&D from the pivot table above
The LCP model calculated intra-Ontario electric T&D costs, but distribution costs are outside the scope of the study.
Intra-Ontario electric T&D assumptions are from the Pre-Process workbook.
The Pre-process workbook estimates that electric transmission costs comprise the following portion of electric T&D costs
44.74%
The Intra-Ontario transmission costs are calculated below by applying this percentage to the Ontario electric T&D costs output from the LCP model.
Interregional Electric Transmission | 0 | 0 | 0 | 0 | 0 | 0 | 0 | 0 | 0 | 0 | 647338125 | 20881875 | 20881875 | 20881875 | 20881875 | 20881875 | 20881875 | 20881875 | 20881875 | 20881875 | 388773750 | 42892500 | 42892500 | 42892500 | 42892500 | 42892500 | 42892500 | 42892500 | 42892500 | 42892500 | 96346875 | 1706428125
Intra-Ontario Electric T&D | 0 | 0 | 0 | 0 | 0 | 0 | 0 | 0 | 0 | 0 | 946751801.1913 | 0 | 0 | 0 | 0 | 0 | 0 | 0 | 0 | 0 | 919849861.2666 | 0 | 0 | 0 | 0 | 0 | 0 | 0 | 0 | 0 | 38228744.3123 | 1904830406.7702
Intra-Ontario Electric transmission | 0 | 0 | 0 | 0 | 0 | 0 | 0 | 0 | 0 | 0 | 423576755.853 | 0 | 0 | 0 | 0 | 0 | 0 | 0 | 0 | 0 | 411540827.9307 | 0 | 0 | 0 | 0 | 0 | 0 | 0 | 0 | 0 | 17103540.2053 | 852221123.989
Note: These costs are the CONE and FOM interconnections and intraconnection infratructure in real 2020 dollars.

## InfraTech Capacity Costs byType
Year Range: | 2020-2030 | 2020-2030 | 2020-2030 | 2020-2030 | 2020-2030 | 2020-2030 | 2020-2030 | 2020-2030 | 2020-2030 | 2020-2030 | 2020-2030 | 2030-2040 | 2030-2040 | 2030-2040 | 2030-2040 | 2030-2040 | 2030-2040 | 2030-2040 | 2030-2040 | 2030-2040 | 2030-2040 | 2040-2050 | 2040-2050 | 2040-2050 | 2040-2050 | 2040-2050 | 2040-2050 | 2040-2050 | 2040-2050 | 2040-2050 | 2040-2050
ScenarioName | LCP_Inputs_ON_Electric_2023_04_03
var_type | (Multiple Items)
SubRegion1 | ON
Sum of SolutionCost | Column Labels
Row Labels | 2020 | 2021 | 2022 | 2023 | 2024 | 2025 | 2026 | 2027 | 2028 | 2029 | 2030 | 2031 | 2032 | 2033 | 2034 | 2035 | 2036 | 2037 | 2038 | 2039 | 2040 | 2041 | 2042 | 2043 | 2044 | 2045 | 2046 | 2047 | 2048 | 2049 | 2050 | Grand Total
Electricity | 0 | 0 | 0 | 0 | 0 | 0 | 0 | 0 | 0 | 0 | 1594089926.1913 | 20881875 | 20881875 | 20881875 | 20881875 | 20881875 | 20881875 | 20881875 | 20881875 | 20881875 | 1308623611.2666 | 42892500 | 42892500 | 42892500 | 42892500 | 42892500 | 42892500 | 42892500 | 42892500 | 42892500 | 134575619.3123 | 3611258531.7702
Hydrogen | 0 | 0 | 0 | 0 | 0 | 0 | 0 | 0 | 0 | 0 | 23605582.0234 | 0 | 0 | 0 | 0 | 0 | 0 | 0 | 0 | 0 | 594656989.1454 | 149139474.0361 | 149139474.0361 | 149139474.0361 | 149139474.0361 | 149139474.0361 | 149139474.0361 | 149139474.0361 | 149139474.0361 | 149139474.0361 | 278544254.2394 | 2239062091.7329
H2 Pipeline - New | 0 | 0 | 0 | 0 | 0 | 0 | 0 | 0 | 0 | 0 | 0 | 0 | 0 | 0 | 0 | 0 | 0 | 0 | 0 | 0 | 0 | 0 | 0 | 0 | 0 | 0 | 0 | 0 | 0 | 0 | 0 | 0
H2 Pipeline - Repurposed | 0 | 0 | 0 | 0 | 0 | 0 | 0 | 0 | 0 | 0 | 23605582.0234 | 0 | 0 | 0 | 0 | 0 | 0 | 0 | 0 | 0 | 594656989.1454 | 149139474.0361 | 149139474.0361 | 149139474.0361 | 149139474.0361 | 149139474.0361 | 149139474.0361 | 149139474.0361 | 149139474.0361 | 149139474.0361 | 278544254.2394 | 2239062091.7329
MI | 0 | 0 | 0 | 0 | 0 | 0 | 0 | 0 | 0 | 0 | 0 | 0 | 0 | 0 | 0 | 0 | 0 | 0 | 0 | 0 | 0 | 0 | 0 | 0 | 0 | 0 | 0 | 0 | 0 | 0 | 0 | 0
CONE | 0 | [9 empty] | 0 | [9 empty] | 0 | [9 empty] | 0 | 0
FOM | 0 | 0 | 0 | 0 | 0 | 0 | 0 | 0 | 0 | 0 | 0 | 0 | 0 | 0 | 0 | 0 | 0 | 0 | 0 | 0 | 0 | 0 | 0 | 0 | 0 | 0 | 0 | 0 | 0 | 0 | 0 | 0
NY | 0 | 0 | 0 | 0 | 0 | 0 | 0 | 0 | 0 | 0 | 0 | 0 | 0 | 0 | 0 | 0 | 0 | 0 | 0 | 0 | 0 | 0 | 0 | 0 | 0 | 0 | 0 | 0 | 0 | 0 | 0 | 0
CONE | 0 | [9 empty] | 0 | [9 empty] | 0 | [9 empty] | 0 | 0
FOM | 0 | 0 | 0 | 0 | 0 | 0 | 0 | 0 | 0 | 0 | 0 | 0 | 0 | 0 | 0 | 0 | 0 | 0 | 0 | 0 | 0 | 0 | 0 | 0 | 0 | 0 | 0 | 0 | 0 | 0 | 0 | 0
ON | 0 | 0 | 0 | 0 | 0 | 0 | 0 | 0 | 0 | 0 | 23605582.0234 | 0 | 0 | 0 | 0 | 0 | 0 | 0 | 0 | 0 | 23665859.9788 | 0 | 0 | 0 | 0 | 0 | 0 | 0 | 0 | 0 | 2255881.1706 | 49527323.1728
CONE | 0 | [9 empty] | 23605582.0234 | [9 empty] | 23665859.9788 | [9 empty] | 2255881.1706 | 49527323.1728
FOM | 0 | 0 | 0 | 0 | 0 | 0 | 0 | 0 | 0 | 0 | 0 | 0 | 0 | 0 | 0 | 0 | 0 | 0 | 0 | 0 | 0 | 0 | 0 | 0 | 0 | 0 | 0 | 0 | 0 | 0 | 0 | 0
PJ | 0 | 0 | 0 | 0 | 0 | 0 | 0 | 0 | 0 | 0 | 0 | 0 | 0 | 0 | 0 | 0 | 0 | 0 | 0 | 0 | 0 | 0 | 0 | 0 | 0 | 0 | 0 | 0 | 0 | 0 | 0 | 0
CONE | 0 | [9 empty] | 0 | [9 empty] | 0 | [9 empty] | 0 | 0
FOM | 0 | 0 | 0 | 0 | 0 | 0 | 0 | 0 | 0 | 0 | 0 | 0 | 0 | 0 | 0 | 0 | 0 | 0 | 0 | 0 | 0 | 0 | 0 | 0 | 0 | 0 | 0 | 0 | 0 | 0 | 0 | 0
QC | 0 | 0 | 0 | 0 | 0 | 0 | 0 | 0 | 0 | 0 | 0 | 0 | 0 | 0 | 0 | 0 | 0 | 0 | 0 | 0 | 0 | 0 | 0 | 0 | 0 | 0 | 0 | 0 | 0 | 0 | 4936074.7253 | 4936074.7253
CONE | 0 | [9 empty] | 0 | [9 empty] | 0 | [9 empty] | 1009651.6484 | 1009651.6484
FOM | 0 | 0 | 0 | 0 | 0 | 0 | 0 | 0 | 0 | 0 | 0 | 0 | 0 | 0 | 0 | 0 | 0 | 0 | 0 | 0 | 0 | 0 | 0 | 0 | 0 | 0 | 0 | 0 | 0 | 0 | 3926423.0769 | 3926423.0769
WC | 0 | 0 | 0 | 0 | 0 | 0 | 0 | 0 | 0 | 0 | 0 | 0 | 0 | 0 | 0 | 0 | 0 | 0 | 0 | 0 | 570991129.1667 | 149139474.0361 | 149139474.0361 | 149139474.0361 | 149139474.0361 | 149139474.0361 | 149139474.0361 | 149139474.0361 | 149139474.0361 | 149139474.0361 | 271352298.3435 | 2184598693.8348
CONE | 0 | [9 empty] | 0 | [9 empty] | 421851655.1306 | [9 empty] | 24998077.6992 | 446849732.8298
FOM | 0 | 0 | 0 | 0 | 0 | 0 | 0 | 0 | 0 | 0 | 0 | 0 | 0 | 0 | 0 | 0 | 0 | 0 | 0 | 0 | 149139474.0361 | 149139474.0361 | 149139474.0361 | 149139474.0361 | 149139474.0361 | 149139474.0361 | 149139474.0361 | 149139474.0361 | 149139474.0361 | 149139474.0361 | 246354220.6442 | 1737748961.005
Methane | 0 | 0 | 0 | 0 | 0 | 0 | 0 | 0 | 0 | 0 | 0 | 0 | 0 | 0 | 0 | 0 | 0 | 0 | 0 | 0 | 0 | 0 | 0 | 0 | 0 | 0 | 0 | 0 | 0 | 0 | 0 | 0
Grand Total | 0 | 0 | 0 | 0 | 0 | 0 | 0 | 0 | 0 | 0 | 1617695508.2147 | 20881875 | 20881875 | 20881875 | 20881875 | 20881875 | 20881875 | 20881875 | 20881875 | 20881875 | 1903280600.4121 | 192031974.0361 | 192031974.0361 | 192031974.0361 | 192031974.0361 | 192031974.0361 | 192031974.0361 | 192031974.0361 | 192031974.0361 | 192031974.0361 | 413119873.5517 | 5850320623.5031
Note: These costs are the CONE and FOM interconnections and intraconnection infratructure in real 2020 dollars.

## cumul_supply_cap_granular
ScenarioName | all_vars | SubRegion | SupplyTechnology | SimYr | OutputFuel1 | Capacity | known_modeled | SubRegion
LCP_Inputs_ON_Electric_2023_04_03 | Anaerobic Digestion_2030_ON_New | ON | Anaerobic Digestion | 2020 | Methane | 0 | modeled | ON
LCP_Inputs_ON_Electric_2023_04_03 | Anaerobic Digestion_2030_ON_New | ON | Anaerobic Digestion | 2030 | Methane | 0 | modeled | ON
LCP_Inputs_ON_Electric_2023_04_03 | Anaerobic Digestion_2030_ON_New | ON | Anaerobic Digestion | 2040 | Methane | 0 | modeled | ON
LCP_Inputs_ON_Electric_2023_04_03 | Anaerobic Digestion_2030_ON_New | ON | Anaerobic Digestion | 2050 | Methane | 0 | modeled | ON
LCP_Inputs_ON_Electric_2023_04_03 | Anaerobic Digestion_2040_ON_New | ON | Anaerobic Digestion | 2020 | Methane | 0 | modeled | ON
LCP_Inputs_ON_Electric_2023_04_03 | Anaerobic Digestion_2040_ON_New | ON | Anaerobic Digestion | 2030 | Methane | 0 | modeled | ON
LCP_Inputs_ON_Electric_2023_04_03 | Anaerobic Digestion_2040_ON_New | ON | Anaerobic Digestion | 2040 | Methane | 1872.1461 | modeled | ON
LCP_Inputs_ON_Electric_2023_04_03 | Anaerobic Digestion_2040_ON_New | ON | Anaerobic Digestion | 2050 | Methane | 1872.1461 | modeled | ON
LCP_Inputs_ON_Electric_2023_04_03 | Anaerobic Digestion_2050_ON_New | ON | Anaerobic Digestion | 2020 | Methane | 0 | modeled | ON
LCP_Inputs_ON_Electric_2023_04_03 | Anaerobic Digestion_2050_ON_New | ON | Anaerobic Digestion | 2030 | Methane | 0 | modeled | ON
LCP_Inputs_ON_Electric_2023_04_03 | Anaerobic Digestion_2050_ON_New | ON | Anaerobic Digestion | 2040 | Methane | 0 | modeled | ON
LCP_Inputs_ON_Electric_2023_04_03 | Anaerobic Digestion_2050_ON_New | ON | Anaerobic Digestion | 2050 | Methane | 422.3744 | modeled | ON
LCP_Inputs_ON_Electric_2023_04_03 | Battery Storage_2030_ON_New | ON | Battery Storage | 2020 | Electricity | 0 | modeled | ON
LCP_Inputs_ON_Electric_2023_04_03 | Battery Storage_2030_ON_New | ON | Battery Storage | 2030 | Electricity | 0 | modeled | ON
LCP_Inputs_ON_Electric_2023_04_03 | Battery Storage_2030_ON_New | ON | Battery Storage | 2040 | Electricity | 0 | modeled | ON
LCP_Inputs_ON_Electric_2023_04_03 | Battery Storage_2030_ON_New | ON | Battery Storage | 2050 | Electricity | 0 | modeled | ON
LCP_Inputs_ON_Electric_2023_04_03 | Battery Storage_2040_ON_New | ON | Battery Storage | 2020 | Electricity | 0 | modeled | ON
LCP_Inputs_ON_Electric_2023_04_03 | Battery Storage_2040_ON_New | ON | Battery Storage | 2030 | Electricity | 0 | modeled | ON
LCP_Inputs_ON_Electric_2023_04_03 | Battery Storage_2040_ON_New | ON | Battery Storage | 2040 | Electricity | 222.4104 | modeled | ON
LCP_Inputs_ON_Electric_2023_04_03 | Battery Storage_2040_ON_New | ON | Battery Storage | 2050 | Electricity | 222.4104 | modeled | ON
LCP_Inputs_ON_Electric_2023_04_03 | Battery Storage_2050_ON_New | ON | Battery Storage | 2020 | Electricity | 0 | modeled | ON
LCP_Inputs_ON_Electric_2023_04_03 | Battery Storage_2050_ON_New | ON | Battery Storage | 2030 | Electricity | 0 | modeled | ON
LCP_Inputs_ON_Electric_2023_04_03 | Battery Storage_2050_ON_New | ON | Battery Storage | 2040 | Electricity | 0 | modeled | ON
LCP_Inputs_ON_Electric_2023_04_03 | Battery Storage_2050_ON_New | ON | Battery Storage | 2050 | Electricity | 0 | modeled | ON
LCP_Inputs_ON_Electric_2023_04_03 | Biomass + CCS_2040_ON_New | ON | Biomass + CCS | 2020 | Electricity | 0 | modeled | ON
LCP_Inputs_ON_Electric_2023_04_03 | Biomass + CCS_2040_ON_New | ON | Biomass + CCS | 2030 | Electricity | 0 | modeled | ON
LCP_Inputs_ON_Electric_2023_04_03 | Biomass + CCS_2040_ON_New | ON | Biomass + CCS | 2040 | Electricity | 280.725 | modeled | ON
LCP_Inputs_ON_Electric_2023_04_03 | Biomass + CCS_2040_ON_New | ON | Biomass + CCS | 2050 | Electricity | 280.725 | modeled | ON
LCP_Inputs_ON_Electric_2023_04_03 | Biomass + CCS_2050_ON_New | ON | Biomass + CCS | 2020 | Electricity | 0 | modeled | ON
LCP_Inputs_ON_Electric_2023_04_03 | Biomass + CCS_2050_ON_New | ON | Biomass + CCS | 2030 | Electricity | 0 | modeled | ON
LCP_Inputs_ON_Electric_2023_04_03 | Biomass + CCS_2050_ON_New | ON | Biomass + CCS | 2040 | Electricity | 0 | modeled | ON
LCP_Inputs_ON_Electric_2023_04_03 | Biomass + CCS_2050_ON_New | ON | Biomass + CCS | 2050 | Electricity | 280.725 | modeled | ON
LCP_Inputs_ON_Electric_2023_04_03 | CH4 + CCS_2030_ON_New | ON | CH4 + CCS | 2020 | Methane | 0 | modeled | ON
LCP_Inputs_ON_Electric_2023_04_03 | CH4 + CCS_2030_ON_New | ON | CH4 + CCS | 2030 | Methane | 0 | modeled | ON
LCP_Inputs_ON_Electric_2023_04_03 | CH4 + CCS_2030_ON_New | ON | CH4 + CCS | 2040 | Methane | 0 | modeled | ON
LCP_Inputs_ON_Electric_2023_04_03 | CH4 + CCS_2030_ON_New | ON | CH4 + CCS | 2050 | Methane | 0 | modeled | ON
LCP_Inputs_ON_Electric_2023_04_03 | CH4 + CCS_2040_ON_New | ON | CH4 + CCS | 2020 | Methane | 0 | modeled | ON
LCP_Inputs_ON_Electric_2023_04_03 | CH4 + CCS_2040_ON_New | ON | CH4 + CCS | 2030 | Methane | 0 | modeled | ON
LCP_Inputs_ON_Electric_2023_04_03 | CH4 + CCS_2040_ON_New | ON | CH4 + CCS | 2040 | Methane | 2043.379 | modeled | ON
LCP_Inputs_ON_Electric_2023_04_03 | CH4 + CCS_2040_ON_New | ON | CH4 + CCS | 2050 | Methane | 2043.379 | modeled | ON
LCP_Inputs_ON_Electric_2023_04_03 | CH4 + CCS_2050_ON_New | ON | CH4 + CCS | 2020 | Methane | 0 | modeled | ON
LCP_Inputs_ON_Electric_2023_04_03 | CH4 + CCS_2050_ON_New | ON | CH4 + CCS | 2030 | Methane | 0 | modeled | ON
LCP_Inputs_ON_Electric_2023_04_03 | CH4 + CCS_2050_ON_New | ON | CH4 + CCS | 2040 | Methane | 0 | modeled | ON
LCP_Inputs_ON_Electric_2023_04_03 | CH4 + CCS_2050_ON_New | ON | CH4 + CCS | 2050 | Methane | 10403.1329 | modeled | ON
LCP_Inputs_ON_Electric_2023_04_03 | Electrolyser 2020/2030_2030_ON_New | ON | Electrolyser 2020/2030 | 2020 | Hydrogen | 0 | modeled | ON
LCP_Inputs_ON_Electric_2023_04_03 | Electrolyser 2020/2030_2030_ON_New | ON | Electrolyser 2020/2030 | 2030 | Hydrogen | 0 | modeled | ON
LCP_Inputs_ON_Electric_2023_04_03 | Electrolyser 2020/2030_2030_ON_New | ON | Electrolyser 2020/2030 | 2040 | Hydrogen | 0 | modeled | ON
LCP_Inputs_ON_Electric_2023_04_03 | Electrolyser 2020/2030_2030_ON_New | ON | Electrolyser 2020/2030 | 2050 | Hydrogen | 0 | modeled | ON
LCP_Inputs_ON_Electric_2023_04_03 | Electrolyser 2040_2040_ON_New | ON | Electrolyser 2040 | 2020 | Hydrogen | 0 | modeled | ON
LCP_Inputs_ON_Electric_2023_04_03 | Electrolyser 2040_2040_ON_New | ON | Electrolyser 2040 | 2030 | Hydrogen | 0 | modeled | ON
LCP_Inputs_ON_Electric_2023_04_03 | Electrolyser 2040_2040_ON_New | ON | Electrolyser 2040 | 2040 | Hydrogen | 0 | modeled | ON
LCP_Inputs_ON_Electric_2023_04_03 | Electrolyser 2040_2040_ON_New | ON | Electrolyser 2040 | 2050 | Hydrogen | 0 | modeled | ON
LCP_Inputs_ON_Electric_2023_04_03 | Electrolyser 2050_2050_ON_New | ON | Electrolyser 2050 | 2020 | Hydrogen | 0 | modeled | ON
LCP_Inputs_ON_Electric_2023_04_03 | Electrolyser 2050_2050_ON_New | ON | Electrolyser 2050 | 2030 | Hydrogen | 0 | modeled | ON
LCP_Inputs_ON_Electric_2023_04_03 | Electrolyser 2050_2050_ON_New | ON | Electrolyser 2050 | 2040 | Hydrogen | 0 | modeled | ON
LCP_Inputs_ON_Electric_2023_04_03 | Electrolyser 2050_2050_ON_New | ON | Electrolyser 2050 | 2050 | Hydrogen | 4071.8397 | modeled | ON
LCP_Inputs_ON_Electric_2023_04_03 | Generic - Generator_2030_MI_New | MI | Generic - Generator | 2020 | Electricity | 0 | modeled | MI
LCP_Inputs_ON_Electric_2023_04_03 | Generic - Generator_2030_MI_New | MI | Generic - Generator | 2030 | Electricity | 0 | modeled | MI
LCP_Inputs_ON_Electric_2023_04_03 | Generic - Generator_2030_MI_New | MI | Generic - Generator | 2040 | Electricity | 0 | modeled | MI
LCP_Inputs_ON_Electric_2023_04_03 | Generic - Generator_2030_MI_New | MI | Generic - Generator | 2050 | Electricity | 0 | modeled | MI
LCP_Inputs_ON_Electric_2023_04_03 | Generic - Generator_2030_NY_New | NY | Generic - Generator | 2020 | Electricity | 0 | modeled | NY
LCP_Inputs_ON_Electric_2023_04_03 | Generic - Generator_2030_NY_New | NY | Generic - Generator | 2030 | Electricity | 0 | modeled | NY
LCP_Inputs_ON_Electric_2023_04_03 | Generic - Generator_2030_NY_New | NY | Generic - Generator | 2040 | Electricity | 0 | modeled | NY
LCP_Inputs_ON_Electric_2023_04_03 | Generic - Generator_2030_NY_New | NY | Generic - Generator | 2050 | Electricity | 0 | modeled | NY
LCP_Inputs_ON_Electric_2023_04_03 | Generic - Generator_2030_PJ_New | PJ | Generic - Generator | 2020 | Electricity | 0 | modeled | PJ
LCP_Inputs_ON_Electric_2023_04_03 | Generic - Generator_2030_PJ_New | PJ | Generic - Generator | 2030 | Electricity | 0 | modeled | PJ
LCP_Inputs_ON_Electric_2023_04_03 | Generic - Generator_2030_PJ_New | PJ | Generic - Generator | 2040 | Electricity | 0 | modeled | PJ
LCP_Inputs_ON_Electric_2023_04_03 | Generic - Generator_2030_PJ_New | PJ | Generic - Generator | 2050 | Electricity | 0 | modeled | PJ
LCP_Inputs_ON_Electric_2023_04_03 | Generic - Generator_2030_QC_New | QC | Generic - Generator | 2020 | Electricity | 0 | modeled | QC
LCP_Inputs_ON_Electric_2023_04_03 | Generic - Generator_2030_QC_New | QC | Generic - Generator | 2030 | Electricity | 0 | modeled | QC
LCP_Inputs_ON_Electric_2023_04_03 | Generic - Generator_2030_QC_New | QC | Generic - Generator | 2040 | Electricity | 0 | modeled | QC
LCP_Inputs_ON_Electric_2023_04_03 | Generic - Generator_2030_QC_New | QC | Generic - Generator | 2050 | Electricity | 0 | modeled | QC
LCP_Inputs_ON_Electric_2023_04_03 | Generic - Generator_2030_WC_New | WC | Generic - Generator | 2020 | Electricity | 0 | modeled | WC
LCP_Inputs_ON_Electric_2023_04_03 | Generic - Generator_2030_WC_New | WC | Generic - Generator | 2030 | Electricity | 0 | modeled | WC
LCP_Inputs_ON_Electric_2023_04_03 | Generic - Generator_2030_WC_New | WC | Generic - Generator | 2040 | Electricity | 0 | modeled | WC
LCP_Inputs_ON_Electric_2023_04_03 | Generic - Generator_2030_WC_New | WC | Generic - Generator | 2050 | Electricity | 0 | modeled | WC
LCP_Inputs_ON_Electric_2023_04_03 | Generic - Generator_2040_MI_New | MI | Generic - Generator | 2020 | Electricity | 0 | modeled | MI
LCP_Inputs_ON_Electric_2023_04_03 | Generic - Generator_2040_MI_New | MI | Generic - Generator | 2030 | Electricity | 0 | modeled | MI
LCP_Inputs_ON_Electric_2023_04_03 | Generic - Generator_2040_MI_New | MI | Generic - Generator | 2040 | Electricity | 0 | modeled | MI
LCP_Inputs_ON_Electric_2023_04_03 | Generic - Generator_2040_MI_New | MI | Generic - Generator | 2050 | Electricity | 0 | modeled | MI
LCP_Inputs_ON_Electric_2023_04_03 | Generic - Generator_2040_NY_New | NY | Generic - Generator | 2020 | Electricity | 0 | modeled | NY
LCP_Inputs_ON_Electric_2023_04_03 | Generic - Generator_2040_NY_New | NY | Generic - Generator | 2030 | Electricity | 0 | modeled | NY
LCP_Inputs_ON_Electric_2023_04_03 | Generic - Generator_2040_NY_New | NY | Generic - Generator | 2040 | Electricity | 0 | modeled | NY
LCP_Inputs_ON_Electric_2023_04_03 | Generic - Generator_2040_NY_New | NY | Generic - Generator | 2050 | Electricity | 0 | modeled | NY
LCP_Inputs_ON_Electric_2023_04_03 | Generic - Generator_2040_PJ_New | PJ | Generic - Generator | 2020 | Electricity | 0 | modeled | PJ
LCP_Inputs_ON_Electric_2023_04_03 | Generic - Generator_2040_PJ_New | PJ | Generic - Generator | 2030 | Electricity | 0 | modeled | PJ
LCP_Inputs_ON_Electric_2023_04_03 | Generic - Generator_2040_PJ_New | PJ | Generic - Generator | 2040 | Electricity | 0 | modeled | PJ
LCP_Inputs_ON_Electric_2023_04_03 | Generic - Generator_2040_PJ_New | PJ | Generic - Generator | 2050 | Electricity | 0 | modeled | PJ
LCP_Inputs_ON_Electric_2023_04_03 | Generic - Generator_2040_QC_New | QC | Generic - Generator | 2020 | Electricity | 0 | modeled | QC
LCP_Inputs_ON_Electric_2023_04_03 | Generic - Generator_2040_QC_New | QC | Generic - Generator | 2030 | Electricity | 0 | modeled | QC
LCP_Inputs_ON_Electric_2023_04_03 | Generic - Generator_2040_QC_New | QC | Generic - Generator | 2040 | Electricity | 0 | modeled | QC
LCP_Inputs_ON_Electric_2023_04_03 | Generic - Generator_2040_QC_New | QC | Generic - Generator | 2050 | Electricity | 0 | modeled | QC
LCP_Inputs_ON_Electric_2023_04_03 | Generic - Generator_2040_WC_New | WC | Generic - Generator | 2020 | Electricity | 0 | modeled | WC
LCP_Inputs_ON_Electric_2023_04_03 | Generic - Generator_2040_WC_New | WC | Generic - Generator | 2030 | Electricity | 0 | modeled | WC
LCP_Inputs_ON_Electric_2023_04_03 | Generic - Generator_2040_WC_New | WC | Generic - Generator | 2040 | Electricity | 0 | modeled | WC
LCP_Inputs_ON_Electric_2023_04_03 | Generic - Generator_2040_WC_New | WC | Generic - Generator | 2050 | Electricity | 0 | modeled | WC
LCP_Inputs_ON_Electric_2023_04_03 | Generic - Generator_2050_MI_New | MI | Generic - Generator | 2020 | Electricity | 0 | modeled | MI
LCP_Inputs_ON_Electric_2023_04_03 | Generic - Generator_2050_MI_New | MI | Generic - Generator | 2030 | Electricity | 0 | modeled | MI
LCP_Inputs_ON_Electric_2023_04_03 | Generic - Generator_2050_MI_New | MI | Generic - Generator | 2040 | Electricity | 0 | modeled | MI
LCP_Inputs_ON_Electric_2023_04_03 | Generic - Generator_2050_MI_New | MI | Generic - Generator | 2050 | Electricity | 0 | modeled | MI
LCP_Inputs_ON_Electric_2023_04_03 | Generic - Generator_2050_NY_New | NY | Generic - Generator | 2020 | Electricity | 0 | modeled | NY
LCP_Inputs_ON_Electric_2023_04_03 | Generic - Generator_2050_NY_New | NY | Generic - Generator | 2030 | Electricity | 0 | modeled | NY
LCP_Inputs_ON_Electric_2023_04_03 | Generic - Generator_2050_NY_New | NY | Generic - Generator | 2040 | Electricity | 0 | modeled | NY
LCP_Inputs_ON_Electric_2023_04_03 | Generic - Generator_2050_NY_New | NY | Generic - Generator | 2050 | Electricity | 0 | modeled | NY
LCP_Inputs_ON_Electric_2023_04_03 | Generic - Generator_2050_PJ_New | PJ | Generic - Generator | 2020 | Electricity | 0 | modeled | PJ
LCP_Inputs_ON_Electric_2023_04_03 | Generic - Generator_2050_PJ_New | PJ | Generic - Generator | 2030 | Electricity | 0 | modeled | PJ
LCP_Inputs_ON_Electric_2023_04_03 | Generic - Generator_2050_PJ_New | PJ | Generic - Generator | 2040 | Electricity | 0 | modeled | PJ
LCP_Inputs_ON_Electric_2023_04_03 | Generic - Generator_2050_PJ_New | PJ | Generic - Generator | 2050 | Electricity | 0 | modeled | PJ
LCP_Inputs_ON_Electric_2023_04_03 | Generic - Generator_2050_QC_New | QC | Generic - Generator | 2020 | Electricity | 0 | modeled | QC
LCP_Inputs_ON_Electric_2023_04_03 | Generic - Generator_2050_QC_New | QC | Generic - Generator | 2030 | Electricity | 0 | modeled | QC
LCP_Inputs_ON_Electric_2023_04_03 | Generic - Generator_2050_QC_New | QC | Generic - Generator | 2040 | Electricity | 0 | modeled | QC
LCP_Inputs_ON_Electric_2023_04_03 | Generic - Generator_2050_QC_New | QC | Generic - Generator | 2050 | Electricity | 0 | modeled | QC
LCP_Inputs_ON_Electric_2023_04_03 | Generic - Generator_2050_WC_New | WC | Generic - Generator | 2020 | Electricity | 0 | modeled | WC
LCP_Inputs_ON_Electric_2023_04_03 | Generic - Generator_2050_WC_New | WC | Generic - Generator | 2030 | Electricity | 0 | modeled | WC
LCP_Inputs_ON_Electric_2023_04_03 | Generic - Generator_2050_WC_New | WC | Generic - Generator | 2040 | Electricity | 0 | modeled | WC
LCP_Inputs_ON_Electric_2023_04_03 | Generic - Generator_2050_WC_New | WC | Generic - Generator | 2050 | Electricity | 0 | modeled | WC
LCP_Inputs_ON_Electric_2023_04_03 | H2 Import - QC_2050_QC_New | QC | H2 Import - QC | 2020 | Hydrogen | 0 | modeled | QC
LCP_Inputs_ON_Electric_2023_04_03 | H2 Import - QC_2050_QC_New | QC | H2 Import - QC | 2030 | Hydrogen | 0 | modeled | QC
LCP_Inputs_ON_Electric_2023_04_03 | H2 Import - QC_2050_QC_New | QC | H2 Import - QC | 2040 | Hydrogen | 0 | modeled | QC
LCP_Inputs_ON_Electric_2023_04_03 | H2 Import - QC_2050_QC_New | QC | H2 Import - QC | 2050 | Hydrogen | 10000 | modeled | QC
LCP_Inputs_ON_Electric_2023_04_03 | H2 Import - WC_2040_WC_New | WC | H2 Import - WC | 2020 | Hydrogen | 0 | modeled | WC
LCP_Inputs_ON_Electric_2023_04_03 | H2 Import - WC_2040_WC_New | WC | H2 Import - WC | 2030 | Hydrogen | 0 | modeled | WC
LCP_Inputs_ON_Electric_2023_04_03 | H2 Import - WC_2040_WC_New | WC | H2 Import - WC | 2040 | Hydrogen | 29027.3647 | modeled | WC
LCP_Inputs_ON_Electric_2023_04_03 | H2 Import - WC_2040_WC_New | WC | H2 Import - WC | 2050 | Hydrogen | 29027.3647 | modeled | WC
LCP_Inputs_ON_Electric_2023_04_03 | H2 Import - WC_2050_WC_New | WC | H2 Import - WC | 2020 | Hydrogen | 0 | modeled | WC
LCP_Inputs_ON_Electric_2023_04_03 | H2 Import - WC_2050_WC_New | WC | H2 Import - WC | 2030 | Hydrogen | 0 | modeled | WC
LCP_Inputs_ON_Electric_2023_04_03 | H2 Import - WC_2050_WC_New | WC | H2 Import - WC | 2040 | Hydrogen | 0 | modeled | WC
LCP_Inputs_ON_Electric_2023_04_03 | H2 Import - WC_2050_WC_New | WC | H2 Import - WC | 2050 | Hydrogen | 18921.1336 | modeled | WC
LCP_Inputs_ON_Electric_2023_04_03 | H2 Salt Cavern Storage - ON_2030_ON_New | ON | H2 Salt Cavern Storage - ON | 2020 | Hydrogen | 0 | modeled | ON
LCP_Inputs_ON_Electric_2023_04_03 | H2 Salt Cavern Storage - ON_2030_ON_New | ON | H2 Salt Cavern Storage - ON | 2030 | Hydrogen | 5000 | modeled | ON
LCP_Inputs_ON_Electric_2023_04_03 | H2 Salt Cavern Storage - ON_2030_ON_New | ON | H2 Salt Cavern Storage - ON | 2040 | Hydrogen | 5000 | modeled | ON
LCP_Inputs_ON_Electric_2023_04_03 | H2 Salt Cavern Storage - ON_2030_ON_New | ON | H2 Salt Cavern Storage - ON | 2050 | Hydrogen | 5000 | modeled | ON
LCP_Inputs_ON_Electric_2023_04_03 | H2 Salt Cavern Storage - ON_2040_ON_New | ON | H2 Salt Cavern Storage - ON | 2020 | Hydrogen | 0 | modeled | ON
LCP_Inputs_ON_Electric_2023_04_03 | H2 Salt Cavern Storage - ON_2040_ON_New | ON | H2 Salt Cavern Storage - ON | 2030 | Hydrogen | 0 | modeled | ON
LCP_Inputs_ON_Electric_2023_04_03 | H2 Salt Cavern Storage - ON_2040_ON_New | ON | H2 Salt Cavern Storage - ON | 2040 | Hydrogen | 20000 | modeled | ON
LCP_Inputs_ON_Electric_2023_04_03 | H2 Salt Cavern Storage - ON_2040_ON_New | ON | H2 Salt Cavern Storage - ON | 2050 | Hydrogen | 20000 | modeled | ON
LCP_Inputs_ON_Electric_2023_04_03 | H2 Salt Cavern Storage - ON_2050_ON_New | ON | H2 Salt Cavern Storage - ON | 2020 | Hydrogen | 0 | modeled | ON
LCP_Inputs_ON_Electric_2023_04_03 | H2 Salt Cavern Storage - ON_2050_ON_New | ON | H2 Salt Cavern Storage - ON | 2030 | Hydrogen | 0 | modeled | ON
LCP_Inputs_ON_Electric_2023_04_03 | H2 Salt Cavern Storage - ON_2050_ON_New | ON | H2 Salt Cavern Storage - ON | 2040 | Hydrogen | 0 | modeled | ON
LCP_Inputs_ON_Electric_2023_04_03 | H2 Salt Cavern Storage - ON_2050_ON_New | ON | H2 Salt Cavern Storage - ON | 2050 | Hydrogen | 11000 | modeled | ON
LCP_Inputs_ON_Electric_2023_04_03 | Hydro_2040_ON_New | ON | Hydro | 2020 | Electricity | 0 | modeled | ON
LCP_Inputs_ON_Electric_2023_04_03 | Hydro_2040_ON_New | ON | Hydro | 2030 | Electricity | 0 | modeled | ON
LCP_Inputs_ON_Electric_2023_04_03 | Hydro_2040_ON_New | ON | Hydro | 2040 | Electricity | 750.5528 | modeled | ON
LCP_Inputs_ON_Electric_2023_04_03 | Hydro_2040_ON_New | ON | Hydro | 2050 | Electricity | 750.5528 | modeled | ON
LCP_Inputs_ON_Electric_2023_04_03 | Hydro_2050_ON_New | ON | Hydro | 2020 | Electricity | 0 | modeled | ON
LCP_Inputs_ON_Electric_2023_04_03 | Hydro_2050_ON_New | ON | Hydro | 2030 | Electricity | 0 | modeled | ON
LCP_Inputs_ON_Electric_2023_04_03 | Hydro_2050_ON_New | ON | Hydro | 2040 | Electricity | 0 | modeled | ON
LCP_Inputs_ON_Electric_2023_04_03 | Hydro_2050_ON_New | ON | Hydro | 2050 | Electricity | 0 | modeled | ON
LCP_Inputs_ON_Electric_2023_04_03 | Nuclear SMR_2040_ON_New | ON | Nuclear SMR | 2020 | Electricity | 0 | modeled | ON
LCP_Inputs_ON_Electric_2023_04_03 | Nuclear SMR_2040_ON_New | ON | Nuclear SMR | 2030 | Electricity | 0 | modeled | ON
LCP_Inputs_ON_Electric_2023_04_03 | Nuclear SMR_2040_ON_New | ON | Nuclear SMR | 2040 | Electricity | 3000 | modeled | ON
LCP_Inputs_ON_Electric_2023_04_03 | Nuclear SMR_2040_ON_New | ON | Nuclear SMR | 2050 | Electricity | 3000 | modeled | ON
LCP_Inputs_ON_Electric_2023_04_03 | Nuclear SMR_2050_ON_New | ON | Nuclear SMR | 2020 | Electricity | 0 | modeled | ON
LCP_Inputs_ON_Electric_2023_04_03 | Nuclear SMR_2050_ON_New | ON | Nuclear SMR | 2030 | Electricity | 0 | modeled | ON
LCP_Inputs_ON_Electric_2023_04_03 | Nuclear SMR_2050_ON_New | ON | Nuclear SMR | 2040 | Electricity | 0 | modeled | ON
LCP_Inputs_ON_Electric_2023_04_03 | Nuclear SMR_2050_ON_New | ON | Nuclear SMR | 2050 | Electricity | 0 | modeled | ON
LCP_Inputs_ON_Electric_2023_04_03 | Nuclear_2040_ON_New | ON | Nuclear | 2020 | Electricity | 0 | modeled | ON
LCP_Inputs_ON_Electric_2023_04_03 | Nuclear_2040_ON_New | ON | Nuclear | 2030 | Electricity | 0 | modeled | ON
LCP_Inputs_ON_Electric_2023_04_03 | Nuclear_2040_ON_New | ON | Nuclear | 2040 | Electricity | 0 | modeled | ON
LCP_Inputs_ON_Electric_2023_04_03 | Nuclear_2040_ON_New | ON | Nuclear | 2050 | Electricity | 0 | modeled | ON
LCP_Inputs_ON_Electric_2023_04_03 | Nuclear_2050_ON_New | ON | Nuclear | 2020 | Electricity | 0 | modeled | ON
LCP_Inputs_ON_Electric_2023_04_03 | Nuclear_2050_ON_New | ON | Nuclear | 2030 | Electricity | 0 | modeled | ON
LCP_Inputs_ON_Electric_2023_04_03 | Nuclear_2050_ON_New | ON | Nuclear | 2040 | Electricity | 0 | modeled | ON
LCP_Inputs_ON_Electric_2023_04_03 | Nuclear_2050_ON_New | ON | Nuclear | 2050 | Electricity | 0 | modeled | ON
LCP_Inputs_ON_Electric_2023_04_03 | O/CCGT - H2 New_2030_ON_New | ON | O/CCGT - H2 New | 2020 | Electricity | 0 | modeled | ON
LCP_Inputs_ON_Electric_2023_04_03 | O/CCGT - H2 New_2030_ON_New | ON | O/CCGT - H2 New | 2030 | Electricity | 5110.2621 | modeled | ON
LCP_Inputs_ON_Electric_2023_04_03 | O/CCGT - H2 New_2030_ON_New | ON | O/CCGT - H2 New | 2040 | Electricity | 5110.2621 | modeled | ON
LCP_Inputs_ON_Electric_2023_04_03 | O/CCGT - H2 New_2030_ON_New | ON | O/CCGT - H2 New | 2050 | Electricity | 5110.2621 | modeled | ON
LCP_Inputs_ON_Electric_2023_04_03 | O/CCGT - H2 New_2040_ON_New | ON | O/CCGT - H2 New | 2020 | Electricity | 0 | modeled | ON
LCP_Inputs_ON_Electric_2023_04_03 | O/CCGT - H2 New_2040_ON_New | ON | O/CCGT - H2 New | 2030 | Electricity | 0 | modeled | ON
LCP_Inputs_ON_Electric_2023_04_03 | O/CCGT - H2 New_2040_ON_New | ON | O/CCGT - H2 New | 2040 | Electricity | 15000 | modeled | ON
LCP_Inputs_ON_Electric_2023_04_03 | O/CCGT - H2 New_2040_ON_New | ON | O/CCGT - H2 New | 2050 | Electricity | 15000 | modeled | ON
LCP_Inputs_ON_Electric_2023_04_03 | O/CCGT - H2 New_2050_ON_New | ON | O/CCGT - H2 New | 2020 | Electricity | 0 | modeled | ON
LCP_Inputs_ON_Electric_2023_04_03 | O/CCGT - H2 New_2050_ON_New | ON | O/CCGT - H2 New | 2030 | Electricity | 0 | modeled | ON
LCP_Inputs_ON_Electric_2023_04_03 | O/CCGT - H2 New_2050_ON_New | ON | O/CCGT - H2 New | 2040 | Electricity | 0 | modeled | ON
LCP_Inputs_ON_Electric_2023_04_03 | O/CCGT - H2 New_2050_ON_New | ON | O/CCGT - H2 New | 2050 | Electricity | 14418.4906 | modeled | ON
LCP_Inputs_ON_Electric_2023_04_03 | SMR CCS_2030_ON_New | ON | SMR CCS | 2020 | Hydrogen | 0 | modeled | ON
LCP_Inputs_ON_Electric_2023_04_03 | SMR CCS_2030_ON_New | ON | SMR CCS | 2030 | Hydrogen | 1894.0304 | modeled | ON
LCP_Inputs_ON_Electric_2023_04_03 | SMR CCS_2030_ON_New | ON | SMR CCS | 2040 | Hydrogen | 1894.0304 | modeled | ON
LCP_Inputs_ON_Electric_2023_04_03 | SMR CCS_2030_ON_New | ON | SMR CCS | 2050 | Hydrogen | 1894.0304 | modeled | ON
LCP_Inputs_ON_Electric_2023_04_03 | SMR CCS_2030_WC_New | WC | SMR CCS | 2020 | Hydrogen | 0 | modeled | WC
LCP_Inputs_ON_Electric_2023_04_03 | SMR CCS_2030_WC_New | WC | SMR CCS | 2030 | Hydrogen | 0 | modeled | WC
LCP_Inputs_ON_Electric_2023_04_03 | SMR CCS_2030_WC_New | WC | SMR CCS | 2040 | Hydrogen | 0 | modeled | WC
LCP_Inputs_ON_Electric_2023_04_03 | SMR CCS_2030_WC_New | WC | SMR CCS | 2050 | Hydrogen | 0 | modeled | WC
LCP_Inputs_ON_Electric_2023_04_03 | SMR CCS_2040_ON_New | ON | SMR CCS | 2020 | Hydrogen | 0 | modeled | ON
LCP_Inputs_ON_Electric_2023_04_03 | SMR CCS_2040_ON_New | ON | SMR CCS | 2030 | Hydrogen | 0 | modeled | ON
LCP_Inputs_ON_Electric_2023_04_03 | SMR CCS_2040_ON_New | ON | SMR CCS | 2040 | Hydrogen | 2991.8903 | modeled | ON
LCP_Inputs_ON_Electric_2023_04_03 | SMR CCS_2040_ON_New | ON | SMR CCS | 2050 | Hydrogen | 2991.8903 | modeled | ON
LCP_Inputs_ON_Electric_2023_04_03 | SMR CCS_2040_WC_New | WC | SMR CCS | 2020 | Hydrogen | 0 | modeled | WC
LCP_Inputs_ON_Electric_2023_04_03 | SMR CCS_2040_WC_New | WC | SMR CCS | 2030 | Hydrogen | 0 | modeled | WC
LCP_Inputs_ON_Electric_2023_04_03 | SMR CCS_2040_WC_New | WC | SMR CCS | 2040 | Hydrogen | 0 | modeled | WC
LCP_Inputs_ON_Electric_2023_04_03 | SMR CCS_2040_WC_New | WC | SMR CCS | 2050 | Hydrogen | 0 | modeled | WC
LCP_Inputs_ON_Electric_2023_04_03 | SMR CCS_2050_ON_New | ON | SMR CCS | 2020 | Hydrogen | 0 | modeled | ON
LCP_Inputs_ON_Electric_2023_04_03 | SMR CCS_2050_ON_New | ON | SMR CCS | 2030 | Hydrogen | 0 | modeled | ON
LCP_Inputs_ON_Electric_2023_04_03 | SMR CCS_2050_ON_New | ON | SMR CCS | 2040 | Hydrogen | 0 | modeled | ON
LCP_Inputs_ON_Electric_2023_04_03 | SMR CCS_2050_ON_New | ON | SMR CCS | 2050 | Hydrogen | 0 | modeled | ON
LCP_Inputs_ON_Electric_2023_04_03 | SMR CCS_2050_WC_New | WC | SMR CCS | 2020 | Hydrogen | 0 | modeled | WC
LCP_Inputs_ON_Electric_2023_04_03 | SMR CCS_2050_WC_New | WC | SMR CCS | 2030 | Hydrogen | 0 | modeled | WC
LCP_Inputs_ON_Electric_2023_04_03 | SMR CCS_2050_WC_New | WC | SMR CCS | 2040 | Hydrogen | 0 | modeled | WC
LCP_Inputs_ON_Electric_2023_04_03 | SMR CCS_2050_WC_New | WC | SMR CCS | 2050 | Hydrogen | 0 | modeled | WC
LCP_Inputs_ON_Electric_2023_04_03 | Solar PV_2030_ON_New | ON | Solar PV | 2020 | Electricity | 0 | modeled | ON
LCP_Inputs_ON_Electric_2023_04_03 | Solar PV_2030_ON_New | ON | Solar PV | 2030 | Electricity | 2963.9603 | modeled | ON
LCP_Inputs_ON_Electric_2023_04_03 | Solar PV_2030_ON_New | ON | Solar PV | 2040 | Electricity | 2963.9603 | modeled | ON
LCP_Inputs_ON_Electric_2023_04_03 | Solar PV_2030_ON_New | ON | Solar PV | 2050 | Electricity | 2963.9603 | modeled | ON
LCP_Inputs_ON_Electric_2023_04_03 | Solar PV_2030_WC_New | WC | Solar PV | 2020 | Electricity | 0 | modeled | WC
LCP_Inputs_ON_Electric_2023_04_03 | Solar PV_2030_WC_New | WC | Solar PV | 2030 | Electricity | 0 | modeled | WC
LCP_Inputs_ON_Electric_2023_04_03 | Solar PV_2030_WC_New | WC | Solar PV | 2040 | Electricity | 0 | modeled | WC
LCP_Inputs_ON_Electric_2023_04_03 | Solar PV_2030_WC_New | WC | Solar PV | 2050 | Electricity | 0 | modeled | WC
LCP_Inputs_ON_Electric_2023_04_03 | Solar PV_2040_ON_New | ON | Solar PV | 2020 | Electricity | 0 | modeled | ON
LCP_Inputs_ON_Electric_2023_04_03 | Solar PV_2040_ON_New | ON | Solar PV | 2030 | Electricity | 0 | modeled | ON
LCP_Inputs_ON_Electric_2023_04_03 | Solar PV_2040_ON_New | ON | Solar PV | 2040 | Electricity | 178.9941 | modeled | ON
LCP_Inputs_ON_Electric_2023_04_03 | Solar PV_2040_ON_New | ON | Solar PV | 2050 | Electricity | 178.9941 | modeled | ON
LCP_Inputs_ON_Electric_2023_04_03 | Solar PV_2040_WC_New | WC | Solar PV | 2020 | Electricity | 0 | modeled | WC
LCP_Inputs_ON_Electric_2023_04_03 | Solar PV_2040_WC_New | WC | Solar PV | 2030 | Electricity | 0 | modeled | WC
LCP_Inputs_ON_Electric_2023_04_03 | Solar PV_2040_WC_New | WC | Solar PV | 2040 | Electricity | 543.094 | modeled | WC
LCP_Inputs_ON_Electric_2023_04_03 | Solar PV_2040_WC_New | WC | Solar PV | 2050 | Electricity | 543.094 | modeled | WC
LCP_Inputs_ON_Electric_2023_04_03 | Solar PV_2050_ON_New | ON | Solar PV | 2020 | Electricity | 0 | modeled | ON
LCP_Inputs_ON_Electric_2023_04_03 | Solar PV_2050_ON_New | ON | Solar PV | 2030 | Electricity | 0 | modeled | ON
LCP_Inputs_ON_Electric_2023_04_03 | Solar PV_2050_ON_New | ON | Solar PV | 2040 | Electricity | 0 | modeled | ON
LCP_Inputs_ON_Electric_2023_04_03 | Solar PV_2050_ON_New | ON | Solar PV | 2050 | Electricity | 0 | modeled | ON
LCP_Inputs_ON_Electric_2023_04_03 | Solar PV_2050_WC_New | WC | Solar PV | 2020 | Electricity | 0 | modeled | WC
LCP_Inputs_ON_Electric_2023_04_03 | Solar PV_2050_WC_New | WC | Solar PV | 2030 | Electricity | 0 | modeled | WC
LCP_Inputs_ON_Electric_2023_04_03 | Solar PV_2050_WC_New | WC | Solar PV | 2040 | Electricity | 0 | modeled | WC
LCP_Inputs_ON_Electric_2023_04_03 | Solar PV_2050_WC_New | WC | Solar PV | 2050 | Electricity | 0 | modeled | WC
LCP_Inputs_ON_Electric_2023_04_03 | Wind Offshore_2040_ON_New | ON | Wind Offshore | 2020 | Electricity | 0 | modeled | ON
LCP_Inputs_ON_Electric_2023_04_03 | Wind Offshore_2040_ON_New | ON | Wind Offshore | 2030 | Electricity | 0 | modeled | ON
LCP_Inputs_ON_Electric_2023_04_03 | Wind Offshore_2040_ON_New | ON | Wind Offshore | 2040 | Electricity | 0 | modeled | ON
LCP_Inputs_ON_Electric_2023_04_03 | Wind Offshore_2040_ON_New | ON | Wind Offshore | 2050 | Electricity | 0 | modeled | ON
LCP_Inputs_ON_Electric_2023_04_03 | Wind Offshore_2050_ON_New | ON | Wind Offshore | 2020 | Electricity | 0 | modeled | ON
LCP_Inputs_ON_Electric_2023_04_03 | Wind Offshore_2050_ON_New | ON | Wind Offshore | 2030 | Electricity | 0 | modeled | ON
LCP_Inputs_ON_Electric_2023_04_03 | Wind Offshore_2050_ON_New | ON | Wind Offshore | 2040 | Electricity | 0 | modeled | ON
LCP_Inputs_ON_Electric_2023_04_03 | Wind Offshore_2050_ON_New | ON | Wind Offshore | 2050 | Electricity | 0 | modeled | ON
LCP_Inputs_ON_Electric_2023_04_03 | Wind Onshore_2030_MI_New | MI | Wind Onshore | 2020 | Electricity | 0 | modeled | MI
LCP_Inputs_ON_Electric_2023_04_03 | Wind Onshore_2030_MI_New | MI | Wind Onshore | 2030 | Electricity | 33054.7573 | modeled | MI
LCP_Inputs_ON_Electric_2023_04_03 | Wind Onshore_2030_MI_New | MI | Wind Onshore | 2040 | Electricity | 33054.7573 | modeled | MI
LCP_Inputs_ON_Electric_2023_04_03 | Wind Onshore_2030_MI_New | MI | Wind Onshore | 2050 | Electricity | 33054.7573 | modeled | MI
LCP_Inputs_ON_Electric_2023_04_03 | Wind Onshore_2030_NY_New | NY | Wind Onshore | 2020 | Electricity | 0 | modeled | NY
LCP_Inputs_ON_Electric_2023_04_03 | Wind Onshore_2030_NY_New | NY | Wind Onshore | 2030 | Electricity | 10582.5043 | modeled | NY
LCP_Inputs_ON_Electric_2023_04_03 | Wind Onshore_2030_NY_New | NY | Wind Onshore | 2040 | Electricity | 10582.5043 | modeled | NY
LCP_Inputs_ON_Electric_2023_04_03 | Wind Onshore_2030_NY_New | NY | Wind Onshore | 2050 | Electricity | 10582.5043 | modeled | NY
LCP_Inputs_ON_Electric_2023_04_03 | Wind Onshore_2030_ON_New | ON | Wind Onshore | 2020 | Electricity | 0 | modeled | ON
LCP_Inputs_ON_Electric_2023_04_03 | Wind Onshore_2030_ON_New | ON | Wind Onshore | 2030 | Electricity | 15000 | modeled | ON
LCP_Inputs_ON_Electric_2023_04_03 | Wind Onshore_2030_ON_New | ON | Wind Onshore | 2040 | Electricity | 15000 | modeled | ON
LCP_Inputs_ON_Electric_2023_04_03 | Wind Onshore_2030_ON_New | ON | Wind Onshore | 2050 | Electricity | 15000 | modeled | ON
LCP_Inputs_ON_Electric_2023_04_03 | Wind Onshore_2030_PJ_New | PJ | Wind Onshore | 2020 | Electricity | 0 | modeled | PJ
LCP_Inputs_ON_Electric_2023_04_03 | Wind Onshore_2030_PJ_New | PJ | Wind Onshore | 2030 | Electricity | 172168.3244 | modeled | PJ
LCP_Inputs_ON_Electric_2023_04_03 | Wind Onshore_2030_PJ_New | PJ | Wind Onshore | 2040 | Electricity | 172168.3244 | modeled | PJ
LCP_Inputs_ON_Electric_2023_04_03 | Wind Onshore_2030_PJ_New | PJ | Wind Onshore | 2050 | Electricity | 172168.3244 | modeled | PJ
LCP_Inputs_ON_Electric_2023_04_03 | Wind Onshore_2030_WC_New | WC | Wind Onshore | 2020 | Electricity | 0 | modeled | WC
LCP_Inputs_ON_Electric_2023_04_03 | Wind Onshore_2030_WC_New | WC | Wind Onshore | 2030 | Electricity | 0 | modeled | WC
LCP_Inputs_ON_Electric_2023_04_03 | Wind Onshore_2030_WC_New | WC | Wind Onshore | 2040 | Electricity | 0 | modeled | WC
LCP_Inputs_ON_Electric_2023_04_03 | Wind Onshore_2030_WC_New | WC | Wind Onshore | 2050 | Electricity | 0 | modeled | WC
LCP_Inputs_ON_Electric_2023_04_03 | Wind Onshore_2040_MI_New | MI | Wind Onshore | 2020 | Electricity | 0 | modeled | MI
LCP_Inputs_ON_Electric_2023_04_03 | Wind Onshore_2040_MI_New | MI | Wind Onshore | 2030 | Electricity | 0 | modeled | MI
LCP_Inputs_ON_Electric_2023_04_03 | Wind Onshore_2040_MI_New | MI | Wind Onshore | 2040 | Electricity | 0 | modeled | MI
LCP_Inputs_ON_Electric_2023_04_03 | Wind Onshore_2040_MI_New | MI | Wind Onshore | 2050 | Electricity | 0 | modeled | MI
LCP_Inputs_ON_Electric_2023_04_03 | Wind Onshore_2040_NY_New | NY | Wind Onshore | 2020 | Electricity | 0 | modeled | NY
LCP_Inputs_ON_Electric_2023_04_03 | Wind Onshore_2040_NY_New | NY | Wind Onshore | 2030 | Electricity | 0 | modeled | NY
LCP_Inputs_ON_Electric_2023_04_03 | Wind Onshore_2040_NY_New | NY | Wind Onshore | 2040 | Electricity | 0 | modeled | NY
LCP_Inputs_ON_Electric_2023_04_03 | Wind Onshore_2040_NY_New | NY | Wind Onshore | 2050 | Electricity | 0 | modeled | NY
LCP_Inputs_ON_Electric_2023_04_03 | Wind Onshore_2040_ON_New | ON | Wind Onshore | 2020 | Electricity | 0 | modeled | ON
LCP_Inputs_ON_Electric_2023_04_03 | Wind Onshore_2040_ON_New | ON | Wind Onshore | 2030 | Electricity | 0 | modeled | ON
LCP_Inputs_ON_Electric_2023_04_03 | Wind Onshore_2040_ON_New | ON | Wind Onshore | 2040 | Electricity | 20000 | modeled | ON
LCP_Inputs_ON_Electric_2023_04_03 | Wind Onshore_2040_ON_New | ON | Wind Onshore | 2050 | Electricity | 20000 | modeled | ON
LCP_Inputs_ON_Electric_2023_04_03 | Wind Onshore_2040_PJ_New | PJ | Wind Onshore | 2020 | Electricity | 0 | modeled | PJ
LCP_Inputs_ON_Electric_2023_04_03 | Wind Onshore_2040_PJ_New | PJ | Wind Onshore | 2030 | Electricity | 0 | modeled | PJ
LCP_Inputs_ON_Electric_2023_04_03 | Wind Onshore_2040_PJ_New | PJ | Wind Onshore | 2040 | Electricity | 0 | modeled | PJ
LCP_Inputs_ON_Electric_2023_04_03 | Wind Onshore_2040_PJ_New | PJ | Wind Onshore | 2050 | Electricity | 0 | modeled | PJ
LCP_Inputs_ON_Electric_2023_04_03 | Wind Onshore_2040_WC_New | WC | Wind Onshore | 2020 | Electricity | 0 | modeled | WC
LCP_Inputs_ON_Electric_2023_04_03 | Wind Onshore_2040_WC_New | WC | Wind Onshore | 2030 | Electricity | 0 | modeled | WC
LCP_Inputs_ON_Electric_2023_04_03 | Wind Onshore_2040_WC_New | WC | Wind Onshore | 2040 | Electricity | 0 | modeled | WC
LCP_Inputs_ON_Electric_2023_04_03 | Wind Onshore_2040_WC_New | WC | Wind Onshore | 2050 | Electricity | 0 | modeled | WC
LCP_Inputs_ON_Electric_2023_04_03 | Wind Onshore_2050_MI_New | MI | Wind Onshore | 2020 | Electricity | 0 | modeled | MI
LCP_Inputs_ON_Electric_2023_04_03 | Wind Onshore_2050_MI_New | MI | Wind Onshore | 2030 | Electricity | 0 | modeled | MI
LCP_Inputs_ON_Electric_2023_04_03 | Wind Onshore_2050_MI_New | MI | Wind Onshore | 2040 | Electricity | 0 | modeled | MI
LCP_Inputs_ON_Electric_2023_04_03 | Wind Onshore_2050_MI_New | MI | Wind Onshore | 2050 | Electricity | 0 | modeled | MI
LCP_Inputs_ON_Electric_2023_04_03 | Wind Onshore_2050_NY_New | NY | Wind Onshore | 2020 | Electricity | 0 | modeled | NY
LCP_Inputs_ON_Electric_2023_04_03 | Wind Onshore_2050_NY_New | NY | Wind Onshore | 2030 | Electricity | 0 | modeled | NY
LCP_Inputs_ON_Electric_2023_04_03 | Wind Onshore_2050_NY_New | NY | Wind Onshore | 2040 | Electricity | 0 | modeled | NY
LCP_Inputs_ON_Electric_2023_04_03 | Wind Onshore_2050_NY_New | NY | Wind Onshore | 2050 | Electricity | 0 | modeled | NY
LCP_Inputs_ON_Electric_2023_04_03 | Wind Onshore_2050_ON_New | ON | Wind Onshore | 2020 | Electricity | 0 | modeled | ON
LCP_Inputs_ON_Electric_2023_04_03 | Wind Onshore_2050_ON_New | ON | Wind Onshore | 2030 | Electricity | 0 | modeled | ON
LCP_Inputs_ON_Electric_2023_04_03 | Wind Onshore_2050_ON_New | ON | Wind Onshore | 2040 | Electricity | 0 | modeled | ON
LCP_Inputs_ON_Electric_2023_04_03 | Wind Onshore_2050_ON_New | ON | Wind Onshore | 2050 | Electricity | 26496.8035 | modeled | ON
LCP_Inputs_ON_Electric_2023_04_03 | Wind Onshore_2050_PJ_New | PJ | Wind Onshore | 2020 | Electricity | 0 | modeled | PJ
LCP_Inputs_ON_Electric_2023_04_03 | Wind Onshore_2050_PJ_New | PJ | Wind Onshore | 2030 | Electricity | 0 | modeled | PJ
LCP_Inputs_ON_Electric_2023_04_03 | Wind Onshore_2050_PJ_New | PJ | Wind Onshore | 2040 | Electricity | 0 | modeled | PJ
LCP_Inputs_ON_Electric_2023_04_03 | Wind Onshore_2050_PJ_New | PJ | Wind Onshore | 2050 | Electricity | 0 | modeled | PJ
LCP_Inputs_ON_Electric_2023_04_03 | Wind Onshore_2050_WC_New | WC | Wind Onshore | 2020 | Electricity | 0 | modeled | WC
LCP_Inputs_ON_Electric_2023_04_03 | Wind Onshore_2050_WC_New | WC | Wind Onshore | 2030 | Electricity | 0 | modeled | WC
LCP_Inputs_ON_Electric_2023_04_03 | Wind Onshore_2050_WC_New | WC | Wind Onshore | 2040 | Electricity | 0 | modeled | WC
LCP_Inputs_ON_Electric_2023_04_03 | Wind Onshore_2050_WC_New | WC | Wind Onshore | 2050 | Electricity | 0 | modeled | WC
LCP_Inputs_ON_Electric_2023_04_03 | Wind Onshore_ON_2020_KnownCap | ON | Wind Onshore | 2020 | Electricity | 5533.94 | known | ON
LCP_Inputs_ON_Electric_2023_04_03 | Wind Onshore_ON_2030_KnownCap | ON | Wind Onshore | 2030 | Electricity | 5683.94 | known | ON
LCP_Inputs_ON_Electric_2023_04_03 | Wind Onshore_ON_2040_KnownCap | ON | Wind Onshore | 2040 | Electricity | 7933.94 | known | ON
LCP_Inputs_ON_Electric_2023_04_03 | Wind Onshore_ON_2050_KnownCap | ON | Wind Onshore | 2050 | Electricity | 10333.94 | known | ON
LCP_Inputs_ON_Electric_2023_04_03 | Wind Offshore_ON_2020_KnownCap | ON | Wind Offshore | 2020 | Electricity | 0 | known | ON
LCP_Inputs_ON_Electric_2023_04_03 | Wind Offshore_ON_2030_KnownCap | ON | Wind Offshore | 2030 | Electricity | 0 | known | ON
LCP_Inputs_ON_Electric_2023_04_03 | Wind Offshore_ON_2040_KnownCap | ON | Wind Offshore | 2040 | Electricity | 0 | known | ON
LCP_Inputs_ON_Electric_2023_04_03 | Wind Offshore_ON_2050_KnownCap | ON | Wind Offshore | 2050 | Electricity | 0 | known | ON
LCP_Inputs_ON_Electric_2023_04_03 | Solar PV_ON_2020_KnownCap | ON | Solar PV | 2020 | Electricity | 478 | known | ON
LCP_Inputs_ON_Electric_2023_04_03 | Solar PV_ON_2030_KnownCap | ON | Solar PV | 2030 | Electricity | 689 | known | ON
LCP_Inputs_ON_Electric_2023_04_03 | Solar PV_ON_2040_KnownCap | ON | Solar PV | 2040 | Electricity | 2807 | known | ON
LCP_Inputs_ON_Electric_2023_04_03 | Solar PV_ON_2050_KnownCap | ON | Solar PV | 2050 | Electricity | 5349 | known | ON
LCP_Inputs_ON_Electric_2023_04_03 | Hydro_ON_2020_KnownCap | ON | Hydro | 2020 | Electricity | 9254.9 | known | ON
LCP_Inputs_ON_Electric_2023_04_03 | Hydro_ON_2030_KnownCap | ON | Hydro | 2030 | Electricity | 9271.9 | known | ON
LCP_Inputs_ON_Electric_2023_04_03 | Hydro_ON_2040_KnownCap | ON | Hydro | 2040 | Electricity | 9271.9 | known | ON
LCP_Inputs_ON_Electric_2023_04_03 | Hydro_ON_2050_KnownCap | ON | Hydro | 2050 | Electricity | 9271.9 | known | ON
LCP_Inputs_ON_Electric_2023_04_03 | Hydro Pumped Storage_ON_2020_KnownCap | ON | Hydro Pumped Storage | 2020 | Electricity | 174.6 | known | ON
LCP_Inputs_ON_Electric_2023_04_03 | Hydro Pumped Storage_ON_2030_KnownCap | ON | Hydro Pumped Storage | 2030 | Electricity | 174.6 | known | ON
LCP_Inputs_ON_Electric_2023_04_03 | Hydro Pumped Storage_ON_2040_KnownCap | ON | Hydro Pumped Storage | 2040 | Electricity | 174.6 | known | ON
LCP_Inputs_ON_Electric_2023_04_03 | Hydro Pumped Storage_ON_2050_KnownCap | ON | Hydro Pumped Storage | 2050 | Electricity | 174.6 | known | ON
LCP_Inputs_ON_Electric_2023_04_03 | Nuclear_ON_2020_KnownCap | ON | Nuclear | 2020 | Electricity | 13089 | known | ON
LCP_Inputs_ON_Electric_2023_04_03 | Nuclear_ON_2030_KnownCap | ON | Nuclear | 2030 | Electricity | 10007 | known | ON
LCP_Inputs_ON_Electric_2023_04_03 | Nuclear_ON_2040_KnownCap | ON | Nuclear | 2040 | Electricity | 11641 | known | ON
LCP_Inputs_ON_Electric_2023_04_03 | Nuclear_ON_2050_KnownCap | ON | Nuclear | 2050 | Electricity | 11641 | known | ON
LCP_Inputs_ON_Electric_2023_04_03 | Fossil Fuel Thermal (Coal, Peat, Oil)_ON_2020_KnownCap | ON | Fossil Fuel Thermal (Coal, Peat, Oil) | 2020 | Electricity | 45.5 | known | ON
LCP_Inputs_ON_Electric_2023_04_03 | Fossil Fuel Thermal (Coal, Peat, Oil)_ON_2030_KnownCap | ON | Fossil Fuel Thermal (Coal, Peat, Oil) | 2030 | Electricity | 0 | known | ON
LCP_Inputs_ON_Electric_2023_04_03 | Fossil Fuel Thermal (Coal, Peat, Oil)_ON_2040_KnownCap | ON | Fossil Fuel Thermal (Coal, Peat, Oil) | 2040 | Electricity | 0 | known | ON
LCP_Inputs_ON_Electric_2023_04_03 | Fossil Fuel Thermal (Coal, Peat, Oil)_ON_2050_KnownCap | ON | Fossil Fuel Thermal (Coal, Peat, Oil) | 2050 | Electricity | 0 | known | ON
LCP_Inputs_ON_Electric_2023_04_03 | O/CCGT - CH4 Existing_ON_2020_KnownCap | ON | O/CCGT - CH4 Existing | 2020 | Electricity | 10769.59 | known | ON
LCP_Inputs_ON_Electric_2023_04_03 | O/CCGT - CH4 Existing_ON_2030_KnownCap | ON | O/CCGT - CH4 Existing | 2030 | Electricity | 7179.7267 | known | ON
LCP_Inputs_ON_Electric_2023_04_03 | O/CCGT - CH4 Existing_ON_2040_KnownCap | ON | O/CCGT - CH4 Existing | 2040 | Electricity | 3589.8633 | known | ON
LCP_Inputs_ON_Electric_2023_04_03 | O/CCGT - CH4 Existing_ON_2050_KnownCap | ON | O/CCGT - CH4 Existing | 2050 | Electricity | 0 | known | ON
LCP_Inputs_ON_Electric_2023_04_03 | O/CCGT - CH4 New_ON_2020_KnownCap | ON | O/CCGT - CH4 New | 2020 | Electricity | 0 | known | ON
LCP_Inputs_ON_Electric_2023_04_03 | O/CCGT - CH4 New_ON_2030_KnownCap | ON | O/CCGT - CH4 New | 2030 | Electricity | 1000 | known | ON
LCP_Inputs_ON_Electric_2023_04_03 | O/CCGT - CH4 New_ON_2040_KnownCap | ON | O/CCGT - CH4 New | 2040 | Electricity | 1600 | known | ON
LCP_Inputs_ON_Electric_2023_04_03 | O/CCGT - CH4 New_ON_2050_KnownCap | ON | O/CCGT - CH4 New | 2050 | Electricity | 0 | known | ON
LCP_Inputs_ON_Electric_2023_04_03 | O/CCGT - H2 New_ON_2020_KnownCap | ON | O/CCGT - H2 New | 2020 | Electricity | 0 | known | ON
LCP_Inputs_ON_Electric_2023_04_03 | O/CCGT - H2 New_ON_2030_KnownCap | ON | O/CCGT - H2 New | 2030 | Electricity | 0 | known | ON
LCP_Inputs_ON_Electric_2023_04_03 | O/CCGT - H2 New_ON_2040_KnownCap | ON | O/CCGT - H2 New | 2040 | Electricity | 0 | known | ON
LCP_Inputs_ON_Electric_2023_04_03 | O/CCGT - H2 New_ON_2050_KnownCap | ON | O/CCGT - H2 New | 2050 | Electricity | 0 | known | ON
LCP_Inputs_ON_Electric_2023_04_03 | Biomass_ON_2020_KnownCap | ON | Biomass | 2020 | Electricity | 561.45 | known | ON
LCP_Inputs_ON_Electric_2023_04_03 | Biomass_ON_2030_KnownCap | ON | Biomass | 2030 | Electricity | 561.45 | known | ON
LCP_Inputs_ON_Electric_2023_04_03 | Biomass_ON_2040_KnownCap | ON | Biomass | 2040 | Electricity | 550.25 | known | ON
LCP_Inputs_ON_Electric_2023_04_03 | Biomass_ON_2050_KnownCap | ON | Biomass | 2050 | Electricity | 550.25 | known | ON
LCP_Inputs_ON_Electric_2023_04_03 | Battery Storage_ON_2020_KnownCap | ON | Battery Storage | 2020 | Electricity | 0 | known | ON
LCP_Inputs_ON_Electric_2023_04_03 | Battery Storage_ON_2030_KnownCap | ON | Battery Storage | 2030 | Electricity | 1298 | known | ON
LCP_Inputs_ON_Electric_2023_04_03 | Battery Storage_ON_2040_KnownCap | ON | Battery Storage | 2040 | Electricity | 3700 | known | ON
LCP_Inputs_ON_Electric_2023_04_03 | Battery Storage_ON_2050_KnownCap | ON | Battery Storage | 2050 | Electricity | 6300 | known | ON
LCP_Inputs_ON_Electric_2023_04_03 | Generic - Generator_ON_2020_KnownCap | ON | Generic - Generator | 2020 | Electricity | 0 | known | ON
LCP_Inputs_ON_Electric_2023_04_03 | Generic - Generator_ON_2030_KnownCap | ON | Generic - Generator | 2030 | Electricity | 0 | known | ON
LCP_Inputs_ON_Electric_2023_04_03 | Generic - Generator_ON_2040_KnownCap | ON | Generic - Generator | 2040 | Electricity | 0 | known | ON
LCP_Inputs_ON_Electric_2023_04_03 | Generic - Generator_ON_2050_KnownCap | ON | Generic - Generator | 2050 | Electricity | 0 | known | ON
LCP_Inputs_ON_Electric_2023_04_03 | CH4 Salt Cavern Storage - ON_ON_2020_KnownCap | ON | CH4 Salt Cavern Storage - ON | 2020 | Methane | 36000 | known | ON
LCP_Inputs_ON_Electric_2023_04_03 | CH4 Salt Cavern Storage - ON_ON_2030_KnownCap | ON | CH4 Salt Cavern Storage - ON | 2030 | Methane | 36000 | known | ON
LCP_Inputs_ON_Electric_2023_04_03 | CH4 Salt Cavern Storage - ON_ON_2040_KnownCap | ON | CH4 Salt Cavern Storage - ON | 2040 | Methane | 36000 | known | ON
LCP_Inputs_ON_Electric_2023_04_03 | CH4 Salt Cavern Storage - ON_ON_2050_KnownCap | ON | CH4 Salt Cavern Storage - ON | 2050 | Methane | 36000 | known | ON
LCP_Inputs_ON_Electric_2023_04_03 | H2 Salt Cavern Storage - ON_ON_2020_KnownCap | ON | H2 Salt Cavern Storage - ON | 2020 | Hydrogen | 0 | known | ON
LCP_Inputs_ON_Electric_2023_04_03 | H2 Salt Cavern Storage - ON_ON_2030_KnownCap | ON | H2 Salt Cavern Storage - ON | 2030 | Hydrogen | 0 | known | ON
LCP_Inputs_ON_Electric_2023_04_03 | H2 Salt Cavern Storage - ON_ON_2040_KnownCap | ON | H2 Salt Cavern Storage - ON | 2040 | Hydrogen | 0 | known | ON
LCP_Inputs_ON_Electric_2023_04_03 | H2 Salt Cavern Storage - ON_ON_2050_KnownCap | ON | H2 Salt Cavern Storage - ON | 2050 | Hydrogen | 0 | known | ON
LCP_Inputs_ON_Electric_2023_04_03 | H2 Import - QC_ON_2020_KnownCap | ON | H2 Import - QC | 2020 | Hydrogen | 0 | known | ON
LCP_Inputs_ON_Electric_2023_04_03 | H2 Import - QC_ON_2030_KnownCap | ON | H2 Import - QC | 2030 | Hydrogen | 0 | known | ON
LCP_Inputs_ON_Electric_2023_04_03 | H2 Import - QC_ON_2040_KnownCap | ON | H2 Import - QC | 2040 | Hydrogen | 0 | known | ON
LCP_Inputs_ON_Electric_2023_04_03 | H2 Import - QC_ON_2050_KnownCap | ON | H2 Import - QC | 2050 | Hydrogen | 0 | known | ON
LCP_Inputs_ON_Electric_2023_04_03 | H2 Import - WC_ON_2020_KnownCap | ON | H2 Import - WC | 2020 | Hydrogen | 0 | known | ON
LCP_Inputs_ON_Electric_2023_04_03 | H2 Import - WC_ON_2030_KnownCap | ON | H2 Import - WC | 2030 | Hydrogen | 0 | known | ON
LCP_Inputs_ON_Electric_2023_04_03 | H2 Import - WC_ON_2040_KnownCap | ON | H2 Import - WC | 2040 | Hydrogen | 0 | known | ON
LCP_Inputs_ON_Electric_2023_04_03 | H2 Import - WC_ON_2050_KnownCap | ON | H2 Import - WC | 2050 | Hydrogen | 0 | known | ON
LCP_Inputs_ON_Electric_2023_04_03 | CH4 Import - WC 2020_ON_2020_KnownCap | ON | CH4 Import - WC 2020 | 2020 | Methane | 0 | known | ON
LCP_Inputs_ON_Electric_2023_04_03 | CH4 Import - WC 2020_ON_2030_KnownCap | ON | CH4 Import - WC 2020 | 2030 | Methane | 0 | known | ON
LCP_Inputs_ON_Electric_2023_04_03 | CH4 Import - WC 2020_ON_2040_KnownCap | ON | CH4 Import - WC 2020 | 2040 | Methane | 0 | known | ON
LCP_Inputs_ON_Electric_2023_04_03 | CH4 Import - WC 2020_ON_2050_KnownCap | ON | CH4 Import - WC 2020 | 2050 | Methane | 0 | known | ON
LCP_Inputs_ON_Electric_2023_04_03 | CH4 Import - WC 2030_ON_2020_KnownCap | ON | CH4 Import - WC 2030 | 2020 | Methane | 0 | known | ON
LCP_Inputs_ON_Electric_2023_04_03 | CH4 Import - WC 2030_ON_2030_KnownCap | ON | CH4 Import - WC 2030 | 2030 | Methane | 0 | known | ON
LCP_Inputs_ON_Electric_2023_04_03 | CH4 Import - WC 2030_ON_2040_KnownCap | ON | CH4 Import - WC 2030 | 2040 | Methane | 0 | known | ON
LCP_Inputs_ON_Electric_2023_04_03 | CH4 Import - WC 2030_ON_2050_KnownCap | ON | CH4 Import - WC 2030 | 2050 | Methane | 0 | known | ON
LCP_Inputs_ON_Electric_2023_04_03 | CH4 Import - WC 2040_ON_2020_KnownCap | ON | CH4 Import - WC 2040 | 2020 | Methane | 0 | known | ON
LCP_Inputs_ON_Electric_2023_04_03 | CH4 Import - WC 2040_ON_2030_KnownCap | ON | CH4 Import - WC 2040 | 2030 | Methane | 0 | known | ON
LCP_Inputs_ON_Electric_2023_04_03 | CH4 Import - WC 2040_ON_2040_KnownCap | ON | CH4 Import - WC 2040 | 2040 | Methane | 0 | known | ON
LCP_Inputs_ON_Electric_2023_04_03 | CH4 Import - WC 2040_ON_2050_KnownCap | ON | CH4 Import - WC 2040 | 2050 | Methane | 0 | known | ON
LCP_Inputs_ON_Electric_2023_04_03 | CH4 Import - WC 2050_ON_2020_KnownCap | ON | CH4 Import - WC 2050 | 2020 | Methane | 0 | known | ON
LCP_Inputs_ON_Electric_2023_04_03 | CH4 Import - WC 2050_ON_2030_KnownCap | ON | CH4 Import - WC 2050 | 2030 | Methane | 0 | known | ON
LCP_Inputs_ON_Electric_2023_04_03 | CH4 Import - WC 2050_ON_2040_KnownCap | ON | CH4 Import - WC 2050 | 2040 | Methane | 0 | known | ON
LCP_Inputs_ON_Electric_2023_04_03 | CH4 Import - WC 2050_ON_2050_KnownCap | ON | CH4 Import - WC 2050 | 2050 | Methane | 0 | known | ON
LCP_Inputs_ON_Electric_2023_04_03 | CH4 Import - NY 2020_ON_2020_KnownCap | ON | CH4 Import - NY 2020 | 2020 | Methane | 0 | known | ON
LCP_Inputs_ON_Electric_2023_04_03 | CH4 Import - NY 2020_ON_2030_KnownCap | ON | CH4 Import - NY 2020 | 2030 | Methane | 0 | known | ON
LCP_Inputs_ON_Electric_2023_04_03 | CH4 Import - NY 2020_ON_2040_KnownCap | ON | CH4 Import - NY 2020 | 2040 | Methane | 0 | known | ON
LCP_Inputs_ON_Electric_2023_04_03 | CH4 Import - NY 2020_ON_2050_KnownCap | ON | CH4 Import - NY 2020 | 2050 | Methane | 0 | known | ON
LCP_Inputs_ON_Electric_2023_04_03 | CH4 Import - NY 2030_ON_2020_KnownCap | ON | CH4 Import - NY 2030 | 2020 | Methane | 0 | known | ON
LCP_Inputs_ON_Electric_2023_04_03 | CH4 Import - NY 2030_ON_2030_KnownCap | ON | CH4 Import - NY 2030 | 2030 | Methane | 0 | known | ON
LCP_Inputs_ON_Electric_2023_04_03 | CH4 Import - NY 2030_ON_2040_KnownCap | ON | CH4 Import - NY 2030 | 2040 | Methane | 0 | known | ON
LCP_Inputs_ON_Electric_2023_04_03 | CH4 Import - NY 2030_ON_2050_KnownCap | ON | CH4 Import - NY 2030 | 2050 | Methane | 0 | known | ON
LCP_Inputs_ON_Electric_2023_04_03 | CH4 Import - NY 2040_ON_2020_KnownCap | ON | CH4 Import - NY 2040 | 2020 | Methane | 0 | known | ON
LCP_Inputs_ON_Electric_2023_04_03 | CH4 Import - NY 2040_ON_2030_KnownCap | ON | CH4 Import - NY 2040 | 2030 | Methane | 0 | known | ON
LCP_Inputs_ON_Electric_2023_04_03 | CH4 Import - NY 2040_ON_2040_KnownCap | ON | CH4 Import - NY 2040 | 2040 | Methane | 0 | known | ON
LCP_Inputs_ON_Electric_2023_04_03 | CH4 Import - NY 2040_ON_2050_KnownCap | ON | CH4 Import - NY 2040 | 2050 | Methane | 0 | known | ON
LCP_Inputs_ON_Electric_2023_04_03 | CH4 Import - NY 2050_ON_2020_KnownCap | ON | CH4 Import - NY 2050 | 2020 | Methane | 0 | known | ON
LCP_Inputs_ON_Electric_2023_04_03 | CH4 Import - NY 2050_ON_2030_KnownCap | ON | CH4 Import - NY 2050 | 2030 | Methane | 0 | known | ON
LCP_Inputs_ON_Electric_2023_04_03 | CH4 Import - NY 2050_ON_2040_KnownCap | ON | CH4 Import - NY 2050 | 2040 | Methane | 0 | known | ON
LCP_Inputs_ON_Electric_2023_04_03 | CH4 Import - NY 2050_ON_2050_KnownCap | ON | CH4 Import - NY 2050 | 2050 | Methane | 0 | known | ON
LCP_Inputs_ON_Electric_2023_04_03 | Electrolyser 2020/2030_ON_2020_KnownCap | ON | Electrolyser 2020/2030 | 2020 | Hydrogen | 0 | known | ON
LCP_Inputs_ON_Electric_2023_04_03 | Electrolyser 2020/2030_ON_2030_KnownCap | ON | Electrolyser 2020/2030 | 2030 | Hydrogen | 0 | known | ON
LCP_Inputs_ON_Electric_2023_04_03 | Electrolyser 2020/2030_ON_2040_KnownCap | ON | Electrolyser 2020/2030 | 2040 | Hydrogen | 0 | known | ON
LCP_Inputs_ON_Electric_2023_04_03 | Electrolyser 2020/2030_ON_2050_KnownCap | ON | Electrolyser 2020/2030 | 2050 | Hydrogen | 0 | known | ON
LCP_Inputs_ON_Electric_2023_04_03 | Electrolyser 2040_ON_2020_KnownCap | ON | Electrolyser 2040 | 2020 | Hydrogen | 0 | known | ON
LCP_Inputs_ON_Electric_2023_04_03 | Electrolyser 2040_ON_2030_KnownCap | ON | Electrolyser 2040 | 2030 | Hydrogen | 0 | known | ON
LCP_Inputs_ON_Electric_2023_04_03 | Electrolyser 2040_ON_2040_KnownCap | ON | Electrolyser 2040 | 2040 | Hydrogen | 0 | known | ON
LCP_Inputs_ON_Electric_2023_04_03 | Electrolyser 2040_ON_2050_KnownCap | ON | Electrolyser 2040 | 2050 | Hydrogen | 0 | known | ON
LCP_Inputs_ON_Electric_2023_04_03 | Electrolyser 2050_ON_2020_KnownCap | ON | Electrolyser 2050 | 2020 | Hydrogen | 0 | known | ON
LCP_Inputs_ON_Electric_2023_04_03 | Electrolyser 2050_ON_2030_KnownCap | ON | Electrolyser 2050 | 2030 | Hydrogen | 0 | known | ON
LCP_Inputs_ON_Electric_2023_04_03 | Electrolyser 2050_ON_2040_KnownCap | ON | Electrolyser 2050 | 2040 | Hydrogen | 0 | known | ON
LCP_Inputs_ON_Electric_2023_04_03 | Electrolyser 2050_ON_2050_KnownCap | ON | Electrolyser 2050 | 2050 | Hydrogen | 0 | known | ON
LCP_Inputs_ON_Electric_2023_04_03 | Anaerobic Digestion_ON_2020_KnownCap | ON | Anaerobic Digestion | 2020 | Methane | 0 | known | ON
LCP_Inputs_ON_Electric_2023_04_03 | Anaerobic Digestion_ON_2030_KnownCap | ON | Anaerobic Digestion | 2030 | Methane | 0 | known | ON
LCP_Inputs_ON_Electric_2023_04_03 | Anaerobic Digestion_ON_2040_KnownCap | ON | Anaerobic Digestion | 2040 | Methane | 0 | known | ON
LCP_Inputs_ON_Electric_2023_04_03 | Anaerobic Digestion_ON_2050_KnownCap | ON | Anaerobic Digestion | 2050 | Methane | 0 | known | ON
LCP_Inputs_ON_Electric_2023_04_03 | CH4 + CCS_ON_2020_KnownCap | ON | CH4 + CCS | 2020 | Methane | 0 | known | ON
LCP_Inputs_ON_Electric_2023_04_03 | CH4 + CCS_ON_2030_KnownCap | ON | CH4 + CCS | 2030 | Methane | 0 | known | ON
LCP_Inputs_ON_Electric_2023_04_03 | CH4 + CCS_ON_2040_KnownCap | ON | CH4 + CCS | 2040 | Methane | 0 | known | ON
LCP_Inputs_ON_Electric_2023_04_03 | CH4 + CCS_ON_2050_KnownCap | ON | CH4 + CCS | 2050 | Methane | 0 | known | ON
LCP_Inputs_ON_Electric_2023_04_03 | SMR CCS_ON_2020_KnownCap | ON | SMR CCS | 2020 | Hydrogen | 0 | known | ON
LCP_Inputs_ON_Electric_2023_04_03 | SMR CCS_ON_2030_KnownCap | ON | SMR CCS | 2030 | Hydrogen | 0 | known | ON
LCP_Inputs_ON_Electric_2023_04_03 | SMR CCS_ON_2040_KnownCap | ON | SMR CCS | 2040 | Hydrogen | 0 | known | ON
LCP_Inputs_ON_Electric_2023_04_03 | SMR CCS_ON_2050_KnownCap | ON | SMR CCS | 2050 | Hydrogen | 0 | known | ON
LCP_Inputs_ON_Electric_2023_04_03 | Wind Onshore_QC_2020_KnownCap | QC | Wind Onshore | 2020 | Electricity | 1489 | known | QC
LCP_Inputs_ON_Electric_2023_04_03 | Wind Onshore_QC_2030_KnownCap | QC | Wind Onshore | 2030 | Electricity | 1489 | known | QC
LCP_Inputs_ON_Electric_2023_04_03 | Wind Onshore_QC_2040_KnownCap | QC | Wind Onshore | 2040 | Electricity | 1489 | known | QC
LCP_Inputs_ON_Electric_2023_04_03 | Wind Onshore_QC_2050_KnownCap | QC | Wind Onshore | 2050 | Electricity | 1489 | known | QC
LCP_Inputs_ON_Electric_2023_04_03 | Wind Offshore_QC_2020_KnownCap | QC | Wind Offshore | 2020 | Electricity | 0 | known | QC
LCP_Inputs_ON_Electric_2023_04_03 | Wind Offshore_QC_2030_KnownCap | QC | Wind Offshore | 2030 | Electricity | 0 | known | QC
LCP_Inputs_ON_Electric_2023_04_03 | Wind Offshore_QC_2040_KnownCap | QC | Wind Offshore | 2040 | Electricity | 0 | known | QC
LCP_Inputs_ON_Electric_2023_04_03 | Wind Offshore_QC_2050_KnownCap | QC | Wind Offshore | 2050 | Electricity | 0 | known | QC
LCP_Inputs_ON_Electric_2023_04_03 | Solar PV_QC_2020_KnownCap | QC | Solar PV | 2020 | Electricity | 0 | known | QC
LCP_Inputs_ON_Electric_2023_04_03 | Solar PV_QC_2030_KnownCap | QC | Solar PV | 2030 | Electricity | 0 | known | QC
LCP_Inputs_ON_Electric_2023_04_03 | Solar PV_QC_2040_KnownCap | QC | Solar PV | 2040 | Electricity | 0 | known | QC
LCP_Inputs_ON_Electric_2023_04_03 | Solar PV_QC_2050_KnownCap | QC | Solar PV | 2050 | Electricity | 0 | known | QC
LCP_Inputs_ON_Electric_2023_04_03 | Hydro_QC_2020_KnownCap | QC | Hydro | 2020 | Electricity | 38686 | known | QC
LCP_Inputs_ON_Electric_2023_04_03 | Hydro_QC_2030_KnownCap | QC | Hydro | 2030 | Electricity | 38686 | known | QC
LCP_Inputs_ON_Electric_2023_04_03 | Hydro_QC_2040_KnownCap | QC | Hydro | 2040 | Electricity | 38686 | known | QC
LCP_Inputs_ON_Electric_2023_04_03 | Hydro_QC_2050_KnownCap | QC | Hydro | 2050 | Electricity | 38686 | known | QC
LCP_Inputs_ON_Electric_2023_04_03 | Hydro Pumped Storage_QC_2020_KnownCap | QC | Hydro Pumped Storage | 2020 | Electricity | 0 | known | QC
LCP_Inputs_ON_Electric_2023_04_03 | Hydro Pumped Storage_QC_2030_KnownCap | QC | Hydro Pumped Storage | 2030 | Electricity | 0 | known | QC
LCP_Inputs_ON_Electric_2023_04_03 | Hydro Pumped Storage_QC_2040_KnownCap | QC | Hydro Pumped Storage | 2040 | Electricity | 0 | known | QC
LCP_Inputs_ON_Electric_2023_04_03 | Hydro Pumped Storage_QC_2050_KnownCap | QC | Hydro Pumped Storage | 2050 | Electricity | 0 | known | QC
LCP_Inputs_ON_Electric_2023_04_03 | Nuclear_QC_2020_KnownCap | QC | Nuclear | 2020 | Electricity | 0 | known | QC
LCP_Inputs_ON_Electric_2023_04_03 | Nuclear_QC_2030_KnownCap | QC | Nuclear | 2030 | Electricity | 0 | known | QC
LCP_Inputs_ON_Electric_2023_04_03 | Nuclear_QC_2040_KnownCap | QC | Nuclear | 2040 | Electricity | 0 | known | QC
LCP_Inputs_ON_Electric_2023_04_03 | Nuclear_QC_2050_KnownCap | QC | Nuclear | 2050 | Electricity | 0 | known | QC
LCP_Inputs_ON_Electric_2023_04_03 | Fossil Fuel Thermal (Coal, Peat, Oil)_QC_2020_KnownCap | QC | Fossil Fuel Thermal (Coal, Peat, Oil) | 2020 | Electricity | 0 | known | QC
LCP_Inputs_ON_Electric_2023_04_03 | Fossil Fuel Thermal (Coal, Peat, Oil)_QC_2030_KnownCap | QC | Fossil Fuel Thermal (Coal, Peat, Oil) | 2030 | Electricity | 0 | known | QC
LCP_Inputs_ON_Electric_2023_04_03 | Fossil Fuel Thermal (Coal, Peat, Oil)_QC_2040_KnownCap | QC | Fossil Fuel Thermal (Coal, Peat, Oil) | 2040 | Electricity | 0 | known | QC
LCP_Inputs_ON_Electric_2023_04_03 | Fossil Fuel Thermal (Coal, Peat, Oil)_QC_2050_KnownCap | QC | Fossil Fuel Thermal (Coal, Peat, Oil) | 2050 | Electricity | 0 | known | QC
LCP_Inputs_ON_Electric_2023_04_03 | O/CCGT - CH4 Existing_QC_2020_KnownCap | QC | O/CCGT - CH4 Existing | 2020 | Electricity | 0 | known | QC
LCP_Inputs_ON_Electric_2023_04_03 | O/CCGT - CH4 Existing_QC_2030_KnownCap | QC | O/CCGT - CH4 Existing | 2030 | Electricity | 0 | known | QC
LCP_Inputs_ON_Electric_2023_04_03 | O/CCGT - CH4 Existing_QC_2040_KnownCap | QC | O/CCGT - CH4 Existing | 2040 | Electricity | 0 | known | QC
LCP_Inputs_ON_Electric_2023_04_03 | O/CCGT - CH4 Existing_QC_2050_KnownCap | QC | O/CCGT - CH4 Existing | 2050 | Electricity | 0 | known | QC
LCP_Inputs_ON_Electric_2023_04_03 | O/CCGT - CH4 New_QC_2020_KnownCap | QC | O/CCGT - CH4 New | 2020 | Electricity | 0 | known | QC
LCP_Inputs_ON_Electric_2023_04_03 | O/CCGT - CH4 New_QC_2030_KnownCap | QC | O/CCGT - CH4 New | 2030 | Electricity | 0 | known | QC
LCP_Inputs_ON_Electric_2023_04_03 | O/CCGT - CH4 New_QC_2040_KnownCap | QC | O/CCGT - CH4 New | 2040 | Electricity | 0 | known | QC
LCP_Inputs_ON_Electric_2023_04_03 | O/CCGT - CH4 New_QC_2050_KnownCap | QC | O/CCGT - CH4 New | 2050 | Electricity | 0 | known | QC
LCP_Inputs_ON_Electric_2023_04_03 | O/CCGT - H2 New_QC_2020_KnownCap | QC | O/CCGT - H2 New | 2020 | Electricity | 0 | known | QC
LCP_Inputs_ON_Electric_2023_04_03 | O/CCGT - H2 New_QC_2030_KnownCap | QC | O/CCGT - H2 New | 2030 | Electricity | 0 | known | QC
LCP_Inputs_ON_Electric_2023_04_03 | O/CCGT - H2 New_QC_2040_KnownCap | QC | O/CCGT - H2 New | 2040 | Electricity | 0 | known | QC
LCP_Inputs_ON_Electric_2023_04_03 | O/CCGT - H2 New_QC_2050_KnownCap | QC | O/CCGT - H2 New | 2050 | Electricity | 0 | known | QC
LCP_Inputs_ON_Electric_2023_04_03 | Biomass_QC_2020_KnownCap | QC | Biomass | 2020 | Electricity | 346 | known | QC
LCP_Inputs_ON_Electric_2023_04_03 | Biomass_QC_2030_KnownCap | QC | Biomass | 2030 | Electricity | 346 | known | QC
LCP_Inputs_ON_Electric_2023_04_03 | Biomass_QC_2040_KnownCap | QC | Biomass | 2040 | Electricity | 346 | known | QC
LCP_Inputs_ON_Electric_2023_04_03 | Biomass_QC_2050_KnownCap | QC | Biomass | 2050 | Electricity | 346 | known | QC
LCP_Inputs_ON_Electric_2023_04_03 | Battery Storage_QC_2020_KnownCap | QC | Battery Storage | 2020 | Electricity | 0 | known | QC
LCP_Inputs_ON_Electric_2023_04_03 | Battery Storage_QC_2030_KnownCap | QC | Battery Storage | 2030 | Electricity | 0 | known | QC
LCP_Inputs_ON_Electric_2023_04_03 | Battery Storage_QC_2040_KnownCap | QC | Battery Storage | 2040 | Electricity | 0 | known | QC
LCP_Inputs_ON_Electric_2023_04_03 | Battery Storage_QC_2050_KnownCap | QC | Battery Storage | 2050 | Electricity | 0 | known | QC
LCP_Inputs_ON_Electric_2023_04_03 | Generic - Generator_QC_2020_KnownCap | QC | Generic - Generator | 2020 | Electricity | 0 | known | QC
LCP_Inputs_ON_Electric_2023_04_03 | Generic - Generator_QC_2030_KnownCap | QC | Generic - Generator | 2030 | Electricity | 0 | known | QC
LCP_Inputs_ON_Electric_2023_04_03 | Generic - Generator_QC_2040_KnownCap | QC | Generic - Generator | 2040 | Electricity | 0 | known | QC
LCP_Inputs_ON_Electric_2023_04_03 | Generic - Generator_QC_2050_KnownCap | QC | Generic - Generator | 2050 | Electricity | 0 | known | QC
LCP_Inputs_ON_Electric_2023_04_03 | CH4 Salt Cavern Storage - ON_QC_2020_KnownCap | QC | CH4 Salt Cavern Storage - ON | 2020 | Methane | 0 | known | QC
LCP_Inputs_ON_Electric_2023_04_03 | CH4 Salt Cavern Storage - ON_QC_2030_KnownCap | QC | CH4 Salt Cavern Storage - ON | 2030 | Methane | 0 | known | QC
LCP_Inputs_ON_Electric_2023_04_03 | CH4 Salt Cavern Storage - ON_QC_2040_KnownCap | QC | CH4 Salt Cavern Storage - ON | 2040 | Methane | 0 | known | QC
LCP_Inputs_ON_Electric_2023_04_03 | CH4 Salt Cavern Storage - ON_QC_2050_KnownCap | QC | CH4 Salt Cavern Storage - ON | 2050 | Methane | 0 | known | QC
LCP_Inputs_ON_Electric_2023_04_03 | H2 Salt Cavern Storage - ON_QC_2020_KnownCap | QC | H2 Salt Cavern Storage - ON | 2020 | Hydrogen | 0 | known | QC
LCP_Inputs_ON_Electric_2023_04_03 | H2 Salt Cavern Storage - ON_QC_2030_KnownCap | QC | H2 Salt Cavern Storage - ON | 2030 | Hydrogen | 0 | known | QC
LCP_Inputs_ON_Electric_2023_04_03 | H2 Salt Cavern Storage - ON_QC_2040_KnownCap | QC | H2 Salt Cavern Storage - ON | 2040 | Hydrogen | 0 | known | QC
LCP_Inputs_ON_Electric_2023_04_03 | H2 Salt Cavern Storage - ON_QC_2050_KnownCap | QC | H2 Salt Cavern Storage - ON | 2050 | Hydrogen | 0 | known | QC
LCP_Inputs_ON_Electric_2023_04_03 | H2 Import - QC_QC_2020_KnownCap | QC | H2 Import - QC | 2020 | Hydrogen | 0 | known | QC
LCP_Inputs_ON_Electric_2023_04_03 | H2 Import - QC_QC_2030_KnownCap | QC | H2 Import - QC | 2030 | Hydrogen | 0 | known | QC
LCP_Inputs_ON_Electric_2023_04_03 | H2 Import - QC_QC_2040_KnownCap | QC | H2 Import - QC | 2040 | Hydrogen | 0 | known | QC
LCP_Inputs_ON_Electric_2023_04_03 | H2 Import - QC_QC_2050_KnownCap | QC | H2 Import - QC | 2050 | Hydrogen | 0 | known | QC
LCP_Inputs_ON_Electric_2023_04_03 | H2 Import - WC_QC_2020_KnownCap | QC | H2 Import - WC | 2020 | Hydrogen | 0 | known | QC
LCP_Inputs_ON_Electric_2023_04_03 | H2 Import - WC_QC_2030_KnownCap | QC | H2 Import - WC | 2030 | Hydrogen | 0 | known | QC
LCP_Inputs_ON_Electric_2023_04_03 | H2 Import - WC_QC_2040_KnownCap | QC | H2 Import - WC | 2040 | Hydrogen | 0 | known | QC
LCP_Inputs_ON_Electric_2023_04_03 | H2 Import - WC_QC_2050_KnownCap | QC | H2 Import - WC | 2050 | Hydrogen | 0 | known | QC
LCP_Inputs_ON_Electric_2023_04_03 | CH4 Import - WC 2020_QC_2020_KnownCap | QC | CH4 Import - WC 2020 | 2020 | Methane | 0 | known | QC
LCP_Inputs_ON_Electric_2023_04_03 | CH4 Import - WC 2020_QC_2030_KnownCap | QC | CH4 Import - WC 2020 | 2030 | Methane | 0 | known | QC
LCP_Inputs_ON_Electric_2023_04_03 | CH4 Import - WC 2020_QC_2040_KnownCap | QC | CH4 Import - WC 2020 | 2040 | Methane | 0 | known | QC
LCP_Inputs_ON_Electric_2023_04_03 | CH4 Import - WC 2020_QC_2050_KnownCap | QC | CH4 Import - WC 2020 | 2050 | Methane | 0 | known | QC
LCP_Inputs_ON_Electric_2023_04_03 | CH4 Import - WC 2030_QC_2020_KnownCap | QC | CH4 Import - WC 2030 | 2020 | Methane | 0 | known | QC
LCP_Inputs_ON_Electric_2023_04_03 | CH4 Import - WC 2030_QC_2030_KnownCap | QC | CH4 Import - WC 2030 | 2030 | Methane | 0 | known | QC
LCP_Inputs_ON_Electric_2023_04_03 | CH4 Import - WC 2030_QC_2040_KnownCap | QC | CH4 Import - WC 2030 | 2040 | Methane | 0 | known | QC
LCP_Inputs_ON_Electric_2023_04_03 | CH4 Import - WC 2030_QC_2050_KnownCap | QC | CH4 Import - WC 2030 | 2050 | Methane | 0 | known | QC
LCP_Inputs_ON_Electric_2023_04_03 | CH4 Import - WC 2040_QC_2020_KnownCap | QC | CH4 Import - WC 2040 | 2020 | Methane | 0 | known | QC
LCP_Inputs_ON_Electric_2023_04_03 | CH4 Import - WC 2040_QC_2030_KnownCap | QC | CH4 Import - WC 2040 | 2030 | Methane | 0 | known | QC
LCP_Inputs_ON_Electric_2023_04_03 | CH4 Import - WC 2040_QC_2040_KnownCap | QC | CH4 Import - WC 2040 | 2040 | Methane | 0 | known | QC
LCP_Inputs_ON_Electric_2023_04_03 | CH4 Import - WC 2040_QC_2050_KnownCap | QC | CH4 Import - WC 2040 | 2050 | Methane | 0 | known | QC
LCP_Inputs_ON_Electric_2023_04_03 | CH4 Import - WC 2050_QC_2020_KnownCap | QC | CH4 Import - WC 2050 | 2020 | Methane | 0 | known | QC
LCP_Inputs_ON_Electric_2023_04_03 | CH4 Import - WC 2050_QC_2030_KnownCap | QC | CH4 Import - WC 2050 | 2030 | Methane | 0 | known | QC
LCP_Inputs_ON_Electric_2023_04_03 | CH4 Import - WC 2050_QC_2040_KnownCap | QC | CH4 Import - WC 2050 | 2040 | Methane | 0 | known | QC
LCP_Inputs_ON_Electric_2023_04_03 | CH4 Import - WC 2050_QC_2050_KnownCap | QC | CH4 Import - WC 2050 | 2050 | Methane | 0 | known | QC
LCP_Inputs_ON_Electric_2023_04_03 | CH4 Import - NY 2020_QC_2020_KnownCap | QC | CH4 Import - NY 2020 | 2020 | Methane | 0 | known | QC
LCP_Inputs_ON_Electric_2023_04_03 | CH4 Import - NY 2020_QC_2030_KnownCap | QC | CH4 Import - NY 2020 | 2030 | Methane | 0 | known | QC
LCP_Inputs_ON_Electric_2023_04_03 | CH4 Import - NY 2020_QC_2040_KnownCap | QC | CH4 Import - NY 2020 | 2040 | Methane | 0 | known | QC
LCP_Inputs_ON_Electric_2023_04_03 | CH4 Import - NY 2020_QC_2050_KnownCap | QC | CH4 Import - NY 2020 | 2050 | Methane | 0 | known | QC
LCP_Inputs_ON_Electric_2023_04_03 | CH4 Import - NY 2030_QC_2020_KnownCap | QC | CH4 Import - NY 2030 | 2020 | Methane | 0 | known | QC
LCP_Inputs_ON_Electric_2023_04_03 | CH4 Import - NY 2030_QC_2030_KnownCap | QC | CH4 Import - NY 2030 | 2030 | Methane | 0 | known | QC
LCP_Inputs_ON_Electric_2023_04_03 | CH4 Import - NY 2030_QC_2040_KnownCap | QC | CH4 Import - NY 2030 | 2040 | Methane | 0 | known | QC
LCP_Inputs_ON_Electric_2023_04_03 | CH4 Import - NY 2030_QC_2050_KnownCap | QC | CH4 Import - NY 2030 | 2050 | Methane | 0 | known | QC
LCP_Inputs_ON_Electric_2023_04_03 | CH4 Import - NY 2040_QC_2020_KnownCap | QC | CH4 Import - NY 2040 | 2020 | Methane | 0 | known | QC
LCP_Inputs_ON_Electric_2023_04_03 | CH4 Import - NY 2040_QC_2030_KnownCap | QC | CH4 Import - NY 2040 | 2030 | Methane | 0 | known | QC
LCP_Inputs_ON_Electric_2023_04_03 | CH4 Import - NY 2040_QC_2040_KnownCap | QC | CH4 Import - NY 2040 | 2040 | Methane | 0 | known | QC
LCP_Inputs_ON_Electric_2023_04_03 | CH4 Import - NY 2040_QC_2050_KnownCap | QC | CH4 Import - NY 2040 | 2050 | Methane | 0 | known | QC
LCP_Inputs_ON_Electric_2023_04_03 | CH4 Import - NY 2050_QC_2020_KnownCap | QC | CH4 Import - NY 2050 | 2020 | Methane | 0 | known | QC
LCP_Inputs_ON_Electric_2023_04_03 | CH4 Import - NY 2050_QC_2030_KnownCap | QC | CH4 Import - NY 2050 | 2030 | Methane | 0 | known | QC
LCP_Inputs_ON_Electric_2023_04_03 | CH4 Import - NY 2050_QC_2040_KnownCap | QC | CH4 Import - NY 2050 | 2040 | Methane | 0 | known | QC
LCP_Inputs_ON_Electric_2023_04_03 | CH4 Import - NY 2050_QC_2050_KnownCap | QC | CH4 Import - NY 2050 | 2050 | Methane | 0 | known | QC
LCP_Inputs_ON_Electric_2023_04_03 | Electrolyser 2020/2030_QC_2020_KnownCap | QC | Electrolyser 2020/2030 | 2020 | Hydrogen | 0 | known | QC
LCP_Inputs_ON_Electric_2023_04_03 | Electrolyser 2020/2030_QC_2030_KnownCap | QC | Electrolyser 2020/2030 | 2030 | Hydrogen | 0 | known | QC
LCP_Inputs_ON_Electric_2023_04_03 | Electrolyser 2020/2030_QC_2040_KnownCap | QC | Electrolyser 2020/2030 | 2040 | Hydrogen | 0 | known | QC
LCP_Inputs_ON_Electric_2023_04_03 | Electrolyser 2020/2030_QC_2050_KnownCap | QC | Electrolyser 2020/2030 | 2050 | Hydrogen | 0 | known | QC
LCP_Inputs_ON_Electric_2023_04_03 | Electrolyser 2040_QC_2020_KnownCap | QC | Electrolyser 2040 | 2020 | Hydrogen | 0 | known | QC
LCP_Inputs_ON_Electric_2023_04_03 | Electrolyser 2040_QC_2030_KnownCap | QC | Electrolyser 2040 | 2030 | Hydrogen | 0 | known | QC
LCP_Inputs_ON_Electric_2023_04_03 | Electrolyser 2040_QC_2040_KnownCap | QC | Electrolyser 2040 | 2040 | Hydrogen | 0 | known | QC
LCP_Inputs_ON_Electric_2023_04_03 | Electrolyser 2040_QC_2050_KnownCap | QC | Electrolyser 2040 | 2050 | Hydrogen | 0 | known | QC
LCP_Inputs_ON_Electric_2023_04_03 | Electrolyser 2050_QC_2020_KnownCap | QC | Electrolyser 2050 | 2020 | Hydrogen | 0 | known | QC
LCP_Inputs_ON_Electric_2023_04_03 | Electrolyser 2050_QC_2030_KnownCap | QC | Electrolyser 2050 | 2030 | Hydrogen | 0 | known | QC
LCP_Inputs_ON_Electric_2023_04_03 | Electrolyser 2050_QC_2040_KnownCap | QC | Electrolyser 2050 | 2040 | Hydrogen | 0 | known | QC
LCP_Inputs_ON_Electric_2023_04_03 | Electrolyser 2050_QC_2050_KnownCap | QC | Electrolyser 2050 | 2050 | Hydrogen | 0 | known | QC
LCP_Inputs_ON_Electric_2023_04_03 | Anaerobic Digestion_QC_2020_KnownCap | QC | Anaerobic Digestion | 2020 | Methane | 0 | known | QC
LCP_Inputs_ON_Electric_2023_04_03 | Anaerobic Digestion_QC_2030_KnownCap | QC | Anaerobic Digestion | 2030 | Methane | 0 | known | QC
LCP_Inputs_ON_Electric_2023_04_03 | Anaerobic Digestion_QC_2040_KnownCap | QC | Anaerobic Digestion | 2040 | Methane | 0 | known | QC
LCP_Inputs_ON_Electric_2023_04_03 | Anaerobic Digestion_QC_2050_KnownCap | QC | Anaerobic Digestion | 2050 | Methane | 0 | known | QC
LCP_Inputs_ON_Electric_2023_04_03 | CH4 + CCS_QC_2020_KnownCap | QC | CH4 + CCS | 2020 | Methane | 0 | known | QC
LCP_Inputs_ON_Electric_2023_04_03 | CH4 + CCS_QC_2030_KnownCap | QC | CH4 + CCS | 2030 | Methane | 0 | known | QC
LCP_Inputs_ON_Electric_2023_04_03 | CH4 + CCS_QC_2040_KnownCap | QC | CH4 + CCS | 2040 | Methane | 0 | known | QC
LCP_Inputs_ON_Electric_2023_04_03 | CH4 + CCS_QC_2050_KnownCap | QC | CH4 + CCS | 2050 | Methane | 0 | known | QC
LCP_Inputs_ON_Electric_2023_04_03 | SMR CCS_QC_2020_KnownCap | QC | SMR CCS | 2020 | Hydrogen | 0 | known | QC
LCP_Inputs_ON_Electric_2023_04_03 | SMR CCS_QC_2030_KnownCap | QC | SMR CCS | 2030 | Hydrogen | 0 | known | QC
LCP_Inputs_ON_Electric_2023_04_03 | SMR CCS_QC_2040_KnownCap | QC | SMR CCS | 2040 | Hydrogen | 0 | known | QC
LCP_Inputs_ON_Electric_2023_04_03 | SMR CCS_QC_2050_KnownCap | QC | SMR CCS | 2050 | Hydrogen | 0 | known | QC
LCP_Inputs_ON_Electric_2023_04_03 | Wind Onshore_WC_2020_KnownCap | WC | Wind Onshore | 2020 | Electricity | 239 | known | WC
LCP_Inputs_ON_Electric_2023_04_03 | Wind Onshore_WC_2030_KnownCap | WC | Wind Onshore | 2030 | Electricity | 239 | known | WC
LCP_Inputs_ON_Electric_2023_04_03 | Wind Onshore_WC_2040_KnownCap | WC | Wind Onshore | 2040 | Electricity | 1239 | known | WC
LCP_Inputs_ON_Electric_2023_04_03 | Wind Onshore_WC_2050_KnownCap | WC | Wind Onshore | 2050 | Electricity | 2239 | known | WC
LCP_Inputs_ON_Electric_2023_04_03 | Wind Offshore_WC_2020_KnownCap | WC | Wind Offshore | 2020 | Electricity | 0 | known | WC
LCP_Inputs_ON_Electric_2023_04_03 | Wind Offshore_WC_2030_KnownCap | WC | Wind Offshore | 2030 | Electricity | 0 | known | WC
LCP_Inputs_ON_Electric_2023_04_03 | Wind Offshore_WC_2040_KnownCap | WC | Wind Offshore | 2040 | Electricity | 0 | known | WC
LCP_Inputs_ON_Electric_2023_04_03 | Wind Offshore_WC_2050_KnownCap | WC | Wind Offshore | 2050 | Electricity | 0 | known | WC
LCP_Inputs_ON_Electric_2023_04_03 | Solar PV_WC_2020_KnownCap | WC | Solar PV | 2020 | Electricity | 0 | known | WC
LCP_Inputs_ON_Electric_2023_04_03 | Solar PV_WC_2030_KnownCap | WC | Solar PV | 2030 | Electricity | 0 | known | WC
LCP_Inputs_ON_Electric_2023_04_03 | Solar PV_WC_2040_KnownCap | WC | Solar PV | 2040 | Electricity | 0 | known | WC
LCP_Inputs_ON_Electric_2023_04_03 | Solar PV_WC_2050_KnownCap | WC | Solar PV | 2050 | Electricity | 0 | known | WC
LCP_Inputs_ON_Electric_2023_04_03 | Hydro_WC_2020_KnownCap | WC | Hydro | 2020 | Electricity | 6045.7 | known | WC
LCP_Inputs_ON_Electric_2023_04_03 | Hydro_WC_2030_KnownCap | WC | Hydro | 2030 | Electricity | 6641.7 | known | WC
LCP_Inputs_ON_Electric_2023_04_03 | Hydro_WC_2040_KnownCap | WC | Hydro | 2040 | Electricity | 6641.7 | known | WC
LCP_Inputs_ON_Electric_2023_04_03 | Hydro_WC_2050_KnownCap | WC | Hydro | 2050 | Electricity | 6641.7 | known | WC
LCP_Inputs_ON_Electric_2023_04_03 | Hydro Pumped Storage_WC_2020_KnownCap | WC | Hydro Pumped Storage | 2020 | Electricity | 0 | known | WC
LCP_Inputs_ON_Electric_2023_04_03 | Hydro Pumped Storage_WC_2030_KnownCap | WC | Hydro Pumped Storage | 2030 | Electricity | 0 | known | WC
LCP_Inputs_ON_Electric_2023_04_03 | Hydro Pumped Storage_WC_2040_KnownCap | WC | Hydro Pumped Storage | 2040 | Electricity | 0 | known | WC
LCP_Inputs_ON_Electric_2023_04_03 | Hydro Pumped Storage_WC_2050_KnownCap | WC | Hydro Pumped Storage | 2050 | Electricity | 0 | known | WC
LCP_Inputs_ON_Electric_2023_04_03 | Nuclear_WC_2020_KnownCap | WC | Nuclear | 2020 | Electricity | 0 | known | WC
LCP_Inputs_ON_Electric_2023_04_03 | Nuclear_WC_2030_KnownCap | WC | Nuclear | 2030 | Electricity | 0 | known | WC
LCP_Inputs_ON_Electric_2023_04_03 | Nuclear_WC_2040_KnownCap | WC | Nuclear | 2040 | Electricity | 0 | known | WC
LCP_Inputs_ON_Electric_2023_04_03 | Nuclear_WC_2050_KnownCap | WC | Nuclear | 2050 | Electricity | 0 | known | WC
LCP_Inputs_ON_Electric_2023_04_03 | Fossil Fuel Thermal (Coal, Peat, Oil)_WC_2020_KnownCap | WC | Fossil Fuel Thermal (Coal, Peat, Oil) | 2020 | Electricity | 0 | known | WC
LCP_Inputs_ON_Electric_2023_04_03 | Fossil Fuel Thermal (Coal, Peat, Oil)_WC_2030_KnownCap | WC | Fossil Fuel Thermal (Coal, Peat, Oil) | 2030 | Electricity | 0 | known | WC
LCP_Inputs_ON_Electric_2023_04_03 | Fossil Fuel Thermal (Coal, Peat, Oil)_WC_2040_KnownCap | WC | Fossil Fuel Thermal (Coal, Peat, Oil) | 2040 | Electricity | 0 | known | WC
LCP_Inputs_ON_Electric_2023_04_03 | Fossil Fuel Thermal (Coal, Peat, Oil)_WC_2050_KnownCap | WC | Fossil Fuel Thermal (Coal, Peat, Oil) | 2050 | Electricity | 0 | known | WC
LCP_Inputs_ON_Electric_2023_04_03 | O/CCGT - CH4 Existing_WC_2020_KnownCap | WC | O/CCGT - CH4 Existing | 2020 | Electricity | 0 | known | WC
LCP_Inputs_ON_Electric_2023_04_03 | O/CCGT - CH4 Existing_WC_2030_KnownCap | WC | O/CCGT - CH4 Existing | 2030 | Electricity | 0 | known | WC
LCP_Inputs_ON_Electric_2023_04_03 | O/CCGT - CH4 Existing_WC_2040_KnownCap | WC | O/CCGT - CH4 Existing | 2040 | Electricity | 0 | known | WC
LCP_Inputs_ON_Electric_2023_04_03 | O/CCGT - CH4 Existing_WC_2050_KnownCap | WC | O/CCGT - CH4 Existing | 2050 | Electricity | 0 | known | WC
LCP_Inputs_ON_Electric_2023_04_03 | O/CCGT - CH4 New_WC_2020_KnownCap | WC | O/CCGT - CH4 New | 2020 | Electricity | 0 | known | WC
LCP_Inputs_ON_Electric_2023_04_03 | O/CCGT - CH4 New_WC_2030_KnownCap | WC | O/CCGT - CH4 New | 2030 | Electricity | 0 | known | WC
LCP_Inputs_ON_Electric_2023_04_03 | O/CCGT - CH4 New_WC_2040_KnownCap | WC | O/CCGT - CH4 New | 2040 | Electricity | 0 | known | WC
LCP_Inputs_ON_Electric_2023_04_03 | O/CCGT - CH4 New_WC_2050_KnownCap | WC | O/CCGT - CH4 New | 2050 | Electricity | 0 | known | WC
LCP_Inputs_ON_Electric_2023_04_03 | O/CCGT - H2 New_WC_2020_KnownCap | WC | O/CCGT - H2 New | 2020 | Electricity | 0 | known | WC
LCP_Inputs_ON_Electric_2023_04_03 | O/CCGT - H2 New_WC_2030_KnownCap | WC | O/CCGT - H2 New | 2030 | Electricity | 0 | known | WC
LCP_Inputs_ON_Electric_2023_04_03 | O/CCGT - H2 New_WC_2040_KnownCap | WC | O/CCGT - H2 New | 2040 | Electricity | 0 | known | WC
LCP_Inputs_ON_Electric_2023_04_03 | O/CCGT - H2 New_WC_2050_KnownCap | WC | O/CCGT - H2 New | 2050 | Electricity | 0 | known | WC
LCP_Inputs_ON_Electric_2023_04_03 | Biomass_WC_2020_KnownCap | WC | Biomass | 2020 | Electricity | 0 | known | WC
LCP_Inputs_ON_Electric_2023_04_03 | Biomass_WC_2030_KnownCap | WC | Biomass | 2030 | Electricity | 0 | known | WC
LCP_Inputs_ON_Electric_2023_04_03 | Biomass_WC_2040_KnownCap | WC | Biomass | 2040 | Electricity | 0 | known | WC
LCP_Inputs_ON_Electric_2023_04_03 | Biomass_WC_2050_KnownCap | WC | Biomass | 2050 | Electricity | 0 | known | WC
LCP_Inputs_ON_Electric_2023_04_03 | Battery Storage_WC_2020_KnownCap | WC | Battery Storage | 2020 | Electricity | 0 | known | WC
LCP_Inputs_ON_Electric_2023_04_03 | Battery Storage_WC_2030_KnownCap | WC | Battery Storage | 2030 | Electricity | 0 | known | WC
LCP_Inputs_ON_Electric_2023_04_03 | Battery Storage_WC_2040_KnownCap | WC | Battery Storage | 2040 | Electricity | 0 | known | WC
LCP_Inputs_ON_Electric_2023_04_03 | Battery Storage_WC_2050_KnownCap | WC | Battery Storage | 2050 | Electricity | 0 | known | WC
LCP_Inputs_ON_Electric_2023_04_03 | Generic - Generator_WC_2020_KnownCap | WC | Generic - Generator | 2020 | Electricity | 22.8 | known | WC
LCP_Inputs_ON_Electric_2023_04_03 | Generic - Generator_WC_2030_KnownCap | WC | Generic - Generator | 2030 | Electricity | 22.8 | known | WC
LCP_Inputs_ON_Electric_2023_04_03 | Generic - Generator_WC_2040_KnownCap | WC | Generic - Generator | 2040 | Electricity | 0 | known | WC
LCP_Inputs_ON_Electric_2023_04_03 | Generic - Generator_WC_2050_KnownCap | WC | Generic - Generator | 2050 | Electricity | 0 | known | WC
LCP_Inputs_ON_Electric_2023_04_03 | CH4 Salt Cavern Storage - ON_WC_2020_KnownCap | WC | CH4 Salt Cavern Storage - ON | 2020 | Methane | 0 | known | WC
LCP_Inputs_ON_Electric_2023_04_03 | CH4 Salt Cavern Storage - ON_WC_2030_KnownCap | WC | CH4 Salt Cavern Storage - ON | 2030 | Methane | 0 | known | WC
LCP_Inputs_ON_Electric_2023_04_03 | CH4 Salt Cavern Storage - ON_WC_2040_KnownCap | WC | CH4 Salt Cavern Storage - ON | 2040 | Methane | 0 | known | WC
LCP_Inputs_ON_Electric_2023_04_03 | CH4 Salt Cavern Storage - ON_WC_2050_KnownCap | WC | CH4 Salt Cavern Storage - ON | 2050 | Methane | 0 | known | WC
LCP_Inputs_ON_Electric_2023_04_03 | H2 Salt Cavern Storage - ON_WC_2020_KnownCap | WC | H2 Salt Cavern Storage - ON | 2020 | Hydrogen | 0 | known | WC
LCP_Inputs_ON_Electric_2023_04_03 | H2 Salt Cavern Storage - ON_WC_2030_KnownCap | WC | H2 Salt Cavern Storage - ON | 2030 | Hydrogen | 0 | known | WC
LCP_Inputs_ON_Electric_2023_04_03 | H2 Salt Cavern Storage - ON_WC_2040_KnownCap | WC | H2 Salt Cavern Storage - ON | 2040 | Hydrogen | 0 | known | WC
LCP_Inputs_ON_Electric_2023_04_03 | H2 Salt Cavern Storage - ON_WC_2050_KnownCap | WC | H2 Salt Cavern Storage - ON | 2050 | Hydrogen | 0 | known | WC
LCP_Inputs_ON_Electric_2023_04_03 | H2 Import - QC_WC_2020_KnownCap | WC | H2 Import - QC | 2020 | Hydrogen | 0 | known | WC
LCP_Inputs_ON_Electric_2023_04_03 | H2 Import - QC_WC_2030_KnownCap | WC | H2 Import - QC | 2030 | Hydrogen | 0 | known | WC
LCP_Inputs_ON_Electric_2023_04_03 | H2 Import - QC_WC_2040_KnownCap | WC | H2 Import - QC | 2040 | Hydrogen | 0 | known | WC
LCP_Inputs_ON_Electric_2023_04_03 | H2 Import - QC_WC_2050_KnownCap | WC | H2 Import - QC | 2050 | Hydrogen | 0 | known | WC
LCP_Inputs_ON_Electric_2023_04_03 | H2 Import - WC_WC_2020_KnownCap | WC | H2 Import - WC | 2020 | Hydrogen | 0 | known | WC
LCP_Inputs_ON_Electric_2023_04_03 | H2 Import - WC_WC_2030_KnownCap | WC | H2 Import - WC | 2030 | Hydrogen | 0 | known | WC
LCP_Inputs_ON_Electric_2023_04_03 | H2 Import - WC_WC_2040_KnownCap | WC | H2 Import - WC | 2040 | Hydrogen | 0 | known | WC
LCP_Inputs_ON_Electric_2023_04_03 | H2 Import - WC_WC_2050_KnownCap | WC | H2 Import - WC | 2050 | Hydrogen | 0 | known | WC
LCP_Inputs_ON_Electric_2023_04_03 | CH4 Import - WC 2020_WC_2020_KnownCap | WC | CH4 Import - WC 2020 | 2020 | Methane | 100000000 | known | WC
LCP_Inputs_ON_Electric_2023_04_03 | CH4 Import - WC 2020_WC_2030_KnownCap | WC | CH4 Import - WC 2020 | 2030 | Methane | 0 | known | WC
LCP_Inputs_ON_Electric_2023_04_03 | CH4 Import - WC 2020_WC_2040_KnownCap | WC | CH4 Import - WC 2020 | 2040 | Methane | 0 | known | WC
LCP_Inputs_ON_Electric_2023_04_03 | CH4 Import - WC 2020_WC_2050_KnownCap | WC | CH4 Import - WC 2020 | 2050 | Methane | 0 | known | WC
LCP_Inputs_ON_Electric_2023_04_03 | CH4 Import - WC 2030_WC_2020_KnownCap | WC | CH4 Import - WC 2030 | 2020 | Methane | 0 | known | WC
LCP_Inputs_ON_Electric_2023_04_03 | CH4 Import - WC 2030_WC_2030_KnownCap | WC | CH4 Import - WC 2030 | 2030 | Methane | 100000000 | known | WC
LCP_Inputs_ON_Electric_2023_04_03 | CH4 Import - WC 2030_WC_2040_KnownCap | WC | CH4 Import - WC 2030 | 2040 | Methane | 0 | known | WC
LCP_Inputs_ON_Electric_2023_04_03 | CH4 Import - WC 2030_WC_2050_KnownCap | WC | CH4 Import - WC 2030 | 2050 | Methane | 0 | known | WC
LCP_Inputs_ON_Electric_2023_04_03 | CH4 Import - WC 2040_WC_2020_KnownCap | WC | CH4 Import - WC 2040 | 2020 | Methane | 0 | known | WC
LCP_Inputs_ON_Electric_2023_04_03 | CH4 Import - WC 2040_WC_2030_KnownCap | WC | CH4 Import - WC 2040 | 2030 | Methane | 0 | known | WC
LCP_Inputs_ON_Electric_2023_04_03 | CH4 Import - WC 2040_WC_2040_KnownCap | WC | CH4 Import - WC 2040 | 2040 | Methane | 100000000 | known | WC
LCP_Inputs_ON_Electric_2023_04_03 | CH4 Import - WC 2040_WC_2050_KnownCap | WC | CH4 Import - WC 2040 | 2050 | Methane | 0 | known | WC
LCP_Inputs_ON_Electric_2023_04_03 | CH4 Import - WC 2050_WC_2020_KnownCap | WC | CH4 Import - WC 2050 | 2020 | Methane | 0 | known | WC
LCP_Inputs_ON_Electric_2023_04_03 | CH4 Import - WC 2050_WC_2030_KnownCap | WC | CH4 Import - WC 2050 | 2030 | Methane | 0 | known | WC
LCP_Inputs_ON_Electric_2023_04_03 | CH4 Import - WC 2050_WC_2040_KnownCap | WC | CH4 Import - WC 2050 | 2040 | Methane | 0 | known | WC
LCP_Inputs_ON_Electric_2023_04_03 | CH4 Import - WC 2050_WC_2050_KnownCap | WC | CH4 Import - WC 2050 | 2050 | Methane | 100000000 | known | WC
LCP_Inputs_ON_Electric_2023_04_03 | CH4 Import - NY 2020_WC_2020_KnownCap | WC | CH4 Import - NY 2020 | 2020 | Methane | 0 | known | WC
LCP_Inputs_ON_Electric_2023_04_03 | CH4 Import - NY 2020_WC_2030_KnownCap | WC | CH4 Import - NY 2020 | 2030 | Methane | 0 | known | WC
LCP_Inputs_ON_Electric_2023_04_03 | CH4 Import - NY 2020_WC_2040_KnownCap | WC | CH4 Import - NY 2020 | 2040 | Methane | 0 | known | WC
LCP_Inputs_ON_Electric_2023_04_03 | CH4 Import - NY 2020_WC_2050_KnownCap | WC | CH4 Import - NY 2020 | 2050 | Methane | 0 | known | WC
LCP_Inputs_ON_Electric_2023_04_03 | CH4 Import - NY 2030_WC_2020_KnownCap | WC | CH4 Import - NY 2030 | 2020 | Methane | 0 | known | WC
LCP_Inputs_ON_Electric_2023_04_03 | CH4 Import - NY 2030_WC_2030_KnownCap | WC | CH4 Import - NY 2030 | 2030 | Methane | 0 | known | WC
LCP_Inputs_ON_Electric_2023_04_03 | CH4 Import - NY 2030_WC_2040_KnownCap | WC | CH4 Import - NY 2030 | 2040 | Methane | 0 | known | WC
LCP_Inputs_ON_Electric_2023_04_03 | CH4 Import - NY 2030_WC_2050_KnownCap | WC | CH4 Import - NY 2030 | 2050 | Methane | 0 | known | WC
LCP_Inputs_ON_Electric_2023_04_03 | CH4 Import - NY 2040_WC_2020_KnownCap | WC | CH4 Import - NY 2040 | 2020 | Methane | 0 | known | WC
LCP_Inputs_ON_Electric_2023_04_03 | CH4 Import - NY 2040_WC_2030_KnownCap | WC | CH4 Import - NY 2040 | 2030 | Methane | 0 | known | WC
LCP_Inputs_ON_Electric_2023_04_03 | CH4 Import - NY 2040_WC_2040_KnownCap | WC | CH4 Import - NY 2040 | 2040 | Methane | 0 | known | WC
LCP_Inputs_ON_Electric_2023_04_03 | CH4 Import - NY 2040_WC_2050_KnownCap | WC | CH4 Import - NY 2040 | 2050 | Methane | 0 | known | WC
LCP_Inputs_ON_Electric_2023_04_03 | CH4 Import - NY 2050_WC_2020_KnownCap | WC | CH4 Import - NY 2050 | 2020 | Methane | 0 | known | WC
LCP_Inputs_ON_Electric_2023_04_03 | CH4 Import - NY 2050_WC_2030_KnownCap | WC | CH4 Import - NY 2050 | 2030 | Methane | 0 | known | WC
LCP_Inputs_ON_Electric_2023_04_03 | CH4 Import - NY 2050_WC_2040_KnownCap | WC | CH4 Import - NY 2050 | 2040 | Methane | 0 | known | WC
LCP_Inputs_ON_Electric_2023_04_03 | CH4 Import - NY 2050_WC_2050_KnownCap | WC | CH4 Import - NY 2050 | 2050 | Methane | 0 | known | WC
LCP_Inputs_ON_Electric_2023_04_03 | Electrolyser 2020/2030_WC_2020_KnownCap | WC | Electrolyser 2020/2030 | 2020 | Hydrogen | 0 | known | WC
LCP_Inputs_ON_Electric_2023_04_03 | Electrolyser 2020/2030_WC_2030_KnownCap | WC | Electrolyser 2020/2030 | 2030 | Hydrogen | 0 | known | WC
LCP_Inputs_ON_Electric_2023_04_03 | Electrolyser 2020/2030_WC_2040_KnownCap | WC | Electrolyser 2020/2030 | 2040 | Hydrogen | 0 | known | WC
LCP_Inputs_ON_Electric_2023_04_03 | Electrolyser 2020/2030_WC_2050_KnownCap | WC | Electrolyser 2020/2030 | 2050 | Hydrogen | 0 | known | WC
LCP_Inputs_ON_Electric_2023_04_03 | Electrolyser 2040_WC_2020_KnownCap | WC | Electrolyser 2040 | 2020 | Hydrogen | 0 | known | WC
LCP_Inputs_ON_Electric_2023_04_03 | Electrolyser 2040_WC_2030_KnownCap | WC | Electrolyser 2040 | 2030 | Hydrogen | 0 | known | WC
LCP_Inputs_ON_Electric_2023_04_03 | Electrolyser 2040_WC_2040_KnownCap | WC | Electrolyser 2040 | 2040 | Hydrogen | 0 | known | WC
LCP_Inputs_ON_Electric_2023_04_03 | Electrolyser 2040_WC_2050_KnownCap | WC | Electrolyser 2040 | 2050 | Hydrogen | 0 | known | WC
LCP_Inputs_ON_Electric_2023_04_03 | Electrolyser 2050_WC_2020_KnownCap | WC | Electrolyser 2050 | 2020 | Hydrogen | 0 | known | WC
LCP_Inputs_ON_Electric_2023_04_03 | Electrolyser 2050_WC_2030_KnownCap | WC | Electrolyser 2050 | 2030 | Hydrogen | 0 | known | WC
LCP_Inputs_ON_Electric_2023_04_03 | Electrolyser 2050_WC_2040_KnownCap | WC | Electrolyser 2050 | 2040 | Hydrogen | 0 | known | WC
LCP_Inputs_ON_Electric_2023_04_03 | Electrolyser 2050_WC_2050_KnownCap | WC | Electrolyser 2050 | 2050 | Hydrogen | 0 | known | WC
LCP_Inputs_ON_Electric_2023_04_03 | Anaerobic Digestion_WC_2020_KnownCap | WC | Anaerobic Digestion | 2020 | Methane | 0 | known | WC
LCP_Inputs_ON_Electric_2023_04_03 | Anaerobic Digestion_WC_2030_KnownCap | WC | Anaerobic Digestion | 2030 | Methane | 0 | known | WC
LCP_Inputs_ON_Electric_2023_04_03 | Anaerobic Digestion_WC_2040_KnownCap | WC | Anaerobic Digestion | 2040 | Methane | 0 | known | WC
LCP_Inputs_ON_Electric_2023_04_03 | Anaerobic Digestion_WC_2050_KnownCap | WC | Anaerobic Digestion | 2050 | Methane | 0 | known | WC
LCP_Inputs_ON_Electric_2023_04_03 | CH4 + CCS_WC_2020_KnownCap | WC | CH4 + CCS | 2020 | Methane | 0 | known | WC
LCP_Inputs_ON_Electric_2023_04_03 | CH4 + CCS_WC_2030_KnownCap | WC | CH4 + CCS | 2030 | Methane | 0 | known | WC
LCP_Inputs_ON_Electric_2023_04_03 | CH4 + CCS_WC_2040_KnownCap | WC | CH4 + CCS | 2040 | Methane | 0 | known | WC
LCP_Inputs_ON_Electric_2023_04_03 | CH4 + CCS_WC_2050_KnownCap | WC | CH4 + CCS | 2050 | Methane | 0 | known | WC
LCP_Inputs_ON_Electric_2023_04_03 | SMR CCS_WC_2020_KnownCap | WC | SMR CCS | 2020 | Hydrogen | 0 | known | WC
LCP_Inputs_ON_Electric_2023_04_03 | SMR CCS_WC_2030_KnownCap | WC | SMR CCS | 2030 | Hydrogen | 0 | known | WC
LCP_Inputs_ON_Electric_2023_04_03 | SMR CCS_WC_2040_KnownCap | WC | SMR CCS | 2040 | Hydrogen | 0 | known | WC
LCP_Inputs_ON_Electric_2023_04_03 | SMR CCS_WC_2050_KnownCap | WC | SMR CCS | 2050 | Hydrogen | 0 | known | WC
LCP_Inputs_ON_Electric_2023_04_03 | Wind Onshore_NY_2020_KnownCap | NY | Wind Onshore | 2020 | Electricity | 2672.67 | known | NY
LCP_Inputs_ON_Electric_2023_04_03 | Wind Onshore_NY_2030_KnownCap | NY | Wind Onshore | 2030 | Electricity | 7637.67 | known | NY
LCP_Inputs_ON_Electric_2023_04_03 | Wind Onshore_NY_2040_KnownCap | NY | Wind Onshore | 2040 | Electricity | 10077.67 | known | NY
LCP_Inputs_ON_Electric_2023_04_03 | Wind Onshore_NY_2050_KnownCap | NY | Wind Onshore | 2050 | Electricity | 10395.67 | known | NY
LCP_Inputs_ON_Electric_2023_04_03 | Wind Offshore_NY_2020_KnownCap | NY | Wind Offshore | 2020 | Electricity | 0 | known | NY
LCP_Inputs_ON_Electric_2023_04_03 | Wind Offshore_NY_2030_KnownCap | NY | Wind Offshore | 2030 | Electricity | 3526 | known | NY
LCP_Inputs_ON_Electric_2023_04_03 | Wind Offshore_NY_2040_KnownCap | NY | Wind Offshore | 2040 | Electricity | 8326 | known | NY
LCP_Inputs_ON_Electric_2023_04_03 | Wind Offshore_NY_2050_KnownCap | NY | Wind Offshore | 2050 | Electricity | 14688 | known | NY
LCP_Inputs_ON_Electric_2023_04_03 | Solar PV_NY_2020_KnownCap | NY | Solar PV | 2020 | Electricity | 8330.02 | known | NY
LCP_Inputs_ON_Electric_2023_04_03 | Solar PV_NY_2030_KnownCap | NY | Solar PV | 2030 | Electricity | 16227.02 | known | NY
LCP_Inputs_ON_Electric_2023_04_03 | Solar PV_NY_2040_KnownCap | NY | Solar PV | 2040 | Electricity | 22282.02 | known | NY
LCP_Inputs_ON_Electric_2023_04_03 | Solar PV_NY_2050_KnownCap | NY | Solar PV | 2050 | Electricity | 23448.02 | known | NY
LCP_Inputs_ON_Electric_2023_04_03 | Hydro_NY_2020_KnownCap | NY | Hydro | 2020 | Electricity | 5000.197 | known | NY
LCP_Inputs_ON_Electric_2023_04_03 | Hydro_NY_2030_KnownCap | NY | Hydro | 2030 | Electricity | 5011.197 | known | NY
LCP_Inputs_ON_Electric_2023_04_03 | Hydro_NY_2040_KnownCap | NY | Hydro | 2040 | Electricity | 5011.197 | known | NY
LCP_Inputs_ON_Electric_2023_04_03 | Hydro_NY_2050_KnownCap | NY | Hydro | 2050 | Electricity | 5011.197 | known | NY
LCP_Inputs_ON_Electric_2023_04_03 | Hydro Pumped Storage_NY_2020_KnownCap | NY | Hydro Pumped Storage | 2020 | Electricity | 1412.9 | known | NY
LCP_Inputs_ON_Electric_2023_04_03 | Hydro Pumped Storage_NY_2030_KnownCap | NY | Hydro Pumped Storage | 2030 | Electricity | 1412.9 | known | NY
LCP_Inputs_ON_Electric_2023_04_03 | Hydro Pumped Storage_NY_2040_KnownCap | NY | Hydro Pumped Storage | 2040 | Electricity | 1412.9 | known | NY
LCP_Inputs_ON_Electric_2023_04_03 | Hydro Pumped Storage_NY_2050_KnownCap | NY | Hydro Pumped Storage | 2050 | Electricity | 1412.9 | known | NY
LCP_Inputs_ON_Electric_2023_04_03 | Nuclear_NY_2020_KnownCap | NY | Nuclear | 2020 | Electricity | 3344.6 | known | NY
LCP_Inputs_ON_Electric_2023_04_03 | Nuclear_NY_2030_KnownCap | NY | Nuclear | 2030 | Electricity | 3344.6 | known | NY
LCP_Inputs_ON_Electric_2023_04_03 | Nuclear_NY_2040_KnownCap | NY | Nuclear | 2040 | Electricity | 3344.6 | known | NY
LCP_Inputs_ON_Electric_2023_04_03 | Nuclear_NY_2050_KnownCap | NY | Nuclear | 2050 | Electricity | 3344.6 | known | NY
LCP_Inputs_ON_Electric_2023_04_03 | Fossil Fuel Thermal (Coal, Peat, Oil)_NY_2020_KnownCap | NY | Fossil Fuel Thermal (Coal, Peat, Oil) | 2020 | Electricity | 0 | known | NY
LCP_Inputs_ON_Electric_2023_04_03 | Fossil Fuel Thermal (Coal, Peat, Oil)_NY_2030_KnownCap | NY | Fossil Fuel Thermal (Coal, Peat, Oil) | 2030 | Electricity | 0 | known | NY
LCP_Inputs_ON_Electric_2023_04_03 | Fossil Fuel Thermal (Coal, Peat, Oil)_NY_2040_KnownCap | NY | Fossil Fuel Thermal (Coal, Peat, Oil) | 2040 | Electricity | 0 | known | NY
LCP_Inputs_ON_Electric_2023_04_03 | Fossil Fuel Thermal (Coal, Peat, Oil)_NY_2050_KnownCap | NY | Fossil Fuel Thermal (Coal, Peat, Oil) | 2050 | Electricity | 0 | known | NY
LCP_Inputs_ON_Electric_2023_04_03 | O/CCGT - CH4 Existing_NY_2020_KnownCap | NY | O/CCGT - CH4 Existing | 2020 | Electricity | 0 | known | NY
LCP_Inputs_ON_Electric_2023_04_03 | O/CCGT - CH4 Existing_NY_2030_KnownCap | NY | O/CCGT - CH4 Existing | 2030 | Electricity | 0 | known | NY
LCP_Inputs_ON_Electric_2023_04_03 | O/CCGT - CH4 Existing_NY_2040_KnownCap | NY | O/CCGT - CH4 Existing | 2040 | Electricity | 0 | known | NY
LCP_Inputs_ON_Electric_2023_04_03 | O/CCGT - CH4 Existing_NY_2050_KnownCap | NY | O/CCGT - CH4 Existing | 2050 | Electricity | 0 | known | NY
LCP_Inputs_ON_Electric_2023_04_03 | O/CCGT - CH4 New_NY_2020_KnownCap | NY | O/CCGT - CH4 New | 2020 | Electricity | 0 | known | NY
LCP_Inputs_ON_Electric_2023_04_03 | O/CCGT - CH4 New_NY_2030_KnownCap | NY | O/CCGT - CH4 New | 2030 | Electricity | 0 | known | NY
LCP_Inputs_ON_Electric_2023_04_03 | O/CCGT - CH4 New_NY_2040_KnownCap | NY | O/CCGT - CH4 New | 2040 | Electricity | 0 | known | NY
LCP_Inputs_ON_Electric_2023_04_03 | O/CCGT - CH4 New_NY_2050_KnownCap | NY | O/CCGT - CH4 New | 2050 | Electricity | 0 | known | NY
LCP_Inputs_ON_Electric_2023_04_03 | O/CCGT - H2 New_NY_2020_KnownCap | NY | O/CCGT - H2 New | 2020 | Electricity | 0 | known | NY
LCP_Inputs_ON_Electric_2023_04_03 | O/CCGT - H2 New_NY_2030_KnownCap | NY | O/CCGT - H2 New | 2030 | Electricity | 0 | known | NY
LCP_Inputs_ON_Electric_2023_04_03 | O/CCGT - H2 New_NY_2040_KnownCap | NY | O/CCGT - H2 New | 2040 | Electricity | 0 | known | NY
LCP_Inputs_ON_Electric_2023_04_03 | O/CCGT - H2 New_NY_2050_KnownCap | NY | O/CCGT - H2 New | 2050 | Electricity | 0 | known | NY
LCP_Inputs_ON_Electric_2023_04_03 | Biomass_NY_2020_KnownCap | NY | Biomass | 2020 | Electricity | 274.5 | known | NY
LCP_Inputs_ON_Electric_2023_04_03 | Biomass_NY_2030_KnownCap | NY | Biomass | 2030 | Electricity | 295.5 | known | NY
LCP_Inputs_ON_Electric_2023_04_03 | Biomass_NY_2040_KnownCap | NY | Biomass | 2040 | Electricity | 295.5 | known | NY
LCP_Inputs_ON_Electric_2023_04_03 | Biomass_NY_2050_KnownCap | NY | Biomass | 2050 | Electricity | 295.5 | known | NY
LCP_Inputs_ON_Electric_2023_04_03 | Battery Storage_NY_2020_KnownCap | NY | Battery Storage | 2020 | Electricity | 58 | known | NY
LCP_Inputs_ON_Electric_2023_04_03 | Battery Storage_NY_2030_KnownCap | NY | Battery Storage | 2030 | Electricity | 2139 | known | NY
LCP_Inputs_ON_Electric_2023_04_03 | Battery Storage_NY_2040_KnownCap | NY | Battery Storage | 2040 | Electricity | 6053 | known | NY
LCP_Inputs_ON_Electric_2023_04_03 | Battery Storage_NY_2050_KnownCap | NY | Battery Storage | 2050 | Electricity | 7007 | known | NY
LCP_Inputs_ON_Electric_2023_04_03 | Generic - Generator_NY_2020_KnownCap | NY | Generic - Generator | 2020 | Electricity | 28471.17 | known | NY
LCP_Inputs_ON_Electric_2023_04_03 | Generic - Generator_NY_2030_KnownCap | NY | Generic - Generator | 2030 | Electricity | 24785.17 | known | NY
LCP_Inputs_ON_Electric_2023_04_03 | Generic - Generator_NY_2040_KnownCap | NY | Generic - Generator | 2040 | Electricity | 23524.17 | known | NY
LCP_Inputs_ON_Electric_2023_04_03 | Generic - Generator_NY_2050_KnownCap | NY | Generic - Generator | 2050 | Electricity | 22438.17 | known | NY
LCP_Inputs_ON_Electric_2023_04_03 | CH4 Salt Cavern Storage - ON_NY_2020_KnownCap | NY | CH4 Salt Cavern Storage - ON | 2020 | Methane | 0 | known | NY
LCP_Inputs_ON_Electric_2023_04_03 | CH4 Salt Cavern Storage - ON_NY_2030_KnownCap | NY | CH4 Salt Cavern Storage - ON | 2030 | Methane | 0 | known | NY
LCP_Inputs_ON_Electric_2023_04_03 | CH4 Salt Cavern Storage - ON_NY_2040_KnownCap | NY | CH4 Salt Cavern Storage - ON | 2040 | Methane | 0 | known | NY
LCP_Inputs_ON_Electric_2023_04_03 | CH4 Salt Cavern Storage - ON_NY_2050_KnownCap | NY | CH4 Salt Cavern Storage - ON | 2050 | Methane | 0 | known | NY
LCP_Inputs_ON_Electric_2023_04_03 | H2 Salt Cavern Storage - ON_NY_2020_KnownCap | NY | H2 Salt Cavern Storage - ON | 2020 | Hydrogen | 0 | known | NY
LCP_Inputs_ON_Electric_2023_04_03 | H2 Salt Cavern Storage - ON_NY_2030_KnownCap | NY | H2 Salt Cavern Storage - ON | 2030 | Hydrogen | 0 | known | NY
LCP_Inputs_ON_Electric_2023_04_03 | H2 Salt Cavern Storage - ON_NY_2040_KnownCap | NY | H2 Salt Cavern Storage - ON | 2040 | Hydrogen | 0 | known | NY
LCP_Inputs_ON_Electric_2023_04_03 | H2 Salt Cavern Storage - ON_NY_2050_KnownCap | NY | H2 Salt Cavern Storage - ON | 2050 | Hydrogen | 0 | known | NY
LCP_Inputs_ON_Electric_2023_04_03 | H2 Import - QC_NY_2020_KnownCap | NY | H2 Import - QC | 2020 | Hydrogen | 0 | known | NY
LCP_Inputs_ON_Electric_2023_04_03 | H2 Import - QC_NY_2030_KnownCap | NY | H2 Import - QC | 2030 | Hydrogen | 0 | known | NY
LCP_Inputs_ON_Electric_2023_04_03 | H2 Import - QC_NY_2040_KnownCap | NY | H2 Import - QC | 2040 | Hydrogen | 0 | known | NY
LCP_Inputs_ON_Electric_2023_04_03 | H2 Import - QC_NY_2050_KnownCap | NY | H2 Import - QC | 2050 | Hydrogen | 0 | known | NY
LCP_Inputs_ON_Electric_2023_04_03 | H2 Import - WC_NY_2020_KnownCap | NY | H2 Import - WC | 2020 | Hydrogen | 0 | known | NY
LCP_Inputs_ON_Electric_2023_04_03 | H2 Import - WC_NY_2030_KnownCap | NY | H2 Import - WC | 2030 | Hydrogen | 0 | known | NY
LCP_Inputs_ON_Electric_2023_04_03 | H2 Import - WC_NY_2040_KnownCap | NY | H2 Import - WC | 2040 | Hydrogen | 0 | known | NY
LCP_Inputs_ON_Electric_2023_04_03 | H2 Import - WC_NY_2050_KnownCap | NY | H2 Import - WC | 2050 | Hydrogen | 0 | known | NY
LCP_Inputs_ON_Electric_2023_04_03 | CH4 Import - WC 2020_NY_2020_KnownCap | NY | CH4 Import - WC 2020 | 2020 | Methane | 0 | known | NY
LCP_Inputs_ON_Electric_2023_04_03 | CH4 Import - WC 2020_NY_2030_KnownCap | NY | CH4 Import - WC 2020 | 2030 | Methane | 0 | known | NY
LCP_Inputs_ON_Electric_2023_04_03 | CH4 Import - WC 2020_NY_2040_KnownCap | NY | CH4 Import - WC 2020 | 2040 | Methane | 0 | known | NY
LCP_Inputs_ON_Electric_2023_04_03 | CH4 Import - WC 2020_NY_2050_KnownCap | NY | CH4 Import - WC 2020 | 2050 | Methane | 0 | known | NY
LCP_Inputs_ON_Electric_2023_04_03 | CH4 Import - WC 2030_NY_2020_KnownCap | NY | CH4 Import - WC 2030 | 2020 | Methane | 0 | known | NY
LCP_Inputs_ON_Electric_2023_04_03 | CH4 Import - WC 2030_NY_2030_KnownCap | NY | CH4 Import - WC 2030 | 2030 | Methane | 0 | known | NY
LCP_Inputs_ON_Electric_2023_04_03 | CH4 Import - WC 2030_NY_2040_KnownCap | NY | CH4 Import - WC 2030 | 2040 | Methane | 0 | known | NY
LCP_Inputs_ON_Electric_2023_04_03 | CH4 Import - WC 2030_NY_2050_KnownCap | NY | CH4 Import - WC 2030 | 2050 | Methane | 0 | known | NY
LCP_Inputs_ON_Electric_2023_04_03 | CH4 Import - WC 2040_NY_2020_KnownCap | NY | CH4 Import - WC 2040 | 2020 | Methane | 0 | known | NY
LCP_Inputs_ON_Electric_2023_04_03 | CH4 Import - WC 2040_NY_2030_KnownCap | NY | CH4 Import - WC 2040 | 2030 | Methane | 0 | known | NY
LCP_Inputs_ON_Electric_2023_04_03 | CH4 Import - WC 2040_NY_2040_KnownCap | NY | CH4 Import - WC 2040 | 2040 | Methane | 0 | known | NY
LCP_Inputs_ON_Electric_2023_04_03 | CH4 Import - WC 2040_NY_2050_KnownCap | NY | CH4 Import - WC 2040 | 2050 | Methane | 0 | known | NY
LCP_Inputs_ON_Electric_2023_04_03 | CH4 Import - WC 2050_NY_2020_KnownCap | NY | CH4 Import - WC 2050 | 2020 | Methane | 0 | known | NY
LCP_Inputs_ON_Electric_2023_04_03 | CH4 Import - WC 2050_NY_2030_KnownCap | NY | CH4 Import - WC 2050 | 2030 | Methane | 0 | known | NY
LCP_Inputs_ON_Electric_2023_04_03 | CH4 Import - WC 2050_NY_2040_KnownCap | NY | CH4 Import - WC 2050 | 2040 | Methane | 0 | known | NY
LCP_Inputs_ON_Electric_2023_04_03 | CH4 Import - WC 2050_NY_2050_KnownCap | NY | CH4 Import - WC 2050 | 2050 | Methane | 0 | known | NY
LCP_Inputs_ON_Electric_2023_04_03 | CH4 Import - NY 2020_NY_2020_KnownCap | NY | CH4 Import - NY 2020 | 2020 | Methane | 100000000 | known | NY
LCP_Inputs_ON_Electric_2023_04_03 | CH4 Import - NY 2020_NY_2030_KnownCap | NY | CH4 Import - NY 2020 | 2030 | Methane | 0 | known | NY
LCP_Inputs_ON_Electric_2023_04_03 | CH4 Import - NY 2020_NY_2040_KnownCap | NY | CH4 Import - NY 2020 | 2040 | Methane | 0 | known | NY
LCP_Inputs_ON_Electric_2023_04_03 | CH4 Import - NY 2020_NY_2050_KnownCap | NY | CH4 Import - NY 2020 | 2050 | Methane | 0 | known | NY
LCP_Inputs_ON_Electric_2023_04_03 | CH4 Import - NY 2030_NY_2020_KnownCap | NY | CH4 Import - NY 2030 | 2020 | Methane | 0 | known | NY
LCP_Inputs_ON_Electric_2023_04_03 | CH4 Import - NY 2030_NY_2030_KnownCap | NY | CH4 Import - NY 2030 | 2030 | Methane | 100000000 | known | NY
LCP_Inputs_ON_Electric_2023_04_03 | CH4 Import - NY 2030_NY_2040_KnownCap | NY | CH4 Import - NY 2030 | 2040 | Methane | 0 | known | NY
LCP_Inputs_ON_Electric_2023_04_03 | CH4 Import - NY 2030_NY_2050_KnownCap | NY | CH4 Import - NY 2030 | 2050 | Methane | 0 | known | NY
LCP_Inputs_ON_Electric_2023_04_03 | CH4 Import - NY 2040_NY_2020_KnownCap | NY | CH4 Import - NY 2040 | 2020 | Methane | 0 | known | NY
LCP_Inputs_ON_Electric_2023_04_03 | CH4 Import - NY 2040_NY_2030_KnownCap | NY | CH4 Import - NY 2040 | 2030 | Methane | 0 | known | NY
LCP_Inputs_ON_Electric_2023_04_03 | CH4 Import - NY 2040_NY_2040_KnownCap | NY | CH4 Import - NY 2040 | 2040 | Methane | 100000000 | known | NY
LCP_Inputs_ON_Electric_2023_04_03 | CH4 Import - NY 2040_NY_2050_KnownCap | NY | CH4 Import - NY 2040 | 2050 | Methane | 0 | known | NY
LCP_Inputs_ON_Electric_2023_04_03 | CH4 Import - NY 2050_NY_2020_KnownCap | NY | CH4 Import - NY 2050 | 2020 | Methane | 0 | known | NY
LCP_Inputs_ON_Electric_2023_04_03 | CH4 Import - NY 2050_NY_2030_KnownCap | NY | CH4 Import - NY 2050 | 2030 | Methane | 0 | known | NY
LCP_Inputs_ON_Electric_2023_04_03 | CH4 Import - NY 2050_NY_2040_KnownCap | NY | CH4 Import - NY 2050 | 2040 | Methane | 0 | known | NY
LCP_Inputs_ON_Electric_2023_04_03 | CH4 Import - NY 2050_NY_2050_KnownCap | NY | CH4 Import - NY 2050 | 2050 | Methane | 100000000 | known | NY
LCP_Inputs_ON_Electric_2023_04_03 | Electrolyser 2020/2030_NY_2020_KnownCap | NY | Electrolyser 2020/2030 | 2020 | Hydrogen | 0 | known | NY
LCP_Inputs_ON_Electric_2023_04_03 | Electrolyser 2020/2030_NY_2030_KnownCap | NY | Electrolyser 2020/2030 | 2030 | Hydrogen | 0 | known | NY
LCP_Inputs_ON_Electric_2023_04_03 | Electrolyser 2020/2030_NY_2040_KnownCap | NY | Electrolyser 2020/2030 | 2040 | Hydrogen | 0 | known | NY
LCP_Inputs_ON_Electric_2023_04_03 | Electrolyser 2020/2030_NY_2050_KnownCap | NY | Electrolyser 2020/2030 | 2050 | Hydrogen | 0 | known | NY
LCP_Inputs_ON_Electric_2023_04_03 | Electrolyser 2040_NY_2020_KnownCap | NY | Electrolyser 2040 | 2020 | Hydrogen | 0 | known | NY
LCP_Inputs_ON_Electric_2023_04_03 | Electrolyser 2040_NY_2030_KnownCap | NY | Electrolyser 2040 | 2030 | Hydrogen | 0 | known | NY
LCP_Inputs_ON_Electric_2023_04_03 | Electrolyser 2040_NY_2040_KnownCap | NY | Electrolyser 2040 | 2040 | Hydrogen | 0 | known | NY
LCP_Inputs_ON_Electric_2023_04_03 | Electrolyser 2040_NY_2050_KnownCap | NY | Electrolyser 2040 | 2050 | Hydrogen | 0 | known | NY
LCP_Inputs_ON_Electric_2023_04_03 | Electrolyser 2050_NY_2020_KnownCap | NY | Electrolyser 2050 | 2020 | Hydrogen | 0 | known | NY
LCP_Inputs_ON_Electric_2023_04_03 | Electrolyser 2050_NY_2030_KnownCap | NY | Electrolyser 2050 | 2030 | Hydrogen | 0 | known | NY
LCP_Inputs_ON_Electric_2023_04_03 | Electrolyser 2050_NY_2040_KnownCap | NY | Electrolyser 2050 | 2040 | Hydrogen | 0 | known | NY
LCP_Inputs_ON_Electric_2023_04_03 | Electrolyser 2050_NY_2050_KnownCap | NY | Electrolyser 2050 | 2050 | Hydrogen | 0 | known | NY
LCP_Inputs_ON_Electric_2023_04_03 | Anaerobic Digestion_NY_2020_KnownCap | NY | Anaerobic Digestion | 2020 | Methane | 0 | known | NY
LCP_Inputs_ON_Electric_2023_04_03 | Anaerobic Digestion_NY_2030_KnownCap | NY | Anaerobic Digestion | 2030 | Methane | 0 | known | NY
LCP_Inputs_ON_Electric_2023_04_03 | Anaerobic Digestion_NY_2040_KnownCap | NY | Anaerobic Digestion | 2040 | Methane | 0 | known | NY
LCP_Inputs_ON_Electric_2023_04_03 | Anaerobic Digestion_NY_2050_KnownCap | NY | Anaerobic Digestion | 2050 | Methane | 0 | known | NY
LCP_Inputs_ON_Electric_2023_04_03 | CH4 + CCS_NY_2020_KnownCap | NY | CH4 + CCS | 2020 | Methane | 0 | known | NY
LCP_Inputs_ON_Electric_2023_04_03 | CH4 + CCS_NY_2030_KnownCap | NY | CH4 + CCS | 2030 | Methane | 0 | known | NY
LCP_Inputs_ON_Electric_2023_04_03 | CH4 + CCS_NY_2040_KnownCap | NY | CH4 + CCS | 2040 | Methane | 0 | known | NY
LCP_Inputs_ON_Electric_2023_04_03 | CH4 + CCS_NY_2050_KnownCap | NY | CH4 + CCS | 2050 | Methane | 0 | known | NY
LCP_Inputs_ON_Electric_2023_04_03 | SMR CCS_NY_2020_KnownCap | NY | SMR CCS | 2020 | Hydrogen | 0 | known | NY
LCP_Inputs_ON_Electric_2023_04_03 | SMR CCS_NY_2030_KnownCap | NY | SMR CCS | 2030 | Hydrogen | 0 | known | NY
LCP_Inputs_ON_Electric_2023_04_03 | SMR CCS_NY_2040_KnownCap | NY | SMR CCS | 2040 | Hydrogen | 0 | known | NY
LCP_Inputs_ON_Electric_2023_04_03 | SMR CCS_NY_2050_KnownCap | NY | SMR CCS | 2050 | Hydrogen | 0 | known | NY
LCP_Inputs_ON_Electric_2023_04_03 | Wind Onshore_MI_2020_KnownCap | MI | Wind Onshore | 2020 | Electricity | 13572.48 | known | MI
LCP_Inputs_ON_Electric_2023_04_03 | Wind Onshore_MI_2030_KnownCap | MI | Wind Onshore | 2030 | Electricity | 23373.62 | known | MI
LCP_Inputs_ON_Electric_2023_04_03 | Wind Onshore_MI_2040_KnownCap | MI | Wind Onshore | 2040 | Electricity | 30988.61 | known | MI
LCP_Inputs_ON_Electric_2023_04_03 | Wind Onshore_MI_2050_KnownCap | MI | Wind Onshore | 2050 | Electricity | 37948.21 | known | MI
LCP_Inputs_ON_Electric_2023_04_03 | Wind Offshore_MI_2020_KnownCap | MI | Wind Offshore | 2020 | Electricity | 0 | known | MI
LCP_Inputs_ON_Electric_2023_04_03 | Wind Offshore_MI_2030_KnownCap | MI | Wind Offshore | 2030 | Electricity | 0 | known | MI
LCP_Inputs_ON_Electric_2023_04_03 | Wind Offshore_MI_2040_KnownCap | MI | Wind Offshore | 2040 | Electricity | 0 | known | MI
LCP_Inputs_ON_Electric_2023_04_03 | Wind Offshore_MI_2050_KnownCap | MI | Wind Offshore | 2050 | Electricity | 0 | known | MI
LCP_Inputs_ON_Electric_2023_04_03 | Solar PV_MI_2020_KnownCap | MI | Solar PV | 2020 | Electricity | 3189.63 | known | MI
LCP_Inputs_ON_Electric_2023_04_03 | Solar PV_MI_2030_KnownCap | MI | Solar PV | 2030 | Electricity | 10138.89 | known | MI
LCP_Inputs_ON_Electric_2023_04_03 | Solar PV_MI_2040_KnownCap | MI | Solar PV | 2040 | Electricity | 17336.65 | known | MI
LCP_Inputs_ON_Electric_2023_04_03 | Solar PV_MI_2050_KnownCap | MI | Solar PV | 2050 | Electricity | 25876.21 | known | MI
LCP_Inputs_ON_Electric_2023_04_03 | Hydro_MI_2020_KnownCap | MI | Hydro | 2020 | Electricity | 901.1 | known | MI
LCP_Inputs_ON_Electric_2023_04_03 | Hydro_MI_2030_KnownCap | MI | Hydro | 2030 | Electricity | 906.49 | known | MI
LCP_Inputs_ON_Electric_2023_04_03 | Hydro_MI_2040_KnownCap | MI | Hydro | 2040 | Electricity | 906.49 | known | MI
LCP_Inputs_ON_Electric_2023_04_03 | Hydro_MI_2050_KnownCap | MI | Hydro | 2050 | Electricity | 906.49 | known | MI
LCP_Inputs_ON_Electric_2023_04_03 | Hydro Pumped Storage_MI_2020_KnownCap | MI | Hydro Pumped Storage | 2020 | Electricity | 1978.8 | known | MI
LCP_Inputs_ON_Electric_2023_04_03 | Hydro Pumped Storage_MI_2030_KnownCap | MI | Hydro Pumped Storage | 2030 | Electricity | 1978.8 | known | MI
LCP_Inputs_ON_Electric_2023_04_03 | Hydro Pumped Storage_MI_2040_KnownCap | MI | Hydro Pumped Storage | 2040 | Electricity | 1978.8 | known | MI
LCP_Inputs_ON_Electric_2023_04_03 | Hydro Pumped Storage_MI_2050_KnownCap | MI | Hydro Pumped Storage | 2050 | Electricity | 1978.8 | known | MI
LCP_Inputs_ON_Electric_2023_04_03 | Nuclear_MI_2020_KnownCap | MI | Nuclear | 2020 | Electricity | 4915.8 | known | MI
LCP_Inputs_ON_Electric_2023_04_03 | Nuclear_MI_2030_KnownCap | MI | Nuclear | 2030 | Electricity | 4114 | known | MI
LCP_Inputs_ON_Electric_2023_04_03 | Nuclear_MI_2040_KnownCap | MI | Nuclear | 2040 | Electricity | 4114 | known | MI
LCP_Inputs_ON_Electric_2023_04_03 | Nuclear_MI_2050_KnownCap | MI | Nuclear | 2050 | Electricity | 4114 | known | MI
LCP_Inputs_ON_Electric_2023_04_03 | Fossil Fuel Thermal (Coal, Peat, Oil)_MI_2020_KnownCap | MI | Fossil Fuel Thermal (Coal, Peat, Oil) | 2020 | Electricity | 0 | known | MI
LCP_Inputs_ON_Electric_2023_04_03 | Fossil Fuel Thermal (Coal, Peat, Oil)_MI_2030_KnownCap | MI | Fossil Fuel Thermal (Coal, Peat, Oil) | 2030 | Electricity | 0 | known | MI
LCP_Inputs_ON_Electric_2023_04_03 | Fossil Fuel Thermal (Coal, Peat, Oil)_MI_2040_KnownCap | MI | Fossil Fuel Thermal (Coal, Peat, Oil) | 2040 | Electricity | 0 | known | MI
LCP_Inputs_ON_Electric_2023_04_03 | Fossil Fuel Thermal (Coal, Peat, Oil)_MI_2050_KnownCap | MI | Fossil Fuel Thermal (Coal, Peat, Oil) | 2050 | Electricity | 0 | known | MI
LCP_Inputs_ON_Electric_2023_04_03 | O/CCGT - CH4 Existing_MI_2020_KnownCap | MI | O/CCGT - CH4 Existing | 2020 | Electricity | 0 | known | MI
LCP_Inputs_ON_Electric_2023_04_03 | O/CCGT - CH4 Existing_MI_2030_KnownCap | MI | O/CCGT - CH4 Existing | 2030 | Electricity | 0 | known | MI
LCP_Inputs_ON_Electric_2023_04_03 | O/CCGT - CH4 Existing_MI_2040_KnownCap | MI | O/CCGT - CH4 Existing | 2040 | Electricity | 0 | known | MI
LCP_Inputs_ON_Electric_2023_04_03 | O/CCGT - CH4 Existing_MI_2050_KnownCap | MI | O/CCGT - CH4 Existing | 2050 | Electricity | 0 | known | MI
LCP_Inputs_ON_Electric_2023_04_03 | O/CCGT - CH4 New_MI_2020_KnownCap | MI | O/CCGT - CH4 New | 2020 | Electricity | 0 | known | MI
LCP_Inputs_ON_Electric_2023_04_03 | O/CCGT - CH4 New_MI_2030_KnownCap | MI | O/CCGT - CH4 New | 2030 | Electricity | 0 | known | MI
LCP_Inputs_ON_Electric_2023_04_03 | O/CCGT - CH4 New_MI_2040_KnownCap | MI | O/CCGT - CH4 New | 2040 | Electricity | 0 | known | MI
LCP_Inputs_ON_Electric_2023_04_03 | O/CCGT - CH4 New_MI_2050_KnownCap | MI | O/CCGT - CH4 New | 2050 | Electricity | 0 | known | MI
LCP_Inputs_ON_Electric_2023_04_03 | O/CCGT - H2 New_MI_2020_KnownCap | MI | O/CCGT - H2 New | 2020 | Electricity | 0 | known | MI
LCP_Inputs_ON_Electric_2023_04_03 | O/CCGT - H2 New_MI_2030_KnownCap | MI | O/CCGT - H2 New | 2030 | Electricity | 0 | known | MI
LCP_Inputs_ON_Electric_2023_04_03 | O/CCGT - H2 New_MI_2040_KnownCap | MI | O/CCGT - H2 New | 2040 | Electricity | 0 | known | MI
LCP_Inputs_ON_Electric_2023_04_03 | O/CCGT - H2 New_MI_2050_KnownCap | MI | O/CCGT - H2 New | 2050 | Electricity | 0 | known | MI
LCP_Inputs_ON_Electric_2023_04_03 | Biomass_MI_2020_KnownCap | MI | Biomass | 2020 | Electricity | 821.21 | known | MI
LCP_Inputs_ON_Electric_2023_04_03 | Biomass_MI_2030_KnownCap | MI | Biomass | 2030 | Electricity | 799.56 | known | MI
LCP_Inputs_ON_Electric_2023_04_03 | Biomass_MI_2040_KnownCap | MI | Biomass | 2040 | Electricity | 799.56 | known | MI
LCP_Inputs_ON_Electric_2023_04_03 | Biomass_MI_2050_KnownCap | MI | Biomass | 2050 | Electricity | 799.56 | known | MI
LCP_Inputs_ON_Electric_2023_04_03 | Battery Storage_MI_2020_KnownCap | MI | Battery Storage | 2020 | Electricity | 0 | known | MI
LCP_Inputs_ON_Electric_2023_04_03 | Battery Storage_MI_2030_KnownCap | MI | Battery Storage | 2030 | Electricity | 1372.2 | known | MI
LCP_Inputs_ON_Electric_2023_04_03 | Battery Storage_MI_2040_KnownCap | MI | Battery Storage | 2040 | Electricity | 4475.72 | known | MI
LCP_Inputs_ON_Electric_2023_04_03 | Battery Storage_MI_2050_KnownCap | MI | Battery Storage | 2050 | Electricity | 11309.92 | known | MI
LCP_Inputs_ON_Electric_2023_04_03 | Generic - Generator_MI_2020_KnownCap | MI | Generic - Generator | 2020 | Electricity | 45337.58 | known | MI
LCP_Inputs_ON_Electric_2023_04_03 | Generic - Generator_MI_2030_KnownCap | MI | Generic - Generator | 2030 | Electricity | 39764.39 | known | MI
LCP_Inputs_ON_Electric_2023_04_03 | Generic - Generator_MI_2040_KnownCap | MI | Generic - Generator | 2040 | Electricity | 42069.59 | known | MI
LCP_Inputs_ON_Electric_2023_04_03 | Generic - Generator_MI_2050_KnownCap | MI | Generic - Generator | 2050 | Electricity | 46759.34 | known | MI
LCP_Inputs_ON_Electric_2023_04_03 | CH4 Salt Cavern Storage - ON_MI_2020_KnownCap | MI | CH4 Salt Cavern Storage - ON | 2020 | Methane | 0 | known | MI
LCP_Inputs_ON_Electric_2023_04_03 | CH4 Salt Cavern Storage - ON_MI_2030_KnownCap | MI | CH4 Salt Cavern Storage - ON | 2030 | Methane | 0 | known | MI
LCP_Inputs_ON_Electric_2023_04_03 | CH4 Salt Cavern Storage - ON_MI_2040_KnownCap | MI | CH4 Salt Cavern Storage - ON | 2040 | Methane | 0 | known | MI
LCP_Inputs_ON_Electric_2023_04_03 | CH4 Salt Cavern Storage - ON_MI_2050_KnownCap | MI | CH4 Salt Cavern Storage - ON | 2050 | Methane | 0 | known | MI
LCP_Inputs_ON_Electric_2023_04_03 | H2 Salt Cavern Storage - ON_MI_2020_KnownCap | MI | H2 Salt Cavern Storage - ON | 2020 | Hydrogen | 0 | known | MI
LCP_Inputs_ON_Electric_2023_04_03 | H2 Salt Cavern Storage - ON_MI_2030_KnownCap | MI | H2 Salt Cavern Storage - ON | 2030 | Hydrogen | 0 | known | MI
LCP_Inputs_ON_Electric_2023_04_03 | H2 Salt Cavern Storage - ON_MI_2040_KnownCap | MI | H2 Salt Cavern Storage - ON | 2040 | Hydrogen | 0 | known | MI
LCP_Inputs_ON_Electric_2023_04_03 | H2 Salt Cavern Storage - ON_MI_2050_KnownCap | MI | H2 Salt Cavern Storage - ON | 2050 | Hydrogen | 0 | known | MI
LCP_Inputs_ON_Electric_2023_04_03 | H2 Import - QC_MI_2020_KnownCap | MI | H2 Import - QC | 2020 | Hydrogen | 0 | known | MI
LCP_Inputs_ON_Electric_2023_04_03 | H2 Import - QC_MI_2030_KnownCap | MI | H2 Import - QC | 2030 | Hydrogen | 0 | known | MI
LCP_Inputs_ON_Electric_2023_04_03 | H2 Import - QC_MI_2040_KnownCap | MI | H2 Import - QC | 2040 | Hydrogen | 0 | known | MI
LCP_Inputs_ON_Electric_2023_04_03 | H2 Import - QC_MI_2050_KnownCap | MI | H2 Import - QC | 2050 | Hydrogen | 0 | known | MI
LCP_Inputs_ON_Electric_2023_04_03 | H2 Import - WC_MI_2020_KnownCap | MI | H2 Import - WC | 2020 | Hydrogen | 0 | known | MI
LCP_Inputs_ON_Electric_2023_04_03 | H2 Import - WC_MI_2030_KnownCap | MI | H2 Import - WC | 2030 | Hydrogen | 0 | known | MI
LCP_Inputs_ON_Electric_2023_04_03 | H2 Import - WC_MI_2040_KnownCap | MI | H2 Import - WC | 2040 | Hydrogen | 0 | known | MI
LCP_Inputs_ON_Electric_2023_04_03 | H2 Import - WC_MI_2050_KnownCap | MI | H2 Import - WC | 2050 | Hydrogen | 0 | known | MI
LCP_Inputs_ON_Electric_2023_04_03 | CH4 Import - WC 2020_MI_2020_KnownCap | MI | CH4 Import - WC 2020 | 2020 | Methane | 0 | known | MI
LCP_Inputs_ON_Electric_2023_04_03 | CH4 Import - WC 2020_MI_2030_KnownCap | MI | CH4 Import - WC 2020 | 2030 | Methane | 0 | known | MI
LCP_Inputs_ON_Electric_2023_04_03 | CH4 Import - WC 2020_MI_2040_KnownCap | MI | CH4 Import - WC 2020 | 2040 | Methane | 0 | known | MI
LCP_Inputs_ON_Electric_2023_04_03 | CH4 Import - WC 2020_MI_2050_KnownCap | MI | CH4 Import - WC 2020 | 2050 | Methane | 0 | known | MI
LCP_Inputs_ON_Electric_2023_04_03 | CH4 Import - WC 2030_MI_2020_KnownCap | MI | CH4 Import - WC 2030 | 2020 | Methane | 0 | known | MI
LCP_Inputs_ON_Electric_2023_04_03 | CH4 Import - WC 2030_MI_2030_KnownCap | MI | CH4 Import - WC 2030 | 2030 | Methane | 0 | known | MI
LCP_Inputs_ON_Electric_2023_04_03 | CH4 Import - WC 2030_MI_2040_KnownCap | MI | CH4 Import - WC 2030 | 2040 | Methane | 0 | known | MI
LCP_Inputs_ON_Electric_2023_04_03 | CH4 Import - WC 2030_MI_2050_KnownCap | MI | CH4 Import - WC 2030 | 2050 | Methane | 0 | known | MI
LCP_Inputs_ON_Electric_2023_04_03 | CH4 Import - WC 2040_MI_2020_KnownCap | MI | CH4 Import - WC 2040 | 2020 | Methane | 0 | known | MI
LCP_Inputs_ON_Electric_2023_04_03 | CH4 Import - WC 2040_MI_2030_KnownCap | MI | CH4 Import - WC 2040 | 2030 | Methane | 0 | known | MI
LCP_Inputs_ON_Electric_2023_04_03 | CH4 Import - WC 2040_MI_2040_KnownCap | MI | CH4 Import - WC 2040 | 2040 | Methane | 0 | known | MI
LCP_Inputs_ON_Electric_2023_04_03 | CH4 Import - WC 2040_MI_2050_KnownCap | MI | CH4 Import - WC 2040 | 2050 | Methane | 0 | known | MI
LCP_Inputs_ON_Electric_2023_04_03 | CH4 Import - WC 2050_MI_2020_KnownCap | MI | CH4 Import - WC 2050 | 2020 | Methane | 0 | known | MI
LCP_Inputs_ON_Electric_2023_04_03 | CH4 Import - WC 2050_MI_2030_KnownCap | MI | CH4 Import - WC 2050 | 2030 | Methane | 0 | known | MI
LCP_Inputs_ON_Electric_2023_04_03 | CH4 Import - WC 2050_MI_2040_KnownCap | MI | CH4 Import - WC 2050 | 2040 | Methane | 0 | known | MI
LCP_Inputs_ON_Electric_2023_04_03 | CH4 Import - WC 2050_MI_2050_KnownCap | MI | CH4 Import - WC 2050 | 2050 | Methane | 0 | known | MI
LCP_Inputs_ON_Electric_2023_04_03 | CH4 Import - NY 2020_MI_2020_KnownCap | MI | CH4 Import - NY 2020 | 2020 | Methane | 0 | known | MI
LCP_Inputs_ON_Electric_2023_04_03 | CH4 Import - NY 2020_MI_2030_KnownCap | MI | CH4 Import - NY 2020 | 2030 | Methane | 0 | known | MI
LCP_Inputs_ON_Electric_2023_04_03 | CH4 Import - NY 2020_MI_2040_KnownCap | MI | CH4 Import - NY 2020 | 2040 | Methane | 0 | known | MI
LCP_Inputs_ON_Electric_2023_04_03 | CH4 Import - NY 2020_MI_2050_KnownCap | MI | CH4 Import - NY 2020 | 2050 | Methane | 0 | known | MI
LCP_Inputs_ON_Electric_2023_04_03 | CH4 Import - NY 2030_MI_2020_KnownCap | MI | CH4 Import - NY 2030 | 2020 | Methane | 0 | known | MI
LCP_Inputs_ON_Electric_2023_04_03 | CH4 Import - NY 2030_MI_2030_KnownCap | MI | CH4 Import - NY 2030 | 2030 | Methane | 0 | known | MI
LCP_Inputs_ON_Electric_2023_04_03 | CH4 Import - NY 2030_MI_2040_KnownCap | MI | CH4 Import - NY 2030 | 2040 | Methane | 0 | known | MI
LCP_Inputs_ON_Electric_2023_04_03 | CH4 Import - NY 2030_MI_2050_KnownCap | MI | CH4 Import - NY 2030 | 2050 | Methane | 0 | known | MI
LCP_Inputs_ON_Electric_2023_04_03 | CH4 Import - NY 2040_MI_2020_KnownCap | MI | CH4 Import - NY 2040 | 2020 | Methane | 0 | known | MI
LCP_Inputs_ON_Electric_2023_04_03 | CH4 Import - NY 2040_MI_2030_KnownCap | MI | CH4 Import - NY 2040 | 2030 | Methane | 0 | known | MI
LCP_Inputs_ON_Electric_2023_04_03 | CH4 Import - NY 2040_MI_2040_KnownCap | MI | CH4 Import - NY 2040 | 2040 | Methane | 0 | known | MI
LCP_Inputs_ON_Electric_2023_04_03 | CH4 Import - NY 2040_MI_2050_KnownCap | MI | CH4 Import - NY 2040 | 2050 | Methane | 0 | known | MI
LCP_Inputs_ON_Electric_2023_04_03 | CH4 Import - NY 2050_MI_2020_KnownCap | MI | CH4 Import - NY 2050 | 2020 | Methane | 0 | known | MI
LCP_Inputs_ON_Electric_2023_04_03 | CH4 Import - NY 2050_MI_2030_KnownCap | MI | CH4 Import - NY 2050 | 2030 | Methane | 0 | known | MI
LCP_Inputs_ON_Electric_2023_04_03 | CH4 Import - NY 2050_MI_2040_KnownCap | MI | CH4 Import - NY 2050 | 2040 | Methane | 0 | known | MI
LCP_Inputs_ON_Electric_2023_04_03 | CH4 Import - NY 2050_MI_2050_KnownCap | MI | CH4 Import - NY 2050 | 2050 | Methane | 0 | known | MI
LCP_Inputs_ON_Electric_2023_04_03 | Electrolyser 2020/2030_MI_2020_KnownCap | MI | Electrolyser 2020/2030 | 2020 | Hydrogen | 0 | known | MI
LCP_Inputs_ON_Electric_2023_04_03 | Electrolyser 2020/2030_MI_2030_KnownCap | MI | Electrolyser 2020/2030 | 2030 | Hydrogen | 0 | known | MI
LCP_Inputs_ON_Electric_2023_04_03 | Electrolyser 2020/2030_MI_2040_KnownCap | MI | Electrolyser 2020/2030 | 2040 | Hydrogen | 0 | known | MI
LCP_Inputs_ON_Electric_2023_04_03 | Electrolyser 2020/2030_MI_2050_KnownCap | MI | Electrolyser 2020/2030 | 2050 | Hydrogen | 0 | known | MI
LCP_Inputs_ON_Electric_2023_04_03 | Electrolyser 2040_MI_2020_KnownCap | MI | Electrolyser 2040 | 2020 | Hydrogen | 0 | known | MI
LCP_Inputs_ON_Electric_2023_04_03 | Electrolyser 2040_MI_2030_KnownCap | MI | Electrolyser 2040 | 2030 | Hydrogen | 0 | known | MI
LCP_Inputs_ON_Electric_2023_04_03 | Electrolyser 2040_MI_2040_KnownCap | MI | Electrolyser 2040 | 2040 | Hydrogen | 0 | known | MI
LCP_Inputs_ON_Electric_2023_04_03 | Electrolyser 2040_MI_2050_KnownCap | MI | Electrolyser 2040 | 2050 | Hydrogen | 0 | known | MI
LCP_Inputs_ON_Electric_2023_04_03 | Electrolyser 2050_MI_2020_KnownCap | MI | Electrolyser 2050 | 2020 | Hydrogen | 0 | known | MI
LCP_Inputs_ON_Electric_2023_04_03 | Electrolyser 2050_MI_2030_KnownCap | MI | Electrolyser 2050 | 2030 | Hydrogen | 0 | known | MI
LCP_Inputs_ON_Electric_2023_04_03 | Electrolyser 2050_MI_2040_KnownCap | MI | Electrolyser 2050 | 2040 | Hydrogen | 0 | known | MI
LCP_Inputs_ON_Electric_2023_04_03 | Electrolyser 2050_MI_2050_KnownCap | MI | Electrolyser 2050 | 2050 | Hydrogen | 0 | known | MI
LCP_Inputs_ON_Electric_2023_04_03 | Anaerobic Digestion_MI_2020_KnownCap | MI | Anaerobic Digestion | 2020 | Methane | 0 | known | MI
LCP_Inputs_ON_Electric_2023_04_03 | Anaerobic Digestion_MI_2030_KnownCap | MI | Anaerobic Digestion | 2030 | Methane | 0 | known | MI
LCP_Inputs_ON_Electric_2023_04_03 | Anaerobic Digestion_MI_2040_KnownCap | MI | Anaerobic Digestion | 2040 | Methane | 0 | known | MI
LCP_Inputs_ON_Electric_2023_04_03 | Anaerobic Digestion_MI_2050_KnownCap | MI | Anaerobic Digestion | 2050 | Methane | 0 | known | MI
LCP_Inputs_ON_Electric_2023_04_03 | CH4 + CCS_MI_2020_KnownCap | MI | CH4 + CCS | 2020 | Methane | 0 | known | MI
LCP_Inputs_ON_Electric_2023_04_03 | CH4 + CCS_MI_2030_KnownCap | MI | CH4 + CCS | 2030 | Methane | 0 | known | MI
LCP_Inputs_ON_Electric_2023_04_03 | CH4 + CCS_MI_2040_KnownCap | MI | CH4 + CCS | 2040 | Methane | 0 | known | MI
LCP_Inputs_ON_Electric_2023_04_03 | CH4 + CCS_MI_2050_KnownCap | MI | CH4 + CCS | 2050 | Methane | 0 | known | MI
LCP_Inputs_ON_Electric_2023_04_03 | SMR CCS_MI_2020_KnownCap | MI | SMR CCS | 2020 | Hydrogen | 0 | known | MI
LCP_Inputs_ON_Electric_2023_04_03 | SMR CCS_MI_2030_KnownCap | MI | SMR CCS | 2030 | Hydrogen | 0 | known | MI
LCP_Inputs_ON_Electric_2023_04_03 | SMR CCS_MI_2040_KnownCap | MI | SMR CCS | 2040 | Hydrogen | 0 | known | MI
LCP_Inputs_ON_Electric_2023_04_03 | SMR CCS_MI_2050_KnownCap | MI | SMR CCS | 2050 | Hydrogen | 0 | known | MI
LCP_Inputs_ON_Electric_2023_04_03 | Wind Onshore_PJ_2020_KnownCap | PJ | Wind Onshore | 2020 | Electricity | 11093.76 | known | PJ
LCP_Inputs_ON_Electric_2023_04_03 | Wind Onshore_PJ_2030_KnownCap | PJ | Wind Onshore | 2030 | Electricity | 19615.76 | known | PJ
LCP_Inputs_ON_Electric_2023_04_03 | Wind Onshore_PJ_2040_KnownCap | PJ | Wind Onshore | 2040 | Electricity | 30406.76 | known | PJ
LCP_Inputs_ON_Electric_2023_04_03 | Wind Onshore_PJ_2050_KnownCap | PJ | Wind Onshore | 2050 | Electricity | 40544.76 | known | PJ
LCP_Inputs_ON_Electric_2023_04_03 | Wind Offshore_PJ_2020_KnownCap | PJ | Wind Offshore | 2020 | Electricity | 12 | known | PJ
LCP_Inputs_ON_Electric_2023_04_03 | Wind Offshore_PJ_2030_KnownCap | PJ | Wind Offshore | 2030 | Electricity | 7740 | known | PJ
LCP_Inputs_ON_Electric_2023_04_03 | Wind Offshore_PJ_2040_KnownCap | PJ | Wind Offshore | 2040 | Electricity | 17739 | known | PJ
LCP_Inputs_ON_Electric_2023_04_03 | Wind Offshore_PJ_2050_KnownCap | PJ | Wind Offshore | 2050 | Electricity | 28941 | known | PJ
LCP_Inputs_ON_Electric_2023_04_03 | Solar PV_PJ_2020_KnownCap | PJ | Solar PV | 2020 | Electricity | 28067.33 | known | PJ
LCP_Inputs_ON_Electric_2023_04_03 | Solar PV_PJ_2030_KnownCap | PJ | Solar PV | 2030 | Electricity | 42143.33 | known | PJ
LCP_Inputs_ON_Electric_2023_04_03 | Solar PV_PJ_2040_KnownCap | PJ | Solar PV | 2040 | Electricity | 57229.33 | known | PJ
LCP_Inputs_ON_Electric_2023_04_03 | Solar PV_PJ_2050_KnownCap | PJ | Solar PV | 2050 | Electricity | 70623.33 | known | PJ
LCP_Inputs_ON_Electric_2023_04_03 | Hydro_PJ_2020_KnownCap | PJ | Hydro | 2020 | Electricity | 3283.1 | known | PJ
LCP_Inputs_ON_Electric_2023_04_03 | Hydro_PJ_2030_KnownCap | PJ | Hydro | 2030 | Electricity | 3283.1 | known | PJ
LCP_Inputs_ON_Electric_2023_04_03 | Hydro_PJ_2040_KnownCap | PJ | Hydro | 2040 | Electricity | 3283.1 | known | PJ
LCP_Inputs_ON_Electric_2023_04_03 | Hydro_PJ_2050_KnownCap | PJ | Hydro | 2050 | Electricity | 3283.1 | known | PJ
LCP_Inputs_ON_Electric_2023_04_03 | Hydro Pumped Storage_PJ_2020_KnownCap | PJ | Hydro Pumped Storage | 2020 | Electricity | 5253.3 | known | PJ
LCP_Inputs_ON_Electric_2023_04_03 | Hydro Pumped Storage_PJ_2030_KnownCap | PJ | Hydro Pumped Storage | 2030 | Electricity | 5253.3 | known | PJ
LCP_Inputs_ON_Electric_2023_04_03 | Hydro Pumped Storage_PJ_2040_KnownCap | PJ | Hydro Pumped Storage | 2040 | Electricity | 5253.3 | known | PJ
LCP_Inputs_ON_Electric_2023_04_03 | Hydro Pumped Storage_PJ_2050_KnownCap | PJ | Hydro Pumped Storage | 2050 | Electricity | 5253.3 | known | PJ
LCP_Inputs_ON_Electric_2023_04_03 | Nuclear_PJ_2020_KnownCap | PJ | Nuclear | 2020 | Electricity | 13565.82 | known | PJ
LCP_Inputs_ON_Electric_2023_04_03 | Nuclear_PJ_2030_KnownCap | PJ | Nuclear | 2030 | Electricity | 9531.82 | known | PJ
LCP_Inputs_ON_Electric_2023_04_03 | Nuclear_PJ_2040_KnownCap | PJ | Nuclear | 2040 | Electricity | 9531.82 | known | PJ
LCP_Inputs_ON_Electric_2023_04_03 | Nuclear_PJ_2050_KnownCap | PJ | Nuclear | 2050 | Electricity | 9531.82 | known | PJ
LCP_Inputs_ON_Electric_2023_04_03 | Fossil Fuel Thermal (Coal, Peat, Oil)_PJ_2020_KnownCap | PJ | Fossil Fuel Thermal (Coal, Peat, Oil) | 2020 | Electricity | 0 | known | PJ
LCP_Inputs_ON_Electric_2023_04_03 | Fossil Fuel Thermal (Coal, Peat, Oil)_PJ_2030_KnownCap | PJ | Fossil Fuel Thermal (Coal, Peat, Oil) | 2030 | Electricity | 0 | known | PJ
LCP_Inputs_ON_Electric_2023_04_03 | Fossil Fuel Thermal (Coal, Peat, Oil)_PJ_2040_KnownCap | PJ | Fossil Fuel Thermal (Coal, Peat, Oil) | 2040 | Electricity | 0 | known | PJ
LCP_Inputs_ON_Electric_2023_04_03 | Fossil Fuel Thermal (Coal, Peat, Oil)_PJ_2050_KnownCap | PJ | Fossil Fuel Thermal (Coal, Peat, Oil) | 2050 | Electricity | 0 | known | PJ
LCP_Inputs_ON_Electric_2023_04_03 | O/CCGT - CH4 Existing_PJ_2020_KnownCap | PJ | O/CCGT - CH4 Existing | 2020 | Electricity | 0 | known | PJ
LCP_Inputs_ON_Electric_2023_04_03 | O/CCGT - CH4 Existing_PJ_2030_KnownCap | PJ | O/CCGT - CH4 Existing | 2030 | Electricity | 0 | known | PJ
LCP_Inputs_ON_Electric_2023_04_03 | O/CCGT - CH4 Existing_PJ_2040_KnownCap | PJ | O/CCGT - CH4 Existing | 2040 | Electricity | 0 | known | PJ
LCP_Inputs_ON_Electric_2023_04_03 | O/CCGT - CH4 Existing_PJ_2050_KnownCap | PJ | O/CCGT - CH4 Existing | 2050 | Electricity | 0 | known | PJ
LCP_Inputs_ON_Electric_2023_04_03 | O/CCGT - CH4 New_PJ_2020_KnownCap | PJ | O/CCGT - CH4 New | 2020 | Electricity | 0 | known | PJ
LCP_Inputs_ON_Electric_2023_04_03 | O/CCGT - CH4 New_PJ_2030_KnownCap | PJ | O/CCGT - CH4 New | 2030 | Electricity | 0 | known | PJ
LCP_Inputs_ON_Electric_2023_04_03 | O/CCGT - CH4 New_PJ_2040_KnownCap | PJ | O/CCGT - CH4 New | 2040 | Electricity | 0 | known | PJ
LCP_Inputs_ON_Electric_2023_04_03 | O/CCGT - CH4 New_PJ_2050_KnownCap | PJ | O/CCGT - CH4 New | 2050 | Electricity | 0 | known | PJ
LCP_Inputs_ON_Electric_2023_04_03 | O/CCGT - H2 New_PJ_2020_KnownCap | PJ | O/CCGT - H2 New | 2020 | Electricity | 0 | known | PJ
LCP_Inputs_ON_Electric_2023_04_03 | O/CCGT - H2 New_PJ_2030_KnownCap | PJ | O/CCGT - H2 New | 2030 | Electricity | 0 | known | PJ
LCP_Inputs_ON_Electric_2023_04_03 | O/CCGT - H2 New_PJ_2040_KnownCap | PJ | O/CCGT - H2 New | 2040 | Electricity | 0 | known | PJ
LCP_Inputs_ON_Electric_2023_04_03 | O/CCGT - H2 New_PJ_2050_KnownCap | PJ | O/CCGT - H2 New | 2050 | Electricity | 0 | known | PJ
LCP_Inputs_ON_Electric_2023_04_03 | Biomass_PJ_2020_KnownCap | PJ | Biomass | 2020 | Electricity | 689.24 | known | PJ
LCP_Inputs_ON_Electric_2023_04_03 | Biomass_PJ_2030_KnownCap | PJ | Biomass | 2030 | Electricity | 32.24 | known | PJ
LCP_Inputs_ON_Electric_2023_04_03 | Biomass_PJ_2040_KnownCap | PJ | Biomass | 2040 | Electricity | 32.24 | known | PJ
LCP_Inputs_ON_Electric_2023_04_03 | Biomass_PJ_2050_KnownCap | PJ | Biomass | 2050 | Electricity | 32.24 | known | PJ
LCP_Inputs_ON_Electric_2023_04_03 | Battery Storage_PJ_2020_KnownCap | PJ | Battery Storage | 2020 | Electricity | 326.6 | known | PJ
LCP_Inputs_ON_Electric_2023_04_03 | Battery Storage_PJ_2030_KnownCap | PJ | Battery Storage | 2030 | Electricity | 1556.6 | known | PJ
LCP_Inputs_ON_Electric_2023_04_03 | Battery Storage_PJ_2040_KnownCap | PJ | Battery Storage | 2040 | Electricity | 6728.6 | known | PJ
LCP_Inputs_ON_Electric_2023_04_03 | Battery Storage_PJ_2050_KnownCap | PJ | Battery Storage | 2050 | Electricity | 14708.6 | known | PJ
LCP_Inputs_ON_Electric_2023_04_03 | Generic - Generator_PJ_2020_KnownCap | PJ | Generic - Generator | 2020 | Electricity | 145699.75 | known | PJ
LCP_Inputs_ON_Electric_2023_04_03 | Generic - Generator_PJ_2030_KnownCap | PJ | Generic - Generator | 2030 | Electricity | 130164.75 | known | PJ
LCP_Inputs_ON_Electric_2023_04_03 | Generic - Generator_PJ_2040_KnownCap | PJ | Generic - Generator | 2040 | Electricity | 122355.75 | known | PJ
LCP_Inputs_ON_Electric_2023_04_03 | Generic - Generator_PJ_2050_KnownCap | PJ | Generic - Generator | 2050 | Electricity | 117531.75 | known | PJ
LCP_Inputs_ON_Electric_2023_04_03 | CH4 Salt Cavern Storage - ON_PJ_2020_KnownCap | PJ | CH4 Salt Cavern Storage - ON | 2020 | Methane | 0 | known | PJ
LCP_Inputs_ON_Electric_2023_04_03 | CH4 Salt Cavern Storage - ON_PJ_2030_KnownCap | PJ | CH4 Salt Cavern Storage - ON | 2030 | Methane | 0 | known | PJ
LCP_Inputs_ON_Electric_2023_04_03 | CH4 Salt Cavern Storage - ON_PJ_2040_KnownCap | PJ | CH4 Salt Cavern Storage - ON | 2040 | Methane | 0 | known | PJ
LCP_Inputs_ON_Electric_2023_04_03 | CH4 Salt Cavern Storage - ON_PJ_2050_KnownCap | PJ | CH4 Salt Cavern Storage - ON | 2050 | Methane | 0 | known | PJ
LCP_Inputs_ON_Electric_2023_04_03 | H2 Salt Cavern Storage - ON_PJ_2020_KnownCap | PJ | H2 Salt Cavern Storage - ON | 2020 | Hydrogen | 0 | known | PJ
LCP_Inputs_ON_Electric_2023_04_03 | H2 Salt Cavern Storage - ON_PJ_2030_KnownCap | PJ | H2 Salt Cavern Storage - ON | 2030 | Hydrogen | 0 | known | PJ
LCP_Inputs_ON_Electric_2023_04_03 | H2 Salt Cavern Storage - ON_PJ_2040_KnownCap | PJ | H2 Salt Cavern Storage - ON | 2040 | Hydrogen | 0 | known | PJ
LCP_Inputs_ON_Electric_2023_04_03 | H2 Salt Cavern Storage - ON_PJ_2050_KnownCap | PJ | H2 Salt Cavern Storage - ON | 2050 | Hydrogen | 0 | known | PJ
LCP_Inputs_ON_Electric_2023_04_03 | H2 Import - QC_PJ_2020_KnownCap | PJ | H2 Import - QC | 2020 | Hydrogen | 0 | known | PJ
LCP_Inputs_ON_Electric_2023_04_03 | H2 Import - QC_PJ_2030_KnownCap | PJ | H2 Import - QC | 2030 | Hydrogen | 0 | known | PJ
LCP_Inputs_ON_Electric_2023_04_03 | H2 Import - QC_PJ_2040_KnownCap | PJ | H2 Import - QC | 2040 | Hydrogen | 0 | known | PJ
LCP_Inputs_ON_Electric_2023_04_03 | H2 Import - QC_PJ_2050_KnownCap | PJ | H2 Import - QC | 2050 | Hydrogen | 0 | known | PJ
LCP_Inputs_ON_Electric_2023_04_03 | H2 Import - WC_PJ_2020_KnownCap | PJ | H2 Import - WC | 2020 | Hydrogen | 0 | known | PJ
LCP_Inputs_ON_Electric_2023_04_03 | H2 Import - WC_PJ_2030_KnownCap | PJ | H2 Import - WC | 2030 | Hydrogen | 0 | known | PJ
LCP_Inputs_ON_Electric_2023_04_03 | H2 Import - WC_PJ_2040_KnownCap | PJ | H2 Import - WC | 2040 | Hydrogen | 0 | known | PJ
LCP_Inputs_ON_Electric_2023_04_03 | H2 Import - WC_PJ_2050_KnownCap | PJ | H2 Import - WC | 2050 | Hydrogen | 0 | known | PJ
LCP_Inputs_ON_Electric_2023_04_03 | CH4 Import - WC 2020_PJ_2020_KnownCap | PJ | CH4 Import - WC 2020 | 2020 | Methane | 0 | known | PJ
LCP_Inputs_ON_Electric_2023_04_03 | CH4 Import - WC 2020_PJ_2030_KnownCap | PJ | CH4 Import - WC 2020 | 2030 | Methane | 0 | known | PJ
LCP_Inputs_ON_Electric_2023_04_03 | CH4 Import - WC 2020_PJ_2040_KnownCap | PJ | CH4 Import - WC 2020 | 2040 | Methane | 0 | known | PJ
LCP_Inputs_ON_Electric_2023_04_03 | CH4 Import - WC 2020_PJ_2050_KnownCap | PJ | CH4 Import - WC 2020 | 2050 | Methane | 0 | known | PJ
LCP_Inputs_ON_Electric_2023_04_03 | CH4 Import - WC 2030_PJ_2020_KnownCap | PJ | CH4 Import - WC 2030 | 2020 | Methane | 0 | known | PJ
LCP_Inputs_ON_Electric_2023_04_03 | CH4 Import - WC 2030_PJ_2030_KnownCap | PJ | CH4 Import - WC 2030 | 2030 | Methane | 0 | known | PJ
LCP_Inputs_ON_Electric_2023_04_03 | CH4 Import - WC 2030_PJ_2040_KnownCap | PJ | CH4 Import - WC 2030 | 2040 | Methane | 0 | known | PJ
LCP_Inputs_ON_Electric_2023_04_03 | CH4 Import - WC 2030_PJ_2050_KnownCap | PJ | CH4 Import - WC 2030 | 2050 | Methane | 0 | known | PJ
LCP_Inputs_ON_Electric_2023_04_03 | CH4 Import - WC 2040_PJ_2020_KnownCap | PJ | CH4 Import - WC 2040 | 2020 | Methane | 0 | known | PJ
LCP_Inputs_ON_Electric_2023_04_03 | CH4 Import - WC 2040_PJ_2030_KnownCap | PJ | CH4 Import - WC 2040 | 2030 | Methane | 0 | known | PJ
LCP_Inputs_ON_Electric_2023_04_03 | CH4 Import - WC 2040_PJ_2040_KnownCap | PJ | CH4 Import - WC 2040 | 2040 | Methane | 0 | known | PJ
LCP_Inputs_ON_Electric_2023_04_03 | CH4 Import - WC 2040_PJ_2050_KnownCap | PJ | CH4 Import - WC 2040 | 2050 | Methane | 0 | known | PJ
LCP_Inputs_ON_Electric_2023_04_03 | CH4 Import - WC 2050_PJ_2020_KnownCap | PJ | CH4 Import - WC 2050 | 2020 | Methane | 0 | known | PJ
LCP_Inputs_ON_Electric_2023_04_03 | CH4 Import - WC 2050_PJ_2030_KnownCap | PJ | CH4 Import - WC 2050 | 2030 | Methane | 0 | known | PJ
LCP_Inputs_ON_Electric_2023_04_03 | CH4 Import - WC 2050_PJ_2040_KnownCap | PJ | CH4 Import - WC 2050 | 2040 | Methane | 0 | known | PJ
LCP_Inputs_ON_Electric_2023_04_03 | CH4 Import - WC 2050_PJ_2050_KnownCap | PJ | CH4 Import - WC 2050 | 2050 | Methane | 0 | known | PJ
LCP_Inputs_ON_Electric_2023_04_03 | CH4 Import - NY 2020_PJ_2020_KnownCap | PJ | CH4 Import - NY 2020 | 2020 | Methane | 0 | known | PJ
LCP_Inputs_ON_Electric_2023_04_03 | CH4 Import - NY 2020_PJ_2030_KnownCap | PJ | CH4 Import - NY 2020 | 2030 | Methane | 0 | known | PJ
LCP_Inputs_ON_Electric_2023_04_03 | CH4 Import - NY 2020_PJ_2040_KnownCap | PJ | CH4 Import - NY 2020 | 2040 | Methane | 0 | known | PJ
LCP_Inputs_ON_Electric_2023_04_03 | CH4 Import - NY 2020_PJ_2050_KnownCap | PJ | CH4 Import - NY 2020 | 2050 | Methane | 0 | known | PJ
LCP_Inputs_ON_Electric_2023_04_03 | CH4 Import - NY 2030_PJ_2020_KnownCap | PJ | CH4 Import - NY 2030 | 2020 | Methane | 0 | known | PJ
LCP_Inputs_ON_Electric_2023_04_03 | CH4 Import - NY 2030_PJ_2030_KnownCap | PJ | CH4 Import - NY 2030 | 2030 | Methane | 0 | known | PJ
LCP_Inputs_ON_Electric_2023_04_03 | CH4 Import - NY 2030_PJ_2040_KnownCap | PJ | CH4 Import - NY 2030 | 2040 | Methane | 0 | known | PJ
LCP_Inputs_ON_Electric_2023_04_03 | CH4 Import - NY 2030_PJ_2050_KnownCap | PJ | CH4 Import - NY 2030 | 2050 | Methane | 0 | known | PJ
LCP_Inputs_ON_Electric_2023_04_03 | CH4 Import - NY 2040_PJ_2020_KnownCap | PJ | CH4 Import - NY 2040 | 2020 | Methane | 0 | known | PJ
LCP_Inputs_ON_Electric_2023_04_03 | CH4 Import - NY 2040_PJ_2030_KnownCap | PJ | CH4 Import - NY 2040 | 2030 | Methane | 0 | known | PJ
LCP_Inputs_ON_Electric_2023_04_03 | CH4 Import - NY 2040_PJ_2040_KnownCap | PJ | CH4 Import - NY 2040 | 2040 | Methane | 0 | known | PJ
LCP_Inputs_ON_Electric_2023_04_03 | CH4 Import - NY 2040_PJ_2050_KnownCap | PJ | CH4 Import - NY 2040 | 2050 | Methane | 0 | known | PJ
LCP_Inputs_ON_Electric_2023_04_03 | CH4 Import - NY 2050_PJ_2020_KnownCap | PJ | CH4 Import - NY 2050 | 2020 | Methane | 0 | known | PJ
LCP_Inputs_ON_Electric_2023_04_03 | CH4 Import - NY 2050_PJ_2030_KnownCap | PJ | CH4 Import - NY 2050 | 2030 | Methane | 0 | known | PJ
LCP_Inputs_ON_Electric_2023_04_03 | CH4 Import - NY 2050_PJ_2040_KnownCap | PJ | CH4 Import - NY 2050 | 2040 | Methane | 0 | known | PJ
LCP_Inputs_ON_Electric_2023_04_03 | CH4 Import - NY 2050_PJ_2050_KnownCap | PJ | CH4 Import - NY 2050 | 2050 | Methane | 0 | known | PJ
LCP_Inputs_ON_Electric_2023_04_03 | Electrolyser 2020/2030_PJ_2020_KnownCap | PJ | Electrolyser 2020/2030 | 2020 | Hydrogen | 0 | known | PJ
LCP_Inputs_ON_Electric_2023_04_03 | Electrolyser 2020/2030_PJ_2030_KnownCap | PJ | Electrolyser 2020/2030 | 2030 | Hydrogen | 0 | known | PJ
LCP_Inputs_ON_Electric_2023_04_03 | Electrolyser 2020/2030_PJ_2040_KnownCap | PJ | Electrolyser 2020/2030 | 2040 | Hydrogen | 0 | known | PJ
LCP_Inputs_ON_Electric_2023_04_03 | Electrolyser 2020/2030_PJ_2050_KnownCap | PJ | Electrolyser 2020/2030 | 2050 | Hydrogen | 0 | known | PJ
LCP_Inputs_ON_Electric_2023_04_03 | Electrolyser 2040_PJ_2020_KnownCap | PJ | Electrolyser 2040 | 2020 | Hydrogen | 0 | known | PJ
LCP_Inputs_ON_Electric_2023_04_03 | Electrolyser 2040_PJ_2030_KnownCap | PJ | Electrolyser 2040 | 2030 | Hydrogen | 0 | known | PJ
LCP_Inputs_ON_Electric_2023_04_03 | Electrolyser 2040_PJ_2040_KnownCap | PJ | Electrolyser 2040 | 2040 | Hydrogen | 0 | known | PJ
LCP_Inputs_ON_Electric_2023_04_03 | Electrolyser 2040_PJ_2050_KnownCap | PJ | Electrolyser 2040 | 2050 | Hydrogen | 0 | known | PJ
LCP_Inputs_ON_Electric_2023_04_03 | Electrolyser 2050_PJ_2020_KnownCap | PJ | Electrolyser 2050 | 2020 | Hydrogen | 0 | known | PJ
LCP_Inputs_ON_Electric_2023_04_03 | Electrolyser 2050_PJ_2030_KnownCap | PJ | Electrolyser 2050 | 2030 | Hydrogen | 0 | known | PJ
LCP_Inputs_ON_Electric_2023_04_03 | Electrolyser 2050_PJ_2040_KnownCap | PJ | Electrolyser 2050 | 2040 | Hydrogen | 0 | known | PJ
LCP_Inputs_ON_Electric_2023_04_03 | Electrolyser 2050_PJ_2050_KnownCap | PJ | Electrolyser 2050 | 2050 | Hydrogen | 0 | known | PJ
LCP_Inputs_ON_Electric_2023_04_03 | Anaerobic Digestion_PJ_2020_KnownCap | PJ | Anaerobic Digestion | 2020 | Methane | 0 | known | PJ
LCP_Inputs_ON_Electric_2023_04_03 | Anaerobic Digestion_PJ_2030_KnownCap | PJ | Anaerobic Digestion | 2030 | Methane | 0 | known | PJ
LCP_Inputs_ON_Electric_2023_04_03 | Anaerobic Digestion_PJ_2040_KnownCap | PJ | Anaerobic Digestion | 2040 | Methane | 0 | known | PJ
LCP_Inputs_ON_Electric_2023_04_03 | Anaerobic Digestion_PJ_2050_KnownCap | PJ | Anaerobic Digestion | 2050 | Methane | 0 | known | PJ
LCP_Inputs_ON_Electric_2023_04_03 | CH4 + CCS_PJ_2020_KnownCap | PJ | CH4 + CCS | 2020 | Methane | 0 | known | PJ
LCP_Inputs_ON_Electric_2023_04_03 | CH4 + CCS_PJ_2030_KnownCap | PJ | CH4 + CCS | 2030 | Methane | 0 | known | PJ
LCP_Inputs_ON_Electric_2023_04_03 | CH4 + CCS_PJ_2040_KnownCap | PJ | CH4 + CCS | 2040 | Methane | 0 | known | PJ
LCP_Inputs_ON_Electric_2023_04_03 | CH4 + CCS_PJ_2050_KnownCap | PJ | CH4 + CCS | 2050 | Methane | 0 | known | PJ
LCP_Inputs_ON_Electric_2023_04_03 | SMR CCS_PJ_2020_KnownCap | PJ | SMR CCS | 2020 | Hydrogen | 0 | known | PJ
LCP_Inputs_ON_Electric_2023_04_03 | SMR CCS_PJ_2030_KnownCap | PJ | SMR CCS | 2030 | Hydrogen | 0 | known | PJ
LCP_Inputs_ON_Electric_2023_04_03 | SMR CCS_PJ_2040_KnownCap | PJ | SMR CCS | 2040 | Hydrogen | 0 | known | PJ
LCP_Inputs_ON_Electric_2023_04_03 | SMR CCS_PJ_2050_KnownCap | PJ | SMR CCS | 2050 | Hydrogen | 0 | known | PJ
LCP_Inputs_ON_Electric_2023_04_03 | Biomass + CCS_ON_2020_KnownCap | ON | Biomass + CCS | 2020 | Electricity | 0 | known | ON
LCP_Inputs_ON_Electric_2023_04_03 | Biomass + CCS_ON_2030_KnownCap | ON | Biomass + CCS | 2030 | Electricity | 0 | known | ON
LCP_Inputs_ON_Electric_2023_04_03 | Biomass + CCS_ON_2040_KnownCap | ON | Biomass + CCS | 2040 | Electricity | 0 | known | ON
LCP_Inputs_ON_Electric_2023_04_03 | Biomass + CCS_ON_2050_KnownCap | ON | Biomass + CCS | 2050 | Electricity | 0 | known | ON
LCP_Inputs_ON_Electric_2023_04_03 | Biomass + CCS_QC_2020_KnownCap | QC | Biomass + CCS | 2020 | Electricity | 0 | known | QC
LCP_Inputs_ON_Electric_2023_04_03 | Biomass + CCS_QC_2030_KnownCap | QC | Biomass + CCS | 2030 | Electricity | 0 | known | QC
LCP_Inputs_ON_Electric_2023_04_03 | Biomass + CCS_QC_2040_KnownCap | QC | Biomass + CCS | 2040 | Electricity | 0 | known | QC
LCP_Inputs_ON_Electric_2023_04_03 | Biomass + CCS_QC_2050_KnownCap | QC | Biomass + CCS | 2050 | Electricity | 0 | known | QC
LCP_Inputs_ON_Electric_2023_04_03 | Biomass + CCS_WC_2020_KnownCap | WC | Biomass + CCS | 2020 | Electricity | 0 | known | WC
LCP_Inputs_ON_Electric_2023_04_03 | Biomass + CCS_WC_2030_KnownCap | WC | Biomass + CCS | 2030 | Electricity | 0 | known | WC
LCP_Inputs_ON_Electric_2023_04_03 | Biomass + CCS_WC_2040_KnownCap | WC | Biomass + CCS | 2040 | Electricity | 0 | known | WC
LCP_Inputs_ON_Electric_2023_04_03 | Biomass + CCS_WC_2050_KnownCap | WC | Biomass + CCS | 2050 | Electricity | 0 | known | WC
LCP_Inputs_ON_Electric_2023_04_03 | Biomass + CCS_NY_2020_KnownCap | NY | Biomass + CCS | 2020 | Electricity | 0 | known | NY
LCP_Inputs_ON_Electric_2023_04_03 | Biomass + CCS_NY_2030_KnownCap | NY | Biomass + CCS | 2030 | Electricity | 0 | known | NY
LCP_Inputs_ON_Electric_2023_04_03 | Biomass + CCS_NY_2040_KnownCap | NY | Biomass + CCS | 2040 | Electricity | 0 | known | NY
LCP_Inputs_ON_Electric_2023_04_03 | Biomass + CCS_NY_2050_KnownCap | NY | Biomass + CCS | 2050 | Electricity | 0 | known | NY
LCP_Inputs_ON_Electric_2023_04_03 | Biomass + CCS_MI_2020_KnownCap | MI | Biomass + CCS | 2020 | Electricity | 0 | known | MI
LCP_Inputs_ON_Electric_2023_04_03 | Biomass + CCS_MI_2030_KnownCap | MI | Biomass + CCS | 2030 | Electricity | 0 | known | MI
LCP_Inputs_ON_Electric_2023_04_03 | Biomass + CCS_MI_2040_KnownCap | MI | Biomass + CCS | 2040 | Electricity | 0 | known | MI
LCP_Inputs_ON_Electric_2023_04_03 | Biomass + CCS_MI_2050_KnownCap | MI | Biomass + CCS | 2050 | Electricity | 0 | known | MI
LCP_Inputs_ON_Electric_2023_04_03 | Biomass + CCS_PJ_2020_KnownCap | PJ | Biomass + CCS | 2020 | Electricity | 0 | known | PJ
LCP_Inputs_ON_Electric_2023_04_03 | Biomass + CCS_PJ_2030_KnownCap | PJ | Biomass + CCS | 2030 | Electricity | 0 | known | PJ
LCP_Inputs_ON_Electric_2023_04_03 | Biomass + CCS_PJ_2040_KnownCap | PJ | Biomass + CCS | 2040 | Electricity | 0 | known | PJ
LCP_Inputs_ON_Electric_2023_04_03 | Biomass + CCS_PJ_2050_KnownCap | PJ | Biomass + CCS | 2050 | Electricity | 0 | known | PJ
LCP_Inputs_ON_Electric_2023_04_03 | Nuclear SMR_ON_2020_KnownCap | ON | Nuclear SMR | 2020 | Electricity | 0 | known | ON
LCP_Inputs_ON_Electric_2023_04_03 | Nuclear SMR_ON_2030_KnownCap | ON | Nuclear SMR | 2030 | Electricity | 300 | known | ON
LCP_Inputs_ON_Electric_2023_04_03 | Nuclear SMR_ON_2040_KnownCap | ON | Nuclear SMR | 2040 | Electricity | 300 | known | ON
LCP_Inputs_ON_Electric_2023_04_03 | Nuclear SMR_ON_2050_KnownCap | ON | Nuclear SMR | 2050 | Electricity | 300 | known | ON
LCP_Inputs_ON_Electric_2023_04_03 | Nuclear SMR_QC_2020_KnownCap | QC | Nuclear SMR | 2020 | Electricity | 0 | known | QC
LCP_Inputs_ON_Electric_2023_04_03 | Nuclear SMR_QC_2030_KnownCap | QC | Nuclear SMR | 2030 | Electricity | 0 | known | QC
LCP_Inputs_ON_Electric_2023_04_03 | Nuclear SMR_QC_2040_KnownCap | QC | Nuclear SMR | 2040 | Electricity | 0 | known | QC
LCP_Inputs_ON_Electric_2023_04_03 | Nuclear SMR_QC_2050_KnownCap | QC | Nuclear SMR | 2050 | Electricity | 0 | known | QC
LCP_Inputs_ON_Electric_2023_04_03 | Nuclear SMR_WC_2020_KnownCap | WC | Nuclear SMR | 2020 | Electricity | 0 | known | WC
LCP_Inputs_ON_Electric_2023_04_03 | Nuclear SMR_WC_2030_KnownCap | WC | Nuclear SMR | 2030 | Electricity | 0 | known | WC
LCP_Inputs_ON_Electric_2023_04_03 | Nuclear SMR_WC_2040_KnownCap | WC | Nuclear SMR | 2040 | Electricity | 0 | known | WC
LCP_Inputs_ON_Electric_2023_04_03 | Nuclear SMR_WC_2050_KnownCap | WC | Nuclear SMR | 2050 | Electricity | 0 | known | WC
LCP_Inputs_ON_Electric_2023_04_03 | Nuclear SMR_NY_2020_KnownCap | NY | Nuclear SMR | 2020 | Electricity | 0 | known | NY
LCP_Inputs_ON_Electric_2023_04_03 | Nuclear SMR_NY_2030_KnownCap | NY | Nuclear SMR | 2030 | Electricity | 0 | known | NY
LCP_Inputs_ON_Electric_2023_04_03 | Nuclear SMR_NY_2040_KnownCap | NY | Nuclear SMR | 2040 | Electricity | 0 | known | NY
LCP_Inputs_ON_Electric_2023_04_03 | Nuclear SMR_NY_2050_KnownCap | NY | Nuclear SMR | 2050 | Electricity | 0 | known | NY
LCP_Inputs_ON_Electric_2023_04_03 | Nuclear SMR_MI_2020_KnownCap | MI | Nuclear SMR | 2020 | Electricity | 0 | known | MI
LCP_Inputs_ON_Electric_2023_04_03 | Nuclear SMR_MI_2030_KnownCap | MI | Nuclear SMR | 2030 | Electricity | 0 | known | MI
LCP_Inputs_ON_Electric_2023_04_03 | Nuclear SMR_MI_2040_KnownCap | MI | Nuclear SMR | 2040 | Electricity | 0 | known | MI
LCP_Inputs_ON_Electric_2023_04_03 | Nuclear SMR_MI_2050_KnownCap | MI | Nuclear SMR | 2050 | Electricity | 0 | known | MI
LCP_Inputs_ON_Electric_2023_04_03 | Nuclear SMR_PJ_2020_KnownCap | PJ | Nuclear SMR | 2020 | Electricity | 0 | known | PJ
LCP_Inputs_ON_Electric_2023_04_03 | Nuclear SMR_PJ_2030_KnownCap | PJ | Nuclear SMR | 2030 | Electricity | 0 | known | PJ
LCP_Inputs_ON_Electric_2023_04_03 | Nuclear SMR_PJ_2040_KnownCap | PJ | Nuclear SMR | 2040 | Electricity | 0 | known | PJ
LCP_Inputs_ON_Electric_2023_04_03 | Nuclear SMR_PJ_2050_KnownCap | PJ | Nuclear SMR | 2050 | Electricity | 0 | known | PJ

## CF_all_discounted
ScenarioName | ModelYr | SupplyTechnology | SupplyTechType | GENtoDISFuel | SubRegion | var_type | CostType | SolutionCost | SubRegion_From | SubRegion_To | InfraTechnology | SubRegion1 | SubRegion2 | CarbonOffset | DiscountVector | PV_SolutionCost
LCP_Inputs_ON_Electric_2023_04_03 | 2020 | Anaerobic Digestion | Generation | Methane | MI | Dispatch-Generation | EmissionsCost | 0 | [6 empty] | 1 | 0
LCP_Inputs_ON_Electric_2023_04_03 | 2020 | Anaerobic Digestion | Generation | Methane | MI | Dispatch-Generation | FuelCost | 0 | [6 empty] | 1 | 0
LCP_Inputs_ON_Electric_2023_04_03 | 2020 | Anaerobic Digestion | Generation | Methane | MI | Dispatch-Generation | VOM | 0 | [6 empty] | 1 | 0
LCP_Inputs_ON_Electric_2023_04_03 | 2020 | Anaerobic Digestion | Generation | Methane | NY | Dispatch-Generation | EmissionsCost | 0 | [6 empty] | 1 | 0
LCP_Inputs_ON_Electric_2023_04_03 | 2020 | Anaerobic Digestion | Generation | Methane | NY | Dispatch-Generation | FuelCost | 0 | [6 empty] | 1 | 0
LCP_Inputs_ON_Electric_2023_04_03 | 2020 | Anaerobic Digestion | Generation | Methane | NY | Dispatch-Generation | VOM | 0 | [6 empty] | 1 | 0
LCP_Inputs_ON_Electric_2023_04_03 | 2020 | Anaerobic Digestion | Generation | Methane | ON | Dispatch-Generation | EmissionsCost | 0 | [6 empty] | 1 | 0
LCP_Inputs_ON_Electric_2023_04_03 | 2020 | Anaerobic Digestion | Generation | Methane | ON | Dispatch-Generation | FuelCost | 0 | [6 empty] | 1 | 0
LCP_Inputs_ON_Electric_2023_04_03 | 2020 | Anaerobic Digestion | Generation | Methane | ON | Dispatch-Generation | VOM | 0 | [6 empty] | 1 | 0
LCP_Inputs_ON_Electric_2023_04_03 | 2020 | Anaerobic Digestion | Generation | Methane | PJ | Dispatch-Generation | EmissionsCost | 0 | [6 empty] | 1 | 0
LCP_Inputs_ON_Electric_2023_04_03 | 2020 | Anaerobic Digestion | Generation | Methane | PJ | Dispatch-Generation | FuelCost | 0 | [6 empty] | 1 | 0
LCP_Inputs_ON_Electric_2023_04_03 | 2020 | Anaerobic Digestion | Generation | Methane | PJ | Dispatch-Generation | VOM | 0 | [6 empty] | 1 | 0
LCP_Inputs_ON_Electric_2023_04_03 | 2020 | Anaerobic Digestion | Generation | Methane | QC | Dispatch-Generation | EmissionsCost | 0 | [6 empty] | 1 | 0
LCP_Inputs_ON_Electric_2023_04_03 | 2020 | Anaerobic Digestion | Generation | Methane | QC | Dispatch-Generation | FuelCost | 0 | [6 empty] | 1 | 0
LCP_Inputs_ON_Electric_2023_04_03 | 2020 | Anaerobic Digestion | Generation | Methane | QC | Dispatch-Generation | VOM | 0 | [6 empty] | 1 | 0
LCP_Inputs_ON_Electric_2023_04_03 | 2020 | Anaerobic Digestion | Generation | Methane | WC | Dispatch-Generation | EmissionsCost | 0 | [6 empty] | 1 | 0
LCP_Inputs_ON_Electric_2023_04_03 | 2020 | Anaerobic Digestion | Generation | Methane | WC | Dispatch-Generation | FuelCost | 0 | [6 empty] | 1 | 0
LCP_Inputs_ON_Electric_2023_04_03 | 2020 | Anaerobic Digestion | Generation | Methane | WC | Dispatch-Generation | VOM | 0 | [6 empty] | 1 | 0
LCP_Inputs_ON_Electric_2023_04_03 | 2020 | Battery Storage | Storage | Electricity | MI | Dispatch-Storage | EmissionsCost | 0 | [6 empty] | 1 | 0
LCP_Inputs_ON_Electric_2023_04_03 | 2020 | Battery Storage | Storage | Electricity | MI | Dispatch-Storage | FuelCost | 0 | [6 empty] | 1 | 0
LCP_Inputs_ON_Electric_2023_04_03 | 2020 | Battery Storage | Storage | Electricity | MI | Dispatch-Storage | VOM | 0 | [6 empty] | 1 | 0
LCP_Inputs_ON_Electric_2023_04_03 | 2020 | Battery Storage | Storage | Electricity | NY | Dispatch-Storage | EmissionsCost | 0 | [6 empty] | 1 | 0
LCP_Inputs_ON_Electric_2023_04_03 | 2020 | Battery Storage | Storage | Electricity | NY | Dispatch-Storage | FuelCost | 0 | [6 empty] | 1 | 0
LCP_Inputs_ON_Electric_2023_04_03 | 2020 | Battery Storage | Storage | Electricity | NY | Dispatch-Storage | VOM | 0 | [6 empty] | 1 | 0
LCP_Inputs_ON_Electric_2023_04_03 | 2020 | Battery Storage | Storage | Electricity | ON | Dispatch-Storage | EmissionsCost | 0 | [6 empty] | 1 | 0
LCP_Inputs_ON_Electric_2023_04_03 | 2020 | Battery Storage | Storage | Electricity | ON | Dispatch-Storage | FuelCost | 0 | [6 empty] | 1 | 0
LCP_Inputs_ON_Electric_2023_04_03 | 2020 | Battery Storage | Storage | Electricity | ON | Dispatch-Storage | VOM | 0 | [6 empty] | 1 | 0
LCP_Inputs_ON_Electric_2023_04_03 | 2020 | Battery Storage | Storage | Electricity | PJ | Dispatch-Storage | EmissionsCost | 0 | [6 empty] | 1 | 0
LCP_Inputs_ON_Electric_2023_04_03 | 2020 | Battery Storage | Storage | Electricity | PJ | Dispatch-Storage | FuelCost | 0 | [6 empty] | 1 | 0
LCP_Inputs_ON_Electric_2023_04_03 | 2020 | Battery Storage | Storage | Electricity | PJ | Dispatch-Storage | VOM | 0 | [6 empty] | 1 | 0
LCP_Inputs_ON_Electric_2023_04_03 | 2020 | Battery Storage | Storage | Electricity | QC | Dispatch-Storage | EmissionsCost | 0 | [6 empty] | 1 | 0
LCP_Inputs_ON_Electric_2023_04_03 | 2020 | Battery Storage | Storage | Electricity | QC | Dispatch-Storage | FuelCost | 0 | [6 empty] | 1 | 0
LCP_Inputs_ON_Electric_2023_04_03 | 2020 | Battery Storage | Storage | Electricity | QC | Dispatch-Storage | VOM | 0 | [6 empty] | 1 | 0
LCP_Inputs_ON_Electric_2023_04_03 | 2020 | Battery Storage | Storage | Electricity | WC | Dispatch-Storage | EmissionsCost | 0 | [6 empty] | 1 | 0
LCP_Inputs_ON_Electric_2023_04_03 | 2020 | Battery Storage | Storage | Electricity | WC | Dispatch-Storage | FuelCost | 0 | [6 empty] | 1 | 0
LCP_Inputs_ON_Electric_2023_04_03 | 2020 | Battery Storage | Storage | Electricity | WC | Dispatch-Storage | VOM | 0 | [6 empty] | 1 | 0
LCP_Inputs_ON_Electric_2023_04_03 | 2020 | Biomass | Generation | Electricity | MI | Dispatch-Generation | EmissionsCost | 0 | [6 empty] | 1 | 0
LCP_Inputs_ON_Electric_2023_04_03 | 2020 | Biomass | Generation | Electricity | MI | Dispatch-Generation | FuelCost | 0 | [6 empty] | 1 | 0
LCP_Inputs_ON_Electric_2023_04_03 | 2020 | Biomass | Generation | Electricity | MI | Dispatch-Generation | VOM | 0 | [6 empty] | 1 | 0
LCP_Inputs_ON_Electric_2023_04_03 | 2020 | Biomass | Generation | Electricity | NY | Dispatch-Generation | EmissionsCost | 0 | [6 empty] | 1 | 0
LCP_Inputs_ON_Electric_2023_04_03 | 2020 | Biomass | Generation | Electricity | NY | Dispatch-Generation | FuelCost | 0 | [6 empty] | 1 | 0
LCP_Inputs_ON_Electric_2023_04_03 | 2020 | Biomass | Generation | Electricity | NY | Dispatch-Generation | VOM | 0 | [6 empty] | 1 | 0
LCP_Inputs_ON_Electric_2023_04_03 | 2020 | Biomass | Generation | Electricity | ON | Dispatch-Generation | EmissionsCost | 0 | [6 empty] | 1 | 0
LCP_Inputs_ON_Electric_2023_04_03 | 2020 | Biomass | Generation | Electricity | ON | Dispatch-Generation | FuelCost | 0 | [6 empty] | 1 | 0
LCP_Inputs_ON_Electric_2023_04_03 | 2020 | Biomass | Generation | Electricity | ON | Dispatch-Generation | VOM | 0 | [6 empty] | 1 | 0
LCP_Inputs_ON_Electric_2023_04_03 | 2020 | Biomass | Generation | Electricity | PJ | Dispatch-Generation | EmissionsCost | 0 | [6 empty] | 1 | 0
LCP_Inputs_ON_Electric_2023_04_03 | 2020 | Biomass | Generation | Electricity | PJ | Dispatch-Generation | FuelCost | 0 | [6 empty] | 1 | 0
LCP_Inputs_ON_Electric_2023_04_03 | 2020 | Biomass | Generation | Electricity | PJ | Dispatch-Generation | VOM | 0 | [6 empty] | 1 | 0
LCP_Inputs_ON_Electric_2023_04_03 | 2020 | Biomass | Generation | Electricity | QC | Dispatch-Generation | EmissionsCost | 0 | [6 empty] | 1 | 0
LCP_Inputs_ON_Electric_2023_04_03 | 2020 | Biomass | Generation | Electricity | QC | Dispatch-Generation | FuelCost | 0 | [6 empty] | 1 | 0
LCP_Inputs_ON_Electric_2023_04_03 | 2020 | Biomass | Generation | Electricity | QC | Dispatch-Generation | VOM | 0 | [6 empty] | 1 | 0
LCP_Inputs_ON_Electric_2023_04_03 | 2020 | Biomass | Generation | Electricity | WC | Dispatch-Generation | EmissionsCost | 0 | [6 empty] | 1 | 0
LCP_Inputs_ON_Electric_2023_04_03 | 2020 | Biomass | Generation | Electricity | WC | Dispatch-Generation | FuelCost | 0 | [6 empty] | 1 | 0
LCP_Inputs_ON_Electric_2023_04_03 | 2020 | Biomass | Generation | Electricity | WC | Dispatch-Generation | VOM | 0 | [6 empty] | 1 | 0
LCP_Inputs_ON_Electric_2023_04_03 | 2020 | Biomass + CCS | Generation | Electricity | MI | Dispatch-Generation | EmissionsCost | 0 | [6 empty] | 1 | 0
LCP_Inputs_ON_Electric_2023_04_03 | 2020 | Biomass + CCS | Generation | Electricity | MI | Dispatch-Generation | FuelCost | 0 | [6 empty] | 1 | 0
LCP_Inputs_ON_Electric_2023_04_03 | 2020 | Biomass + CCS | Generation | Electricity | MI | Dispatch-Generation | VOM | 0 | [6 empty] | 1 | 0
LCP_Inputs_ON_Electric_2023_04_03 | 2020 | Biomass + CCS | Generation | Electricity | NY | Dispatch-Generation | EmissionsCost | 0 | [6 empty] | 1 | 0
LCP_Inputs_ON_Electric_2023_04_03 | 2020 | Biomass + CCS | Generation | Electricity | NY | Dispatch-Generation | FuelCost | 0 | [6 empty] | 1 | 0
LCP_Inputs_ON_Electric_2023_04_03 | 2020 | Biomass + CCS | Generation | Electricity | NY | Dispatch-Generation | VOM | 0 | [6 empty] | 1 | 0
LCP_Inputs_ON_Electric_2023_04_03 | 2020 | Biomass + CCS | Generation | Electricity | ON | Dispatch-Generation | EmissionsCost | 0 | [6 empty] | 1 | 0
LCP_Inputs_ON_Electric_2023_04_03 | 2020 | Biomass + CCS | Generation | Electricity | ON | Dispatch-Generation | FuelCost | 0 | [6 empty] | 1 | 0
LCP_Inputs_ON_Electric_2023_04_03 | 2020 | Biomass + CCS | Generation | Electricity | ON | Dispatch-Generation | VOM | 0 | [6 empty] | 1 | 0
LCP_Inputs_ON_Electric_2023_04_03 | 2020 | Biomass + CCS | Generation | Electricity | PJ | Dispatch-Generation | EmissionsCost | 0 | [6 empty] | 1 | 0
LCP_Inputs_ON_Electric_2023_04_03 | 2020 | Biomass + CCS | Generation | Electricity | PJ | Dispatch-Generation | FuelCost | 0 | [6 empty] | 1 | 0
LCP_Inputs_ON_Electric_2023_04_03 | 2020 | Biomass + CCS | Generation | Electricity | PJ | Dispatch-Generation | VOM | 0 | [6 empty] | 1 | 0
LCP_Inputs_ON_Electric_2023_04_03 | 2020 | Biomass + CCS | Generation | Electricity | QC | Dispatch-Generation | EmissionsCost | 0 | [6 empty] | 1 | 0
LCP_Inputs_ON_Electric_2023_04_03 | 2020 | Biomass + CCS | Generation | Electricity | QC | Dispatch-Generation | FuelCost | 0 | [6 empty] | 1 | 0
LCP_Inputs_ON_Electric_2023_04_03 | 2020 | Biomass + CCS | Generation | Electricity | QC | Dispatch-Generation | VOM | 0 | [6 empty] | 1 | 0
LCP_Inputs_ON_Electric_2023_04_03 | 2020 | Biomass + CCS | Generation | Electricity | WC | Dispatch-Generation | EmissionsCost | 0 | [6 empty] | 1 | 0
LCP_Inputs_ON_Electric_2023_04_03 | 2020 | Biomass + CCS | Generation | Electricity | WC | Dispatch-Generation | FuelCost | 0 | [6 empty] | 1 | 0
LCP_Inputs_ON_Electric_2023_04_03 | 2020 | Biomass + CCS | Generation | Electricity | WC | Dispatch-Generation | VOM | 0 | [6 empty] | 1 | 0
LCP_Inputs_ON_Electric_2023_04_03 | 2020 | CH4 + CCS | Generation | Methane | MI | Dispatch-Generation | EmissionsCost | 0 | [6 empty] | 1 | 0
LCP_Inputs_ON_Electric_2023_04_03 | 2020 | CH4 + CCS | Generation | Methane | MI | Dispatch-Generation | FuelCost | 0 | [6 empty] | 1 | 0
LCP_Inputs_ON_Electric_2023_04_03 | 2020 | CH4 + CCS | Generation | Methane | MI | Dispatch-Generation | VOM | 0 | [6 empty] | 1 | 0
LCP_Inputs_ON_Electric_2023_04_03 | 2020 | CH4 + CCS | Generation | Methane | NY | Dispatch-Generation | EmissionsCost | 0 | [6 empty] | 1 | 0
LCP_Inputs_ON_Electric_2023_04_03 | 2020 | CH4 + CCS | Generation | Methane | NY | Dispatch-Generation | FuelCost | 0 | [6 empty] | 1 | 0
LCP_Inputs_ON_Electric_2023_04_03 | 2020 | CH4 + CCS | Generation | Methane | NY | Dispatch-Generation | VOM | 0 | [6 empty] | 1 | 0
LCP_Inputs_ON_Electric_2023_04_03 | 2020 | CH4 + CCS | Generation | Methane | ON | Dispatch-Generation | EmissionsCost | 0 | [6 empty] | 1 | 0
LCP_Inputs_ON_Electric_2023_04_03 | 2020 | CH4 + CCS | Generation | Methane | ON | Dispatch-Generation | FuelCost | 0 | [6 empty] | 1 | 0
LCP_Inputs_ON_Electric_2023_04_03 | 2020 | CH4 + CCS | Generation | Methane | ON | Dispatch-Generation | VOM | 0 | [6 empty] | 1 | 0
LCP_Inputs_ON_Electric_2023_04_03 | 2020 | CH4 + CCS | Generation | Methane | PJ | Dispatch-Generation | EmissionsCost | 0 | [6 empty] | 1 | 0
LCP_Inputs_ON_Electric_2023_04_03 | 2020 | CH4 + CCS | Generation | Methane | PJ | Dispatch-Generation | FuelCost | 0 | [6 empty] | 1 | 0
LCP_Inputs_ON_Electric_2023_04_03 | 2020 | CH4 + CCS | Generation | Methane | PJ | Dispatch-Generation | VOM | 0 | [6 empty] | 1 | 0
LCP_Inputs_ON_Electric_2023_04_03 | 2020 | CH4 + CCS | Generation | Methane | QC | Dispatch-Generation | EmissionsCost | 0 | [6 empty] | 1 | 0
LCP_Inputs_ON_Electric_2023_04_03 | 2020 | CH4 + CCS | Generation | Methane | QC | Dispatch-Generation | FuelCost | 0 | [6 empty] | 1 | 0
LCP_Inputs_ON_Electric_2023_04_03 | 2020 | CH4 + CCS | Generation | Methane | QC | Dispatch-Generation | VOM | 0 | [6 empty] | 1 | 0
LCP_Inputs_ON_Electric_2023_04_03 | 2020 | CH4 + CCS | Generation | Methane | WC | Dispatch-Generation | EmissionsCost | 0 | [6 empty] | 1 | 0
LCP_Inputs_ON_Electric_2023_04_03 | 2020 | CH4 + CCS | Generation | Methane | WC | Dispatch-Generation | FuelCost | 0 | [6 empty] | 1 | 0
LCP_Inputs_ON_Electric_2023_04_03 | 2020 | CH4 + CCS | Generation | Methane | WC | Dispatch-Generation | VOM | 0 | [6 empty] | 1 | 0
LCP_Inputs_ON_Electric_2023_04_03 | 2020 | CH4 Import - NY 2020 | Import | Methane | MI | Dispatch-Import | EmissionsCost | 0 | [6 empty] | 1 | 0
LCP_Inputs_ON_Electric_2023_04_03 | 2020 | CH4 Import - NY 2020 | Import | Methane | MI | Dispatch-Import | FuelCost | 0 | [6 empty] | 1 | 0
LCP_Inputs_ON_Electric_2023_04_03 | 2020 | CH4 Import - NY 2020 | Import | Methane | MI | Dispatch-Import | VOM | 0 | [6 empty] | 1 | 0
LCP_Inputs_ON_Electric_2023_04_03 | 2020 | CH4 Import - NY 2020 | Import | Methane | NY | Dispatch-Import | EmissionsCost | 282343065.1873 | [6 empty] | 1 | 282343065.1873
LCP_Inputs_ON_Electric_2023_04_03 | 2020 | CH4 Import - NY 2020 | Import | Methane | NY | Dispatch-Import | FuelCost | 407790143.0843 | [6 empty] | 1 | 407790143.0843
LCP_Inputs_ON_Electric_2023_04_03 | 2020 | CH4 Import - NY 2020 | Import | Methane | NY | Dispatch-Import | VOM | 0 | [6 empty] | 1 | 0
LCP_Inputs_ON_Electric_2023_04_03 | 2020 | CH4 Import - NY 2020 | Import | Methane | ON | Dispatch-Import | EmissionsCost | 0 | [6 empty] | 1 | 0
LCP_Inputs_ON_Electric_2023_04_03 | 2020 | CH4 Import - NY 2020 | Import | Methane | ON | Dispatch-Import | FuelCost | 0 | [6 empty] | 1 | 0
LCP_Inputs_ON_Electric_2023_04_03 | 2020 | CH4 Import - NY 2020 | Import | Methane | ON | Dispatch-Import | VOM | 0 | [6 empty] | 1 | 0
LCP_Inputs_ON_Electric_2023_04_03 | 2020 | CH4 Import - NY 2020 | Import | Methane | PJ | Dispatch-Import | EmissionsCost | 0 | [6 empty] | 1 | 0
LCP_Inputs_ON_Electric_2023_04_03 | 2020 | CH4 Import - NY 2020 | Import | Methane | PJ | Dispatch-Import | FuelCost | 0 | [6 empty] | 1 | 0
LCP_Inputs_ON_Electric_2023_04_03 | 2020 | CH4 Import - NY 2020 | Import | Methane | PJ | Dispatch-Import | VOM | 0 | [6 empty] | 1 | 0
LCP_Inputs_ON_Electric_2023_04_03 | 2020 | CH4 Import - NY 2020 | Import | Methane | QC | Dispatch-Import | EmissionsCost | 0 | [6 empty] | 1 | 0
LCP_Inputs_ON_Electric_2023_04_03 | 2020 | CH4 Import - NY 2020 | Import | Methane | QC | Dispatch-Import | FuelCost | 0 | [6 empty] | 1 | 0
LCP_Inputs_ON_Electric_2023_04_03 | 2020 | CH4 Import - NY 2020 | Import | Methane | QC | Dispatch-Import | VOM | 0 | [6 empty] | 1 | 0
LCP_Inputs_ON_Electric_2023_04_03 | 2020 | CH4 Import - NY 2020 | Import | Methane | WC | Dispatch-Import | EmissionsCost | 0 | [6 empty] | 1 | 0
LCP_Inputs_ON_Electric_2023_04_03 | 2020 | CH4 Import - NY 2020 | Import | Methane | WC | Dispatch-Import | FuelCost | 0 | [6 empty] | 1 | 0
LCP_Inputs_ON_Electric_2023_04_03 | 2020 | CH4 Import - NY 2020 | Import | Methane | WC | Dispatch-Import | VOM | 0 | [6 empty] | 1 | 0
LCP_Inputs_ON_Electric_2023_04_03 | 2020 | CH4 Import - NY 2030 | Import | Methane | MI | Dispatch-Import | EmissionsCost | 0 | [6 empty] | 1 | 0
LCP_Inputs_ON_Electric_2023_04_03 | 2020 | CH4 Import - NY 2030 | Import | Methane | MI | Dispatch-Import | FuelCost | 0 | [6 empty] | 1 | 0
LCP_Inputs_ON_Electric_2023_04_03 | 2020 | CH4 Import - NY 2030 | Import | Methane | MI | Dispatch-Import | VOM | 0 | [6 empty] | 1 | 0
LCP_Inputs_ON_Electric_2023_04_03 | 2020 | CH4 Import - NY 2030 | Import | Methane | NY | Dispatch-Import | EmissionsCost | 0 | [6 empty] | 1 | 0
LCP_Inputs_ON_Electric_2023_04_03 | 2020 | CH4 Import - NY 2030 | Import | Methane | NY | Dispatch-Import | FuelCost | 0 | [6 empty] | 1 | 0
LCP_Inputs_ON_Electric_2023_04_03 | 2020 | CH4 Import - NY 2030 | Import | Methane | NY | Dispatch-Import | VOM | 0 | [6 empty] | 1 | 0
LCP_Inputs_ON_Electric_2023_04_03 | 2020 | CH4 Import - NY 2030 | Import | Methane | ON | Dispatch-Import | EmissionsCost | 0 | [6 empty] | 1 | 0
LCP_Inputs_ON_Electric_2023_04_03 | 2020 | CH4 Import - NY 2030 | Import | Methane | ON | Dispatch-Import | FuelCost | 0 | [6 empty] | 1 | 0
LCP_Inputs_ON_Electric_2023_04_03 | 2020 | CH4 Import - NY 2030 | Import | Methane | ON | Dispatch-Import | VOM | 0 | [6 empty] | 1 | 0
LCP_Inputs_ON_Electric_2023_04_03 | 2020 | CH4 Import - NY 2030 | Import | Methane | PJ | Dispatch-Import | EmissionsCost | 0 | [6 empty] | 1 | 0
LCP_Inputs_ON_Electric_2023_04_03 | 2020 | CH4 Import - NY 2030 | Import | Methane | PJ | Dispatch-Import | FuelCost | 0 | [6 empty] | 1 | 0
LCP_Inputs_ON_Electric_2023_04_03 | 2020 | CH4 Import - NY 2030 | Import | Methane | PJ | Dispatch-Import | VOM | 0 | [6 empty] | 1 | 0
LCP_Inputs_ON_Electric_2023_04_03 | 2020 | CH4 Import - NY 2030 | Import | Methane | QC | Dispatch-Import | EmissionsCost | 0 | [6 empty] | 1 | 0
LCP_Inputs_ON_Electric_2023_04_03 | 2020 | CH4 Import - NY 2030 | Import | Methane | QC | Dispatch-Import | FuelCost | 0 | [6 empty] | 1 | 0
LCP_Inputs_ON_Electric_2023_04_03 | 2020 | CH4 Import - NY 2030 | Import | Methane | QC | Dispatch-Import | VOM | 0 | [6 empty] | 1 | 0
LCP_Inputs_ON_Electric_2023_04_03 | 2020 | CH4 Import - NY 2030 | Import | Methane | WC | Dispatch-Import | EmissionsCost | 0 | [6 empty] | 1 | 0
LCP_Inputs_ON_Electric_2023_04_03 | 2020 | CH4 Import - NY 2030 | Import | Methane | WC | Dispatch-Import | FuelCost | 0 | [6 empty] | 1 | 0
LCP_Inputs_ON_Electric_2023_04_03 | 2020 | CH4 Import - NY 2030 | Import | Methane | WC | Dispatch-Import | VOM | 0 | [6 empty] | 1 | 0
LCP_Inputs_ON_Electric_2023_04_03 | 2020 | CH4 Import - NY 2040 | Import | Methane | MI | Dispatch-Import | EmissionsCost | 0 | [6 empty] | 1 | 0
LCP_Inputs_ON_Electric_2023_04_03 | 2020 | CH4 Import - NY 2040 | Import | Methane | MI | Dispatch-Import | FuelCost | 0 | [6 empty] | 1 | 0
LCP_Inputs_ON_Electric_2023_04_03 | 2020 | CH4 Import - NY 2040 | Import | Methane | MI | Dispatch-Import | VOM | 0 | [6 empty] | 1 | 0
LCP_Inputs_ON_Electric_2023_04_03 | 2020 | CH4 Import - NY 2040 | Import | Methane | NY | Dispatch-Import | EmissionsCost | 0 | [6 empty] | 1 | 0
LCP_Inputs_ON_Electric_2023_04_03 | 2020 | CH4 Import - NY 2040 | Import | Methane | NY | Dispatch-Import | FuelCost | 0 | [6 empty] | 1 | 0
LCP_Inputs_ON_Electric_2023_04_03 | 2020 | CH4 Import - NY 2040 | Import | Methane | NY | Dispatch-Import | VOM | 0 | [6 empty] | 1 | 0
LCP_Inputs_ON_Electric_2023_04_03 | 2020 | CH4 Import - NY 2040 | Import | Methane | ON | Dispatch-Import | EmissionsCost | 0 | [6 empty] | 1 | 0
LCP_Inputs_ON_Electric_2023_04_03 | 2020 | CH4 Import - NY 2040 | Import | Methane | ON | Dispatch-Import | FuelCost | 0 | [6 empty] | 1 | 0
LCP_Inputs_ON_Electric_2023_04_03 | 2020 | CH4 Import - NY 2040 | Import | Methane | ON | Dispatch-Import | VOM | 0 | [6 empty] | 1 | 0
LCP_Inputs_ON_Electric_2023_04_03 | 2020 | CH4 Import - NY 2040 | Import | Methane | PJ | Dispatch-Import | EmissionsCost | 0 | [6 empty] | 1 | 0
LCP_Inputs_ON_Electric_2023_04_03 | 2020 | CH4 Import - NY 2040 | Import | Methane | PJ | Dispatch-Import | FuelCost | 0 | [6 empty] | 1 | 0
LCP_Inputs_ON_Electric_2023_04_03 | 2020 | CH4 Import - NY 2040 | Import | Methane | PJ | Dispatch-Import | VOM | 0 | [6 empty] | 1 | 0
LCP_Inputs_ON_Electric_2023_04_03 | 2020 | CH4 Import - NY 2040 | Import | Methane | QC | Dispatch-Import | EmissionsCost | 0 | [6 empty] | 1 | 0
LCP_Inputs_ON_Electric_2023_04_03 | 2020 | CH4 Import - NY 2040 | Import | Methane | QC | Dispatch-Import | FuelCost | 0 | [6 empty] | 1 | 0
LCP_Inputs_ON_Electric_2023_04_03 | 2020 | CH4 Import - NY 2040 | Import | Methane | QC | Dispatch-Import | VOM | 0 | [6 empty] | 1 | 0
LCP_Inputs_ON_Electric_2023_04_03 | 2020 | CH4 Import - NY 2040 | Import | Methane | WC | Dispatch-Import | EmissionsCost | 0 | [6 empty] | 1 | 0
LCP_Inputs_ON_Electric_2023_04_03 | 2020 | CH4 Import - NY 2040 | Import | Methane | WC | Dispatch-Import | FuelCost | 0 | [6 empty] | 1 | 0
LCP_Inputs_ON_Electric_2023_04_03 | 2020 | CH4 Import - NY 2040 | Import | Methane | WC | Dispatch-Import | VOM | 0 | [6 empty] | 1 | 0
LCP_Inputs_ON_Electric_2023_04_03 | 2020 | CH4 Import - NY 2050 | Import | Methane | MI | Dispatch-Import | EmissionsCost | 0 | [6 empty] | 1 | 0
LCP_Inputs_ON_Electric_2023_04_03 | 2020 | CH4 Import - NY 2050 | Import | Methane | MI | Dispatch-Import | FuelCost | 0 | [6 empty] | 1 | 0
LCP_Inputs_ON_Electric_2023_04_03 | 2020 | CH4 Import - NY 2050 | Import | Methane | MI | Dispatch-Import | VOM | 0 | [6 empty] | 1 | 0
LCP_Inputs_ON_Electric_2023_04_03 | 2020 | CH4 Import - NY 2050 | Import | Methane | NY | Dispatch-Import | EmissionsCost | 0 | [6 empty] | 1 | 0
LCP_Inputs_ON_Electric_2023_04_03 | 2020 | CH4 Import - NY 2050 | Import | Methane | NY | Dispatch-Import | FuelCost | 0 | [6 empty] | 1 | 0
LCP_Inputs_ON_Electric_2023_04_03 | 2020 | CH4 Import - NY 2050 | Import | Methane | NY | Dispatch-Import | VOM | 0 | [6 empty] | 1 | 0
LCP_Inputs_ON_Electric_2023_04_03 | 2020 | CH4 Import - NY 2050 | Import | Methane | ON | Dispatch-Import | EmissionsCost | 0 | [6 empty] | 1 | 0
LCP_Inputs_ON_Electric_2023_04_03 | 2020 | CH4 Import - NY 2050 | Import | Methane | ON | Dispatch-Import | FuelCost | 0 | [6 empty] | 1 | 0
LCP_Inputs_ON_Electric_2023_04_03 | 2020 | CH4 Import - NY 2050 | Import | Methane | ON | Dispatch-Import | VOM | 0 | [6 empty] | 1 | 0
LCP_Inputs_ON_Electric_2023_04_03 | 2020 | CH4 Import - NY 2050 | Import | Methane | PJ | Dispatch-Import | EmissionsCost | 0 | [6 empty] | 1 | 0
LCP_Inputs_ON_Electric_2023_04_03 | 2020 | CH4 Import - NY 2050 | Import | Methane | PJ | Dispatch-Import | FuelCost | 0 | [6 empty] | 1 | 0
LCP_Inputs_ON_Electric_2023_04_03 | 2020 | CH4 Import - NY 2050 | Import | Methane | PJ | Dispatch-Import | VOM | 0 | [6 empty] | 1 | 0
LCP_Inputs_ON_Electric_2023_04_03 | 2020 | CH4 Import - NY 2050 | Import | Methane | QC | Dispatch-Import | EmissionsCost | 0 | [6 empty] | 1 | 0
LCP_Inputs_ON_Electric_2023_04_03 | 2020 | CH4 Import - NY 2050 | Import | Methane | QC | Dispatch-Import | FuelCost | 0 | [6 empty] | 1 | 0
LCP_Inputs_ON_Electric_2023_04_03 | 2020 | CH4 Import - NY 2050 | Import | Methane | QC | Dispatch-Import | VOM | 0 | [6 empty] | 1 | 0
LCP_Inputs_ON_Electric_2023_04_03 | 2020 | CH4 Import - NY 2050 | Import | Methane | WC | Dispatch-Import | EmissionsCost | 0 | [6 empty] | 1 | 0
LCP_Inputs_ON_Electric_2023_04_03 | 2020 | CH4 Import - NY 2050 | Import | Methane | WC | Dispatch-Import | FuelCost | 0 | [6 empty] | 1 | 0
LCP_Inputs_ON_Electric_2023_04_03 | 2020 | CH4 Import - NY 2050 | Import | Methane | WC | Dispatch-Import | VOM | 0 | [6 empty] | 1 | 0
LCP_Inputs_ON_Electric_2023_04_03 | 2020 | CH4 Import - WC 2020 | Import | Methane | MI | Dispatch-Import | EmissionsCost | 0 | [6 empty] | 1 | 0
LCP_Inputs_ON_Electric_2023_04_03 | 2020 | CH4 Import - WC 2020 | Import | Methane | MI | Dispatch-Import | FuelCost | 0 | [6 empty] | 1 | 0
LCP_Inputs_ON_Electric_2023_04_03 | 2020 | CH4 Import - WC 2020 | Import | Methane | MI | Dispatch-Import | VOM | 0 | [6 empty] | 1 | 0
LCP_Inputs_ON_Electric_2023_04_03 | 2020 | CH4 Import - WC 2020 | Import | Methane | NY | Dispatch-Import | EmissionsCost | 0 | [6 empty] | 1 | 0
LCP_Inputs_ON_Electric_2023_04_03 | 2020 | CH4 Import - WC 2020 | Import | Methane | NY | Dispatch-Import | FuelCost | 0 | [6 empty] | 1 | 0
LCP_Inputs_ON_Electric_2023_04_03 | 2020 | CH4 Import - WC 2020 | Import | Methane | NY | Dispatch-Import | VOM | 0 | [6 empty] | 1 | 0
LCP_Inputs_ON_Electric_2023_04_03 | 2020 | CH4 Import - WC 2020 | Import | Methane | ON | Dispatch-Import | EmissionsCost | 0 | [6 empty] | 1 | 0
LCP_Inputs_ON_Electric_2023_04_03 | 2020 | CH4 Import - WC 2020 | Import | Methane | ON | Dispatch-Import | FuelCost | 0 | [6 empty] | 1 | 0
LCP_Inputs_ON_Electric_2023_04_03 | 2020 | CH4 Import - WC 2020 | Import | Methane | ON | Dispatch-Import | VOM | 0 | [6 empty] | 1 | 0
LCP_Inputs_ON_Electric_2023_04_03 | 2020 | CH4 Import - WC 2020 | Import | Methane | PJ | Dispatch-Import | EmissionsCost | 0 | [6 empty] | 1 | 0
LCP_Inputs_ON_Electric_2023_04_03 | 2020 | CH4 Import - WC 2020 | Import | Methane | PJ | Dispatch-Import | FuelCost | 0 | [6 empty] | 1 | 0
LCP_Inputs_ON_Electric_2023_04_03 | 2020 | CH4 Import - WC 2020 | Import | Methane | PJ | Dispatch-Import | VOM | 0 | [6 empty] | 1 | 0
LCP_Inputs_ON_Electric_2023_04_03 | 2020 | CH4 Import - WC 2020 | Import | Methane | QC | Dispatch-Import | EmissionsCost | 0 | [6 empty] | 1 | 0
LCP_Inputs_ON_Electric_2023_04_03 | 2020 | CH4 Import - WC 2020 | Import | Methane | QC | Dispatch-Import | FuelCost | 0 | [6 empty] | 1 | 0
LCP_Inputs_ON_Electric_2023_04_03 | 2020 | CH4 Import - WC 2020 | Import | Methane | QC | Dispatch-Import | VOM | 0 | [6 empty] | 1 | 0
LCP_Inputs_ON_Electric_2023_04_03 | 2020 | CH4 Import - WC 2020 | Import | Methane | WC | Dispatch-Import | EmissionsCost | 1306945408.6229 | [6 empty] | 1 | 1306945408.6229
LCP_Inputs_ON_Electric_2023_04_03 | 2020 | CH4 Import - WC 2020 | Import | Methane | WC | Dispatch-Import | FuelCost | 1887630761.6486 | [6 empty] | 1 | 1887630761.6486
LCP_Inputs_ON_Electric_2023_04_03 | 2020 | CH4 Import - WC 2020 | Import | Methane | WC | Dispatch-Import | VOM | 0 | [6 empty] | 1 | 0
LCP_Inputs_ON_Electric_2023_04_03 | 2020 | CH4 Import - WC 2030 | Import | Methane | MI | Dispatch-Import | EmissionsCost | 0 | [6 empty] | 1 | 0
LCP_Inputs_ON_Electric_2023_04_03 | 2020 | CH4 Import - WC 2030 | Import | Methane | MI | Dispatch-Import | FuelCost | 0 | [6 empty] | 1 | 0
LCP_Inputs_ON_Electric_2023_04_03 | 2020 | CH4 Import - WC 2030 | Import | Methane | MI | Dispatch-Import | VOM | 0 | [6 empty] | 1 | 0
LCP_Inputs_ON_Electric_2023_04_03 | 2020 | CH4 Import - WC 2030 | Import | Methane | NY | Dispatch-Import | EmissionsCost | 0 | [6 empty] | 1 | 0
LCP_Inputs_ON_Electric_2023_04_03 | 2020 | CH4 Import - WC 2030 | Import | Methane | NY | Dispatch-Import | FuelCost | 0 | [6 empty] | 1 | 0
LCP_Inputs_ON_Electric_2023_04_03 | 2020 | CH4 Import - WC 2030 | Import | Methane | NY | Dispatch-Import | VOM | 0 | [6 empty] | 1 | 0
LCP_Inputs_ON_Electric_2023_04_03 | 2020 | CH4 Import - WC 2030 | Import | Methane | ON | Dispatch-Import | EmissionsCost | 0 | [6 empty] | 1 | 0
LCP_Inputs_ON_Electric_2023_04_03 | 2020 | CH4 Import - WC 2030 | Import | Methane | ON | Dispatch-Import | FuelCost | 0 | [6 empty] | 1 | 0
LCP_Inputs_ON_Electric_2023_04_03 | 2020 | CH4 Import - WC 2030 | Import | Methane | ON | Dispatch-Import | VOM | 0 | [6 empty] | 1 | 0
LCP_Inputs_ON_Electric_2023_04_03 | 2020 | CH4 Import - WC 2030 | Import | Methane | PJ | Dispatch-Import | EmissionsCost | 0 | [6 empty] | 1 | 0
LCP_Inputs_ON_Electric_2023_04_03 | 2020 | CH4 Import - WC 2030 | Import | Methane | PJ | Dispatch-Import | FuelCost | 0 | [6 empty] | 1 | 0
LCP_Inputs_ON_Electric_2023_04_03 | 2020 | CH4 Import - WC 2030 | Import | Methane | PJ | Dispatch-Import | VOM | 0 | [6 empty] | 1 | 0
LCP_Inputs_ON_Electric_2023_04_03 | 2020 | CH4 Import - WC 2030 | Import | Methane | QC | Dispatch-Import | EmissionsCost | 0 | [6 empty] | 1 | 0
LCP_Inputs_ON_Electric_2023_04_03 | 2020 | CH4 Import - WC 2030 | Import | Methane | QC | Dispatch-Import | FuelCost | 0 | [6 empty] | 1 | 0
LCP_Inputs_ON_Electric_2023_04_03 | 2020 | CH4 Import - WC 2030 | Import | Methane | QC | Dispatch-Import | VOM | 0 | [6 empty] | 1 | 0
LCP_Inputs_ON_Electric_2023_04_03 | 2020 | CH4 Import - WC 2030 | Import | Methane | WC | Dispatch-Import | EmissionsCost | 0 | [6 empty] | 1 | 0
LCP_Inputs_ON_Electric_2023_04_03 | 2020 | CH4 Import - WC 2030 | Import | Methane | WC | Dispatch-Import | FuelCost | 0 | [6 empty] | 1 | 0
LCP_Inputs_ON_Electric_2023_04_03 | 2020 | CH4 Import - WC 2030 | Import | Methane | WC | Dispatch-Import | VOM | 0 | [6 empty] | 1 | 0
LCP_Inputs_ON_Electric_2023_04_03 | 2020 | CH4 Import - WC 2040 | Import | Methane | MI | Dispatch-Import | EmissionsCost | 0 | [6 empty] | 1 | 0
LCP_Inputs_ON_Electric_2023_04_03 | 2020 | CH4 Import - WC 2040 | Import | Methane | MI | Dispatch-Import | FuelCost | 0 | [6 empty] | 1 | 0
LCP_Inputs_ON_Electric_2023_04_03 | 2020 | CH4 Import - WC 2040 | Import | Methane | MI | Dispatch-Import | VOM | 0 | [6 empty] | 1 | 0
LCP_Inputs_ON_Electric_2023_04_03 | 2020 | CH4 Import - WC 2040 | Import | Methane | NY | Dispatch-Import | EmissionsCost | 0 | [6 empty] | 1 | 0
LCP_Inputs_ON_Electric_2023_04_03 | 2020 | CH4 Import - WC 2040 | Import | Methane | NY | Dispatch-Import | FuelCost | 0 | [6 empty] | 1 | 0
LCP_Inputs_ON_Electric_2023_04_03 | 2020 | CH4 Import - WC 2040 | Import | Methane | NY | Dispatch-Import | VOM | 0 | [6 empty] | 1 | 0
LCP_Inputs_ON_Electric_2023_04_03 | 2020 | CH4 Import - WC 2040 | Import | Methane | ON | Dispatch-Import | EmissionsCost | 0 | [6 empty] | 1 | 0
LCP_Inputs_ON_Electric_2023_04_03 | 2020 | CH4 Import - WC 2040 | Import | Methane | ON | Dispatch-Import | FuelCost | 0 | [6 empty] | 1 | 0
LCP_Inputs_ON_Electric_2023_04_03 | 2020 | CH4 Import - WC 2040 | Import | Methane | ON | Dispatch-Import | VOM | 0 | [6 empty] | 1 | 0
LCP_Inputs_ON_Electric_2023_04_03 | 2020 | CH4 Import - WC 2040 | Import | Methane | PJ | Dispatch-Import | EmissionsCost | 0 | [6 empty] | 1 | 0
LCP_Inputs_ON_Electric_2023_04_03 | 2020 | CH4 Import - WC 2040 | Import | Methane | PJ | Dispatch-Import | FuelCost | 0 | [6 empty] | 1 | 0
LCP_Inputs_ON_Electric_2023_04_03 | 2020 | CH4 Import - WC 2040 | Import | Methane | PJ | Dispatch-Import | VOM | 0 | [6 empty] | 1 | 0
LCP_Inputs_ON_Electric_2023_04_03 | 2020 | CH4 Import - WC 2040 | Import | Methane | QC | Dispatch-Import | EmissionsCost | 0 | [6 empty] | 1 | 0
LCP_Inputs_ON_Electric_2023_04_03 | 2020 | CH4 Import - WC 2040 | Import | Methane | QC | Dispatch-Import | FuelCost | 0 | [6 empty] | 1 | 0
LCP_Inputs_ON_Electric_2023_04_03 | 2020 | CH4 Import - WC 2040 | Import | Methane | QC | Dispatch-Import | VOM | 0 | [6 empty] | 1 | 0
LCP_Inputs_ON_Electric_2023_04_03 | 2020 | CH4 Import - WC 2040 | Import | Methane | WC | Dispatch-Import | EmissionsCost | 0 | [6 empty] | 1 | 0
LCP_Inputs_ON_Electric_2023_04_03 | 2020 | CH4 Import - WC 2040 | Import | Methane | WC | Dispatch-Import | FuelCost | 0 | [6 empty] | 1 | 0
LCP_Inputs_ON_Electric_2023_04_03 | 2020 | CH4 Import - WC 2040 | Import | Methane | WC | Dispatch-Import | VOM | 0 | [6 empty] | 1 | 0
LCP_Inputs_ON_Electric_2023_04_03 | 2020 | CH4 Import - WC 2050 | Import | Methane | MI | Dispatch-Import | EmissionsCost | 0 | [6 empty] | 1 | 0
LCP_Inputs_ON_Electric_2023_04_03 | 2020 | CH4 Import - WC 2050 | Import | Methane | MI | Dispatch-Import | FuelCost | 0 | [6 empty] | 1 | 0
LCP_Inputs_ON_Electric_2023_04_03 | 2020 | CH4 Import - WC 2050 | Import | Methane | MI | Dispatch-Import | VOM | 0 | [6 empty] | 1 | 0
LCP_Inputs_ON_Electric_2023_04_03 | 2020 | CH4 Import - WC 2050 | Import | Methane | NY | Dispatch-Import | EmissionsCost | 0 | [6 empty] | 1 | 0
LCP_Inputs_ON_Electric_2023_04_03 | 2020 | CH4 Import - WC 2050 | Import | Methane | NY | Dispatch-Import | FuelCost | 0 | [6 empty] | 1 | 0
LCP_Inputs_ON_Electric_2023_04_03 | 2020 | CH4 Import - WC 2050 | Import | Methane | NY | Dispatch-Import | VOM | 0 | [6 empty] | 1 | 0
LCP_Inputs_ON_Electric_2023_04_03 | 2020 | CH4 Import - WC 2050 | Import | Methane | ON | Dispatch-Import | EmissionsCost | 0 | [6 empty] | 1 | 0
LCP_Inputs_ON_Electric_2023_04_03 | 2020 | CH4 Import - WC 2050 | Import | Methane | ON | Dispatch-Import | FuelCost | 0 | [6 empty] | 1 | 0
LCP_Inputs_ON_Electric_2023_04_03 | 2020 | CH4 Import - WC 2050 | Import | Methane | ON | Dispatch-Import | VOM | 0 | [6 empty] | 1 | 0
LCP_Inputs_ON_Electric_2023_04_03 | 2020 | CH4 Import - WC 2050 | Import | Methane | PJ | Dispatch-Import | EmissionsCost | 0 | [6 empty] | 1 | 0
LCP_Inputs_ON_Electric_2023_04_03 | 2020 | CH4 Import - WC 2050 | Import | Methane | PJ | Dispatch-Import | FuelCost | 0 | [6 empty] | 1 | 0
LCP_Inputs_ON_Electric_2023_04_03 | 2020 | CH4 Import - WC 2050 | Import | Methane | PJ | Dispatch-Import | VOM | 0 | [6 empty] | 1 | 0
LCP_Inputs_ON_Electric_2023_04_03 | 2020 | CH4 Import - WC 2050 | Import | Methane | QC | Dispatch-Import | EmissionsCost | 0 | [6 empty] | 1 | 0
LCP_Inputs_ON_Electric_2023_04_03 | 2020 | CH4 Import - WC 2050 | Import | Methane | QC | Dispatch-Import | FuelCost | 0 | [6 empty] | 1 | 0
LCP_Inputs_ON_Electric_2023_04_03 | 2020 | CH4 Import - WC 2050 | Import | Methane | QC | Dispatch-Import | VOM | 0 | [6 empty] | 1 | 0
LCP_Inputs_ON_Electric_2023_04_03 | 2020 | CH4 Import - WC 2050 | Import | Methane | WC | Dispatch-Import | EmissionsCost | 0 | [6 empty] | 1 | 0
LCP_Inputs_ON_Electric_2023_04_03 | 2020 | CH4 Import - WC 2050 | Import | Methane | WC | Dispatch-Import | FuelCost | 0 | [6 empty] | 1 | 0
LCP_Inputs_ON_Electric_2023_04_03 | 2020 | CH4 Import - WC 2050 | Import | Methane | WC | Dispatch-Import | VOM | 0 | [6 empty] | 1 | 0
LCP_Inputs_ON_Electric_2023_04_03 | 2020 | CH4 Salt Cavern Storage - ON | Storage | Methane | MI | Dispatch-Storage | EmissionsCost | 0 | [6 empty] | 1 | 0
LCP_Inputs_ON_Electric_2023_04_03 | 2020 | CH4 Salt Cavern Storage - ON | Storage | Methane | MI | Dispatch-Storage | FuelCost | 0 | [6 empty] | 1 | 0
LCP_Inputs_ON_Electric_2023_04_03 | 2020 | CH4 Salt Cavern Storage - ON | Storage | Methane | MI | Dispatch-Storage | VOM | 0 | [6 empty] | 1 | 0
LCP_Inputs_ON_Electric_2023_04_03 | 2020 | CH4 Salt Cavern Storage - ON | Storage | Methane | NY | Dispatch-Storage | EmissionsCost | 0 | [6 empty] | 1 | 0
LCP_Inputs_ON_Electric_2023_04_03 | 2020 | CH4 Salt Cavern Storage - ON | Storage | Methane | NY | Dispatch-Storage | FuelCost | 0 | [6 empty] | 1 | 0
LCP_Inputs_ON_Electric_2023_04_03 | 2020 | CH4 Salt Cavern Storage - ON | Storage | Methane | NY | Dispatch-Storage | VOM | 0 | [6 empty] | 1 | 0
LCP_Inputs_ON_Electric_2023_04_03 | 2020 | CH4 Salt Cavern Storage - ON | Storage | Methane | ON | Dispatch-Storage | EmissionsCost | 0 | [6 empty] | 1 | 0
LCP_Inputs_ON_Electric_2023_04_03 | 2020 | CH4 Salt Cavern Storage - ON | Storage | Methane | ON | Dispatch-Storage | FuelCost | 0 | [6 empty] | 1 | 0
LCP_Inputs_ON_Electric_2023_04_03 | 2020 | CH4 Salt Cavern Storage - ON | Storage | Methane | ON | Dispatch-Storage | VOM | 691417.653 | [6 empty] | 1 | 691417.653
LCP_Inputs_ON_Electric_2023_04_03 | 2020 | CH4 Salt Cavern Storage - ON | Storage | Methane | PJ | Dispatch-Storage | EmissionsCost | 0 | [6 empty] | 1 | 0
LCP_Inputs_ON_Electric_2023_04_03 | 2020 | CH4 Salt Cavern Storage - ON | Storage | Methane | PJ | Dispatch-Storage | FuelCost | 0 | [6 empty] | 1 | 0
LCP_Inputs_ON_Electric_2023_04_03 | 2020 | CH4 Salt Cavern Storage - ON | Storage | Methane | PJ | Dispatch-Storage | VOM | 0 | [6 empty] | 1 | 0
LCP_Inputs_ON_Electric_2023_04_03 | 2020 | CH4 Salt Cavern Storage - ON | Storage | Methane | QC | Dispatch-Storage | EmissionsCost | 0 | [6 empty] | 1 | 0
LCP_Inputs_ON_Electric_2023_04_03 | 2020 | CH4 Salt Cavern Storage - ON | Storage | Methane | QC | Dispatch-Storage | FuelCost | 0 | [6 empty] | 1 | 0
LCP_Inputs_ON_Electric_2023_04_03 | 2020 | CH4 Salt Cavern Storage - ON | Storage | Methane | QC | Dispatch-Storage | VOM | 0 | [6 empty] | 1 | 0
LCP_Inputs_ON_Electric_2023_04_03 | 2020 | CH4 Salt Cavern Storage - ON | Storage | Methane | WC | Dispatch-Storage | EmissionsCost | 0 | [6 empty] | 1 | 0
LCP_Inputs_ON_Electric_2023_04_03 | 2020 | CH4 Salt Cavern Storage - ON | Storage | Methane | WC | Dispatch-Storage | FuelCost | 0 | [6 empty] | 1 | 0
LCP_Inputs_ON_Electric_2023_04_03 | 2020 | CH4 Salt Cavern Storage - ON | Storage | Methane | WC | Dispatch-Storage | VOM | 0 | [6 empty] | 1 | 0
LCP_Inputs_ON_Electric_2023_04_03 | 2020 | Electrolyser 2020/2030 | Crossload | Hydrogen | MI | Dispatch-Crossload | EmissionsCost | 0 | [6 empty] | 1 | 0
LCP_Inputs_ON_Electric_2023_04_03 | 2020 | Electrolyser 2020/2030 | Crossload | Hydrogen | MI | Dispatch-Crossload | FuelCost | 0 | [6 empty] | 1 | 0
LCP_Inputs_ON_Electric_2023_04_03 | 2020 | Electrolyser 2020/2030 | Crossload | Hydrogen | MI | Dispatch-Crossload | VOM | 0 | [6 empty] | 1 | 0
LCP_Inputs_ON_Electric_2023_04_03 | 2020 | Electrolyser 2020/2030 | Crossload | Hydrogen | NY | Dispatch-Crossload | EmissionsCost | 0 | [6 empty] | 1 | 0
LCP_Inputs_ON_Electric_2023_04_03 | 2020 | Electrolyser 2020/2030 | Crossload | Hydrogen | NY | Dispatch-Crossload | FuelCost | 0 | [6 empty] | 1 | 0
LCP_Inputs_ON_Electric_2023_04_03 | 2020 | Electrolyser 2020/2030 | Crossload | Hydrogen | NY | Dispatch-Crossload | VOM | 0 | [6 empty] | 1 | 0
LCP_Inputs_ON_Electric_2023_04_03 | 2020 | Electrolyser 2020/2030 | Crossload | Hydrogen | ON | Dispatch-Crossload | EmissionsCost | 0 | [6 empty] | 1 | 0
LCP_Inputs_ON_Electric_2023_04_03 | 2020 | Electrolyser 2020/2030 | Crossload | Hydrogen | ON | Dispatch-Crossload | FuelCost | 0 | [6 empty] | 1 | 0
LCP_Inputs_ON_Electric_2023_04_03 | 2020 | Electrolyser 2020/2030 | Crossload | Hydrogen | ON | Dispatch-Crossload | VOM | 0 | [6 empty] | 1 | 0
LCP_Inputs_ON_Electric_2023_04_03 | 2020 | Electrolyser 2020/2030 | Crossload | Hydrogen | PJ | Dispatch-Crossload | EmissionsCost | 0 | [6 empty] | 1 | 0
LCP_Inputs_ON_Electric_2023_04_03 | 2020 | Electrolyser 2020/2030 | Crossload | Hydrogen | PJ | Dispatch-Crossload | FuelCost | 0 | [6 empty] | 1 | 0
LCP_Inputs_ON_Electric_2023_04_03 | 2020 | Electrolyser 2020/2030 | Crossload | Hydrogen | PJ | Dispatch-Crossload | VOM | 0 | [6 empty] | 1 | 0
LCP_Inputs_ON_Electric_2023_04_03 | 2020 | Electrolyser 2020/2030 | Crossload | Hydrogen | QC | Dispatch-Crossload | EmissionsCost | 0 | [6 empty] | 1 | 0
LCP_Inputs_ON_Electric_2023_04_03 | 2020 | Electrolyser 2020/2030 | Crossload | Hydrogen | QC | Dispatch-Crossload | FuelCost | 0 | [6 empty] | 1 | 0
LCP_Inputs_ON_Electric_2023_04_03 | 2020 | Electrolyser 2020/2030 | Crossload | Hydrogen | QC | Dispatch-Crossload | VOM | 0 | [6 empty] | 1 | 0
LCP_Inputs_ON_Electric_2023_04_03 | 2020 | Electrolyser 2020/2030 | Crossload | Hydrogen | WC | Dispatch-Crossload | EmissionsCost | 0 | [6 empty] | 1 | 0
LCP_Inputs_ON_Electric_2023_04_03 | 2020 | Electrolyser 2020/2030 | Crossload | Hydrogen | WC | Dispatch-Crossload | FuelCost | 0 | [6 empty] | 1 | 0
LCP_Inputs_ON_Electric_2023_04_03 | 2020 | Electrolyser 2020/2030 | Crossload | Hydrogen | WC | Dispatch-Crossload | VOM | 0 | [6 empty] | 1 | 0
LCP_Inputs_ON_Electric_2023_04_03 | 2020 | Electrolyser 2040 | Crossload | Hydrogen | MI | Dispatch-Crossload | EmissionsCost | 0 | [6 empty] | 1 | 0
LCP_Inputs_ON_Electric_2023_04_03 | 2020 | Electrolyser 2040 | Crossload | Hydrogen | MI | Dispatch-Crossload | FuelCost | 0 | [6 empty] | 1 | 0
LCP_Inputs_ON_Electric_2023_04_03 | 2020 | Electrolyser 2040 | Crossload | Hydrogen | MI | Dispatch-Crossload | VOM | 0 | [6 empty] | 1 | 0
LCP_Inputs_ON_Electric_2023_04_03 | 2020 | Electrolyser 2040 | Crossload | Hydrogen | NY | Dispatch-Crossload | EmissionsCost | 0 | [6 empty] | 1 | 0
LCP_Inputs_ON_Electric_2023_04_03 | 2020 | Electrolyser 2040 | Crossload | Hydrogen | NY | Dispatch-Crossload | FuelCost | 0 | [6 empty] | 1 | 0
LCP_Inputs_ON_Electric_2023_04_03 | 2020 | Electrolyser 2040 | Crossload | Hydrogen | NY | Dispatch-Crossload | VOM | 0 | [6 empty] | 1 | 0
LCP_Inputs_ON_Electric_2023_04_03 | 2020 | Electrolyser 2040 | Crossload | Hydrogen | ON | Dispatch-Crossload | EmissionsCost | 0 | [6 empty] | 1 | 0
LCP_Inputs_ON_Electric_2023_04_03 | 2020 | Electrolyser 2040 | Crossload | Hydrogen | ON | Dispatch-Crossload | FuelCost | 0 | [6 empty] | 1 | 0
LCP_Inputs_ON_Electric_2023_04_03 | 2020 | Electrolyser 2040 | Crossload | Hydrogen | ON | Dispatch-Crossload | VOM | 0 | [6 empty] | 1 | 0
LCP_Inputs_ON_Electric_2023_04_03 | 2020 | Electrolyser 2040 | Crossload | Hydrogen | PJ | Dispatch-Crossload | EmissionsCost | 0 | [6 empty] | 1 | 0
LCP_Inputs_ON_Electric_2023_04_03 | 2020 | Electrolyser 2040 | Crossload | Hydrogen | PJ | Dispatch-Crossload | FuelCost | 0 | [6 empty] | 1 | 0
LCP_Inputs_ON_Electric_2023_04_03 | 2020 | Electrolyser 2040 | Crossload | Hydrogen | PJ | Dispatch-Crossload | VOM | 0 | [6 empty] | 1 | 0
LCP_Inputs_ON_Electric_2023_04_03 | 2020 | Electrolyser 2040 | Crossload | Hydrogen | QC | Dispatch-Crossload | EmissionsCost | 0 | [6 empty] | 1 | 0
LCP_Inputs_ON_Electric_2023_04_03 | 2020 | Electrolyser 2040 | Crossload | Hydrogen | QC | Dispatch-Crossload | FuelCost | 0 | [6 empty] | 1 | 0
LCP_Inputs_ON_Electric_2023_04_03 | 2020 | Electrolyser 2040 | Crossload | Hydrogen | QC | Dispatch-Crossload | VOM | 0 | [6 empty] | 1 | 0
LCP_Inputs_ON_Electric_2023_04_03 | 2020 | Electrolyser 2040 | Crossload | Hydrogen | WC | Dispatch-Crossload | EmissionsCost | 0 | [6 empty] | 1 | 0
LCP_Inputs_ON_Electric_2023_04_03 | 2020 | Electrolyser 2040 | Crossload | Hydrogen | WC | Dispatch-Crossload | FuelCost | 0 | [6 empty] | 1 | 0
LCP_Inputs_ON_Electric_2023_04_03 | 2020 | Electrolyser 2040 | Crossload | Hydrogen | WC | Dispatch-Crossload | VOM | 0 | [6 empty] | 1 | 0
LCP_Inputs_ON_Electric_2023_04_03 | 2020 | Electrolyser 2050 | Crossload | Hydrogen | MI | Dispatch-Crossload | EmissionsCost | 0 | [6 empty] | 1 | 0
LCP_Inputs_ON_Electric_2023_04_03 | 2020 | Electrolyser 2050 | Crossload | Hydrogen | MI | Dispatch-Crossload | FuelCost | 0 | [6 empty] | 1 | 0
LCP_Inputs_ON_Electric_2023_04_03 | 2020 | Electrolyser 2050 | Crossload | Hydrogen | MI | Dispatch-Crossload | VOM | 0 | [6 empty] | 1 | 0
LCP_Inputs_ON_Electric_2023_04_03 | 2020 | Electrolyser 2050 | Crossload | Hydrogen | NY | Dispatch-Crossload | EmissionsCost | 0 | [6 empty] | 1 | 0
LCP_Inputs_ON_Electric_2023_04_03 | 2020 | Electrolyser 2050 | Crossload | Hydrogen | NY | Dispatch-Crossload | FuelCost | 0 | [6 empty] | 1 | 0
LCP_Inputs_ON_Electric_2023_04_03 | 2020 | Electrolyser 2050 | Crossload | Hydrogen | NY | Dispatch-Crossload | VOM | 0 | [6 empty] | 1 | 0
LCP_Inputs_ON_Electric_2023_04_03 | 2020 | Electrolyser 2050 | Crossload | Hydrogen | ON | Dispatch-Crossload | EmissionsCost | 0 | [6 empty] | 1 | 0
LCP_Inputs_ON_Electric_2023_04_03 | 2020 | Electrolyser 2050 | Crossload | Hydrogen | ON | Dispatch-Crossload | FuelCost | 0 | [6 empty] | 1 | 0
LCP_Inputs_ON_Electric_2023_04_03 | 2020 | Electrolyser 2050 | Crossload | Hydrogen | ON | Dispatch-Crossload | VOM | 0 | [6 empty] | 1 | 0
LCP_Inputs_ON_Electric_2023_04_03 | 2020 | Electrolyser 2050 | Crossload | Hydrogen | PJ | Dispatch-Crossload | EmissionsCost | 0 | [6 empty] | 1 | 0
LCP_Inputs_ON_Electric_2023_04_03 | 2020 | Electrolyser 2050 | Crossload | Hydrogen | PJ | Dispatch-Crossload | FuelCost | 0 | [6 empty] | 1 | 0
LCP_Inputs_ON_Electric_2023_04_03 | 2020 | Electrolyser 2050 | Crossload | Hydrogen | PJ | Dispatch-Crossload | VOM | 0 | [6 empty] | 1 | 0
LCP_Inputs_ON_Electric_2023_04_03 | 2020 | Electrolyser 2050 | Crossload | Hydrogen | QC | Dispatch-Crossload | EmissionsCost | 0 | [6 empty] | 1 | 0
LCP_Inputs_ON_Electric_2023_04_03 | 2020 | Electrolyser 2050 | Crossload | Hydrogen | QC | Dispatch-Crossload | FuelCost | 0 | [6 empty] | 1 | 0
LCP_Inputs_ON_Electric_2023_04_03 | 2020 | Electrolyser 2050 | Crossload | Hydrogen | QC | Dispatch-Crossload | VOM | 0 | [6 empty] | 1 | 0
LCP_Inputs_ON_Electric_2023_04_03 | 2020 | Electrolyser 2050 | Crossload | Hydrogen | WC | Dispatch-Crossload | EmissionsCost | 0 | [6 empty] | 1 | 0
LCP_Inputs_ON_Electric_2023_04_03 | 2020 | Electrolyser 2050 | Crossload | Hydrogen | WC | Dispatch-Crossload | FuelCost | 0 | [6 empty] | 1 | 0
LCP_Inputs_ON_Electric_2023_04_03 | 2020 | Electrolyser 2050 | Crossload | Hydrogen | WC | Dispatch-Crossload | VOM | 0 | [6 empty] | 1 | 0
LCP_Inputs_ON_Electric_2023_04_03 | 2020 | Fossil Fuel Thermal (Coal, Peat, Oil) | Generation | Electricity | MI | Dispatch-Generation | EmissionsCost | 0 | [6 empty] | 1 | 0
LCP_Inputs_ON_Electric_2023_04_03 | 2020 | Fossil Fuel Thermal (Coal, Peat, Oil) | Generation | Electricity | MI | Dispatch-Generation | FuelCost | 0 | [6 empty] | 1 | 0
LCP_Inputs_ON_Electric_2023_04_03 | 2020 | Fossil Fuel Thermal (Coal, Peat, Oil) | Generation | Electricity | MI | Dispatch-Generation | VOM | 0 | [6 empty] | 1 | 0
LCP_Inputs_ON_Electric_2023_04_03 | 2020 | Fossil Fuel Thermal (Coal, Peat, Oil) | Generation | Electricity | NY | Dispatch-Generation | EmissionsCost | 0 | [6 empty] | 1 | 0
LCP_Inputs_ON_Electric_2023_04_03 | 2020 | Fossil Fuel Thermal (Coal, Peat, Oil) | Generation | Electricity | NY | Dispatch-Generation | FuelCost | 0 | [6 empty] | 1 | 0
LCP_Inputs_ON_Electric_2023_04_03 | 2020 | Fossil Fuel Thermal (Coal, Peat, Oil) | Generation | Electricity | NY | Dispatch-Generation | VOM | 0 | [6 empty] | 1 | 0
LCP_Inputs_ON_Electric_2023_04_03 | 2020 | Fossil Fuel Thermal (Coal, Peat, Oil) | Generation | Electricity | ON | Dispatch-Generation | EmissionsCost | 0 | [6 empty] | 1 | 0
LCP_Inputs_ON_Electric_2023_04_03 | 2020 | Fossil Fuel Thermal (Coal, Peat, Oil) | Generation | Electricity | ON | Dispatch-Generation | FuelCost | 0 | [6 empty] | 1 | 0
LCP_Inputs_ON_Electric_2023_04_03 | 2020 | Fossil Fuel Thermal (Coal, Peat, Oil) | Generation | Electricity | ON | Dispatch-Generation | VOM | 0 | [6 empty] | 1 | 0
LCP_Inputs_ON_Electric_2023_04_03 | 2020 | Fossil Fuel Thermal (Coal, Peat, Oil) | Generation | Electricity | PJ | Dispatch-Generation | EmissionsCost | 0 | [6 empty] | 1 | 0
LCP_Inputs_ON_Electric_2023_04_03 | 2020 | Fossil Fuel Thermal (Coal, Peat, Oil) | Generation | Electricity | PJ | Dispatch-Generation | FuelCost | 0 | [6 empty] | 1 | 0
LCP_Inputs_ON_Electric_2023_04_03 | 2020 | Fossil Fuel Thermal (Coal, Peat, Oil) | Generation | Electricity | PJ | Dispatch-Generation | VOM | 0 | [6 empty] | 1 | 0
LCP_Inputs_ON_Electric_2023_04_03 | 2020 | Fossil Fuel Thermal (Coal, Peat, Oil) | Generation | Electricity | QC | Dispatch-Generation | EmissionsCost | 0 | [6 empty] | 1 | 0
LCP_Inputs_ON_Electric_2023_04_03 | 2020 | Fossil Fuel Thermal (Coal, Peat, Oil) | Generation | Electricity | QC | Dispatch-Generation | FuelCost | 0 | [6 empty] | 1 | 0
LCP_Inputs_ON_Electric_2023_04_03 | 2020 | Fossil Fuel Thermal (Coal, Peat, Oil) | Generation | Electricity | QC | Dispatch-Generation | VOM | 0 | [6 empty] | 1 | 0
LCP_Inputs_ON_Electric_2023_04_03 | 2020 | Fossil Fuel Thermal (Coal, Peat, Oil) | Generation | Electricity | WC | Dispatch-Generation | EmissionsCost | 0 | [6 empty] | 1 | 0
LCP_Inputs_ON_Electric_2023_04_03 | 2020 | Fossil Fuel Thermal (Coal, Peat, Oil) | Generation | Electricity | WC | Dispatch-Generation | FuelCost | 0 | [6 empty] | 1 | 0
LCP_Inputs_ON_Electric_2023_04_03 | 2020 | Fossil Fuel Thermal (Coal, Peat, Oil) | Generation | Electricity | WC | Dispatch-Generation | VOM | 0 | [6 empty] | 1 | 0
LCP_Inputs_ON_Electric_2023_04_03 | 2020 | Generic - Generator | Generation | Electricity | MI | Dispatch-Generation | EmissionsCost | 0 | [6 empty] | 1 | 0
LCP_Inputs_ON_Electric_2023_04_03 | 2020 | Generic - Generator | Generation | Electricity | MI | Dispatch-Generation | FuelCost | 3913159882.2025 | [6 empty] | 1 | 3913159882.2025
LCP_Inputs_ON_Electric_2023_04_03 | 2020 | Generic - Generator | Generation | Electricity | MI | Dispatch-Generation | VOM | 404848820.8371 | [6 empty] | 1 | 404848820.8371
LCP_Inputs_ON_Electric_2023_04_03 | 2020 | Generic - Generator | Generation | Electricity | NY | Dispatch-Generation | EmissionsCost | 0 | [6 empty] | 1 | 0
LCP_Inputs_ON_Electric_2023_04_03 | 2020 | Generic - Generator | Generation | Electricity | NY | Dispatch-Generation | FuelCost | 1634016854.2376 | [6 empty] | 1 | 1634016854.2376
LCP_Inputs_ON_Electric_2023_04_03 | 2020 | Generic - Generator | Generation | Electricity | NY | Dispatch-Generation | VOM | 169052585.7823 | [6 empty] | 1 | 169052585.7823
LCP_Inputs_ON_Electric_2023_04_03 | 2020 | Generic - Generator | Generation | Electricity | ON | Dispatch-Generation | EmissionsCost | 0 | [6 empty] | 1 | 0
LCP_Inputs_ON_Electric_2023_04_03 | 2020 | Generic - Generator | Generation | Electricity | ON | Dispatch-Generation | FuelCost | 0 | [6 empty] | 1 | 0
LCP_Inputs_ON_Electric_2023_04_03 | 2020 | Generic - Generator | Generation | Electricity | ON | Dispatch-Generation | VOM | 0 | [6 empty] | 1 | 0
LCP_Inputs_ON_Electric_2023_04_03 | 2020 | Generic - Generator | Generation | Electricity | PJ | Dispatch-Generation | EmissionsCost | 0 | [6 empty] | 1 | 0
LCP_Inputs_ON_Electric_2023_04_03 | 2020 | Generic - Generator | Generation | Electricity | PJ | Dispatch-Generation | FuelCost | 14422259590.9655 | [6 empty] | 1 | 14422259590.9655
LCP_Inputs_ON_Electric_2023_04_03 | 2020 | Generic - Generator | Generation | Electricity | PJ | Dispatch-Generation | VOM | 1492102281.7812 | [6 empty] | 1 | 1492102281.7812
LCP_Inputs_ON_Electric_2023_04_03 | 2020 | Generic - Generator | Generation | Electricity | QC | Dispatch-Generation | EmissionsCost | 0 | [6 empty] | 1 | 0
LCP_Inputs_ON_Electric_2023_04_03 | 2020 | Generic - Generator | Generation | Electricity | QC | Dispatch-Generation | FuelCost | 0 | [6 empty] | 1 | 0
LCP_Inputs_ON_Electric_2023_04_03 | 2020 | Generic - Generator | Generation | Electricity | QC | Dispatch-Generation | VOM | 0 | [6 empty] | 1 | 0
LCP_Inputs_ON_Electric_2023_04_03 | 2020 | Generic - Generator | Generation | Electricity | WC | Dispatch-Generation | EmissionsCost | 0 | [6 empty] | 1 | 0
LCP_Inputs_ON_Electric_2023_04_03 | 2020 | Generic - Generator | Generation | Electricity | WC | Dispatch-Generation | FuelCost | 1069473.0011 | [6 empty] | 1 | 1069473.0011
LCP_Inputs_ON_Electric_2023_04_03 | 2020 | Generic - Generator | Generation | Electricity | WC | Dispatch-Generation | VOM | 110645.8454 | [6 empty] | 1 | 110645.8454
LCP_Inputs_ON_Electric_2023_04_03 | 2020 | H2 Import - QC | Import | Hydrogen | MI | Dispatch-Import | EmissionsCost | 0 | [6 empty] | 1 | 0
LCP_Inputs_ON_Electric_2023_04_03 | 2020 | H2 Import - QC | Import | Hydrogen | MI | Dispatch-Import | FuelCost | 0 | [6 empty] | 1 | 0
LCP_Inputs_ON_Electric_2023_04_03 | 2020 | H2 Import - QC | Import | Hydrogen | MI | Dispatch-Import | VOM | 0 | [6 empty] | 1 | 0
LCP_Inputs_ON_Electric_2023_04_03 | 2020 | H2 Import - QC | Import | Hydrogen | NY | Dispatch-Import | EmissionsCost | 0 | [6 empty] | 1 | 0
LCP_Inputs_ON_Electric_2023_04_03 | 2020 | H2 Import - QC | Import | Hydrogen | NY | Dispatch-Import | FuelCost | 0 | [6 empty] | 1 | 0
LCP_Inputs_ON_Electric_2023_04_03 | 2020 | H2 Import - QC | Import | Hydrogen | NY | Dispatch-Import | VOM | 0 | [6 empty] | 1 | 0
LCP_Inputs_ON_Electric_2023_04_03 | 2020 | H2 Import - QC | Import | Hydrogen | ON | Dispatch-Import | EmissionsCost | 0 | [6 empty] | 1 | 0
LCP_Inputs_ON_Electric_2023_04_03 | 2020 | H2 Import - QC | Import | Hydrogen | ON | Dispatch-Import | FuelCost | 0 | [6 empty] | 1 | 0
LCP_Inputs_ON_Electric_2023_04_03 | 2020 | H2 Import - QC | Import | Hydrogen | ON | Dispatch-Import | VOM | 0 | [6 empty] | 1 | 0
LCP_Inputs_ON_Electric_2023_04_03 | 2020 | H2 Import - QC | Import | Hydrogen | PJ | Dispatch-Import | EmissionsCost | 0 | [6 empty] | 1 | 0
LCP_Inputs_ON_Electric_2023_04_03 | 2020 | H2 Import - QC | Import | Hydrogen | PJ | Dispatch-Import | FuelCost | 0 | [6 empty] | 1 | 0
LCP_Inputs_ON_Electric_2023_04_03 | 2020 | H2 Import - QC | Import | Hydrogen | PJ | Dispatch-Import | VOM | 0 | [6 empty] | 1 | 0
LCP_Inputs_ON_Electric_2023_04_03 | 2020 | H2 Import - QC | Import | Hydrogen | QC | Dispatch-Import | EmissionsCost | 0 | [6 empty] | 1 | 0
LCP_Inputs_ON_Electric_2023_04_03 | 2020 | H2 Import - QC | Import | Hydrogen | QC | Dispatch-Import | FuelCost | 0 | [6 empty] | 1 | 0
LCP_Inputs_ON_Electric_2023_04_03 | 2020 | H2 Import - QC | Import | Hydrogen | QC | Dispatch-Import | VOM | 0 | [6 empty] | 1 | 0
LCP_Inputs_ON_Electric_2023_04_03 | 2020 | H2 Import - QC | Import | Hydrogen | WC | Dispatch-Import | EmissionsCost | 0 | [6 empty] | 1 | 0
LCP_Inputs_ON_Electric_2023_04_03 | 2020 | H2 Import - QC | Import | Hydrogen | WC | Dispatch-Import | FuelCost | 0 | [6 empty] | 1 | 0
LCP_Inputs_ON_Electric_2023_04_03 | 2020 | H2 Import - QC | Import | Hydrogen | WC | Dispatch-Import | VOM | 0 | [6 empty] | 1 | 0
LCP_Inputs_ON_Electric_2023_04_03 | 2020 | H2 Import - WC | Import | Hydrogen | MI | Dispatch-Import | EmissionsCost | 0 | [6 empty] | 1 | 0
LCP_Inputs_ON_Electric_2023_04_03 | 2020 | H2 Import - WC | Import | Hydrogen | MI | Dispatch-Import | FuelCost | 0 | [6 empty] | 1 | 0
LCP_Inputs_ON_Electric_2023_04_03 | 2020 | H2 Import - WC | Import | Hydrogen | MI | Dispatch-Import | VOM | 0 | [6 empty] | 1 | 0
LCP_Inputs_ON_Electric_2023_04_03 | 2020 | H2 Import - WC | Import | Hydrogen | NY | Dispatch-Import | EmissionsCost | 0 | [6 empty] | 1 | 0
LCP_Inputs_ON_Electric_2023_04_03 | 2020 | H2 Import - WC | Import | Hydrogen | NY | Dispatch-Import | FuelCost | 0 | [6 empty] | 1 | 0
LCP_Inputs_ON_Electric_2023_04_03 | 2020 | H2 Import - WC | Import | Hydrogen | NY | Dispatch-Import | VOM | 0 | [6 empty] | 1 | 0
LCP_Inputs_ON_Electric_2023_04_03 | 2020 | H2 Import - WC | Import | Hydrogen | ON | Dispatch-Import | EmissionsCost | 0 | [6 empty] | 1 | 0
LCP_Inputs_ON_Electric_2023_04_03 | 2020 | H2 Import - WC | Import | Hydrogen | ON | Dispatch-Import | FuelCost | 0 | [6 empty] | 1 | 0
LCP_Inputs_ON_Electric_2023_04_03 | 2020 | H2 Import - WC | Import | Hydrogen | ON | Dispatch-Import | VOM | 0 | [6 empty] | 1 | 0
LCP_Inputs_ON_Electric_2023_04_03 | 2020 | H2 Import - WC | Import | Hydrogen | PJ | Dispatch-Import | EmissionsCost | 0 | [6 empty] | 1 | 0
LCP_Inputs_ON_Electric_2023_04_03 | 2020 | H2 Import - WC | Import | Hydrogen | PJ | Dispatch-Import | FuelCost | 0 | [6 empty] | 1 | 0
LCP_Inputs_ON_Electric_2023_04_03 | 2020 | H2 Import - WC | Import | Hydrogen | PJ | Dispatch-Import | VOM | 0 | [6 empty] | 1 | 0
LCP_Inputs_ON_Electric_2023_04_03 | 2020 | H2 Import - WC | Import | Hydrogen | QC | Dispatch-Import | EmissionsCost | 0 | [6 empty] | 1 | 0
LCP_Inputs_ON_Electric_2023_04_03 | 2020 | H2 Import - WC | Import | Hydrogen | QC | Dispatch-Import | FuelCost | 0 | [6 empty] | 1 | 0
LCP_Inputs_ON_Electric_2023_04_03 | 2020 | H2 Import - WC | Import | Hydrogen | QC | Dispatch-Import | VOM | 0 | [6 empty] | 1 | 0
LCP_Inputs_ON_Electric_2023_04_03 | 2020 | H2 Import - WC | Import | Hydrogen | WC | Dispatch-Import | EmissionsCost | 0 | [6 empty] | 1 | 0
LCP_Inputs_ON_Electric_2023_04_03 | 2020 | H2 Import - WC | Import | Hydrogen | WC | Dispatch-Import | FuelCost | 0 | [6 empty] | 1 | 0
LCP_Inputs_ON_Electric_2023_04_03 | 2020 | H2 Import - WC | Import | Hydrogen | WC | Dispatch-Import | VOM | 0 | [6 empty] | 1 | 0
LCP_Inputs_ON_Electric_2023_04_03 | 2020 | H2 Salt Cavern Storage - ON | Storage | Hydrogen | MI | Dispatch-Storage | EmissionsCost | 0 | [6 empty] | 1 | 0
LCP_Inputs_ON_Electric_2023_04_03 | 2020 | H2 Salt Cavern Storage - ON | Storage | Hydrogen | MI | Dispatch-Storage | FuelCost | 0 | [6 empty] | 1 | 0
LCP_Inputs_ON_Electric_2023_04_03 | 2020 | H2 Salt Cavern Storage - ON | Storage | Hydrogen | MI | Dispatch-Storage | VOM | 0 | [6 empty] | 1 | 0
LCP_Inputs_ON_Electric_2023_04_03 | 2020 | H2 Salt Cavern Storage - ON | Storage | Hydrogen | NY | Dispatch-Storage | EmissionsCost | 0 | [6 empty] | 1 | 0
LCP_Inputs_ON_Electric_2023_04_03 | 2020 | H2 Salt Cavern Storage - ON | Storage | Hydrogen | NY | Dispatch-Storage | FuelCost | 0 | [6 empty] | 1 | 0
LCP_Inputs_ON_Electric_2023_04_03 | 2020 | H2 Salt Cavern Storage - ON | Storage | Hydrogen | NY | Dispatch-Storage | VOM | 0 | [6 empty] | 1 | 0
LCP_Inputs_ON_Electric_2023_04_03 | 2020 | H2 Salt Cavern Storage - ON | Storage | Hydrogen | ON | Dispatch-Storage | EmissionsCost | 0 | [6 empty] | 1 | 0
LCP_Inputs_ON_Electric_2023_04_03 | 2020 | H2 Salt Cavern Storage - ON | Storage | Hydrogen | ON | Dispatch-Storage | FuelCost | 0 | [6 empty] | 1 | 0
LCP_Inputs_ON_Electric_2023_04_03 | 2020 | H2 Salt Cavern Storage - ON | Storage | Hydrogen | ON | Dispatch-Storage | VOM | 0 | [6 empty] | 1 | 0
LCP_Inputs_ON_Electric_2023_04_03 | 2020 | H2 Salt Cavern Storage - ON | Storage | Hydrogen | PJ | Dispatch-Storage | EmissionsCost | 0 | [6 empty] | 1 | 0
LCP_Inputs_ON_Electric_2023_04_03 | 2020 | H2 Salt Cavern Storage - ON | Storage | Hydrogen | PJ | Dispatch-Storage | FuelCost | 0 | [6 empty] | 1 | 0
LCP_Inputs_ON_Electric_2023_04_03 | 2020 | H2 Salt Cavern Storage - ON | Storage | Hydrogen | PJ | Dispatch-Storage | VOM | 0 | [6 empty] | 1 | 0
LCP_Inputs_ON_Electric_2023_04_03 | 2020 | H2 Salt Cavern Storage - ON | Storage | Hydrogen | QC | Dispatch-Storage | EmissionsCost | 0 | [6 empty] | 1 | 0
LCP_Inputs_ON_Electric_2023_04_03 | 2020 | H2 Salt Cavern Storage - ON | Storage | Hydrogen | QC | Dispatch-Storage | FuelCost | 0 | [6 empty] | 1 | 0
LCP_Inputs_ON_Electric_2023_04_03 | 2020 | H2 Salt Cavern Storage - ON | Storage | Hydrogen | QC | Dispatch-Storage | VOM | 0 | [6 empty] | 1 | 0
LCP_Inputs_ON_Electric_2023_04_03 | 2020 | H2 Salt Cavern Storage - ON | Storage | Hydrogen | WC | Dispatch-Storage | EmissionsCost | 0 | [6 empty] | 1 | 0
LCP_Inputs_ON_Electric_2023_04_03 | 2020 | H2 Salt Cavern Storage - ON | Storage | Hydrogen | WC | Dispatch-Storage | FuelCost | 0 | [6 empty] | 1 | 0
LCP_Inputs_ON_Electric_2023_04_03 | 2020 | H2 Salt Cavern Storage - ON | Storage | Hydrogen | WC | Dispatch-Storage | VOM | 0 | [6 empty] | 1 | 0
LCP_Inputs_ON_Electric_2023_04_03 | 2020 | Hydro | Generation | Electricity | MI | Dispatch-Generation | EmissionsCost | 0 | [6 empty] | 1 | 0
LCP_Inputs_ON_Electric_2023_04_03 | 2020 | Hydro | Generation | Electricity | MI | Dispatch-Generation | FuelCost | 0 | [6 empty] | 1 | 0
LCP_Inputs_ON_Electric_2023_04_03 | 2020 | Hydro | Generation | Electricity | MI | Dispatch-Generation | VOM | 0 | [6 empty] | 1 | 0
LCP_Inputs_ON_Electric_2023_04_03 | 2020 | Hydro | Generation | Electricity | NY | Dispatch-Generation | EmissionsCost | 0 | [6 empty] | 1 | 0
LCP_Inputs_ON_Electric_2023_04_03 | 2020 | Hydro | Generation | Electricity | NY | Dispatch-Generation | FuelCost | 0 | [6 empty] | 1 | 0
LCP_Inputs_ON_Electric_2023_04_03 | 2020 | Hydro | Generation | Electricity | NY | Dispatch-Generation | VOM | 0 | [6 empty] | 1 | 0
LCP_Inputs_ON_Electric_2023_04_03 | 2020 | Hydro | Generation | Electricity | ON | Dispatch-Generation | EmissionsCost | 0 | [6 empty] | 1 | 0
LCP_Inputs_ON_Electric_2023_04_03 | 2020 | Hydro | Generation | Electricity | ON | Dispatch-Generation | FuelCost | 0 | [6 empty] | 1 | 0
LCP_Inputs_ON_Electric_2023_04_03 | 2020 | Hydro | Generation | Electricity | ON | Dispatch-Generation | VOM | 0 | [6 empty] | 1 | 0
LCP_Inputs_ON_Electric_2023_04_03 | 2020 | Hydro | Generation | Electricity | PJ | Dispatch-Generation | EmissionsCost | 0 | [6 empty] | 1 | 0
LCP_Inputs_ON_Electric_2023_04_03 | 2020 | Hydro | Generation | Electricity | PJ | Dispatch-Generation | FuelCost | 0 | [6 empty] | 1 | 0
LCP_Inputs_ON_Electric_2023_04_03 | 2020 | Hydro | Generation | Electricity | PJ | Dispatch-Generation | VOM | 0 | [6 empty] | 1 | 0
LCP_Inputs_ON_Electric_2023_04_03 | 2020 | Hydro | Generation | Electricity | QC | Dispatch-Generation | EmissionsCost | 0 | [6 empty] | 1 | 0
LCP_Inputs_ON_Electric_2023_04_03 | 2020 | Hydro | Generation | Electricity | QC | Dispatch-Generation | FuelCost | 0 | [6 empty] | 1 | 0
LCP_Inputs_ON_Electric_2023_04_03 | 2020 | Hydro | Generation | Electricity | QC | Dispatch-Generation | VOM | 0 | [6 empty] | 1 | 0
LCP_Inputs_ON_Electric_2023_04_03 | 2020 | Hydro | Generation | Electricity | WC | Dispatch-Generation | EmissionsCost | 0 | [6 empty] | 1 | 0
LCP_Inputs_ON_Electric_2023_04_03 | 2020 | Hydro | Generation | Electricity | WC | Dispatch-Generation | FuelCost | 0 | [6 empty] | 1 | 0
LCP_Inputs_ON_Electric_2023_04_03 | 2020 | Hydro | Generation | Electricity | WC | Dispatch-Generation | VOM | 0 | [6 empty] | 1 | 0
LCP_Inputs_ON_Electric_2023_04_03 | 2020 | Hydro Pumped Storage | Storage | Electricity | MI | Dispatch-Storage | EmissionsCost | 0 | [6 empty] | 1 | 0
LCP_Inputs_ON_Electric_2023_04_03 | 2020 | Hydro Pumped Storage | Storage | Electricity | MI | Dispatch-Storage | FuelCost | 0 | [6 empty] | 1 | 0
LCP_Inputs_ON_Electric_2023_04_03 | 2020 | Hydro Pumped Storage | Storage | Electricity | MI | Dispatch-Storage | VOM | 0 | [6 empty] | 1 | 0
LCP_Inputs_ON_Electric_2023_04_03 | 2020 | Hydro Pumped Storage | Storage | Electricity | NY | Dispatch-Storage | EmissionsCost | 0 | [6 empty] | 1 | 0
LCP_Inputs_ON_Electric_2023_04_03 | 2020 | Hydro Pumped Storage | Storage | Electricity | NY | Dispatch-Storage | FuelCost | 0 | [6 empty] | 1 | 0
LCP_Inputs_ON_Electric_2023_04_03 | 2020 | Hydro Pumped Storage | Storage | Electricity | NY | Dispatch-Storage | VOM | 0 | [6 empty] | 1 | 0
LCP_Inputs_ON_Electric_2023_04_03 | 2020 | Hydro Pumped Storage | Storage | Electricity | ON | Dispatch-Storage | EmissionsCost | 0 | [6 empty] | 1 | 0
LCP_Inputs_ON_Electric_2023_04_03 | 2020 | Hydro Pumped Storage | Storage | Electricity | ON | Dispatch-Storage | FuelCost | 0 | [6 empty] | 1 | 0
LCP_Inputs_ON_Electric_2023_04_03 | 2020 | Hydro Pumped Storage | Storage | Electricity | ON | Dispatch-Storage | VOM | 0 | [6 empty] | 1 | 0
LCP_Inputs_ON_Electric_2023_04_03 | 2020 | Hydro Pumped Storage | Storage | Electricity | PJ | Dispatch-Storage | EmissionsCost | 0 | [6 empty] | 1 | 0
LCP_Inputs_ON_Electric_2023_04_03 | 2020 | Hydro Pumped Storage | Storage | Electricity | PJ | Dispatch-Storage | FuelCost | 0 | [6 empty] | 1 | 0
LCP_Inputs_ON_Electric_2023_04_03 | 2020 | Hydro Pumped Storage | Storage | Electricity | PJ | Dispatch-Storage | VOM | 0 | [6 empty] | 1 | 0
LCP_Inputs_ON_Electric_2023_04_03 | 2020 | Hydro Pumped Storage | Storage | Electricity | QC | Dispatch-Storage | EmissionsCost | 0 | [6 empty] | 1 | 0
LCP_Inputs_ON_Electric_2023_04_03 | 2020 | Hydro Pumped Storage | Storage | Electricity | QC | Dispatch-Storage | FuelCost | 0 | [6 empty] | 1 | 0
LCP_Inputs_ON_Electric_2023_04_03 | 2020 | Hydro Pumped Storage | Storage | Electricity | QC | Dispatch-Storage | VOM | 0 | [6 empty] | 1 | 0
LCP_Inputs_ON_Electric_2023_04_03 | 2020 | Hydro Pumped Storage | Storage | Electricity | WC | Dispatch-Storage | EmissionsCost | 0 | [6 empty] | 1 | 0
LCP_Inputs_ON_Electric_2023_04_03 | 2020 | Hydro Pumped Storage | Storage | Electricity | WC | Dispatch-Storage | FuelCost | 0 | [6 empty] | 1 | 0
LCP_Inputs_ON_Electric_2023_04_03 | 2020 | Hydro Pumped Storage | Storage | Electricity | WC | Dispatch-Storage | VOM | 0 | [6 empty] | 1 | 0
LCP_Inputs_ON_Electric_2023_04_03 | 2020 | Nuclear | Generation | Electricity | MI | Dispatch-Generation | EmissionsCost | 0 | [6 empty] | 1 | 0
LCP_Inputs_ON_Electric_2023_04_03 | 2020 | Nuclear | Generation | Electricity | MI | Dispatch-Generation | FuelCost | 0 | [6 empty] | 1 | 0
LCP_Inputs_ON_Electric_2023_04_03 | 2020 | Nuclear | Generation | Electricity | MI | Dispatch-Generation | VOM | 3301336446.912 | [6 empty] | 1 | 3301336446.912
LCP_Inputs_ON_Electric_2023_04_03 | 2020 | Nuclear | Generation | Electricity | NY | Dispatch-Generation | EmissionsCost | 0 | [6 empty] | 1 | 0
LCP_Inputs_ON_Electric_2023_04_03 | 2020 | Nuclear | Generation | Electricity | NY | Dispatch-Generation | FuelCost | 0 | [6 empty] | 1 | 0
LCP_Inputs_ON_Electric_2023_04_03 | 2020 | Nuclear | Generation | Electricity | NY | Dispatch-Generation | VOM | 2246155230.144 | [6 empty] | 1 | 2246155230.144
LCP_Inputs_ON_Electric_2023_04_03 | 2020 | Nuclear | Generation | Electricity | ON | Dispatch-Generation | EmissionsCost | 0 | [6 empty] | 1 | 0
LCP_Inputs_ON_Electric_2023_04_03 | 2020 | Nuclear | Generation | Electricity | ON | Dispatch-Generation | FuelCost | 0 | [6 empty] | 1 | 0
LCP_Inputs_ON_Electric_2023_04_03 | 2020 | Nuclear | Generation | Electricity | ON | Dispatch-Generation | VOM | 8790266640.96 | [6 empty] | 1 | 8790266640.96
LCP_Inputs_ON_Electric_2023_04_03 | 2020 | Nuclear | Generation | Electricity | PJ | Dispatch-Generation | EmissionsCost | 0 | [6 empty] | 1 | 0
LCP_Inputs_ON_Electric_2023_04_03 | 2020 | Nuclear | Generation | Electricity | PJ | Dispatch-Generation | FuelCost | 0 | [6 empty] | 1 | 0
LCP_Inputs_ON_Electric_2023_04_03 | 2020 | Nuclear | Generation | Electricity | PJ | Dispatch-Generation | VOM | 9110487814.4448 | [6 empty] | 1 | 9110487814.4448
LCP_Inputs_ON_Electric_2023_04_03 | 2020 | Nuclear | Generation | Electricity | QC | Dispatch-Generation | EmissionsCost | 0 | [6 empty] | 1 | 0
LCP_Inputs_ON_Electric_2023_04_03 | 2020 | Nuclear | Generation | Electricity | QC | Dispatch-Generation | FuelCost | 0 | [6 empty] | 1 | 0
LCP_Inputs_ON_Electric_2023_04_03 | 2020 | Nuclear | Generation | Electricity | QC | Dispatch-Generation | VOM | 0 | [6 empty] | 1 | 0
LCP_Inputs_ON_Electric_2023_04_03 | 2020 | Nuclear | Generation | Electricity | WC | Dispatch-Generation | EmissionsCost | 0 | [6 empty] | 1 | 0
LCP_Inputs_ON_Electric_2023_04_03 | 2020 | Nuclear | Generation | Electricity | WC | Dispatch-Generation | FuelCost | 0 | [6 empty] | 1 | 0
LCP_Inputs_ON_Electric_2023_04_03 | 2020 | Nuclear | Generation | Electricity | WC | Dispatch-Generation | VOM | 0 | [6 empty] | 1 | 0
LCP_Inputs_ON_Electric_2023_04_03 | 2020 | Nuclear SMR | Generation | Electricity | MI | Dispatch-Generation | EmissionsCost | 0 | [6 empty] | 1 | 0
LCP_Inputs_ON_Electric_2023_04_03 | 2020 | Nuclear SMR | Generation | Electricity | MI | Dispatch-Generation | FuelCost | 0 | [6 empty] | 1 | 0
LCP_Inputs_ON_Electric_2023_04_03 | 2020 | Nuclear SMR | Generation | Electricity | MI | Dispatch-Generation | VOM | 0 | [6 empty] | 1 | 0
LCP_Inputs_ON_Electric_2023_04_03 | 2020 | Nuclear SMR | Generation | Electricity | NY | Dispatch-Generation | EmissionsCost | 0 | [6 empty] | 1 | 0
LCP_Inputs_ON_Electric_2023_04_03 | 2020 | Nuclear SMR | Generation | Electricity | NY | Dispatch-Generation | FuelCost | 0 | [6 empty] | 1 | 0
LCP_Inputs_ON_Electric_2023_04_03 | 2020 | Nuclear SMR | Generation | Electricity | NY | Dispatch-Generation | VOM | 0 | [6 empty] | 1 | 0
LCP_Inputs_ON_Electric_2023_04_03 | 2020 | Nuclear SMR | Generation | Electricity | ON | Dispatch-Generation | EmissionsCost | 0 | [6 empty] | 1 | 0
LCP_Inputs_ON_Electric_2023_04_03 | 2020 | Nuclear SMR | Generation | Electricity | ON | Dispatch-Generation | FuelCost | 0 | [6 empty] | 1 | 0
LCP_Inputs_ON_Electric_2023_04_03 | 2020 | Nuclear SMR | Generation | Electricity | ON | Dispatch-Generation | VOM | 0 | [6 empty] | 1 | 0
LCP_Inputs_ON_Electric_2023_04_03 | 2020 | Nuclear SMR | Generation | Electricity | PJ | Dispatch-Generation | EmissionsCost | 0 | [6 empty] | 1 | 0
LCP_Inputs_ON_Electric_2023_04_03 | 2020 | Nuclear SMR | Generation | Electricity | PJ | Dispatch-Generation | FuelCost | 0 | [6 empty] | 1 | 0
LCP_Inputs_ON_Electric_2023_04_03 | 2020 | Nuclear SMR | Generation | Electricity | PJ | Dispatch-Generation | VOM | 0 | [6 empty] | 1 | 0
LCP_Inputs_ON_Electric_2023_04_03 | 2020 | Nuclear SMR | Generation | Electricity | QC | Dispatch-Generation | EmissionsCost | 0 | [6 empty] | 1 | 0
LCP_Inputs_ON_Electric_2023_04_03 | 2020 | Nuclear SMR | Generation | Electricity | QC | Dispatch-Generation | FuelCost | 0 | [6 empty] | 1 | 0
LCP_Inputs_ON_Electric_2023_04_03 | 2020 | Nuclear SMR | Generation | Electricity | QC | Dispatch-Generation | VOM | 0 | [6 empty] | 1 | 0
LCP_Inputs_ON_Electric_2023_04_03 | 2020 | Nuclear SMR | Generation | Electricity | WC | Dispatch-Generation | EmissionsCost | 0 | [6 empty] | 1 | 0
LCP_Inputs_ON_Electric_2023_04_03 | 2020 | Nuclear SMR | Generation | Electricity | WC | Dispatch-Generation | FuelCost | 0 | [6 empty] | 1 | 0
LCP_Inputs_ON_Electric_2023_04_03 | 2020 | Nuclear SMR | Generation | Electricity | WC | Dispatch-Generation | VOM | 0 | [6 empty] | 1 | 0
LCP_Inputs_ON_Electric_2023_04_03 | 2020 | O/CCGT - CH4 Existing | Crossload | Electricity | MI | Dispatch-Crossload | EmissionsCost | 0 | [6 empty] | 1 | 0
LCP_Inputs_ON_Electric_2023_04_03 | 2020 | O/CCGT - CH4 Existing | Crossload | Electricity | MI | Dispatch-Crossload | FuelCost | 0 | [6 empty] | 1 | 0
LCP_Inputs_ON_Electric_2023_04_03 | 2020 | O/CCGT - CH4 Existing | Crossload | Electricity | MI | Dispatch-Crossload | VOM | 0 | [6 empty] | 1 | 0
LCP_Inputs_ON_Electric_2023_04_03 | 2020 | O/CCGT - CH4 Existing | Crossload | Electricity | NY | Dispatch-Crossload | EmissionsCost | 0 | [6 empty] | 1 | 0
LCP_Inputs_ON_Electric_2023_04_03 | 2020 | O/CCGT - CH4 Existing | Crossload | Electricity | NY | Dispatch-Crossload | FuelCost | 0 | [6 empty] | 1 | 0
LCP_Inputs_ON_Electric_2023_04_03 | 2020 | O/CCGT - CH4 Existing | Crossload | Electricity | NY | Dispatch-Crossload | VOM | 0 | [6 empty] | 1 | 0
LCP_Inputs_ON_Electric_2023_04_03 | 2020 | O/CCGT - CH4 Existing | Crossload | Electricity | ON | Dispatch-Crossload | EmissionsCost | 0 | [6 empty] | 1 | 0
LCP_Inputs_ON_Electric_2023_04_03 | 2020 | O/CCGT - CH4 Existing | Crossload | Electricity | ON | Dispatch-Crossload | FuelCost | 0 | [6 empty] | 1 | 0
LCP_Inputs_ON_Electric_2023_04_03 | 2020 | O/CCGT - CH4 Existing | Crossload | Electricity | ON | Dispatch-Crossload | VOM | 0 | [6 empty] | 1 | 0
LCP_Inputs_ON_Electric_2023_04_03 | 2020 | O/CCGT - CH4 Existing | Crossload | Electricity | PJ | Dispatch-Crossload | EmissionsCost | 0 | [6 empty] | 1 | 0
LCP_Inputs_ON_Electric_2023_04_03 | 2020 | O/CCGT - CH4 Existing | Crossload | Electricity | PJ | Dispatch-Crossload | FuelCost | 0 | [6 empty] | 1 | 0
LCP_Inputs_ON_Electric_2023_04_03 | 2020 | O/CCGT - CH4 Existing | Crossload | Electricity | PJ | Dispatch-Crossload | VOM | 0 | [6 empty] | 1 | 0
LCP_Inputs_ON_Electric_2023_04_03 | 2020 | O/CCGT - CH4 Existing | Crossload | Electricity | QC | Dispatch-Crossload | EmissionsCost | 0 | [6 empty] | 1 | 0
LCP_Inputs_ON_Electric_2023_04_03 | 2020 | O/CCGT - CH4 Existing | Crossload | Electricity | QC | Dispatch-Crossload | FuelCost | 0 | [6 empty] | 1 | 0
LCP_Inputs_ON_Electric_2023_04_03 | 2020 | O/CCGT - CH4 Existing | Crossload | Electricity | QC | Dispatch-Crossload | VOM | 0 | [6 empty] | 1 | 0
LCP_Inputs_ON_Electric_2023_04_03 | 2020 | O/CCGT - CH4 Existing | Crossload | Electricity | WC | Dispatch-Crossload | EmissionsCost | 0 | [6 empty] | 1 | 0
LCP_Inputs_ON_Electric_2023_04_03 | 2020 | O/CCGT - CH4 Existing | Crossload | Electricity | WC | Dispatch-Crossload | FuelCost | 0 | [6 empty] | 1 | 0
LCP_Inputs_ON_Electric_2023_04_03 | 2020 | O/CCGT - CH4 Existing | Crossload | Electricity | WC | Dispatch-Crossload | VOM | 0 | [6 empty] | 1 | 0
LCP_Inputs_ON_Electric_2023_04_03 | 2020 | O/CCGT - CH4 New | Crossload | Electricity | MI | Dispatch-Crossload | EmissionsCost | 0 | [6 empty] | 1 | 0
LCP_Inputs_ON_Electric_2023_04_03 | 2020 | O/CCGT - CH4 New | Crossload | Electricity | MI | Dispatch-Crossload | FuelCost | 0 | [6 empty] | 1 | 0
LCP_Inputs_ON_Electric_2023_04_03 | 2020 | O/CCGT - CH4 New | Crossload | Electricity | MI | Dispatch-Crossload | VOM | 0 | [6 empty] | 1 | 0
LCP_Inputs_ON_Electric_2023_04_03 | 2020 | O/CCGT - CH4 New | Crossload | Electricity | NY | Dispatch-Crossload | EmissionsCost | 0 | [6 empty] | 1 | 0
LCP_Inputs_ON_Electric_2023_04_03 | 2020 | O/CCGT - CH4 New | Crossload | Electricity | NY | Dispatch-Crossload | FuelCost | 0 | [6 empty] | 1 | 0
LCP_Inputs_ON_Electric_2023_04_03 | 2020 | O/CCGT - CH4 New | Crossload | Electricity | NY | Dispatch-Crossload | VOM | 0 | [6 empty] | 1 | 0
LCP_Inputs_ON_Electric_2023_04_03 | 2020 | O/CCGT - CH4 New | Crossload | Electricity | ON | Dispatch-Crossload | EmissionsCost | 0 | [6 empty] | 1 | 0
LCP_Inputs_ON_Electric_2023_04_03 | 2020 | O/CCGT - CH4 New | Crossload | Electricity | ON | Dispatch-Crossload | FuelCost | 0 | [6 empty] | 1 | 0
LCP_Inputs_ON_Electric_2023_04_03 | 2020 | O/CCGT - CH4 New | Crossload | Electricity | ON | Dispatch-Crossload | VOM | 0 | [6 empty] | 1 | 0
LCP_Inputs_ON_Electric_2023_04_03 | 2020 | O/CCGT - CH4 New | Crossload | Electricity | PJ | Dispatch-Crossload | EmissionsCost | 0 | [6 empty] | 1 | 0
LCP_Inputs_ON_Electric_2023_04_03 | 2020 | O/CCGT - CH4 New | Crossload | Electricity | PJ | Dispatch-Crossload | FuelCost | 0 | [6 empty] | 1 | 0
LCP_Inputs_ON_Electric_2023_04_03 | 2020 | O/CCGT - CH4 New | Crossload | Electricity | PJ | Dispatch-Crossload | VOM | 0 | [6 empty] | 1 | 0
LCP_Inputs_ON_Electric_2023_04_03 | 2020 | O/CCGT - CH4 New | Crossload | Electricity | QC | Dispatch-Crossload | EmissionsCost | 0 | [6 empty] | 1 | 0
LCP_Inputs_ON_Electric_2023_04_03 | 2020 | O/CCGT - CH4 New | Crossload | Electricity | QC | Dispatch-Crossload | FuelCost | 0 | [6 empty] | 1 | 0
LCP_Inputs_ON_Electric_2023_04_03 | 2020 | O/CCGT - CH4 New | Crossload | Electricity | QC | Dispatch-Crossload | VOM | 0 | [6 empty] | 1 | 0
LCP_Inputs_ON_Electric_2023_04_03 | 2020 | O/CCGT - CH4 New | Crossload | Electricity | WC | Dispatch-Crossload | EmissionsCost | 0 | [6 empty] | 1 | 0
LCP_Inputs_ON_Electric_2023_04_03 | 2020 | O/CCGT - CH4 New | Crossload | Electricity | WC | Dispatch-Crossload | FuelCost | 0 | [6 empty] | 1 | 0
LCP_Inputs_ON_Electric_2023_04_03 | 2020 | O/CCGT - CH4 New | Crossload | Electricity | WC | Dispatch-Crossload | VOM | 0 | [6 empty] | 1 | 0
LCP_Inputs_ON_Electric_2023_04_03 | 2020 | O/CCGT - H2 New | Crossload | Electricity | MI | Dispatch-Crossload | EmissionsCost | 0 | [6 empty] | 1 | 0
LCP_Inputs_ON_Electric_2023_04_03 | 2020 | O/CCGT - H2 New | Crossload | Electricity | MI | Dispatch-Crossload | FuelCost | 0 | [6 empty] | 1 | 0
LCP_Inputs_ON_Electric_2023_04_03 | 2020 | O/CCGT - H2 New | Crossload | Electricity | MI | Dispatch-Crossload | VOM | 0 | [6 empty] | 1 | 0
LCP_Inputs_ON_Electric_2023_04_03 | 2020 | O/CCGT - H2 New | Crossload | Electricity | NY | Dispatch-Crossload | EmissionsCost | 0 | [6 empty] | 1 | 0
LCP_Inputs_ON_Electric_2023_04_03 | 2020 | O/CCGT - H2 New | Crossload | Electricity | NY | Dispatch-Crossload | FuelCost | 0 | [6 empty] | 1 | 0
LCP_Inputs_ON_Electric_2023_04_03 | 2020 | O/CCGT - H2 New | Crossload | Electricity | NY | Dispatch-Crossload | VOM | 0 | [6 empty] | 1 | 0
LCP_Inputs_ON_Electric_2023_04_03 | 2020 | O/CCGT - H2 New | Crossload | Electricity | ON | Dispatch-Crossload | EmissionsCost | 0 | [6 empty] | 1 | 0
LCP_Inputs_ON_Electric_2023_04_03 | 2020 | O/CCGT - H2 New | Crossload | Electricity | ON | Dispatch-Crossload | FuelCost | 0 | [6 empty] | 1 | 0
LCP_Inputs_ON_Electric_2023_04_03 | 2020 | O/CCGT - H2 New | Crossload | Electricity | ON | Dispatch-Crossload | VOM | 0 | [6 empty] | 1 | 0
LCP_Inputs_ON_Electric_2023_04_03 | 2020 | O/CCGT - H2 New | Crossload | Electricity | PJ | Dispatch-Crossload | EmissionsCost | 0 | [6 empty] | 1 | 0
LCP_Inputs_ON_Electric_2023_04_03 | 2020 | O/CCGT - H2 New | Crossload | Electricity | PJ | Dispatch-Crossload | FuelCost | 0 | [6 empty] | 1 | 0
LCP_Inputs_ON_Electric_2023_04_03 | 2020 | O/CCGT - H2 New | Crossload | Electricity | PJ | Dispatch-Crossload | VOM | 0 | [6 empty] | 1 | 0
LCP_Inputs_ON_Electric_2023_04_03 | 2020 | O/CCGT - H2 New | Crossload | Electricity | QC | Dispatch-Crossload | EmissionsCost | 0 | [6 empty] | 1 | 0
LCP_Inputs_ON_Electric_2023_04_03 | 2020 | O/CCGT - H2 New | Crossload | Electricity | QC | Dispatch-Crossload | FuelCost | 0 | [6 empty] | 1 | 0
LCP_Inputs_ON_Electric_2023_04_03 | 2020 | O/CCGT - H2 New | Crossload | Electricity | QC | Dispatch-Crossload | VOM | 0 | [6 empty] | 1 | 0
LCP_Inputs_ON_Electric_2023_04_03 | 2020 | O/CCGT - H2 New | Crossload | Electricity | WC | Dispatch-Crossload | EmissionsCost | 0 | [6 empty] | 1 | 0
LCP_Inputs_ON_Electric_2023_04_03 | 2020 | O/CCGT - H2 New | Crossload | Electricity | WC | Dispatch-Crossload | FuelCost | 0 | [6 empty] | 1 | 0
LCP_Inputs_ON_Electric_2023_04_03 | 2020 | O/CCGT - H2 New | Crossload | Electricity | WC | Dispatch-Crossload | VOM | 0 | [6 empty] | 1 | 0
LCP_Inputs_ON_Electric_2023_04_03 | 2020 | SMR CCS | Crossload | Hydrogen | MI | Dispatch-Crossload | EmissionsCost | 0 | [6 empty] | 1 | 0
LCP_Inputs_ON_Electric_2023_04_03 | 2020 | SMR CCS | Crossload | Hydrogen | MI | Dispatch-Crossload | FuelCost | 0 | [6 empty] | 1 | 0
LCP_Inputs_ON_Electric_2023_04_03 | 2020 | SMR CCS | Crossload | Hydrogen | MI | Dispatch-Crossload | VOM | 0 | [6 empty] | 1 | 0
LCP_Inputs_ON_Electric_2023_04_03 | 2020 | SMR CCS | Crossload | Hydrogen | NY | Dispatch-Crossload | EmissionsCost | 0 | [6 empty] | 1 | 0
LCP_Inputs_ON_Electric_2023_04_03 | 2020 | SMR CCS | Crossload | Hydrogen | NY | Dispatch-Crossload | FuelCost | 0 | [6 empty] | 1 | 0
LCP_Inputs_ON_Electric_2023_04_03 | 2020 | SMR CCS | Crossload | Hydrogen | NY | Dispatch-Crossload | VOM | 0 | [6 empty] | 1 | 0
LCP_Inputs_ON_Electric_2023_04_03 | 2020 | SMR CCS | Crossload | Hydrogen | ON | Dispatch-Crossload | EmissionsCost | 0 | [6 empty] | 1 | 0
LCP_Inputs_ON_Electric_2023_04_03 | 2020 | SMR CCS | Crossload | Hydrogen | ON | Dispatch-Crossload | FuelCost | 0 | [6 empty] | 1 | 0
LCP_Inputs_ON_Electric_2023_04_03 | 2020 | SMR CCS | Crossload | Hydrogen | ON | Dispatch-Crossload | VOM | 0 | [6 empty] | 1 | 0
LCP_Inputs_ON_Electric_2023_04_03 | 2020 | SMR CCS | Crossload | Hydrogen | PJ | Dispatch-Crossload | EmissionsCost | 0 | [6 empty] | 1 | 0
LCP_Inputs_ON_Electric_2023_04_03 | 2020 | SMR CCS | Crossload | Hydrogen | PJ | Dispatch-Crossload | FuelCost | 0 | [6 empty] | 1 | 0
LCP_Inputs_ON_Electric_2023_04_03 | 2020 | SMR CCS | Crossload | Hydrogen | PJ | Dispatch-Crossload | VOM | 0 | [6 empty] | 1 | 0
LCP_Inputs_ON_Electric_2023_04_03 | 2020 | SMR CCS | Crossload | Hydrogen | QC | Dispatch-Crossload | EmissionsCost | 0 | [6 empty] | 1 | 0
LCP_Inputs_ON_Electric_2023_04_03 | 2020 | SMR CCS | Crossload | Hydrogen | QC | Dispatch-Crossload | FuelCost | 0 | [6 empty] | 1 | 0
LCP_Inputs_ON_Electric_2023_04_03 | 2020 | SMR CCS | Crossload | Hydrogen | QC | Dispatch-Crossload | VOM | 0 | [6 empty] | 1 | 0
LCP_Inputs_ON_Electric_2023_04_03 | 2020 | SMR CCS | Crossload | Hydrogen | WC | Dispatch-Crossload | EmissionsCost | 0 | [6 empty] | 1 | 0
LCP_Inputs_ON_Electric_2023_04_03 | 2020 | SMR CCS | Crossload | Hydrogen | WC | Dispatch-Crossload | FuelCost | 0 | [6 empty] | 1 | 0
LCP_Inputs_ON_Electric_2023_04_03 | 2020 | SMR CCS | Crossload | Hydrogen | WC | Dispatch-Crossload | VOM | 0 | [6 empty] | 1 | 0
LCP_Inputs_ON_Electric_2023_04_03 | 2020 | Solar PV | Generation | Electricity | MI | Dispatch-Generation | EmissionsCost | 0 | [6 empty] | 1 | 0
LCP_Inputs_ON_Electric_2023_04_03 | 2020 | Solar PV | Generation | Electricity | MI | Dispatch-Generation | FuelCost | 0 | [6 empty] | 1 | 0
LCP_Inputs_ON_Electric_2023_04_03 | 2020 | Solar PV | Generation | Electricity | MI | Dispatch-Generation | VOM | 0 | [6 empty] | 1 | 0
LCP_Inputs_ON_Electric_2023_04_03 | 2020 | Solar PV | Generation | Electricity | NY | Dispatch-Generation | EmissionsCost | 0 | [6 empty] | 1 | 0
LCP_Inputs_ON_Electric_2023_04_03 | 2020 | Solar PV | Generation | Electricity | NY | Dispatch-Generation | FuelCost | 0 | [6 empty] | 1 | 0
LCP_Inputs_ON_Electric_2023_04_03 | 2020 | Solar PV | Generation | Electricity | NY | Dispatch-Generation | VOM | 0 | [6 empty] | 1 | 0
LCP_Inputs_ON_Electric_2023_04_03 | 2020 | Solar PV | Generation | Electricity | ON | Dispatch-Generation | EmissionsCost | 0 | [6 empty] | 1 | 0
LCP_Inputs_ON_Electric_2023_04_03 | 2020 | Solar PV | Generation | Electricity | ON | Dispatch-Generation | FuelCost | 0 | [6 empty] | 1 | 0
LCP_Inputs_ON_Electric_2023_04_03 | 2020 | Solar PV | Generation | Electricity | ON | Dispatch-Generation | VOM | 0 | [6 empty] | 1 | 0
LCP_Inputs_ON_Electric_2023_04_03 | 2020 | Solar PV | Generation | Electricity | PJ | Dispatch-Generation | EmissionsCost | 0 | [6 empty] | 1 | 0
LCP_Inputs_ON_Electric_2023_04_03 | 2020 | Solar PV | Generation | Electricity | PJ | Dispatch-Generation | FuelCost | 0 | [6 empty] | 1 | 0
LCP_Inputs_ON_Electric_2023_04_03 | 2020 | Solar PV | Generation | Electricity | PJ | Dispatch-Generation | VOM | 0 | [6 empty] | 1 | 0
LCP_Inputs_ON_Electric_2023_04_03 | 2020 | Solar PV | Generation | Electricity | QC | Dispatch-Generation | EmissionsCost | 0 | [6 empty] | 1 | 0
LCP_Inputs_ON_Electric_2023_04_03 | 2020 | Solar PV | Generation | Electricity | QC | Dispatch-Generation | FuelCost | 0 | [6 empty] | 1 | 0
LCP_Inputs_ON_Electric_2023_04_03 | 2020 | Solar PV | Generation | Electricity | QC | Dispatch-Generation | VOM | 0 | [6 empty] | 1 | 0
LCP_Inputs_ON_Electric_2023_04_03 | 2020 | Solar PV | Generation | Electricity | WC | Dispatch-Generation | EmissionsCost | 0 | [6 empty] | 1 | 0
LCP_Inputs_ON_Electric_2023_04_03 | 2020 | Solar PV | Generation | Electricity | WC | Dispatch-Generation | FuelCost | 0 | [6 empty] | 1 | 0
LCP_Inputs_ON_Electric_2023_04_03 | 2020 | Solar PV | Generation | Electricity | WC | Dispatch-Generation | VOM | 0 | [6 empty] | 1 | 0
LCP_Inputs_ON_Electric_2023_04_03 | 2020 | Wind Offshore | Generation | Electricity | MI | Dispatch-Generation | EmissionsCost | 0 | [6 empty] | 1 | 0
LCP_Inputs_ON_Electric_2023_04_03 | 2020 | Wind Offshore | Generation | Electricity | MI | Dispatch-Generation | FuelCost | 0 | [6 empty] | 1 | 0
LCP_Inputs_ON_Electric_2023_04_03 | 2020 | Wind Offshore | Generation | Electricity | MI | Dispatch-Generation | VOM | 0 | [6 empty] | 1 | 0
LCP_Inputs_ON_Electric_2023_04_03 | 2020 | Wind Offshore | Generation | Electricity | NY | Dispatch-Generation | EmissionsCost | 0 | [6 empty] | 1 | 0
LCP_Inputs_ON_Electric_2023_04_03 | 2020 | Wind Offshore | Generation | Electricity | NY | Dispatch-Generation | FuelCost | 0 | [6 empty] | 1 | 0
LCP_Inputs_ON_Electric_2023_04_03 | 2020 | Wind Offshore | Generation | Electricity | NY | Dispatch-Generation | VOM | 0 | [6 empty] | 1 | 0
LCP_Inputs_ON_Electric_2023_04_03 | 2020 | Wind Offshore | Generation | Electricity | ON | Dispatch-Generation | EmissionsCost | 0 | [6 empty] | 1 | 0
LCP_Inputs_ON_Electric_2023_04_03 | 2020 | Wind Offshore | Generation | Electricity | ON | Dispatch-Generation | FuelCost | 0 | [6 empty] | 1 | 0
LCP_Inputs_ON_Electric_2023_04_03 | 2020 | Wind Offshore | Generation | Electricity | ON | Dispatch-Generation | VOM | 0 | [6 empty] | 1 | 0
LCP_Inputs_ON_Electric_2023_04_03 | 2020 | Wind Offshore | Generation | Electricity | PJ | Dispatch-Generation | EmissionsCost | 0 | [6 empty] | 1 | 0
LCP_Inputs_ON_Electric_2023_04_03 | 2020 | Wind Offshore | Generation | Electricity | PJ | Dispatch-Generation | FuelCost | 0 | [6 empty] | 1 | 0
LCP_Inputs_ON_Electric_2023_04_03 | 2020 | Wind Offshore | Generation | Electricity | PJ | Dispatch-Generation | VOM | 0 | [6 empty] | 1 | 0
LCP_Inputs_ON_Electric_2023_04_03 | 2020 | Wind Offshore | Generation | Electricity | QC | Dispatch-Generation | EmissionsCost | 0 | [6 empty] | 1 | 0
LCP_Inputs_ON_Electric_2023_04_03 | 2020 | Wind Offshore | Generation | Electricity | QC | Dispatch-Generation | FuelCost | 0 | [6 empty] | 1 | 0
LCP_Inputs_ON_Electric_2023_04_03 | 2020 | Wind Offshore | Generation | Electricity | QC | Dispatch-Generation | VOM | 0 | [6 empty] | 1 | 0
LCP_Inputs_ON_Electric_2023_04_03 | 2020 | Wind Offshore | Generation | Electricity | WC | Dispatch-Generation | EmissionsCost | 0 | [6 empty] | 1 | 0
LCP_Inputs_ON_Electric_2023_04_03 | 2020 | Wind Offshore | Generation | Electricity | WC | Dispatch-Generation | FuelCost | 0 | [6 empty] | 1 | 0
LCP_Inputs_ON_Electric_2023_04_03 | 2020 | Wind Offshore | Generation | Electricity | WC | Dispatch-Generation | VOM | 0 | [6 empty] | 1 | 0
LCP_Inputs_ON_Electric_2023_04_03 | 2020 | Wind Onshore | Generation | Electricity | MI | Dispatch-Generation | EmissionsCost | 0 | [6 empty] | 1 | 0
LCP_Inputs_ON_Electric_2023_04_03 | 2020 | Wind Onshore | Generation | Electricity | MI | Dispatch-Generation | FuelCost | 0 | [6 empty] | 1 | 0
LCP_Inputs_ON_Electric_2023_04_03 | 2020 | Wind Onshore | Generation | Electricity | MI | Dispatch-Generation | VOM | 0 | [6 empty] | 1 | 0
LCP_Inputs_ON_Electric_2023_04_03 | 2020 | Wind Onshore | Generation | Electricity | NY | Dispatch-Generation | EmissionsCost | 0 | [6 empty] | 1 | 0
LCP_Inputs_ON_Electric_2023_04_03 | 2020 | Wind Onshore | Generation | Electricity | NY | Dispatch-Generation | FuelCost | 0 | [6 empty] | 1 | 0
LCP_Inputs_ON_Electric_2023_04_03 | 2020 | Wind Onshore | Generation | Electricity | NY | Dispatch-Generation | VOM | 0 | [6 empty] | 1 | 0
LCP_Inputs_ON_Electric_2023_04_03 | 2020 | Wind Onshore | Generation | Electricity | ON | Dispatch-Generation | EmissionsCost | 0 | [6 empty] | 1 | 0
LCP_Inputs_ON_Electric_2023_04_03 | 2020 | Wind Onshore | Generation | Electricity | ON | Dispatch-Generation | FuelCost | 0 | [6 empty] | 1 | 0
LCP_Inputs_ON_Electric_2023_04_03 | 2020 | Wind Onshore | Generation | Electricity | ON | Dispatch-Generation | VOM | 0 | [6 empty] | 1 | 0
LCP_Inputs_ON_Electric_2023_04_03 | 2020 | Wind Onshore | Generation | Electricity | PJ | Dispatch-Generation | EmissionsCost | 0 | [6 empty] | 1 | 0
LCP_Inputs_ON_Electric_2023_04_03 | 2020 | Wind Onshore | Generation | Electricity | PJ | Dispatch-Generation | FuelCost | 0 | [6 empty] | 1 | 0
LCP_Inputs_ON_Electric_2023_04_03 | 2020 | Wind Onshore | Generation | Electricity | PJ | Dispatch-Generation | VOM | 0 | [6 empty] | 1 | 0
LCP_Inputs_ON_Electric_2023_04_03 | 2020 | Wind Onshore | Generation | Electricity | QC | Dispatch-Generation | EmissionsCost | 0 | [6 empty] | 1 | 0
LCP_Inputs_ON_Electric_2023_04_03 | 2020 | Wind Onshore | Generation | Electricity | QC | Dispatch-Generation | FuelCost | 0 | [6 empty] | 1 | 0
LCP_Inputs_ON_Electric_2023_04_03 | 2020 | Wind Onshore | Generation | Electricity | QC | Dispatch-Generation | VOM | 0 | [6 empty] | 1 | 0
LCP_Inputs_ON_Electric_2023_04_03 | 2020 | Wind Onshore | Generation | Electricity | WC | Dispatch-Generation | EmissionsCost | 0 | [6 empty] | 1 | 0
LCP_Inputs_ON_Electric_2023_04_03 | 2020 | Wind Onshore | Generation | Electricity | WC | Dispatch-Generation | FuelCost | 0 | [6 empty] | 1 | 0
LCP_Inputs_ON_Electric_2023_04_03 | 2020 | Wind Onshore | Generation | Electricity | WC | Dispatch-Generation | VOM | 0 | [6 empty] | 1 | 0
LCP_Inputs_ON_Electric_2023_04_03 | 2021 | Anaerobic Digestion | Generation | Methane | MI | Dispatch-Generation | EmissionsCost | 0 | [6 empty] | 0.96154 | 0
LCP_Inputs_ON_Electric_2023_04_03 | 2021 | Anaerobic Digestion | Generation | Methane | MI | Dispatch-Generation | FuelCost | 0 | [6 empty] | 0.96154 | 0
LCP_Inputs_ON_Electric_2023_04_03 | 2021 | Anaerobic Digestion | Generation | Methane | MI | Dispatch-Generation | VOM | 0 | [6 empty] | 0.96154 | 0
LCP_Inputs_ON_Electric_2023_04_03 | 2021 | Anaerobic Digestion | Generation | Methane | NY | Dispatch-Generation | EmissionsCost | 0 | [6 empty] | 0.96154 | 0
LCP_Inputs_ON_Electric_2023_04_03 | 2021 | Anaerobic Digestion | Generation | Methane | NY | Dispatch-Generation | FuelCost | 0 | [6 empty] | 0.96154 | 0
LCP_Inputs_ON_Electric_2023_04_03 | 2021 | Anaerobic Digestion | Generation | Methane | NY | Dispatch-Generation | VOM | 0 | [6 empty] | 0.96154 | 0
LCP_Inputs_ON_Electric_2023_04_03 | 2021 | Anaerobic Digestion | Generation | Methane | ON | Dispatch-Generation | EmissionsCost | 0 | [6 empty] | 0.96154 | 0
LCP_Inputs_ON_Electric_2023_04_03 | 2021 | Anaerobic Digestion | Generation | Methane | ON | Dispatch-Generation | FuelCost | 0 | [6 empty] | 0.96154 | 0
LCP_Inputs_ON_Electric_2023_04_03 | 2021 | Anaerobic Digestion | Generation | Methane | ON | Dispatch-Generation | VOM | 0 | [6 empty] | 0.96154 | 0
LCP_Inputs_ON_Electric_2023_04_03 | 2021 | Anaerobic Digestion | Generation | Methane | PJ | Dispatch-Generation | EmissionsCost | 0 | [6 empty] | 0.96154 | 0
LCP_Inputs_ON_Electric_2023_04_03 | 2021 | Anaerobic Digestion | Generation | Methane | PJ | Dispatch-Generation | FuelCost | 0 | [6 empty] | 0.96154 | 0
LCP_Inputs_ON_Electric_2023_04_03 | 2021 | Anaerobic Digestion | Generation | Methane | PJ | Dispatch-Generation | VOM | 0 | [6 empty] | 0.96154 | 0
LCP_Inputs_ON_Electric_2023_04_03 | 2021 | Anaerobic Digestion | Generation | Methane | QC | Dispatch-Generation | EmissionsCost | 0 | [6 empty] | 0.96154 | 0
LCP_Inputs_ON_Electric_2023_04_03 | 2021 | Anaerobic Digestion | Generation | Methane | QC | Dispatch-Generation | FuelCost | 0 | [6 empty] | 0.96154 | 0
LCP_Inputs_ON_Electric_2023_04_03 | 2021 | Anaerobic Digestion | Generation | Methane | QC | Dispatch-Generation | VOM | 0 | [6 empty] | 0.96154 | 0
LCP_Inputs_ON_Electric_2023_04_03 | 2021 | Anaerobic Digestion | Generation | Methane | WC | Dispatch-Generation | EmissionsCost | 0 | [6 empty] | 0.96154 | 0
LCP_Inputs_ON_Electric_2023_04_03 | 2021 | Anaerobic Digestion | Generation | Methane | WC | Dispatch-Generation | FuelCost | 0 | [6 empty] | 0.96154 | 0
LCP_Inputs_ON_Electric_2023_04_03 | 2021 | Anaerobic Digestion | Generation | Methane | WC | Dispatch-Generation | VOM | 0 | [6 empty] | 0.96154 | 0
LCP_Inputs_ON_Electric_2023_04_03 | 2021 | Battery Storage | Storage | Electricity | MI | Dispatch-Storage | EmissionsCost | 0 | [6 empty] | 0.96154 | 0
LCP_Inputs_ON_Electric_2023_04_03 | 2021 | Battery Storage | Storage | Electricity | MI | Dispatch-Storage | FuelCost | 0 | [6 empty] | 0.96154 | 0
LCP_Inputs_ON_Electric_2023_04_03 | 2021 | Battery Storage | Storage | Electricity | MI | Dispatch-Storage | VOM | 0 | [6 empty] | 0.96154 | 0
LCP_Inputs_ON_Electric_2023_04_03 | 2021 | Battery Storage | Storage | Electricity | NY | Dispatch-Storage | EmissionsCost | 0 | [6 empty] | 0.96154 | 0
LCP_Inputs_ON_Electric_2023_04_03 | 2021 | Battery Storage | Storage | Electricity | NY | Dispatch-Storage | FuelCost | 0 | [6 empty] | 0.96154 | 0
LCP_Inputs_ON_Electric_2023_04_03 | 2021 | Battery Storage | Storage | Electricity | NY | Dispatch-Storage | VOM | 0 | [6 empty] | 0.96154 | 0
LCP_Inputs_ON_Electric_2023_04_03 | 2021 | Battery Storage | Storage | Electricity | ON | Dispatch-Storage | EmissionsCost | 0 | [6 empty] | 0.96154 | 0
LCP_Inputs_ON_Electric_2023_04_03 | 2021 | Battery Storage | Storage | Electricity | ON | Dispatch-Storage | FuelCost | 0 | [6 empty] | 0.96154 | 0
LCP_Inputs_ON_Electric_2023_04_03 | 2021 | Battery Storage | Storage | Electricity | ON | Dispatch-Storage | VOM | 0 | [6 empty] | 0.96154 | 0
LCP_Inputs_ON_Electric_2023_04_03 | 2021 | Battery Storage | Storage | Electricity | PJ | Dispatch-Storage | EmissionsCost | 0 | [6 empty] | 0.96154 | 0
LCP_Inputs_ON_Electric_2023_04_03 | 2021 | Battery Storage | Storage | Electricity | PJ | Dispatch-Storage | FuelCost | 0 | [6 empty] | 0.96154 | 0
LCP_Inputs_ON_Electric_2023_04_03 | 2021 | Battery Storage | Storage | Electricity | PJ | Dispatch-Storage | VOM | 0 | [6 empty] | 0.96154 | 0
LCP_Inputs_ON_Electric_2023_04_03 | 2021 | Battery Storage | Storage | Electricity | QC | Dispatch-Storage | EmissionsCost | 0 | [6 empty] | 0.96154 | 0
LCP_Inputs_ON_Electric_2023_04_03 | 2021 | Battery Storage | Storage | Electricity | QC | Dispatch-Storage | FuelCost | 0 | [6 empty] | 0.96154 | 0
LCP_Inputs_ON_Electric_2023_04_03 | 2021 | Battery Storage | Storage | Electricity | QC | Dispatch-Storage | VOM | 0 | [6 empty] | 0.96154 | 0
LCP_Inputs_ON_Electric_2023_04_03 | 2021 | Battery Storage | Storage | Electricity | WC | Dispatch-Storage | EmissionsCost | 0 | [6 empty] | 0.96154 | 0
LCP_Inputs_ON_Electric_2023_04_03 | 2021 | Battery Storage | Storage | Electricity | WC | Dispatch-Storage | FuelCost | 0 | [6 empty] | 0.96154 | 0
LCP_Inputs_ON_Electric_2023_04_03 | 2021 | Battery Storage | Storage | Electricity | WC | Dispatch-Storage | VOM | 0 | [6 empty] | 0.96154 | 0
LCP_Inputs_ON_Electric_2023_04_03 | 2021 | Biomass | Generation | Electricity | MI | Dispatch-Generation | EmissionsCost | 0 | [6 empty] | 0.96154 | 0
LCP_Inputs_ON_Electric_2023_04_03 | 2021 | Biomass | Generation | Electricity | MI | Dispatch-Generation | FuelCost | 0 | [6 empty] | 0.96154 | 0
LCP_Inputs_ON_Electric_2023_04_03 | 2021 | Biomass | Generation | Electricity | MI | Dispatch-Generation | VOM | 0 | [6 empty] | 0.96154 | 0
LCP_Inputs_ON_Electric_2023_04_03 | 2021 | Biomass | Generation | Electricity | NY | Dispatch-Generation | EmissionsCost | 0 | [6 empty] | 0.96154 | 0
LCP_Inputs_ON_Electric_2023_04_03 | 2021 | Biomass | Generation | Electricity | NY | Dispatch-Generation | FuelCost | 0 | [6 empty] | 0.96154 | 0
LCP_Inputs_ON_Electric_2023_04_03 | 2021 | Biomass | Generation | Electricity | NY | Dispatch-Generation | VOM | 0 | [6 empty] | 0.96154 | 0
LCP_Inputs_ON_Electric_2023_04_03 | 2021 | Biomass | Generation | Electricity | ON | Dispatch-Generation | EmissionsCost | 0 | [6 empty] | 0.96154 | 0
LCP_Inputs_ON_Electric_2023_04_03 | 2021 | Biomass | Generation | Electricity | ON | Dispatch-Generation | FuelCost | 0 | [6 empty] | 0.96154 | 0
LCP_Inputs_ON_Electric_2023_04_03 | 2021 | Biomass | Generation | Electricity | ON | Dispatch-Generation | VOM | 0 | [6 empty] | 0.96154 | 0
LCP_Inputs_ON_Electric_2023_04_03 | 2021 | Biomass | Generation | Electricity | PJ | Dispatch-Generation | EmissionsCost | 0 | [6 empty] | 0.96154 | 0
LCP_Inputs_ON_Electric_2023_04_03 | 2021 | Biomass | Generation | Electricity | PJ | Dispatch-Generation | FuelCost | 0 | [6 empty] | 0.96154 | 0
LCP_Inputs_ON_Electric_2023_04_03 | 2021 | Biomass | Generation | Electricity | PJ | Dispatch-Generation | VOM | 0 | [6 empty] | 0.96154 | 0
LCP_Inputs_ON_Electric_2023_04_03 | 2021 | Biomass | Generation | Electricity | QC | Dispatch-Generation | EmissionsCost | 0 | [6 empty] | 0.96154 | 0
LCP_Inputs_ON_Electric_2023_04_03 | 2021 | Biomass | Generation | Electricity | QC | Dispatch-Generation | FuelCost | 0 | [6 empty] | 0.96154 | 0
LCP_Inputs_ON_Electric_2023_04_03 | 2021 | Biomass | Generation | Electricity | QC | Dispatch-Generation | VOM | 0 | [6 empty] | 0.96154 | 0
LCP_Inputs_ON_Electric_2023_04_03 | 2021 | Biomass | Generation | Electricity | WC | Dispatch-Generation | EmissionsCost | 0 | [6 empty] | 0.96154 | 0
LCP_Inputs_ON_Electric_2023_04_03 | 2021 | Biomass | Generation | Electricity | WC | Dispatch-Generation | FuelCost | 0 | [6 empty] | 0.96154 | 0
LCP_Inputs_ON_Electric_2023_04_03 | 2021 | Biomass | Generation | Electricity | WC | Dispatch-Generation | VOM | 0 | [6 empty] | 0.96154 | 0
LCP_Inputs_ON_Electric_2023_04_03 | 2021 | Biomass + CCS | Generation | Electricity | MI | Dispatch-Generation | EmissionsCost | 0 | [6 empty] | 0.96154 | 0
LCP_Inputs_ON_Electric_2023_04_03 | 2021 | Biomass + CCS | Generation | Electricity | MI | Dispatch-Generation | FuelCost | 0 | [6 empty] | 0.96154 | 0
LCP_Inputs_ON_Electric_2023_04_03 | 2021 | Biomass + CCS | Generation | Electricity | MI | Dispatch-Generation | VOM | 0 | [6 empty] | 0.96154 | 0
LCP_Inputs_ON_Electric_2023_04_03 | 2021 | Biomass + CCS | Generation | Electricity | NY | Dispatch-Generation | EmissionsCost | 0 | [6 empty] | 0.96154 | 0
LCP_Inputs_ON_Electric_2023_04_03 | 2021 | Biomass + CCS | Generation | Electricity | NY | Dispatch-Generation | FuelCost | 0 | [6 empty] | 0.96154 | 0
LCP_Inputs_ON_Electric_2023_04_03 | 2021 | Biomass + CCS | Generation | Electricity | NY | Dispatch-Generation | VOM | 0 | [6 empty] | 0.96154 | 0
LCP_Inputs_ON_Electric_2023_04_03 | 2021 | Biomass + CCS | Generation | Electricity | ON | Dispatch-Generation | EmissionsCost | 0 | [6 empty] | 0.96154 | 0
LCP_Inputs_ON_Electric_2023_04_03 | 2021 | Biomass + CCS | Generation | Electricity | ON | Dispatch-Generation | FuelCost | 0 | [6 empty] | 0.96154 | 0
LCP_Inputs_ON_Electric_2023_04_03 | 2021 | Biomass + CCS | Generation | Electricity | ON | Dispatch-Generation | VOM | 0 | [6 empty] | 0.96154 | 0
LCP_Inputs_ON_Electric_2023_04_03 | 2021 | Biomass + CCS | Generation | Electricity | PJ | Dispatch-Generation | EmissionsCost | 0 | [6 empty] | 0.96154 | 0
LCP_Inputs_ON_Electric_2023_04_03 | 2021 | Biomass + CCS | Generation | Electricity | PJ | Dispatch-Generation | FuelCost | 0 | [6 empty] | 0.96154 | 0
LCP_Inputs_ON_Electric_2023_04_03 | 2021 | Biomass + CCS | Generation | Electricity | PJ | Dispatch-Generation | VOM | 0 | [6 empty] | 0.96154 | 0
LCP_Inputs_ON_Electric_2023_04_03 | 2021 | Biomass + CCS | Generation | Electricity | QC | Dispatch-Generation | EmissionsCost | 0 | [6 empty] | 0.96154 | 0
LCP_Inputs_ON_Electric_2023_04_03 | 2021 | Biomass + CCS | Generation | Electricity | QC | Dispatch-Generation | FuelCost | 0 | [6 empty] | 0.96154 | 0
LCP_Inputs_ON_Electric_2023_04_03 | 2021 | Biomass + CCS | Generation | Electricity | QC | Dispatch-Generation | VOM | 0 | [6 empty] | 0.96154 | 0
LCP_Inputs_ON_Electric_2023_04_03 | 2021 | Biomass + CCS | Generation | Electricity | WC | Dispatch-Generation | EmissionsCost | 0 | [6 empty] | 0.96154 | 0
LCP_Inputs_ON_Electric_2023_04_03 | 2021 | Biomass + CCS | Generation | Electricity | WC | Dispatch-Generation | FuelCost | 0 | [6 empty] | 0.96154 | 0
LCP_Inputs_ON_Electric_2023_04_03 | 2021 | Biomass + CCS | Generation | Electricity | WC | Dispatch-Generation | VOM | 0 | [6 empty] | 0.96154 | 0
LCP_Inputs_ON_Electric_2023_04_03 | 2021 | CH4 + CCS | Generation | Methane | MI | Dispatch-Generation | EmissionsCost | 0 | [6 empty] | 0.96154 | 0
LCP_Inputs_ON_Electric_2023_04_03 | 2021 | CH4 + CCS | Generation | Methane | MI | Dispatch-Generation | FuelCost | 0 | [6 empty] | 0.96154 | 0
LCP_Inputs_ON_Electric_2023_04_03 | 2021 | CH4 + CCS | Generation | Methane | MI | Dispatch-Generation | VOM | 0 | [6 empty] | 0.96154 | 0
LCP_Inputs_ON_Electric_2023_04_03 | 2021 | CH4 + CCS | Generation | Methane | NY | Dispatch-Generation | EmissionsCost | 0 | [6 empty] | 0.96154 | 0
LCP_Inputs_ON_Electric_2023_04_03 | 2021 | CH4 + CCS | Generation | Methane | NY | Dispatch-Generation | FuelCost | 0 | [6 empty] | 0.96154 | 0
LCP_Inputs_ON_Electric_2023_04_03 | 2021 | CH4 + CCS | Generation | Methane | NY | Dispatch-Generation | VOM | 0 | [6 empty] | 0.96154 | 0
LCP_Inputs_ON_Electric_2023_04_03 | 2021 | CH4 + CCS | Generation | Methane | ON | Dispatch-Generation | EmissionsCost | 0 | [6 empty] | 0.96154 | 0
LCP_Inputs_ON_Electric_2023_04_03 | 2021 | CH4 + CCS | Generation | Methane | ON | Dispatch-Generation | FuelCost | 0 | [6 empty] | 0.96154 | 0
LCP_Inputs_ON_Electric_2023_04_03 | 2021 | CH4 + CCS | Generation | Methane | ON | Dispatch-Generation | VOM | 0 | [6 empty] | 0.96154 | 0
LCP_Inputs_ON_Electric_2023_04_03 | 2021 | CH4 + CCS | Generation | Methane | PJ | Dispatch-Generation | EmissionsCost | 0 | [6 empty] | 0.96154 | 0
LCP_Inputs_ON_Electric_2023_04_03 | 2021 | CH4 + CCS | Generation | Methane | PJ | Dispatch-Generation | FuelCost | 0 | [6 empty] | 0.96154 | 0
LCP_Inputs_ON_Electric_2023_04_03 | 2021 | CH4 + CCS | Generation | Methane | PJ | Dispatch-Generation | VOM | 0 | [6 empty] | 0.96154 | 0
LCP_Inputs_ON_Electric_2023_04_03 | 2021 | CH4 + CCS | Generation | Methane | QC | Dispatch-Generation | EmissionsCost | 0 | [6 empty] | 0.96154 | 0
LCP_Inputs_ON_Electric_2023_04_03 | 2021 | CH4 + CCS | Generation | Methane | QC | Dispatch-Generation | FuelCost | 0 | [6 empty] | 0.96154 | 0
LCP_Inputs_ON_Electric_2023_04_03 | 2021 | CH4 + CCS | Generation | Methane | QC | Dispatch-Generation | VOM | 0 | [6 empty] | 0.96154 | 0
LCP_Inputs_ON_Electric_2023_04_03 | 2021 | CH4 + CCS | Generation | Methane | WC | Dispatch-Generation | EmissionsCost | 0 | [6 empty] | 0.96154 | 0
LCP_Inputs_ON_Electric_2023_04_03 | 2021 | CH4 + CCS | Generation | Methane | WC | Dispatch-Generation | FuelCost | 0 | [6 empty] | 0.96154 | 0
LCP_Inputs_ON_Electric_2023_04_03 | 2021 | CH4 + CCS | Generation | Methane | WC | Dispatch-Generation | VOM | 0 | [6 empty] | 0.96154 | 0
LCP_Inputs_ON_Electric_2023_04_03 | 2021 | CH4 Import - NY 2020 | Import | Methane | MI | Dispatch-Import | EmissionsCost | 0 | [6 empty] | 0.96154 | 0
LCP_Inputs_ON_Electric_2023_04_03 | 2021 | CH4 Import - NY 2020 | Import | Methane | MI | Dispatch-Import | FuelCost | 0 | [6 empty] | 0.96154 | 0
LCP_Inputs_ON_Electric_2023_04_03 | 2021 | CH4 Import - NY 2020 | Import | Methane | MI | Dispatch-Import | VOM | 0 | [6 empty] | 0.96154 | 0
LCP_Inputs_ON_Electric_2023_04_03 | 2021 | CH4 Import - NY 2020 | Import | Methane | NY | Dispatch-Import | EmissionsCost | 282343065.1873 | [6 empty] | 0.96154 | 271483716.5262
LCP_Inputs_ON_Electric_2023_04_03 | 2021 | CH4 Import - NY 2020 | Import | Methane | NY | Dispatch-Import | FuelCost | 407790143.0843 | [6 empty] | 0.96154 | 392105906.8118
LCP_Inputs_ON_Electric_2023_04_03 | 2021 | CH4 Import - NY 2020 | Import | Methane | NY | Dispatch-Import | VOM | 0 | [6 empty] | 0.96154 | 0
LCP_Inputs_ON_Electric_2023_04_03 | 2021 | CH4 Import - NY 2020 | Import | Methane | ON | Dispatch-Import | EmissionsCost | 0 | [6 empty] | 0.96154 | 0
LCP_Inputs_ON_Electric_2023_04_03 | 2021 | CH4 Import - NY 2020 | Import | Methane | ON | Dispatch-Import | FuelCost | 0 | [6 empty] | 0.96154 | 0
LCP_Inputs_ON_Electric_2023_04_03 | 2021 | CH4 Import - NY 2020 | Import | Methane | ON | Dispatch-Import | VOM | 0 | [6 empty] | 0.96154 | 0
LCP_Inputs_ON_Electric_2023_04_03 | 2021 | CH4 Import - NY 2020 | Import | Methane | PJ | Dispatch-Import | EmissionsCost | 0 | [6 empty] | 0.96154 | 0
LCP_Inputs_ON_Electric_2023_04_03 | 2021 | CH4 Import - NY 2020 | Import | Methane | PJ | Dispatch-Import | FuelCost | 0 | [6 empty] | 0.96154 | 0
LCP_Inputs_ON_Electric_2023_04_03 | 2021 | CH4 Import - NY 2020 | Import | Methane | PJ | Dispatch-Import | VOM | 0 | [6 empty] | 0.96154 | 0
LCP_Inputs_ON_Electric_2023_04_03 | 2021 | CH4 Import - NY 2020 | Import | Methane | QC | Dispatch-Import | EmissionsCost | 0 | [6 empty] | 0.96154 | 0
LCP_Inputs_ON_Electric_2023_04_03 | 2021 | CH4 Import - NY 2020 | Import | Methane | QC | Dispatch-Import | FuelCost | 0 | [6 empty] | 0.96154 | 0
LCP_Inputs_ON_Electric_2023_04_03 | 2021 | CH4 Import - NY 2020 | Import | Methane | QC | Dispatch-Import | VOM | 0 | [6 empty] | 0.96154 | 0
LCP_Inputs_ON_Electric_2023_04_03 | 2021 | CH4 Import - NY 2020 | Import | Methane | WC | Dispatch-Import | EmissionsCost | 0 | [6 empty] | 0.96154 | 0
LCP_Inputs_ON_Electric_2023_04_03 | 2021 | CH4 Import - NY 2020 | Import | Methane | WC | Dispatch-Import | FuelCost | 0 | [6 empty] | 0.96154 | 0
LCP_Inputs_ON_Electric_2023_04_03 | 2021 | CH4 Import - NY 2020 | Import | Methane | WC | Dispatch-Import | VOM | 0 | [6 empty] | 0.96154 | 0
LCP_Inputs_ON_Electric_2023_04_03 | 2021 | CH4 Import - NY 2030 | Import | Methane | MI | Dispatch-Import | EmissionsCost | 0 | [6 empty] | 0.96154 | 0
LCP_Inputs_ON_Electric_2023_04_03 | 2021 | CH4 Import - NY 2030 | Import | Methane | MI | Dispatch-Import | FuelCost | 0 | [6 empty] | 0.96154 | 0
LCP_Inputs_ON_Electric_2023_04_03 | 2021 | CH4 Import - NY 2030 | Import | Methane | MI | Dispatch-Import | VOM | 0 | [6 empty] | 0.96154 | 0
LCP_Inputs_ON_Electric_2023_04_03 | 2021 | CH4 Import - NY 2030 | Import | Methane | NY | Dispatch-Import | EmissionsCost | 0 | [6 empty] | 0.96154 | 0
LCP_Inputs_ON_Electric_2023_04_03 | 2021 | CH4 Import - NY 2030 | Import | Methane | NY | Dispatch-Import | FuelCost | 0 | [6 empty] | 0.96154 | 0
LCP_Inputs_ON_Electric_2023_04_03 | 2021 | CH4 Import - NY 2030 | Import | Methane | NY | Dispatch-Import | VOM | 0 | [6 empty] | 0.96154 | 0
LCP_Inputs_ON_Electric_2023_04_03 | 2021 | CH4 Import - NY 2030 | Import | Methane | ON | Dispatch-Import | EmissionsCost | 0 | [6 empty] | 0.96154 | 0
LCP_Inputs_ON_Electric_2023_04_03 | 2021 | CH4 Import - NY 2030 | Import | Methane | ON | Dispatch-Import | FuelCost | 0 | [6 empty] | 0.96154 | 0
LCP_Inputs_ON_Electric_2023_04_03 | 2021 | CH4 Import - NY 2030 | Import | Methane | ON | Dispatch-Import | VOM | 0 | [6 empty] | 0.96154 | 0
LCP_Inputs_ON_Electric_2023_04_03 | 2021 | CH4 Import - NY 2030 | Import | Methane | PJ | Dispatch-Import | EmissionsCost | 0 | [6 empty] | 0.96154 | 0
LCP_Inputs_ON_Electric_2023_04_03 | 2021 | CH4 Import - NY 2030 | Import | Methane | PJ | Dispatch-Import | FuelCost | 0 | [6 empty] | 0.96154 | 0
LCP_Inputs_ON_Electric_2023_04_03 | 2021 | CH4 Import - NY 2030 | Import | Methane | PJ | Dispatch-Import | VOM | 0 | [6 empty] | 0.96154 | 0
LCP_Inputs_ON_Electric_2023_04_03 | 2021 | CH4 Import - NY 2030 | Import | Methane | QC | Dispatch-Import | EmissionsCost | 0 | [6 empty] | 0.96154 | 0
LCP_Inputs_ON_Electric_2023_04_03 | 2021 | CH4 Import - NY 2030 | Import | Methane | QC | Dispatch-Import | FuelCost | 0 | [6 empty] | 0.96154 | 0
LCP_Inputs_ON_Electric_2023_04_03 | 2021 | CH4 Import - NY 2030 | Import | Methane | QC | Dispatch-Import | VOM | 0 | [6 empty] | 0.96154 | 0
LCP_Inputs_ON_Electric_2023_04_03 | 2021 | CH4 Import - NY 2030 | Import | Methane | WC | Dispatch-Import | EmissionsCost | 0 | [6 empty] | 0.96154 | 0
LCP_Inputs_ON_Electric_2023_04_03 | 2021 | CH4 Import - NY 2030 | Import | Methane | WC | Dispatch-Import | FuelCost | 0 | [6 empty] | 0.96154 | 0
LCP_Inputs_ON_Electric_2023_04_03 | 2021 | CH4 Import - NY 2030 | Import | Methane | WC | Dispatch-Import | VOM | 0 | [6 empty] | 0.96154 | 0
LCP_Inputs_ON_Electric_2023_04_03 | 2021 | CH4 Import - NY 2040 | Import | Methane | MI | Dispatch-Import | EmissionsCost | 0 | [6 empty] | 0.96154 | 0
LCP_Inputs_ON_Electric_2023_04_03 | 2021 | CH4 Import - NY 2040 | Import | Methane | MI | Dispatch-Import | FuelCost | 0 | [6 empty] | 0.96154 | 0
LCP_Inputs_ON_Electric_2023_04_03 | 2021 | CH4 Import - NY 2040 | Import | Methane | MI | Dispatch-Import | VOM | 0 | [6 empty] | 0.96154 | 0
LCP_Inputs_ON_Electric_2023_04_03 | 2021 | CH4 Import - NY 2040 | Import | Methane | NY | Dispatch-Import | EmissionsCost | 0 | [6 empty] | 0.96154 | 0
LCP_Inputs_ON_Electric_2023_04_03 | 2021 | CH4 Import - NY 2040 | Import | Methane | NY | Dispatch-Import | FuelCost | 0 | [6 empty] | 0.96154 | 0
LCP_Inputs_ON_Electric_2023_04_03 | 2021 | CH4 Import - NY 2040 | Import | Methane | NY | Dispatch-Import | VOM | 0 | [6 empty] | 0.96154 | 0
LCP_Inputs_ON_Electric_2023_04_03 | 2021 | CH4 Import - NY 2040 | Import | Methane | ON | Dispatch-Import | EmissionsCost | 0 | [6 empty] | 0.96154 | 0
LCP_Inputs_ON_Electric_2023_04_03 | 2021 | CH4 Import - NY 2040 | Import | Methane | ON | Dispatch-Import | FuelCost | 0 | [6 empty] | 0.96154 | 0
LCP_Inputs_ON_Electric_2023_04_03 | 2021 | CH4 Import - NY 2040 | Import | Methane | ON | Dispatch-Import | VOM | 0 | [6 empty] | 0.96154 | 0
LCP_Inputs_ON_Electric_2023_04_03 | 2021 | CH4 Import - NY 2040 | Import | Methane | PJ | Dispatch-Import | EmissionsCost | 0 | [6 empty] | 0.96154 | 0
LCP_Inputs_ON_Electric_2023_04_03 | 2021 | CH4 Import - NY 2040 | Import | Methane | PJ | Dispatch-Import | FuelCost | 0 | [6 empty] | 0.96154 | 0
LCP_Inputs_ON_Electric_2023_04_03 | 2021 | CH4 Import - NY 2040 | Import | Methane | PJ | Dispatch-Import | VOM | 0 | [6 empty] | 0.96154 | 0
LCP_Inputs_ON_Electric_2023_04_03 | 2021 | CH4 Import - NY 2040 | Import | Methane | QC | Dispatch-Import | EmissionsCost | 0 | [6 empty] | 0.96154 | 0
LCP_Inputs_ON_Electric_2023_04_03 | 2021 | CH4 Import - NY 2040 | Import | Methane | QC | Dispatch-Import | FuelCost | 0 | [6 empty] | 0.96154 | 0
LCP_Inputs_ON_Electric_2023_04_03 | 2021 | CH4 Import - NY 2040 | Import | Methane | QC | Dispatch-Import | VOM | 0 | [6 empty] | 0.96154 | 0
LCP_Inputs_ON_Electric_2023_04_03 | 2021 | CH4 Import - NY 2040 | Import | Methane | WC | Dispatch-Import | EmissionsCost | 0 | [6 empty] | 0.96154 | 0
LCP_Inputs_ON_Electric_2023_04_03 | 2021 | CH4 Import - NY 2040 | Import | Methane | WC | Dispatch-Import | FuelCost | 0 | [6 empty] | 0.96154 | 0
LCP_Inputs_ON_Electric_2023_04_03 | 2021 | CH4 Import - NY 2040 | Import | Methane | WC | Dispatch-Import | VOM | 0 | [6 empty] | 0.96154 | 0
LCP_Inputs_ON_Electric_2023_04_03 | 2021 | CH4 Import - NY 2050 | Import | Methane | MI | Dispatch-Import | EmissionsCost | 0 | [6 empty] | 0.96154 | 0
LCP_Inputs_ON_Electric_2023_04_03 | 2021 | CH4 Import - NY 2050 | Import | Methane | MI | Dispatch-Import | FuelCost | 0 | [6 empty] | 0.96154 | 0
LCP_Inputs_ON_Electric_2023_04_03 | 2021 | CH4 Import - NY 2050 | Import | Methane | MI | Dispatch-Import | VOM | 0 | [6 empty] | 0.96154 | 0
LCP_Inputs_ON_Electric_2023_04_03 | 2021 | CH4 Import - NY 2050 | Import | Methane | NY | Dispatch-Import | EmissionsCost | 0 | [6 empty] | 0.96154 | 0
LCP_Inputs_ON_Electric_2023_04_03 | 2021 | CH4 Import - NY 2050 | Import | Methane | NY | Dispatch-Import | FuelCost | 0 | [6 empty] | 0.96154 | 0
LCP_Inputs_ON_Electric_2023_04_03 | 2021 | CH4 Import - NY 2050 | Import | Methane | NY | Dispatch-Import | VOM | 0 | [6 empty] | 0.96154 | 0
LCP_Inputs_ON_Electric_2023_04_03 | 2021 | CH4 Import - NY 2050 | Import | Methane | ON | Dispatch-Import | EmissionsCost | 0 | [6 empty] | 0.96154 | 0
LCP_Inputs_ON_Electric_2023_04_03 | 2021 | CH4 Import - NY 2050 | Import | Methane | ON | Dispatch-Import | FuelCost | 0 | [6 empty] | 0.96154 | 0
LCP_Inputs_ON_Electric_2023_04_03 | 2021 | CH4 Import - NY 2050 | Import | Methane | ON | Dispatch-Import | VOM | 0 | [6 empty] | 0.96154 | 0
LCP_Inputs_ON_Electric_2023_04_03 | 2021 | CH4 Import - NY 2050 | Import | Methane | PJ | Dispatch-Import | EmissionsCost | 0 | [6 empty] | 0.96154 | 0
LCP_Inputs_ON_Electric_2023_04_03 | 2021 | CH4 Import - NY 2050 | Import | Methane | PJ | Dispatch-Import | FuelCost | 0 | [6 empty] | 0.96154 | 0
LCP_Inputs_ON_Electric_2023_04_03 | 2021 | CH4 Import - NY 2050 | Import | Methane | PJ | Dispatch-Import | VOM | 0 | [6 empty] | 0.96154 | 0
LCP_Inputs_ON_Electric_2023_04_03 | 2021 | CH4 Import - NY 2050 | Import | Methane | QC | Dispatch-Import | EmissionsCost | 0 | [6 empty] | 0.96154 | 0
LCP_Inputs_ON_Electric_2023_04_03 | 2021 | CH4 Import - NY 2050 | Import | Methane | QC | Dispatch-Import | FuelCost | 0 | [6 empty] | 0.96154 | 0
LCP_Inputs_ON_Electric_2023_04_03 | 2021 | CH4 Import - NY 2050 | Import | Methane | QC | Dispatch-Import | VOM | 0 | [6 empty] | 0.96154 | 0
LCP_Inputs_ON_Electric_2023_04_03 | 2021 | CH4 Import - NY 2050 | Import | Methane | WC | Dispatch-Import | EmissionsCost | 0 | [6 empty] | 0.96154 | 0
LCP_Inputs_ON_Electric_2023_04_03 | 2021 | CH4 Import - NY 2050 | Import | Methane | WC | Dispatch-Import | FuelCost | 0 | [6 empty] | 0.96154 | 0
LCP_Inputs_ON_Electric_2023_04_03 | 2021 | CH4 Import - NY 2050 | Import | Methane | WC | Dispatch-Import | VOM | 0 | [6 empty] | 0.96154 | 0
LCP_Inputs_ON_Electric_2023_04_03 | 2021 | CH4 Import - WC 2020 | Import | Methane | MI | Dispatch-Import | EmissionsCost | 0 | [6 empty] | 0.96154 | 0
LCP_Inputs_ON_Electric_2023_04_03 | 2021 | CH4 Import - WC 2020 | Import | Methane | MI | Dispatch-Import | FuelCost | 0 | [6 empty] | 0.96154 | 0
LCP_Inputs_ON_Electric_2023_04_03 | 2021 | CH4 Import - WC 2020 | Import | Methane | MI | Dispatch-Import | VOM | 0 | [6 empty] | 0.96154 | 0
LCP_Inputs_ON_Electric_2023_04_03 | 2021 | CH4 Import - WC 2020 | Import | Methane | NY | Dispatch-Import | EmissionsCost | 0 | [6 empty] | 0.96154 | 0
LCP_Inputs_ON_Electric_2023_04_03 | 2021 | CH4 Import - WC 2020 | Import | Methane | NY | Dispatch-Import | FuelCost | 0 | [6 empty] | 0.96154 | 0
LCP_Inputs_ON_Electric_2023_04_03 | 2021 | CH4 Import - WC 2020 | Import | Methane | NY | Dispatch-Import | VOM | 0 | [6 empty] | 0.96154 | 0
LCP_Inputs_ON_Electric_2023_04_03 | 2021 | CH4 Import - WC 2020 | Import | Methane | ON | Dispatch-Import | EmissionsCost | 0 | [6 empty] | 0.96154 | 0
LCP_Inputs_ON_Electric_2023_04_03 | 2021 | CH4 Import - WC 2020 | Import | Methane | ON | Dispatch-Import | FuelCost | 0 | [6 empty] | 0.96154 | 0
LCP_Inputs_ON_Electric_2023_04_03 | 2021 | CH4 Import - WC 2020 | Import | Methane | ON | Dispatch-Import | VOM | 0 | [6 empty] | 0.96154 | 0
LCP_Inputs_ON_Electric_2023_04_03 | 2021 | CH4 Import - WC 2020 | Import | Methane | PJ | Dispatch-Import | EmissionsCost | 0 | [6 empty] | 0.96154 | 0
LCP_Inputs_ON_Electric_2023_04_03 | 2021 | CH4 Import - WC 2020 | Import | Methane | PJ | Dispatch-Import | FuelCost | 0 | [6 empty] | 0.96154 | 0
LCP_Inputs_ON_Electric_2023_04_03 | 2021 | CH4 Import - WC 2020 | Import | Methane | PJ | Dispatch-Import | VOM | 0 | [6 empty] | 0.96154 | 0
LCP_Inputs_ON_Electric_2023_04_03 | 2021 | CH4 Import - WC 2020 | Import | Methane | QC | Dispatch-Import | EmissionsCost | 0 | [6 empty] | 0.96154 | 0
LCP_Inputs_ON_Electric_2023_04_03 | 2021 | CH4 Import - WC 2020 | Import | Methane | QC | Dispatch-Import | FuelCost | 0 | [6 empty] | 0.96154 | 0
LCP_Inputs_ON_Electric_2023_04_03 | 2021 | CH4 Import - WC 2020 | Import | Methane | QC | Dispatch-Import | VOM | 0 | [6 empty] | 0.96154 | 0
LCP_Inputs_ON_Electric_2023_04_03 | 2021 | CH4 Import - WC 2020 | Import | Methane | WC | Dispatch-Import | EmissionsCost | 1306945408.6229 | [6 empty] | 0.96154 | 1256678277.522
LCP_Inputs_ON_Electric_2023_04_03 | 2021 | CH4 Import - WC 2020 | Import | Methane | WC | Dispatch-Import | FuelCost | 1887630761.6486 | [6 empty] | 0.96154 | 1815029578.5083
LCP_Inputs_ON_Electric_2023_04_03 | 2021 | CH4 Import - WC 2020 | Import | Methane | WC | Dispatch-Import | VOM | 0 | [6 empty] | 0.96154 | 0
LCP_Inputs_ON_Electric_2023_04_03 | 2021 | CH4 Import - WC 2030 | Import | Methane | MI | Dispatch-Import | EmissionsCost | 0 | [6 empty] | 0.96154 | 0
LCP_Inputs_ON_Electric_2023_04_03 | 2021 | CH4 Import - WC 2030 | Import | Methane | MI | Dispatch-Import | FuelCost | 0 | [6 empty] | 0.96154 | 0
LCP_Inputs_ON_Electric_2023_04_03 | 2021 | CH4 Import - WC 2030 | Import | Methane | MI | Dispatch-Import | VOM | 0 | [6 empty] | 0.96154 | 0
LCP_Inputs_ON_Electric_2023_04_03 | 2021 | CH4 Import - WC 2030 | Import | Methane | NY | Dispatch-Import | EmissionsCost | 0 | [6 empty] | 0.96154 | 0
LCP_Inputs_ON_Electric_2023_04_03 | 2021 | CH4 Import - WC 2030 | Import | Methane | NY | Dispatch-Import | FuelCost | 0 | [6 empty] | 0.96154 | 0
LCP_Inputs_ON_Electric_2023_04_03 | 2021 | CH4 Import - WC 2030 | Import | Methane | NY | Dispatch-Import | VOM | 0 | [6 empty] | 0.96154 | 0
LCP_Inputs_ON_Electric_2023_04_03 | 2021 | CH4 Import - WC 2030 | Import | Methane | ON | Dispatch-Import | EmissionsCost | 0 | [6 empty] | 0.96154 | 0
LCP_Inputs_ON_Electric_2023_04_03 | 2021 | CH4 Import - WC 2030 | Import | Methane | ON | Dispatch-Import | FuelCost | 0 | [6 empty] | 0.96154 | 0
LCP_Inputs_ON_Electric_2023_04_03 | 2021 | CH4 Import - WC 2030 | Import | Methane | ON | Dispatch-Import | VOM | 0 | [6 empty] | 0.96154 | 0
LCP_Inputs_ON_Electric_2023_04_03 | 2021 | CH4 Import - WC 2030 | Import | Methane | PJ | Dispatch-Import | EmissionsCost | 0 | [6 empty] | 0.96154 | 0
LCP_Inputs_ON_Electric_2023_04_03 | 2021 | CH4 Import - WC 2030 | Import | Methane | PJ | Dispatch-Import | FuelCost | 0 | [6 empty] | 0.96154 | 0
LCP_Inputs_ON_Electric_2023_04_03 | 2021 | CH4 Import - WC 2030 | Import | Methane | PJ | Dispatch-Import | VOM | 0 | [6 empty] | 0.96154 | 0
LCP_Inputs_ON_Electric_2023_04_03 | 2021 | CH4 Import - WC 2030 | Import | Methane | QC | Dispatch-Import | EmissionsCost | 0 | [6 empty] | 0.96154 | 0
LCP_Inputs_ON_Electric_2023_04_03 | 2021 | CH4 Import - WC 2030 | Import | Methane | QC | Dispatch-Import | FuelCost | 0 | [6 empty] | 0.96154 | 0
LCP_Inputs_ON_Electric_2023_04_03 | 2021 | CH4 Import - WC 2030 | Import | Methane | QC | Dispatch-Import | VOM | 0 | [6 empty] | 0.96154 | 0
LCP_Inputs_ON_Electric_2023_04_03 | 2021 | CH4 Import - WC 2030 | Import | Methane | WC | Dispatch-Import | EmissionsCost | 0 | [6 empty] | 0.96154 | 0
LCP_Inputs_ON_Electric_2023_04_03 | 2021 | CH4 Import - WC 2030 | Import | Methane | WC | Dispatch-Import | FuelCost | 0 | [6 empty] | 0.96154 | 0
LCP_Inputs_ON_Electric_2023_04_03 | 2021 | CH4 Import - WC 2030 | Import | Methane | WC | Dispatch-Import | VOM | 0 | [6 empty] | 0.96154 | 0
LCP_Inputs_ON_Electric_2023_04_03 | 2021 | CH4 Import - WC 2040 | Import | Methane | MI | Dispatch-Import | EmissionsCost | 0 | [6 empty] | 0.96154 | 0
LCP_Inputs_ON_Electric_2023_04_03 | 2021 | CH4 Import - WC 2040 | Import | Methane | MI | Dispatch-Import | FuelCost | 0 | [6 empty] | 0.96154 | 0
LCP_Inputs_ON_Electric_2023_04_03 | 2021 | CH4 Import - WC 2040 | Import | Methane | MI | Dispatch-Import | VOM | 0 | [6 empty] | 0.96154 | 0
LCP_Inputs_ON_Electric_2023_04_03 | 2021 | CH4 Import - WC 2040 | Import | Methane | NY | Dispatch-Import | EmissionsCost | 0 | [6 empty] | 0.96154 | 0
LCP_Inputs_ON_Electric_2023_04_03 | 2021 | CH4 Import - WC 2040 | Import | Methane | NY | Dispatch-Import | FuelCost | 0 | [6 empty] | 0.96154 | 0
LCP_Inputs_ON_Electric_2023_04_03 | 2021 | CH4 Import - WC 2040 | Import | Methane | NY | Dispatch-Import | VOM | 0 | [6 empty] | 0.96154 | 0
LCP_Inputs_ON_Electric_2023_04_03 | 2021 | CH4 Import - WC 2040 | Import | Methane | ON | Dispatch-Import | EmissionsCost | 0 | [6 empty] | 0.96154 | 0
LCP_Inputs_ON_Electric_2023_04_03 | 2021 | CH4 Import - WC 2040 | Import | Methane | ON | Dispatch-Import | FuelCost | 0 | [6 empty] | 0.96154 | 0
LCP_Inputs_ON_Electric_2023_04_03 | 2021 | CH4 Import - WC 2040 | Import | Methane | ON | Dispatch-Import | VOM | 0 | [6 empty] | 0.96154 | 0
LCP_Inputs_ON_Electric_2023_04_03 | 2021 | CH4 Import - WC 2040 | Import | Methane | PJ | Dispatch-Import | EmissionsCost | 0 | [6 empty] | 0.96154 | 0
LCP_Inputs_ON_Electric_2023_04_03 | 2021 | CH4 Import - WC 2040 | Import | Methane | PJ | Dispatch-Import | FuelCost | 0 | [6 empty] | 0.96154 | 0
LCP_Inputs_ON_Electric_2023_04_03 | 2021 | CH4 Import - WC 2040 | Import | Methane | PJ | Dispatch-Import | VOM | 0 | [6 empty] | 0.96154 | 0
LCP_Inputs_ON_Electric_2023_04_03 | 2021 | CH4 Import - WC 2040 | Import | Methane | QC | Dispatch-Import | EmissionsCost | 0 | [6 empty] | 0.96154 | 0
LCP_Inputs_ON_Electric_2023_04_03 | 2021 | CH4 Import - WC 2040 | Import | Methane | QC | Dispatch-Import | FuelCost | 0 | [6 empty] | 0.96154 | 0
LCP_Inputs_ON_Electric_2023_04_03 | 2021 | CH4 Import - WC 2040 | Import | Methane | QC | Dispatch-Import | VOM | 0 | [6 empty] | 0.96154 | 0
LCP_Inputs_ON_Electric_2023_04_03 | 2021 | CH4 Import - WC 2040 | Import | Methane | WC | Dispatch-Import | EmissionsCost | 0 | [6 empty] | 0.96154 | 0
LCP_Inputs_ON_Electric_2023_04_03 | 2021 | CH4 Import - WC 2040 | Import | Methane | WC | Dispatch-Import | FuelCost | 0 | [6 empty] | 0.96154 | 0
LCP_Inputs_ON_Electric_2023_04_03 | 2021 | CH4 Import - WC 2040 | Import | Methane | WC | Dispatch-Import | VOM | 0 | [6 empty] | 0.96154 | 0
LCP_Inputs_ON_Electric_2023_04_03 | 2021 | CH4 Import - WC 2050 | Import | Methane | MI | Dispatch-Import | EmissionsCost | 0 | [6 empty] | 0.96154 | 0
LCP_Inputs_ON_Electric_2023_04_03 | 2021 | CH4 Import - WC 2050 | Import | Methane | MI | Dispatch-Import | FuelCost | 0 | [6 empty] | 0.96154 | 0
LCP_Inputs_ON_Electric_2023_04_03 | 2021 | CH4 Import - WC 2050 | Import | Methane | MI | Dispatch-Import | VOM | 0 | [6 empty] | 0.96154 | 0
LCP_Inputs_ON_Electric_2023_04_03 | 2021 | CH4 Import - WC 2050 | Import | Methane | NY | Dispatch-Import | EmissionsCost | 0 | [6 empty] | 0.96154 | 0
LCP_Inputs_ON_Electric_2023_04_03 | 2021 | CH4 Import - WC 2050 | Import | Methane | NY | Dispatch-Import | FuelCost | 0 | [6 empty] | 0.96154 | 0
LCP_Inputs_ON_Electric_2023_04_03 | 2021 | CH4 Import - WC 2050 | Import | Methane | NY | Dispatch-Import | VOM | 0 | [6 empty] | 0.96154 | 0
LCP_Inputs_ON_Electric_2023_04_03 | 2021 | CH4 Import - WC 2050 | Import | Methane | ON | Dispatch-Import | EmissionsCost | 0 | [6 empty] | 0.96154 | 0
LCP_Inputs_ON_Electric_2023_04_03 | 2021 | CH4 Import - WC 2050 | Import | Methane | ON | Dispatch-Import | FuelCost | 0 | [6 empty] | 0.96154 | 0
LCP_Inputs_ON_Electric_2023_04_03 | 2021 | CH4 Import - WC 2050 | Import | Methane | ON | Dispatch-Import | VOM | 0 | [6 empty] | 0.96154 | 0
LCP_Inputs_ON_Electric_2023_04_03 | 2021 | CH4 Import - WC 2050 | Import | Methane | PJ | Dispatch-Import | EmissionsCost | 0 | [6 empty] | 0.96154 | 0
LCP_Inputs_ON_Electric_2023_04_03 | 2021 | CH4 Import - WC 2050 | Import | Methane | PJ | Dispatch-Import | FuelCost | 0 | [6 empty] | 0.96154 | 0
LCP_Inputs_ON_Electric_2023_04_03 | 2021 | CH4 Import - WC 2050 | Import | Methane | PJ | Dispatch-Import | VOM | 0 | [6 empty] | 0.96154 | 0
LCP_Inputs_ON_Electric_2023_04_03 | 2021 | CH4 Import - WC 2050 | Import | Methane | QC | Dispatch-Import | EmissionsCost | 0 | [6 empty] | 0.96154 | 0
LCP_Inputs_ON_Electric_2023_04_03 | 2021 | CH4 Import - WC 2050 | Import | Methane | QC | Dispatch-Import | FuelCost | 0 | [6 empty] | 0.96154 | 0
LCP_Inputs_ON_Electric_2023_04_03 | 2021 | CH4 Import - WC 2050 | Import | Methane | QC | Dispatch-Import | VOM | 0 | [6 empty] | 0.96154 | 0
LCP_Inputs_ON_Electric_2023_04_03 | 2021 | CH4 Import - WC 2050 | Import | Methane | WC | Dispatch-Import | EmissionsCost | 0 | [6 empty] | 0.96154 | 0
LCP_Inputs_ON_Electric_2023_04_03 | 2021 | CH4 Import - WC 2050 | Import | Methane | WC | Dispatch-Import | FuelCost | 0 | [6 empty] | 0.96154 | 0
LCP_Inputs_ON_Electric_2023_04_03 | 2021 | CH4 Import - WC 2050 | Import | Methane | WC | Dispatch-Import | VOM | 0 | [6 empty] | 0.96154 | 0
LCP_Inputs_ON_Electric_2023_04_03 | 2021 | CH4 Salt Cavern Storage - ON | Storage | Methane | MI | Dispatch-Storage | EmissionsCost | 0 | [6 empty] | 0.96154 | 0
LCP_Inputs_ON_Electric_2023_04_03 | 2021 | CH4 Salt Cavern Storage - ON | Storage | Methane | MI | Dispatch-Storage | FuelCost | 0 | [6 empty] | 0.96154 | 0
LCP_Inputs_ON_Electric_2023_04_03 | 2021 | CH4 Salt Cavern Storage - ON | Storage | Methane | MI | Dispatch-Storage | VOM | 0 | [6 empty] | 0.96154 | 0
LCP_Inputs_ON_Electric_2023_04_03 | 2021 | CH4 Salt Cavern Storage - ON | Storage | Methane | NY | Dispatch-Storage | EmissionsCost | 0 | [6 empty] | 0.96154 | 0
LCP_Inputs_ON_Electric_2023_04_03 | 2021 | CH4 Salt Cavern Storage - ON | Storage | Methane | NY | Dispatch-Storage | FuelCost | 0 | [6 empty] | 0.96154 | 0
LCP_Inputs_ON_Electric_2023_04_03 | 2021 | CH4 Salt Cavern Storage - ON | Storage | Methane | NY | Dispatch-Storage | VOM | 0 | [6 empty] | 0.96154 | 0
LCP_Inputs_ON_Electric_2023_04_03 | 2021 | CH4 Salt Cavern Storage - ON | Storage | Methane | ON | Dispatch-Storage | EmissionsCost | 0 | [6 empty] | 0.96154 | 0
LCP_Inputs_ON_Electric_2023_04_03 | 2021 | CH4 Salt Cavern Storage - ON | Storage | Methane | ON | Dispatch-Storage | FuelCost | 0 | [6 empty] | 0.96154 | 0
LCP_Inputs_ON_Electric_2023_04_03 | 2021 | CH4 Salt Cavern Storage - ON | Storage | Methane | ON | Dispatch-Storage | VOM | 691417.653 | [6 empty] | 0.96154 | 664824.6664
LCP_Inputs_ON_Electric_2023_04_03 | 2021 | CH4 Salt Cavern Storage - ON | Storage | Methane | PJ | Dispatch-Storage | EmissionsCost | 0 | [6 empty] | 0.96154 | 0
LCP_Inputs_ON_Electric_2023_04_03 | 2021 | CH4 Salt Cavern Storage - ON | Storage | Methane | PJ | Dispatch-Storage | FuelCost | 0 | [6 empty] | 0.96154 | 0
LCP_Inputs_ON_Electric_2023_04_03 | 2021 | CH4 Salt Cavern Storage - ON | Storage | Methane | PJ | Dispatch-Storage | VOM | 0 | [6 empty] | 0.96154 | 0
LCP_Inputs_ON_Electric_2023_04_03 | 2021 | CH4 Salt Cavern Storage - ON | Storage | Methane | QC | Dispatch-Storage | EmissionsCost | 0 | [6 empty] | 0.96154 | 0
LCP_Inputs_ON_Electric_2023_04_03 | 2021 | CH4 Salt Cavern Storage - ON | Storage | Methane | QC | Dispatch-Storage | FuelCost | 0 | [6 empty] | 0.96154 | 0
LCP_Inputs_ON_Electric_2023_04_03 | 2021 | CH4 Salt Cavern Storage - ON | Storage | Methane | QC | Dispatch-Storage | VOM | 0 | [6 empty] | 0.96154 | 0
LCP_Inputs_ON_Electric_2023_04_03 | 2021 | CH4 Salt Cavern Storage - ON | Storage | Methane | WC | Dispatch-Storage | EmissionsCost | 0 | [6 empty] | 0.96154 | 0
LCP_Inputs_ON_Electric_2023_04_03 | 2021 | CH4 Salt Cavern Storage - ON | Storage | Methane | WC | Dispatch-Storage | FuelCost | 0 | [6 empty] | 0.96154 | 0
LCP_Inputs_ON_Electric_2023_04_03 | 2021 | CH4 Salt Cavern Storage - ON | Storage | Methane | WC | Dispatch-Storage | VOM | 0 | [6 empty] | 0.96154 | 0
LCP_Inputs_ON_Electric_2023_04_03 | 2021 | Electrolyser 2020/2030 | Crossload | Hydrogen | MI | Dispatch-Crossload | EmissionsCost | 0 | [6 empty] | 0.96154 | 0
LCP_Inputs_ON_Electric_2023_04_03 | 2021 | Electrolyser 2020/2030 | Crossload | Hydrogen | MI | Dispatch-Crossload | FuelCost | 0 | [6 empty] | 0.96154 | 0
LCP_Inputs_ON_Electric_2023_04_03 | 2021 | Electrolyser 2020/2030 | Crossload | Hydrogen | MI | Dispatch-Crossload | VOM | 0 | [6 empty] | 0.96154 | 0
LCP_Inputs_ON_Electric_2023_04_03 | 2021 | Electrolyser 2020/2030 | Crossload | Hydrogen | NY | Dispatch-Crossload | EmissionsCost | 0 | [6 empty] | 0.96154 | 0
LCP_Inputs_ON_Electric_2023_04_03 | 2021 | Electrolyser 2020/2030 | Crossload | Hydrogen | NY | Dispatch-Crossload | FuelCost | 0 | [6 empty] | 0.96154 | 0
LCP_Inputs_ON_Electric_2023_04_03 | 2021 | Electrolyser 2020/2030 | Crossload | Hydrogen | NY | Dispatch-Crossload | VOM | 0 | [6 empty] | 0.96154 | 0
LCP_Inputs_ON_Electric_2023_04_03 | 2021 | Electrolyser 2020/2030 | Crossload | Hydrogen | ON | Dispatch-Crossload | EmissionsCost | 0 | [6 empty] | 0.96154 | 0
LCP_Inputs_ON_Electric_2023_04_03 | 2021 | Electrolyser 2020/2030 | Crossload | Hydrogen | ON | Dispatch-Crossload | FuelCost | 0 | [6 empty] | 0.96154 | 0
LCP_Inputs_ON_Electric_2023_04_03 | 2021 | Electrolyser 2020/2030 | Crossload | Hydrogen | ON | Dispatch-Crossload | VOM | 0 | [6 empty] | 0.96154 | 0
LCP_Inputs_ON_Electric_2023_04_03 | 2021 | Electrolyser 2020/2030 | Crossload | Hydrogen | PJ | Dispatch-Crossload | EmissionsCost | 0 | [6 empty] | 0.96154 | 0
LCP_Inputs_ON_Electric_2023_04_03 | 2021 | Electrolyser 2020/2030 | Crossload | Hydrogen | PJ | Dispatch-Crossload | FuelCost | 0 | [6 empty] | 0.96154 | 0
LCP_Inputs_ON_Electric_2023_04_03 | 2021 | Electrolyser 2020/2030 | Crossload | Hydrogen | PJ | Dispatch-Crossload | VOM | 0 | [6 empty] | 0.96154 | 0
LCP_Inputs_ON_Electric_2023_04_03 | 2021 | Electrolyser 2020/2030 | Crossload | Hydrogen | QC | Dispatch-Crossload | EmissionsCost | 0 | [6 empty] | 0.96154 | 0
LCP_Inputs_ON_Electric_2023_04_03 | 2021 | Electrolyser 2020/2030 | Crossload | Hydrogen | QC | Dispatch-Crossload | FuelCost | 0 | [6 empty] | 0.96154 | 0
LCP_Inputs_ON_Electric_2023_04_03 | 2021 | Electrolyser 2020/2030 | Crossload | Hydrogen | QC | Dispatch-Crossload | VOM | 0 | [6 empty] | 0.96154 | 0
LCP_Inputs_ON_Electric_2023_04_03 | 2021 | Electrolyser 2020/2030 | Crossload | Hydrogen | WC | Dispatch-Crossload | EmissionsCost | 0 | [6 empty] | 0.96154 | 0
LCP_Inputs_ON_Electric_2023_04_03 | 2021 | Electrolyser 2020/2030 | Crossload | Hydrogen | WC | Dispatch-Crossload | FuelCost | 0 | [6 empty] | 0.96154 | 0
LCP_Inputs_ON_Electric_2023_04_03 | 2021 | Electrolyser 2020/2030 | Crossload | Hydrogen | WC | Dispatch-Crossload | VOM | 0 | [6 empty] | 0.96154 | 0
LCP_Inputs_ON_Electric_2023_04_03 | 2021 | Electrolyser 2040 | Crossload | Hydrogen | MI | Dispatch-Crossload | EmissionsCost | 0 | [6 empty] | 0.96154 | 0
LCP_Inputs_ON_Electric_2023_04_03 | 2021 | Electrolyser 2040 | Crossload | Hydrogen | MI | Dispatch-Crossload | FuelCost | 0 | [6 empty] | 0.96154 | 0
LCP_Inputs_ON_Electric_2023_04_03 | 2021 | Electrolyser 2040 | Crossload | Hydrogen | MI | Dispatch-Crossload | VOM | 0 | [6 empty] | 0.96154 | 0
LCP_Inputs_ON_Electric_2023_04_03 | 2021 | Electrolyser 2040 | Crossload | Hydrogen | NY | Dispatch-Crossload | EmissionsCost | 0 | [6 empty] | 0.96154 | 0
LCP_Inputs_ON_Electric_2023_04_03 | 2021 | Electrolyser 2040 | Crossload | Hydrogen | NY | Dispatch-Crossload | FuelCost | 0 | [6 empty] | 0.96154 | 0
LCP_Inputs_ON_Electric_2023_04_03 | 2021 | Electrolyser 2040 | Crossload | Hydrogen | NY | Dispatch-Crossload | VOM | 0 | [6 empty] | 0.96154 | 0
LCP_Inputs_ON_Electric_2023_04_03 | 2021 | Electrolyser 2040 | Crossload | Hydrogen | ON | Dispatch-Crossload | EmissionsCost | 0 | [6 empty] | 0.96154 | 0
LCP_Inputs_ON_Electric_2023_04_03 | 2021 | Electrolyser 2040 | Crossload | Hydrogen | ON | Dispatch-Crossload | FuelCost | 0 | [6 empty] | 0.96154 | 0
LCP_Inputs_ON_Electric_2023_04_03 | 2021 | Electrolyser 2040 | Crossload | Hydrogen | ON | Dispatch-Crossload | VOM | 0 | [6 empty] | 0.96154 | 0
LCP_Inputs_ON_Electric_2023_04_03 | 2021 | Electrolyser 2040 | Crossload | Hydrogen | PJ | Dispatch-Crossload | EmissionsCost | 0 | [6 empty] | 0.96154 | 0
LCP_Inputs_ON_Electric_2023_04_03 | 2021 | Electrolyser 2040 | Crossload | Hydrogen | PJ | Dispatch-Crossload | FuelCost | 0 | [6 empty] | 0.96154 | 0
LCP_Inputs_ON_Electric_2023_04_03 | 2021 | Electrolyser 2040 | Crossload | Hydrogen | PJ | Dispatch-Crossload | VOM | 0 | [6 empty] | 0.96154 | 0
LCP_Inputs_ON_Electric_2023_04_03 | 2021 | Electrolyser 2040 | Crossload | Hydrogen | QC | Dispatch-Crossload | EmissionsCost | 0 | [6 empty] | 0.96154 | 0
LCP_Inputs_ON_Electric_2023_04_03 | 2021 | Electrolyser 2040 | Crossload | Hydrogen | QC | Dispatch-Crossload | FuelCost | 0 | [6 empty] | 0.96154 | 0
LCP_Inputs_ON_Electric_2023_04_03 | 2021 | Electrolyser 2040 | Crossload | Hydrogen | QC | Dispatch-Crossload | VOM | 0 | [6 empty] | 0.96154 | 0
LCP_Inputs_ON_Electric_2023_04_03 | 2021 | Electrolyser 2040 | Crossload | Hydrogen | WC | Dispatch-Crossload | EmissionsCost | 0 | [6 empty] | 0.96154 | 0
LCP_Inputs_ON_Electric_2023_04_03 | 2021 | Electrolyser 2040 | Crossload | Hydrogen | WC | Dispatch-Crossload | FuelCost | 0 | [6 empty] | 0.96154 | 0
LCP_Inputs_ON_Electric_2023_04_03 | 2021 | Electrolyser 2040 | Crossload | Hydrogen | WC | Dispatch-Crossload | VOM | 0 | [6 empty] | 0.96154 | 0
LCP_Inputs_ON_Electric_2023_04_03 | 2021 | Electrolyser 2050 | Crossload | Hydrogen | MI | Dispatch-Crossload | EmissionsCost | 0 | [6 empty] | 0.96154 | 0
LCP_Inputs_ON_Electric_2023_04_03 | 2021 | Electrolyser 2050 | Crossload | Hydrogen | MI | Dispatch-Crossload | FuelCost | 0 | [6 empty] | 0.96154 | 0
LCP_Inputs_ON_Electric_2023_04_03 | 2021 | Electrolyser 2050 | Crossload | Hydrogen | MI | Dispatch-Crossload | VOM | 0 | [6 empty] | 0.96154 | 0
LCP_Inputs_ON_Electric_2023_04_03 | 2021 | Electrolyser 2050 | Crossload | Hydrogen | NY | Dispatch-Crossload | EmissionsCost | 0 | [6 empty] | 0.96154 | 0
LCP_Inputs_ON_Electric_2023_04_03 | 2021 | Electrolyser 2050 | Crossload | Hydrogen | NY | Dispatch-Crossload | FuelCost | 0 | [6 empty] | 0.96154 | 0
LCP_Inputs_ON_Electric_2023_04_03 | 2021 | Electrolyser 2050 | Crossload | Hydrogen | NY | Dispatch-Crossload | VOM | 0 | [6 empty] | 0.96154 | 0
LCP_Inputs_ON_Electric_2023_04_03 | 2021 | Electrolyser 2050 | Crossload | Hydrogen | ON | Dispatch-Crossload | EmissionsCost | 0 | [6 empty] | 0.96154 | 0
LCP_Inputs_ON_Electric_2023_04_03 | 2021 | Electrolyser 2050 | Crossload | Hydrogen | ON | Dispatch-Crossload | FuelCost | 0 | [6 empty] | 0.96154 | 0
LCP_Inputs_ON_Electric_2023_04_03 | 2021 | Electrolyser 2050 | Crossload | Hydrogen | ON | Dispatch-Crossload | VOM | 0 | [6 empty] | 0.96154 | 0
LCP_Inputs_ON_Electric_2023_04_03 | 2021 | Electrolyser 2050 | Crossload | Hydrogen | PJ | Dispatch-Crossload | EmissionsCost | 0 | [6 empty] | 0.96154 | 0
LCP_Inputs_ON_Electric_2023_04_03 | 2021 | Electrolyser 2050 | Crossload | Hydrogen | PJ | Dispatch-Crossload | FuelCost | 0 | [6 empty] | 0.96154 | 0
LCP_Inputs_ON_Electric_2023_04_03 | 2021 | Electrolyser 2050 | Crossload | Hydrogen | PJ | Dispatch-Crossload | VOM | 0 | [6 empty] | 0.96154 | 0
LCP_Inputs_ON_Electric_2023_04_03 | 2021 | Electrolyser 2050 | Crossload | Hydrogen | QC | Dispatch-Crossload | EmissionsCost | 0 | [6 empty] | 0.96154 | 0
LCP_Inputs_ON_Electric_2023_04_03 | 2021 | Electrolyser 2050 | Crossload | Hydrogen | QC | Dispatch-Crossload | FuelCost | 0 | [6 empty] | 0.96154 | 0
LCP_Inputs_ON_Electric_2023_04_03 | 2021 | Electrolyser 2050 | Crossload | Hydrogen | QC | Dispatch-Crossload | VOM | 0 | [6 empty] | 0.96154 | 0
LCP_Inputs_ON_Electric_2023_04_03 | 2021 | Electrolyser 2050 | Crossload | Hydrogen | WC | Dispatch-Crossload | EmissionsCost | 0 | [6 empty] | 0.96154 | 0
LCP_Inputs_ON_Electric_2023_04_03 | 2021 | Electrolyser 2050 | Crossload | Hydrogen | WC | Dispatch-Crossload | FuelCost | 0 | [6 empty] | 0.96154 | 0
LCP_Inputs_ON_Electric_2023_04_03 | 2021 | Electrolyser 2050 | Crossload | Hydrogen | WC | Dispatch-Crossload | VOM | 0 | [6 empty] | 0.96154 | 0
LCP_Inputs_ON_Electric_2023_04_03 | 2021 | Fossil Fuel Thermal (Coal, Peat, Oil) | Generation | Electricity | MI | Dispatch-Generation | EmissionsCost | 0 | [6 empty] | 0.96154 | 0
LCP_Inputs_ON_Electric_2023_04_03 | 2021 | Fossil Fuel Thermal (Coal, Peat, Oil) | Generation | Electricity | MI | Dispatch-Generation | FuelCost | 0 | [6 empty] | 0.96154 | 0
LCP_Inputs_ON_Electric_2023_04_03 | 2021 | Fossil Fuel Thermal (Coal, Peat, Oil) | Generation | Electricity | MI | Dispatch-Generation | VOM | 0 | [6 empty] | 0.96154 | 0
LCP_Inputs_ON_Electric_2023_04_03 | 2021 | Fossil Fuel Thermal (Coal, Peat, Oil) | Generation | Electricity | NY | Dispatch-Generation | EmissionsCost | 0 | [6 empty] | 0.96154 | 0
LCP_Inputs_ON_Electric_2023_04_03 | 2021 | Fossil Fuel Thermal (Coal, Peat, Oil) | Generation | Electricity | NY | Dispatch-Generation | FuelCost | 0 | [6 empty] | 0.96154 | 0
LCP_Inputs_ON_Electric_2023_04_03 | 2021 | Fossil Fuel Thermal (Coal, Peat, Oil) | Generation | Electricity | NY | Dispatch-Generation | VOM | 0 | [6 empty] | 0.96154 | 0
LCP_Inputs_ON_Electric_2023_04_03 | 2021 | Fossil Fuel Thermal (Coal, Peat, Oil) | Generation | Electricity | ON | Dispatch-Generation | EmissionsCost | 0 | [6 empty] | 0.96154 | 0
LCP_Inputs_ON_Electric_2023_04_03 | 2021 | Fossil Fuel Thermal (Coal, Peat, Oil) | Generation | Electricity | ON | Dispatch-Generation | FuelCost | 0 | [6 empty] | 0.96154 | 0
LCP_Inputs_ON_Electric_2023_04_03 | 2021 | Fossil Fuel Thermal (Coal, Peat, Oil) | Generation | Electricity | ON | Dispatch-Generation | VOM | 0 | [6 empty] | 0.96154 | 0
LCP_Inputs_ON_Electric_2023_04_03 | 2021 | Fossil Fuel Thermal (Coal, Peat, Oil) | Generation | Electricity | PJ | Dispatch-Generation | EmissionsCost | 0 | [6 empty] | 0.96154 | 0
LCP_Inputs_ON_Electric_2023_04_03 | 2021 | Fossil Fuel Thermal (Coal, Peat, Oil) | Generation | Electricity | PJ | Dispatch-Generation | FuelCost | 0 | [6 empty] | 0.96154 | 0
LCP_Inputs_ON_Electric_2023_04_03 | 2021 | Fossil Fuel Thermal (Coal, Peat, Oil) | Generation | Electricity | PJ | Dispatch-Generation | VOM | 0 | [6 empty] | 0.96154 | 0
LCP_Inputs_ON_Electric_2023_04_03 | 2021 | Fossil Fuel Thermal (Coal, Peat, Oil) | Generation | Electricity | QC | Dispatch-Generation | EmissionsCost | 0 | [6 empty] | 0.96154 | 0
LCP_Inputs_ON_Electric_2023_04_03 | 2021 | Fossil Fuel Thermal (Coal, Peat, Oil) | Generation | Electricity | QC | Dispatch-Generation | FuelCost | 0 | [6 empty] | 0.96154 | 0
LCP_Inputs_ON_Electric_2023_04_03 | 2021 | Fossil Fuel Thermal (Coal, Peat, Oil) | Generation | Electricity | QC | Dispatch-Generation | VOM | 0 | [6 empty] | 0.96154 | 0
LCP_Inputs_ON_Electric_2023_04_03 | 2021 | Fossil Fuel Thermal (Coal, Peat, Oil) | Generation | Electricity | WC | Dispatch-Generation | EmissionsCost | 0 | [6 empty] | 0.96154 | 0
LCP_Inputs_ON_Electric_2023_04_03 | 2021 | Fossil Fuel Thermal (Coal, Peat, Oil) | Generation | Electricity | WC | Dispatch-Generation | FuelCost | 0 | [6 empty] | 0.96154 | 0
LCP_Inputs_ON_Electric_2023_04_03 | 2021 | Fossil Fuel Thermal (Coal, Peat, Oil) | Generation | Electricity | WC | Dispatch-Generation | VOM | 0 | [6 empty] | 0.96154 | 0
LCP_Inputs_ON_Electric_2023_04_03 | 2021 | Generic - Generator | Generation | Electricity | MI | Dispatch-Generation | EmissionsCost | 0 | [6 empty] | 0.96154 | 0
LCP_Inputs_ON_Electric_2023_04_03 | 2021 | Generic - Generator | Generation | Electricity | MI | Dispatch-Generation | FuelCost | 3913159882.2025 | [6 empty] | 0.96154 | 3762653732.887
LCP_Inputs_ON_Electric_2023_04_03 | 2021 | Generic - Generator | Generation | Electricity | MI | Dispatch-Generation | VOM | 404848820.8371 | [6 empty] | 0.96154 | 389277712.3434
LCP_Inputs_ON_Electric_2023_04_03 | 2021 | Generic - Generator | Generation | Electricity | NY | Dispatch-Generation | EmissionsCost | 0 | [6 empty] | 0.96154 | 0
LCP_Inputs_ON_Electric_2023_04_03 | 2021 | Generic - Generator | Generation | Electricity | NY | Dispatch-Generation | FuelCost | 1634016854.2376 | [6 empty] | 0.96154 | 1571170052.1515
LCP_Inputs_ON_Electric_2023_04_03 | 2021 | Generic - Generator | Generation | Electricity | NY | Dispatch-Generation | VOM | 169052585.7823 | [6 empty] | 0.96154 | 162550563.2523
LCP_Inputs_ON_Electric_2023_04_03 | 2021 | Generic - Generator | Generation | Electricity | ON | Dispatch-Generation | EmissionsCost | 0 | [6 empty] | 0.96154 | 0
LCP_Inputs_ON_Electric_2023_04_03 | 2021 | Generic - Generator | Generation | Electricity | ON | Dispatch-Generation | FuelCost | 0 | [6 empty] | 0.96154 | 0
LCP_Inputs_ON_Electric_2023_04_03 | 2021 | Generic - Generator | Generation | Electricity | ON | Dispatch-Generation | VOM | 0 | [6 empty] | 0.96154 | 0
LCP_Inputs_ON_Electric_2023_04_03 | 2021 | Generic - Generator | Generation | Electricity | PJ | Dispatch-Generation | EmissionsCost | 0 | [6 empty] | 0.96154 | 0
LCP_Inputs_ON_Electric_2023_04_03 | 2021 | Generic - Generator | Generation | Electricity | PJ | Dispatch-Generation | FuelCost | 14422259590.9655 | [6 empty] | 0.96154 | 13867557299.0053
LCP_Inputs_ON_Electric_2023_04_03 | 2021 | Generic - Generator | Generation | Electricity | PJ | Dispatch-Generation | VOM | 1492102281.7812 | [6 empty] | 0.96154 | 1434713732.482
LCP_Inputs_ON_Electric_2023_04_03 | 2021 | Generic - Generator | Generation | Electricity | QC | Dispatch-Generation | EmissionsCost | 0 | [6 empty] | 0.96154 | 0
LCP_Inputs_ON_Electric_2023_04_03 | 2021 | Generic - Generator | Generation | Electricity | QC | Dispatch-Generation | FuelCost | 0 | [6 empty] | 0.96154 | 0
LCP_Inputs_ON_Electric_2023_04_03 | 2021 | Generic - Generator | Generation | Electricity | QC | Dispatch-Generation | VOM | 0 | [6 empty] | 0.96154 | 0
LCP_Inputs_ON_Electric_2023_04_03 | 2021 | Generic - Generator | Generation | Electricity | WC | Dispatch-Generation | EmissionsCost | 0 | [6 empty] | 0.96154 | 0
LCP_Inputs_ON_Electric_2023_04_03 | 2021 | Generic - Generator | Generation | Electricity | WC | Dispatch-Generation | FuelCost | 1069473.0011 | [6 empty] | 0.96154 | 1028339.4241
LCP_Inputs_ON_Electric_2023_04_03 | 2021 | Generic - Generator | Generation | Electricity | WC | Dispatch-Generation | VOM | 110645.8454 | [6 empty] | 0.96154 | 106390.236
LCP_Inputs_ON_Electric_2023_04_03 | 2021 | H2 Import - QC | Import | Hydrogen | MI | Dispatch-Import | EmissionsCost | 0 | [6 empty] | 0.96154 | 0
LCP_Inputs_ON_Electric_2023_04_03 | 2021 | H2 Import - QC | Import | Hydrogen | MI | Dispatch-Import | FuelCost | 0 | [6 empty] | 0.96154 | 0
LCP_Inputs_ON_Electric_2023_04_03 | 2021 | H2 Import - QC | Import | Hydrogen | MI | Dispatch-Import | VOM | 0 | [6 empty] | 0.96154 | 0
LCP_Inputs_ON_Electric_2023_04_03 | 2021 | H2 Import - QC | Import | Hydrogen | NY | Dispatch-Import | EmissionsCost | 0 | [6 empty] | 0.96154 | 0
LCP_Inputs_ON_Electric_2023_04_03 | 2021 | H2 Import - QC | Import | Hydrogen | NY | Dispatch-Import | FuelCost | 0 | [6 empty] | 0.96154 | 0
LCP_Inputs_ON_Electric_2023_04_03 | 2021 | H2 Import - QC | Import | Hydrogen | NY | Dispatch-Import | VOM | 0 | [6 empty] | 0.96154 | 0
LCP_Inputs_ON_Electric_2023_04_03 | 2021 | H2 Import - QC | Import | Hydrogen | ON | Dispatch-Import | EmissionsCost | 0 | [6 empty] | 0.96154 | 0
LCP_Inputs_ON_Electric_2023_04_03 | 2021 | H2 Import - QC | Import | Hydrogen | ON | Dispatch-Import | FuelCost | 0 | [6 empty] | 0.96154 | 0
LCP_Inputs_ON_Electric_2023_04_03 | 2021 | H2 Import - QC | Import | Hydrogen | ON | Dispatch-Import | VOM | 0 | [6 empty] | 0.96154 | 0
LCP_Inputs_ON_Electric_2023_04_03 | 2021 | H2 Import - QC | Import | Hydrogen | PJ | Dispatch-Import | EmissionsCost | 0 | [6 empty] | 0.96154 | 0
LCP_Inputs_ON_Electric_2023_04_03 | 2021 | H2 Import - QC | Import | Hydrogen | PJ | Dispatch-Import | FuelCost | 0 | [6 empty] | 0.96154 | 0
LCP_Inputs_ON_Electric_2023_04_03 | 2021 | H2 Import - QC | Import | Hydrogen | PJ | Dispatch-Import | VOM | 0 | [6 empty] | 0.96154 | 0
LCP_Inputs_ON_Electric_2023_04_03 | 2021 | H2 Import - QC | Import | Hydrogen | QC | Dispatch-Import | EmissionsCost | 0 | [6 empty] | 0.96154 | 0
LCP_Inputs_ON_Electric_2023_04_03 | 2021 | H2 Import - QC | Import | Hydrogen | QC | Dispatch-Import | FuelCost | 0 | [6 empty] | 0.96154 | 0
LCP_Inputs_ON_Electric_2023_04_03 | 2021 | H2 Import - QC | Import | Hydrogen | QC | Dispatch-Import | VOM | 0 | [6 empty] | 0.96154 | 0
LCP_Inputs_ON_Electric_2023_04_03 | 2021 | H2 Import - QC | Import | Hydrogen | WC | Dispatch-Import | EmissionsCost | 0 | [6 empty] | 0.96154 | 0
LCP_Inputs_ON_Electric_2023_04_03 | 2021 | H2 Import - QC | Import | Hydrogen | WC | Dispatch-Import | FuelCost | 0 | [6 empty] | 0.96154 | 0
LCP_Inputs_ON_Electric_2023_04_03 | 2021 | H2 Import - QC | Import | Hydrogen | WC | Dispatch-Import | VOM | 0 | [6 empty] | 0.96154 | 0
LCP_Inputs_ON_Electric_2023_04_03 | 2021 | H2 Import - WC | Import | Hydrogen | MI | Dispatch-Import | EmissionsCost | 0 | [6 empty] | 0.96154 | 0
LCP_Inputs_ON_Electric_2023_04_03 | 2021 | H2 Import - WC | Import | Hydrogen | MI | Dispatch-Import | FuelCost | 0 | [6 empty] | 0.96154 | 0
LCP_Inputs_ON_Electric_2023_04_03 | 2021 | H2 Import - WC | Import | Hydrogen | MI | Dispatch-Import | VOM | 0 | [6 empty] | 0.96154 | 0
LCP_Inputs_ON_Electric_2023_04_03 | 2021 | H2 Import - WC | Import | Hydrogen | NY | Dispatch-Import | EmissionsCost | 0 | [6 empty] | 0.96154 | 0
LCP_Inputs_ON_Electric_2023_04_03 | 2021 | H2 Import - WC | Import | Hydrogen | NY | Dispatch-Import | FuelCost | 0 | [6 empty] | 0.96154 | 0
LCP_Inputs_ON_Electric_2023_04_03 | 2021 | H2 Import - WC | Import | Hydrogen | NY | Dispatch-Import | VOM | 0 | [6 empty] | 0.96154 | 0
LCP_Inputs_ON_Electric_2023_04_03 | 2021 | H2 Import - WC | Import | Hydrogen | ON | Dispatch-Import | EmissionsCost | 0 | [6 empty] | 0.96154 | 0
LCP_Inputs_ON_Electric_2023_04_03 | 2021 | H2 Import - WC | Import | Hydrogen | ON | Dispatch-Import | FuelCost | 0 | [6 empty] | 0.96154 | 0
LCP_Inputs_ON_Electric_2023_04_03 | 2021 | H2 Import - WC | Import | Hydrogen | ON | Dispatch-Import | VOM | 0 | [6 empty] | 0.96154 | 0
LCP_Inputs_ON_Electric_2023_04_03 | 2021 | H2 Import - WC | Import | Hydrogen | PJ | Dispatch-Import | EmissionsCost | 0 | [6 empty] | 0.96154 | 0
LCP_Inputs_ON_Electric_2023_04_03 | 2021 | H2 Import - WC | Import | Hydrogen | PJ | Dispatch-Import | FuelCost | 0 | [6 empty] | 0.96154 | 0
LCP_Inputs_ON_Electric_2023_04_03 | 2021 | H2 Import - WC | Import | Hydrogen | PJ | Dispatch-Import | VOM | 0 | [6 empty] | 0.96154 | 0
LCP_Inputs_ON_Electric_2023_04_03 | 2021 | H2 Import - WC | Import | Hydrogen | QC | Dispatch-Import | EmissionsCost | 0 | [6 empty] | 0.96154 | 0
LCP_Inputs_ON_Electric_2023_04_03 | 2021 | H2 Import - WC | Import | Hydrogen | QC | Dispatch-Import | FuelCost | 0 | [6 empty] | 0.96154 | 0
LCP_Inputs_ON_Electric_2023_04_03 | 2021 | H2 Import - WC | Import | Hydrogen | QC | Dispatch-Import | VOM | 0 | [6 empty] | 0.96154 | 0
LCP_Inputs_ON_Electric_2023_04_03 | 2021 | H2 Import - WC | Import | Hydrogen | WC | Dispatch-Import | EmissionsCost | 0 | [6 empty] | 0.96154 | 0
LCP_Inputs_ON_Electric_2023_04_03 | 2021 | H2 Import - WC | Import | Hydrogen | WC | Dispatch-Import | FuelCost | 0 | [6 empty] | 0.96154 | 0
LCP_Inputs_ON_Electric_2023_04_03 | 2021 | H2 Import - WC | Import | Hydrogen | WC | Dispatch-Import | VOM | 0 | [6 empty] | 0.96154 | 0
LCP_Inputs_ON_Electric_2023_04_03 | 2021 | H2 Salt Cavern Storage - ON | Storage | Hydrogen | MI | Dispatch-Storage | EmissionsCost | 0 | [6 empty] | 0.96154 | 0
LCP_Inputs_ON_Electric_2023_04_03 | 2021 | H2 Salt Cavern Storage - ON | Storage | Hydrogen | MI | Dispatch-Storage | FuelCost | 0 | [6 empty] | 0.96154 | 0
LCP_Inputs_ON_Electric_2023_04_03 | 2021 | H2 Salt Cavern Storage - ON | Storage | Hydrogen | MI | Dispatch-Storage | VOM | 0 | [6 empty] | 0.96154 | 0
LCP_Inputs_ON_Electric_2023_04_03 | 2021 | H2 Salt Cavern Storage - ON | Storage | Hydrogen | NY | Dispatch-Storage | EmissionsCost | 0 | [6 empty] | 0.96154 | 0
LCP_Inputs_ON_Electric_2023_04_03 | 2021 | H2 Salt Cavern Storage - ON | Storage | Hydrogen | NY | Dispatch-Storage | FuelCost | 0 | [6 empty] | 0.96154 | 0
LCP_Inputs_ON_Electric_2023_04_03 | 2021 | H2 Salt Cavern Storage - ON | Storage | Hydrogen | NY | Dispatch-Storage | VOM | 0 | [6 empty] | 0.96154 | 0
LCP_Inputs_ON_Electric_2023_04_03 | 2021 | H2 Salt Cavern Storage - ON | Storage | Hydrogen | ON | Dispatch-Storage | EmissionsCost | 0 | [6 empty] | 0.96154 | 0
LCP_Inputs_ON_Electric_2023_04_03 | 2021 | H2 Salt Cavern Storage - ON | Storage | Hydrogen | ON | Dispatch-Storage | FuelCost | 0 | [6 empty] | 0.96154 | 0
LCP_Inputs_ON_Electric_2023_04_03 | 2021 | H2 Salt Cavern Storage - ON | Storage | Hydrogen | ON | Dispatch-Storage | VOM | 0 | [6 empty] | 0.96154 | 0
LCP_Inputs_ON_Electric_2023_04_03 | 2021 | H2 Salt Cavern Storage - ON | Storage | Hydrogen | PJ | Dispatch-Storage | EmissionsCost | 0 | [6 empty] | 0.96154 | 0
LCP_Inputs_ON_Electric_2023_04_03 | 2021 | H2 Salt Cavern Storage - ON | Storage | Hydrogen | PJ | Dispatch-Storage | FuelCost | 0 | [6 empty] | 0.96154 | 0
LCP_Inputs_ON_Electric_2023_04_03 | 2021 | H2 Salt Cavern Storage - ON | Storage | Hydrogen | PJ | Dispatch-Storage | VOM | 0 | [6 empty] | 0.96154 | 0
LCP_Inputs_ON_Electric_2023_04_03 | 2021 | H2 Salt Cavern Storage - ON | Storage | Hydrogen | QC | Dispatch-Storage | EmissionsCost | 0 | [6 empty] | 0.96154 | 0
LCP_Inputs_ON_Electric_2023_04_03 | 2021 | H2 Salt Cavern Storage - ON | Storage | Hydrogen | QC | Dispatch-Storage | FuelCost | 0 | [6 empty] | 0.96154 | 0
LCP_Inputs_ON_Electric_2023_04_03 | 2021 | H2 Salt Cavern Storage - ON | Storage | Hydrogen | QC | Dispatch-Storage | VOM | 0 | [6 empty] | 0.96154 | 0
LCP_Inputs_ON_Electric_2023_04_03 | 2021 | H2 Salt Cavern Storage - ON | Storage | Hydrogen | WC | Dispatch-Storage | EmissionsCost | 0 | [6 empty] | 0.96154 | 0
LCP_Inputs_ON_Electric_2023_04_03 | 2021 | H2 Salt Cavern Storage - ON | Storage | Hydrogen | WC | Dispatch-Storage | FuelCost | 0 | [6 empty] | 0.96154 | 0
LCP_Inputs_ON_Electric_2023_04_03 | 2021 | H2 Salt Cavern Storage - ON | Storage | Hydrogen | WC | Dispatch-Storage | VOM | 0 | [6 empty] | 0.96154 | 0
LCP_Inputs_ON_Electric_2023_04_03 | 2021 | Hydro | Generation | Electricity | MI | Dispatch-Generation | EmissionsCost | 0 | [6 empty] | 0.96154 | 0
LCP_Inputs_ON_Electric_2023_04_03 | 2021 | Hydro | Generation | Electricity | MI | Dispatch-Generation | FuelCost | 0 | [6 empty] | 0.96154 | 0
LCP_Inputs_ON_Electric_2023_04_03 | 2021 | Hydro | Generation | Electricity | MI | Dispatch-Generation | VOM | 0 | [6 empty] | 0.96154 | 0
LCP_Inputs_ON_Electric_2023_04_03 | 2021 | Hydro | Generation | Electricity | NY | Dispatch-Generation | EmissionsCost | 0 | [6 empty] | 0.96154 | 0
LCP_Inputs_ON_Electric_2023_04_03 | 2021 | Hydro | Generation | Electricity | NY | Dispatch-Generation | FuelCost | 0 | [6 empty] | 0.96154 | 0
LCP_Inputs_ON_Electric_2023_04_03 | 2021 | Hydro | Generation | Electricity | NY | Dispatch-Generation | VOM | 0 | [6 empty] | 0.96154 | 0
LCP_Inputs_ON_Electric_2023_04_03 | 2021 | Hydro | Generation | Electricity | ON | Dispatch-Generation | EmissionsCost | 0 | [6 empty] | 0.96154 | 0
LCP_Inputs_ON_Electric_2023_04_03 | 2021 | Hydro | Generation | Electricity | ON | Dispatch-Generation | FuelCost | 0 | [6 empty] | 0.96154 | 0
LCP_Inputs_ON_Electric_2023_04_03 | 2021 | Hydro | Generation | Electricity | ON | Dispatch-Generation | VOM | 0 | [6 empty] | 0.96154 | 0
LCP_Inputs_ON_Electric_2023_04_03 | 2021 | Hydro | Generation | Electricity | PJ | Dispatch-Generation | EmissionsCost | 0 | [6 empty] | 0.96154 | 0
LCP_Inputs_ON_Electric_2023_04_03 | 2021 | Hydro | Generation | Electricity | PJ | Dispatch-Generation | FuelCost | 0 | [6 empty] | 0.96154 | 0
LCP_Inputs_ON_Electric_2023_04_03 | 2021 | Hydro | Generation | Electricity | PJ | Dispatch-Generation | VOM | 0 | [6 empty] | 0.96154 | 0
LCP_Inputs_ON_Electric_2023_04_03 | 2021 | Hydro | Generation | Electricity | QC | Dispatch-Generation | EmissionsCost | 0 | [6 empty] | 0.96154 | 0
LCP_Inputs_ON_Electric_2023_04_03 | 2021 | Hydro | Generation | Electricity | QC | Dispatch-Generation | FuelCost | 0 | [6 empty] | 0.96154 | 0
LCP_Inputs_ON_Electric_2023_04_03 | 2021 | Hydro | Generation | Electricity | QC | Dispatch-Generation | VOM | 0 | [6 empty] | 0.96154 | 0
LCP_Inputs_ON_Electric_2023_04_03 | 2021 | Hydro | Generation | Electricity | WC | Dispatch-Generation | EmissionsCost | 0 | [6 empty] | 0.96154 | 0
LCP_Inputs_ON_Electric_2023_04_03 | 2021 | Hydro | Generation | Electricity | WC | Dispatch-Generation | FuelCost | 0 | [6 empty] | 0.96154 | 0
LCP_Inputs_ON_Electric_2023_04_03 | 2021 | Hydro | Generation | Electricity | WC | Dispatch-Generation | VOM | 0 | [6 empty] | 0.96154 | 0
LCP_Inputs_ON_Electric_2023_04_03 | 2021 | Hydro Pumped Storage | Storage | Electricity | MI | Dispatch-Storage | EmissionsCost | 0 | [6 empty] | 0.96154 | 0
LCP_Inputs_ON_Electric_2023_04_03 | 2021 | Hydro Pumped Storage | Storage | Electricity | MI | Dispatch-Storage | FuelCost | 0 | [6 empty] | 0.96154 | 0
LCP_Inputs_ON_Electric_2023_04_03 | 2021 | Hydro Pumped Storage | Storage | Electricity | MI | Dispatch-Storage | VOM | 0 | [6 empty] | 0.96154 | 0
LCP_Inputs_ON_Electric_2023_04_03 | 2021 | Hydro Pumped Storage | Storage | Electricity | NY | Dispatch-Storage | EmissionsCost | 0 | [6 empty] | 0.96154 | 0
LCP_Inputs_ON_Electric_2023_04_03 | 2021 | Hydro Pumped Storage | Storage | Electricity | NY | Dispatch-Storage | FuelCost | 0 | [6 empty] | 0.96154 | 0
LCP_Inputs_ON_Electric_2023_04_03 | 2021 | Hydro Pumped Storage | Storage | Electricity | NY | Dispatch-Storage | VOM | 0 | [6 empty] | 0.96154 | 0
LCP_Inputs_ON_Electric_2023_04_03 | 2021 | Hydro Pumped Storage | Storage | Electricity | ON | Dispatch-Storage | EmissionsCost | 0 | [6 empty] | 0.96154 | 0
LCP_Inputs_ON_Electric_2023_04_03 | 2021 | Hydro Pumped Storage | Storage | Electricity | ON | Dispatch-Storage | FuelCost | 0 | [6 empty] | 0.96154 | 0
LCP_Inputs_ON_Electric_2023_04_03 | 2021 | Hydro Pumped Storage | Storage | Electricity | ON | Dispatch-Storage | VOM | 0 | [6 empty] | 0.96154 | 0
LCP_Inputs_ON_Electric_2023_04_03 | 2021 | Hydro Pumped Storage | Storage | Electricity | PJ | Dispatch-Storage | EmissionsCost | 0 | [6 empty] | 0.96154 | 0
LCP_Inputs_ON_Electric_2023_04_03 | 2021 | Hydro Pumped Storage | Storage | Electricity | PJ | Dispatch-Storage | FuelCost | 0 | [6 empty] | 0.96154 | 0
LCP_Inputs_ON_Electric_2023_04_03 | 2021 | Hydro Pumped Storage | Storage | Electricity | PJ | Dispatch-Storage | VOM | 0 | [6 empty] | 0.96154 | 0
LCP_Inputs_ON_Electric_2023_04_03 | 2021 | Hydro Pumped Storage | Storage | Electricity | QC | Dispatch-Storage | EmissionsCost | 0 | [6 empty] | 0.96154 | 0
LCP_Inputs_ON_Electric_2023_04_03 | 2021 | Hydro Pumped Storage | Storage | Electricity | QC | Dispatch-Storage | FuelCost | 0 | [6 empty] | 0.96154 | 0
LCP_Inputs_ON_Electric_2023_04_03 | 2021 | Hydro Pumped Storage | Storage | Electricity | QC | Dispatch-Storage | VOM | 0 | [6 empty] | 0.96154 | 0
LCP_Inputs_ON_Electric_2023_04_03 | 2021 | Hydro Pumped Storage | Storage | Electricity | WC | Dispatch-Storage | EmissionsCost | 0 | [6 empty] | 0.96154 | 0
LCP_Inputs_ON_Electric_2023_04_03 | 2021 | Hydro Pumped Storage | Storage | Electricity | WC | Dispatch-Storage | FuelCost | 0 | [6 empty] | 0.96154 | 0
LCP_Inputs_ON_Electric_2023_04_03 | 2021 | Hydro Pumped Storage | Storage | Electricity | WC | Dispatch-Storage | VOM | 0 | [6 empty] | 0.96154 | 0
LCP_Inputs_ON_Electric_2023_04_03 | 2021 | Nuclear | Generation | Electricity | MI | Dispatch-Generation | EmissionsCost | 0 | [6 empty] | 0.96154 | 0
LCP_Inputs_ON_Electric_2023_04_03 | 2021 | Nuclear | Generation | Electricity | MI | Dispatch-Generation | FuelCost | 0 | [6 empty] | 0.96154 | 0
LCP_Inputs_ON_Electric_2023_04_03 | 2021 | Nuclear | Generation | Electricity | MI | Dispatch-Generation | VOM | 3301336446.912 | [6 empty] | 0.96154 | 3174361968.1846
LCP_Inputs_ON_Electric_2023_04_03 | 2021 | Nuclear | Generation | Electricity | NY | Dispatch-Generation | EmissionsCost | 0 | [6 empty] | 0.96154 | 0
LCP_Inputs_ON_Electric_2023_04_03 | 2021 | Nuclear | Generation | Electricity | NY | Dispatch-Generation | FuelCost | 0 | [6 empty] | 0.96154 | 0
LCP_Inputs_ON_Electric_2023_04_03 | 2021 | Nuclear | Generation | Electricity | NY | Dispatch-Generation | VOM | 2246155230.144 | [6 empty] | 0.96154 | 2159764644.3692
LCP_Inputs_ON_Electric_2023_04_03 | 2021 | Nuclear | Generation | Electricity | ON | Dispatch-Generation | EmissionsCost | 0 | [6 empty] | 0.96154 | 0
LCP_Inputs_ON_Electric_2023_04_03 | 2021 | Nuclear | Generation | Electricity | ON | Dispatch-Generation | FuelCost | 0 | [6 empty] | 0.96154 | 0
LCP_Inputs_ON_Electric_2023_04_03 | 2021 | Nuclear | Generation | Electricity | ON | Dispatch-Generation | VOM | 8790266640.96 | [6 empty] | 0.96154 | 8452179462.4615
LCP_Inputs_ON_Electric_2023_04_03 | 2021 | Nuclear | Generation | Electricity | PJ | Dispatch-Generation | EmissionsCost | 0 | [6 empty] | 0.96154 | 0
LCP_Inputs_ON_Electric_2023_04_03 | 2021 | Nuclear | Generation | Electricity | PJ | Dispatch-Generation | FuelCost | 0 | [6 empty] | 0.96154 | 0
LCP_Inputs_ON_Electric_2023_04_03 | 2021 | Nuclear | Generation | Electricity | PJ | Dispatch-Generation | VOM | 9110487814.4448 | [6 empty] | 0.96154 | 8760084436.9662
LCP_Inputs_ON_Electric_2023_04_03 | 2021 | Nuclear | Generation | Electricity | QC | Dispatch-Generation | EmissionsCost | 0 | [6 empty] | 0.96154 | 0
LCP_Inputs_ON_Electric_2023_04_03 | 2021 | Nuclear | Generation | Electricity | QC | Dispatch-Generation | FuelCost | 0 | [6 empty] | 0.96154 | 0
LCP_Inputs_ON_Electric_2023_04_03 | 2021 | Nuclear | Generation | Electricity | QC | Dispatch-Generation | VOM | 0 | [6 empty] | 0.96154 | 0
LCP_Inputs_ON_Electric_2023_04_03 | 2021 | Nuclear | Generation | Electricity | WC | Dispatch-Generation | EmissionsCost | 0 | [6 empty] | 0.96154 | 0
LCP_Inputs_ON_Electric_2023_04_03 | 2021 | Nuclear | Generation | Electricity | WC | Dispatch-Generation | FuelCost | 0 | [6 empty] | 0.96154 | 0
LCP_Inputs_ON_Electric_2023_04_03 | 2021 | Nuclear | Generation | Electricity | WC | Dispatch-Generation | VOM | 0 | [6 empty] | 0.96154 | 0
LCP_Inputs_ON_Electric_2023_04_03 | 2021 | Nuclear SMR | Generation | Electricity | MI | Dispatch-Generation | EmissionsCost | 0 | [6 empty] | 0.96154 | 0
LCP_Inputs_ON_Electric_2023_04_03 | 2021 | Nuclear SMR | Generation | Electricity | MI | Dispatch-Generation | FuelCost | 0 | [6 empty] | 0.96154 | 0
LCP_Inputs_ON_Electric_2023_04_03 | 2021 | Nuclear SMR | Generation | Electricity | MI | Dispatch-Generation | VOM | 0 | [6 empty] | 0.96154 | 0
LCP_Inputs_ON_Electric_2023_04_03 | 2021 | Nuclear SMR | Generation | Electricity | NY | Dispatch-Generation | EmissionsCost | 0 | [6 empty] | 0.96154 | 0
LCP_Inputs_ON_Electric_2023_04_03 | 2021 | Nuclear SMR | Generation | Electricity | NY | Dispatch-Generation | FuelCost | 0 | [6 empty] | 0.96154 | 0
LCP_Inputs_ON_Electric_2023_04_03 | 2021 | Nuclear SMR | Generation | Electricity | NY | Dispatch-Generation | VOM | 0 | [6 empty] | 0.96154 | 0
LCP_Inputs_ON_Electric_2023_04_03 | 2021 | Nuclear SMR | Generation | Electricity | ON | Dispatch-Generation | EmissionsCost | 0 | [6 empty] | 0.96154 | 0
LCP_Inputs_ON_Electric_2023_04_03 | 2021 | Nuclear SMR | Generation | Electricity | ON | Dispatch-Generation | FuelCost | 0 | [6 empty] | 0.96154 | 0
LCP_Inputs_ON_Electric_2023_04_03 | 2021 | Nuclear SMR | Generation | Electricity | ON | Dispatch-Generation | VOM | 0 | [6 empty] | 0.96154 | 0
LCP_Inputs_ON_Electric_2023_04_03 | 2021 | Nuclear SMR | Generation | Electricity | PJ | Dispatch-Generation | EmissionsCost | 0 | [6 empty] | 0.96154 | 0
LCP_Inputs_ON_Electric_2023_04_03 | 2021 | Nuclear SMR | Generation | Electricity | PJ | Dispatch-Generation | FuelCost | 0 | [6 empty] | 0.96154 | 0
LCP_Inputs_ON_Electric_2023_04_03 | 2021 | Nuclear SMR | Generation | Electricity | PJ | Dispatch-Generation | VOM | 0 | [6 empty] | 0.96154 | 0
LCP_Inputs_ON_Electric_2023_04_03 | 2021 | Nuclear SMR | Generation | Electricity | QC | Dispatch-Generation | EmissionsCost | 0 | [6 empty] | 0.96154 | 0
LCP_Inputs_ON_Electric_2023_04_03 | 2021 | Nuclear SMR | Generation | Electricity | QC | Dispatch-Generation | FuelCost | 0 | [6 empty] | 0.96154 | 0
LCP_Inputs_ON_Electric_2023_04_03 | 2021 | Nuclear SMR | Generation | Electricity | QC | Dispatch-Generation | VOM | 0 | [6 empty] | 0.96154 | 0
LCP_Inputs_ON_Electric_2023_04_03 | 2021 | Nuclear SMR | Generation | Electricity | WC | Dispatch-Generation | EmissionsCost | 0 | [6 empty] | 0.96154 | 0
LCP_Inputs_ON_Electric_2023_04_03 | 2021 | Nuclear SMR | Generation | Electricity | WC | Dispatch-Generation | FuelCost | 0 | [6 empty] | 0.96154 | 0
LCP_Inputs_ON_Electric_2023_04_03 | 2021 | Nuclear SMR | Generation | Electricity | WC | Dispatch-Generation | VOM | 0 | [6 empty] | 0.96154 | 0
LCP_Inputs_ON_Electric_2023_04_03 | 2021 | O/CCGT - CH4 Existing | Crossload | Electricity | MI | Dispatch-Crossload | EmissionsCost | 0 | [6 empty] | 0.96154 | 0
LCP_Inputs_ON_Electric_2023_04_03 | 2021 | O/CCGT - CH4 Existing | Crossload | Electricity | MI | Dispatch-Crossload | FuelCost | 0 | [6 empty] | 0.96154 | 0
LCP_Inputs_ON_Electric_2023_04_03 | 2021 | O/CCGT - CH4 Existing | Crossload | Electricity | MI | Dispatch-Crossload | VOM | 0 | [6 empty] | 0.96154 | 0
LCP_Inputs_ON_Electric_2023_04_03 | 2021 | O/CCGT - CH4 Existing | Crossload | Electricity | NY | Dispatch-Crossload | EmissionsCost | 0 | [6 empty] | 0.96154 | 0
LCP_Inputs_ON_Electric_2023_04_03 | 2021 | O/CCGT - CH4 Existing | Crossload | Electricity | NY | Dispatch-Crossload | FuelCost | 0 | [6 empty] | 0.96154 | 0
LCP_Inputs_ON_Electric_2023_04_03 | 2021 | O/CCGT - CH4 Existing | Crossload | Electricity | NY | Dispatch-Crossload | VOM | 0 | [6 empty] | 0.96154 | 0
LCP_Inputs_ON_Electric_2023_04_03 | 2021 | O/CCGT - CH4 Existing | Crossload | Electricity | ON | Dispatch-Crossload | EmissionsCost | 0 | [6 empty] | 0.96154 | 0
LCP_Inputs_ON_Electric_2023_04_03 | 2021 | O/CCGT - CH4 Existing | Crossload | Electricity | ON | Dispatch-Crossload | FuelCost | 0 | [6 empty] | 0.96154 | 0
LCP_Inputs_ON_Electric_2023_04_03 | 2021 | O/CCGT - CH4 Existing | Crossload | Electricity | ON | Dispatch-Crossload | VOM | 0 | [6 empty] | 0.96154 | 0
LCP_Inputs_ON_Electric_2023_04_03 | 2021 | O/CCGT - CH4 Existing | Crossload | Electricity | PJ | Dispatch-Crossload | EmissionsCost | 0 | [6 empty] | 0.96154 | 0
LCP_Inputs_ON_Electric_2023_04_03 | 2021 | O/CCGT - CH4 Existing | Crossload | Electricity | PJ | Dispatch-Crossload | FuelCost | 0 | [6 empty] | 0.96154 | 0
LCP_Inputs_ON_Electric_2023_04_03 | 2021 | O/CCGT - CH4 Existing | Crossload | Electricity | PJ | Dispatch-Crossload | VOM | 0 | [6 empty] | 0.96154 | 0
LCP_Inputs_ON_Electric_2023_04_03 | 2021 | O/CCGT - CH4 Existing | Crossload | Electricity | QC | Dispatch-Crossload | EmissionsCost | 0 | [6 empty] | 0.96154 | 0
LCP_Inputs_ON_Electric_2023_04_03 | 2021 | O/CCGT - CH4 Existing | Crossload | Electricity | QC | Dispatch-Crossload | FuelCost | 0 | [6 empty] | 0.96154 | 0
LCP_Inputs_ON_Electric_2023_04_03 | 2021 | O/CCGT - CH4 Existing | Crossload | Electricity | QC | Dispatch-Crossload | VOM | 0 | [6 empty] | 0.96154 | 0
LCP_Inputs_ON_Electric_2023_04_03 | 2021 | O/CCGT - CH4 Existing | Crossload | Electricity | WC | Dispatch-Crossload | EmissionsCost | 0 | [6 empty] | 0.96154 | 0
LCP_Inputs_ON_Electric_2023_04_03 | 2021 | O/CCGT - CH4 Existing | Crossload | Electricity | WC | Dispatch-Crossload | FuelCost | 0 | [6 empty] | 0.96154 | 0
LCP_Inputs_ON_Electric_2023_04_03 | 2021 | O/CCGT - CH4 Existing | Crossload | Electricity | WC | Dispatch-Crossload | VOM | 0 | [6 empty] | 0.96154 | 0
LCP_Inputs_ON_Electric_2023_04_03 | 2021 | O/CCGT - CH4 New | Crossload | Electricity | MI | Dispatch-Crossload | EmissionsCost | 0 | [6 empty] | 0.96154 | 0
LCP_Inputs_ON_Electric_2023_04_03 | 2021 | O/CCGT - CH4 New | Crossload | Electricity | MI | Dispatch-Crossload | FuelCost | 0 | [6 empty] | 0.96154 | 0
LCP_Inputs_ON_Electric_2023_04_03 | 2021 | O/CCGT - CH4 New | Crossload | Electricity | MI | Dispatch-Crossload | VOM | 0 | [6 empty] | 0.96154 | 0
LCP_Inputs_ON_Electric_2023_04_03 | 2021 | O/CCGT - CH4 New | Crossload | Electricity | NY | Dispatch-Crossload | EmissionsCost | 0 | [6 empty] | 0.96154 | 0
LCP_Inputs_ON_Electric_2023_04_03 | 2021 | O/CCGT - CH4 New | Crossload | Electricity | NY | Dispatch-Crossload | FuelCost | 0 | [6 empty] | 0.96154 | 0
LCP_Inputs_ON_Electric_2023_04_03 | 2021 | O/CCGT - CH4 New | Crossload | Electricity | NY | Dispatch-Crossload | VOM | 0 | [6 empty] | 0.96154 | 0
LCP_Inputs_ON_Electric_2023_04_03 | 2021 | O/CCGT - CH4 New | Crossload | Electricity | ON | Dispatch-Crossload | EmissionsCost | 0 | [6 empty] | 0.96154 | 0
LCP_Inputs_ON_Electric_2023_04_03 | 2021 | O/CCGT - CH4 New | Crossload | Electricity | ON | Dispatch-Crossload | FuelCost | 0 | [6 empty] | 0.96154 | 0
LCP_Inputs_ON_Electric_2023_04_03 | 2021 | O/CCGT - CH4 New | Crossload | Electricity | ON | Dispatch-Crossload | VOM | 0 | [6 empty] | 0.96154 | 0
LCP_Inputs_ON_Electric_2023_04_03 | 2021 | O/CCGT - CH4 New | Crossload | Electricity | PJ | Dispatch-Crossload | EmissionsCost | 0 | [6 empty] | 0.96154 | 0
LCP_Inputs_ON_Electric_2023_04_03 | 2021 | O/CCGT - CH4 New | Crossload | Electricity | PJ | Dispatch-Crossload | FuelCost | 0 | [6 empty] | 0.96154 | 0
LCP_Inputs_ON_Electric_2023_04_03 | 2021 | O/CCGT - CH4 New | Crossload | Electricity | PJ | Dispatch-Crossload | VOM | 0 | [6 empty] | 0.96154 | 0
LCP_Inputs_ON_Electric_2023_04_03 | 2021 | O/CCGT - CH4 New | Crossload | Electricity | QC | Dispatch-Crossload | EmissionsCost | 0 | [6 empty] | 0.96154 | 0
LCP_Inputs_ON_Electric_2023_04_03 | 2021 | O/CCGT - CH4 New | Crossload | Electricity | QC | Dispatch-Crossload | FuelCost | 0 | [6 empty] | 0.96154 | 0
LCP_Inputs_ON_Electric_2023_04_03 | 2021 | O/CCGT - CH4 New | Crossload | Electricity | QC | Dispatch-Crossload | VOM | 0 | [6 empty] | 0.96154 | 0
LCP_Inputs_ON_Electric_2023_04_03 | 2021 | O/CCGT - CH4 New | Crossload | Electricity | WC | Dispatch-Crossload | EmissionsCost | 0 | [6 empty] | 0.96154 | 0
LCP_Inputs_ON_Electric_2023_04_03 | 2021 | O/CCGT - CH4 New | Crossload | Electricity | WC | Dispatch-Crossload | FuelCost | 0 | [6 empty] | 0.96154 | 0
LCP_Inputs_ON_Electric_2023_04_03 | 2021 | O/CCGT - CH4 New | Crossload | Electricity | WC | Dispatch-Crossload | VOM | 0 | [6 empty] | 0.96154 | 0
LCP_Inputs_ON_Electric_2023_04_03 | 2021 | O/CCGT - H2 New | Crossload | Electricity | MI | Dispatch-Crossload | EmissionsCost | 0 | [6 empty] | 0.96154 | 0
LCP_Inputs_ON_Electric_2023_04_03 | 2021 | O/CCGT - H2 New | Crossload | Electricity | MI | Dispatch-Crossload | FuelCost | 0 | [6 empty] | 0.96154 | 0
LCP_Inputs_ON_Electric_2023_04_03 | 2021 | O/CCGT - H2 New | Crossload | Electricity | MI | Dispatch-Crossload | VOM | 0 | [6 empty] | 0.96154 | 0
LCP_Inputs_ON_Electric_2023_04_03 | 2021 | O/CCGT - H2 New | Crossload | Electricity | NY | Dispatch-Crossload | EmissionsCost | 0 | [6 empty] | 0.96154 | 0
LCP_Inputs_ON_Electric_2023_04_03 | 2021 | O/CCGT - H2 New | Crossload | Electricity | NY | Dispatch-Crossload | FuelCost | 0 | [6 empty] | 0.96154 | 0
LCP_Inputs_ON_Electric_2023_04_03 | 2021 | O/CCGT - H2 New | Crossload | Electricity | NY | Dispatch-Crossload | VOM | 0 | [6 empty] | 0.96154 | 0
LCP_Inputs_ON_Electric_2023_04_03 | 2021 | O/CCGT - H2 New | Crossload | Electricity | ON | Dispatch-Crossload | EmissionsCost | 0 | [6 empty] | 0.96154 | 0
LCP_Inputs_ON_Electric_2023_04_03 | 2021 | O/CCGT - H2 New | Crossload | Electricity | ON | Dispatch-Crossload | FuelCost | 0 | [6 empty] | 0.96154 | 0
LCP_Inputs_ON_Electric_2023_04_03 | 2021 | O/CCGT - H2 New | Crossload | Electricity | ON | Dispatch-Crossload | VOM | 0 | [6 empty] | 0.96154 | 0
LCP_Inputs_ON_Electric_2023_04_03 | 2021 | O/CCGT - H2 New | Crossload | Electricity | PJ | Dispatch-Crossload | EmissionsCost | 0 | [6 empty] | 0.96154 | 0
LCP_Inputs_ON_Electric_2023_04_03 | 2021 | O/CCGT - H2 New | Crossload | Electricity | PJ | Dispatch-Crossload | FuelCost | 0 | [6 empty] | 0.96154 | 0
LCP_Inputs_ON_Electric_2023_04_03 | 2021 | O/CCGT - H2 New | Crossload | Electricity | PJ | Dispatch-Crossload | VOM | 0 | [6 empty] | 0.96154 | 0
LCP_Inputs_ON_Electric_2023_04_03 | 2021 | O/CCGT - H2 New | Crossload | Electricity | QC | Dispatch-Crossload | EmissionsCost | 0 | [6 empty] | 0.96154 | 0
LCP_Inputs_ON_Electric_2023_04_03 | 2021 | O/CCGT - H2 New | Crossload | Electricity | QC | Dispatch-Crossload | FuelCost | 0 | [6 empty] | 0.96154 | 0
LCP_Inputs_ON_Electric_2023_04_03 | 2021 | O/CCGT - H2 New | Crossload | Electricity | QC | Dispatch-Crossload | VOM | 0 | [6 empty] | 0.96154 | 0
LCP_Inputs_ON_Electric_2023_04_03 | 2021 | O/CCGT - H2 New | Crossload | Electricity | WC | Dispatch-Crossload | EmissionsCost | 0 | [6 empty] | 0.96154 | 0
LCP_Inputs_ON_Electric_2023_04_03 | 2021 | O/CCGT - H2 New | Crossload | Electricity | WC | Dispatch-Crossload | FuelCost | 0 | [6 empty] | 0.96154 | 0
LCP_Inputs_ON_Electric_2023_04_03 | 2021 | O/CCGT - H2 New | Crossload | Electricity | WC | Dispatch-Crossload | VOM | 0 | [6 empty] | 0.96154 | 0
LCP_Inputs_ON_Electric_2023_04_03 | 2021 | SMR CCS | Crossload | Hydrogen | MI | Dispatch-Crossload | EmissionsCost | 0 | [6 empty] | 0.96154 | 0
LCP_Inputs_ON_Electric_2023_04_03 | 2021 | SMR CCS | Crossload | Hydrogen | MI | Dispatch-Crossload | FuelCost | 0 | [6 empty] | 0.96154 | 0
LCP_Inputs_ON_Electric_2023_04_03 | 2021 | SMR CCS | Crossload | Hydrogen | MI | Dispatch-Crossload | VOM | 0 | [6 empty] | 0.96154 | 0
LCP_Inputs_ON_Electric_2023_04_03 | 2021 | SMR CCS | Crossload | Hydrogen | NY | Dispatch-Crossload | EmissionsCost | 0 | [6 empty] | 0.96154 | 0
LCP_Inputs_ON_Electric_2023_04_03 | 2021 | SMR CCS | Crossload | Hydrogen | NY | Dispatch-Crossload | FuelCost | 0 | [6 empty] | 0.96154 | 0
LCP_Inputs_ON_Electric_2023_04_03 | 2021 | SMR CCS | Crossload | Hydrogen | NY | Dispatch-Crossload | VOM | 0 | [6 empty] | 0.96154 | 0
LCP_Inputs_ON_Electric_2023_04_03 | 2021 | SMR CCS | Crossload | Hydrogen | ON | Dispatch-Crossload | EmissionsCost | 0 | [6 empty] | 0.96154 | 0
LCP_Inputs_ON_Electric_2023_04_03 | 2021 | SMR CCS | Crossload | Hydrogen | ON | Dispatch-Crossload | FuelCost | 0 | [6 empty] | 0.96154 | 0
LCP_Inputs_ON_Electric_2023_04_03 | 2021 | SMR CCS | Crossload | Hydrogen | ON | Dispatch-Crossload | VOM | 0 | [6 empty] | 0.96154 | 0
LCP_Inputs_ON_Electric_2023_04_03 | 2021 | SMR CCS | Crossload | Hydrogen | PJ | Dispatch-Crossload | EmissionsCost | 0 | [6 empty] | 0.96154 | 0
LCP_Inputs_ON_Electric_2023_04_03 | 2021 | SMR CCS | Crossload | Hydrogen | PJ | Dispatch-Crossload | FuelCost | 0 | [6 empty] | 0.96154 | 0
LCP_Inputs_ON_Electric_2023_04_03 | 2021 | SMR CCS | Crossload | Hydrogen | PJ | Dispatch-Crossload | VOM | 0 | [6 empty] | 0.96154 | 0
LCP_Inputs_ON_Electric_2023_04_03 | 2021 | SMR CCS | Crossload | Hydrogen | QC | Dispatch-Crossload | EmissionsCost | 0 | [6 empty] | 0.96154 | 0
LCP_Inputs_ON_Electric_2023_04_03 | 2021 | SMR CCS | Crossload | Hydrogen | QC | Dispatch-Crossload | FuelCost | 0 | [6 empty] | 0.96154 | 0
LCP_Inputs_ON_Electric_2023_04_03 | 2021 | SMR CCS | Crossload | Hydrogen | QC | Dispatch-Crossload | VOM | 0 | [6 empty] | 0.96154 | 0
LCP_Inputs_ON_Electric_2023_04_03 | 2021 | SMR CCS | Crossload | Hydrogen | WC | Dispatch-Crossload | EmissionsCost | 0 | [6 empty] | 0.96154 | 0
LCP_Inputs_ON_Electric_2023_04_03 | 2021 | SMR CCS | Crossload | Hydrogen | WC | Dispatch-Crossload | FuelCost | 0 | [6 empty] | 0.96154 | 0
LCP_Inputs_ON_Electric_2023_04_03 | 2021 | SMR CCS | Crossload | Hydrogen | WC | Dispatch-Crossload | VOM | 0 | [6 empty] | 0.96154 | 0
LCP_Inputs_ON_Electric_2023_04_03 | 2021 | Solar PV | Generation | Electricity | MI | Dispatch-Generation | EmissionsCost | 0 | [6 empty] | 0.96154 | 0
LCP_Inputs_ON_Electric_2023_04_03 | 2021 | Solar PV | Generation | Electricity | MI | Dispatch-Generation | FuelCost | 0 | [6 empty] | 0.96154 | 0
LCP_Inputs_ON_Electric_2023_04_03 | 2021 | Solar PV | Generation | Electricity | MI | Dispatch-Generation | VOM | 0 | [6 empty] | 0.96154 | 0
LCP_Inputs_ON_Electric_2023_04_03 | 2021 | Solar PV | Generation | Electricity | NY | Dispatch-Generation | EmissionsCost | 0 | [6 empty] | 0.96154 | 0
LCP_Inputs_ON_Electric_2023_04_03 | 2021 | Solar PV | Generation | Electricity | NY | Dispatch-Generation | FuelCost | 0 | [6 empty] | 0.96154 | 0
LCP_Inputs_ON_Electric_2023_04_03 | 2021 | Solar PV | Generation | Electricity | NY | Dispatch-Generation | VOM | 0 | [6 empty] | 0.96154 | 0
LCP_Inputs_ON_Electric_2023_04_03 | 2021 | Solar PV | Generation | Electricity | ON | Dispatch-Generation | EmissionsCost | 0 | [6 empty] | 0.96154 | 0
LCP_Inputs_ON_Electric_2023_04_03 | 2021 | Solar PV | Generation | Electricity | ON | Dispatch-Generation | FuelCost | 0 | [6 empty] | 0.96154 | 0
LCP_Inputs_ON_Electric_2023_04_03 | 2021 | Solar PV | Generation | Electricity | ON | Dispatch-Generation | VOM | 0 | [6 empty] | 0.96154 | 0
LCP_Inputs_ON_Electric_2023_04_03 | 2021 | Solar PV | Generation | Electricity | PJ | Dispatch-Generation | EmissionsCost | 0 | [6 empty] | 0.96154 | 0
LCP_Inputs_ON_Electric_2023_04_03 | 2021 | Solar PV | Generation | Electricity | PJ | Dispatch-Generation | FuelCost | 0 | [6 empty] | 0.96154 | 0
LCP_Inputs_ON_Electric_2023_04_03 | 2021 | Solar PV | Generation | Electricity | PJ | Dispatch-Generation | VOM | 0 | [6 empty] | 0.96154 | 0
LCP_Inputs_ON_Electric_2023_04_03 | 2021 | Solar PV | Generation | Electricity | QC | Dispatch-Generation | EmissionsCost | 0 | [6 empty] | 0.96154 | 0
LCP_Inputs_ON_Electric_2023_04_03 | 2021 | Solar PV | Generation | Electricity | QC | Dispatch-Generation | FuelCost | 0 | [6 empty] | 0.96154 | 0
LCP_Inputs_ON_Electric_2023_04_03 | 2021 | Solar PV | Generation | Electricity | QC | Dispatch-Generation | VOM | 0 | [6 empty] | 0.96154 | 0
LCP_Inputs_ON_Electric_2023_04_03 | 2021 | Solar PV | Generation | Electricity | WC | Dispatch-Generation | EmissionsCost | 0 | [6 empty] | 0.96154 | 0
LCP_Inputs_ON_Electric_2023_04_03 | 2021 | Solar PV | Generation | Electricity | WC | Dispatch-Generation | FuelCost | 0 | [6 empty] | 0.96154 | 0
LCP_Inputs_ON_Electric_2023_04_03 | 2021 | Solar PV | Generation | Electricity | WC | Dispatch-Generation | VOM | 0 | [6 empty] | 0.96154 | 0
LCP_Inputs_ON_Electric_2023_04_03 | 2021 | Wind Offshore | Generation | Electricity | MI | Dispatch-Generation | EmissionsCost | 0 | [6 empty] | 0.96154 | 0
LCP_Inputs_ON_Electric_2023_04_03 | 2021 | Wind Offshore | Generation | Electricity | MI | Dispatch-Generation | FuelCost | 0 | [6 empty] | 0.96154 | 0
LCP_Inputs_ON_Electric_2023_04_03 | 2021 | Wind Offshore | Generation | Electricity | MI | Dispatch-Generation | VOM | 0 | [6 empty] | 0.96154 | 0
LCP_Inputs_ON_Electric_2023_04_03 | 2021 | Wind Offshore | Generation | Electricity | NY | Dispatch-Generation | EmissionsCost | 0 | [6 empty] | 0.96154 | 0
LCP_Inputs_ON_Electric_2023_04_03 | 2021 | Wind Offshore | Generation | Electricity | NY | Dispatch-Generation | FuelCost | 0 | [6 empty] | 0.96154 | 0
LCP_Inputs_ON_Electric_2023_04_03 | 2021 | Wind Offshore | Generation | Electricity | NY | Dispatch-Generation | VOM | 0 | [6 empty] | 0.96154 | 0
LCP_Inputs_ON_Electric_2023_04_03 | 2021 | Wind Offshore | Generation | Electricity | ON | Dispatch-Generation | EmissionsCost | 0 | [6 empty] | 0.96154 | 0
LCP_Inputs_ON_Electric_2023_04_03 | 2021 | Wind Offshore | Generation | Electricity | ON | Dispatch-Generation | FuelCost | 0 | [6 empty] | 0.96154 | 0
LCP_Inputs_ON_Electric_2023_04_03 | 2021 | Wind Offshore | Generation | Electricity | ON | Dispatch-Generation | VOM | 0 | [6 empty] | 0.96154 | 0
LCP_Inputs_ON_Electric_2023_04_03 | 2021 | Wind Offshore | Generation | Electricity | PJ | Dispatch-Generation | EmissionsCost | 0 | [6 empty] | 0.96154 | 0
LCP_Inputs_ON_Electric_2023_04_03 | 2021 | Wind Offshore | Generation | Electricity | PJ | Dispatch-Generation | FuelCost | 0 | [6 empty] | 0.96154 | 0
LCP_Inputs_ON_Electric_2023_04_03 | 2021 | Wind Offshore | Generation | Electricity | PJ | Dispatch-Generation | VOM | 0 | [6 empty] | 0.96154 | 0
LCP_Inputs_ON_Electric_2023_04_03 | 2021 | Wind Offshore | Generation | Electricity | QC | Dispatch-Generation | EmissionsCost | 0 | [6 empty] | 0.96154 | 0
LCP_Inputs_ON_Electric_2023_04_03 | 2021 | Wind Offshore | Generation | Electricity | QC | Dispatch-Generation | FuelCost | 0 | [6 empty] | 0.96154 | 0
LCP_Inputs_ON_Electric_2023_04_03 | 2021 | Wind Offshore | Generation | Electricity | QC | Dispatch-Generation | VOM | 0 | [6 empty] | 0.96154 | 0
LCP_Inputs_ON_Electric_2023_04_03 | 2021 | Wind Offshore | Generation | Electricity | WC | Dispatch-Generation | EmissionsCost | 0 | [6 empty] | 0.96154 | 0
LCP_Inputs_ON_Electric_2023_04_03 | 2021 | Wind Offshore | Generation | Electricity | WC | Dispatch-Generation | FuelCost | 0 | [6 empty] | 0.96154 | 0
LCP_Inputs_ON_Electric_2023_04_03 | 2021 | Wind Offshore | Generation | Electricity | WC | Dispatch-Generation | VOM | 0 | [6 empty] | 0.96154 | 0
LCP_Inputs_ON_Electric_2023_04_03 | 2021 | Wind Onshore | Generation | Electricity | MI | Dispatch-Generation | EmissionsCost | 0 | [6 empty] | 0.96154 | 0
LCP_Inputs_ON_Electric_2023_04_03 | 2021 | Wind Onshore | Generation | Electricity | MI | Dispatch-Generation | FuelCost | 0 | [6 empty] | 0.96154 | 0
LCP_Inputs_ON_Electric_2023_04_03 | 2021 | Wind Onshore | Generation | Electricity | MI | Dispatch-Generation | VOM | 0 | [6 empty] | 0.96154 | 0
LCP_Inputs_ON_Electric_2023_04_03 | 2021 | Wind Onshore | Generation | Electricity | NY | Dispatch-Generation | EmissionsCost | 0 | [6 empty] | 0.96154 | 0
LCP_Inputs_ON_Electric_2023_04_03 | 2021 | Wind Onshore | Generation | Electricity | NY | Dispatch-Generation | FuelCost | 0 | [6 empty] | 0.96154 | 0
LCP_Inputs_ON_Electric_2023_04_03 | 2021 | Wind Onshore | Generation | Electricity | NY | Dispatch-Generation | VOM | 0 | [6 empty] | 0.96154 | 0
LCP_Inputs_ON_Electric_2023_04_03 | 2021 | Wind Onshore | Generation | Electricity | ON | Dispatch-Generation | EmissionsCost | 0 | [6 empty] | 0.96154 | 0
LCP_Inputs_ON_Electric_2023_04_03 | 2021 | Wind Onshore | Generation | Electricity | ON | Dispatch-Generation | FuelCost | 0 | [6 empty] | 0.96154 | 0
LCP_Inputs_ON_Electric_2023_04_03 | 2021 | Wind Onshore | Generation | Electricity | ON | Dispatch-Generation | VOM | 0 | [6 empty] | 0.96154 | 0
LCP_Inputs_ON_Electric_2023_04_03 | 2021 | Wind Onshore | Generation | Electricity | PJ | Dispatch-Generation | EmissionsCost | 0 | [6 empty] | 0.96154 | 0
LCP_Inputs_ON_Electric_2023_04_03 | 2021 | Wind Onshore | Generation | Electricity | PJ | Dispatch-Generation | FuelCost | 0 | [6 empty] | 0.96154 | 0
LCP_Inputs_ON_Electric_2023_04_03 | 2021 | Wind Onshore | Generation | Electricity | PJ | Dispatch-Generation | VOM | 0 | [6 empty] | 0.96154 | 0
LCP_Inputs_ON_Electric_2023_04_03 | 2021 | Wind Onshore | Generation | Electricity | QC | Dispatch-Generation | EmissionsCost | 0 | [6 empty] | 0.96154 | 0
LCP_Inputs_ON_Electric_2023_04_03 | 2021 | Wind Onshore | Generation | Electricity | QC | Dispatch-Generation | FuelCost | 0 | [6 empty] | 0.96154 | 0
LCP_Inputs_ON_Electric_2023_04_03 | 2021 | Wind Onshore | Generation | Electricity | QC | Dispatch-Generation | VOM | 0 | [6 empty] | 0.96154 | 0
LCP_Inputs_ON_Electric_2023_04_03 | 2021 | Wind Onshore | Generation | Electricity | WC | Dispatch-Generation | EmissionsCost | 0 | [6 empty] | 0.96154 | 0
LCP_Inputs_ON_Electric_2023_04_03 | 2021 | Wind Onshore | Generation | Electricity | WC | Dispatch-Generation | FuelCost | 0 | [6 empty] | 0.96154 | 0
LCP_Inputs_ON_Electric_2023_04_03 | 2021 | Wind Onshore | Generation | Electricity | WC | Dispatch-Generation | VOM | 0 | [6 empty] | 0.96154 | 0
LCP_Inputs_ON_Electric_2023_04_03 | 2022 | Anaerobic Digestion | Generation | Methane | MI | Dispatch-Generation | EmissionsCost | 0 | [6 empty] | 0.92456 | 0
LCP_Inputs_ON_Electric_2023_04_03 | 2022 | Anaerobic Digestion | Generation | Methane | MI | Dispatch-Generation | FuelCost | 0 | [6 empty] | 0.92456 | 0
LCP_Inputs_ON_Electric_2023_04_03 | 2022 | Anaerobic Digestion | Generation | Methane | MI | Dispatch-Generation | VOM | 0 | [6 empty] | 0.92456 | 0
LCP_Inputs_ON_Electric_2023_04_03 | 2022 | Anaerobic Digestion | Generation | Methane | NY | Dispatch-Generation | EmissionsCost | 0 | [6 empty] | 0.92456 | 0
LCP_Inputs_ON_Electric_2023_04_03 | 2022 | Anaerobic Digestion | Generation | Methane | NY | Dispatch-Generation | FuelCost | 0 | [6 empty] | 0.92456 | 0
LCP_Inputs_ON_Electric_2023_04_03 | 2022 | Anaerobic Digestion | Generation | Methane | NY | Dispatch-Generation | VOM | 0 | [6 empty] | 0.92456 | 0
LCP_Inputs_ON_Electric_2023_04_03 | 2022 | Anaerobic Digestion | Generation | Methane | ON | Dispatch-Generation | EmissionsCost | 0 | [6 empty] | 0.92456 | 0
LCP_Inputs_ON_Electric_2023_04_03 | 2022 | Anaerobic Digestion | Generation | Methane | ON | Dispatch-Generation | FuelCost | 0 | [6 empty] | 0.92456 | 0
LCP_Inputs_ON_Electric_2023_04_03 | 2022 | Anaerobic Digestion | Generation | Methane | ON | Dispatch-Generation | VOM | 0 | [6 empty] | 0.92456 | 0
LCP_Inputs_ON_Electric_2023_04_03 | 2022 | Anaerobic Digestion | Generation | Methane | PJ | Dispatch-Generation | EmissionsCost | 0 | [6 empty] | 0.92456 | 0
LCP_Inputs_ON_Electric_2023_04_03 | 2022 | Anaerobic Digestion | Generation | Methane | PJ | Dispatch-Generation | FuelCost | 0 | [6 empty] | 0.92456 | 0
LCP_Inputs_ON_Electric_2023_04_03 | 2022 | Anaerobic Digestion | Generation | Methane | PJ | Dispatch-Generation | VOM | 0 | [6 empty] | 0.92456 | 0
LCP_Inputs_ON_Electric_2023_04_03 | 2022 | Anaerobic Digestion | Generation | Methane | QC | Dispatch-Generation | EmissionsCost | 0 | [6 empty] | 0.92456 | 0
LCP_Inputs_ON_Electric_2023_04_03 | 2022 | Anaerobic Digestion | Generation | Methane | QC | Dispatch-Generation | FuelCost | 0 | [6 empty] | 0.92456 | 0
LCP_Inputs_ON_Electric_2023_04_03 | 2022 | Anaerobic Digestion | Generation | Methane | QC | Dispatch-Generation | VOM | 0 | [6 empty] | 0.92456 | 0
LCP_Inputs_ON_Electric_2023_04_03 | 2022 | Anaerobic Digestion | Generation | Methane | WC | Dispatch-Generation | EmissionsCost | 0 | [6 empty] | 0.92456 | 0
LCP_Inputs_ON_Electric_2023_04_03 | 2022 | Anaerobic Digestion | Generation | Methane | WC | Dispatch-Generation | FuelCost | 0 | [6 empty] | 0.92456 | 0
LCP_Inputs_ON_Electric_2023_04_03 | 2022 | Anaerobic Digestion | Generation | Methane | WC | Dispatch-Generation | VOM | 0 | [6 empty] | 0.92456 | 0
LCP_Inputs_ON_Electric_2023_04_03 | 2022 | Battery Storage | Storage | Electricity | MI | Dispatch-Storage | EmissionsCost | 0 | [6 empty] | 0.92456 | 0
LCP_Inputs_ON_Electric_2023_04_03 | 2022 | Battery Storage | Storage | Electricity | MI | Dispatch-Storage | FuelCost | 0 | [6 empty] | 0.92456 | 0
LCP_Inputs_ON_Electric_2023_04_03 | 2022 | Battery Storage | Storage | Electricity | MI | Dispatch-Storage | VOM | 0 | [6 empty] | 0.92456 | 0
LCP_Inputs_ON_Electric_2023_04_03 | 2022 | Battery Storage | Storage | Electricity | NY | Dispatch-Storage | EmissionsCost | 0 | [6 empty] | 0.92456 | 0
LCP_Inputs_ON_Electric_2023_04_03 | 2022 | Battery Storage | Storage | Electricity | NY | Dispatch-Storage | FuelCost | 0 | [6 empty] | 0.92456 | 0
LCP_Inputs_ON_Electric_2023_04_03 | 2022 | Battery Storage | Storage | Electricity | NY | Dispatch-Storage | VOM | 0 | [6 empty] | 0.92456 | 0
LCP_Inputs_ON_Electric_2023_04_03 | 2022 | Battery Storage | Storage | Electricity | ON | Dispatch-Storage | EmissionsCost | 0 | [6 empty] | 0.92456 | 0
LCP_Inputs_ON_Electric_2023_04_03 | 2022 | Battery Storage | Storage | Electricity | ON | Dispatch-Storage | FuelCost | 0 | [6 empty] | 0.92456 | 0
LCP_Inputs_ON_Electric_2023_04_03 | 2022 | Battery Storage | Storage | Electricity | ON | Dispatch-Storage | VOM | 0 | [6 empty] | 0.92456 | 0
LCP_Inputs_ON_Electric_2023_04_03 | 2022 | Battery Storage | Storage | Electricity | PJ | Dispatch-Storage | EmissionsCost | 0 | [6 empty] | 0.92456 | 0
LCP_Inputs_ON_Electric_2023_04_03 | 2022 | Battery Storage | Storage | Electricity | PJ | Dispatch-Storage | FuelCost | 0 | [6 empty] | 0.92456 | 0
LCP_Inputs_ON_Electric_2023_04_03 | 2022 | Battery Storage | Storage | Electricity | PJ | Dispatch-Storage | VOM | 0 | [6 empty] | 0.92456 | 0
LCP_Inputs_ON_Electric_2023_04_03 | 2022 | Battery Storage | Storage | Electricity | QC | Dispatch-Storage | EmissionsCost | 0 | [6 empty] | 0.92456 | 0
LCP_Inputs_ON_Electric_2023_04_03 | 2022 | Battery Storage | Storage | Electricity | QC | Dispatch-Storage | FuelCost | 0 | [6 empty] | 0.92456 | 0
LCP_Inputs_ON_Electric_2023_04_03 | 2022 | Battery Storage | Storage | Electricity | QC | Dispatch-Storage | VOM | 0 | [6 empty] | 0.92456 | 0
LCP_Inputs_ON_Electric_2023_04_03 | 2022 | Battery Storage | Storage | Electricity | WC | Dispatch-Storage | EmissionsCost | 0 | [6 empty] | 0.92456 | 0
LCP_Inputs_ON_Electric_2023_04_03 | 2022 | Battery Storage | Storage | Electricity | WC | Dispatch-Storage | FuelCost | 0 | [6 empty] | 0.92456 | 0
LCP_Inputs_ON_Electric_2023_04_03 | 2022 | Battery Storage | Storage | Electricity | WC | Dispatch-Storage | VOM | 0 | [6 empty] | 0.92456 | 0
LCP_Inputs_ON_Electric_2023_04_03 | 2022 | Biomass | Generation | Electricity | MI | Dispatch-Generation | EmissionsCost | 0 | [6 empty] | 0.92456 | 0
LCP_Inputs_ON_Electric_2023_04_03 | 2022 | Biomass | Generation | Electricity | MI | Dispatch-Generation | FuelCost | 0 | [6 empty] | 0.92456 | 0
LCP_Inputs_ON_Electric_2023_04_03 | 2022 | Biomass | Generation | Electricity | MI | Dispatch-Generation | VOM | 0 | [6 empty] | 0.92456 | 0
LCP_Inputs_ON_Electric_2023_04_03 | 2022 | Biomass | Generation | Electricity | NY | Dispatch-Generation | EmissionsCost | 0 | [6 empty] | 0.92456 | 0
LCP_Inputs_ON_Electric_2023_04_03 | 2022 | Biomass | Generation | Electricity | NY | Dispatch-Generation | FuelCost | 0 | [6 empty] | 0.92456 | 0
LCP_Inputs_ON_Electric_2023_04_03 | 2022 | Biomass | Generation | Electricity | NY | Dispatch-Generation | VOM | 0 | [6 empty] | 0.92456 | 0
LCP_Inputs_ON_Electric_2023_04_03 | 2022 | Biomass | Generation | Electricity | ON | Dispatch-Generation | EmissionsCost | 0 | [6 empty] | 0.92456 | 0
LCP_Inputs_ON_Electric_2023_04_03 | 2022 | Biomass | Generation | Electricity | ON | Dispatch-Generation | FuelCost | 0 | [6 empty] | 0.92456 | 0
LCP_Inputs_ON_Electric_2023_04_03 | 2022 | Biomass | Generation | Electricity | ON | Dispatch-Generation | VOM | 0 | [6 empty] | 0.92456 | 0
LCP_Inputs_ON_Electric_2023_04_03 | 2022 | Biomass | Generation | Electricity | PJ | Dispatch-Generation | EmissionsCost | 0 | [6 empty] | 0.92456 | 0
LCP_Inputs_ON_Electric_2023_04_03 | 2022 | Biomass | Generation | Electricity | PJ | Dispatch-Generation | FuelCost | 0 | [6 empty] | 0.92456 | 0
LCP_Inputs_ON_Electric_2023_04_03 | 2022 | Biomass | Generation | Electricity | PJ | Dispatch-Generation | VOM | 0 | [6 empty] | 0.92456 | 0
LCP_Inputs_ON_Electric_2023_04_03 | 2022 | Biomass | Generation | Electricity | QC | Dispatch-Generation | EmissionsCost | 0 | [6 empty] | 0.92456 | 0
LCP_Inputs_ON_Electric_2023_04_03 | 2022 | Biomass | Generation | Electricity | QC | Dispatch-Generation | FuelCost | 0 | [6 empty] | 0.92456 | 0
LCP_Inputs_ON_Electric_2023_04_03 | 2022 | Biomass | Generation | Electricity | QC | Dispatch-Generation | VOM | 0 | [6 empty] | 0.92456 | 0
LCP_Inputs_ON_Electric_2023_04_03 | 2022 | Biomass | Generation | Electricity | WC | Dispatch-Generation | EmissionsCost | 0 | [6 empty] | 0.92456 | 0
LCP_Inputs_ON_Electric_2023_04_03 | 2022 | Biomass | Generation | Electricity | WC | Dispatch-Generation | FuelCost | 0 | [6 empty] | 0.92456 | 0
LCP_Inputs_ON_Electric_2023_04_03 | 2022 | Biomass | Generation | Electricity | WC | Dispatch-Generation | VOM | 0 | [6 empty] | 0.92456 | 0
LCP_Inputs_ON_Electric_2023_04_03 | 2022 | Biomass + CCS | Generation | Electricity | MI | Dispatch-Generation | EmissionsCost | 0 | [6 empty] | 0.92456 | 0
LCP_Inputs_ON_Electric_2023_04_03 | 2022 | Biomass + CCS | Generation | Electricity | MI | Dispatch-Generation | FuelCost | 0 | [6 empty] | 0.92456 | 0
LCP_Inputs_ON_Electric_2023_04_03 | 2022 | Biomass + CCS | Generation | Electricity | MI | Dispatch-Generation | VOM | 0 | [6 empty] | 0.92456 | 0
LCP_Inputs_ON_Electric_2023_04_03 | 2022 | Biomass + CCS | Generation | Electricity | NY | Dispatch-Generation | EmissionsCost | 0 | [6 empty] | 0.92456 | 0
LCP_Inputs_ON_Electric_2023_04_03 | 2022 | Biomass + CCS | Generation | Electricity | NY | Dispatch-Generation | FuelCost | 0 | [6 empty] | 0.92456 | 0
LCP_Inputs_ON_Electric_2023_04_03 | 2022 | Biomass + CCS | Generation | Electricity | NY | Dispatch-Generation | VOM | 0 | [6 empty] | 0.92456 | 0
LCP_Inputs_ON_Electric_2023_04_03 | 2022 | Biomass + CCS | Generation | Electricity | ON | Dispatch-Generation | EmissionsCost | 0 | [6 empty] | 0.92456 | 0
LCP_Inputs_ON_Electric_2023_04_03 | 2022 | Biomass + CCS | Generation | Electricity | ON | Dispatch-Generation | FuelCost | 0 | [6 empty] | 0.92456 | 0
LCP_Inputs_ON_Electric_2023_04_03 | 2022 | Biomass + CCS | Generation | Electricity | ON | Dispatch-Generation | VOM | 0 | [6 empty] | 0.92456 | 0
LCP_Inputs_ON_Electric_2023_04_03 | 2022 | Biomass + CCS | Generation | Electricity | PJ | Dispatch-Generation | EmissionsCost | 0 | [6 empty] | 0.92456 | 0
LCP_Inputs_ON_Electric_2023_04_03 | 2022 | Biomass + CCS | Generation | Electricity | PJ | Dispatch-Generation | FuelCost | 0 | [6 empty] | 0.92456 | 0
LCP_Inputs_ON_Electric_2023_04_03 | 2022 | Biomass + CCS | Generation | Electricity | PJ | Dispatch-Generation | VOM | 0 | [6 empty] | 0.92456 | 0
LCP_Inputs_ON_Electric_2023_04_03 | 2022 | Biomass + CCS | Generation | Electricity | QC | Dispatch-Generation | EmissionsCost | 0 | [6 empty] | 0.92456 | 0
LCP_Inputs_ON_Electric_2023_04_03 | 2022 | Biomass + CCS | Generation | Electricity | QC | Dispatch-Generation | FuelCost | 0 | [6 empty] | 0.92456 | 0
LCP_Inputs_ON_Electric_2023_04_03 | 2022 | Biomass + CCS | Generation | Electricity | QC | Dispatch-Generation | VOM | 0 | [6 empty] | 0.92456 | 0
LCP_Inputs_ON_Electric_2023_04_03 | 2022 | Biomass + CCS | Generation | Electricity | WC | Dispatch-Generation | EmissionsCost | 0 | [6 empty] | 0.92456 | 0
LCP_Inputs_ON_Electric_2023_04_03 | 2022 | Biomass + CCS | Generation | Electricity | WC | Dispatch-Generation | FuelCost | 0 | [6 empty] | 0.92456 | 0
LCP_Inputs_ON_Electric_2023_04_03 | 2022 | Biomass + CCS | Generation | Electricity | WC | Dispatch-Generation | VOM | 0 | [6 empty] | 0.92456 | 0
LCP_Inputs_ON_Electric_2023_04_03 | 2022 | CH4 + CCS | Generation | Methane | MI | Dispatch-Generation | EmissionsCost | 0 | [6 empty] | 0.92456 | 0
LCP_Inputs_ON_Electric_2023_04_03 | 2022 | CH4 + CCS | Generation | Methane | MI | Dispatch-Generation | FuelCost | 0 | [6 empty] | 0.92456 | 0
LCP_Inputs_ON_Electric_2023_04_03 | 2022 | CH4 + CCS | Generation | Methane | MI | Dispatch-Generation | VOM | 0 | [6 empty] | 0.92456 | 0
LCP_Inputs_ON_Electric_2023_04_03 | 2022 | CH4 + CCS | Generation | Methane | NY | Dispatch-Generation | EmissionsCost | 0 | [6 empty] | 0.92456 | 0
LCP_Inputs_ON_Electric_2023_04_03 | 2022 | CH4 + CCS | Generation | Methane | NY | Dispatch-Generation | FuelCost | 0 | [6 empty] | 0.92456 | 0
LCP_Inputs_ON_Electric_2023_04_03 | 2022 | CH4 + CCS | Generation | Methane | NY | Dispatch-Generation | VOM | 0 | [6 empty] | 0.92456 | 0
LCP_Inputs_ON_Electric_2023_04_03 | 2022 | CH4 + CCS | Generation | Methane | ON | Dispatch-Generation | EmissionsCost | 0 | [6 empty] | 0.92456 | 0
LCP_Inputs_ON_Electric_2023_04_03 | 2022 | CH4 + CCS | Generation | Methane | ON | Dispatch-Generation | FuelCost | 0 | [6 empty] | 0.92456 | 0
LCP_Inputs_ON_Electric_2023_04_03 | 2022 | CH4 + CCS | Generation | Methane | ON | Dispatch-Generation | VOM | 0 | [6 empty] | 0.92456 | 0
LCP_Inputs_ON_Electric_2023_04_03 | 2022 | CH4 + CCS | Generation | Methane | PJ | Dispatch-Generation | EmissionsCost | 0 | [6 empty] | 0.92456 | 0
LCP_Inputs_ON_Electric_2023_04_03 | 2022 | CH4 + CCS | Generation | Methane | PJ | Dispatch-Generation | FuelCost | 0 | [6 empty] | 0.92456 | 0
LCP_Inputs_ON_Electric_2023_04_03 | 2022 | CH4 + CCS | Generation | Methane | PJ | Dispatch-Generation | VOM | 0 | [6 empty] | 0.92456 | 0
LCP_Inputs_ON_Electric_2023_04_03 | 2022 | CH4 + CCS | Generation | Methane | QC | Dispatch-Generation | EmissionsCost | 0 | [6 empty] | 0.92456 | 0
LCP_Inputs_ON_Electric_2023_04_03 | 2022 | CH4 + CCS | Generation | Methane | QC | Dispatch-Generation | FuelCost | 0 | [6 empty] | 0.92456 | 0
LCP_Inputs_ON_Electric_2023_04_03 | 2022 | CH4 + CCS | Generation | Methane | QC | Dispatch-Generation | VOM | 0 | [6 empty] | 0.92456 | 0
LCP_Inputs_ON_Electric_2023_04_03 | 2022 | CH4 + CCS | Generation | Methane | WC | Dispatch-Generation | EmissionsCost | 0 | [6 empty] | 0.92456 | 0
LCP_Inputs_ON_Electric_2023_04_03 | 2022 | CH4 + CCS | Generation | Methane | WC | Dispatch-Generation | FuelCost | 0 | [6 empty] | 0.92456 | 0
LCP_Inputs_ON_Electric_2023_04_03 | 2022 | CH4 + CCS | Generation | Methane | WC | Dispatch-Generation | VOM | 0 | [6 empty] | 0.92456 | 0
LCP_Inputs_ON_Electric_2023_04_03 | 2022 | CH4 Import - NY 2020 | Import | Methane | MI | Dispatch-Import | EmissionsCost | 0 | [6 empty] | 0.92456 | 0
LCP_Inputs_ON_Electric_2023_04_03 | 2022 | CH4 Import - NY 2020 | Import | Methane | MI | Dispatch-Import | FuelCost | 0 | [6 empty] | 0.92456 | 0
LCP_Inputs_ON_Electric_2023_04_03 | 2022 | CH4 Import - NY 2020 | Import | Methane | MI | Dispatch-Import | VOM | 0 | [6 empty] | 0.92456 | 0
LCP_Inputs_ON_Electric_2023_04_03 | 2022 | CH4 Import - NY 2020 | Import | Methane | NY | Dispatch-Import | EmissionsCost | 282343065.1873 | [6 empty] | 0.92456 | 261042035.1214
LCP_Inputs_ON_Electric_2023_04_03 | 2022 | CH4 Import - NY 2020 | Import | Methane | NY | Dispatch-Import | FuelCost | 407790143.0843 | [6 empty] | 0.92456 | 377024910.396
LCP_Inputs_ON_Electric_2023_04_03 | 2022 | CH4 Import - NY 2020 | Import | Methane | NY | Dispatch-Import | VOM | 0 | [6 empty] | 0.92456 | 0
LCP_Inputs_ON_Electric_2023_04_03 | 2022 | CH4 Import - NY 2020 | Import | Methane | ON | Dispatch-Import | EmissionsCost | 0 | [6 empty] | 0.92456 | 0
LCP_Inputs_ON_Electric_2023_04_03 | 2022 | CH4 Import - NY 2020 | Import | Methane | ON | Dispatch-Import | FuelCost | 0 | [6 empty] | 0.92456 | 0
LCP_Inputs_ON_Electric_2023_04_03 | 2022 | CH4 Import - NY 2020 | Import | Methane | ON | Dispatch-Import | VOM | 0 | [6 empty] | 0.92456 | 0
LCP_Inputs_ON_Electric_2023_04_03 | 2022 | CH4 Import - NY 2020 | Import | Methane | PJ | Dispatch-Import | EmissionsCost | 0 | [6 empty] | 0.92456 | 0
LCP_Inputs_ON_Electric_2023_04_03 | 2022 | CH4 Import - NY 2020 | Import | Methane | PJ | Dispatch-Import | FuelCost | 0 | [6 empty] | 0.92456 | 0
LCP_Inputs_ON_Electric_2023_04_03 | 2022 | CH4 Import - NY 2020 | Import | Methane | PJ | Dispatch-Import | VOM | 0 | [6 empty] | 0.92456 | 0
LCP_Inputs_ON_Electric_2023_04_03 | 2022 | CH4 Import - NY 2020 | Import | Methane | QC | Dispatch-Import | EmissionsCost | 0 | [6 empty] | 0.92456 | 0
LCP_Inputs_ON_Electric_2023_04_03 | 2022 | CH4 Import - NY 2020 | Import | Methane | QC | Dispatch-Import | FuelCost | 0 | [6 empty] | 0.92456 | 0
LCP_Inputs_ON_Electric_2023_04_03 | 2022 | CH4 Import - NY 2020 | Import | Methane | QC | Dispatch-Import | VOM | 0 | [6 empty] | 0.92456 | 0
LCP_Inputs_ON_Electric_2023_04_03 | 2022 | CH4 Import - NY 2020 | Import | Methane | WC | Dispatch-Import | EmissionsCost | 0 | [6 empty] | 0.92456 | 0
LCP_Inputs_ON_Electric_2023_04_03 | 2022 | CH4 Import - NY 2020 | Import | Methane | WC | Dispatch-Import | FuelCost | 0 | [6 empty] | 0.92456 | 0
LCP_Inputs_ON_Electric_2023_04_03 | 2022 | CH4 Import - NY 2020 | Import | Methane | WC | Dispatch-Import | VOM | 0 | [6 empty] | 0.92456 | 0
LCP_Inputs_ON_Electric_2023_04_03 | 2022 | CH4 Import - NY 2030 | Import | Methane | MI | Dispatch-Import | EmissionsCost | 0 | [6 empty] | 0.92456 | 0
LCP_Inputs_ON_Electric_2023_04_03 | 2022 | CH4 Import - NY 2030 | Import | Methane | MI | Dispatch-Import | FuelCost | 0 | [6 empty] | 0.92456 | 0
LCP_Inputs_ON_Electric_2023_04_03 | 2022 | CH4 Import - NY 2030 | Import | Methane | MI | Dispatch-Import | VOM | 0 | [6 empty] | 0.92456 | 0
LCP_Inputs_ON_Electric_2023_04_03 | 2022 | CH4 Import - NY 2030 | Import | Methane | NY | Dispatch-Import | EmissionsCost | 0 | [6 empty] | 0.92456 | 0
LCP_Inputs_ON_Electric_2023_04_03 | 2022 | CH4 Import - NY 2030 | Import | Methane | NY | Dispatch-Import | FuelCost | 0 | [6 empty] | 0.92456 | 0
LCP_Inputs_ON_Electric_2023_04_03 | 2022 | CH4 Import - NY 2030 | Import | Methane | NY | Dispatch-Import | VOM | 0 | [6 empty] | 0.92456 | 0
LCP_Inputs_ON_Electric_2023_04_03 | 2022 | CH4 Import - NY 2030 | Import | Methane | ON | Dispatch-Import | EmissionsCost | 0 | [6 empty] | 0.92456 | 0
LCP_Inputs_ON_Electric_2023_04_03 | 2022 | CH4 Import - NY 2030 | Import | Methane | ON | Dispatch-Import | FuelCost | 0 | [6 empty] | 0.92456 | 0
LCP_Inputs_ON_Electric_2023_04_03 | 2022 | CH4 Import - NY 2030 | Import | Methane | ON | Dispatch-Import | VOM | 0 | [6 empty] | 0.92456 | 0
LCP_Inputs_ON_Electric_2023_04_03 | 2022 | CH4 Import - NY 2030 | Import | Methane | PJ | Dispatch-Import | EmissionsCost | 0 | [6 empty] | 0.92456 | 0
LCP_Inputs_ON_Electric_2023_04_03 | 2022 | CH4 Import - NY 2030 | Import | Methane | PJ | Dispatch-Import | FuelCost | 0 | [6 empty] | 0.92456 | 0
LCP_Inputs_ON_Electric_2023_04_03 | 2022 | CH4 Import - NY 2030 | Import | Methane | PJ | Dispatch-Import | VOM | 0 | [6 empty] | 0.92456 | 0
LCP_Inputs_ON_Electric_2023_04_03 | 2022 | CH4 Import - NY 2030 | Import | Methane | QC | Dispatch-Import | EmissionsCost | 0 | [6 empty] | 0.92456 | 0
LCP_Inputs_ON_Electric_2023_04_03 | 2022 | CH4 Import - NY 2030 | Import | Methane | QC | Dispatch-Import | FuelCost | 0 | [6 empty] | 0.92456 | 0
LCP_Inputs_ON_Electric_2023_04_03 | 2022 | CH4 Import - NY 2030 | Import | Methane | QC | Dispatch-Import | VOM | 0 | [6 empty] | 0.92456 | 0
LCP_Inputs_ON_Electric_2023_04_03 | 2022 | CH4 Import - NY 2030 | Import | Methane | WC | Dispatch-Import | EmissionsCost | 0 | [6 empty] | 0.92456 | 0
LCP_Inputs_ON_Electric_2023_04_03 | 2022 | CH4 Import - NY 2030 | Import | Methane | WC | Dispatch-Import | FuelCost | 0 | [6 empty] | 0.92456 | 0
LCP_Inputs_ON_Electric_2023_04_03 | 2022 | CH4 Import - NY 2030 | Import | Methane | WC | Dispatch-Import | VOM | 0 | [6 empty] | 0.92456 | 0
LCP_Inputs_ON_Electric_2023_04_03 | 2022 | CH4 Import - NY 2040 | Import | Methane | MI | Dispatch-Import | EmissionsCost | 0 | [6 empty] | 0.92456 | 0
LCP_Inputs_ON_Electric_2023_04_03 | 2022 | CH4 Import - NY 2040 | Import | Methane | MI | Dispatch-Import | FuelCost | 0 | [6 empty] | 0.92456 | 0
LCP_Inputs_ON_Electric_2023_04_03 | 2022 | CH4 Import - NY 2040 | Import | Methane | MI | Dispatch-Import | VOM | 0 | [6 empty] | 0.92456 | 0
LCP_Inputs_ON_Electric_2023_04_03 | 2022 | CH4 Import - NY 2040 | Import | Methane | NY | Dispatch-Import | EmissionsCost | 0 | [6 empty] | 0.92456 | 0
LCP_Inputs_ON_Electric_2023_04_03 | 2022 | CH4 Import - NY 2040 | Import | Methane | NY | Dispatch-Import | FuelCost | 0 | [6 empty] | 0.92456 | 0
LCP_Inputs_ON_Electric_2023_04_03 | 2022 | CH4 Import - NY 2040 | Import | Methane | NY | Dispatch-Import | VOM | 0 | [6 empty] | 0.92456 | 0
LCP_Inputs_ON_Electric_2023_04_03 | 2022 | CH4 Import - NY 2040 | Import | Methane | ON | Dispatch-Import | EmissionsCost | 0 | [6 empty] | 0.92456 | 0
LCP_Inputs_ON_Electric_2023_04_03 | 2022 | CH4 Import - NY 2040 | Import | Methane | ON | Dispatch-Import | FuelCost | 0 | [6 empty] | 0.92456 | 0
LCP_Inputs_ON_Electric_2023_04_03 | 2022 | CH4 Import - NY 2040 | Import | Methane | ON | Dispatch-Import | VOM | 0 | [6 empty] | 0.92456 | 0
LCP_Inputs_ON_Electric_2023_04_03 | 2022 | CH4 Import - NY 2040 | Import | Methane | PJ | Dispatch-Import | EmissionsCost | 0 | [6 empty] | 0.92456 | 0
LCP_Inputs_ON_Electric_2023_04_03 | 2022 | CH4 Import - NY 2040 | Import | Methane | PJ | Dispatch-Import | FuelCost | 0 | [6 empty] | 0.92456 | 0
LCP_Inputs_ON_Electric_2023_04_03 | 2022 | CH4 Import - NY 2040 | Import | Methane | PJ | Dispatch-Import | VOM | 0 | [6 empty] | 0.92456 | 0
LCP_Inputs_ON_Electric_2023_04_03 | 2022 | CH4 Import - NY 2040 | Import | Methane | QC | Dispatch-Import | EmissionsCost | 0 | [6 empty] | 0.92456 | 0
LCP_Inputs_ON_Electric_2023_04_03 | 2022 | CH4 Import - NY 2040 | Import | Methane | QC | Dispatch-Import | FuelCost | 0 | [6 empty] | 0.92456 | 0
LCP_Inputs_ON_Electric_2023_04_03 | 2022 | CH4 Import - NY 2040 | Import | Methane | QC | Dispatch-Import | VOM | 0 | [6 empty] | 0.92456 | 0
LCP_Inputs_ON_Electric_2023_04_03 | 2022 | CH4 Import - NY 2040 | Import | Methane | WC | Dispatch-Import | EmissionsCost | 0 | [6 empty] | 0.92456 | 0
LCP_Inputs_ON_Electric_2023_04_03 | 2022 | CH4 Import - NY 2040 | Import | Methane | WC | Dispatch-Import | FuelCost | 0 | [6 empty] | 0.92456 | 0
LCP_Inputs_ON_Electric_2023_04_03 | 2022 | CH4 Import - NY 2040 | Import | Methane | WC | Dispatch-Import | VOM | 0 | [6 empty] | 0.92456 | 0
LCP_Inputs_ON_Electric_2023_04_03 | 2022 | CH4 Import - NY 2050 | Import | Methane | MI | Dispatch-Import | EmissionsCost | 0 | [6 empty] | 0.92456 | 0
LCP_Inputs_ON_Electric_2023_04_03 | 2022 | CH4 Import - NY 2050 | Import | Methane | MI | Dispatch-Import | FuelCost | 0 | [6 empty] | 0.92456 | 0
LCP_Inputs_ON_Electric_2023_04_03 | 2022 | CH4 Import - NY 2050 | Import | Methane | MI | Dispatch-Import | VOM | 0 | [6 empty] | 0.92456 | 0
LCP_Inputs_ON_Electric_2023_04_03 | 2022 | CH4 Import - NY 2050 | Import | Methane | NY | Dispatch-Import | EmissionsCost | 0 | [6 empty] | 0.92456 | 0
LCP_Inputs_ON_Electric_2023_04_03 | 2022 | CH4 Import - NY 2050 | Import | Methane | NY | Dispatch-Import | FuelCost | 0 | [6 empty] | 0.92456 | 0
LCP_Inputs_ON_Electric_2023_04_03 | 2022 | CH4 Import - NY 2050 | Import | Methane | NY | Dispatch-Import | VOM | 0 | [6 empty] | 0.92456 | 0
LCP_Inputs_ON_Electric_2023_04_03 | 2022 | CH4 Import - NY 2050 | Import | Methane | ON | Dispatch-Import | EmissionsCost | 0 | [6 empty] | 0.92456 | 0
LCP_Inputs_ON_Electric_2023_04_03 | 2022 | CH4 Import - NY 2050 | Import | Methane | ON | Dispatch-Import | FuelCost | 0 | [6 empty] | 0.92456 | 0
LCP_Inputs_ON_Electric_2023_04_03 | 2022 | CH4 Import - NY 2050 | Import | Methane | ON | Dispatch-Import | VOM | 0 | [6 empty] | 0.92456 | 0
LCP_Inputs_ON_Electric_2023_04_03 | 2022 | CH4 Import - NY 2050 | Import | Methane | PJ | Dispatch-Import | EmissionsCost | 0 | [6 empty] | 0.92456 | 0
LCP_Inputs_ON_Electric_2023_04_03 | 2022 | CH4 Import - NY 2050 | Import | Methane | PJ | Dispatch-Import | FuelCost | 0 | [6 empty] | 0.92456 | 0
LCP_Inputs_ON_Electric_2023_04_03 | 2022 | CH4 Import - NY 2050 | Import | Methane | PJ | Dispatch-Import | VOM | 0 | [6 empty] | 0.92456 | 0
LCP_Inputs_ON_Electric_2023_04_03 | 2022 | CH4 Import - NY 2050 | Import | Methane | QC | Dispatch-Import | EmissionsCost | 0 | [6 empty] | 0.92456 | 0
LCP_Inputs_ON_Electric_2023_04_03 | 2022 | CH4 Import - NY 2050 | Import | Methane | QC | Dispatch-Import | FuelCost | 0 | [6 empty] | 0.92456 | 0
LCP_Inputs_ON_Electric_2023_04_03 | 2022 | CH4 Import - NY 2050 | Import | Methane | QC | Dispatch-Import | VOM | 0 | [6 empty] | 0.92456 | 0
LCP_Inputs_ON_Electric_2023_04_03 | 2022 | CH4 Import - NY 2050 | Import | Methane | WC | Dispatch-Import | EmissionsCost | 0 | [6 empty] | 0.92456 | 0
LCP_Inputs_ON_Electric_2023_04_03 | 2022 | CH4 Import - NY 2050 | Import | Methane | WC | Dispatch-Import | FuelCost | 0 | [6 empty] | 0.92456 | 0
LCP_Inputs_ON_Electric_2023_04_03 | 2022 | CH4 Import - NY 2050 | Import | Methane | WC | Dispatch-Import | VOM | 0 | [6 empty] | 0.92456 | 0
LCP_Inputs_ON_Electric_2023_04_03 | 2022 | CH4 Import - WC 2020 | Import | Methane | MI | Dispatch-Import | EmissionsCost | 0 | [6 empty] | 0.92456 | 0
LCP_Inputs_ON_Electric_2023_04_03 | 2022 | CH4 Import - WC 2020 | Import | Methane | MI | Dispatch-Import | FuelCost | 0 | [6 empty] | 0.92456 | 0
LCP_Inputs_ON_Electric_2023_04_03 | 2022 | CH4 Import - WC 2020 | Import | Methane | MI | Dispatch-Import | VOM | 0 | [6 empty] | 0.92456 | 0
LCP_Inputs_ON_Electric_2023_04_03 | 2022 | CH4 Import - WC 2020 | Import | Methane | NY | Dispatch-Import | EmissionsCost | 0 | [6 empty] | 0.92456 | 0
LCP_Inputs_ON_Electric_2023_04_03 | 2022 | CH4 Import - WC 2020 | Import | Methane | NY | Dispatch-Import | FuelCost | 0 | [6 empty] | 0.92456 | 0
LCP_Inputs_ON_Electric_2023_04_03 | 2022 | CH4 Import - WC 2020 | Import | Methane | NY | Dispatch-Import | VOM | 0 | [6 empty] | 0.92456 | 0
LCP_Inputs_ON_Electric_2023_04_03 | 2022 | CH4 Import - WC 2020 | Import | Methane | ON | Dispatch-Import | EmissionsCost | 0 | [6 empty] | 0.92456 | 0
LCP_Inputs_ON_Electric_2023_04_03 | 2022 | CH4 Import - WC 2020 | Import | Methane | ON | Dispatch-Import | FuelCost | 0 | [6 empty] | 0.92456 | 0
LCP_Inputs_ON_Electric_2023_04_03 | 2022 | CH4 Import - WC 2020 | Import | Methane | ON | Dispatch-Import | VOM | 0 | [6 empty] | 0.92456 | 0
LCP_Inputs_ON_Electric_2023_04_03 | 2022 | CH4 Import - WC 2020 | Import | Methane | PJ | Dispatch-Import | EmissionsCost | 0 | [6 empty] | 0.92456 | 0
LCP_Inputs_ON_Electric_2023_04_03 | 2022 | CH4 Import - WC 2020 | Import | Methane | PJ | Dispatch-Import | FuelCost | 0 | [6 empty] | 0.92456 | 0
LCP_Inputs_ON_Electric_2023_04_03 | 2022 | CH4 Import - WC 2020 | Import | Methane | PJ | Dispatch-Import | VOM | 0 | [6 empty] | 0.92456 | 0
LCP_Inputs_ON_Electric_2023_04_03 | 2022 | CH4 Import - WC 2020 | Import | Methane | QC | Dispatch-Import | EmissionsCost | 0 | [6 empty] | 0.92456 | 0
LCP_Inputs_ON_Electric_2023_04_03 | 2022 | CH4 Import - WC 2020 | Import | Methane | QC | Dispatch-Import | FuelCost | 0 | [6 empty] | 0.92456 | 0
LCP_Inputs_ON_Electric_2023_04_03 | 2022 | CH4 Import - WC 2020 | Import | Methane | QC | Dispatch-Import | VOM | 0 | [6 empty] | 0.92456 | 0
LCP_Inputs_ON_Electric_2023_04_03 | 2022 | CH4 Import - WC 2020 | Import | Methane | WC | Dispatch-Import | EmissionsCost | 1306945408.6229 | [6 empty] | 0.92456 | 1208344497.6173
LCP_Inputs_ON_Electric_2023_04_03 | 2022 | CH4 Import - WC 2020 | Import | Methane | WC | Dispatch-Import | FuelCost | 1887630761.6486 | [6 empty] | 0.92456 | 1745220748.5657
LCP_Inputs_ON_Electric_2023_04_03 | 2022 | CH4 Import - WC 2020 | Import | Methane | WC | Dispatch-Import | VOM | 0 | [6 empty] | 0.92456 | 0
LCP_Inputs_ON_Electric_2023_04_03 | 2022 | CH4 Import - WC 2030 | Import | Methane | MI | Dispatch-Import | EmissionsCost | 0 | [6 empty] | 0.92456 | 0
LCP_Inputs_ON_Electric_2023_04_03 | 2022 | CH4 Import - WC 2030 | Import | Methane | MI | Dispatch-Import | FuelCost | 0 | [6 empty] | 0.92456 | 0
LCP_Inputs_ON_Electric_2023_04_03 | 2022 | CH4 Import - WC 2030 | Import | Methane | MI | Dispatch-Import | VOM | 0 | [6 empty] | 0.92456 | 0
LCP_Inputs_ON_Electric_2023_04_03 | 2022 | CH4 Import - WC 2030 | Import | Methane | NY | Dispatch-Import | EmissionsCost | 0 | [6 empty] | 0.92456 | 0
LCP_Inputs_ON_Electric_2023_04_03 | 2022 | CH4 Import - WC 2030 | Import | Methane | NY | Dispatch-Import | FuelCost | 0 | [6 empty] | 0.92456 | 0
LCP_Inputs_ON_Electric_2023_04_03 | 2022 | CH4 Import - WC 2030 | Import | Methane | NY | Dispatch-Import | VOM | 0 | [6 empty] | 0.92456 | 0
LCP_Inputs_ON_Electric_2023_04_03 | 2022 | CH4 Import - WC 2030 | Import | Methane | ON | Dispatch-Import | EmissionsCost | 0 | [6 empty] | 0.92456 | 0
LCP_Inputs_ON_Electric_2023_04_03 | 2022 | CH4 Import - WC 2030 | Import | Methane | ON | Dispatch-Import | FuelCost | 0 | [6 empty] | 0.92456 | 0
LCP_Inputs_ON_Electric_2023_04_03 | 2022 | CH4 Import - WC 2030 | Import | Methane | ON | Dispatch-Import | VOM | 0 | [6 empty] | 0.92456 | 0
LCP_Inputs_ON_Electric_2023_04_03 | 2022 | CH4 Import - WC 2030 | Import | Methane | PJ | Dispatch-Import | EmissionsCost | 0 | [6 empty] | 0.92456 | 0
LCP_Inputs_ON_Electric_2023_04_03 | 2022 | CH4 Import - WC 2030 | Import | Methane | PJ | Dispatch-Import | FuelCost | 0 | [6 empty] | 0.92456 | 0
LCP_Inputs_ON_Electric_2023_04_03 | 2022 | CH4 Import - WC 2030 | Import | Methane | PJ | Dispatch-Import | VOM | 0 | [6 empty] | 0.92456 | 0
LCP_Inputs_ON_Electric_2023_04_03 | 2022 | CH4 Import - WC 2030 | Import | Methane | QC | Dispatch-Import | EmissionsCost | 0 | [6 empty] | 0.92456 | 0
LCP_Inputs_ON_Electric_2023_04_03 | 2022 | CH4 Import - WC 2030 | Import | Methane | QC | Dispatch-Import | FuelCost | 0 | [6 empty] | 0.92456 | 0
LCP_Inputs_ON_Electric_2023_04_03 | 2022 | CH4 Import - WC 2030 | Import | Methane | QC | Dispatch-Import | VOM | 0 | [6 empty] | 0.92456 | 0
LCP_Inputs_ON_Electric_2023_04_03 | 2022 | CH4 Import - WC 2030 | Import | Methane | WC | Dispatch-Import | EmissionsCost | 0 | [6 empty] | 0.92456 | 0
LCP_Inputs_ON_Electric_2023_04_03 | 2022 | CH4 Import - WC 2030 | Import | Methane | WC | Dispatch-Import | FuelCost | 0 | [6 empty] | 0.92456 | 0
LCP_Inputs_ON_Electric_2023_04_03 | 2022 | CH4 Import - WC 2030 | Import | Methane | WC | Dispatch-Import | VOM | 0 | [6 empty] | 0.92456 | 0
LCP_Inputs_ON_Electric_2023_04_03 | 2022 | CH4 Import - WC 2040 | Import | Methane | MI | Dispatch-Import | EmissionsCost | 0 | [6 empty] | 0.92456 | 0
LCP_Inputs_ON_Electric_2023_04_03 | 2022 | CH4 Import - WC 2040 | Import | Methane | MI | Dispatch-Import | FuelCost | 0 | [6 empty] | 0.92456 | 0
LCP_Inputs_ON_Electric_2023_04_03 | 2022 | CH4 Import - WC 2040 | Import | Methane | MI | Dispatch-Import | VOM | 0 | [6 empty] | 0.92456 | 0
LCP_Inputs_ON_Electric_2023_04_03 | 2022 | CH4 Import - WC 2040 | Import | Methane | NY | Dispatch-Import | EmissionsCost | 0 | [6 empty] | 0.92456 | 0
LCP_Inputs_ON_Electric_2023_04_03 | 2022 | CH4 Import - WC 2040 | Import | Methane | NY | Dispatch-Import | FuelCost | 0 | [6 empty] | 0.92456 | 0
LCP_Inputs_ON_Electric_2023_04_03 | 2022 | CH4 Import - WC 2040 | Import | Methane | NY | Dispatch-Import | VOM | 0 | [6 empty] | 0.92456 | 0
LCP_Inputs_ON_Electric_2023_04_03 | 2022 | CH4 Import - WC 2040 | Import | Methane | ON | Dispatch-Import | EmissionsCost | 0 | [6 empty] | 0.92456 | 0
LCP_Inputs_ON_Electric_2023_04_03 | 2022 | CH4 Import - WC 2040 | Import | Methane | ON | Dispatch-Import | FuelCost | 0 | [6 empty] | 0.92456 | 0
LCP_Inputs_ON_Electric_2023_04_03 | 2022 | CH4 Import - WC 2040 | Import | Methane | ON | Dispatch-Import | VOM | 0 | [6 empty] | 0.92456 | 0
LCP_Inputs_ON_Electric_2023_04_03 | 2022 | CH4 Import - WC 2040 | Import | Methane | PJ | Dispatch-Import | EmissionsCost | 0 | [6 empty] | 0.92456 | 0
LCP_Inputs_ON_Electric_2023_04_03 | 2022 | CH4 Import - WC 2040 | Import | Methane | PJ | Dispatch-Import | FuelCost | 0 | [6 empty] | 0.92456 | 0
LCP_Inputs_ON_Electric_2023_04_03 | 2022 | CH4 Import - WC 2040 | Import | Methane | PJ | Dispatch-Import | VOM | 0 | [6 empty] | 0.92456 | 0
LCP_Inputs_ON_Electric_2023_04_03 | 2022 | CH4 Import - WC 2040 | Import | Methane | QC | Dispatch-Import | EmissionsCost | 0 | [6 empty] | 0.92456 | 0
LCP_Inputs_ON_Electric_2023_04_03 | 2022 | CH4 Import - WC 2040 | Import | Methane | QC | Dispatch-Import | FuelCost | 0 | [6 empty] | 0.92456 | 0
LCP_Inputs_ON_Electric_2023_04_03 | 2022 | CH4 Import - WC 2040 | Import | Methane | QC | Dispatch-Import | VOM | 0 | [6 empty] | 0.92456 | 0
LCP_Inputs_ON_Electric_2023_04_03 | 2022 | CH4 Import - WC 2040 | Import | Methane | WC | Dispatch-Import | EmissionsCost | 0 | [6 empty] | 0.92456 | 0
LCP_Inputs_ON_Electric_2023_04_03 | 2022 | CH4 Import - WC 2040 | Import | Methane | WC | Dispatch-Import | FuelCost | 0 | [6 empty] | 0.92456 | 0
LCP_Inputs_ON_Electric_2023_04_03 | 2022 | CH4 Import - WC 2040 | Import | Methane | WC | Dispatch-Import | VOM | 0 | [6 empty] | 0.92456 | 0
LCP_Inputs_ON_Electric_2023_04_03 | 2022 | CH4 Import - WC 2050 | Import | Methane | MI | Dispatch-Import | EmissionsCost | 0 | [6 empty] | 0.92456 | 0
LCP_Inputs_ON_Electric_2023_04_03 | 2022 | CH4 Import - WC 2050 | Import | Methane | MI | Dispatch-Import | FuelCost | 0 | [6 empty] | 0.92456 | 0
LCP_Inputs_ON_Electric_2023_04_03 | 2022 | CH4 Import - WC 2050 | Import | Methane | MI | Dispatch-Import | VOM | 0 | [6 empty] | 0.92456 | 0
LCP_Inputs_ON_Electric_2023_04_03 | 2022 | CH4 Import - WC 2050 | Import | Methane | NY | Dispatch-Import | EmissionsCost | 0 | [6 empty] | 0.92456 | 0
LCP_Inputs_ON_Electric_2023_04_03 | 2022 | CH4 Import - WC 2050 | Import | Methane | NY | Dispatch-Import | FuelCost | 0 | [6 empty] | 0.92456 | 0
LCP_Inputs_ON_Electric_2023_04_03 | 2022 | CH4 Import - WC 2050 | Import | Methane | NY | Dispatch-Import | VOM | 0 | [6 empty] | 0.92456 | 0
LCP_Inputs_ON_Electric_2023_04_03 | 2022 | CH4 Import - WC 2050 | Import | Methane | ON | Dispatch-Import | EmissionsCost | 0 | [6 empty] | 0.92456 | 0
LCP_Inputs_ON_Electric_2023_04_03 | 2022 | CH4 Import - WC 2050 | Import | Methane | ON | Dispatch-Import | FuelCost | 0 | [6 empty] | 0.92456 | 0
LCP_Inputs_ON_Electric_2023_04_03 | 2022 | CH4 Import - WC 2050 | Import | Methane | ON | Dispatch-Import | VOM | 0 | [6 empty] | 0.92456 | 0
LCP_Inputs_ON_Electric_2023_04_03 | 2022 | CH4 Import - WC 2050 | Import | Methane | PJ | Dispatch-Import | EmissionsCost | 0 | [6 empty] | 0.92456 | 0
LCP_Inputs_ON_Electric_2023_04_03 | 2022 | CH4 Import - WC 2050 | Import | Methane | PJ | Dispatch-Import | FuelCost | 0 | [6 empty] | 0.92456 | 0
LCP_Inputs_ON_Electric_2023_04_03 | 2022 | CH4 Import - WC 2050 | Import | Methane | PJ | Dispatch-Import | VOM | 0 | [6 empty] | 0.92456 | 0
LCP_Inputs_ON_Electric_2023_04_03 | 2022 | CH4 Import - WC 2050 | Import | Methane | QC | Dispatch-Import | EmissionsCost | 0 | [6 empty] | 0.92456 | 0
LCP_Inputs_ON_Electric_2023_04_03 | 2022 | CH4 Import - WC 2050 | Import | Methane | QC | Dispatch-Import | FuelCost | 0 | [6 empty] | 0.92456 | 0
LCP_Inputs_ON_Electric_2023_04_03 | 2022 | CH4 Import - WC 2050 | Import | Methane | QC | Dispatch-Import | VOM | 0 | [6 empty] | 0.92456 | 0
LCP_Inputs_ON_Electric_2023_04_03 | 2022 | CH4 Import - WC 2050 | Import | Methane | WC | Dispatch-Import | EmissionsCost | 0 | [6 empty] | 0.92456 | 0
LCP_Inputs_ON_Electric_2023_04_03 | 2022 | CH4 Import - WC 2050 | Import | Methane | WC | Dispatch-Import | FuelCost | 0 | [6 empty] | 0.92456 | 0
LCP_Inputs_ON_Electric_2023_04_03 | 2022 | CH4 Import - WC 2050 | Import | Methane | WC | Dispatch-Import | VOM | 0 | [6 empty] | 0.92456 | 0
LCP_Inputs_ON_Electric_2023_04_03 | 2022 | CH4 Salt Cavern Storage - ON | Storage | Methane | MI | Dispatch-Storage | EmissionsCost | 0 | [6 empty] | 0.92456 | 0
LCP_Inputs_ON_Electric_2023_04_03 | 2022 | CH4 Salt Cavern Storage - ON | Storage | Methane | MI | Dispatch-Storage | FuelCost | 0 | [6 empty] | 0.92456 | 0
LCP_Inputs_ON_Electric_2023_04_03 | 2022 | CH4 Salt Cavern Storage - ON | Storage | Methane | MI | Dispatch-Storage | VOM | 0 | [6 empty] | 0.92456 | 0
LCP_Inputs_ON_Electric_2023_04_03 | 2022 | CH4 Salt Cavern Storage - ON | Storage | Methane | NY | Dispatch-Storage | EmissionsCost | 0 | [6 empty] | 0.92456 | 0
LCP_Inputs_ON_Electric_2023_04_03 | 2022 | CH4 Salt Cavern Storage - ON | Storage | Methane | NY | Dispatch-Storage | FuelCost | 0 | [6 empty] | 0.92456 | 0
LCP_Inputs_ON_Electric_2023_04_03 | 2022 | CH4 Salt Cavern Storage - ON | Storage | Methane | NY | Dispatch-Storage | VOM | 0 | [6 empty] | 0.92456 | 0
LCP_Inputs_ON_Electric_2023_04_03 | 2022 | CH4 Salt Cavern Storage - ON | Storage | Methane | ON | Dispatch-Storage | EmissionsCost | 0 | [6 empty] | 0.92456 | 0
LCP_Inputs_ON_Electric_2023_04_03 | 2022 | CH4 Salt Cavern Storage - ON | Storage | Methane | ON | Dispatch-Storage | FuelCost | 0 | [6 empty] | 0.92456 | 0
LCP_Inputs_ON_Electric_2023_04_03 | 2022 | CH4 Salt Cavern Storage - ON | Storage | Methane | ON | Dispatch-Storage | VOM | 691417.653 | [6 empty] | 0.92456 | 639254.4869
LCP_Inputs_ON_Electric_2023_04_03 | 2022 | CH4 Salt Cavern Storage - ON | Storage | Methane | PJ | Dispatch-Storage | EmissionsCost | 0 | [6 empty] | 0.92456 | 0
LCP_Inputs_ON_Electric_2023_04_03 | 2022 | CH4 Salt Cavern Storage - ON | Storage | Methane | PJ | Dispatch-Storage | FuelCost | 0 | [6 empty] | 0.92456 | 0
LCP_Inputs_ON_Electric_2023_04_03 | 2022 | CH4 Salt Cavern Storage - ON | Storage | Methane | PJ | Dispatch-Storage | VOM | 0 | [6 empty] | 0.92456 | 0
LCP_Inputs_ON_Electric_2023_04_03 | 2022 | CH4 Salt Cavern Storage - ON | Storage | Methane | QC | Dispatch-Storage | EmissionsCost | 0 | [6 empty] | 0.92456 | 0
LCP_Inputs_ON_Electric_2023_04_03 | 2022 | CH4 Salt Cavern Storage - ON | Storage | Methane | QC | Dispatch-Storage | FuelCost | 0 | [6 empty] | 0.92456 | 0
LCP_Inputs_ON_Electric_2023_04_03 | 2022 | CH4 Salt Cavern Storage - ON | Storage | Methane | QC | Dispatch-Storage | VOM | 0 | [6 empty] | 0.92456 | 0
LCP_Inputs_ON_Electric_2023_04_03 | 2022 | CH4 Salt Cavern Storage - ON | Storage | Methane | WC | Dispatch-Storage | EmissionsCost | 0 | [6 empty] | 0.92456 | 0
LCP_Inputs_ON_Electric_2023_04_03 | 2022 | CH4 Salt Cavern Storage - ON | Storage | Methane | WC | Dispatch-Storage | FuelCost | 0 | [6 empty] | 0.92456 | 0
LCP_Inputs_ON_Electric_2023_04_03 | 2022 | CH4 Salt Cavern Storage - ON | Storage | Methane | WC | Dispatch-Storage | VOM | 0 | [6 empty] | 0.92456 | 0
LCP_Inputs_ON_Electric_2023_04_03 | 2022 | Electrolyser 2020/2030 | Crossload | Hydrogen | MI | Dispatch-Crossload | EmissionsCost | 0 | [6 empty] | 0.92456 | 0
LCP_Inputs_ON_Electric_2023_04_03 | 2022 | Electrolyser 2020/2030 | Crossload | Hydrogen | MI | Dispatch-Crossload | FuelCost | 0 | [6 empty] | 0.92456 | 0
LCP_Inputs_ON_Electric_2023_04_03 | 2022 | Electrolyser 2020/2030 | Crossload | Hydrogen | MI | Dispatch-Crossload | VOM | 0 | [6 empty] | 0.92456 | 0
LCP_Inputs_ON_Electric_2023_04_03 | 2022 | Electrolyser 2020/2030 | Crossload | Hydrogen | NY | Dispatch-Crossload | EmissionsCost | 0 | [6 empty] | 0.92456 | 0
LCP_Inputs_ON_Electric_2023_04_03 | 2022 | Electrolyser 2020/2030 | Crossload | Hydrogen | NY | Dispatch-Crossload | FuelCost | 0 | [6 empty] | 0.92456 | 0
LCP_Inputs_ON_Electric_2023_04_03 | 2022 | Electrolyser 2020/2030 | Crossload | Hydrogen | NY | Dispatch-Crossload | VOM | 0 | [6 empty] | 0.92456 | 0
LCP_Inputs_ON_Electric_2023_04_03 | 2022 | Electrolyser 2020/2030 | Crossload | Hydrogen | ON | Dispatch-Crossload | EmissionsCost | 0 | [6 empty] | 0.92456 | 0
LCP_Inputs_ON_Electric_2023_04_03 | 2022 | Electrolyser 2020/2030 | Crossload | Hydrogen | ON | Dispatch-Crossload | FuelCost | 0 | [6 empty] | 0.92456 | 0
LCP_Inputs_ON_Electric_2023_04_03 | 2022 | Electrolyser 2020/2030 | Crossload | Hydrogen | ON | Dispatch-Crossload | VOM | 0 | [6 empty] | 0.92456 | 0
LCP_Inputs_ON_Electric_2023_04_03 | 2022 | Electrolyser 2020/2030 | Crossload | Hydrogen | PJ | Dispatch-Crossload | EmissionsCost | 0 | [6 empty] | 0.92456 | 0
LCP_Inputs_ON_Electric_2023_04_03 | 2022 | Electrolyser 2020/2030 | Crossload | Hydrogen | PJ | Dispatch-Crossload | FuelCost | 0 | [6 empty] | 0.92456 | 0
LCP_Inputs_ON_Electric_2023_04_03 | 2022 | Electrolyser 2020/2030 | Crossload | Hydrogen | PJ | Dispatch-Crossload | VOM | 0 | [6 empty] | 0.92456 | 0
LCP_Inputs_ON_Electric_2023_04_03 | 2022 | Electrolyser 2020/2030 | Crossload | Hydrogen | QC | Dispatch-Crossload | EmissionsCost | 0 | [6 empty] | 0.92456 | 0
LCP_Inputs_ON_Electric_2023_04_03 | 2022 | Electrolyser 2020/2030 | Crossload | Hydrogen | QC | Dispatch-Crossload | FuelCost | 0 | [6 empty] | 0.92456 | 0
LCP_Inputs_ON_Electric_2023_04_03 | 2022 | Electrolyser 2020/2030 | Crossload | Hydrogen | QC | Dispatch-Crossload | VOM | 0 | [6 empty] | 0.92456 | 0
LCP_Inputs_ON_Electric_2023_04_03 | 2022 | Electrolyser 2020/2030 | Crossload | Hydrogen | WC | Dispatch-Crossload | EmissionsCost | 0 | [6 empty] | 0.92456 | 0
LCP_Inputs_ON_Electric_2023_04_03 | 2022 | Electrolyser 2020/2030 | Crossload | Hydrogen | WC | Dispatch-Crossload | FuelCost | 0 | [6 empty] | 0.92456 | 0
LCP_Inputs_ON_Electric_2023_04_03 | 2022 | Electrolyser 2020/2030 | Crossload | Hydrogen | WC | Dispatch-Crossload | VOM | 0 | [6 empty] | 0.92456 | 0
LCP_Inputs_ON_Electric_2023_04_03 | 2022 | Electrolyser 2040 | Crossload | Hydrogen | MI | Dispatch-Crossload | EmissionsCost | 0 | [6 empty] | 0.92456 | 0
LCP_Inputs_ON_Electric_2023_04_03 | 2022 | Electrolyser 2040 | Crossload | Hydrogen | MI | Dispatch-Crossload | FuelCost | 0 | [6 empty] | 0.92456 | 0
LCP_Inputs_ON_Electric_2023_04_03 | 2022 | Electrolyser 2040 | Crossload | Hydrogen | MI | Dispatch-Crossload | VOM | 0 | [6 empty] | 0.92456 | 0
LCP_Inputs_ON_Electric_2023_04_03 | 2022 | Electrolyser 2040 | Crossload | Hydrogen | NY | Dispatch-Crossload | EmissionsCost | 0 | [6 empty] | 0.92456 | 0
LCP_Inputs_ON_Electric_2023_04_03 | 2022 | Electrolyser 2040 | Crossload | Hydrogen | NY | Dispatch-Crossload | FuelCost | 0 | [6 empty] | 0.92456 | 0
LCP_Inputs_ON_Electric_2023_04_03 | 2022 | Electrolyser 2040 | Crossload | Hydrogen | NY | Dispatch-Crossload | VOM | 0 | [6 empty] | 0.92456 | 0
LCP_Inputs_ON_Electric_2023_04_03 | 2022 | Electrolyser 2040 | Crossload | Hydrogen | ON | Dispatch-Crossload | EmissionsCost | 0 | [6 empty] | 0.92456 | 0
LCP_Inputs_ON_Electric_2023_04_03 | 2022 | Electrolyser 2040 | Crossload | Hydrogen | ON | Dispatch-Crossload | FuelCost | 0 | [6 empty] | 0.92456 | 0
LCP_Inputs_ON_Electric_2023_04_03 | 2022 | Electrolyser 2040 | Crossload | Hydrogen | ON | Dispatch-Crossload | VOM | 0 | [6 empty] | 0.92456 | 0
LCP_Inputs_ON_Electric_2023_04_03 | 2022 | Electrolyser 2040 | Crossload | Hydrogen | PJ | Dispatch-Crossload | EmissionsCost | 0 | [6 empty] | 0.92456 | 0
LCP_Inputs_ON_Electric_2023_04_03 | 2022 | Electrolyser 2040 | Crossload | Hydrogen | PJ | Dispatch-Crossload | FuelCost | 0 | [6 empty] | 0.92456 | 0
LCP_Inputs_ON_Electric_2023_04_03 | 2022 | Electrolyser 2040 | Crossload | Hydrogen | PJ | Dispatch-Crossload | VOM | 0 | [6 empty] | 0.92456 | 0
LCP_Inputs_ON_Electric_2023_04_03 | 2022 | Electrolyser 2040 | Crossload | Hydrogen | QC | Dispatch-Crossload | EmissionsCost | 0 | [6 empty] | 0.92456 | 0
LCP_Inputs_ON_Electric_2023_04_03 | 2022 | Electrolyser 2040 | Crossload | Hydrogen | QC | Dispatch-Crossload | FuelCost | 0 | [6 empty] | 0.92456 | 0
LCP_Inputs_ON_Electric_2023_04_03 | 2022 | Electrolyser 2040 | Crossload | Hydrogen | QC | Dispatch-Crossload | VOM | 0 | [6 empty] | 0.92456 | 0
LCP_Inputs_ON_Electric_2023_04_03 | 2022 | Electrolyser 2040 | Crossload | Hydrogen | WC | Dispatch-Crossload | EmissionsCost | 0 | [6 empty] | 0.92456 | 0
LCP_Inputs_ON_Electric_2023_04_03 | 2022 | Electrolyser 2040 | Crossload | Hydrogen | WC | Dispatch-Crossload | FuelCost | 0 | [6 empty] | 0.92456 | 0
LCP_Inputs_ON_Electric_2023_04_03 | 2022 | Electrolyser 2040 | Crossload | Hydrogen | WC | Dispatch-Crossload | VOM | 0 | [6 empty] | 0.92456 | 0
LCP_Inputs_ON_Electric_2023_04_03 | 2022 | Electrolyser 2050 | Crossload | Hydrogen | MI | Dispatch-Crossload | EmissionsCost | 0 | [6 empty] | 0.92456 | 0
LCP_Inputs_ON_Electric_2023_04_03 | 2022 | Electrolyser 2050 | Crossload | Hydrogen | MI | Dispatch-Crossload | FuelCost | 0 | [6 empty] | 0.92456 | 0
LCP_Inputs_ON_Electric_2023_04_03 | 2022 | Electrolyser 2050 | Crossload | Hydrogen | MI | Dispatch-Crossload | VOM | 0 | [6 empty] | 0.92456 | 0
LCP_Inputs_ON_Electric_2023_04_03 | 2022 | Electrolyser 2050 | Crossload | Hydrogen | NY | Dispatch-Crossload | EmissionsCost | 0 | [6 empty] | 0.92456 | 0
LCP_Inputs_ON_Electric_2023_04_03 | 2022 | Electrolyser 2050 | Crossload | Hydrogen | NY | Dispatch-Crossload | FuelCost | 0 | [6 empty] | 0.92456 | 0
LCP_Inputs_ON_Electric_2023_04_03 | 2022 | Electrolyser 2050 | Crossload | Hydrogen | NY | Dispatch-Crossload | VOM | 0 | [6 empty] | 0.92456 | 0
LCP_Inputs_ON_Electric_2023_04_03 | 2022 | Electrolyser 2050 | Crossload | Hydrogen | ON | Dispatch-Crossload | EmissionsCost | 0 | [6 empty] | 0.92456 | 0
LCP_Inputs_ON_Electric_2023_04_03 | 2022 | Electrolyser 2050 | Crossload | Hydrogen | ON | Dispatch-Crossload | FuelCost | 0 | [6 empty] | 0.92456 | 0
LCP_Inputs_ON_Electric_2023_04_03 | 2022 | Electrolyser 2050 | Crossload | Hydrogen | ON | Dispatch-Crossload | VOM | 0 | [6 empty] | 0.92456 | 0
LCP_Inputs_ON_Electric_2023_04_03 | 2022 | Electrolyser 2050 | Crossload | Hydrogen | PJ | Dispatch-Crossload | EmissionsCost | 0 | [6 empty] | 0.92456 | 0
LCP_Inputs_ON_Electric_2023_04_03 | 2022 | Electrolyser 2050 | Crossload | Hydrogen | PJ | Dispatch-Crossload | FuelCost | 0 | [6 empty] | 0.92456 | 0
LCP_Inputs_ON_Electric_2023_04_03 | 2022 | Electrolyser 2050 | Crossload | Hydrogen | PJ | Dispatch-Crossload | VOM | 0 | [6 empty] | 0.92456 | 0
LCP_Inputs_ON_Electric_2023_04_03 | 2022 | Electrolyser 2050 | Crossload | Hydrogen | QC | Dispatch-Crossload | EmissionsCost | 0 | [6 empty] | 0.92456 | 0
LCP_Inputs_ON_Electric_2023_04_03 | 2022 | Electrolyser 2050 | Crossload | Hydrogen | QC | Dispatch-Crossload | FuelCost | 0 | [6 empty] | 0.92456 | 0
LCP_Inputs_ON_Electric_2023_04_03 | 2022 | Electrolyser 2050 | Crossload | Hydrogen | QC | Dispatch-Crossload | VOM | 0 | [6 empty] | 0.92456 | 0
LCP_Inputs_ON_Electric_2023_04_03 | 2022 | Electrolyser 2050 | Crossload | Hydrogen | WC | Dispatch-Crossload | EmissionsCost | 0 | [6 empty] | 0.92456 | 0
LCP_Inputs_ON_Electric_2023_04_03 | 2022 | Electrolyser 2050 | Crossload | Hydrogen | WC | Dispatch-Crossload | FuelCost | 0 | [6 empty] | 0.92456 | 0
LCP_Inputs_ON_Electric_2023_04_03 | 2022 | Electrolyser 2050 | Crossload | Hydrogen | WC | Dispatch-Crossload | VOM | 0 | [6 empty] | 0.92456 | 0
LCP_Inputs_ON_Electric_2023_04_03 | 2022 | Fossil Fuel Thermal (Coal, Peat, Oil) | Generation | Electricity | MI | Dispatch-Generation | EmissionsCost | 0 | [6 empty] | 0.92456 | 0
LCP_Inputs_ON_Electric_2023_04_03 | 2022 | Fossil Fuel Thermal (Coal, Peat, Oil) | Generation | Electricity | MI | Dispatch-Generation | FuelCost | 0 | [6 empty] | 0.92456 | 0
LCP_Inputs_ON_Electric_2023_04_03 | 2022 | Fossil Fuel Thermal (Coal, Peat, Oil) | Generation | Electricity | MI | Dispatch-Generation | VOM | 0 | [6 empty] | 0.92456 | 0
LCP_Inputs_ON_Electric_2023_04_03 | 2022 | Fossil Fuel Thermal (Coal, Peat, Oil) | Generation | Electricity | NY | Dispatch-Generation | EmissionsCost | 0 | [6 empty] | 0.92456 | 0
LCP_Inputs_ON_Electric_2023_04_03 | 2022 | Fossil Fuel Thermal (Coal, Peat, Oil) | Generation | Electricity | NY | Dispatch-Generation | FuelCost | 0 | [6 empty] | 0.92456 | 0
LCP_Inputs_ON_Electric_2023_04_03 | 2022 | Fossil Fuel Thermal (Coal, Peat, Oil) | Generation | Electricity | NY | Dispatch-Generation | VOM | 0 | [6 empty] | 0.92456 | 0
LCP_Inputs_ON_Electric_2023_04_03 | 2022 | Fossil Fuel Thermal (Coal, Peat, Oil) | Generation | Electricity | ON | Dispatch-Generation | EmissionsCost | 0 | [6 empty] | 0.92456 | 0
LCP_Inputs_ON_Electric_2023_04_03 | 2022 | Fossil Fuel Thermal (Coal, Peat, Oil) | Generation | Electricity | ON | Dispatch-Generation | FuelCost | 0 | [6 empty] | 0.92456 | 0
LCP_Inputs_ON_Electric_2023_04_03 | 2022 | Fossil Fuel Thermal (Coal, Peat, Oil) | Generation | Electricity | ON | Dispatch-Generation | VOM | 0 | [6 empty] | 0.92456 | 0
LCP_Inputs_ON_Electric_2023_04_03 | 2022 | Fossil Fuel Thermal (Coal, Peat, Oil) | Generation | Electricity | PJ | Dispatch-Generation | EmissionsCost | 0 | [6 empty] | 0.92456 | 0
LCP_Inputs_ON_Electric_2023_04_03 | 2022 | Fossil Fuel Thermal (Coal, Peat, Oil) | Generation | Electricity | PJ | Dispatch-Generation | FuelCost | 0 | [6 empty] | 0.92456 | 0
LCP_Inputs_ON_Electric_2023_04_03 | 2022 | Fossil Fuel Thermal (Coal, Peat, Oil) | Generation | Electricity | PJ | Dispatch-Generation | VOM | 0 | [6 empty] | 0.92456 | 0
LCP_Inputs_ON_Electric_2023_04_03 | 2022 | Fossil Fuel Thermal (Coal, Peat, Oil) | Generation | Electricity | QC | Dispatch-Generation | EmissionsCost | 0 | [6 empty] | 0.92456 | 0
LCP_Inputs_ON_Electric_2023_04_03 | 2022 | Fossil Fuel Thermal (Coal, Peat, Oil) | Generation | Electricity | QC | Dispatch-Generation | FuelCost | 0 | [6 empty] | 0.92456 | 0
LCP_Inputs_ON_Electric_2023_04_03 | 2022 | Fossil Fuel Thermal (Coal, Peat, Oil) | Generation | Electricity | QC | Dispatch-Generation | VOM | 0 | [6 empty] | 0.92456 | 0
LCP_Inputs_ON_Electric_2023_04_03 | 2022 | Fossil Fuel Thermal (Coal, Peat, Oil) | Generation | Electricity | WC | Dispatch-Generation | EmissionsCost | 0 | [6 empty] | 0.92456 | 0
LCP_Inputs_ON_Electric_2023_04_03 | 2022 | Fossil Fuel Thermal (Coal, Peat, Oil) | Generation | Electricity | WC | Dispatch-Generation | FuelCost | 0 | [6 empty] | 0.92456 | 0
LCP_Inputs_ON_Electric_2023_04_03 | 2022 | Fossil Fuel Thermal (Coal, Peat, Oil) | Generation | Electricity | WC | Dispatch-Generation | VOM | 0 | [6 empty] | 0.92456 | 0
LCP_Inputs_ON_Electric_2023_04_03 | 2022 | Generic - Generator | Generation | Electricity | MI | Dispatch-Generation | EmissionsCost | 0 | [6 empty] | 0.92456 | 0
LCP_Inputs_ON_Electric_2023_04_03 | 2022 | Generic - Generator | Generation | Electricity | MI | Dispatch-Generation | FuelCost | 3913159882.2025 | [6 empty] | 0.92456 | 3617936281.6221
LCP_Inputs_ON_Electric_2023_04_03 | 2022 | Generic - Generator | Generation | Electricity | MI | Dispatch-Generation | VOM | 404848820.8371 | [6 empty] | 0.92456 | 374305492.6379
LCP_Inputs_ON_Electric_2023_04_03 | 2022 | Generic - Generator | Generation | Electricity | NY | Dispatch-Generation | EmissionsCost | 0 | [6 empty] | 0.92456 | 0
LCP_Inputs_ON_Electric_2023_04_03 | 2022 | Generic - Generator | Generation | Electricity | NY | Dispatch-Generation | FuelCost | 1634016854.2376 | [6 empty] | 0.92456 | 1510740434.7611
LCP_Inputs_ON_Electric_2023_04_03 | 2022 | Generic - Generator | Generation | Electricity | NY | Dispatch-Generation | VOM | 169052585.7823 | [6 empty] | 0.92456 | 156298618.5118
LCP_Inputs_ON_Electric_2023_04_03 | 2022 | Generic - Generator | Generation | Electricity | ON | Dispatch-Generation | EmissionsCost | 0 | [6 empty] | 0.92456 | 0
LCP_Inputs_ON_Electric_2023_04_03 | 2022 | Generic - Generator | Generation | Electricity | ON | Dispatch-Generation | FuelCost | 0 | [6 empty] | 0.92456 | 0
LCP_Inputs_ON_Electric_2023_04_03 | 2022 | Generic - Generator | Generation | Electricity | ON | Dispatch-Generation | VOM | 0 | [6 empty] | 0.92456 | 0
LCP_Inputs_ON_Electric_2023_04_03 | 2022 | Generic - Generator | Generation | Electricity | PJ | Dispatch-Generation | EmissionsCost | 0 | [6 empty] | 0.92456 | 0
LCP_Inputs_ON_Electric_2023_04_03 | 2022 | Generic - Generator | Generation | Electricity | PJ | Dispatch-Generation | FuelCost | 14422259590.9655 | [6 empty] | 0.92456 | 13334189710.582
LCP_Inputs_ON_Electric_2023_04_03 | 2022 | Generic - Generator | Generation | Electricity | PJ | Dispatch-Generation | VOM | 1492102281.7812 | [6 empty] | 0.92456 | 1379532435.0788
LCP_Inputs_ON_Electric_2023_04_03 | 2022 | Generic - Generator | Generation | Electricity | QC | Dispatch-Generation | EmissionsCost | 0 | [6 empty] | 0.92456 | 0
LCP_Inputs_ON_Electric_2023_04_03 | 2022 | Generic - Generator | Generation | Electricity | QC | Dispatch-Generation | FuelCost | 0 | [6 empty] | 0.92456 | 0
LCP_Inputs_ON_Electric_2023_04_03 | 2022 | Generic - Generator | Generation | Electricity | QC | Dispatch-Generation | VOM | 0 | [6 empty] | 0.92456 | 0
LCP_Inputs_ON_Electric_2023_04_03 | 2022 | Generic - Generator | Generation | Electricity | WC | Dispatch-Generation | EmissionsCost | 0 | [6 empty] | 0.92456 | 0
LCP_Inputs_ON_Electric_2023_04_03 | 2022 | Generic - Generator | Generation | Electricity | WC | Dispatch-Generation | FuelCost | 1069473.0011 | [6 empty] | 0.92456 | 988787.9078
LCP_Inputs_ON_Electric_2023_04_03 | 2022 | Generic - Generator | Generation | Electricity | WC | Dispatch-Generation | VOM | 110645.8454 | [6 empty] | 0.92456 | 102298.3038
LCP_Inputs_ON_Electric_2023_04_03 | 2022 | H2 Import - QC | Import | Hydrogen | MI | Dispatch-Import | EmissionsCost | 0 | [6 empty] | 0.92456 | 0
LCP_Inputs_ON_Electric_2023_04_03 | 2022 | H2 Import - QC | Import | Hydrogen | MI | Dispatch-Import | FuelCost | 0 | [6 empty] | 0.92456 | 0
LCP_Inputs_ON_Electric_2023_04_03 | 2022 | H2 Import - QC | Import | Hydrogen | MI | Dispatch-Import | VOM | 0 | [6 empty] | 0.92456 | 0
LCP_Inputs_ON_Electric_2023_04_03 | 2022 | H2 Import - QC | Import | Hydrogen | NY | Dispatch-Import | EmissionsCost | 0 | [6 empty] | 0.92456 | 0
LCP_Inputs_ON_Electric_2023_04_03 | 2022 | H2 Import - QC | Import | Hydrogen | NY | Dispatch-Import | FuelCost | 0 | [6 empty] | 0.92456 | 0
LCP_Inputs_ON_Electric_2023_04_03 | 2022 | H2 Import - QC | Import | Hydrogen | NY | Dispatch-Import | VOM | 0 | [6 empty] | 0.92456 | 0
LCP_Inputs_ON_Electric_2023_04_03 | 2022 | H2 Import - QC | Import | Hydrogen | ON | Dispatch-Import | EmissionsCost | 0 | [6 empty] | 0.92456 | 0
LCP_Inputs_ON_Electric_2023_04_03 | 2022 | H2 Import - QC | Import | Hydrogen | ON | Dispatch-Import | FuelCost | 0 | [6 empty] | 0.92456 | 0
LCP_Inputs_ON_Electric_2023_04_03 | 2022 | H2 Import - QC | Import | Hydrogen | ON | Dispatch-Import | VOM | 0 | [6 empty] | 0.92456 | 0
LCP_Inputs_ON_Electric_2023_04_03 | 2022 | H2 Import - QC | Import | Hydrogen | PJ | Dispatch-Import | EmissionsCost | 0 | [6 empty] | 0.92456 | 0
LCP_Inputs_ON_Electric_2023_04_03 | 2022 | H2 Import - QC | Import | Hydrogen | PJ | Dispatch-Import | FuelCost | 0 | [6 empty] | 0.92456 | 0
LCP_Inputs_ON_Electric_2023_04_03 | 2022 | H2 Import - QC | Import | Hydrogen | PJ | Dispatch-Import | VOM | 0 | [6 empty] | 0.92456 | 0
LCP_Inputs_ON_Electric_2023_04_03 | 2022 | H2 Import - QC | Import | Hydrogen | QC | Dispatch-Import | EmissionsCost | 0 | [6 empty] | 0.92456 | 0
LCP_Inputs_ON_Electric_2023_04_03 | 2022 | H2 Import - QC | Import | Hydrogen | QC | Dispatch-Import | FuelCost | 0 | [6 empty] | 0.92456 | 0
LCP_Inputs_ON_Electric_2023_04_03 | 2022 | H2 Import - QC | Import | Hydrogen | QC | Dispatch-Import | VOM | 0 | [6 empty] | 0.92456 | 0
LCP_Inputs_ON_Electric_2023_04_03 | 2022 | H2 Import - QC | Import | Hydrogen | WC | Dispatch-Import | EmissionsCost | 0 | [6 empty] | 0.92456 | 0
LCP_Inputs_ON_Electric_2023_04_03 | 2022 | H2 Import - QC | Import | Hydrogen | WC | Dispatch-Import | FuelCost | 0 | [6 empty] | 0.92456 | 0
LCP_Inputs_ON_Electric_2023_04_03 | 2022 | H2 Import - QC | Import | Hydrogen | WC | Dispatch-Import | VOM | 0 | [6 empty] | 0.92456 | 0
LCP_Inputs_ON_Electric_2023_04_03 | 2022 | H2 Import - WC | Import | Hydrogen | MI | Dispatch-Import | EmissionsCost | 0 | [6 empty] | 0.92456 | 0
LCP_Inputs_ON_Electric_2023_04_03 | 2022 | H2 Import - WC | Import | Hydrogen | MI | Dispatch-Import | FuelCost | 0 | [6 empty] | 0.92456 | 0
LCP_Inputs_ON_Electric_2023_04_03 | 2022 | H2 Import - WC | Import | Hydrogen | MI | Dispatch-Import | VOM | 0 | [6 empty] | 0.92456 | 0
LCP_Inputs_ON_Electric_2023_04_03 | 2022 | H2 Import - WC | Import | Hydrogen | NY | Dispatch-Import | EmissionsCost | 0 | [6 empty] | 0.92456 | 0
LCP_Inputs_ON_Electric_2023_04_03 | 2022 | H2 Import - WC | Import | Hydrogen | NY | Dispatch-Import | FuelCost | 0 | [6 empty] | 0.92456 | 0
LCP_Inputs_ON_Electric_2023_04_03 | 2022 | H2 Import - WC | Import | Hydrogen | NY | Dispatch-Import | VOM | 0 | [6 empty] | 0.92456 | 0
LCP_Inputs_ON_Electric_2023_04_03 | 2022 | H2 Import - WC | Import | Hydrogen | ON | Dispatch-Import | EmissionsCost | 0 | [6 empty] | 0.92456 | 0
LCP_Inputs_ON_Electric_2023_04_03 | 2022 | H2 Import - WC | Import | Hydrogen | ON | Dispatch-Import | FuelCost | 0 | [6 empty] | 0.92456 | 0
LCP_Inputs_ON_Electric_2023_04_03 | 2022 | H2 Import - WC | Import | Hydrogen | ON | Dispatch-Import | VOM | 0 | [6 empty] | 0.92456 | 0
LCP_Inputs_ON_Electric_2023_04_03 | 2022 | H2 Import - WC | Import | Hydrogen | PJ | Dispatch-Import | EmissionsCost | 0 | [6 empty] | 0.92456 | 0
LCP_Inputs_ON_Electric_2023_04_03 | 2022 | H2 Import - WC | Import | Hydrogen | PJ | Dispatch-Import | FuelCost | 0 | [6 empty] | 0.92456 | 0
LCP_Inputs_ON_Electric_2023_04_03 | 2022 | H2 Import - WC | Import | Hydrogen | PJ | Dispatch-Import | VOM | 0 | [6 empty] | 0.92456 | 0
LCP_Inputs_ON_Electric_2023_04_03 | 2022 | H2 Import - WC | Import | Hydrogen | QC | Dispatch-Import | EmissionsCost | 0 | [6 empty] | 0.92456 | 0
LCP_Inputs_ON_Electric_2023_04_03 | 2022 | H2 Import - WC | Import | Hydrogen | QC | Dispatch-Import | FuelCost | 0 | [6 empty] | 0.92456 | 0
LCP_Inputs_ON_Electric_2023_04_03 | 2022 | H2 Import - WC | Import | Hydrogen | QC | Dispatch-Import | VOM | 0 | [6 empty] | 0.92456 | 0
LCP_Inputs_ON_Electric_2023_04_03 | 2022 | H2 Import - WC | Import | Hydrogen | WC | Dispatch-Import | EmissionsCost | 0 | [6 empty] | 0.92456 | 0
LCP_Inputs_ON_Electric_2023_04_03 | 2022 | H2 Import - WC | Import | Hydrogen | WC | Dispatch-Import | FuelCost | 0 | [6 empty] | 0.92456 | 0
LCP_Inputs_ON_Electric_2023_04_03 | 2022 | H2 Import - WC | Import | Hydrogen | WC | Dispatch-Import | VOM | 0 | [6 empty] | 0.92456 | 0
LCP_Inputs_ON_Electric_2023_04_03 | 2022 | H2 Salt Cavern Storage - ON | Storage | Hydrogen | MI | Dispatch-Storage | EmissionsCost | 0 | [6 empty] | 0.92456 | 0
LCP_Inputs_ON_Electric_2023_04_03 | 2022 | H2 Salt Cavern Storage - ON | Storage | Hydrogen | MI | Dispatch-Storage | FuelCost | 0 | [6 empty] | 0.92456 | 0
LCP_Inputs_ON_Electric_2023_04_03 | 2022 | H2 Salt Cavern Storage - ON | Storage | Hydrogen | MI | Dispatch-Storage | VOM | 0 | [6 empty] | 0.92456 | 0
LCP_Inputs_ON_Electric_2023_04_03 | 2022 | H2 Salt Cavern Storage - ON | Storage | Hydrogen | NY | Dispatch-Storage | EmissionsCost | 0 | [6 empty] | 0.92456 | 0
LCP_Inputs_ON_Electric_2023_04_03 | 2022 | H2 Salt Cavern Storage - ON | Storage | Hydrogen | NY | Dispatch-Storage | FuelCost | 0 | [6 empty] | 0.92456 | 0
LCP_Inputs_ON_Electric_2023_04_03 | 2022 | H2 Salt Cavern Storage - ON | Storage | Hydrogen | NY | Dispatch-Storage | VOM | 0 | [6 empty] | 0.92456 | 0
LCP_Inputs_ON_Electric_2023_04_03 | 2022 | H2 Salt Cavern Storage - ON | Storage | Hydrogen | ON | Dispatch-Storage | EmissionsCost | 0 | [6 empty] | 0.92456 | 0
LCP_Inputs_ON_Electric_2023_04_03 | 2022 | H2 Salt Cavern Storage - ON | Storage | Hydrogen | ON | Dispatch-Storage | FuelCost | 0 | [6 empty] | 0.92456 | 0
LCP_Inputs_ON_Electric_2023_04_03 | 2022 | H2 Salt Cavern Storage - ON | Storage | Hydrogen | ON | Dispatch-Storage | VOM | 0 | [6 empty] | 0.92456 | 0
LCP_Inputs_ON_Electric_2023_04_03 | 2022 | H2 Salt Cavern Storage - ON | Storage | Hydrogen | PJ | Dispatch-Storage | EmissionsCost | 0 | [6 empty] | 0.92456 | 0
LCP_Inputs_ON_Electric_2023_04_03 | 2022 | H2 Salt Cavern Storage - ON | Storage | Hydrogen | PJ | Dispatch-Storage | FuelCost | 0 | [6 empty] | 0.92456 | 0
LCP_Inputs_ON_Electric_2023_04_03 | 2022 | H2 Salt Cavern Storage - ON | Storage | Hydrogen | PJ | Dispatch-Storage | VOM | 0 | [6 empty] | 0.92456 | 0
LCP_Inputs_ON_Electric_2023_04_03 | 2022 | H2 Salt Cavern Storage - ON | Storage | Hydrogen | QC | Dispatch-Storage | EmissionsCost | 0 | [6 empty] | 0.92456 | 0
LCP_Inputs_ON_Electric_2023_04_03 | 2022 | H2 Salt Cavern Storage - ON | Storage | Hydrogen | QC | Dispatch-Storage | FuelCost | 0 | [6 empty] | 0.92456 | 0
LCP_Inputs_ON_Electric_2023_04_03 | 2022 | H2 Salt Cavern Storage - ON | Storage | Hydrogen | QC | Dispatch-Storage | VOM | 0 | [6 empty] | 0.92456 | 0
LCP_Inputs_ON_Electric_2023_04_03 | 2022 | H2 Salt Cavern Storage - ON | Storage | Hydrogen | WC | Dispatch-Storage | EmissionsCost | 0 | [6 empty] | 0.92456 | 0
LCP_Inputs_ON_Electric_2023_04_03 | 2022 | H2 Salt Cavern Storage - ON | Storage | Hydrogen | WC | Dispatch-Storage | FuelCost | 0 | [6 empty] | 0.92456 | 0
LCP_Inputs_ON_Electric_2023_04_03 | 2022 | H2 Salt Cavern Storage - ON | Storage | Hydrogen | WC | Dispatch-Storage | VOM | 0 | [6 empty] | 0.92456 | 0
LCP_Inputs_ON_Electric_2023_04_03 | 2022 | Hydro | Generation | Electricity | MI | Dispatch-Generation | EmissionsCost | 0 | [6 empty] | 0.92456 | 0
LCP_Inputs_ON_Electric_2023_04_03 | 2022 | Hydro | Generation | Electricity | MI | Dispatch-Generation | FuelCost | 0 | [6 empty] | 0.92456 | 0
LCP_Inputs_ON_Electric_2023_04_03 | 2022 | Hydro | Generation | Electricity | MI | Dispatch-Generation | VOM | 0 | [6 empty] | 0.92456 | 0
LCP_Inputs_ON_Electric_2023_04_03 | 2022 | Hydro | Generation | Electricity | NY | Dispatch-Generation | EmissionsCost | 0 | [6 empty] | 0.92456 | 0
LCP_Inputs_ON_Electric_2023_04_03 | 2022 | Hydro | Generation | Electricity | NY | Dispatch-Generation | FuelCost | 0 | [6 empty] | 0.92456 | 0
LCP_Inputs_ON_Electric_2023_04_03 | 2022 | Hydro | Generation | Electricity | NY | Dispatch-Generation | VOM | 0 | [6 empty] | 0.92456 | 0
LCP_Inputs_ON_Electric_2023_04_03 | 2022 | Hydro | Generation | Electricity | ON | Dispatch-Generation | EmissionsCost | 0 | [6 empty] | 0.92456 | 0
LCP_Inputs_ON_Electric_2023_04_03 | 2022 | Hydro | Generation | Electricity | ON | Dispatch-Generation | FuelCost | 0 | [6 empty] | 0.92456 | 0
LCP_Inputs_ON_Electric_2023_04_03 | 2022 | Hydro | Generation | Electricity | ON | Dispatch-Generation | VOM | 0 | [6 empty] | 0.92456 | 0
LCP_Inputs_ON_Electric_2023_04_03 | 2022 | Hydro | Generation | Electricity | PJ | Dispatch-Generation | EmissionsCost | 0 | [6 empty] | 0.92456 | 0
LCP_Inputs_ON_Electric_2023_04_03 | 2022 | Hydro | Generation | Electricity | PJ | Dispatch-Generation | FuelCost | 0 | [6 empty] | 0.92456 | 0
LCP_Inputs_ON_Electric_2023_04_03 | 2022 | Hydro | Generation | Electricity | PJ | Dispatch-Generation | VOM | 0 | [6 empty] | 0.92456 | 0
LCP_Inputs_ON_Electric_2023_04_03 | 2022 | Hydro | Generation | Electricity | QC | Dispatch-Generation | EmissionsCost | 0 | [6 empty] | 0.92456 | 0
LCP_Inputs_ON_Electric_2023_04_03 | 2022 | Hydro | Generation | Electricity | QC | Dispatch-Generation | FuelCost | 0 | [6 empty] | 0.92456 | 0
LCP_Inputs_ON_Electric_2023_04_03 | 2022 | Hydro | Generation | Electricity | QC | Dispatch-Generation | VOM | 0 | [6 empty] | 0.92456 | 0
LCP_Inputs_ON_Electric_2023_04_03 | 2022 | Hydro | Generation | Electricity | WC | Dispatch-Generation | EmissionsCost | 0 | [6 empty] | 0.92456 | 0
LCP_Inputs_ON_Electric_2023_04_03 | 2022 | Hydro | Generation | Electricity | WC | Dispatch-Generation | FuelCost | 0 | [6 empty] | 0.92456 | 0
LCP_Inputs_ON_Electric_2023_04_03 | 2022 | Hydro | Generation | Electricity | WC | Dispatch-Generation | VOM | 0 | [6 empty] | 0.92456 | 0
LCP_Inputs_ON_Electric_2023_04_03 | 2022 | Hydro Pumped Storage | Storage | Electricity | MI | Dispatch-Storage | EmissionsCost | 0 | [6 empty] | 0.92456 | 0
LCP_Inputs_ON_Electric_2023_04_03 | 2022 | Hydro Pumped Storage | Storage | Electricity | MI | Dispatch-Storage | FuelCost | 0 | [6 empty] | 0.92456 | 0
LCP_Inputs_ON_Electric_2023_04_03 | 2022 | Hydro Pumped Storage | Storage | Electricity | MI | Dispatch-Storage | VOM | 0 | [6 empty] | 0.92456 | 0
LCP_Inputs_ON_Electric_2023_04_03 | 2022 | Hydro Pumped Storage | Storage | Electricity | NY | Dispatch-Storage | EmissionsCost | 0 | [6 empty] | 0.92456 | 0
LCP_Inputs_ON_Electric_2023_04_03 | 2022 | Hydro Pumped Storage | Storage | Electricity | NY | Dispatch-Storage | FuelCost | 0 | [6 empty] | 0.92456 | 0
LCP_Inputs_ON_Electric_2023_04_03 | 2022 | Hydro Pumped Storage | Storage | Electricity | NY | Dispatch-Storage | VOM | 0 | [6 empty] | 0.92456 | 0
LCP_Inputs_ON_Electric_2023_04_03 | 2022 | Hydro Pumped Storage | Storage | Electricity | ON | Dispatch-Storage | EmissionsCost | 0 | [6 empty] | 0.92456 | 0
LCP_Inputs_ON_Electric_2023_04_03 | 2022 | Hydro Pumped Storage | Storage | Electricity | ON | Dispatch-Storage | FuelCost | 0 | [6 empty] | 0.92456 | 0
LCP_Inputs_ON_Electric_2023_04_03 | 2022 | Hydro Pumped Storage | Storage | Electricity | ON | Dispatch-Storage | VOM | 0 | [6 empty] | 0.92456 | 0
LCP_Inputs_ON_Electric_2023_04_03 | 2022 | Hydro Pumped Storage | Storage | Electricity | PJ | Dispatch-Storage | EmissionsCost | 0 | [6 empty] | 0.92456 | 0
LCP_Inputs_ON_Electric_2023_04_03 | 2022 | Hydro Pumped Storage | Storage | Electricity | PJ | Dispatch-Storage | FuelCost | 0 | [6 empty] | 0.92456 | 0
LCP_Inputs_ON_Electric_2023_04_03 | 2022 | Hydro Pumped Storage | Storage | Electricity | PJ | Dispatch-Storage | VOM | 0 | [6 empty] | 0.92456 | 0
LCP_Inputs_ON_Electric_2023_04_03 | 2022 | Hydro Pumped Storage | Storage | Electricity | QC | Dispatch-Storage | EmissionsCost | 0 | [6 empty] | 0.92456 | 0
LCP_Inputs_ON_Electric_2023_04_03 | 2022 | Hydro Pumped Storage | Storage | Electricity | QC | Dispatch-Storage | FuelCost | 0 | [6 empty] | 0.92456 | 0
LCP_Inputs_ON_Electric_2023_04_03 | 2022 | Hydro Pumped Storage | Storage | Electricity | QC | Dispatch-Storage | VOM | 0 | [6 empty] | 0.92456 | 0
LCP_Inputs_ON_Electric_2023_04_03 | 2022 | Hydro Pumped Storage | Storage | Electricity | WC | Dispatch-Storage | EmissionsCost | 0 | [6 empty] | 0.92456 | 0
LCP_Inputs_ON_Electric_2023_04_03 | 2022 | Hydro Pumped Storage | Storage | Electricity | WC | Dispatch-Storage | FuelCost | 0 | [6 empty] | 0.92456 | 0
LCP_Inputs_ON_Electric_2023_04_03 | 2022 | Hydro Pumped Storage | Storage | Electricity | WC | Dispatch-Storage | VOM | 0 | [6 empty] | 0.92456 | 0
LCP_Inputs_ON_Electric_2023_04_03 | 2022 | Nuclear | Generation | Electricity | MI | Dispatch-Generation | EmissionsCost | 0 | [6 empty] | 0.92456 | 0
LCP_Inputs_ON_Electric_2023_04_03 | 2022 | Nuclear | Generation | Electricity | MI | Dispatch-Generation | FuelCost | 0 | [6 empty] | 0.92456 | 0
LCP_Inputs_ON_Electric_2023_04_03 | 2022 | Nuclear | Generation | Electricity | MI | Dispatch-Generation | VOM | 3301336446.912 | [6 empty] | 0.92456 | 3052271123.2544
LCP_Inputs_ON_Electric_2023_04_03 | 2022 | Nuclear | Generation | Electricity | NY | Dispatch-Generation | EmissionsCost | 0 | [6 empty] | 0.92456 | 0
LCP_Inputs_ON_Electric_2023_04_03 | 2022 | Nuclear | Generation | Electricity | NY | Dispatch-Generation | FuelCost | 0 | [6 empty] | 0.92456 | 0
LCP_Inputs_ON_Electric_2023_04_03 | 2022 | Nuclear | Generation | Electricity | NY | Dispatch-Generation | VOM | 2246155230.144 | [6 empty] | 0.92456 | 2076696773.432
LCP_Inputs_ON_Electric_2023_04_03 | 2022 | Nuclear | Generation | Electricity | ON | Dispatch-Generation | EmissionsCost | 0 | [6 empty] | 0.92456 | 0
LCP_Inputs_ON_Electric_2023_04_03 | 2022 | Nuclear | Generation | Electricity | ON | Dispatch-Generation | FuelCost | 0 | [6 empty] | 0.92456 | 0
LCP_Inputs_ON_Electric_2023_04_03 | 2022 | Nuclear | Generation | Electricity | ON | Dispatch-Generation | VOM | 8790266640.96 | [6 empty] | 0.92456 | 8127095636.9823
LCP_Inputs_ON_Electric_2023_04_03 | 2022 | Nuclear | Generation | Electricity | PJ | Dispatch-Generation | EmissionsCost | 0 | [6 empty] | 0.92456 | 0
LCP_Inputs_ON_Electric_2023_04_03 | 2022 | Nuclear | Generation | Electricity | PJ | Dispatch-Generation | FuelCost | 0 | [6 empty] | 0.92456 | 0
LCP_Inputs_ON_Electric_2023_04_03 | 2022 | Nuclear | Generation | Electricity | PJ | Dispatch-Generation | VOM | 9110487814.4448 | [6 empty] | 0.92456 | 8423158112.4675
LCP_Inputs_ON_Electric_2023_04_03 | 2022 | Nuclear | Generation | Electricity | QC | Dispatch-Generation | EmissionsCost | 0 | [6 empty] | 0.92456 | 0
LCP_Inputs_ON_Electric_2023_04_03 | 2022 | Nuclear | Generation | Electricity | QC | Dispatch-Generation | FuelCost | 0 | [6 empty] | 0.92456 | 0
LCP_Inputs_ON_Electric_2023_04_03 | 2022 | Nuclear | Generation | Electricity | QC | Dispatch-Generation | VOM | 0 | [6 empty] | 0.92456 | 0
LCP_Inputs_ON_Electric_2023_04_03 | 2022 | Nuclear | Generation | Electricity | WC | Dispatch-Generation | EmissionsCost | 0 | [6 empty] | 0.92456 | 0
LCP_Inputs_ON_Electric_2023_04_03 | 2022 | Nuclear | Generation | Electricity | WC | Dispatch-Generation | FuelCost | 0 | [6 empty] | 0.92456 | 0
LCP_Inputs_ON_Electric_2023_04_03 | 2022 | Nuclear | Generation | Electricity | WC | Dispatch-Generation | VOM | 0 | [6 empty] | 0.92456 | 0
LCP_Inputs_ON_Electric_2023_04_03 | 2022 | Nuclear SMR | Generation | Electricity | MI | Dispatch-Generation | EmissionsCost | 0 | [6 empty] | 0.92456 | 0
LCP_Inputs_ON_Electric_2023_04_03 | 2022 | Nuclear SMR | Generation | Electricity | MI | Dispatch-Generation | FuelCost | 0 | [6 empty] | 0.92456 | 0
LCP_Inputs_ON_Electric_2023_04_03 | 2022 | Nuclear SMR | Generation | Electricity | MI | Dispatch-Generation | VOM | 0 | [6 empty] | 0.92456 | 0
LCP_Inputs_ON_Electric_2023_04_03 | 2022 | Nuclear SMR | Generation | Electricity | NY | Dispatch-Generation | EmissionsCost | 0 | [6 empty] | 0.92456 | 0
LCP_Inputs_ON_Electric_2023_04_03 | 2022 | Nuclear SMR | Generation | Electricity | NY | Dispatch-Generation | FuelCost | 0 | [6 empty] | 0.92456 | 0
LCP_Inputs_ON_Electric_2023_04_03 | 2022 | Nuclear SMR | Generation | Electricity | NY | Dispatch-Generation | VOM | 0 | [6 empty] | 0.92456 | 0
LCP_Inputs_ON_Electric_2023_04_03 | 2022 | Nuclear SMR | Generation | Electricity | ON | Dispatch-Generation | EmissionsCost | 0 | [6 empty] | 0.92456 | 0
LCP_Inputs_ON_Electric_2023_04_03 | 2022 | Nuclear SMR | Generation | Electricity | ON | Dispatch-Generation | FuelCost | 0 | [6 empty] | 0.92456 | 0
LCP_Inputs_ON_Electric_2023_04_03 | 2022 | Nuclear SMR | Generation | Electricity | ON | Dispatch-Generation | VOM | 0 | [6 empty] | 0.92456 | 0
LCP_Inputs_ON_Electric_2023_04_03 | 2022 | Nuclear SMR | Generation | Electricity | PJ | Dispatch-Generation | EmissionsCost | 0 | [6 empty] | 0.92456 | 0
LCP_Inputs_ON_Electric_2023_04_03 | 2022 | Nuclear SMR | Generation | Electricity | PJ | Dispatch-Generation | FuelCost | 0 | [6 empty] | 0.92456 | 0
LCP_Inputs_ON_Electric_2023_04_03 | 2022 | Nuclear SMR | Generation | Electricity | PJ | Dispatch-Generation | VOM | 0 | [6 empty] | 0.92456 | 0
LCP_Inputs_ON_Electric_2023_04_03 | 2022 | Nuclear SMR | Generation | Electricity | QC | Dispatch-Generation | EmissionsCost | 0 | [6 empty] | 0.92456 | 0
LCP_Inputs_ON_Electric_2023_04_03 | 2022 | Nuclear SMR | Generation | Electricity | QC | Dispatch-Generation | FuelCost | 0 | [6 empty] | 0.92456 | 0
LCP_Inputs_ON_Electric_2023_04_03 | 2022 | Nuclear SMR | Generation | Electricity | QC | Dispatch-Generation | VOM | 0 | [6 empty] | 0.92456 | 0
LCP_Inputs_ON_Electric_2023_04_03 | 2022 | Nuclear SMR | Generation | Electricity | WC | Dispatch-Generation | EmissionsCost | 0 | [6 empty] | 0.92456 | 0
LCP_Inputs_ON_Electric_2023_04_03 | 2022 | Nuclear SMR | Generation | Electricity | WC | Dispatch-Generation | FuelCost | 0 | [6 empty] | 0.92456 | 0
LCP_Inputs_ON_Electric_2023_04_03 | 2022 | Nuclear SMR | Generation | Electricity | WC | Dispatch-Generation | VOM | 0 | [6 empty] | 0.92456 | 0
LCP_Inputs_ON_Electric_2023_04_03 | 2022 | O/CCGT - CH4 Existing | Crossload | Electricity | MI | Dispatch-Crossload | EmissionsCost | 0 | [6 empty] | 0.92456 | 0
LCP_Inputs_ON_Electric_2023_04_03 | 2022 | O/CCGT - CH4 Existing | Crossload | Electricity | MI | Dispatch-Crossload | FuelCost | 0 | [6 empty] | 0.92456 | 0
LCP_Inputs_ON_Electric_2023_04_03 | 2022 | O/CCGT - CH4 Existing | Crossload | Electricity | MI | Dispatch-Crossload | VOM | 0 | [6 empty] | 0.92456 | 0
LCP_Inputs_ON_Electric_2023_04_03 | 2022 | O/CCGT - CH4 Existing | Crossload | Electricity | NY | Dispatch-Crossload | EmissionsCost | 0 | [6 empty] | 0.92456 | 0
LCP_Inputs_ON_Electric_2023_04_03 | 2022 | O/CCGT - CH4 Existing | Crossload | Electricity | NY | Dispatch-Crossload | FuelCost | 0 | [6 empty] | 0.92456 | 0
LCP_Inputs_ON_Electric_2023_04_03 | 2022 | O/CCGT - CH4 Existing | Crossload | Electricity | NY | Dispatch-Crossload | VOM | 0 | [6 empty] | 0.92456 | 0
LCP_Inputs_ON_Electric_2023_04_03 | 2022 | O/CCGT - CH4 Existing | Crossload | Electricity | ON | Dispatch-Crossload | EmissionsCost | 0 | [6 empty] | 0.92456 | 0
LCP_Inputs_ON_Electric_2023_04_03 | 2022 | O/CCGT - CH4 Existing | Crossload | Electricity | ON | Dispatch-Crossload | FuelCost | 0 | [6 empty] | 0.92456 | 0
LCP_Inputs_ON_Electric_2023_04_03 | 2022 | O/CCGT - CH4 Existing | Crossload | Electricity | ON | Dispatch-Crossload | VOM | 0 | [6 empty] | 0.92456 | 0
LCP_Inputs_ON_Electric_2023_04_03 | 2022 | O/CCGT - CH4 Existing | Crossload | Electricity | PJ | Dispatch-Crossload | EmissionsCost | 0 | [6 empty] | 0.92456 | 0
LCP_Inputs_ON_Electric_2023_04_03 | 2022 | O/CCGT - CH4 Existing | Crossload | Electricity | PJ | Dispatch-Crossload | FuelCost | 0 | [6 empty] | 0.92456 | 0
LCP_Inputs_ON_Electric_2023_04_03 | 2022 | O/CCGT - CH4 Existing | Crossload | Electricity | PJ | Dispatch-Crossload | VOM | 0 | [6 empty] | 0.92456 | 0
LCP_Inputs_ON_Electric_2023_04_03 | 2022 | O/CCGT - CH4 Existing | Crossload | Electricity | QC | Dispatch-Crossload | EmissionsCost | 0 | [6 empty] | 0.92456 | 0
LCP_Inputs_ON_Electric_2023_04_03 | 2022 | O/CCGT - CH4 Existing | Crossload | Electricity | QC | Dispatch-Crossload | FuelCost | 0 | [6 empty] | 0.92456 | 0
LCP_Inputs_ON_Electric_2023_04_03 | 2022 | O/CCGT - CH4 Existing | Crossload | Electricity | QC | Dispatch-Crossload | VOM | 0 | [6 empty] | 0.92456 | 0
LCP_Inputs_ON_Electric_2023_04_03 | 2022 | O/CCGT - CH4 Existing | Crossload | Electricity | WC | Dispatch-Crossload | EmissionsCost | 0 | [6 empty] | 0.92456 | 0
LCP_Inputs_ON_Electric_2023_04_03 | 2022 | O/CCGT - CH4 Existing | Crossload | Electricity | WC | Dispatch-Crossload | FuelCost | 0 | [6 empty] | 0.92456 | 0
LCP_Inputs_ON_Electric_2023_04_03 | 2022 | O/CCGT - CH4 Existing | Crossload | Electricity | WC | Dispatch-Crossload | VOM | 0 | [6 empty] | 0.92456 | 0
LCP_Inputs_ON_Electric_2023_04_03 | 2022 | O/CCGT - CH4 New | Crossload | Electricity | MI | Dispatch-Crossload | EmissionsCost | 0 | [6 empty] | 0.92456 | 0
LCP_Inputs_ON_Electric_2023_04_03 | 2022 | O/CCGT - CH4 New | Crossload | Electricity | MI | Dispatch-Crossload | FuelCost | 0 | [6 empty] | 0.92456 | 0
LCP_Inputs_ON_Electric_2023_04_03 | 2022 | O/CCGT - CH4 New | Crossload | Electricity | MI | Dispatch-Crossload | VOM | 0 | [6 empty] | 0.92456 | 0
LCP_Inputs_ON_Electric_2023_04_03 | 2022 | O/CCGT - CH4 New | Crossload | Electricity | NY | Dispatch-Crossload | EmissionsCost | 0 | [6 empty] | 0.92456 | 0
LCP_Inputs_ON_Electric_2023_04_03 | 2022 | O/CCGT - CH4 New | Crossload | Electricity | NY | Dispatch-Crossload | FuelCost | 0 | [6 empty] | 0.92456 | 0
LCP_Inputs_ON_Electric_2023_04_03 | 2022 | O/CCGT - CH4 New | Crossload | Electricity | NY | Dispatch-Crossload | VOM | 0 | [6 empty] | 0.92456 | 0
LCP_Inputs_ON_Electric_2023_04_03 | 2022 | O/CCGT - CH4 New | Crossload | Electricity | ON | Dispatch-Crossload | EmissionsCost | 0 | [6 empty] | 0.92456 | 0
LCP_Inputs_ON_Electric_2023_04_03 | 2022 | O/CCGT - CH4 New | Crossload | Electricity | ON | Dispatch-Crossload | FuelCost | 0 | [6 empty] | 0.92456 | 0
LCP_Inputs_ON_Electric_2023_04_03 | 2022 | O/CCGT - CH4 New | Crossload | Electricity | ON | Dispatch-Crossload | VOM | 0 | [6 empty] | 0.92456 | 0
LCP_Inputs_ON_Electric_2023_04_03 | 2022 | O/CCGT - CH4 New | Crossload | Electricity | PJ | Dispatch-Crossload | EmissionsCost | 0 | [6 empty] | 0.92456 | 0
LCP_Inputs_ON_Electric_2023_04_03 | 2022 | O/CCGT - CH4 New | Crossload | Electricity | PJ | Dispatch-Crossload | FuelCost | 0 | [6 empty] | 0.92456 | 0
LCP_Inputs_ON_Electric_2023_04_03 | 2022 | O/CCGT - CH4 New | Crossload | Electricity | PJ | Dispatch-Crossload | VOM | 0 | [6 empty] | 0.92456 | 0
LCP_Inputs_ON_Electric_2023_04_03 | 2022 | O/CCGT - CH4 New | Crossload | Electricity | QC | Dispatch-Crossload | EmissionsCost | 0 | [6 empty] | 0.92456 | 0
LCP_Inputs_ON_Electric_2023_04_03 | 2022 | O/CCGT - CH4 New | Crossload | Electricity | QC | Dispatch-Crossload | FuelCost | 0 | [6 empty] | 0.92456 | 0
LCP_Inputs_ON_Electric_2023_04_03 | 2022 | O/CCGT - CH4 New | Crossload | Electricity | QC | Dispatch-Crossload | VOM | 0 | [6 empty] | 0.92456 | 0
LCP_Inputs_ON_Electric_2023_04_03 | 2022 | O/CCGT - CH4 New | Crossload | Electricity | WC | Dispatch-Crossload | EmissionsCost | 0 | [6 empty] | 0.92456 | 0
LCP_Inputs_ON_Electric_2023_04_03 | 2022 | O/CCGT - CH4 New | Crossload | Electricity | WC | Dispatch-Crossload | FuelCost | 0 | [6 empty] | 0.92456 | 0
LCP_Inputs_ON_Electric_2023_04_03 | 2022 | O/CCGT - CH4 New | Crossload | Electricity | WC | Dispatch-Crossload | VOM | 0 | [6 empty] | 0.92456 | 0
LCP_Inputs_ON_Electric_2023_04_03 | 2022 | O/CCGT - H2 New | Crossload | Electricity | MI | Dispatch-Crossload | EmissionsCost | 0 | [6 empty] | 0.92456 | 0
LCP_Inputs_ON_Electric_2023_04_03 | 2022 | O/CCGT - H2 New | Crossload | Electricity | MI | Dispatch-Crossload | FuelCost | 0 | [6 empty] | 0.92456 | 0
LCP_Inputs_ON_Electric_2023_04_03 | 2022 | O/CCGT - H2 New | Crossload | Electricity | MI | Dispatch-Crossload | VOM | 0 | [6 empty] | 0.92456 | 0
LCP_Inputs_ON_Electric_2023_04_03 | 2022 | O/CCGT - H2 New | Crossload | Electricity | NY | Dispatch-Crossload | EmissionsCost | 0 | [6 empty] | 0.92456 | 0
LCP_Inputs_ON_Electric_2023_04_03 | 2022 | O/CCGT - H2 New | Crossload | Electricity | NY | Dispatch-Crossload | FuelCost | 0 | [6 empty] | 0.92456 | 0
LCP_Inputs_ON_Electric_2023_04_03 | 2022 | O/CCGT - H2 New | Crossload | Electricity | NY | Dispatch-Crossload | VOM | 0 | [6 empty] | 0.92456 | 0
LCP_Inputs_ON_Electric_2023_04_03 | 2022 | O/CCGT - H2 New | Crossload | Electricity | ON | Dispatch-Crossload | EmissionsCost | 0 | [6 empty] | 0.92456 | 0
LCP_Inputs_ON_Electric_2023_04_03 | 2022 | O/CCGT - H2 New | Crossload | Electricity | ON | Dispatch-Crossload | FuelCost | 0 | [6 empty] | 0.92456 | 0
LCP_Inputs_ON_Electric_2023_04_03 | 2022 | O/CCGT - H2 New | Crossload | Electricity | ON | Dispatch-Crossload | VOM | 0 | [6 empty] | 0.92456 | 0
LCP_Inputs_ON_Electric_2023_04_03 | 2022 | O/CCGT - H2 New | Crossload | Electricity | PJ | Dispatch-Crossload | EmissionsCost | 0 | [6 empty] | 0.92456 | 0
LCP_Inputs_ON_Electric_2023_04_03 | 2022 | O/CCGT - H2 New | Crossload | Electricity | PJ | Dispatch-Crossload | FuelCost | 0 | [6 empty] | 0.92456 | 0
LCP_Inputs_ON_Electric_2023_04_03 | 2022 | O/CCGT - H2 New | Crossload | Electricity | PJ | Dispatch-Crossload | VOM | 0 | [6 empty] | 0.92456 | 0
LCP_Inputs_ON_Electric_2023_04_03 | 2022 | O/CCGT - H2 New | Crossload | Electricity | QC | Dispatch-Crossload | EmissionsCost | 0 | [6 empty] | 0.92456 | 0
LCP_Inputs_ON_Electric_2023_04_03 | 2022 | O/CCGT - H2 New | Crossload | Electricity | QC | Dispatch-Crossload | FuelCost | 0 | [6 empty] | 0.92456 | 0
LCP_Inputs_ON_Electric_2023_04_03 | 2022 | O/CCGT - H2 New | Crossload | Electricity | QC | Dispatch-Crossload | VOM | 0 | [6 empty] | 0.92456 | 0
LCP_Inputs_ON_Electric_2023_04_03 | 2022 | O/CCGT - H2 New | Crossload | Electricity | WC | Dispatch-Crossload | EmissionsCost | 0 | [6 empty] | 0.92456 | 0
LCP_Inputs_ON_Electric_2023_04_03 | 2022 | O/CCGT - H2 New | Crossload | Electricity | WC | Dispatch-Crossload | FuelCost | 0 | [6 empty] | 0.92456 | 0
LCP_Inputs_ON_Electric_2023_04_03 | 2022 | O/CCGT - H2 New | Crossload | Electricity | WC | Dispatch-Crossload | VOM | 0 | [6 empty] | 0.92456 | 0
LCP_Inputs_ON_Electric_2023_04_03 | 2022 | SMR CCS | Crossload | Hydrogen | MI | Dispatch-Crossload | EmissionsCost | 0 | [6 empty] | 0.92456 | 0
LCP_Inputs_ON_Electric_2023_04_03 | 2022 | SMR CCS | Crossload | Hydrogen | MI | Dispatch-Crossload | FuelCost | 0 | [6 empty] | 0.92456 | 0
LCP_Inputs_ON_Electric_2023_04_03 | 2022 | SMR CCS | Crossload | Hydrogen | MI | Dispatch-Crossload | VOM | 0 | [6 empty] | 0.92456 | 0
LCP_Inputs_ON_Electric_2023_04_03 | 2022 | SMR CCS | Crossload | Hydrogen | NY | Dispatch-Crossload | EmissionsCost | 0 | [6 empty] | 0.92456 | 0
LCP_Inputs_ON_Electric_2023_04_03 | 2022 | SMR CCS | Crossload | Hydrogen | NY | Dispatch-Crossload | FuelCost | 0 | [6 empty] | 0.92456 | 0
LCP_Inputs_ON_Electric_2023_04_03 | 2022 | SMR CCS | Crossload | Hydrogen | NY | Dispatch-Crossload | VOM | 0 | [6 empty] | 0.92456 | 0
LCP_Inputs_ON_Electric_2023_04_03 | 2022 | SMR CCS | Crossload | Hydrogen | ON | Dispatch-Crossload | EmissionsCost | 0 | [6 empty] | 0.92456 | 0
LCP_Inputs_ON_Electric_2023_04_03 | 2022 | SMR CCS | Crossload | Hydrogen | ON | Dispatch-Crossload | FuelCost | 0 | [6 empty] | 0.92456 | 0
LCP_Inputs_ON_Electric_2023_04_03 | 2022 | SMR CCS | Crossload | Hydrogen | ON | Dispatch-Crossload | VOM | 0 | [6 empty] | 0.92456 | 0
LCP_Inputs_ON_Electric_2023_04_03 | 2022 | SMR CCS | Crossload | Hydrogen | PJ | Dispatch-Crossload | EmissionsCost | 0 | [6 empty] | 0.92456 | 0
LCP_Inputs_ON_Electric_2023_04_03 | 2022 | SMR CCS | Crossload | Hydrogen | PJ | Dispatch-Crossload | FuelCost | 0 | [6 empty] | 0.92456 | 0
LCP_Inputs_ON_Electric_2023_04_03 | 2022 | SMR CCS | Crossload | Hydrogen | PJ | Dispatch-Crossload | VOM | 0 | [6 empty] | 0.92456 | 0
LCP_Inputs_ON_Electric_2023_04_03 | 2022 | SMR CCS | Crossload | Hydrogen | QC | Dispatch-Crossload | EmissionsCost | 0 | [6 empty] | 0.92456 | 0
LCP_Inputs_ON_Electric_2023_04_03 | 2022 | SMR CCS | Crossload | Hydrogen | QC | Dispatch-Crossload | FuelCost | 0 | [6 empty] | 0.92456 | 0
LCP_Inputs_ON_Electric_2023_04_03 | 2022 | SMR CCS | Crossload | Hydrogen | QC | Dispatch-Crossload | VOM | 0 | [6 empty] | 0.92456 | 0
LCP_Inputs_ON_Electric_2023_04_03 | 2022 | SMR CCS | Crossload | Hydrogen | WC | Dispatch-Crossload | EmissionsCost | 0 | [6 empty] | 0.92456 | 0
LCP_Inputs_ON_Electric_2023_04_03 | 2022 | SMR CCS | Crossload | Hydrogen | WC | Dispatch-Crossload | FuelCost | 0 | [6 empty] | 0.92456 | 0
LCP_Inputs_ON_Electric_2023_04_03 | 2022 | SMR CCS | Crossload | Hydrogen | WC | Dispatch-Crossload | VOM | 0 | [6 empty] | 0.92456 | 0
LCP_Inputs_ON_Electric_2023_04_03 | 2022 | Solar PV | Generation | Electricity | MI | Dispatch-Generation | EmissionsCost | 0 | [6 empty] | 0.92456 | 0
LCP_Inputs_ON_Electric_2023_04_03 | 2022 | Solar PV | Generation | Electricity | MI | Dispatch-Generation | FuelCost | 0 | [6 empty] | 0.92456 | 0
LCP_Inputs_ON_Electric_2023_04_03 | 2022 | Solar PV | Generation | Electricity | MI | Dispatch-Generation | VOM | 0 | [6 empty] | 0.92456 | 0
LCP_Inputs_ON_Electric_2023_04_03 | 2022 | Solar PV | Generation | Electricity | NY | Dispatch-Generation | EmissionsCost | 0 | [6 empty] | 0.92456 | 0
LCP_Inputs_ON_Electric_2023_04_03 | 2022 | Solar PV | Generation | Electricity | NY | Dispatch-Generation | FuelCost | 0 | [6 empty] | 0.92456 | 0
LCP_Inputs_ON_Electric_2023_04_03 | 2022 | Solar PV | Generation | Electricity | NY | Dispatch-Generation | VOM | 0 | [6 empty] | 0.92456 | 0
LCP_Inputs_ON_Electric_2023_04_03 | 2022 | Solar PV | Generation | Electricity | ON | Dispatch-Generation | EmissionsCost | 0 | [6 empty] | 0.92456 | 0
LCP_Inputs_ON_Electric_2023_04_03 | 2022 | Solar PV | Generation | Electricity | ON | Dispatch-Generation | FuelCost | 0 | [6 empty] | 0.92456 | 0
LCP_Inputs_ON_Electric_2023_04_03 | 2022 | Solar PV | Generation | Electricity | ON | Dispatch-Generation | VOM | 0 | [6 empty] | 0.92456 | 0
LCP_Inputs_ON_Electric_2023_04_03 | 2022 | Solar PV | Generation | Electricity | PJ | Dispatch-Generation | EmissionsCost | 0 | [6 empty] | 0.92456 | 0
LCP_Inputs_ON_Electric_2023_04_03 | 2022 | Solar PV | Generation | Electricity | PJ | Dispatch-Generation | FuelCost | 0 | [6 empty] | 0.92456 | 0
LCP_Inputs_ON_Electric_2023_04_03 | 2022 | Solar PV | Generation | Electricity | PJ | Dispatch-Generation | VOM | 0 | [6 empty] | 0.92456 | 0
LCP_Inputs_ON_Electric_2023_04_03 | 2022 | Solar PV | Generation | Electricity | QC | Dispatch-Generation | EmissionsCost | 0 | [6 empty] | 0.92456 | 0
LCP_Inputs_ON_Electric_2023_04_03 | 2022 | Solar PV | Generation | Electricity | QC | Dispatch-Generation | FuelCost | 0 | [6 empty] | 0.92456 | 0
LCP_Inputs_ON_Electric_2023_04_03 | 2022 | Solar PV | Generation | Electricity | QC | Dispatch-Generation | VOM | 0 | [6 empty] | 0.92456 | 0
LCP_Inputs_ON_Electric_2023_04_03 | 2022 | Solar PV | Generation | Electricity | WC | Dispatch-Generation | EmissionsCost | 0 | [6 empty] | 0.92456 | 0
LCP_Inputs_ON_Electric_2023_04_03 | 2022 | Solar PV | Generation | Electricity | WC | Dispatch-Generation | FuelCost | 0 | [6 empty] | 0.92456 | 0
LCP_Inputs_ON_Electric_2023_04_03 | 2022 | Solar PV | Generation | Electricity | WC | Dispatch-Generation | VOM | 0 | [6 empty] | 0.92456 | 0
LCP_Inputs_ON_Electric_2023_04_03 | 2022 | Wind Offshore | Generation | Electricity | MI | Dispatch-Generation | EmissionsCost | 0 | [6 empty] | 0.92456 | 0
LCP_Inputs_ON_Electric_2023_04_03 | 2022 | Wind Offshore | Generation | Electricity | MI | Dispatch-Generation | FuelCost | 0 | [6 empty] | 0.92456 | 0
LCP_Inputs_ON_Electric_2023_04_03 | 2022 | Wind Offshore | Generation | Electricity | MI | Dispatch-Generation | VOM | 0 | [6 empty] | 0.92456 | 0
LCP_Inputs_ON_Electric_2023_04_03 | 2022 | Wind Offshore | Generation | Electricity | NY | Dispatch-Generation | EmissionsCost | 0 | [6 empty] | 0.92456 | 0
LCP_Inputs_ON_Electric_2023_04_03 | 2022 | Wind Offshore | Generation | Electricity | NY | Dispatch-Generation | FuelCost | 0 | [6 empty] | 0.92456 | 0
LCP_Inputs_ON_Electric_2023_04_03 | 2022 | Wind Offshore | Generation | Electricity | NY | Dispatch-Generation | VOM | 0 | [6 empty] | 0.92456 | 0
LCP_Inputs_ON_Electric_2023_04_03 | 2022 | Wind Offshore | Generation | Electricity | ON | Dispatch-Generation | EmissionsCost | 0 | [6 empty] | 0.92456 | 0
LCP_Inputs_ON_Electric_2023_04_03 | 2022 | Wind Offshore | Generation | Electricity | ON | Dispatch-Generation | FuelCost | 0 | [6 empty] | 0.92456 | 0
LCP_Inputs_ON_Electric_2023_04_03 | 2022 | Wind Offshore | Generation | Electricity | ON | Dispatch-Generation | VOM | 0 | [6 empty] | 0.92456 | 0
LCP_Inputs_ON_Electric_2023_04_03 | 2022 | Wind Offshore | Generation | Electricity | PJ | Dispatch-Generation | EmissionsCost | 0 | [6 empty] | 0.92456 | 0
LCP_Inputs_ON_Electric_2023_04_03 | 2022 | Wind Offshore | Generation | Electricity | PJ | Dispatch-Generation | FuelCost | 0 | [6 empty] | 0.92456 | 0
LCP_Inputs_ON_Electric_2023_04_03 | 2022 | Wind Offshore | Generation | Electricity | PJ | Dispatch-Generation | VOM | 0 | [6 empty] | 0.92456 | 0
LCP_Inputs_ON_Electric_2023_04_03 | 2022 | Wind Offshore | Generation | Electricity | QC | Dispatch-Generation | EmissionsCost | 0 | [6 empty] | 0.92456 | 0
LCP_Inputs_ON_Electric_2023_04_03 | 2022 | Wind Offshore | Generation | Electricity | QC | Dispatch-Generation | FuelCost | 0 | [6 empty] | 0.92456 | 0
LCP_Inputs_ON_Electric_2023_04_03 | 2022 | Wind Offshore | Generation | Electricity | QC | Dispatch-Generation | VOM | 0 | [6 empty] | 0.92456 | 0
LCP_Inputs_ON_Electric_2023_04_03 | 2022 | Wind Offshore | Generation | Electricity | WC | Dispatch-Generation | EmissionsCost | 0 | [6 empty] | 0.92456 | 0
LCP_Inputs_ON_Electric_2023_04_03 | 2022 | Wind Offshore | Generation | Electricity | WC | Dispatch-Generation | FuelCost | 0 | [6 empty] | 0.92456 | 0
LCP_Inputs_ON_Electric_2023_04_03 | 2022 | Wind Offshore | Generation | Electricity | WC | Dispatch-Generation | VOM | 0 | [6 empty] | 0.92456 | 0
LCP_Inputs_ON_Electric_2023_04_03 | 2022 | Wind Onshore | Generation | Electricity | MI | Dispatch-Generation | EmissionsCost | 0 | [6 empty] | 0.92456 | 0
LCP_Inputs_ON_Electric_2023_04_03 | 2022 | Wind Onshore | Generation | Electricity | MI | Dispatch-Generation | FuelCost | 0 | [6 empty] | 0.92456 | 0
LCP_Inputs_ON_Electric_2023_04_03 | 2022 | Wind Onshore | Generation | Electricity | MI | Dispatch-Generation | VOM | 0 | [6 empty] | 0.92456 | 0
LCP_Inputs_ON_Electric_2023_04_03 | 2022 | Wind Onshore | Generation | Electricity | NY | Dispatch-Generation | EmissionsCost | 0 | [6 empty] | 0.92456 | 0
LCP_Inputs_ON_Electric_2023_04_03 | 2022 | Wind Onshore | Generation | Electricity | NY | Dispatch-Generation | FuelCost | 0 | [6 empty] | 0.92456 | 0
LCP_Inputs_ON_Electric_2023_04_03 | 2022 | Wind Onshore | Generation | Electricity | NY | Dispatch-Generation | VOM | 0 | [6 empty] | 0.92456 | 0
LCP_Inputs_ON_Electric_2023_04_03 | 2022 | Wind Onshore | Generation | Electricity | ON | Dispatch-Generation | EmissionsCost | 0 | [6 empty] | 0.92456 | 0
LCP_Inputs_ON_Electric_2023_04_03 | 2022 | Wind Onshore | Generation | Electricity | ON | Dispatch-Generation | FuelCost | 0 | [6 empty] | 0.92456 | 0
LCP_Inputs_ON_Electric_2023_04_03 | 2022 | Wind Onshore | Generation | Electricity | ON | Dispatch-Generation | VOM | 0 | [6 empty] | 0.92456 | 0
LCP_Inputs_ON_Electric_2023_04_03 | 2022 | Wind Onshore | Generation | Electricity | PJ | Dispatch-Generation | EmissionsCost | 0 | [6 empty] | 0.92456 | 0
LCP_Inputs_ON_Electric_2023_04_03 | 2022 | Wind Onshore | Generation | Electricity | PJ | Dispatch-Generation | FuelCost | 0 | [6 empty] | 0.92456 | 0
LCP_Inputs_ON_Electric_2023_04_03 | 2022 | Wind Onshore | Generation | Electricity | PJ | Dispatch-Generation | VOM | 0 | [6 empty] | 0.92456 | 0
LCP_Inputs_ON_Electric_2023_04_03 | 2022 | Wind Onshore | Generation | Electricity | QC | Dispatch-Generation | EmissionsCost | 0 | [6 empty] | 0.92456 | 0
LCP_Inputs_ON_Electric_2023_04_03 | 2022 | Wind Onshore | Generation | Electricity | QC | Dispatch-Generation | FuelCost | 0 | [6 empty] | 0.92456 | 0
LCP_Inputs_ON_Electric_2023_04_03 | 2022 | Wind Onshore | Generation | Electricity | QC | Dispatch-Generation | VOM | 0 | [6 empty] | 0.92456 | 0
LCP_Inputs_ON_Electric_2023_04_03 | 2022 | Wind Onshore | Generation | Electricity | WC | Dispatch-Generation | EmissionsCost | 0 | [6 empty] | 0.92456 | 0
LCP_Inputs_ON_Electric_2023_04_03 | 2022 | Wind Onshore | Generation | Electricity | WC | Dispatch-Generation | FuelCost | 0 | [6 empty] | 0.92456 | 0
LCP_Inputs_ON_Electric_2023_04_03 | 2022 | Wind Onshore | Generation | Electricity | WC | Dispatch-Generation | VOM | 0 | [6 empty] | 0.92456 | 0
LCP_Inputs_ON_Electric_2023_04_03 | 2023 | Anaerobic Digestion | Generation | Methane | MI | Dispatch-Generation | EmissionsCost | 0 | [6 empty] | 0.889 | 0
LCP_Inputs_ON_Electric_2023_04_03 | 2023 | Anaerobic Digestion | Generation | Methane | MI | Dispatch-Generation | FuelCost | 0 | [6 empty] | 0.889 | 0
LCP_Inputs_ON_Electric_2023_04_03 | 2023 | Anaerobic Digestion | Generation | Methane | MI | Dispatch-Generation | VOM | 0 | [6 empty] | 0.889 | 0
LCP_Inputs_ON_Electric_2023_04_03 | 2023 | Anaerobic Digestion | Generation | Methane | NY | Dispatch-Generation | EmissionsCost | 0 | [6 empty] | 0.889 | 0
LCP_Inputs_ON_Electric_2023_04_03 | 2023 | Anaerobic Digestion | Generation | Methane | NY | Dispatch-Generation | FuelCost | 0 | [6 empty] | 0.889 | 0
LCP_Inputs_ON_Electric_2023_04_03 | 2023 | Anaerobic Digestion | Generation | Methane | NY | Dispatch-Generation | VOM | 0 | [6 empty] | 0.889 | 0
LCP_Inputs_ON_Electric_2023_04_03 | 2023 | Anaerobic Digestion | Generation | Methane | ON | Dispatch-Generation | EmissionsCost | 0 | [6 empty] | 0.889 | 0
LCP_Inputs_ON_Electric_2023_04_03 | 2023 | Anaerobic Digestion | Generation | Methane | ON | Dispatch-Generation | FuelCost | 0 | [6 empty] | 0.889 | 0
LCP_Inputs_ON_Electric_2023_04_03 | 2023 | Anaerobic Digestion | Generation | Methane | ON | Dispatch-Generation | VOM | 0 | [6 empty] | 0.889 | 0
LCP_Inputs_ON_Electric_2023_04_03 | 2023 | Anaerobic Digestion | Generation | Methane | PJ | Dispatch-Generation | EmissionsCost | 0 | [6 empty] | 0.889 | 0
LCP_Inputs_ON_Electric_2023_04_03 | 2023 | Anaerobic Digestion | Generation | Methane | PJ | Dispatch-Generation | FuelCost | 0 | [6 empty] | 0.889 | 0
LCP_Inputs_ON_Electric_2023_04_03 | 2023 | Anaerobic Digestion | Generation | Methane | PJ | Dispatch-Generation | VOM | 0 | [6 empty] | 0.889 | 0
LCP_Inputs_ON_Electric_2023_04_03 | 2023 | Anaerobic Digestion | Generation | Methane | QC | Dispatch-Generation | EmissionsCost | 0 | [6 empty] | 0.889 | 0
LCP_Inputs_ON_Electric_2023_04_03 | 2023 | Anaerobic Digestion | Generation | Methane | QC | Dispatch-Generation | FuelCost | 0 | [6 empty] | 0.889 | 0
LCP_Inputs_ON_Electric_2023_04_03 | 2023 | Anaerobic Digestion | Generation | Methane | QC | Dispatch-Generation | VOM | 0 | [6 empty] | 0.889 | 0
LCP_Inputs_ON_Electric_2023_04_03 | 2023 | Anaerobic Digestion | Generation | Methane | WC | Dispatch-Generation | EmissionsCost | 0 | [6 empty] | 0.889 | 0
LCP_Inputs_ON_Electric_2023_04_03 | 2023 | Anaerobic Digestion | Generation | Methane | WC | Dispatch-Generation | FuelCost | 0 | [6 empty] | 0.889 | 0
LCP_Inputs_ON_Electric_2023_04_03 | 2023 | Anaerobic Digestion | Generation | Methane | WC | Dispatch-Generation | VOM | 0 | [6 empty] | 0.889 | 0
LCP_Inputs_ON_Electric_2023_04_03 | 2023 | Battery Storage | Storage | Electricity | MI | Dispatch-Storage | EmissionsCost | 0 | [6 empty] | 0.889 | 0
LCP_Inputs_ON_Electric_2023_04_03 | 2023 | Battery Storage | Storage | Electricity | MI | Dispatch-Storage | FuelCost | 0 | [6 empty] | 0.889 | 0
LCP_Inputs_ON_Electric_2023_04_03 | 2023 | Battery Storage | Storage | Electricity | MI | Dispatch-Storage | VOM | 0 | [6 empty] | 0.889 | 0
LCP_Inputs_ON_Electric_2023_04_03 | 2023 | Battery Storage | Storage | Electricity | NY | Dispatch-Storage | EmissionsCost | 0 | [6 empty] | 0.889 | 0
LCP_Inputs_ON_Electric_2023_04_03 | 2023 | Battery Storage | Storage | Electricity | NY | Dispatch-Storage | FuelCost | 0 | [6 empty] | 0.889 | 0
LCP_Inputs_ON_Electric_2023_04_03 | 2023 | Battery Storage | Storage | Electricity | NY | Dispatch-Storage | VOM | 0 | [6 empty] | 0.889 | 0
LCP_Inputs_ON_Electric_2023_04_03 | 2023 | Battery Storage | Storage | Electricity | ON | Dispatch-Storage | EmissionsCost | 0 | [6 empty] | 0.889 | 0
LCP_Inputs_ON_Electric_2023_04_03 | 2023 | Battery Storage | Storage | Electricity | ON | Dispatch-Storage | FuelCost | 0 | [6 empty] | 0.889 | 0
LCP_Inputs_ON_Electric_2023_04_03 | 2023 | Battery Storage | Storage | Electricity | ON | Dispatch-Storage | VOM | 0 | [6 empty] | 0.889 | 0
LCP_Inputs_ON_Electric_2023_04_03 | 2023 | Battery Storage | Storage | Electricity | PJ | Dispatch-Storage | EmissionsCost | 0 | [6 empty] | 0.889 | 0
LCP_Inputs_ON_Electric_2023_04_03 | 2023 | Battery Storage | Storage | Electricity | PJ | Dispatch-Storage | FuelCost | 0 | [6 empty] | 0.889 | 0
LCP_Inputs_ON_Electric_2023_04_03 | 2023 | Battery Storage | Storage | Electricity | PJ | Dispatch-Storage | VOM | 0 | [6 empty] | 0.889 | 0
LCP_Inputs_ON_Electric_2023_04_03 | 2023 | Battery Storage | Storage | Electricity | QC | Dispatch-Storage | EmissionsCost | 0 | [6 empty] | 0.889 | 0
LCP_Inputs_ON_Electric_2023_04_03 | 2023 | Battery Storage | Storage | Electricity | QC | Dispatch-Storage | FuelCost | 0 | [6 empty] | 0.889 | 0
LCP_Inputs_ON_Electric_2023_04_03 | 2023 | Battery Storage | Storage | Electricity | QC | Dispatch-Storage | VOM | 0 | [6 empty] | 0.889 | 0
LCP_Inputs_ON_Electric_2023_04_03 | 2023 | Battery Storage | Storage | Electricity | WC | Dispatch-Storage | EmissionsCost | 0 | [6 empty] | 0.889 | 0
LCP_Inputs_ON_Electric_2023_04_03 | 2023 | Battery Storage | Storage | Electricity | WC | Dispatch-Storage | FuelCost | 0 | [6 empty] | 0.889 | 0
LCP_Inputs_ON_Electric_2023_04_03 | 2023 | Battery Storage | Storage | Electricity | WC | Dispatch-Storage | VOM | 0 | [6 empty] | 0.889 | 0
LCP_Inputs_ON_Electric_2023_04_03 | 2023 | Biomass | Generation | Electricity | MI | Dispatch-Generation | EmissionsCost | 0 | [6 empty] | 0.889 | 0
LCP_Inputs_ON_Electric_2023_04_03 | 2023 | Biomass | Generation | Electricity | MI | Dispatch-Generation | FuelCost | 0 | [6 empty] | 0.889 | 0
LCP_Inputs_ON_Electric_2023_04_03 | 2023 | Biomass | Generation | Electricity | MI | Dispatch-Generation | VOM | 0 | [6 empty] | 0.889 | 0
LCP_Inputs_ON_Electric_2023_04_03 | 2023 | Biomass | Generation | Electricity | NY | Dispatch-Generation | EmissionsCost | 0 | [6 empty] | 0.889 | 0
LCP_Inputs_ON_Electric_2023_04_03 | 2023 | Biomass | Generation | Electricity | NY | Dispatch-Generation | FuelCost | 0 | [6 empty] | 0.889 | 0
LCP_Inputs_ON_Electric_2023_04_03 | 2023 | Biomass | Generation | Electricity | NY | Dispatch-Generation | VOM | 0 | [6 empty] | 0.889 | 0
LCP_Inputs_ON_Electric_2023_04_03 | 2023 | Biomass | Generation | Electricity | ON | Dispatch-Generation | EmissionsCost | 0 | [6 empty] | 0.889 | 0
LCP_Inputs_ON_Electric_2023_04_03 | 2023 | Biomass | Generation | Electricity | ON | Dispatch-Generation | FuelCost | 0 | [6 empty] | 0.889 | 0
LCP_Inputs_ON_Electric_2023_04_03 | 2023 | Biomass | Generation | Electricity | ON | Dispatch-Generation | VOM | 0 | [6 empty] | 0.889 | 0
LCP_Inputs_ON_Electric_2023_04_03 | 2023 | Biomass | Generation | Electricity | PJ | Dispatch-Generation | EmissionsCost | 0 | [6 empty] | 0.889 | 0
LCP_Inputs_ON_Electric_2023_04_03 | 2023 | Biomass | Generation | Electricity | PJ | Dispatch-Generation | FuelCost | 0 | [6 empty] | 0.889 | 0
LCP_Inputs_ON_Electric_2023_04_03 | 2023 | Biomass | Generation | Electricity | PJ | Dispatch-Generation | VOM | 0 | [6 empty] | 0.889 | 0
LCP_Inputs_ON_Electric_2023_04_03 | 2023 | Biomass | Generation | Electricity | QC | Dispatch-Generation | EmissionsCost | 0 | [6 empty] | 0.889 | 0
LCP_Inputs_ON_Electric_2023_04_03 | 2023 | Biomass | Generation | Electricity | QC | Dispatch-Generation | FuelCost | 0 | [6 empty] | 0.889 | 0
LCP_Inputs_ON_Electric_2023_04_03 | 2023 | Biomass | Generation | Electricity | QC | Dispatch-Generation | VOM | 0 | [6 empty] | 0.889 | 0
LCP_Inputs_ON_Electric_2023_04_03 | 2023 | Biomass | Generation | Electricity | WC | Dispatch-Generation | EmissionsCost | 0 | [6 empty] | 0.889 | 0
LCP_Inputs_ON_Electric_2023_04_03 | 2023 | Biomass | Generation | Electricity | WC | Dispatch-Generation | FuelCost | 0 | [6 empty] | 0.889 | 0
LCP_Inputs_ON_Electric_2023_04_03 | 2023 | Biomass | Generation | Electricity | WC | Dispatch-Generation | VOM | 0 | [6 empty] | 0.889 | 0
LCP_Inputs_ON_Electric_2023_04_03 | 2023 | Biomass + CCS | Generation | Electricity | MI | Dispatch-Generation | EmissionsCost | 0 | [6 empty] | 0.889 | 0
LCP_Inputs_ON_Electric_2023_04_03 | 2023 | Biomass + CCS | Generation | Electricity | MI | Dispatch-Generation | FuelCost | 0 | [6 empty] | 0.889 | 0
LCP_Inputs_ON_Electric_2023_04_03 | 2023 | Biomass + CCS | Generation | Electricity | MI | Dispatch-Generation | VOM | 0 | [6 empty] | 0.889 | 0
LCP_Inputs_ON_Electric_2023_04_03 | 2023 | Biomass + CCS | Generation | Electricity | NY | Dispatch-Generation | EmissionsCost | 0 | [6 empty] | 0.889 | 0
LCP_Inputs_ON_Electric_2023_04_03 | 2023 | Biomass + CCS | Generation | Electricity | NY | Dispatch-Generation | FuelCost | 0 | [6 empty] | 0.889 | 0
LCP_Inputs_ON_Electric_2023_04_03 | 2023 | Biomass + CCS | Generation | Electricity | NY | Dispatch-Generation | VOM | 0 | [6 empty] | 0.889 | 0
LCP_Inputs_ON_Electric_2023_04_03 | 2023 | Biomass + CCS | Generation | Electricity | ON | Dispatch-Generation | EmissionsCost | 0 | [6 empty] | 0.889 | 0
LCP_Inputs_ON_Electric_2023_04_03 | 2023 | Biomass + CCS | Generation | Electricity | ON | Dispatch-Generation | FuelCost | 0 | [6 empty] | 0.889 | 0
LCP_Inputs_ON_Electric_2023_04_03 | 2023 | Biomass + CCS | Generation | Electricity | ON | Dispatch-Generation | VOM | 0 | [6 empty] | 0.889 | 0
LCP_Inputs_ON_Electric_2023_04_03 | 2023 | Biomass + CCS | Generation | Electricity | PJ | Dispatch-Generation | EmissionsCost | 0 | [6 empty] | 0.889 | 0
LCP_Inputs_ON_Electric_2023_04_03 | 2023 | Biomass + CCS | Generation | Electricity | PJ | Dispatch-Generation | FuelCost | 0 | [6 empty] | 0.889 | 0
LCP_Inputs_ON_Electric_2023_04_03 | 2023 | Biomass + CCS | Generation | Electricity | PJ | Dispatch-Generation | VOM | 0 | [6 empty] | 0.889 | 0
LCP_Inputs_ON_Electric_2023_04_03 | 2023 | Biomass + CCS | Generation | Electricity | QC | Dispatch-Generation | EmissionsCost | 0 | [6 empty] | 0.889 | 0
LCP_Inputs_ON_Electric_2023_04_03 | 2023 | Biomass + CCS | Generation | Electricity | QC | Dispatch-Generation | FuelCost | 0 | [6 empty] | 0.889 | 0
LCP_Inputs_ON_Electric_2023_04_03 | 2023 | Biomass + CCS | Generation | Electricity | QC | Dispatch-Generation | VOM | 0 | [6 empty] | 0.889 | 0
LCP_Inputs_ON_Electric_2023_04_03 | 2023 | Biomass + CCS | Generation | Electricity | WC | Dispatch-Generation | EmissionsCost | 0 | [6 empty] | 0.889 | 0
LCP_Inputs_ON_Electric_2023_04_03 | 2023 | Biomass + CCS | Generation | Electricity | WC | Dispatch-Generation | FuelCost | 0 | [6 empty] | 0.889 | 0
LCP_Inputs_ON_Electric_2023_04_03 | 2023 | Biomass + CCS | Generation | Electricity | WC | Dispatch-Generation | VOM | 0 | [6 empty] | 0.889 | 0
LCP_Inputs_ON_Electric_2023_04_03 | 2023 | CH4 + CCS | Generation | Methane | MI | Dispatch-Generation | EmissionsCost | 0 | [6 empty] | 0.889 | 0
LCP_Inputs_ON_Electric_2023_04_03 | 2023 | CH4 + CCS | Generation | Methane | MI | Dispatch-Generation | FuelCost | 0 | [6 empty] | 0.889 | 0
LCP_Inputs_ON_Electric_2023_04_03 | 2023 | CH4 + CCS | Generation | Methane | MI | Dispatch-Generation | VOM | 0 | [6 empty] | 0.889 | 0
LCP_Inputs_ON_Electric_2023_04_03 | 2023 | CH4 + CCS | Generation | Methane | NY | Dispatch-Generation | EmissionsCost | 0 | [6 empty] | 0.889 | 0
LCP_Inputs_ON_Electric_2023_04_03 | 2023 | CH4 + CCS | Generation | Methane | NY | Dispatch-Generation | FuelCost | 0 | [6 empty] | 0.889 | 0
LCP_Inputs_ON_Electric_2023_04_03 | 2023 | CH4 + CCS | Generation | Methane | NY | Dispatch-Generation | VOM | 0 | [6 empty] | 0.889 | 0
LCP_Inputs_ON_Electric_2023_04_03 | 2023 | CH4 + CCS | Generation | Methane | ON | Dispatch-Generation | EmissionsCost | 0 | [6 empty] | 0.889 | 0
LCP_Inputs_ON_Electric_2023_04_03 | 2023 | CH4 + CCS | Generation | Methane | ON | Dispatch-Generation | FuelCost | 0 | [6 empty] | 0.889 | 0
LCP_Inputs_ON_Electric_2023_04_03 | 2023 | CH4 + CCS | Generation | Methane | ON | Dispatch-Generation | VOM | 0 | [6 empty] | 0.889 | 0
LCP_Inputs_ON_Electric_2023_04_03 | 2023 | CH4 + CCS | Generation | Methane | PJ | Dispatch-Generation | EmissionsCost | 0 | [6 empty] | 0.889 | 0
LCP_Inputs_ON_Electric_2023_04_03 | 2023 | CH4 + CCS | Generation | Methane | PJ | Dispatch-Generation | FuelCost | 0 | [6 empty] | 0.889 | 0
LCP_Inputs_ON_Electric_2023_04_03 | 2023 | CH4 + CCS | Generation | Methane | PJ | Dispatch-Generation | VOM | 0 | [6 empty] | 0.889 | 0
LCP_Inputs_ON_Electric_2023_04_03 | 2023 | CH4 + CCS | Generation | Methane | QC | Dispatch-Generation | EmissionsCost | 0 | [6 empty] | 0.889 | 0
LCP_Inputs_ON_Electric_2023_04_03 | 2023 | CH4 + CCS | Generation | Methane | QC | Dispatch-Generation | FuelCost | 0 | [6 empty] | 0.889 | 0
LCP_Inputs_ON_Electric_2023_04_03 | 2023 | CH4 + CCS | Generation | Methane | QC | Dispatch-Generation | VOM | 0 | [6 empty] | 0.889 | 0
LCP_Inputs_ON_Electric_2023_04_03 | 2023 | CH4 + CCS | Generation | Methane | WC | Dispatch-Generation | EmissionsCost | 0 | [6 empty] | 0.889 | 0
LCP_Inputs_ON_Electric_2023_04_03 | 2023 | CH4 + CCS | Generation | Methane | WC | Dispatch-Generation | FuelCost | 0 | [6 empty] | 0.889 | 0
LCP_Inputs_ON_Electric_2023_04_03 | 2023 | CH4 + CCS | Generation | Methane | WC | Dispatch-Generation | VOM | 0 | [6 empty] | 0.889 | 0
LCP_Inputs_ON_Electric_2023_04_03 | 2023 | CH4 Import - NY 2020 | Import | Methane | MI | Dispatch-Import | EmissionsCost | 0 | [6 empty] | 0.889 | 0
LCP_Inputs_ON_Electric_2023_04_03 | 2023 | CH4 Import - NY 2020 | Import | Methane | MI | Dispatch-Import | FuelCost | 0 | [6 empty] | 0.889 | 0
LCP_Inputs_ON_Electric_2023_04_03 | 2023 | CH4 Import - NY 2020 | Import | Methane | MI | Dispatch-Import | VOM | 0 | [6 empty] | 0.889 | 0
LCP_Inputs_ON_Electric_2023_04_03 | 2023 | CH4 Import - NY 2020 | Import | Methane | NY | Dispatch-Import | EmissionsCost | 282343065.1873 | [6 empty] | 0.889 | 251001956.8475
LCP_Inputs_ON_Electric_2023_04_03 | 2023 | CH4 Import - NY 2020 | Import | Methane | NY | Dispatch-Import | FuelCost | 407790143.0843 | [6 empty] | 0.889 | 362523952.3038
LCP_Inputs_ON_Electric_2023_04_03 | 2023 | CH4 Import - NY 2020 | Import | Methane | NY | Dispatch-Import | VOM | 0 | [6 empty] | 0.889 | 0
LCP_Inputs_ON_Electric_2023_04_03 | 2023 | CH4 Import - NY 2020 | Import | Methane | ON | Dispatch-Import | EmissionsCost | 0 | [6 empty] | 0.889 | 0
LCP_Inputs_ON_Electric_2023_04_03 | 2023 | CH4 Import - NY 2020 | Import | Methane | ON | Dispatch-Import | FuelCost | 0 | [6 empty] | 0.889 | 0
LCP_Inputs_ON_Electric_2023_04_03 | 2023 | CH4 Import - NY 2020 | Import | Methane | ON | Dispatch-Import | VOM | 0 | [6 empty] | 0.889 | 0
LCP_Inputs_ON_Electric_2023_04_03 | 2023 | CH4 Import - NY 2020 | Import | Methane | PJ | Dispatch-Import | EmissionsCost | 0 | [6 empty] | 0.889 | 0
LCP_Inputs_ON_Electric_2023_04_03 | 2023 | CH4 Import - NY 2020 | Import | Methane | PJ | Dispatch-Import | FuelCost | 0 | [6 empty] | 0.889 | 0
LCP_Inputs_ON_Electric_2023_04_03 | 2023 | CH4 Import - NY 2020 | Import | Methane | PJ | Dispatch-Import | VOM | 0 | [6 empty] | 0.889 | 0
LCP_Inputs_ON_Electric_2023_04_03 | 2023 | CH4 Import - NY 2020 | Import | Methane | QC | Dispatch-Import | EmissionsCost | 0 | [6 empty] | 0.889 | 0
LCP_Inputs_ON_Electric_2023_04_03 | 2023 | CH4 Import - NY 2020 | Import | Methane | QC | Dispatch-Import | FuelCost | 0 | [6 empty] | 0.889 | 0
LCP_Inputs_ON_Electric_2023_04_03 | 2023 | CH4 Import - NY 2020 | Import | Methane | QC | Dispatch-Import | VOM | 0 | [6 empty] | 0.889 | 0
LCP_Inputs_ON_Electric_2023_04_03 | 2023 | CH4 Import - NY 2020 | Import | Methane | WC | Dispatch-Import | EmissionsCost | 0 | [6 empty] | 0.889 | 0
LCP_Inputs_ON_Electric_2023_04_03 | 2023 | CH4 Import - NY 2020 | Import | Methane | WC | Dispatch-Import | FuelCost | 0 | [6 empty] | 0.889 | 0
LCP_Inputs_ON_Electric_2023_04_03 | 2023 | CH4 Import - NY 2020 | Import | Methane | WC | Dispatch-Import | VOM | 0 | [6 empty] | 0.889 | 0
LCP_Inputs_ON_Electric_2023_04_03 | 2023 | CH4 Import - NY 2030 | Import | Methane | MI | Dispatch-Import | EmissionsCost | 0 | [6 empty] | 0.889 | 0
LCP_Inputs_ON_Electric_2023_04_03 | 2023 | CH4 Import - NY 2030 | Import | Methane | MI | Dispatch-Import | FuelCost | 0 | [6 empty] | 0.889 | 0
LCP_Inputs_ON_Electric_2023_04_03 | 2023 | CH4 Import - NY 2030 | Import | Methane | MI | Dispatch-Import | VOM | 0 | [6 empty] | 0.889 | 0
LCP_Inputs_ON_Electric_2023_04_03 | 2023 | CH4 Import - NY 2030 | Import | Methane | NY | Dispatch-Import | EmissionsCost | 0 | [6 empty] | 0.889 | 0
LCP_Inputs_ON_Electric_2023_04_03 | 2023 | CH4 Import - NY 2030 | Import | Methane | NY | Dispatch-Import | FuelCost | 0 | [6 empty] | 0.889 | 0
LCP_Inputs_ON_Electric_2023_04_03 | 2023 | CH4 Import - NY 2030 | Import | Methane | NY | Dispatch-Import | VOM | 0 | [6 empty] | 0.889 | 0
LCP_Inputs_ON_Electric_2023_04_03 | 2023 | CH4 Import - NY 2030 | Import | Methane | ON | Dispatch-Import | EmissionsCost | 0 | [6 empty] | 0.889 | 0
LCP_Inputs_ON_Electric_2023_04_03 | 2023 | CH4 Import - NY 2030 | Import | Methane | ON | Dispatch-Import | FuelCost | 0 | [6 empty] | 0.889 | 0
LCP_Inputs_ON_Electric_2023_04_03 | 2023 | CH4 Import - NY 2030 | Import | Methane | ON | Dispatch-Import | VOM | 0 | [6 empty] | 0.889 | 0
LCP_Inputs_ON_Electric_2023_04_03 | 2023 | CH4 Import - NY 2030 | Import | Methane | PJ | Dispatch-Import | EmissionsCost | 0 | [6 empty] | 0.889 | 0
LCP_Inputs_ON_Electric_2023_04_03 | 2023 | CH4 Import - NY 2030 | Import | Methane | PJ | Dispatch-Import | FuelCost | 0 | [6 empty] | 0.889 | 0
LCP_Inputs_ON_Electric_2023_04_03 | 2023 | CH4 Import - NY 2030 | Import | Methane | PJ | Dispatch-Import | VOM | 0 | [6 empty] | 0.889 | 0
LCP_Inputs_ON_Electric_2023_04_03 | 2023 | CH4 Import - NY 2030 | Import | Methane | QC | Dispatch-Import | EmissionsCost | 0 | [6 empty] | 0.889 | 0
LCP_Inputs_ON_Electric_2023_04_03 | 2023 | CH4 Import - NY 2030 | Import | Methane | QC | Dispatch-Import | FuelCost | 0 | [6 empty] | 0.889 | 0
LCP_Inputs_ON_Electric_2023_04_03 | 2023 | CH4 Import - NY 2030 | Import | Methane | QC | Dispatch-Import | VOM | 0 | [6 empty] | 0.889 | 0
LCP_Inputs_ON_Electric_2023_04_03 | 2023 | CH4 Import - NY 2030 | Import | Methane | WC | Dispatch-Import | EmissionsCost | 0 | [6 empty] | 0.889 | 0
LCP_Inputs_ON_Electric_2023_04_03 | 2023 | CH4 Import - NY 2030 | Import | Methane | WC | Dispatch-Import | FuelCost | 0 | [6 empty] | 0.889 | 0
LCP_Inputs_ON_Electric_2023_04_03 | 2023 | CH4 Import - NY 2030 | Import | Methane | WC | Dispatch-Import | VOM | 0 | [6 empty] | 0.889 | 0
LCP_Inputs_ON_Electric_2023_04_03 | 2023 | CH4 Import - NY 2040 | Import | Methane | MI | Dispatch-Import | EmissionsCost | 0 | [6 empty] | 0.889 | 0
LCP_Inputs_ON_Electric_2023_04_03 | 2023 | CH4 Import - NY 2040 | Import | Methane | MI | Dispatch-Import | FuelCost | 0 | [6 empty] | 0.889 | 0
LCP_Inputs_ON_Electric_2023_04_03 | 2023 | CH4 Import - NY 2040 | Import | Methane | MI | Dispatch-Import | VOM | 0 | [6 empty] | 0.889 | 0
LCP_Inputs_ON_Electric_2023_04_03 | 2023 | CH4 Import - NY 2040 | Import | Methane | NY | Dispatch-Import | EmissionsCost | 0 | [6 empty] | 0.889 | 0
LCP_Inputs_ON_Electric_2023_04_03 | 2023 | CH4 Import - NY 2040 | Import | Methane | NY | Dispatch-Import | FuelCost | 0 | [6 empty] | 0.889 | 0
LCP_Inputs_ON_Electric_2023_04_03 | 2023 | CH4 Import - NY 2040 | Import | Methane | NY | Dispatch-Import | VOM | 0 | [6 empty] | 0.889 | 0
LCP_Inputs_ON_Electric_2023_04_03 | 2023 | CH4 Import - NY 2040 | Import | Methane | ON | Dispatch-Import | EmissionsCost | 0 | [6 empty] | 0.889 | 0
LCP_Inputs_ON_Electric_2023_04_03 | 2023 | CH4 Import - NY 2040 | Import | Methane | ON | Dispatch-Import | FuelCost | 0 | [6 empty] | 0.889 | 0
LCP_Inputs_ON_Electric_2023_04_03 | 2023 | CH4 Import - NY 2040 | Import | Methane | ON | Dispatch-Import | VOM | 0 | [6 empty] | 0.889 | 0
LCP_Inputs_ON_Electric_2023_04_03 | 2023 | CH4 Import - NY 2040 | Import | Methane | PJ | Dispatch-Import | EmissionsCost | 0 | [6 empty] | 0.889 | 0
LCP_Inputs_ON_Electric_2023_04_03 | 2023 | CH4 Import - NY 2040 | Import | Methane | PJ | Dispatch-Import | FuelCost | 0 | [6 empty] | 0.889 | 0
LCP_Inputs_ON_Electric_2023_04_03 | 2023 | CH4 Import - NY 2040 | Import | Methane | PJ | Dispatch-Import | VOM | 0 | [6 empty] | 0.889 | 0
LCP_Inputs_ON_Electric_2023_04_03 | 2023 | CH4 Import - NY 2040 | Import | Methane | QC | Dispatch-Import | EmissionsCost | 0 | [6 empty] | 0.889 | 0
LCP_Inputs_ON_Electric_2023_04_03 | 2023 | CH4 Import - NY 2040 | Import | Methane | QC | Dispatch-Import | FuelCost | 0 | [6 empty] | 0.889 | 0
LCP_Inputs_ON_Electric_2023_04_03 | 2023 | CH4 Import - NY 2040 | Import | Methane | QC | Dispatch-Import | VOM | 0 | [6 empty] | 0.889 | 0
LCP_Inputs_ON_Electric_2023_04_03 | 2023 | CH4 Import - NY 2040 | Import | Methane | WC | Dispatch-Import | EmissionsCost | 0 | [6 empty] | 0.889 | 0
LCP_Inputs_ON_Electric_2023_04_03 | 2023 | CH4 Import - NY 2040 | Import | Methane | WC | Dispatch-Import | FuelCost | 0 | [6 empty] | 0.889 | 0
LCP_Inputs_ON_Electric_2023_04_03 | 2023 | CH4 Import - NY 2040 | Import | Methane | WC | Dispatch-Import | VOM | 0 | [6 empty] | 0.889 | 0
LCP_Inputs_ON_Electric_2023_04_03 | 2023 | CH4 Import - NY 2050 | Import | Methane | MI | Dispatch-Import | EmissionsCost | 0 | [6 empty] | 0.889 | 0
LCP_Inputs_ON_Electric_2023_04_03 | 2023 | CH4 Import - NY 2050 | Import | Methane | MI | Dispatch-Import | FuelCost | 0 | [6 empty] | 0.889 | 0
LCP_Inputs_ON_Electric_2023_04_03 | 2023 | CH4 Import - NY 2050 | Import | Methane | MI | Dispatch-Import | VOM | 0 | [6 empty] | 0.889 | 0
LCP_Inputs_ON_Electric_2023_04_03 | 2023 | CH4 Import - NY 2050 | Import | Methane | NY | Dispatch-Import | EmissionsCost | 0 | [6 empty] | 0.889 | 0
LCP_Inputs_ON_Electric_2023_04_03 | 2023 | CH4 Import - NY 2050 | Import | Methane | NY | Dispatch-Import | FuelCost | 0 | [6 empty] | 0.889 | 0
LCP_Inputs_ON_Electric_2023_04_03 | 2023 | CH4 Import - NY 2050 | Import | Methane | NY | Dispatch-Import | VOM | 0 | [6 empty] | 0.889 | 0
LCP_Inputs_ON_Electric_2023_04_03 | 2023 | CH4 Import - NY 2050 | Import | Methane | ON | Dispatch-Import | EmissionsCost | 0 | [6 empty] | 0.889 | 0
LCP_Inputs_ON_Electric_2023_04_03 | 2023 | CH4 Import - NY 2050 | Import | Methane | ON | Dispatch-Import | FuelCost | 0 | [6 empty] | 0.889 | 0
LCP_Inputs_ON_Electric_2023_04_03 | 2023 | CH4 Import - NY 2050 | Import | Methane | ON | Dispatch-Import | VOM | 0 | [6 empty] | 0.889 | 0
LCP_Inputs_ON_Electric_2023_04_03 | 2023 | CH4 Import - NY 2050 | Import | Methane | PJ | Dispatch-Import | EmissionsCost | 0 | [6 empty] | 0.889 | 0
LCP_Inputs_ON_Electric_2023_04_03 | 2023 | CH4 Import - NY 2050 | Import | Methane | PJ | Dispatch-Import | FuelCost | 0 | [6 empty] | 0.889 | 0
LCP_Inputs_ON_Electric_2023_04_03 | 2023 | CH4 Import - NY 2050 | Import | Methane | PJ | Dispatch-Import | VOM | 0 | [6 empty] | 0.889 | 0
LCP_Inputs_ON_Electric_2023_04_03 | 2023 | CH4 Import - NY 2050 | Import | Methane | QC | Dispatch-Import | EmissionsCost | 0 | [6 empty] | 0.889 | 0
LCP_Inputs_ON_Electric_2023_04_03 | 2023 | CH4 Import - NY 2050 | Import | Methane | QC | Dispatch-Import | FuelCost | 0 | [6 empty] | 0.889 | 0
LCP_Inputs_ON_Electric_2023_04_03 | 2023 | CH4 Import - NY 2050 | Import | Methane | QC | Dispatch-Import | VOM | 0 | [6 empty] | 0.889 | 0
LCP_Inputs_ON_Electric_2023_04_03 | 2023 | CH4 Import - NY 2050 | Import | Methane | WC | Dispatch-Import | EmissionsCost | 0 | [6 empty] | 0.889 | 0
LCP_Inputs_ON_Electric_2023_04_03 | 2023 | CH4 Import - NY 2050 | Import | Methane | WC | Dispatch-Import | FuelCost | 0 | [6 empty] | 0.889 | 0
LCP_Inputs_ON_Electric_2023_04_03 | 2023 | CH4 Import - NY 2050 | Import | Methane | WC | Dispatch-Import | VOM | 0 | [6 empty] | 0.889 | 0
LCP_Inputs_ON_Electric_2023_04_03 | 2023 | CH4 Import - WC 2020 | Import | Methane | MI | Dispatch-Import | EmissionsCost | 0 | [6 empty] | 0.889 | 0
LCP_Inputs_ON_Electric_2023_04_03 | 2023 | CH4 Import - WC 2020 | Import | Methane | MI | Dispatch-Import | FuelCost | 0 | [6 empty] | 0.889 | 0
LCP_Inputs_ON_Electric_2023_04_03 | 2023 | CH4 Import - WC 2020 | Import | Methane | MI | Dispatch-Import | VOM | 0 | [6 empty] | 0.889 | 0
LCP_Inputs_ON_Electric_2023_04_03 | 2023 | CH4 Import - WC 2020 | Import | Methane | NY | Dispatch-Import | EmissionsCost | 0 | [6 empty] | 0.889 | 0
LCP_Inputs_ON_Electric_2023_04_03 | 2023 | CH4 Import - WC 2020 | Import | Methane | NY | Dispatch-Import | FuelCost | 0 | [6 empty] | 0.889 | 0
LCP_Inputs_ON_Electric_2023_04_03 | 2023 | CH4 Import - WC 2020 | Import | Methane | NY | Dispatch-Import | VOM | 0 | [6 empty] | 0.889 | 0
LCP_Inputs_ON_Electric_2023_04_03 | 2023 | CH4 Import - WC 2020 | Import | Methane | ON | Dispatch-Import | EmissionsCost | 0 | [6 empty] | 0.889 | 0
LCP_Inputs_ON_Electric_2023_04_03 | 2023 | CH4 Import - WC 2020 | Import | Methane | ON | Dispatch-Import | FuelCost | 0 | [6 empty] | 0.889 | 0
LCP_Inputs_ON_Electric_2023_04_03 | 2023 | CH4 Import - WC 2020 | Import | Methane | ON | Dispatch-Import | VOM | 0 | [6 empty] | 0.889 | 0
LCP_Inputs_ON_Electric_2023_04_03 | 2023 | CH4 Import - WC 2020 | Import | Methane | PJ | Dispatch-Import | EmissionsCost | 0 | [6 empty] | 0.889 | 0
LCP_Inputs_ON_Electric_2023_04_03 | 2023 | CH4 Import - WC 2020 | Import | Methane | PJ | Dispatch-Import | FuelCost | 0 | [6 empty] | 0.889 | 0
LCP_Inputs_ON_Electric_2023_04_03 | 2023 | CH4 Import - WC 2020 | Import | Methane | PJ | Dispatch-Import | VOM | 0 | [6 empty] | 0.889 | 0
LCP_Inputs_ON_Electric_2023_04_03 | 2023 | CH4 Import - WC 2020 | Import | Methane | QC | Dispatch-Import | EmissionsCost | 0 | [6 empty] | 0.889 | 0
LCP_Inputs_ON_Electric_2023_04_03 | 2023 | CH4 Import - WC 2020 | Import | Methane | QC | Dispatch-Import | FuelCost | 0 | [6 empty] | 0.889 | 0
LCP_Inputs_ON_Electric_2023_04_03 | 2023 | CH4 Import - WC 2020 | Import | Methane | QC | Dispatch-Import | VOM | 0 | [6 empty] | 0.889 | 0
LCP_Inputs_ON_Electric_2023_04_03 | 2023 | CH4 Import - WC 2020 | Import | Methane | WC | Dispatch-Import | EmissionsCost | 1306945408.6229 | [6 empty] | 0.889 | 1161869709.2474
LCP_Inputs_ON_Electric_2023_04_03 | 2023 | CH4 Import - WC 2020 | Import | Methane | WC | Dispatch-Import | FuelCost | 1887630761.6486 | [6 empty] | 0.889 | 1678096873.6208
LCP_Inputs_ON_Electric_2023_04_03 | 2023 | CH4 Import - WC 2020 | Import | Methane | WC | Dispatch-Import | VOM | 0 | [6 empty] | 0.889 | 0
LCP_Inputs_ON_Electric_2023_04_03 | 2023 | CH4 Import - WC 2030 | Import | Methane | MI | Dispatch-Import | EmissionsCost | 0 | [6 empty] | 0.889 | 0
LCP_Inputs_ON_Electric_2023_04_03 | 2023 | CH4 Import - WC 2030 | Import | Methane | MI | Dispatch-Import | FuelCost | 0 | [6 empty] | 0.889 | 0
LCP_Inputs_ON_Electric_2023_04_03 | 2023 | CH4 Import - WC 2030 | Import | Methane | MI | Dispatch-Import | VOM | 0 | [6 empty] | 0.889 | 0
LCP_Inputs_ON_Electric_2023_04_03 | 2023 | CH4 Import - WC 2030 | Import | Methane | NY | Dispatch-Import | EmissionsCost | 0 | [6 empty] | 0.889 | 0
LCP_Inputs_ON_Electric_2023_04_03 | 2023 | CH4 Import - WC 2030 | Import | Methane | NY | Dispatch-Import | FuelCost | 0 | [6 empty] | 0.889 | 0
LCP_Inputs_ON_Electric_2023_04_03 | 2023 | CH4 Import - WC 2030 | Import | Methane | NY | Dispatch-Import | VOM | 0 | [6 empty] | 0.889 | 0
LCP_Inputs_ON_Electric_2023_04_03 | 2023 | CH4 Import - WC 2030 | Import | Methane | ON | Dispatch-Import | EmissionsCost | 0 | [6 empty] | 0.889 | 0
LCP_Inputs_ON_Electric_2023_04_03 | 2023 | CH4 Import - WC 2030 | Import | Methane | ON | Dispatch-Import | FuelCost | 0 | [6 empty] | 0.889 | 0
LCP_Inputs_ON_Electric_2023_04_03 | 2023 | CH4 Import - WC 2030 | Import | Methane | ON | Dispatch-Import | VOM | 0 | [6 empty] | 0.889 | 0
LCP_Inputs_ON_Electric_2023_04_03 | 2023 | CH4 Import - WC 2030 | Import | Methane | PJ | Dispatch-Import | EmissionsCost | 0 | [6 empty] | 0.889 | 0
LCP_Inputs_ON_Electric_2023_04_03 | 2023 | CH4 Import - WC 2030 | Import | Methane | PJ | Dispatch-Import | FuelCost | 0 | [6 empty] | 0.889 | 0
LCP_Inputs_ON_Electric_2023_04_03 | 2023 | CH4 Import - WC 2030 | Import | Methane | PJ | Dispatch-Import | VOM | 0 | [6 empty] | 0.889 | 0
LCP_Inputs_ON_Electric_2023_04_03 | 2023 | CH4 Import - WC 2030 | Import | Methane | QC | Dispatch-Import | EmissionsCost | 0 | [6 empty] | 0.889 | 0
LCP_Inputs_ON_Electric_2023_04_03 | 2023 | CH4 Import - WC 2030 | Import | Methane | QC | Dispatch-Import | FuelCost | 0 | [6 empty] | 0.889 | 0
LCP_Inputs_ON_Electric_2023_04_03 | 2023 | CH4 Import - WC 2030 | Import | Methane | QC | Dispatch-Import | VOM | 0 | [6 empty] | 0.889 | 0
LCP_Inputs_ON_Electric_2023_04_03 | 2023 | CH4 Import - WC 2030 | Import | Methane | WC | Dispatch-Import | EmissionsCost | 0 | [6 empty] | 0.889 | 0
LCP_Inputs_ON_Electric_2023_04_03 | 2023 | CH4 Import - WC 2030 | Import | Methane | WC | Dispatch-Import | FuelCost | 0 | [6 empty] | 0.889 | 0
LCP_Inputs_ON_Electric_2023_04_03 | 2023 | CH4 Import - WC 2030 | Import | Methane | WC | Dispatch-Import | VOM | 0 | [6 empty] | 0.889 | 0
LCP_Inputs_ON_Electric_2023_04_03 | 2023 | CH4 Import - WC 2040 | Import | Methane | MI | Dispatch-Import | EmissionsCost | 0 | [6 empty] | 0.889 | 0
LCP_Inputs_ON_Electric_2023_04_03 | 2023 | CH4 Import - WC 2040 | Import | Methane | MI | Dispatch-Import | FuelCost | 0 | [6 empty] | 0.889 | 0
LCP_Inputs_ON_Electric_2023_04_03 | 2023 | CH4 Import - WC 2040 | Import | Methane | MI | Dispatch-Import | VOM | 0 | [6 empty] | 0.889 | 0
LCP_Inputs_ON_Electric_2023_04_03 | 2023 | CH4 Import - WC 2040 | Import | Methane | NY | Dispatch-Import | EmissionsCost | 0 | [6 empty] | 0.889 | 0
LCP_Inputs_ON_Electric_2023_04_03 | 2023 | CH4 Import - WC 2040 | Import | Methane | NY | Dispatch-Import | FuelCost | 0 | [6 empty] | 0.889 | 0
LCP_Inputs_ON_Electric_2023_04_03 | 2023 | CH4 Import - WC 2040 | Import | Methane | NY | Dispatch-Import | VOM | 0 | [6 empty] | 0.889 | 0
LCP_Inputs_ON_Electric_2023_04_03 | 2023 | CH4 Import - WC 2040 | Import | Methane | ON | Dispatch-Import | EmissionsCost | 0 | [6 empty] | 0.889 | 0
LCP_Inputs_ON_Electric_2023_04_03 | 2023 | CH4 Import - WC 2040 | Import | Methane | ON | Dispatch-Import | FuelCost | 0 | [6 empty] | 0.889 | 0
LCP_Inputs_ON_Electric_2023_04_03 | 2023 | CH4 Import - WC 2040 | Import | Methane | ON | Dispatch-Import | VOM | 0 | [6 empty] | 0.889 | 0
LCP_Inputs_ON_Electric_2023_04_03 | 2023 | CH4 Import - WC 2040 | Import | Methane | PJ | Dispatch-Import | EmissionsCost | 0 | [6 empty] | 0.889 | 0
LCP_Inputs_ON_Electric_2023_04_03 | 2023 | CH4 Import - WC 2040 | Import | Methane | PJ | Dispatch-Import | FuelCost | 0 | [6 empty] | 0.889 | 0
LCP_Inputs_ON_Electric_2023_04_03 | 2023 | CH4 Import - WC 2040 | Import | Methane | PJ | Dispatch-Import | VOM | 0 | [6 empty] | 0.889 | 0
LCP_Inputs_ON_Electric_2023_04_03 | 2023 | CH4 Import - WC 2040 | Import | Methane | QC | Dispatch-Import | EmissionsCost | 0 | [6 empty] | 0.889 | 0
LCP_Inputs_ON_Electric_2023_04_03 | 2023 | CH4 Import - WC 2040 | Import | Methane | QC | Dispatch-Import | FuelCost | 0 | [6 empty] | 0.889 | 0
LCP_Inputs_ON_Electric_2023_04_03 | 2023 | CH4 Import - WC 2040 | Import | Methane | QC | Dispatch-Import | VOM | 0 | [6 empty] | 0.889 | 0
LCP_Inputs_ON_Electric_2023_04_03 | 2023 | CH4 Import - WC 2040 | Import | Methane | WC | Dispatch-Import | EmissionsCost | 0 | [6 empty] | 0.889 | 0
LCP_Inputs_ON_Electric_2023_04_03 | 2023 | CH4 Import - WC 2040 | Import | Methane | WC | Dispatch-Import | FuelCost | 0 | [6 empty] | 0.889 | 0
LCP_Inputs_ON_Electric_2023_04_03 | 2023 | CH4 Import - WC 2040 | Import | Methane | WC | Dispatch-Import | VOM | 0 | [6 empty] | 0.889 | 0
LCP_Inputs_ON_Electric_2023_04_03 | 2023 | CH4 Import - WC 2050 | Import | Methane | MI | Dispatch-Import | EmissionsCost | 0 | [6 empty] | 0.889 | 0
LCP_Inputs_ON_Electric_2023_04_03 | 2023 | CH4 Import - WC 2050 | Import | Methane | MI | Dispatch-Import | FuelCost | 0 | [6 empty] | 0.889 | 0
LCP_Inputs_ON_Electric_2023_04_03 | 2023 | CH4 Import - WC 2050 | Import | Methane | MI | Dispatch-Import | VOM | 0 | [6 empty] | 0.889 | 0
LCP_Inputs_ON_Electric_2023_04_03 | 2023 | CH4 Import - WC 2050 | Import | Methane | NY | Dispatch-Import | EmissionsCost | 0 | [6 empty] | 0.889 | 0
LCP_Inputs_ON_Electric_2023_04_03 | 2023 | CH4 Import - WC 2050 | Import | Methane | NY | Dispatch-Import | FuelCost | 0 | [6 empty] | 0.889 | 0
LCP_Inputs_ON_Electric_2023_04_03 | 2023 | CH4 Import - WC 2050 | Import | Methane | NY | Dispatch-Import | VOM | 0 | [6 empty] | 0.889 | 0
LCP_Inputs_ON_Electric_2023_04_03 | 2023 | CH4 Import - WC 2050 | Import | Methane | ON | Dispatch-Import | EmissionsCost | 0 | [6 empty] | 0.889 | 0
LCP_Inputs_ON_Electric_2023_04_03 | 2023 | CH4 Import - WC 2050 | Import | Methane | ON | Dispatch-Import | FuelCost | 0 | [6 empty] | 0.889 | 0
LCP_Inputs_ON_Electric_2023_04_03 | 2023 | CH4 Import - WC 2050 | Import | Methane | ON | Dispatch-Import | VOM | 0 | [6 empty] | 0.889 | 0
LCP_Inputs_ON_Electric_2023_04_03 | 2023 | CH4 Import - WC 2050 | Import | Methane | PJ | Dispatch-Import | EmissionsCost | 0 | [6 empty] | 0.889 | 0
LCP_Inputs_ON_Electric_2023_04_03 | 2023 | CH4 Import - WC 2050 | Import | Methane | PJ | Dispatch-Import | FuelCost | 0 | [6 empty] | 0.889 | 0
LCP_Inputs_ON_Electric_2023_04_03 | 2023 | CH4 Import - WC 2050 | Import | Methane | PJ | Dispatch-Import | VOM | 0 | [6 empty] | 0.889 | 0
LCP_Inputs_ON_Electric_2023_04_03 | 2023 | CH4 Import - WC 2050 | Import | Methane | QC | Dispatch-Import | EmissionsCost | 0 | [6 empty] | 0.889 | 0
LCP_Inputs_ON_Electric_2023_04_03 | 2023 | CH4 Import - WC 2050 | Import | Methane | QC | Dispatch-Import | FuelCost | 0 | [6 empty] | 0.889 | 0
LCP_Inputs_ON_Electric_2023_04_03 | 2023 | CH4 Import - WC 2050 | Import | Methane | QC | Dispatch-Import | VOM | 0 | [6 empty] | 0.889 | 0
LCP_Inputs_ON_Electric_2023_04_03 | 2023 | CH4 Import - WC 2050 | Import | Methane | WC | Dispatch-Import | EmissionsCost | 0 | [6 empty] | 0.889 | 0
LCP_Inputs_ON_Electric_2023_04_03 | 2023 | CH4 Import - WC 2050 | Import | Methane | WC | Dispatch-Import | FuelCost | 0 | [6 empty] | 0.889 | 0
LCP_Inputs_ON_Electric_2023_04_03 | 2023 | CH4 Import - WC 2050 | Import | Methane | WC | Dispatch-Import | VOM | 0 | [6 empty] | 0.889 | 0
LCP_Inputs_ON_Electric_2023_04_03 | 2023 | CH4 Salt Cavern Storage - ON | Storage | Methane | MI | Dispatch-Storage | EmissionsCost | 0 | [6 empty] | 0.889 | 0
LCP_Inputs_ON_Electric_2023_04_03 | 2023 | CH4 Salt Cavern Storage - ON | Storage | Methane | MI | Dispatch-Storage | FuelCost | 0 | [6 empty] | 0.889 | 0
LCP_Inputs_ON_Electric_2023_04_03 | 2023 | CH4 Salt Cavern Storage - ON | Storage | Methane | MI | Dispatch-Storage | VOM | 0 | [6 empty] | 0.889 | 0
LCP_Inputs_ON_Electric_2023_04_03 | 2023 | CH4 Salt Cavern Storage - ON | Storage | Methane | NY | Dispatch-Storage | EmissionsCost | 0 | [6 empty] | 0.889 | 0
LCP_Inputs_ON_Electric_2023_04_03 | 2023 | CH4 Salt Cavern Storage - ON | Storage | Methane | NY | Dispatch-Storage | FuelCost | 0 | [6 empty] | 0.889 | 0
LCP_Inputs_ON_Electric_2023_04_03 | 2023 | CH4 Salt Cavern Storage - ON | Storage | Methane | NY | Dispatch-Storage | VOM | 0 | [6 empty] | 0.889 | 0
LCP_Inputs_ON_Electric_2023_04_03 | 2023 | CH4 Salt Cavern Storage - ON | Storage | Methane | ON | Dispatch-Storage | EmissionsCost | 0 | [6 empty] | 0.889 | 0
LCP_Inputs_ON_Electric_2023_04_03 | 2023 | CH4 Salt Cavern Storage - ON | Storage | Methane | ON | Dispatch-Storage | FuelCost | 0 | [6 empty] | 0.889 | 0
LCP_Inputs_ON_Electric_2023_04_03 | 2023 | CH4 Salt Cavern Storage - ON | Storage | Methane | ON | Dispatch-Storage | VOM | 691417.653 | [6 empty] | 0.889 | 614667.7759
LCP_Inputs_ON_Electric_2023_04_03 | 2023 | CH4 Salt Cavern Storage - ON | Storage | Methane | PJ | Dispatch-Storage | EmissionsCost | 0 | [6 empty] | 0.889 | 0
LCP_Inputs_ON_Electric_2023_04_03 | 2023 | CH4 Salt Cavern Storage - ON | Storage | Methane | PJ | Dispatch-Storage | FuelCost | 0 | [6 empty] | 0.889 | 0
LCP_Inputs_ON_Electric_2023_04_03 | 2023 | CH4 Salt Cavern Storage - ON | Storage | Methane | PJ | Dispatch-Storage | VOM | 0 | [6 empty] | 0.889 | 0
LCP_Inputs_ON_Electric_2023_04_03 | 2023 | CH4 Salt Cavern Storage - ON | Storage | Methane | QC | Dispatch-Storage | EmissionsCost | 0 | [6 empty] | 0.889 | 0
LCP_Inputs_ON_Electric_2023_04_03 | 2023 | CH4 Salt Cavern Storage - ON | Storage | Methane | QC | Dispatch-Storage | FuelCost | 0 | [6 empty] | 0.889 | 0
LCP_Inputs_ON_Electric_2023_04_03 | 2023 | CH4 Salt Cavern Storage - ON | Storage | Methane | QC | Dispatch-Storage | VOM | 0 | [6 empty] | 0.889 | 0
LCP_Inputs_ON_Electric_2023_04_03 | 2023 | CH4 Salt Cavern Storage - ON | Storage | Methane | WC | Dispatch-Storage | EmissionsCost | 0 | [6 empty] | 0.889 | 0
LCP_Inputs_ON_Electric_2023_04_03 | 2023 | CH4 Salt Cavern Storage - ON | Storage | Methane | WC | Dispatch-Storage | FuelCost | 0 | [6 empty] | 0.889 | 0
LCP_Inputs_ON_Electric_2023_04_03 | 2023 | CH4 Salt Cavern Storage - ON | Storage | Methane | WC | Dispatch-Storage | VOM | 0 | [6 empty] | 0.889 | 0
LCP_Inputs_ON_Electric_2023_04_03 | 2023 | Electrolyser 2020/2030 | Crossload | Hydrogen | MI | Dispatch-Crossload | EmissionsCost | 0 | [6 empty] | 0.889 | 0
LCP_Inputs_ON_Electric_2023_04_03 | 2023 | Electrolyser 2020/2030 | Crossload | Hydrogen | MI | Dispatch-Crossload | FuelCost | 0 | [6 empty] | 0.889 | 0
LCP_Inputs_ON_Electric_2023_04_03 | 2023 | Electrolyser 2020/2030 | Crossload | Hydrogen | MI | Dispatch-Crossload | VOM | 0 | [6 empty] | 0.889 | 0
LCP_Inputs_ON_Electric_2023_04_03 | 2023 | Electrolyser 2020/2030 | Crossload | Hydrogen | NY | Dispatch-Crossload | EmissionsCost | 0 | [6 empty] | 0.889 | 0
LCP_Inputs_ON_Electric_2023_04_03 | 2023 | Electrolyser 2020/2030 | Crossload | Hydrogen | NY | Dispatch-Crossload | FuelCost | 0 | [6 empty] | 0.889 | 0
LCP_Inputs_ON_Electric_2023_04_03 | 2023 | Electrolyser 2020/2030 | Crossload | Hydrogen | NY | Dispatch-Crossload | VOM | 0 | [6 empty] | 0.889 | 0
LCP_Inputs_ON_Electric_2023_04_03 | 2023 | Electrolyser 2020/2030 | Crossload | Hydrogen | ON | Dispatch-Crossload | EmissionsCost | 0 | [6 empty] | 0.889 | 0
LCP_Inputs_ON_Electric_2023_04_03 | 2023 | Electrolyser 2020/2030 | Crossload | Hydrogen | ON | Dispatch-Crossload | FuelCost | 0 | [6 empty] | 0.889 | 0
LCP_Inputs_ON_Electric_2023_04_03 | 2023 | Electrolyser 2020/2030 | Crossload | Hydrogen | ON | Dispatch-Crossload | VOM | 0 | [6 empty] | 0.889 | 0
LCP_Inputs_ON_Electric_2023_04_03 | 2023 | Electrolyser 2020/2030 | Crossload | Hydrogen | PJ | Dispatch-Crossload | EmissionsCost | 0 | [6 empty] | 0.889 | 0
LCP_Inputs_ON_Electric_2023_04_03 | 2023 | Electrolyser 2020/2030 | Crossload | Hydrogen | PJ | Dispatch-Crossload | FuelCost | 0 | [6 empty] | 0.889 | 0
LCP_Inputs_ON_Electric_2023_04_03 | 2023 | Electrolyser 2020/2030 | Crossload | Hydrogen | PJ | Dispatch-Crossload | VOM | 0 | [6 empty] | 0.889 | 0
LCP_Inputs_ON_Electric_2023_04_03 | 2023 | Electrolyser 2020/2030 | Crossload | Hydrogen | QC | Dispatch-Crossload | EmissionsCost | 0 | [6 empty] | 0.889 | 0
LCP_Inputs_ON_Electric_2023_04_03 | 2023 | Electrolyser 2020/2030 | Crossload | Hydrogen | QC | Dispatch-Crossload | FuelCost | 0 | [6 empty] | 0.889 | 0
LCP_Inputs_ON_Electric_2023_04_03 | 2023 | Electrolyser 2020/2030 | Crossload | Hydrogen | QC | Dispatch-Crossload | VOM | 0 | [6 empty] | 0.889 | 0
LCP_Inputs_ON_Electric_2023_04_03 | 2023 | Electrolyser 2020/2030 | Crossload | Hydrogen | WC | Dispatch-Crossload | EmissionsCost | 0 | [6 empty] | 0.889 | 0
LCP_Inputs_ON_Electric_2023_04_03 | 2023 | Electrolyser 2020/2030 | Crossload | Hydrogen | WC | Dispatch-Crossload | FuelCost | 0 | [6 empty] | 0.889 | 0
LCP_Inputs_ON_Electric_2023_04_03 | 2023 | Electrolyser 2020/2030 | Crossload | Hydrogen | WC | Dispatch-Crossload | VOM | 0 | [6 empty] | 0.889 | 0
LCP_Inputs_ON_Electric_2023_04_03 | 2023 | Electrolyser 2040 | Crossload | Hydrogen | MI | Dispatch-Crossload | EmissionsCost | 0 | [6 empty] | 0.889 | 0
LCP_Inputs_ON_Electric_2023_04_03 | 2023 | Electrolyser 2040 | Crossload | Hydrogen | MI | Dispatch-Crossload | FuelCost | 0 | [6 empty] | 0.889 | 0
LCP_Inputs_ON_Electric_2023_04_03 | 2023 | Electrolyser 2040 | Crossload | Hydrogen | MI | Dispatch-Crossload | VOM | 0 | [6 empty] | 0.889 | 0
LCP_Inputs_ON_Electric_2023_04_03 | 2023 | Electrolyser 2040 | Crossload | Hydrogen | NY | Dispatch-Crossload | EmissionsCost | 0 | [6 empty] | 0.889 | 0
LCP_Inputs_ON_Electric_2023_04_03 | 2023 | Electrolyser 2040 | Crossload | Hydrogen | NY | Dispatch-Crossload | FuelCost | 0 | [6 empty] | 0.889 | 0
LCP_Inputs_ON_Electric_2023_04_03 | 2023 | Electrolyser 2040 | Crossload | Hydrogen | NY | Dispatch-Crossload | VOM | 0 | [6 empty] | 0.889 | 0
LCP_Inputs_ON_Electric_2023_04_03 | 2023 | Electrolyser 2040 | Crossload | Hydrogen | ON | Dispatch-Crossload | EmissionsCost | 0 | [6 empty] | 0.889 | 0
LCP_Inputs_ON_Electric_2023_04_03 | 2023 | Electrolyser 2040 | Crossload | Hydrogen | ON | Dispatch-Crossload | FuelCost | 0 | [6 empty] | 0.889 | 0
LCP_Inputs_ON_Electric_2023_04_03 | 2023 | Electrolyser 2040 | Crossload | Hydrogen | ON | Dispatch-Crossload | VOM | 0 | [6 empty] | 0.889 | 0
LCP_Inputs_ON_Electric_2023_04_03 | 2023 | Electrolyser 2040 | Crossload | Hydrogen | PJ | Dispatch-Crossload | EmissionsCost | 0 | [6 empty] | 0.889 | 0
LCP_Inputs_ON_Electric_2023_04_03 | 2023 | Electrolyser 2040 | Crossload | Hydrogen | PJ | Dispatch-Crossload | FuelCost | 0 | [6 empty] | 0.889 | 0
LCP_Inputs_ON_Electric_2023_04_03 | 2023 | Electrolyser 2040 | Crossload | Hydrogen | PJ | Dispatch-Crossload | VOM | 0 | [6 empty] | 0.889 | 0
LCP_Inputs_ON_Electric_2023_04_03 | 2023 | Electrolyser 2040 | Crossload | Hydrogen | QC | Dispatch-Crossload | EmissionsCost | 0 | [6 empty] | 0.889 | 0
LCP_Inputs_ON_Electric_2023_04_03 | 2023 | Electrolyser 2040 | Crossload | Hydrogen | QC | Dispatch-Crossload | FuelCost | 0 | [6 empty] | 0.889 | 0
LCP_Inputs_ON_Electric_2023_04_03 | 2023 | Electrolyser 2040 | Crossload | Hydrogen | QC | Dispatch-Crossload | VOM | 0 | [6 empty] | 0.889 | 0
LCP_Inputs_ON_Electric_2023_04_03 | 2023 | Electrolyser 2040 | Crossload | Hydrogen | WC | Dispatch-Crossload | EmissionsCost | 0 | [6 empty] | 0.889 | 0
LCP_Inputs_ON_Electric_2023_04_03 | 2023 | Electrolyser 2040 | Crossload | Hydrogen | WC | Dispatch-Crossload | FuelCost | 0 | [6 empty] | 0.889 | 0
LCP_Inputs_ON_Electric_2023_04_03 | 2023 | Electrolyser 2040 | Crossload | Hydrogen | WC | Dispatch-Crossload | VOM | 0 | [6 empty] | 0.889 | 0
LCP_Inputs_ON_Electric_2023_04_03 | 2023 | Electrolyser 2050 | Crossload | Hydrogen | MI | Dispatch-Crossload | EmissionsCost | 0 | [6 empty] | 0.889 | 0
LCP_Inputs_ON_Electric_2023_04_03 | 2023 | Electrolyser 2050 | Crossload | Hydrogen | MI | Dispatch-Crossload | FuelCost | 0 | [6 empty] | 0.889 | 0
LCP_Inputs_ON_Electric_2023_04_03 | 2023 | Electrolyser 2050 | Crossload | Hydrogen | MI | Dispatch-Crossload | VOM | 0 | [6 empty] | 0.889 | 0
LCP_Inputs_ON_Electric_2023_04_03 | 2023 | Electrolyser 2050 | Crossload | Hydrogen | NY | Dispatch-Crossload | EmissionsCost | 0 | [6 empty] | 0.889 | 0
LCP_Inputs_ON_Electric_2023_04_03 | 2023 | Electrolyser 2050 | Crossload | Hydrogen | NY | Dispatch-Crossload | FuelCost | 0 | [6 empty] | 0.889 | 0
LCP_Inputs_ON_Electric_2023_04_03 | 2023 | Electrolyser 2050 | Crossload | Hydrogen | NY | Dispatch-Crossload | VOM | 0 | [6 empty] | 0.889 | 0
LCP_Inputs_ON_Electric_2023_04_03 | 2023 | Electrolyser 2050 | Crossload | Hydrogen | ON | Dispatch-Crossload | EmissionsCost | 0 | [6 empty] | 0.889 | 0
LCP_Inputs_ON_Electric_2023_04_03 | 2023 | Electrolyser 2050 | Crossload | Hydrogen | ON | Dispatch-Crossload | FuelCost | 0 | [6 empty] | 0.889 | 0
LCP_Inputs_ON_Electric_2023_04_03 | 2023 | Electrolyser 2050 | Crossload | Hydrogen | ON | Dispatch-Crossload | VOM | 0 | [6 empty] | 0.889 | 0
LCP_Inputs_ON_Electric_2023_04_03 | 2023 | Electrolyser 2050 | Crossload | Hydrogen | PJ | Dispatch-Crossload | EmissionsCost | 0 | [6 empty] | 0.889 | 0
LCP_Inputs_ON_Electric_2023_04_03 | 2023 | Electrolyser 2050 | Crossload | Hydrogen | PJ | Dispatch-Crossload | FuelCost | 0 | [6 empty] | 0.889 | 0
LCP_Inputs_ON_Electric_2023_04_03 | 2023 | Electrolyser 2050 | Crossload | Hydrogen | PJ | Dispatch-Crossload | VOM | 0 | [6 empty] | 0.889 | 0
LCP_Inputs_ON_Electric_2023_04_03 | 2023 | Electrolyser 2050 | Crossload | Hydrogen | QC | Dispatch-Crossload | EmissionsCost | 0 | [6 empty] | 0.889 | 0
LCP_Inputs_ON_Electric_2023_04_03 | 2023 | Electrolyser 2050 | Crossload | Hydrogen | QC | Dispatch-Crossload | FuelCost | 0 | [6 empty] | 0.889 | 0
LCP_Inputs_ON_Electric_2023_04_03 | 2023 | Electrolyser 2050 | Crossload | Hydrogen | QC | Dispatch-Crossload | VOM | 0 | [6 empty] | 0.889 | 0
LCP_Inputs_ON_Electric_2023_04_03 | 2023 | Electrolyser 2050 | Crossload | Hydrogen | WC | Dispatch-Crossload | EmissionsCost | 0 | [6 empty] | 0.889 | 0
LCP_Inputs_ON_Electric_2023_04_03 | 2023 | Electrolyser 2050 | Crossload | Hydrogen | WC | Dispatch-Crossload | FuelCost | 0 | [6 empty] | 0.889 | 0
LCP_Inputs_ON_Electric_2023_04_03 | 2023 | Electrolyser 2050 | Crossload | Hydrogen | WC | Dispatch-Crossload | VOM | 0 | [6 empty] | 0.889 | 0
LCP_Inputs_ON_Electric_2023_04_03 | 2023 | Fossil Fuel Thermal (Coal, Peat, Oil) | Generation | Electricity | MI | Dispatch-Generation | EmissionsCost | 0 | [6 empty] | 0.889 | 0
LCP_Inputs_ON_Electric_2023_04_03 | 2023 | Fossil Fuel Thermal (Coal, Peat, Oil) | Generation | Electricity | MI | Dispatch-Generation | FuelCost | 0 | [6 empty] | 0.889 | 0
LCP_Inputs_ON_Electric_2023_04_03 | 2023 | Fossil Fuel Thermal (Coal, Peat, Oil) | Generation | Electricity | MI | Dispatch-Generation | VOM | 0 | [6 empty] | 0.889 | 0
LCP_Inputs_ON_Electric_2023_04_03 | 2023 | Fossil Fuel Thermal (Coal, Peat, Oil) | Generation | Electricity | NY | Dispatch-Generation | EmissionsCost | 0 | [6 empty] | 0.889 | 0
LCP_Inputs_ON_Electric_2023_04_03 | 2023 | Fossil Fuel Thermal (Coal, Peat, Oil) | Generation | Electricity | NY | Dispatch-Generation | FuelCost | 0 | [6 empty] | 0.889 | 0
LCP_Inputs_ON_Electric_2023_04_03 | 2023 | Fossil Fuel Thermal (Coal, Peat, Oil) | Generation | Electricity | NY | Dispatch-Generation | VOM | 0 | [6 empty] | 0.889 | 0
LCP_Inputs_ON_Electric_2023_04_03 | 2023 | Fossil Fuel Thermal (Coal, Peat, Oil) | Generation | Electricity | ON | Dispatch-Generation | EmissionsCost | 0 | [6 empty] | 0.889 | 0
LCP_Inputs_ON_Electric_2023_04_03 | 2023 | Fossil Fuel Thermal (Coal, Peat, Oil) | Generation | Electricity | ON | Dispatch-Generation | FuelCost | 0 | [6 empty] | 0.889 | 0
LCP_Inputs_ON_Electric_2023_04_03 | 2023 | Fossil Fuel Thermal (Coal, Peat, Oil) | Generation | Electricity | ON | Dispatch-Generation | VOM | 0 | [6 empty] | 0.889 | 0
LCP_Inputs_ON_Electric_2023_04_03 | 2023 | Fossil Fuel Thermal (Coal, Peat, Oil) | Generation | Electricity | PJ | Dispatch-Generation | EmissionsCost | 0 | [6 empty] | 0.889 | 0
LCP_Inputs_ON_Electric_2023_04_03 | 2023 | Fossil Fuel Thermal (Coal, Peat, Oil) | Generation | Electricity | PJ | Dispatch-Generation | FuelCost | 0 | [6 empty] | 0.889 | 0
LCP_Inputs_ON_Electric_2023_04_03 | 2023 | Fossil Fuel Thermal (Coal, Peat, Oil) | Generation | Electricity | PJ | Dispatch-Generation | VOM | 0 | [6 empty] | 0.889 | 0
LCP_Inputs_ON_Electric_2023_04_03 | 2023 | Fossil Fuel Thermal (Coal, Peat, Oil) | Generation | Electricity | QC | Dispatch-Generation | EmissionsCost | 0 | [6 empty] | 0.889 | 0
LCP_Inputs_ON_Electric_2023_04_03 | 2023 | Fossil Fuel Thermal (Coal, Peat, Oil) | Generation | Electricity | QC | Dispatch-Generation | FuelCost | 0 | [6 empty] | 0.889 | 0
LCP_Inputs_ON_Electric_2023_04_03 | 2023 | Fossil Fuel Thermal (Coal, Peat, Oil) | Generation | Electricity | QC | Dispatch-Generation | VOM | 0 | [6 empty] | 0.889 | 0
LCP_Inputs_ON_Electric_2023_04_03 | 2023 | Fossil Fuel Thermal (Coal, Peat, Oil) | Generation | Electricity | WC | Dispatch-Generation | EmissionsCost | 0 | [6 empty] | 0.889 | 0
LCP_Inputs_ON_Electric_2023_04_03 | 2023 | Fossil Fuel Thermal (Coal, Peat, Oil) | Generation | Electricity | WC | Dispatch-Generation | FuelCost | 0 | [6 empty] | 0.889 | 0
LCP_Inputs_ON_Electric_2023_04_03 | 2023 | Fossil Fuel Thermal (Coal, Peat, Oil) | Generation | Electricity | WC | Dispatch-Generation | VOM | 0 | [6 empty] | 0.889 | 0
LCP_Inputs_ON_Electric_2023_04_03 | 2023 | Generic - Generator | Generation | Electricity | MI | Dispatch-Generation | EmissionsCost | 0 | [6 empty] | 0.889 | 0
LCP_Inputs_ON_Electric_2023_04_03 | 2023 | Generic - Generator | Generation | Electricity | MI | Dispatch-Generation | FuelCost | 3913159882.2025 | [6 empty] | 0.889 | 3478784886.1751
LCP_Inputs_ON_Electric_2023_04_03 | 2023 | Generic - Generator | Generation | Electricity | MI | Dispatch-Generation | VOM | 404848820.8371 | [6 empty] | 0.889 | 359909127.5364
LCP_Inputs_ON_Electric_2023_04_03 | 2023 | Generic - Generator | Generation | Electricity | NY | Dispatch-Generation | EmissionsCost | 0 | [6 empty] | 0.889 | 0
LCP_Inputs_ON_Electric_2023_04_03 | 2023 | Generic - Generator | Generation | Electricity | NY | Dispatch-Generation | FuelCost | 1634016854.2376 | [6 empty] | 0.889 | 1452635033.4241
LCP_Inputs_ON_Electric_2023_04_03 | 2023 | Generic - Generator | Generation | Electricity | NY | Dispatch-Generation | VOM | 169052585.7823 | [6 empty] | 0.889 | 150287133.1844
LCP_Inputs_ON_Electric_2023_04_03 | 2023 | Generic - Generator | Generation | Electricity | ON | Dispatch-Generation | EmissionsCost | 0 | [6 empty] | 0.889 | 0
LCP_Inputs_ON_Electric_2023_04_03 | 2023 | Generic - Generator | Generation | Electricity | ON | Dispatch-Generation | FuelCost | 0 | [6 empty] | 0.889 | 0
LCP_Inputs_ON_Electric_2023_04_03 | 2023 | Generic - Generator | Generation | Electricity | ON | Dispatch-Generation | VOM | 0 | [6 empty] | 0.889 | 0
LCP_Inputs_ON_Electric_2023_04_03 | 2023 | Generic - Generator | Generation | Electricity | PJ | Dispatch-Generation | EmissionsCost | 0 | [6 empty] | 0.889 | 0
LCP_Inputs_ON_Electric_2023_04_03 | 2023 | Generic - Generator | Generation | Electricity | PJ | Dispatch-Generation | FuelCost | 14422259590.9655 | [6 empty] | 0.889 | 12821336260.175
LCP_Inputs_ON_Electric_2023_04_03 | 2023 | Generic - Generator | Generation | Electricity | PJ | Dispatch-Generation | VOM | 1492102281.7812 | [6 empty] | 0.889 | 1326473495.2681
LCP_Inputs_ON_Electric_2023_04_03 | 2023 | Generic - Generator | Generation | Electricity | QC | Dispatch-Generation | EmissionsCost | 0 | [6 empty] | 0.889 | 0
LCP_Inputs_ON_Electric_2023_04_03 | 2023 | Generic - Generator | Generation | Electricity | QC | Dispatch-Generation | FuelCost | 0 | [6 empty] | 0.889 | 0
LCP_Inputs_ON_Electric_2023_04_03 | 2023 | Generic - Generator | Generation | Electricity | QC | Dispatch-Generation | VOM | 0 | [6 empty] | 0.889 | 0
LCP_Inputs_ON_Electric_2023_04_03 | 2023 | Generic - Generator | Generation | Electricity | WC | Dispatch-Generation | EmissionsCost | 0 | [6 empty] | 0.889 | 0
LCP_Inputs_ON_Electric_2023_04_03 | 2023 | Generic - Generator | Generation | Electricity | WC | Dispatch-Generation | FuelCost | 1069473.0011 | [6 empty] | 0.889 | 950757.6037
LCP_Inputs_ON_Electric_2023_04_03 | 2023 | Generic - Generator | Generation | Electricity | WC | Dispatch-Generation | VOM | 110645.8454 | [6 empty] | 0.889 | 98363.7537
LCP_Inputs_ON_Electric_2023_04_03 | 2023 | H2 Import - QC | Import | Hydrogen | MI | Dispatch-Import | EmissionsCost | 0 | [6 empty] | 0.889 | 0
LCP_Inputs_ON_Electric_2023_04_03 | 2023 | H2 Import - QC | Import | Hydrogen | MI | Dispatch-Import | FuelCost | 0 | [6 empty] | 0.889 | 0
LCP_Inputs_ON_Electric_2023_04_03 | 2023 | H2 Import - QC | Import | Hydrogen | MI | Dispatch-Import | VOM | 0 | [6 empty] | 0.889 | 0
LCP_Inputs_ON_Electric_2023_04_03 | 2023 | H2 Import - QC | Import | Hydrogen | NY | Dispatch-Import | EmissionsCost | 0 | [6 empty] | 0.889 | 0
LCP_Inputs_ON_Electric_2023_04_03 | 2023 | H2 Import - QC | Import | Hydrogen | NY | Dispatch-Import | FuelCost | 0 | [6 empty] | 0.889 | 0
LCP_Inputs_ON_Electric_2023_04_03 | 2023 | H2 Import - QC | Import | Hydrogen | NY | Dispatch-Import | VOM | 0 | [6 empty] | 0.889 | 0
LCP_Inputs_ON_Electric_2023_04_03 | 2023 | H2 Import - QC | Import | Hydrogen | ON | Dispatch-Import | EmissionsCost | 0 | [6 empty] | 0.889 | 0
LCP_Inputs_ON_Electric_2023_04_03 | 2023 | H2 Import - QC | Import | Hydrogen | ON | Dispatch-Import | FuelCost | 0 | [6 empty] | 0.889 | 0
LCP_Inputs_ON_Electric_2023_04_03 | 2023 | H2 Import - QC | Import | Hydrogen | ON | Dispatch-Import | VOM | 0 | [6 empty] | 0.889 | 0
LCP_Inputs_ON_Electric_2023_04_03 | 2023 | H2 Import - QC | Import | Hydrogen | PJ | Dispatch-Import | EmissionsCost | 0 | [6 empty] | 0.889 | 0
LCP_Inputs_ON_Electric_2023_04_03 | 2023 | H2 Import - QC | Import | Hydrogen | PJ | Dispatch-Import | FuelCost | 0 | [6 empty] | 0.889 | 0
LCP_Inputs_ON_Electric_2023_04_03 | 2023 | H2 Import - QC | Import | Hydrogen | PJ | Dispatch-Import | VOM | 0 | [6 empty] | 0.889 | 0
LCP_Inputs_ON_Electric_2023_04_03 | 2023 | H2 Import - QC | Import | Hydrogen | QC | Dispatch-Import | EmissionsCost | 0 | [6 empty] | 0.889 | 0
LCP_Inputs_ON_Electric_2023_04_03 | 2023 | H2 Import - QC | Import | Hydrogen | QC | Dispatch-Import | FuelCost | 0 | [6 empty] | 0.889 | 0
LCP_Inputs_ON_Electric_2023_04_03 | 2023 | H2 Import - QC | Import | Hydrogen | QC | Dispatch-Import | VOM | 0 | [6 empty] | 0.889 | 0
LCP_Inputs_ON_Electric_2023_04_03 | 2023 | H2 Import - QC | Import | Hydrogen | WC | Dispatch-Import | EmissionsCost | 0 | [6 empty] | 0.889 | 0
LCP_Inputs_ON_Electric_2023_04_03 | 2023 | H2 Import - QC | Import | Hydrogen | WC | Dispatch-Import | FuelCost | 0 | [6 empty] | 0.889 | 0
LCP_Inputs_ON_Electric_2023_04_03 | 2023 | H2 Import - QC | Import | Hydrogen | WC | Dispatch-Import | VOM | 0 | [6 empty] | 0.889 | 0
LCP_Inputs_ON_Electric_2023_04_03 | 2023 | H2 Import - WC | Import | Hydrogen | MI | Dispatch-Import | EmissionsCost | 0 | [6 empty] | 0.889 | 0
LCP_Inputs_ON_Electric_2023_04_03 | 2023 | H2 Import - WC | Import | Hydrogen | MI | Dispatch-Import | FuelCost | 0 | [6 empty] | 0.889 | 0
LCP_Inputs_ON_Electric_2023_04_03 | 2023 | H2 Import - WC | Import | Hydrogen | MI | Dispatch-Import | VOM | 0 | [6 empty] | 0.889 | 0
LCP_Inputs_ON_Electric_2023_04_03 | 2023 | H2 Import - WC | Import | Hydrogen | NY | Dispatch-Import | EmissionsCost | 0 | [6 empty] | 0.889 | 0
LCP_Inputs_ON_Electric_2023_04_03 | 2023 | H2 Import - WC | Import | Hydrogen | NY | Dispatch-Import | FuelCost | 0 | [6 empty] | 0.889 | 0
LCP_Inputs_ON_Electric_2023_04_03 | 2023 | H2 Import - WC | Import | Hydrogen | NY | Dispatch-Import | VOM | 0 | [6 empty] | 0.889 | 0
LCP_Inputs_ON_Electric_2023_04_03 | 2023 | H2 Import - WC | Import | Hydrogen | ON | Dispatch-Import | EmissionsCost | 0 | [6 empty] | 0.889 | 0
LCP_Inputs_ON_Electric_2023_04_03 | 2023 | H2 Import - WC | Import | Hydrogen | ON | Dispatch-Import | FuelCost | 0 | [6 empty] | 0.889 | 0
LCP_Inputs_ON_Electric_2023_04_03 | 2023 | H2 Import - WC | Import | Hydrogen | ON | Dispatch-Import | VOM | 0 | [6 empty] | 0.889 | 0
LCP_Inputs_ON_Electric_2023_04_03 | 2023 | H2 Import - WC | Import | Hydrogen | PJ | Dispatch-Import | EmissionsCost | 0 | [6 empty] | 0.889 | 0
LCP_Inputs_ON_Electric_2023_04_03 | 2023 | H2 Import - WC | Import | Hydrogen | PJ | Dispatch-Import | FuelCost | 0 | [6 empty] | 0.889 | 0
LCP_Inputs_ON_Electric_2023_04_03 | 2023 | H2 Import - WC | Import | Hydrogen | PJ | Dispatch-Import | VOM | 0 | [6 empty] | 0.889 | 0
LCP_Inputs_ON_Electric_2023_04_03 | 2023 | H2 Import - WC | Import | Hydrogen | QC | Dispatch-Import | EmissionsCost | 0 | [6 empty] | 0.889 | 0
LCP_Inputs_ON_Electric_2023_04_03 | 2023 | H2 Import - WC | Import | Hydrogen | QC | Dispatch-Import | FuelCost | 0 | [6 empty] | 0.889 | 0
LCP_Inputs_ON_Electric_2023_04_03 | 2023 | H2 Import - WC | Import | Hydrogen | QC | Dispatch-Import | VOM | 0 | [6 empty] | 0.889 | 0
LCP_Inputs_ON_Electric_2023_04_03 | 2023 | H2 Import - WC | Import | Hydrogen | WC | Dispatch-Import | EmissionsCost | 0 | [6 empty] | 0.889 | 0
LCP_Inputs_ON_Electric_2023_04_03 | 2023 | H2 Import - WC | Import | Hydrogen | WC | Dispatch-Import | FuelCost | 0 | [6 empty] | 0.889 | 0
LCP_Inputs_ON_Electric_2023_04_03 | 2023 | H2 Import - WC | Import | Hydrogen | WC | Dispatch-Import | VOM | 0 | [6 empty] | 0.889 | 0
LCP_Inputs_ON_Electric_2023_04_03 | 2023 | H2 Salt Cavern Storage - ON | Storage | Hydrogen | MI | Dispatch-Storage | EmissionsCost | 0 | [6 empty] | 0.889 | 0
LCP_Inputs_ON_Electric_2023_04_03 | 2023 | H2 Salt Cavern Storage - ON | Storage | Hydrogen | MI | Dispatch-Storage | FuelCost | 0 | [6 empty] | 0.889 | 0
LCP_Inputs_ON_Electric_2023_04_03 | 2023 | H2 Salt Cavern Storage - ON | Storage | Hydrogen | MI | Dispatch-Storage | VOM | 0 | [6 empty] | 0.889 | 0
LCP_Inputs_ON_Electric_2023_04_03 | 2023 | H2 Salt Cavern Storage - ON | Storage | Hydrogen | NY | Dispatch-Storage | EmissionsCost | 0 | [6 empty] | 0.889 | 0
LCP_Inputs_ON_Electric_2023_04_03 | 2023 | H2 Salt Cavern Storage - ON | Storage | Hydrogen | NY | Dispatch-Storage | FuelCost | 0 | [6 empty] | 0.889 | 0
LCP_Inputs_ON_Electric_2023_04_03 | 2023 | H2 Salt Cavern Storage - ON | Storage | Hydrogen | NY | Dispatch-Storage | VOM | 0 | [6 empty] | 0.889 | 0
LCP_Inputs_ON_Electric_2023_04_03 | 2023 | H2 Salt Cavern Storage - ON | Storage | Hydrogen | ON | Dispatch-Storage | EmissionsCost | 0 | [6 empty] | 0.889 | 0
LCP_Inputs_ON_Electric_2023_04_03 | 2023 | H2 Salt Cavern Storage - ON | Storage | Hydrogen | ON | Dispatch-Storage | FuelCost | 0 | [6 empty] | 0.889 | 0
LCP_Inputs_ON_Electric_2023_04_03 | 2023 | H2 Salt Cavern Storage - ON | Storage | Hydrogen | ON | Dispatch-Storage | VOM | 0 | [6 empty] | 0.889 | 0
LCP_Inputs_ON_Electric_2023_04_03 | 2023 | H2 Salt Cavern Storage - ON | Storage | Hydrogen | PJ | Dispatch-Storage | EmissionsCost | 0 | [6 empty] | 0.889 | 0
LCP_Inputs_ON_Electric_2023_04_03 | 2023 | H2 Salt Cavern Storage - ON | Storage | Hydrogen | PJ | Dispatch-Storage | FuelCost | 0 | [6 empty] | 0.889 | 0
LCP_Inputs_ON_Electric_2023_04_03 | 2023 | H2 Salt Cavern Storage - ON | Storage | Hydrogen | PJ | Dispatch-Storage | VOM | 0 | [6 empty] | 0.889 | 0
LCP_Inputs_ON_Electric_2023_04_03 | 2023 | H2 Salt Cavern Storage - ON | Storage | Hydrogen | QC | Dispatch-Storage | EmissionsCost | 0 | [6 empty] | 0.889 | 0
LCP_Inputs_ON_Electric_2023_04_03 | 2023 | H2 Salt Cavern Storage - ON | Storage | Hydrogen | QC | Dispatch-Storage | FuelCost | 0 | [6 empty] | 0.889 | 0
LCP_Inputs_ON_Electric_2023_04_03 | 2023 | H2 Salt Cavern Storage - ON | Storage | Hydrogen | QC | Dispatch-Storage | VOM | 0 | [6 empty] | 0.889 | 0
LCP_Inputs_ON_Electric_2023_04_03 | 2023 | H2 Salt Cavern Storage - ON | Storage | Hydrogen | WC | Dispatch-Storage | EmissionsCost | 0 | [6 empty] | 0.889 | 0
LCP_Inputs_ON_Electric_2023_04_03 | 2023 | H2 Salt Cavern Storage - ON | Storage | Hydrogen | WC | Dispatch-Storage | FuelCost | 0 | [6 empty] | 0.889 | 0
LCP_Inputs_ON_Electric_2023_04_03 | 2023 | H2 Salt Cavern Storage - ON | Storage | Hydrogen | WC | Dispatch-Storage | VOM | 0 | [6 empty] | 0.889 | 0
LCP_Inputs_ON_Electric_2023_04_03 | 2023 | Hydro | Generation | Electricity | MI | Dispatch-Generation | EmissionsCost | 0 | [6 empty] | 0.889 | 0
LCP_Inputs_ON_Electric_2023_04_03 | 2023 | Hydro | Generation | Electricity | MI | Dispatch-Generation | FuelCost | 0 | [6 empty] | 0.889 | 0
LCP_Inputs_ON_Electric_2023_04_03 | 2023 | Hydro | Generation | Electricity | MI | Dispatch-Generation | VOM | 0 | [6 empty] | 0.889 | 0
LCP_Inputs_ON_Electric_2023_04_03 | 2023 | Hydro | Generation | Electricity | NY | Dispatch-Generation | EmissionsCost | 0 | [6 empty] | 0.889 | 0
LCP_Inputs_ON_Electric_2023_04_03 | 2023 | Hydro | Generation | Electricity | NY | Dispatch-Generation | FuelCost | 0 | [6 empty] | 0.889 | 0
LCP_Inputs_ON_Electric_2023_04_03 | 2023 | Hydro | Generation | Electricity | NY | Dispatch-Generation | VOM | 0 | [6 empty] | 0.889 | 0
LCP_Inputs_ON_Electric_2023_04_03 | 2023 | Hydro | Generation | Electricity | ON | Dispatch-Generation | EmissionsCost | 0 | [6 empty] | 0.889 | 0
LCP_Inputs_ON_Electric_2023_04_03 | 2023 | Hydro | Generation | Electricity | ON | Dispatch-Generation | FuelCost | 0 | [6 empty] | 0.889 | 0
LCP_Inputs_ON_Electric_2023_04_03 | 2023 | Hydro | Generation | Electricity | ON | Dispatch-Generation | VOM | 0 | [6 empty] | 0.889 | 0
LCP_Inputs_ON_Electric_2023_04_03 | 2023 | Hydro | Generation | Electricity | PJ | Dispatch-Generation | EmissionsCost | 0 | [6 empty] | 0.889 | 0
LCP_Inputs_ON_Electric_2023_04_03 | 2023 | Hydro | Generation | Electricity | PJ | Dispatch-Generation | FuelCost | 0 | [6 empty] | 0.889 | 0
LCP_Inputs_ON_Electric_2023_04_03 | 2023 | Hydro | Generation | Electricity | PJ | Dispatch-Generation | VOM | 0 | [6 empty] | 0.889 | 0
LCP_Inputs_ON_Electric_2023_04_03 | 2023 | Hydro | Generation | Electricity | QC | Dispatch-Generation | EmissionsCost | 0 | [6 empty] | 0.889 | 0
LCP_Inputs_ON_Electric_2023_04_03 | 2023 | Hydro | Generation | Electricity | QC | Dispatch-Generation | FuelCost | 0 | [6 empty] | 0.889 | 0
LCP_Inputs_ON_Electric_2023_04_03 | 2023 | Hydro | Generation | Electricity | QC | Dispatch-Generation | VOM | 0 | [6 empty] | 0.889 | 0
LCP_Inputs_ON_Electric_2023_04_03 | 2023 | Hydro | Generation | Electricity | WC | Dispatch-Generation | EmissionsCost | 0 | [6 empty] | 0.889 | 0
LCP_Inputs_ON_Electric_2023_04_03 | 2023 | Hydro | Generation | Electricity | WC | Dispatch-Generation | FuelCost | 0 | [6 empty] | 0.889 | 0
LCP_Inputs_ON_Electric_2023_04_03 | 2023 | Hydro | Generation | Electricity | WC | Dispatch-Generation | VOM | 0 | [6 empty] | 0.889 | 0
LCP_Inputs_ON_Electric_2023_04_03 | 2023 | Hydro Pumped Storage | Storage | Electricity | MI | Dispatch-Storage | EmissionsCost | 0 | [6 empty] | 0.889 | 0
LCP_Inputs_ON_Electric_2023_04_03 | 2023 | Hydro Pumped Storage | Storage | Electricity | MI | Dispatch-Storage | FuelCost | 0 | [6 empty] | 0.889 | 0
LCP_Inputs_ON_Electric_2023_04_03 | 2023 | Hydro Pumped Storage | Storage | Electricity | MI | Dispatch-Storage | VOM | 0 | [6 empty] | 0.889 | 0
LCP_Inputs_ON_Electric_2023_04_03 | 2023 | Hydro Pumped Storage | Storage | Electricity | NY | Dispatch-Storage | EmissionsCost | 0 | [6 empty] | 0.889 | 0
LCP_Inputs_ON_Electric_2023_04_03 | 2023 | Hydro Pumped Storage | Storage | Electricity | NY | Dispatch-Storage | FuelCost | 0 | [6 empty] | 0.889 | 0
LCP_Inputs_ON_Electric_2023_04_03 | 2023 | Hydro Pumped Storage | Storage | Electricity | NY | Dispatch-Storage | VOM | 0 | [6 empty] | 0.889 | 0
LCP_Inputs_ON_Electric_2023_04_03 | 2023 | Hydro Pumped Storage | Storage | Electricity | ON | Dispatch-Storage | EmissionsCost | 0 | [6 empty] | 0.889 | 0
LCP_Inputs_ON_Electric_2023_04_03 | 2023 | Hydro Pumped Storage | Storage | Electricity | ON | Dispatch-Storage | FuelCost | 0 | [6 empty] | 0.889 | 0
LCP_Inputs_ON_Electric_2023_04_03 | 2023 | Hydro Pumped Storage | Storage | Electricity | ON | Dispatch-Storage | VOM | 0 | [6 empty] | 0.889 | 0
LCP_Inputs_ON_Electric_2023_04_03 | 2023 | Hydro Pumped Storage | Storage | Electricity | PJ | Dispatch-Storage | EmissionsCost | 0 | [6 empty] | 0.889 | 0
LCP_Inputs_ON_Electric_2023_04_03 | 2023 | Hydro Pumped Storage | Storage | Electricity | PJ | Dispatch-Storage | FuelCost | 0 | [6 empty] | 0.889 | 0
LCP_Inputs_ON_Electric_2023_04_03 | 2023 | Hydro Pumped Storage | Storage | Electricity | PJ | Dispatch-Storage | VOM | 0 | [6 empty] | 0.889 | 0
LCP_Inputs_ON_Electric_2023_04_03 | 2023 | Hydro Pumped Storage | Storage | Electricity | QC | Dispatch-Storage | EmissionsCost | 0 | [6 empty] | 0.889 | 0
LCP_Inputs_ON_Electric_2023_04_03 | 2023 | Hydro Pumped Storage | Storage | Electricity | QC | Dispatch-Storage | FuelCost | 0 | [6 empty] | 0.889 | 0
LCP_Inputs_ON_Electric_2023_04_03 | 2023 | Hydro Pumped Storage | Storage | Electricity | QC | Dispatch-Storage | VOM | 0 | [6 empty] | 0.889 | 0
LCP_Inputs_ON_Electric_2023_04_03 | 2023 | Hydro Pumped Storage | Storage | Electricity | WC | Dispatch-Storage | EmissionsCost | 0 | [6 empty] | 0.889 | 0
LCP_Inputs_ON_Electric_2023_04_03 | 2023 | Hydro Pumped Storage | Storage | Electricity | WC | Dispatch-Storage | FuelCost | 0 | [6 empty] | 0.889 | 0
LCP_Inputs_ON_Electric_2023_04_03 | 2023 | Hydro Pumped Storage | Storage | Electricity | WC | Dispatch-Storage | VOM | 0 | [6 empty] | 0.889 | 0
LCP_Inputs_ON_Electric_2023_04_03 | 2023 | Nuclear | Generation | Electricity | MI | Dispatch-Generation | EmissionsCost | 0 | [6 empty] | 0.889 | 0
LCP_Inputs_ON_Electric_2023_04_03 | 2023 | Nuclear | Generation | Electricity | MI | Dispatch-Generation | FuelCost | 0 | [6 empty] | 0.889 | 0
LCP_Inputs_ON_Electric_2023_04_03 | 2023 | Nuclear | Generation | Electricity | MI | Dispatch-Generation | VOM | 3301336446.912 | [6 empty] | 0.889 | 2934876080.0523
LCP_Inputs_ON_Electric_2023_04_03 | 2023 | Nuclear | Generation | Electricity | NY | Dispatch-Generation | EmissionsCost | 0 | [6 empty] | 0.889 | 0
LCP_Inputs_ON_Electric_2023_04_03 | 2023 | Nuclear | Generation | Electricity | NY | Dispatch-Generation | FuelCost | 0 | [6 empty] | 0.889 | 0
LCP_Inputs_ON_Electric_2023_04_03 | 2023 | Nuclear | Generation | Electricity | NY | Dispatch-Generation | VOM | 2246155230.144 | [6 empty] | 0.889 | 1996823820.6077
LCP_Inputs_ON_Electric_2023_04_03 | 2023 | Nuclear | Generation | Electricity | ON | Dispatch-Generation | EmissionsCost | 0 | [6 empty] | 0.889 | 0
LCP_Inputs_ON_Electric_2023_04_03 | 2023 | Nuclear | Generation | Electricity | ON | Dispatch-Generation | FuelCost | 0 | [6 empty] | 0.889 | 0
LCP_Inputs_ON_Electric_2023_04_03 | 2023 | Nuclear | Generation | Electricity | ON | Dispatch-Generation | VOM | 8790266640.96 | [6 empty] | 0.889 | 7814515035.5599
LCP_Inputs_ON_Electric_2023_04_03 | 2023 | Nuclear | Generation | Electricity | PJ | Dispatch-Generation | EmissionsCost | 0 | [6 empty] | 0.889 | 0
LCP_Inputs_ON_Electric_2023_04_03 | 2023 | Nuclear | Generation | Electricity | PJ | Dispatch-Generation | FuelCost | 0 | [6 empty] | 0.889 | 0
LCP_Inputs_ON_Electric_2023_04_03 | 2023 | Nuclear | Generation | Electricity | PJ | Dispatch-Generation | VOM | 9110487814.4448 | [6 empty] | 0.889 | 8099190492.7572
LCP_Inputs_ON_Electric_2023_04_03 | 2023 | Nuclear | Generation | Electricity | QC | Dispatch-Generation | EmissionsCost | 0 | [6 empty] | 0.889 | 0
LCP_Inputs_ON_Electric_2023_04_03 | 2023 | Nuclear | Generation | Electricity | QC | Dispatch-Generation | FuelCost | 0 | [6 empty] | 0.889 | 0
LCP_Inputs_ON_Electric_2023_04_03 | 2023 | Nuclear | Generation | Electricity | QC | Dispatch-Generation | VOM | 0 | [6 empty] | 0.889 | 0
LCP_Inputs_ON_Electric_2023_04_03 | 2023 | Nuclear | Generation | Electricity | WC | Dispatch-Generation | EmissionsCost | 0 | [6 empty] | 0.889 | 0
LCP_Inputs_ON_Electric_2023_04_03 | 2023 | Nuclear | Generation | Electricity | WC | Dispatch-Generation | FuelCost | 0 | [6 empty] | 0.889 | 0
LCP_Inputs_ON_Electric_2023_04_03 | 2023 | Nuclear | Generation | Electricity | WC | Dispatch-Generation | VOM | 0 | [6 empty] | 0.889 | 0
LCP_Inputs_ON_Electric_2023_04_03 | 2023 | Nuclear SMR | Generation | Electricity | MI | Dispatch-Generation | EmissionsCost | 0 | [6 empty] | 0.889 | 0
LCP_Inputs_ON_Electric_2023_04_03 | 2023 | Nuclear SMR | Generation | Electricity | MI | Dispatch-Generation | FuelCost | 0 | [6 empty] | 0.889 | 0
LCP_Inputs_ON_Electric_2023_04_03 | 2023 | Nuclear SMR | Generation | Electricity | MI | Dispatch-Generation | VOM | 0 | [6 empty] | 0.889 | 0
LCP_Inputs_ON_Electric_2023_04_03 | 2023 | Nuclear SMR | Generation | Electricity | NY | Dispatch-Generation | EmissionsCost | 0 | [6 empty] | 0.889 | 0
LCP_Inputs_ON_Electric_2023_04_03 | 2023 | Nuclear SMR | Generation | Electricity | NY | Dispatch-Generation | FuelCost | 0 | [6 empty] | 0.889 | 0
LCP_Inputs_ON_Electric_2023_04_03 | 2023 | Nuclear SMR | Generation | Electricity | NY | Dispatch-Generation | VOM | 0 | [6 empty] | 0.889 | 0
LCP_Inputs_ON_Electric_2023_04_03 | 2023 | Nuclear SMR | Generation | Electricity | ON | Dispatch-Generation | EmissionsCost | 0 | [6 empty] | 0.889 | 0
LCP_Inputs_ON_Electric_2023_04_03 | 2023 | Nuclear SMR | Generation | Electricity | ON | Dispatch-Generation | FuelCost | 0 | [6 empty] | 0.889 | 0
LCP_Inputs_ON_Electric_2023_04_03 | 2023 | Nuclear SMR | Generation | Electricity | ON | Dispatch-Generation | VOM | 0 | [6 empty] | 0.889 | 0
LCP_Inputs_ON_Electric_2023_04_03 | 2023 | Nuclear SMR | Generation | Electricity | PJ | Dispatch-Generation | EmissionsCost | 0 | [6 empty] | 0.889 | 0
LCP_Inputs_ON_Electric_2023_04_03 | 2023 | Nuclear SMR | Generation | Electricity | PJ | Dispatch-Generation | FuelCost | 0 | [6 empty] | 0.889 | 0
LCP_Inputs_ON_Electric_2023_04_03 | 2023 | Nuclear SMR | Generation | Electricity | PJ | Dispatch-Generation | VOM | 0 | [6 empty] | 0.889 | 0
LCP_Inputs_ON_Electric_2023_04_03 | 2023 | Nuclear SMR | Generation | Electricity | QC | Dispatch-Generation | EmissionsCost | 0 | [6 empty] | 0.889 | 0
LCP_Inputs_ON_Electric_2023_04_03 | 2023 | Nuclear SMR | Generation | Electricity | QC | Dispatch-Generation | FuelCost | 0 | [6 empty] | 0.889 | 0
LCP_Inputs_ON_Electric_2023_04_03 | 2023 | Nuclear SMR | Generation | Electricity | QC | Dispatch-Generation | VOM | 0 | [6 empty] | 0.889 | 0
LCP_Inputs_ON_Electric_2023_04_03 | 2023 | Nuclear SMR | Generation | Electricity | WC | Dispatch-Generation | EmissionsCost | 0 | [6 empty] | 0.889 | 0
LCP_Inputs_ON_Electric_2023_04_03 | 2023 | Nuclear SMR | Generation | Electricity | WC | Dispatch-Generation | FuelCost | 0 | [6 empty] | 0.889 | 0
LCP_Inputs_ON_Electric_2023_04_03 | 2023 | Nuclear SMR | Generation | Electricity | WC | Dispatch-Generation | VOM | 0 | [6 empty] | 0.889 | 0
LCP_Inputs_ON_Electric_2023_04_03 | 2023 | O/CCGT - CH4 Existing | Crossload | Electricity | MI | Dispatch-Crossload | EmissionsCost | 0 | [6 empty] | 0.889 | 0
LCP_Inputs_ON_Electric_2023_04_03 | 2023 | O/CCGT - CH4 Existing | Crossload | Electricity | MI | Dispatch-Crossload | FuelCost | 0 | [6 empty] | 0.889 | 0
LCP_Inputs_ON_Electric_2023_04_03 | 2023 | O/CCGT - CH4 Existing | Crossload | Electricity | MI | Dispatch-Crossload | VOM | 0 | [6 empty] | 0.889 | 0
LCP_Inputs_ON_Electric_2023_04_03 | 2023 | O/CCGT - CH4 Existing | Crossload | Electricity | NY | Dispatch-Crossload | EmissionsCost | 0 | [6 empty] | 0.889 | 0
LCP_Inputs_ON_Electric_2023_04_03 | 2023 | O/CCGT - CH4 Existing | Crossload | Electricity | NY | Dispatch-Crossload | FuelCost | 0 | [6 empty] | 0.889 | 0
LCP_Inputs_ON_Electric_2023_04_03 | 2023 | O/CCGT - CH4 Existing | Crossload | Electricity | NY | Dispatch-Crossload | VOM | 0 | [6 empty] | 0.889 | 0
LCP_Inputs_ON_Electric_2023_04_03 | 2023 | O/CCGT - CH4 Existing | Crossload | Electricity | ON | Dispatch-Crossload | EmissionsCost | 0 | [6 empty] | 0.889 | 0
LCP_Inputs_ON_Electric_2023_04_03 | 2023 | O/CCGT - CH4 Existing | Crossload | Electricity | ON | Dispatch-Crossload | FuelCost | 0 | [6 empty] | 0.889 | 0
LCP_Inputs_ON_Electric_2023_04_03 | 2023 | O/CCGT - CH4 Existing | Crossload | Electricity | ON | Dispatch-Crossload | VOM | 0 | [6 empty] | 0.889 | 0
LCP_Inputs_ON_Electric_2023_04_03 | 2023 | O/CCGT - CH4 Existing | Crossload | Electricity | PJ | Dispatch-Crossload | EmissionsCost | 0 | [6 empty] | 0.889 | 0
LCP_Inputs_ON_Electric_2023_04_03 | 2023 | O/CCGT - CH4 Existing | Crossload | Electricity | PJ | Dispatch-Crossload | FuelCost | 0 | [6 empty] | 0.889 | 0
LCP_Inputs_ON_Electric_2023_04_03 | 2023 | O/CCGT - CH4 Existing | Crossload | Electricity | PJ | Dispatch-Crossload | VOM | 0 | [6 empty] | 0.889 | 0
LCP_Inputs_ON_Electric_2023_04_03 | 2023 | O/CCGT - CH4 Existing | Crossload | Electricity | QC | Dispatch-Crossload | EmissionsCost | 0 | [6 empty] | 0.889 | 0
LCP_Inputs_ON_Electric_2023_04_03 | 2023 | O/CCGT - CH4 Existing | Crossload | Electricity | QC | Dispatch-Crossload | FuelCost | 0 | [6 empty] | 0.889 | 0
LCP_Inputs_ON_Electric_2023_04_03 | 2023 | O/CCGT - CH4 Existing | Crossload | Electricity | QC | Dispatch-Crossload | VOM | 0 | [6 empty] | 0.889 | 0
LCP_Inputs_ON_Electric_2023_04_03 | 2023 | O/CCGT - CH4 Existing | Crossload | Electricity | WC | Dispatch-Crossload | EmissionsCost | 0 | [6 empty] | 0.889 | 0
LCP_Inputs_ON_Electric_2023_04_03 | 2023 | O/CCGT - CH4 Existing | Crossload | Electricity | WC | Dispatch-Crossload | FuelCost | 0 | [6 empty] | 0.889 | 0
LCP_Inputs_ON_Electric_2023_04_03 | 2023 | O/CCGT - CH4 Existing | Crossload | Electricity | WC | Dispatch-Crossload | VOM | 0 | [6 empty] | 0.889 | 0
LCP_Inputs_ON_Electric_2023_04_03 | 2023 | O/CCGT - CH4 New | Crossload | Electricity | MI | Dispatch-Crossload | EmissionsCost | 0 | [6 empty] | 0.889 | 0
LCP_Inputs_ON_Electric_2023_04_03 | 2023 | O/CCGT - CH4 New | Crossload | Electricity | MI | Dispatch-Crossload | FuelCost | 0 | [6 empty] | 0.889 | 0
LCP_Inputs_ON_Electric_2023_04_03 | 2023 | O/CCGT - CH4 New | Crossload | Electricity | MI | Dispatch-Crossload | VOM | 0 | [6 empty] | 0.889 | 0
LCP_Inputs_ON_Electric_2023_04_03 | 2023 | O/CCGT - CH4 New | Crossload | Electricity | NY | Dispatch-Crossload | EmissionsCost | 0 | [6 empty] | 0.889 | 0
LCP_Inputs_ON_Electric_2023_04_03 | 2023 | O/CCGT - CH4 New | Crossload | Electricity | NY | Dispatch-Crossload | FuelCost | 0 | [6 empty] | 0.889 | 0
LCP_Inputs_ON_Electric_2023_04_03 | 2023 | O/CCGT - CH4 New | Crossload | Electricity | NY | Dispatch-Crossload | VOM | 0 | [6 empty] | 0.889 | 0
LCP_Inputs_ON_Electric_2023_04_03 | 2023 | O/CCGT - CH4 New | Crossload | Electricity | ON | Dispatch-Crossload | EmissionsCost | 0 | [6 empty] | 0.889 | 0
LCP_Inputs_ON_Electric_2023_04_03 | 2023 | O/CCGT - CH4 New | Crossload | Electricity | ON | Dispatch-Crossload | FuelCost | 0 | [6 empty] | 0.889 | 0
LCP_Inputs_ON_Electric_2023_04_03 | 2023 | O/CCGT - CH4 New | Crossload | Electricity | ON | Dispatch-Crossload | VOM | 0 | [6 empty] | 0.889 | 0
LCP_Inputs_ON_Electric_2023_04_03 | 2023 | O/CCGT - CH4 New | Crossload | Electricity | PJ | Dispatch-Crossload | EmissionsCost | 0 | [6 empty] | 0.889 | 0
LCP_Inputs_ON_Electric_2023_04_03 | 2023 | O/CCGT - CH4 New | Crossload | Electricity | PJ | Dispatch-Crossload | FuelCost | 0 | [6 empty] | 0.889 | 0
LCP_Inputs_ON_Electric_2023_04_03 | 2023 | O/CCGT - CH4 New | Crossload | Electricity | PJ | Dispatch-Crossload | VOM | 0 | [6 empty] | 0.889 | 0
LCP_Inputs_ON_Electric_2023_04_03 | 2023 | O/CCGT - CH4 New | Crossload | Electricity | QC | Dispatch-Crossload | EmissionsCost | 0 | [6 empty] | 0.889 | 0
LCP_Inputs_ON_Electric_2023_04_03 | 2023 | O/CCGT - CH4 New | Crossload | Electricity | QC | Dispatch-Crossload | FuelCost | 0 | [6 empty] | 0.889 | 0
LCP_Inputs_ON_Electric_2023_04_03 | 2023 | O/CCGT - CH4 New | Crossload | Electricity | QC | Dispatch-Crossload | VOM | 0 | [6 empty] | 0.889 | 0
LCP_Inputs_ON_Electric_2023_04_03 | 2023 | O/CCGT - CH4 New | Crossload | Electricity | WC | Dispatch-Crossload | EmissionsCost | 0 | [6 empty] | 0.889 | 0
LCP_Inputs_ON_Electric_2023_04_03 | 2023 | O/CCGT - CH4 New | Crossload | Electricity | WC | Dispatch-Crossload | FuelCost | 0 | [6 empty] | 0.889 | 0
LCP_Inputs_ON_Electric_2023_04_03 | 2023 | O/CCGT - CH4 New | Crossload | Electricity | WC | Dispatch-Crossload | VOM | 0 | [6 empty] | 0.889 | 0
LCP_Inputs_ON_Electric_2023_04_03 | 2023 | O/CCGT - H2 New | Crossload | Electricity | MI | Dispatch-Crossload | EmissionsCost | 0 | [6 empty] | 0.889 | 0
LCP_Inputs_ON_Electric_2023_04_03 | 2023 | O/CCGT - H2 New | Crossload | Electricity | MI | Dispatch-Crossload | FuelCost | 0 | [6 empty] | 0.889 | 0
LCP_Inputs_ON_Electric_2023_04_03 | 2023 | O/CCGT - H2 New | Crossload | Electricity | MI | Dispatch-Crossload | VOM | 0 | [6 empty] | 0.889 | 0
LCP_Inputs_ON_Electric_2023_04_03 | 2023 | O/CCGT - H2 New | Crossload | Electricity | NY | Dispatch-Crossload | EmissionsCost | 0 | [6 empty] | 0.889 | 0
LCP_Inputs_ON_Electric_2023_04_03 | 2023 | O/CCGT - H2 New | Crossload | Electricity | NY | Dispatch-Crossload | FuelCost | 0 | [6 empty] | 0.889 | 0
LCP_Inputs_ON_Electric_2023_04_03 | 2023 | O/CCGT - H2 New | Crossload | Electricity | NY | Dispatch-Crossload | VOM | 0 | [6 empty] | 0.889 | 0
LCP_Inputs_ON_Electric_2023_04_03 | 2023 | O/CCGT - H2 New | Crossload | Electricity | ON | Dispatch-Crossload | EmissionsCost | 0 | [6 empty] | 0.889 | 0
LCP_Inputs_ON_Electric_2023_04_03 | 2023 | O/CCGT - H2 New | Crossload | Electricity | ON | Dispatch-Crossload | FuelCost | 0 | [6 empty] | 0.889 | 0
LCP_Inputs_ON_Electric_2023_04_03 | 2023 | O/CCGT - H2 New | Crossload | Electricity | ON | Dispatch-Crossload | VOM | 0 | [6 empty] | 0.889 | 0
LCP_Inputs_ON_Electric_2023_04_03 | 2023 | O/CCGT - H2 New | Crossload | Electricity | PJ | Dispatch-Crossload | EmissionsCost | 0 | [6 empty] | 0.889 | 0
LCP_Inputs_ON_Electric_2023_04_03 | 2023 | O/CCGT - H2 New | Crossload | Electricity | PJ | Dispatch-Crossload | FuelCost | 0 | [6 empty] | 0.889 | 0
LCP_Inputs_ON_Electric_2023_04_03 | 2023 | O/CCGT - H2 New | Crossload | Electricity | PJ | Dispatch-Crossload | VOM | 0 | [6 empty] | 0.889 | 0
LCP_Inputs_ON_Electric_2023_04_03 | 2023 | O/CCGT - H2 New | Crossload | Electricity | QC | Dispatch-Crossload | EmissionsCost | 0 | [6 empty] | 0.889 | 0
LCP_Inputs_ON_Electric_2023_04_03 | 2023 | O/CCGT - H2 New | Crossload | Electricity | QC | Dispatch-Crossload | FuelCost | 0 | [6 empty] | 0.889 | 0
LCP_Inputs_ON_Electric_2023_04_03 | 2023 | O/CCGT - H2 New | Crossload | Electricity | QC | Dispatch-Crossload | VOM | 0 | [6 empty] | 0.889 | 0
LCP_Inputs_ON_Electric_2023_04_03 | 2023 | O/CCGT - H2 New | Crossload | Electricity | WC | Dispatch-Crossload | EmissionsCost | 0 | [6 empty] | 0.889 | 0
LCP_Inputs_ON_Electric_2023_04_03 | 2023 | O/CCGT - H2 New | Crossload | Electricity | WC | Dispatch-Crossload | FuelCost | 0 | [6 empty] | 0.889 | 0
LCP_Inputs_ON_Electric_2023_04_03 | 2023 | O/CCGT - H2 New | Crossload | Electricity | WC | Dispatch-Crossload | VOM | 0 | [6 empty] | 0.889 | 0
LCP_Inputs_ON_Electric_2023_04_03 | 2023 | SMR CCS | Crossload | Hydrogen | MI | Dispatch-Crossload | EmissionsCost | 0 | [6 empty] | 0.889 | 0
LCP_Inputs_ON_Electric_2023_04_03 | 2023 | SMR CCS | Crossload | Hydrogen | MI | Dispatch-Crossload | FuelCost | 0 | [6 empty] | 0.889 | 0
LCP_Inputs_ON_Electric_2023_04_03 | 2023 | SMR CCS | Crossload | Hydrogen | MI | Dispatch-Crossload | VOM | 0 | [6 empty] | 0.889 | 0
LCP_Inputs_ON_Electric_2023_04_03 | 2023 | SMR CCS | Crossload | Hydrogen | NY | Dispatch-Crossload | EmissionsCost | 0 | [6 empty] | 0.889 | 0
LCP_Inputs_ON_Electric_2023_04_03 | 2023 | SMR CCS | Crossload | Hydrogen | NY | Dispatch-Crossload | FuelCost | 0 | [6 empty] | 0.889 | 0
LCP_Inputs_ON_Electric_2023_04_03 | 2023 | SMR CCS | Crossload | Hydrogen | NY | Dispatch-Crossload | VOM | 0 | [6 empty] | 0.889 | 0
LCP_Inputs_ON_Electric_2023_04_03 | 2023 | SMR CCS | Crossload | Hydrogen | ON | Dispatch-Crossload | EmissionsCost | 0 | [6 empty] | 0.889 | 0
LCP_Inputs_ON_Electric_2023_04_03 | 2023 | SMR CCS | Crossload | Hydrogen | ON | Dispatch-Crossload | FuelCost | 0 | [6 empty] | 0.889 | 0
LCP_Inputs_ON_Electric_2023_04_03 | 2023 | SMR CCS | Crossload | Hydrogen | ON | Dispatch-Crossload | VOM | 0 | [6 empty] | 0.889 | 0
LCP_Inputs_ON_Electric_2023_04_03 | 2023 | SMR CCS | Crossload | Hydrogen | PJ | Dispatch-Crossload | EmissionsCost | 0 | [6 empty] | 0.889 | 0
LCP_Inputs_ON_Electric_2023_04_03 | 2023 | SMR CCS | Crossload | Hydrogen | PJ | Dispatch-Crossload | FuelCost | 0 | [6 empty] | 0.889 | 0
LCP_Inputs_ON_Electric_2023_04_03 | 2023 | SMR CCS | Crossload | Hydrogen | PJ | Dispatch-Crossload | VOM | 0 | [6 empty] | 0.889 | 0
LCP_Inputs_ON_Electric_2023_04_03 | 2023 | SMR CCS | Crossload | Hydrogen | QC | Dispatch-Crossload | EmissionsCost | 0 | [6 empty] | 0.889 | 0
LCP_Inputs_ON_Electric_2023_04_03 | 2023 | SMR CCS | Crossload | Hydrogen | QC | Dispatch-Crossload | FuelCost | 0 | [6 empty] | 0.889 | 0
LCP_Inputs_ON_Electric_2023_04_03 | 2023 | SMR CCS | Crossload | Hydrogen | QC | Dispatch-Crossload | VOM | 0 | [6 empty] | 0.889 | 0
LCP_Inputs_ON_Electric_2023_04_03 | 2023 | SMR CCS | Crossload | Hydrogen | WC | Dispatch-Crossload | EmissionsCost | 0 | [6 empty] | 0.889 | 0
LCP_Inputs_ON_Electric_2023_04_03 | 2023 | SMR CCS | Crossload | Hydrogen | WC | Dispatch-Crossload | FuelCost | 0 | [6 empty] | 0.889 | 0
LCP_Inputs_ON_Electric_2023_04_03 | 2023 | SMR CCS | Crossload | Hydrogen | WC | Dispatch-Crossload | VOM | 0 | [6 empty] | 0.889 | 0
LCP_Inputs_ON_Electric_2023_04_03 | 2023 | Solar PV | Generation | Electricity | MI | Dispatch-Generation | EmissionsCost | 0 | [6 empty] | 0.889 | 0
LCP_Inputs_ON_Electric_2023_04_03 | 2023 | Solar PV | Generation | Electricity | MI | Dispatch-Generation | FuelCost | 0 | [6 empty] | 0.889 | 0
LCP_Inputs_ON_Electric_2023_04_03 | 2023 | Solar PV | Generation | Electricity | MI | Dispatch-Generation | VOM | 0 | [6 empty] | 0.889 | 0
LCP_Inputs_ON_Electric_2023_04_03 | 2023 | Solar PV | Generation | Electricity | NY | Dispatch-Generation | EmissionsCost | 0 | [6 empty] | 0.889 | 0
LCP_Inputs_ON_Electric_2023_04_03 | 2023 | Solar PV | Generation | Electricity | NY | Dispatch-Generation | FuelCost | 0 | [6 empty] | 0.889 | 0
LCP_Inputs_ON_Electric_2023_04_03 | 2023 | Solar PV | Generation | Electricity | NY | Dispatch-Generation | VOM | 0 | [6 empty] | 0.889 | 0
LCP_Inputs_ON_Electric_2023_04_03 | 2023 | Solar PV | Generation | Electricity | ON | Dispatch-Generation | EmissionsCost | 0 | [6 empty] | 0.889 | 0
LCP_Inputs_ON_Electric_2023_04_03 | 2023 | Solar PV | Generation | Electricity | ON | Dispatch-Generation | FuelCost | 0 | [6 empty] | 0.889 | 0
LCP_Inputs_ON_Electric_2023_04_03 | 2023 | Solar PV | Generation | Electricity | ON | Dispatch-Generation | VOM | 0 | [6 empty] | 0.889 | 0
LCP_Inputs_ON_Electric_2023_04_03 | 2023 | Solar PV | Generation | Electricity | PJ | Dispatch-Generation | EmissionsCost | 0 | [6 empty] | 0.889 | 0
LCP_Inputs_ON_Electric_2023_04_03 | 2023 | Solar PV | Generation | Electricity | PJ | Dispatch-Generation | FuelCost | 0 | [6 empty] | 0.889 | 0
LCP_Inputs_ON_Electric_2023_04_03 | 2023 | Solar PV | Generation | Electricity | PJ | Dispatch-Generation | VOM | 0 | [6 empty] | 0.889 | 0
LCP_Inputs_ON_Electric_2023_04_03 | 2023 | Solar PV | Generation | Electricity | QC | Dispatch-Generation | EmissionsCost | 0 | [6 empty] | 0.889 | 0
LCP_Inputs_ON_Electric_2023_04_03 | 2023 | Solar PV | Generation | Electricity | QC | Dispatch-Generation | FuelCost | 0 | [6 empty] | 0.889 | 0
LCP_Inputs_ON_Electric_2023_04_03 | 2023 | Solar PV | Generation | Electricity | QC | Dispatch-Generation | VOM | 0 | [6 empty] | 0.889 | 0
LCP_Inputs_ON_Electric_2023_04_03 | 2023 | Solar PV | Generation | Electricity | WC | Dispatch-Generation | EmissionsCost | 0 | [6 empty] | 0.889 | 0
LCP_Inputs_ON_Electric_2023_04_03 | 2023 | Solar PV | Generation | Electricity | WC | Dispatch-Generation | FuelCost | 0 | [6 empty] | 0.889 | 0
LCP_Inputs_ON_Electric_2023_04_03 | 2023 | Solar PV | Generation | Electricity | WC | Dispatch-Generation | VOM | 0 | [6 empty] | 0.889 | 0
LCP_Inputs_ON_Electric_2023_04_03 | 2023 | Wind Offshore | Generation | Electricity | MI | Dispatch-Generation | EmissionsCost | 0 | [6 empty] | 0.889 | 0
LCP_Inputs_ON_Electric_2023_04_03 | 2023 | Wind Offshore | Generation | Electricity | MI | Dispatch-Generation | FuelCost | 0 | [6 empty] | 0.889 | 0
LCP_Inputs_ON_Electric_2023_04_03 | 2023 | Wind Offshore | Generation | Electricity | MI | Dispatch-Generation | VOM | 0 | [6 empty] | 0.889 | 0
LCP_Inputs_ON_Electric_2023_04_03 | 2023 | Wind Offshore | Generation | Electricity | NY | Dispatch-Generation | EmissionsCost | 0 | [6 empty] | 0.889 | 0
LCP_Inputs_ON_Electric_2023_04_03 | 2023 | Wind Offshore | Generation | Electricity | NY | Dispatch-Generation | FuelCost | 0 | [6 empty] | 0.889 | 0
LCP_Inputs_ON_Electric_2023_04_03 | 2023 | Wind Offshore | Generation | Electricity | NY | Dispatch-Generation | VOM | 0 | [6 empty] | 0.889 | 0
LCP_Inputs_ON_Electric_2023_04_03 | 2023 | Wind Offshore | Generation | Electricity | ON | Dispatch-Generation | EmissionsCost | 0 | [6 empty] | 0.889 | 0
LCP_Inputs_ON_Electric_2023_04_03 | 2023 | Wind Offshore | Generation | Electricity | ON | Dispatch-Generation | FuelCost | 0 | [6 empty] | 0.889 | 0
LCP_Inputs_ON_Electric_2023_04_03 | 2023 | Wind Offshore | Generation | Electricity | ON | Dispatch-Generation | VOM | 0 | [6 empty] | 0.889 | 0
LCP_Inputs_ON_Electric_2023_04_03 | 2023 | Wind Offshore | Generation | Electricity | PJ | Dispatch-Generation | EmissionsCost | 0 | [6 empty] | 0.889 | 0
LCP_Inputs_ON_Electric_2023_04_03 | 2023 | Wind Offshore | Generation | Electricity | PJ | Dispatch-Generation | FuelCost | 0 | [6 empty] | 0.889 | 0
LCP_Inputs_ON_Electric_2023_04_03 | 2023 | Wind Offshore | Generation | Electricity | PJ | Dispatch-Generation | VOM | 0 | [6 empty] | 0.889 | 0
LCP_Inputs_ON_Electric_2023_04_03 | 2023 | Wind Offshore | Generation | Electricity | QC | Dispatch-Generation | EmissionsCost | 0 | [6 empty] | 0.889 | 0
LCP_Inputs_ON_Electric_2023_04_03 | 2023 | Wind Offshore | Generation | Electricity | QC | Dispatch-Generation | FuelCost | 0 | [6 empty] | 0.889 | 0
LCP_Inputs_ON_Electric_2023_04_03 | 2023 | Wind Offshore | Generation | Electricity | QC | Dispatch-Generation | VOM | 0 | [6 empty] | 0.889 | 0
LCP_Inputs_ON_Electric_2023_04_03 | 2023 | Wind Offshore | Generation | Electricity | WC | Dispatch-Generation | EmissionsCost | 0 | [6 empty] | 0.889 | 0
LCP_Inputs_ON_Electric_2023_04_03 | 2023 | Wind Offshore | Generation | Electricity | WC | Dispatch-Generation | FuelCost | 0 | [6 empty] | 0.889 | 0
LCP_Inputs_ON_Electric_2023_04_03 | 2023 | Wind Offshore | Generation | Electricity | WC | Dispatch-Generation | VOM | 0 | [6 empty] | 0.889 | 0
LCP_Inputs_ON_Electric_2023_04_03 | 2023 | Wind Onshore | Generation | Electricity | MI | Dispatch-Generation | EmissionsCost | 0 | [6 empty] | 0.889 | 0
LCP_Inputs_ON_Electric_2023_04_03 | 2023 | Wind Onshore | Generation | Electricity | MI | Dispatch-Generation | FuelCost | 0 | [6 empty] | 0.889 | 0
LCP_Inputs_ON_Electric_2023_04_03 | 2023 | Wind Onshore | Generation | Electricity | MI | Dispatch-Generation | VOM | 0 | [6 empty] | 0.889 | 0
LCP_Inputs_ON_Electric_2023_04_03 | 2023 | Wind Onshore | Generation | Electricity | NY | Dispatch-Generation | EmissionsCost | 0 | [6 empty] | 0.889 | 0
LCP_Inputs_ON_Electric_2023_04_03 | 2023 | Wind Onshore | Generation | Electricity | NY | Dispatch-Generation | FuelCost | 0 | [6 empty] | 0.889 | 0
LCP_Inputs_ON_Electric_2023_04_03 | 2023 | Wind Onshore | Generation | Electricity | NY | Dispatch-Generation | VOM | 0 | [6 empty] | 0.889 | 0
LCP_Inputs_ON_Electric_2023_04_03 | 2023 | Wind Onshore | Generation | Electricity | ON | Dispatch-Generation | EmissionsCost | 0 | [6 empty] | 0.889 | 0
LCP_Inputs_ON_Electric_2023_04_03 | 2023 | Wind Onshore | Generation | Electricity | ON | Dispatch-Generation | FuelCost | 0 | [6 empty] | 0.889 | 0
LCP_Inputs_ON_Electric_2023_04_03 | 2023 | Wind Onshore | Generation | Electricity | ON | Dispatch-Generation | VOM | 0 | [6 empty] | 0.889 | 0
LCP_Inputs_ON_Electric_2023_04_03 | 2023 | Wind Onshore | Generation | Electricity | PJ | Dispatch-Generation | EmissionsCost | 0 | [6 empty] | 0.889 | 0
LCP_Inputs_ON_Electric_2023_04_03 | 2023 | Wind Onshore | Generation | Electricity | PJ | Dispatch-Generation | FuelCost | 0 | [6 empty] | 0.889 | 0
LCP_Inputs_ON_Electric_2023_04_03 | 2023 | Wind Onshore | Generation | Electricity | PJ | Dispatch-Generation | VOM | 0 | [6 empty] | 0.889 | 0
LCP_Inputs_ON_Electric_2023_04_03 | 2023 | Wind Onshore | Generation | Electricity | QC | Dispatch-Generation | EmissionsCost | 0 | [6 empty] | 0.889 | 0
LCP_Inputs_ON_Electric_2023_04_03 | 2023 | Wind Onshore | Generation | Electricity | QC | Dispatch-Generation | FuelCost | 0 | [6 empty] | 0.889 | 0
LCP_Inputs_ON_Electric_2023_04_03 | 2023 | Wind Onshore | Generation | Electricity | QC | Dispatch-Generation | VOM | 0 | [6 empty] | 0.889 | 0
LCP_Inputs_ON_Electric_2023_04_03 | 2023 | Wind Onshore | Generation | Electricity | WC | Dispatch-Generation | EmissionsCost | 0 | [6 empty] | 0.889 | 0
LCP_Inputs_ON_Electric_2023_04_03 | 2023 | Wind Onshore | Generation | Electricity | WC | Dispatch-Generation | FuelCost | 0 | [6 empty] | 0.889 | 0
LCP_Inputs_ON_Electric_2023_04_03 | 2023 | Wind Onshore | Generation | Electricity | WC | Dispatch-Generation | VOM | 0 | [6 empty] | 0.889 | 0
LCP_Inputs_ON_Electric_2023_04_03 | 2024 | Anaerobic Digestion | Generation | Methane | MI | Dispatch-Generation | EmissionsCost | 0 | [6 empty] | 0.8548 | 0
LCP_Inputs_ON_Electric_2023_04_03 | 2024 | Anaerobic Digestion | Generation | Methane | MI | Dispatch-Generation | FuelCost | 0 | [6 empty] | 0.8548 | 0
LCP_Inputs_ON_Electric_2023_04_03 | 2024 | Anaerobic Digestion | Generation | Methane | MI | Dispatch-Generation | VOM | 0 | [6 empty] | 0.8548 | 0
LCP_Inputs_ON_Electric_2023_04_03 | 2024 | Anaerobic Digestion | Generation | Methane | NY | Dispatch-Generation | EmissionsCost | 0 | [6 empty] | 0.8548 | 0
LCP_Inputs_ON_Electric_2023_04_03 | 2024 | Anaerobic Digestion | Generation | Methane | NY | Dispatch-Generation | FuelCost | 0 | [6 empty] | 0.8548 | 0
LCP_Inputs_ON_Electric_2023_04_03 | 2024 | Anaerobic Digestion | Generation | Methane | NY | Dispatch-Generation | VOM | 0 | [6 empty] | 0.8548 | 0
LCP_Inputs_ON_Electric_2023_04_03 | 2024 | Anaerobic Digestion | Generation | Methane | ON | Dispatch-Generation | EmissionsCost | 0 | [6 empty] | 0.8548 | 0
LCP_Inputs_ON_Electric_2023_04_03 | 2024 | Anaerobic Digestion | Generation | Methane | ON | Dispatch-Generation | FuelCost | 0 | [6 empty] | 0.8548 | 0
LCP_Inputs_ON_Electric_2023_04_03 | 2024 | Anaerobic Digestion | Generation | Methane | ON | Dispatch-Generation | VOM | 0 | [6 empty] | 0.8548 | 0
LCP_Inputs_ON_Electric_2023_04_03 | 2024 | Anaerobic Digestion | Generation | Methane | PJ | Dispatch-Generation | EmissionsCost | 0 | [6 empty] | 0.8548 | 0
LCP_Inputs_ON_Electric_2023_04_03 | 2024 | Anaerobic Digestion | Generation | Methane | PJ | Dispatch-Generation | FuelCost | 0 | [6 empty] | 0.8548 | 0
LCP_Inputs_ON_Electric_2023_04_03 | 2024 | Anaerobic Digestion | Generation | Methane | PJ | Dispatch-Generation | VOM | 0 | [6 empty] | 0.8548 | 0
LCP_Inputs_ON_Electric_2023_04_03 | 2024 | Anaerobic Digestion | Generation | Methane | QC | Dispatch-Generation | EmissionsCost | 0 | [6 empty] | 0.8548 | 0
LCP_Inputs_ON_Electric_2023_04_03 | 2024 | Anaerobic Digestion | Generation | Methane | QC | Dispatch-Generation | FuelCost | 0 | [6 empty] | 0.8548 | 0
LCP_Inputs_ON_Electric_2023_04_03 | 2024 | Anaerobic Digestion | Generation | Methane | QC | Dispatch-Generation | VOM | 0 | [6 empty] | 0.8548 | 0
LCP_Inputs_ON_Electric_2023_04_03 | 2024 | Anaerobic Digestion | Generation | Methane | WC | Dispatch-Generation | EmissionsCost | 0 | [6 empty] | 0.8548 | 0
LCP_Inputs_ON_Electric_2023_04_03 | 2024 | Anaerobic Digestion | Generation | Methane | WC | Dispatch-Generation | FuelCost | 0 | [6 empty] | 0.8548 | 0
LCP_Inputs_ON_Electric_2023_04_03 | 2024 | Anaerobic Digestion | Generation | Methane | WC | Dispatch-Generation | VOM | 0 | [6 empty] | 0.8548 | 0
LCP_Inputs_ON_Electric_2023_04_03 | 2024 | Battery Storage | Storage | Electricity | MI | Dispatch-Storage | EmissionsCost | 0 | [6 empty] | 0.8548 | 0
LCP_Inputs_ON_Electric_2023_04_03 | 2024 | Battery Storage | Storage | Electricity | MI | Dispatch-Storage | FuelCost | 0 | [6 empty] | 0.8548 | 0
LCP_Inputs_ON_Electric_2023_04_03 | 2024 | Battery Storage | Storage | Electricity | MI | Dispatch-Storage | VOM | 0 | [6 empty] | 0.8548 | 0
LCP_Inputs_ON_Electric_2023_04_03 | 2024 | Battery Storage | Storage | Electricity | NY | Dispatch-Storage | EmissionsCost | 0 | [6 empty] | 0.8548 | 0
LCP_Inputs_ON_Electric_2023_04_03 | 2024 | Battery Storage | Storage | Electricity | NY | Dispatch-Storage | FuelCost | 0 | [6 empty] | 0.8548 | 0
LCP_Inputs_ON_Electric_2023_04_03 | 2024 | Battery Storage | Storage | Electricity | NY | Dispatch-Storage | VOM | 0 | [6 empty] | 0.8548 | 0
LCP_Inputs_ON_Electric_2023_04_03 | 2024 | Battery Storage | Storage | Electricity | ON | Dispatch-Storage | EmissionsCost | 0 | [6 empty] | 0.8548 | 0
LCP_Inputs_ON_Electric_2023_04_03 | 2024 | Battery Storage | Storage | Electricity | ON | Dispatch-Storage | FuelCost | 0 | [6 empty] | 0.8548 | 0
LCP_Inputs_ON_Electric_2023_04_03 | 2024 | Battery Storage | Storage | Electricity | ON | Dispatch-Storage | VOM | 0 | [6 empty] | 0.8548 | 0
LCP_Inputs_ON_Electric_2023_04_03 | 2024 | Battery Storage | Storage | Electricity | PJ | Dispatch-Storage | EmissionsCost | 0 | [6 empty] | 0.8548 | 0
LCP_Inputs_ON_Electric_2023_04_03 | 2024 | Battery Storage | Storage | Electricity | PJ | Dispatch-Storage | FuelCost | 0 | [6 empty] | 0.8548 | 0
LCP_Inputs_ON_Electric_2023_04_03 | 2024 | Battery Storage | Storage | Electricity | PJ | Dispatch-Storage | VOM | 0 | [6 empty] | 0.8548 | 0
LCP_Inputs_ON_Electric_2023_04_03 | 2024 | Battery Storage | Storage | Electricity | QC | Dispatch-Storage | EmissionsCost | 0 | [6 empty] | 0.8548 | 0
LCP_Inputs_ON_Electric_2023_04_03 | 2024 | Battery Storage | Storage | Electricity | QC | Dispatch-Storage | FuelCost | 0 | [6 empty] | 0.8548 | 0
LCP_Inputs_ON_Electric_2023_04_03 | 2024 | Battery Storage | Storage | Electricity | QC | Dispatch-Storage | VOM | 0 | [6 empty] | 0.8548 | 0
LCP_Inputs_ON_Electric_2023_04_03 | 2024 | Battery Storage | Storage | Electricity | WC | Dispatch-Storage | EmissionsCost | 0 | [6 empty] | 0.8548 | 0
LCP_Inputs_ON_Electric_2023_04_03 | 2024 | Battery Storage | Storage | Electricity | WC | Dispatch-Storage | FuelCost | 0 | [6 empty] | 0.8548 | 0
LCP_Inputs_ON_Electric_2023_04_03 | 2024 | Battery Storage | Storage | Electricity | WC | Dispatch-Storage | VOM | 0 | [6 empty] | 0.8548 | 0
LCP_Inputs_ON_Electric_2023_04_03 | 2024 | Biomass | Generation | Electricity | MI | Dispatch-Generation | EmissionsCost | 0 | [6 empty] | 0.8548 | 0
LCP_Inputs_ON_Electric_2023_04_03 | 2024 | Biomass | Generation | Electricity | MI | Dispatch-Generation | FuelCost | 0 | [6 empty] | 0.8548 | 0
LCP_Inputs_ON_Electric_2023_04_03 | 2024 | Biomass | Generation | Electricity | MI | Dispatch-Generation | VOM | 0 | [6 empty] | 0.8548 | 0
LCP_Inputs_ON_Electric_2023_04_03 | 2024 | Biomass | Generation | Electricity | NY | Dispatch-Generation | EmissionsCost | 0 | [6 empty] | 0.8548 | 0
LCP_Inputs_ON_Electric_2023_04_03 | 2024 | Biomass | Generation | Electricity | NY | Dispatch-Generation | FuelCost | 0 | [6 empty] | 0.8548 | 0
LCP_Inputs_ON_Electric_2023_04_03 | 2024 | Biomass | Generation | Electricity | NY | Dispatch-Generation | VOM | 0 | [6 empty] | 0.8548 | 0
LCP_Inputs_ON_Electric_2023_04_03 | 2024 | Biomass | Generation | Electricity | ON | Dispatch-Generation | EmissionsCost | 0 | [6 empty] | 0.8548 | 0
LCP_Inputs_ON_Electric_2023_04_03 | 2024 | Biomass | Generation | Electricity | ON | Dispatch-Generation | FuelCost | 0 | [6 empty] | 0.8548 | 0
LCP_Inputs_ON_Electric_2023_04_03 | 2024 | Biomass | Generation | Electricity | ON | Dispatch-Generation | VOM | 0 | [6 empty] | 0.8548 | 0
LCP_Inputs_ON_Electric_2023_04_03 | 2024 | Biomass | Generation | Electricity | PJ | Dispatch-Generation | EmissionsCost | 0 | [6 empty] | 0.8548 | 0
LCP_Inputs_ON_Electric_2023_04_03 | 2024 | Biomass | Generation | Electricity | PJ | Dispatch-Generation | FuelCost | 0 | [6 empty] | 0.8548 | 0
LCP_Inputs_ON_Electric_2023_04_03 | 2024 | Biomass | Generation | Electricity | PJ | Dispatch-Generation | VOM | 0 | [6 empty] | 0.8548 | 0
LCP_Inputs_ON_Electric_2023_04_03 | 2024 | Biomass | Generation | Electricity | QC | Dispatch-Generation | EmissionsCost | 0 | [6 empty] | 0.8548 | 0
LCP_Inputs_ON_Electric_2023_04_03 | 2024 | Biomass | Generation | Electricity | QC | Dispatch-Generation | FuelCost | 0 | [6 empty] | 0.8548 | 0
LCP_Inputs_ON_Electric_2023_04_03 | 2024 | Biomass | Generation | Electricity | QC | Dispatch-Generation | VOM | 0 | [6 empty] | 0.8548 | 0
LCP_Inputs_ON_Electric_2023_04_03 | 2024 | Biomass | Generation | Electricity | WC | Dispatch-Generation | EmissionsCost | 0 | [6 empty] | 0.8548 | 0
LCP_Inputs_ON_Electric_2023_04_03 | 2024 | Biomass | Generation | Electricity | WC | Dispatch-Generation | FuelCost | 0 | [6 empty] | 0.8548 | 0
LCP_Inputs_ON_Electric_2023_04_03 | 2024 | Biomass | Generation | Electricity | WC | Dispatch-Generation | VOM | 0 | [6 empty] | 0.8548 | 0
LCP_Inputs_ON_Electric_2023_04_03 | 2024 | Biomass + CCS | Generation | Electricity | MI | Dispatch-Generation | EmissionsCost | 0 | [6 empty] | 0.8548 | 0
LCP_Inputs_ON_Electric_2023_04_03 | 2024 | Biomass + CCS | Generation | Electricity | MI | Dispatch-Generation | FuelCost | 0 | [6 empty] | 0.8548 | 0
LCP_Inputs_ON_Electric_2023_04_03 | 2024 | Biomass + CCS | Generation | Electricity | MI | Dispatch-Generation | VOM | 0 | [6 empty] | 0.8548 | 0
LCP_Inputs_ON_Electric_2023_04_03 | 2024 | Biomass + CCS | Generation | Electricity | NY | Dispatch-Generation | EmissionsCost | 0 | [6 empty] | 0.8548 | 0
LCP_Inputs_ON_Electric_2023_04_03 | 2024 | Biomass + CCS | Generation | Electricity | NY | Dispatch-Generation | FuelCost | 0 | [6 empty] | 0.8548 | 0
LCP_Inputs_ON_Electric_2023_04_03 | 2024 | Biomass + CCS | Generation | Electricity | NY | Dispatch-Generation | VOM | 0 | [6 empty] | 0.8548 | 0
LCP_Inputs_ON_Electric_2023_04_03 | 2024 | Biomass + CCS | Generation | Electricity | ON | Dispatch-Generation | EmissionsCost | 0 | [6 empty] | 0.8548 | 0
LCP_Inputs_ON_Electric_2023_04_03 | 2024 | Biomass + CCS | Generation | Electricity | ON | Dispatch-Generation | FuelCost | 0 | [6 empty] | 0.8548 | 0
LCP_Inputs_ON_Electric_2023_04_03 | 2024 | Biomass + CCS | Generation | Electricity | ON | Dispatch-Generation | VOM | 0 | [6 empty] | 0.8548 | 0
LCP_Inputs_ON_Electric_2023_04_03 | 2024 | Biomass + CCS | Generation | Electricity | PJ | Dispatch-Generation | EmissionsCost | 0 | [6 empty] | 0.8548 | 0
LCP_Inputs_ON_Electric_2023_04_03 | 2024 | Biomass + CCS | Generation | Electricity | PJ | Dispatch-Generation | FuelCost | 0 | [6 empty] | 0.8548 | 0
LCP_Inputs_ON_Electric_2023_04_03 | 2024 | Biomass + CCS | Generation | Electricity | PJ | Dispatch-Generation | VOM | 0 | [6 empty] | 0.8548 | 0
LCP_Inputs_ON_Electric_2023_04_03 | 2024 | Biomass + CCS | Generation | Electricity | QC | Dispatch-Generation | EmissionsCost | 0 | [6 empty] | 0.8548 | 0
LCP_Inputs_ON_Electric_2023_04_03 | 2024 | Biomass + CCS | Generation | Electricity | QC | Dispatch-Generation | FuelCost | 0 | [6 empty] | 0.8548 | 0
LCP_Inputs_ON_Electric_2023_04_03 | 2024 | Biomass + CCS | Generation | Electricity | QC | Dispatch-Generation | VOM | 0 | [6 empty] | 0.8548 | 0
LCP_Inputs_ON_Electric_2023_04_03 | 2024 | Biomass + CCS | Generation | Electricity | WC | Dispatch-Generation | EmissionsCost | 0 | [6 empty] | 0.8548 | 0
LCP_Inputs_ON_Electric_2023_04_03 | 2024 | Biomass + CCS | Generation | Electricity | WC | Dispatch-Generation | FuelCost | 0 | [6 empty] | 0.8548 | 0
LCP_Inputs_ON_Electric_2023_04_03 | 2024 | Biomass + CCS | Generation | Electricity | WC | Dispatch-Generation | VOM | 0 | [6 empty] | 0.8548 | 0
LCP_Inputs_ON_Electric_2023_04_03 | 2024 | CH4 + CCS | Generation | Methane | MI | Dispatch-Generation | EmissionsCost | 0 | [6 empty] | 0.8548 | 0
LCP_Inputs_ON_Electric_2023_04_03 | 2024 | CH4 + CCS | Generation | Methane | MI | Dispatch-Generation | FuelCost | 0 | [6 empty] | 0.8548 | 0
LCP_Inputs_ON_Electric_2023_04_03 | 2024 | CH4 + CCS | Generation | Methane | MI | Dispatch-Generation | VOM | 0 | [6 empty] | 0.8548 | 0
LCP_Inputs_ON_Electric_2023_04_03 | 2024 | CH4 + CCS | Generation | Methane | NY | Dispatch-Generation | EmissionsCost | 0 | [6 empty] | 0.8548 | 0
LCP_Inputs_ON_Electric_2023_04_03 | 2024 | CH4 + CCS | Generation | Methane | NY | Dispatch-Generation | FuelCost | 0 | [6 empty] | 0.8548 | 0
LCP_Inputs_ON_Electric_2023_04_03 | 2024 | CH4 + CCS | Generation | Methane | NY | Dispatch-Generation | VOM | 0 | [6 empty] | 0.8548 | 0
LCP_Inputs_ON_Electric_2023_04_03 | 2024 | CH4 + CCS | Generation | Methane | ON | Dispatch-Generation | EmissionsCost | 0 | [6 empty] | 0.8548 | 0
LCP_Inputs_ON_Electric_2023_04_03 | 2024 | CH4 + CCS | Generation | Methane | ON | Dispatch-Generation | FuelCost | 0 | [6 empty] | 0.8548 | 0
LCP_Inputs_ON_Electric_2023_04_03 | 2024 | CH4 + CCS | Generation | Methane | ON | Dispatch-Generation | VOM | 0 | [6 empty] | 0.8548 | 0
LCP_Inputs_ON_Electric_2023_04_03 | 2024 | CH4 + CCS | Generation | Methane | PJ | Dispatch-Generation | EmissionsCost | 0 | [6 empty] | 0.8548 | 0
LCP_Inputs_ON_Electric_2023_04_03 | 2024 | CH4 + CCS | Generation | Methane | PJ | Dispatch-Generation | FuelCost | 0 | [6 empty] | 0.8548 | 0
LCP_Inputs_ON_Electric_2023_04_03 | 2024 | CH4 + CCS | Generation | Methane | PJ | Dispatch-Generation | VOM | 0 | [6 empty] | 0.8548 | 0
LCP_Inputs_ON_Electric_2023_04_03 | 2024 | CH4 + CCS | Generation | Methane | QC | Dispatch-Generation | EmissionsCost | 0 | [6 empty] | 0.8548 | 0
LCP_Inputs_ON_Electric_2023_04_03 | 2024 | CH4 + CCS | Generation | Methane | QC | Dispatch-Generation | FuelCost | 0 | [6 empty] | 0.8548 | 0
LCP_Inputs_ON_Electric_2023_04_03 | 2024 | CH4 + CCS | Generation | Methane | QC | Dispatch-Generation | VOM | 0 | [6 empty] | 0.8548 | 0
LCP_Inputs_ON_Electric_2023_04_03 | 2024 | CH4 + CCS | Generation | Methane | WC | Dispatch-Generation | EmissionsCost | 0 | [6 empty] | 0.8548 | 0
LCP_Inputs_ON_Electric_2023_04_03 | 2024 | CH4 + CCS | Generation | Methane | WC | Dispatch-Generation | FuelCost | 0 | [6 empty] | 0.8548 | 0
LCP_Inputs_ON_Electric_2023_04_03 | 2024 | CH4 + CCS | Generation | Methane | WC | Dispatch-Generation | VOM | 0 | [6 empty] | 0.8548 | 0
LCP_Inputs_ON_Electric_2023_04_03 | 2024 | CH4 Import - NY 2020 | Import | Methane | MI | Dispatch-Import | EmissionsCost | 0 | [6 empty] | 0.8548 | 0
LCP_Inputs_ON_Electric_2023_04_03 | 2024 | CH4 Import - NY 2020 | Import | Methane | MI | Dispatch-Import | FuelCost | 0 | [6 empty] | 0.8548 | 0
LCP_Inputs_ON_Electric_2023_04_03 | 2024 | CH4 Import - NY 2020 | Import | Methane | MI | Dispatch-Import | VOM | 0 | [6 empty] | 0.8548 | 0
LCP_Inputs_ON_Electric_2023_04_03 | 2024 | CH4 Import - NY 2020 | Import | Methane | NY | Dispatch-Import | EmissionsCost | 282343065.1873 | [6 empty] | 0.8548 | 241348035.4302
LCP_Inputs_ON_Electric_2023_04_03 | 2024 | CH4 Import - NY 2020 | Import | Methane | NY | Dispatch-Import | FuelCost | 407790143.0843 | [6 empty] | 0.8548 | 348580723.369
LCP_Inputs_ON_Electric_2023_04_03 | 2024 | CH4 Import - NY 2020 | Import | Methane | NY | Dispatch-Import | VOM | 0 | [6 empty] | 0.8548 | 0
LCP_Inputs_ON_Electric_2023_04_03 | 2024 | CH4 Import - NY 2020 | Import | Methane | ON | Dispatch-Import | EmissionsCost | 0 | [6 empty] | 0.8548 | 0
LCP_Inputs_ON_Electric_2023_04_03 | 2024 | CH4 Import - NY 2020 | Import | Methane | ON | Dispatch-Import | FuelCost | 0 | [6 empty] | 0.8548 | 0
LCP_Inputs_ON_Electric_2023_04_03 | 2024 | CH4 Import - NY 2020 | Import | Methane | ON | Dispatch-Import | VOM | 0 | [6 empty] | 0.8548 | 0
LCP_Inputs_ON_Electric_2023_04_03 | 2024 | CH4 Import - NY 2020 | Import | Methane | PJ | Dispatch-Import | EmissionsCost | 0 | [6 empty] | 0.8548 | 0
LCP_Inputs_ON_Electric_2023_04_03 | 2024 | CH4 Import - NY 2020 | Import | Methane | PJ | Dispatch-Import | FuelCost | 0 | [6 empty] | 0.8548 | 0
LCP_Inputs_ON_Electric_2023_04_03 | 2024 | CH4 Import - NY 2020 | Import | Methane | PJ | Dispatch-Import | VOM | 0 | [6 empty] | 0.8548 | 0
LCP_Inputs_ON_Electric_2023_04_03 | 2024 | CH4 Import - NY 2020 | Import | Methane | QC | Dispatch-Import | EmissionsCost | 0 | [6 empty] | 0.8548 | 0
LCP_Inputs_ON_Electric_2023_04_03 | 2024 | CH4 Import - NY 2020 | Import | Methane | QC | Dispatch-Import | FuelCost | 0 | [6 empty] | 0.8548 | 0
LCP_Inputs_ON_Electric_2023_04_03 | 2024 | CH4 Import - NY 2020 | Import | Methane | QC | Dispatch-Import | VOM | 0 | [6 empty] | 0.8548 | 0
LCP_Inputs_ON_Electric_2023_04_03 | 2024 | CH4 Import - NY 2020 | Import | Methane | WC | Dispatch-Import | EmissionsCost | 0 | [6 empty] | 0.8548 | 0
LCP_Inputs_ON_Electric_2023_04_03 | 2024 | CH4 Import - NY 2020 | Import | Methane | WC | Dispatch-Import | FuelCost | 0 | [6 empty] | 0.8548 | 0
LCP_Inputs_ON_Electric_2023_04_03 | 2024 | CH4 Import - NY 2020 | Import | Methane | WC | Dispatch-Import | VOM | 0 | [6 empty] | 0.8548 | 0
LCP_Inputs_ON_Electric_2023_04_03 | 2024 | CH4 Import - NY 2030 | Import | Methane | MI | Dispatch-Import | EmissionsCost | 0 | [6 empty] | 0.8548 | 0
LCP_Inputs_ON_Electric_2023_04_03 | 2024 | CH4 Import - NY 2030 | Import | Methane | MI | Dispatch-Import | FuelCost | 0 | [6 empty] | 0.8548 | 0
LCP_Inputs_ON_Electric_2023_04_03 | 2024 | CH4 Import - NY 2030 | Import | Methane | MI | Dispatch-Import | VOM | 0 | [6 empty] | 0.8548 | 0
LCP_Inputs_ON_Electric_2023_04_03 | 2024 | CH4 Import - NY 2030 | Import | Methane | NY | Dispatch-Import | EmissionsCost | 0 | [6 empty] | 0.8548 | 0
LCP_Inputs_ON_Electric_2023_04_03 | 2024 | CH4 Import - NY 2030 | Import | Methane | NY | Dispatch-Import | FuelCost | 0 | [6 empty] | 0.8548 | 0
LCP_Inputs_ON_Electric_2023_04_03 | 2024 | CH4 Import - NY 2030 | Import | Methane | NY | Dispatch-Import | VOM | 0 | [6 empty] | 0.8548 | 0
LCP_Inputs_ON_Electric_2023_04_03 | 2024 | CH4 Import - NY 2030 | Import | Methane | ON | Dispatch-Import | EmissionsCost | 0 | [6 empty] | 0.8548 | 0
LCP_Inputs_ON_Electric_2023_04_03 | 2024 | CH4 Import - NY 2030 | Import | Methane | ON | Dispatch-Import | FuelCost | 0 | [6 empty] | 0.8548 | 0
LCP_Inputs_ON_Electric_2023_04_03 | 2024 | CH4 Import - NY 2030 | Import | Methane | ON | Dispatch-Import | VOM | 0 | [6 empty] | 0.8548 | 0
LCP_Inputs_ON_Electric_2023_04_03 | 2024 | CH4 Import - NY 2030 | Import | Methane | PJ | Dispatch-Import | EmissionsCost | 0 | [6 empty] | 0.8548 | 0
LCP_Inputs_ON_Electric_2023_04_03 | 2024 | CH4 Import - NY 2030 | Import | Methane | PJ | Dispatch-Import | FuelCost | 0 | [6 empty] | 0.8548 | 0
LCP_Inputs_ON_Electric_2023_04_03 | 2024 | CH4 Import - NY 2030 | Import | Methane | PJ | Dispatch-Import | VOM | 0 | [6 empty] | 0.8548 | 0
LCP_Inputs_ON_Electric_2023_04_03 | 2024 | CH4 Import - NY 2030 | Import | Methane | QC | Dispatch-Import | EmissionsCost | 0 | [6 empty] | 0.8548 | 0
LCP_Inputs_ON_Electric_2023_04_03 | 2024 | CH4 Import - NY 2030 | Import | Methane | QC | Dispatch-Import | FuelCost | 0 | [6 empty] | 0.8548 | 0
LCP_Inputs_ON_Electric_2023_04_03 | 2024 | CH4 Import - NY 2030 | Import | Methane | QC | Dispatch-Import | VOM | 0 | [6 empty] | 0.8548 | 0
LCP_Inputs_ON_Electric_2023_04_03 | 2024 | CH4 Import - NY 2030 | Import | Methane | WC | Dispatch-Import | EmissionsCost | 0 | [6 empty] | 0.8548 | 0
LCP_Inputs_ON_Electric_2023_04_03 | 2024 | CH4 Import - NY 2030 | Import | Methane | WC | Dispatch-Import | FuelCost | 0 | [6 empty] | 0.8548 | 0
LCP_Inputs_ON_Electric_2023_04_03 | 2024 | CH4 Import - NY 2030 | Import | Methane | WC | Dispatch-Import | VOM | 0 | [6 empty] | 0.8548 | 0
LCP_Inputs_ON_Electric_2023_04_03 | 2024 | CH4 Import - NY 2040 | Import | Methane | MI | Dispatch-Import | EmissionsCost | 0 | [6 empty] | 0.8548 | 0
LCP_Inputs_ON_Electric_2023_04_03 | 2024 | CH4 Import - NY 2040 | Import | Methane | MI | Dispatch-Import | FuelCost | 0 | [6 empty] | 0.8548 | 0
LCP_Inputs_ON_Electric_2023_04_03 | 2024 | CH4 Import - NY 2040 | Import | Methane | MI | Dispatch-Import | VOM | 0 | [6 empty] | 0.8548 | 0
LCP_Inputs_ON_Electric_2023_04_03 | 2024 | CH4 Import - NY 2040 | Import | Methane | NY | Dispatch-Import | EmissionsCost | 0 | [6 empty] | 0.8548 | 0
LCP_Inputs_ON_Electric_2023_04_03 | 2024 | CH4 Import - NY 2040 | Import | Methane | NY | Dispatch-Import | FuelCost | 0 | [6 empty] | 0.8548 | 0
LCP_Inputs_ON_Electric_2023_04_03 | 2024 | CH4 Import - NY 2040 | Import | Methane | NY | Dispatch-Import | VOM | 0 | [6 empty] | 0.8548 | 0
LCP_Inputs_ON_Electric_2023_04_03 | 2024 | CH4 Import - NY 2040 | Import | Methane | ON | Dispatch-Import | EmissionsCost | 0 | [6 empty] | 0.8548 | 0
LCP_Inputs_ON_Electric_2023_04_03 | 2024 | CH4 Import - NY 2040 | Import | Methane | ON | Dispatch-Import | FuelCost | 0 | [6 empty] | 0.8548 | 0
LCP_Inputs_ON_Electric_2023_04_03 | 2024 | CH4 Import - NY 2040 | Import | Methane | ON | Dispatch-Import | VOM | 0 | [6 empty] | 0.8548 | 0
LCP_Inputs_ON_Electric_2023_04_03 | 2024 | CH4 Import - NY 2040 | Import | Methane | PJ | Dispatch-Import | EmissionsCost | 0 | [6 empty] | 0.8548 | 0
LCP_Inputs_ON_Electric_2023_04_03 | 2024 | CH4 Import - NY 2040 | Import | Methane | PJ | Dispatch-Import | FuelCost | 0 | [6 empty] | 0.8548 | 0
LCP_Inputs_ON_Electric_2023_04_03 | 2024 | CH4 Import - NY 2040 | Import | Methane | PJ | Dispatch-Import | VOM | 0 | [6 empty] | 0.8548 | 0
LCP_Inputs_ON_Electric_2023_04_03 | 2024 | CH4 Import - NY 2040 | Import | Methane | QC | Dispatch-Import | EmissionsCost | 0 | [6 empty] | 0.8548 | 0
LCP_Inputs_ON_Electric_2023_04_03 | 2024 | CH4 Import - NY 2040 | Import | Methane | QC | Dispatch-Import | FuelCost | 0 | [6 empty] | 0.8548 | 0
LCP_Inputs_ON_Electric_2023_04_03 | 2024 | CH4 Import - NY 2040 | Import | Methane | QC | Dispatch-Import | VOM | 0 | [6 empty] | 0.8548 | 0
LCP_Inputs_ON_Electric_2023_04_03 | 2024 | CH4 Import - NY 2040 | Import | Methane | WC | Dispatch-Import | EmissionsCost | 0 | [6 empty] | 0.8548 | 0
LCP_Inputs_ON_Electric_2023_04_03 | 2024 | CH4 Import - NY 2040 | Import | Methane | WC | Dispatch-Import | FuelCost | 0 | [6 empty] | 0.8548 | 0
LCP_Inputs_ON_Electric_2023_04_03 | 2024 | CH4 Import - NY 2040 | Import | Methane | WC | Dispatch-Import | VOM | 0 | [6 empty] | 0.8548 | 0
LCP_Inputs_ON_Electric_2023_04_03 | 2024 | CH4 Import - NY 2050 | Import | Methane | MI | Dispatch-Import | EmissionsCost | 0 | [6 empty] | 0.8548 | 0
LCP_Inputs_ON_Electric_2023_04_03 | 2024 | CH4 Import - NY 2050 | Import | Methane | MI | Dispatch-Import | FuelCost | 0 | [6 empty] | 0.8548 | 0
LCP_Inputs_ON_Electric_2023_04_03 | 2024 | CH4 Import - NY 2050 | Import | Methane | MI | Dispatch-Import | VOM | 0 | [6 empty] | 0.8548 | 0
LCP_Inputs_ON_Electric_2023_04_03 | 2024 | CH4 Import - NY 2050 | Import | Methane | NY | Dispatch-Import | EmissionsCost | 0 | [6 empty] | 0.8548 | 0
LCP_Inputs_ON_Electric_2023_04_03 | 2024 | CH4 Import - NY 2050 | Import | Methane | NY | Dispatch-Import | FuelCost | 0 | [6 empty] | 0.8548 | 0
LCP_Inputs_ON_Electric_2023_04_03 | 2024 | CH4 Import - NY 2050 | Import | Methane | NY | Dispatch-Import | VOM | 0 | [6 empty] | 0.8548 | 0
LCP_Inputs_ON_Electric_2023_04_03 | 2024 | CH4 Import - NY 2050 | Import | Methane | ON | Dispatch-Import | EmissionsCost | 0 | [6 empty] | 0.8548 | 0
LCP_Inputs_ON_Electric_2023_04_03 | 2024 | CH4 Import - NY 2050 | Import | Methane | ON | Dispatch-Import | FuelCost | 0 | [6 empty] | 0.8548 | 0
LCP_Inputs_ON_Electric_2023_04_03 | 2024 | CH4 Import - NY 2050 | Import | Methane | ON | Dispatch-Import | VOM | 0 | [6 empty] | 0.8548 | 0
LCP_Inputs_ON_Electric_2023_04_03 | 2024 | CH4 Import - NY 2050 | Import | Methane | PJ | Dispatch-Import | EmissionsCost | 0 | [6 empty] | 0.8548 | 0
LCP_Inputs_ON_Electric_2023_04_03 | 2024 | CH4 Import - NY 2050 | Import | Methane | PJ | Dispatch-Import | FuelCost | 0 | [6 empty] | 0.8548 | 0
LCP_Inputs_ON_Electric_2023_04_03 | 2024 | CH4 Import - NY 2050 | Import | Methane | PJ | Dispatch-Import | VOM | 0 | [6 empty] | 0.8548 | 0
LCP_Inputs_ON_Electric_2023_04_03 | 2024 | CH4 Import - NY 2050 | Import | Methane | QC | Dispatch-Import | EmissionsCost | 0 | [6 empty] | 0.8548 | 0
LCP_Inputs_ON_Electric_2023_04_03 | 2024 | CH4 Import - NY 2050 | Import | Methane | QC | Dispatch-Import | FuelCost | 0 | [6 empty] | 0.8548 | 0
LCP_Inputs_ON_Electric_2023_04_03 | 2024 | CH4 Import - NY 2050 | Import | Methane | QC | Dispatch-Import | VOM | 0 | [6 empty] | 0.8548 | 0
LCP_Inputs_ON_Electric_2023_04_03 | 2024 | CH4 Import - NY 2050 | Import | Methane | WC | Dispatch-Import | EmissionsCost | 0 | [6 empty] | 0.8548 | 0
LCP_Inputs_ON_Electric_2023_04_03 | 2024 | CH4 Import - NY 2050 | Import | Methane | WC | Dispatch-Import | FuelCost | 0 | [6 empty] | 0.8548 | 0
LCP_Inputs_ON_Electric_2023_04_03 | 2024 | CH4 Import - NY 2050 | Import | Methane | WC | Dispatch-Import | VOM | 0 | [6 empty] | 0.8548 | 0
LCP_Inputs_ON_Electric_2023_04_03 | 2024 | CH4 Import - WC 2020 | Import | Methane | MI | Dispatch-Import | EmissionsCost | 0 | [6 empty] | 0.8548 | 0
LCP_Inputs_ON_Electric_2023_04_03 | 2024 | CH4 Import - WC 2020 | Import | Methane | MI | Dispatch-Import | FuelCost | 0 | [6 empty] | 0.8548 | 0
LCP_Inputs_ON_Electric_2023_04_03 | 2024 | CH4 Import - WC 2020 | Import | Methane | MI | Dispatch-Import | VOM | 0 | [6 empty] | 0.8548 | 0
LCP_Inputs_ON_Electric_2023_04_03 | 2024 | CH4 Import - WC 2020 | Import | Methane | NY | Dispatch-Import | EmissionsCost | 0 | [6 empty] | 0.8548 | 0
LCP_Inputs_ON_Electric_2023_04_03 | 2024 | CH4 Import - WC 2020 | Import | Methane | NY | Dispatch-Import | FuelCost | 0 | [6 empty] | 0.8548 | 0
LCP_Inputs_ON_Electric_2023_04_03 | 2024 | CH4 Import - WC 2020 | Import | Methane | NY | Dispatch-Import | VOM | 0 | [6 empty] | 0.8548 | 0
LCP_Inputs_ON_Electric_2023_04_03 | 2024 | CH4 Import - WC 2020 | Import | Methane | ON | Dispatch-Import | EmissionsCost | 0 | [6 empty] | 0.8548 | 0
LCP_Inputs_ON_Electric_2023_04_03 | 2024 | CH4 Import - WC 2020 | Import | Methane | ON | Dispatch-Import | FuelCost | 0 | [6 empty] | 0.8548 | 0
LCP_Inputs_ON_Electric_2023_04_03 | 2024 | CH4 Import - WC 2020 | Import | Methane | ON | Dispatch-Import | VOM | 0 | [6 empty] | 0.8548 | 0
LCP_Inputs_ON_Electric_2023_04_03 | 2024 | CH4 Import - WC 2020 | Import | Methane | PJ | Dispatch-Import | EmissionsCost | 0 | [6 empty] | 0.8548 | 0
LCP_Inputs_ON_Electric_2023_04_03 | 2024 | CH4 Import - WC 2020 | Import | Methane | PJ | Dispatch-Import | FuelCost | 0 | [6 empty] | 0.8548 | 0
LCP_Inputs_ON_Electric_2023_04_03 | 2024 | CH4 Import - WC 2020 | Import | Methane | PJ | Dispatch-Import | VOM | 0 | [6 empty] | 0.8548 | 0
LCP_Inputs_ON_Electric_2023_04_03 | 2024 | CH4 Import - WC 2020 | Import | Methane | QC | Dispatch-Import | EmissionsCost | 0 | [6 empty] | 0.8548 | 0
LCP_Inputs_ON_Electric_2023_04_03 | 2024 | CH4 Import - WC 2020 | Import | Methane | QC | Dispatch-Import | FuelCost | 0 | [6 empty] | 0.8548 | 0
LCP_Inputs_ON_Electric_2023_04_03 | 2024 | CH4 Import - WC 2020 | Import | Methane | QC | Dispatch-Import | VOM | 0 | [6 empty] | 0.8548 | 0
LCP_Inputs_ON_Electric_2023_04_03 | 2024 | CH4 Import - WC 2020 | Import | Methane | WC | Dispatch-Import | EmissionsCost | 1306945408.6229 | [6 empty] | 0.8548 | 1117182412.7379
LCP_Inputs_ON_Electric_2023_04_03 | 2024 | CH4 Import - WC 2020 | Import | Methane | WC | Dispatch-Import | FuelCost | 1887630761.6486 | [6 empty] | 0.8548 | 1613554686.1739
LCP_Inputs_ON_Electric_2023_04_03 | 2024 | CH4 Import - WC 2020 | Import | Methane | WC | Dispatch-Import | VOM | 0 | [6 empty] | 0.8548 | 0
LCP_Inputs_ON_Electric_2023_04_03 | 2024 | CH4 Import - WC 2030 | Import | Methane | MI | Dispatch-Import | EmissionsCost | 0 | [6 empty] | 0.8548 | 0
LCP_Inputs_ON_Electric_2023_04_03 | 2024 | CH4 Import - WC 2030 | Import | Methane | MI | Dispatch-Import | FuelCost | 0 | [6 empty] | 0.8548 | 0
LCP_Inputs_ON_Electric_2023_04_03 | 2024 | CH4 Import - WC 2030 | Import | Methane | MI | Dispatch-Import | VOM | 0 | [6 empty] | 0.8548 | 0
LCP_Inputs_ON_Electric_2023_04_03 | 2024 | CH4 Import - WC 2030 | Import | Methane | NY | Dispatch-Import | EmissionsCost | 0 | [6 empty] | 0.8548 | 0
LCP_Inputs_ON_Electric_2023_04_03 | 2024 | CH4 Import - WC 2030 | Import | Methane | NY | Dispatch-Import | FuelCost | 0 | [6 empty] | 0.8548 | 0
LCP_Inputs_ON_Electric_2023_04_03 | 2024 | CH4 Import - WC 2030 | Import | Methane | NY | Dispatch-Import | VOM | 0 | [6 empty] | 0.8548 | 0
LCP_Inputs_ON_Electric_2023_04_03 | 2024 | CH4 Import - WC 2030 | Import | Methane | ON | Dispatch-Import | EmissionsCost | 0 | [6 empty] | 0.8548 | 0
LCP_Inputs_ON_Electric_2023_04_03 | 2024 | CH4 Import - WC 2030 | Import | Methane | ON | Dispatch-Import | FuelCost | 0 | [6 empty] | 0.8548 | 0
LCP_Inputs_ON_Electric_2023_04_03 | 2024 | CH4 Import - WC 2030 | Import | Methane | ON | Dispatch-Import | VOM | 0 | [6 empty] | 0.8548 | 0
LCP_Inputs_ON_Electric_2023_04_03 | 2024 | CH4 Import - WC 2030 | Import | Methane | PJ | Dispatch-Import | EmissionsCost | 0 | [6 empty] | 0.8548 | 0
LCP_Inputs_ON_Electric_2023_04_03 | 2024 | CH4 Import - WC 2030 | Import | Methane | PJ | Dispatch-Import | FuelCost | 0 | [6 empty] | 0.8548 | 0
LCP_Inputs_ON_Electric_2023_04_03 | 2024 | CH4 Import - WC 2030 | Import | Methane | PJ | Dispatch-Import | VOM | 0 | [6 empty] | 0.8548 | 0
LCP_Inputs_ON_Electric_2023_04_03 | 2024 | CH4 Import - WC 2030 | Import | Methane | QC | Dispatch-Import | EmissionsCost | 0 | [6 empty] | 0.8548 | 0
LCP_Inputs_ON_Electric_2023_04_03 | 2024 | CH4 Import - WC 2030 | Import | Methane | QC | Dispatch-Import | FuelCost | 0 | [6 empty] | 0.8548 | 0
LCP_Inputs_ON_Electric_2023_04_03 | 2024 | CH4 Import - WC 2030 | Import | Methane | QC | Dispatch-Import | VOM | 0 | [6 empty] | 0.8548 | 0
LCP_Inputs_ON_Electric_2023_04_03 | 2024 | CH4 Import - WC 2030 | Import | Methane | WC | Dispatch-Import | EmissionsCost | 0 | [6 empty] | 0.8548 | 0
LCP_Inputs_ON_Electric_2023_04_03 | 2024 | CH4 Import - WC 2030 | Import | Methane | WC | Dispatch-Import | FuelCost | 0 | [6 empty] | 0.8548 | 0
LCP_Inputs_ON_Electric_2023_04_03 | 2024 | CH4 Import - WC 2030 | Import | Methane | WC | Dispatch-Import | VOM | 0 | [6 empty] | 0.8548 | 0
LCP_Inputs_ON_Electric_2023_04_03 | 2024 | CH4 Import - WC 2040 | Import | Methane | MI | Dispatch-Import | EmissionsCost | 0 | [6 empty] | 0.8548 | 0
LCP_Inputs_ON_Electric_2023_04_03 | 2024 | CH4 Import - WC 2040 | Import | Methane | MI | Dispatch-Import | FuelCost | 0 | [6 empty] | 0.8548 | 0
LCP_Inputs_ON_Electric_2023_04_03 | 2024 | CH4 Import - WC 2040 | Import | Methane | MI | Dispatch-Import | VOM | 0 | [6 empty] | 0.8548 | 0
LCP_Inputs_ON_Electric_2023_04_03 | 2024 | CH4 Import - WC 2040 | Import | Methane | NY | Dispatch-Import | EmissionsCost | 0 | [6 empty] | 0.8548 | 0
LCP_Inputs_ON_Electric_2023_04_03 | 2024 | CH4 Import - WC 2040 | Import | Methane | NY | Dispatch-Import | FuelCost | 0 | [6 empty] | 0.8548 | 0
LCP_Inputs_ON_Electric_2023_04_03 | 2024 | CH4 Import - WC 2040 | Import | Methane | NY | Dispatch-Import | VOM | 0 | [6 empty] | 0.8548 | 0
LCP_Inputs_ON_Electric_2023_04_03 | 2024 | CH4 Import - WC 2040 | Import | Methane | ON | Dispatch-Import | EmissionsCost | 0 | [6 empty] | 0.8548 | 0
LCP_Inputs_ON_Electric_2023_04_03 | 2024 | CH4 Import - WC 2040 | Import | Methane | ON | Dispatch-Import | FuelCost | 0 | [6 empty] | 0.8548 | 0
LCP_Inputs_ON_Electric_2023_04_03 | 2024 | CH4 Import - WC 2040 | Import | Methane | ON | Dispatch-Import | VOM | 0 | [6 empty] | 0.8548 | 0
LCP_Inputs_ON_Electric_2023_04_03 | 2024 | CH4 Import - WC 2040 | Import | Methane | PJ | Dispatch-Import | EmissionsCost | 0 | [6 empty] | 0.8548 | 0
LCP_Inputs_ON_Electric_2023_04_03 | 2024 | CH4 Import - WC 2040 | Import | Methane | PJ | Dispatch-Import | FuelCost | 0 | [6 empty] | 0.8548 | 0
LCP_Inputs_ON_Electric_2023_04_03 | 2024 | CH4 Import - WC 2040 | Import | Methane | PJ | Dispatch-Import | VOM | 0 | [6 empty] | 0.8548 | 0
LCP_Inputs_ON_Electric_2023_04_03 | 2024 | CH4 Import - WC 2040 | Import | Methane | QC | Dispatch-Import | EmissionsCost | 0 | [6 empty] | 0.8548 | 0
LCP_Inputs_ON_Electric_2023_04_03 | 2024 | CH4 Import - WC 2040 | Import | Methane | QC | Dispatch-Import | FuelCost | 0 | [6 empty] | 0.8548 | 0
LCP_Inputs_ON_Electric_2023_04_03 | 2024 | CH4 Import - WC 2040 | Import | Methane | QC | Dispatch-Import | VOM | 0 | [6 empty] | 0.8548 | 0
LCP_Inputs_ON_Electric_2023_04_03 | 2024 | CH4 Import - WC 2040 | Import | Methane | WC | Dispatch-Import | EmissionsCost | 0 | [6 empty] | 0.8548 | 0
LCP_Inputs_ON_Electric_2023_04_03 | 2024 | CH4 Import - WC 2040 | Import | Methane | WC | Dispatch-Import | FuelCost | 0 | [6 empty] | 0.8548 | 0
LCP_Inputs_ON_Electric_2023_04_03 | 2024 | CH4 Import - WC 2040 | Import | Methane | WC | Dispatch-Import | VOM | 0 | [6 empty] | 0.8548 | 0
LCP_Inputs_ON_Electric_2023_04_03 | 2024 | CH4 Import - WC 2050 | Import | Methane | MI | Dispatch-Import | EmissionsCost | 0 | [6 empty] | 0.8548 | 0
LCP_Inputs_ON_Electric_2023_04_03 | 2024 | CH4 Import - WC 2050 | Import | Methane | MI | Dispatch-Import | FuelCost | 0 | [6 empty] | 0.8548 | 0
LCP_Inputs_ON_Electric_2023_04_03 | 2024 | CH4 Import - WC 2050 | Import | Methane | MI | Dispatch-Import | VOM | 0 | [6 empty] | 0.8548 | 0
LCP_Inputs_ON_Electric_2023_04_03 | 2024 | CH4 Import - WC 2050 | Import | Methane | NY | Dispatch-Import | EmissionsCost | 0 | [6 empty] | 0.8548 | 0
LCP_Inputs_ON_Electric_2023_04_03 | 2024 | CH4 Import - WC 2050 | Import | Methane | NY | Dispatch-Import | FuelCost | 0 | [6 empty] | 0.8548 | 0
LCP_Inputs_ON_Electric_2023_04_03 | 2024 | CH4 Import - WC 2050 | Import | Methane | NY | Dispatch-Import | VOM | 0 | [6 empty] | 0.8548 | 0
LCP_Inputs_ON_Electric_2023_04_03 | 2024 | CH4 Import - WC 2050 | Import | Methane | ON | Dispatch-Import | EmissionsCost | 0 | [6 empty] | 0.8548 | 0
LCP_Inputs_ON_Electric_2023_04_03 | 2024 | CH4 Import - WC 2050 | Import | Methane | ON | Dispatch-Import | FuelCost | 0 | [6 empty] | 0.8548 | 0
LCP_Inputs_ON_Electric_2023_04_03 | 2024 | CH4 Import - WC 2050 | Import | Methane | ON | Dispatch-Import | VOM | 0 | [6 empty] | 0.8548 | 0
LCP_Inputs_ON_Electric_2023_04_03 | 2024 | CH4 Import - WC 2050 | Import | Methane | PJ | Dispatch-Import | EmissionsCost | 0 | [6 empty] | 0.8548 | 0
LCP_Inputs_ON_Electric_2023_04_03 | 2024 | CH4 Import - WC 2050 | Import | Methane | PJ | Dispatch-Import | FuelCost | 0 | [6 empty] | 0.8548 | 0
LCP_Inputs_ON_Electric_2023_04_03 | 2024 | CH4 Import - WC 2050 | Import | Methane | PJ | Dispatch-Import | VOM | 0 | [6 empty] | 0.8548 | 0
LCP_Inputs_ON_Electric_2023_04_03 | 2024 | CH4 Import - WC 2050 | Import | Methane | QC | Dispatch-Import | EmissionsCost | 0 | [6 empty] | 0.8548 | 0
LCP_Inputs_ON_Electric_2023_04_03 | 2024 | CH4 Import - WC 2050 | Import | Methane | QC | Dispatch-Import | FuelCost | 0 | [6 empty] | 0.8548 | 0
LCP_Inputs_ON_Electric_2023_04_03 | 2024 | CH4 Import - WC 2050 | Import | Methane | QC | Dispatch-Import | VOM | 0 | [6 empty] | 0.8548 | 0
LCP_Inputs_ON_Electric_2023_04_03 | 2024 | CH4 Import - WC 2050 | Import | Methane | WC | Dispatch-Import | EmissionsCost | 0 | [6 empty] | 0.8548 | 0
LCP_Inputs_ON_Electric_2023_04_03 | 2024 | CH4 Import - WC 2050 | Import | Methane | WC | Dispatch-Import | FuelCost | 0 | [6 empty] | 0.8548 | 0
LCP_Inputs_ON_Electric_2023_04_03 | 2024 | CH4 Import - WC 2050 | Import | Methane | WC | Dispatch-Import | VOM | 0 | [6 empty] | 0.8548 | 0
LCP_Inputs_ON_Electric_2023_04_03 | 2024 | CH4 Salt Cavern Storage - ON | Storage | Methane | MI | Dispatch-Storage | EmissionsCost | 0 | [6 empty] | 0.8548 | 0
LCP_Inputs_ON_Electric_2023_04_03 | 2024 | CH4 Salt Cavern Storage - ON | Storage | Methane | MI | Dispatch-Storage | FuelCost | 0 | [6 empty] | 0.8548 | 0
LCP_Inputs_ON_Electric_2023_04_03 | 2024 | CH4 Salt Cavern Storage - ON | Storage | Methane | MI | Dispatch-Storage | VOM | 0 | [6 empty] | 0.8548 | 0
LCP_Inputs_ON_Electric_2023_04_03 | 2024 | CH4 Salt Cavern Storage - ON | Storage | Methane | NY | Dispatch-Storage | EmissionsCost | 0 | [6 empty] | 0.8548 | 0
LCP_Inputs_ON_Electric_2023_04_03 | 2024 | CH4 Salt Cavern Storage - ON | Storage | Methane | NY | Dispatch-Storage | FuelCost | 0 | [6 empty] | 0.8548 | 0
LCP_Inputs_ON_Electric_2023_04_03 | 2024 | CH4 Salt Cavern Storage - ON | Storage | Methane | NY | Dispatch-Storage | VOM | 0 | [6 empty] | 0.8548 | 0
LCP_Inputs_ON_Electric_2023_04_03 | 2024 | CH4 Salt Cavern Storage - ON | Storage | Methane | ON | Dispatch-Storage | EmissionsCost | 0 | [6 empty] | 0.8548 | 0
LCP_Inputs_ON_Electric_2023_04_03 | 2024 | CH4 Salt Cavern Storage - ON | Storage | Methane | ON | Dispatch-Storage | FuelCost | 0 | [6 empty] | 0.8548 | 0
LCP_Inputs_ON_Electric_2023_04_03 | 2024 | CH4 Salt Cavern Storage - ON | Storage | Methane | ON | Dispatch-Storage | VOM | 691417.653 | [6 empty] | 0.8548 | 591026.7076
LCP_Inputs_ON_Electric_2023_04_03 | 2024 | CH4 Salt Cavern Storage - ON | Storage | Methane | PJ | Dispatch-Storage | EmissionsCost | 0 | [6 empty] | 0.8548 | 0
LCP_Inputs_ON_Electric_2023_04_03 | 2024 | CH4 Salt Cavern Storage - ON | Storage | Methane | PJ | Dispatch-Storage | FuelCost | 0 | [6 empty] | 0.8548 | 0
LCP_Inputs_ON_Electric_2023_04_03 | 2024 | CH4 Salt Cavern Storage - ON | Storage | Methane | PJ | Dispatch-Storage | VOM | 0 | [6 empty] | 0.8548 | 0
LCP_Inputs_ON_Electric_2023_04_03 | 2024 | CH4 Salt Cavern Storage - ON | Storage | Methane | QC | Dispatch-Storage | EmissionsCost | 0 | [6 empty] | 0.8548 | 0
LCP_Inputs_ON_Electric_2023_04_03 | 2024 | CH4 Salt Cavern Storage - ON | Storage | Methane | QC | Dispatch-Storage | FuelCost | 0 | [6 empty] | 0.8548 | 0
LCP_Inputs_ON_Electric_2023_04_03 | 2024 | CH4 Salt Cavern Storage - ON | Storage | Methane | QC | Dispatch-Storage | VOM | 0 | [6 empty] | 0.8548 | 0
LCP_Inputs_ON_Electric_2023_04_03 | 2024 | CH4 Salt Cavern Storage - ON | Storage | Methane | WC | Dispatch-Storage | EmissionsCost | 0 | [6 empty] | 0.8548 | 0
LCP_Inputs_ON_Electric_2023_04_03 | 2024 | CH4 Salt Cavern Storage - ON | Storage | Methane | WC | Dispatch-Storage | FuelCost | 0 | [6 empty] | 0.8548 | 0
LCP_Inputs_ON_Electric_2023_04_03 | 2024 | CH4 Salt Cavern Storage - ON | Storage | Methane | WC | Dispatch-Storage | VOM | 0 | [6 empty] | 0.8548 | 0
LCP_Inputs_ON_Electric_2023_04_03 | 2024 | Electrolyser 2020/2030 | Crossload | Hydrogen | MI | Dispatch-Crossload | EmissionsCost | 0 | [6 empty] | 0.8548 | 0
LCP_Inputs_ON_Electric_2023_04_03 | 2024 | Electrolyser 2020/2030 | Crossload | Hydrogen | MI | Dispatch-Crossload | FuelCost | 0 | [6 empty] | 0.8548 | 0
LCP_Inputs_ON_Electric_2023_04_03 | 2024 | Electrolyser 2020/2030 | Crossload | Hydrogen | MI | Dispatch-Crossload | VOM | 0 | [6 empty] | 0.8548 | 0
LCP_Inputs_ON_Electric_2023_04_03 | 2024 | Electrolyser 2020/2030 | Crossload | Hydrogen | NY | Dispatch-Crossload | EmissionsCost | 0 | [6 empty] | 0.8548 | 0
LCP_Inputs_ON_Electric_2023_04_03 | 2024 | Electrolyser 2020/2030 | Crossload | Hydrogen | NY | Dispatch-Crossload | FuelCost | 0 | [6 empty] | 0.8548 | 0
LCP_Inputs_ON_Electric_2023_04_03 | 2024 | Electrolyser 2020/2030 | Crossload | Hydrogen | NY | Dispatch-Crossload | VOM | 0 | [6 empty] | 0.8548 | 0
LCP_Inputs_ON_Electric_2023_04_03 | 2024 | Electrolyser 2020/2030 | Crossload | Hydrogen | ON | Dispatch-Crossload | EmissionsCost | 0 | [6 empty] | 0.8548 | 0
LCP_Inputs_ON_Electric_2023_04_03 | 2024 | Electrolyser 2020/2030 | Crossload | Hydrogen | ON | Dispatch-Crossload | FuelCost | 0 | [6 empty] | 0.8548 | 0
LCP_Inputs_ON_Electric_2023_04_03 | 2024 | Electrolyser 2020/2030 | Crossload | Hydrogen | ON | Dispatch-Crossload | VOM | 0 | [6 empty] | 0.8548 | 0
LCP_Inputs_ON_Electric_2023_04_03 | 2024 | Electrolyser 2020/2030 | Crossload | Hydrogen | PJ | Dispatch-Crossload | EmissionsCost | 0 | [6 empty] | 0.8548 | 0
LCP_Inputs_ON_Electric_2023_04_03 | 2024 | Electrolyser 2020/2030 | Crossload | Hydrogen | PJ | Dispatch-Crossload | FuelCost | 0 | [6 empty] | 0.8548 | 0
LCP_Inputs_ON_Electric_2023_04_03 | 2024 | Electrolyser 2020/2030 | Crossload | Hydrogen | PJ | Dispatch-Crossload | VOM | 0 | [6 empty] | 0.8548 | 0
LCP_Inputs_ON_Electric_2023_04_03 | 2024 | Electrolyser 2020/2030 | Crossload | Hydrogen | QC | Dispatch-Crossload | EmissionsCost | 0 | [6 empty] | 0.8548 | 0
LCP_Inputs_ON_Electric_2023_04_03 | 2024 | Electrolyser 2020/2030 | Crossload | Hydrogen | QC | Dispatch-Crossload | FuelCost | 0 | [6 empty] | 0.8548 | 0
LCP_Inputs_ON_Electric_2023_04_03 | 2024 | Electrolyser 2020/2030 | Crossload | Hydrogen | QC | Dispatch-Crossload | VOM | 0 | [6 empty] | 0.8548 | 0
LCP_Inputs_ON_Electric_2023_04_03 | 2024 | Electrolyser 2020/2030 | Crossload | Hydrogen | WC | Dispatch-Crossload | EmissionsCost | 0 | [6 empty] | 0.8548 | 0
LCP_Inputs_ON_Electric_2023_04_03 | 2024 | Electrolyser 2020/2030 | Crossload | Hydrogen | WC | Dispatch-Crossload | FuelCost | 0 | [6 empty] | 0.8548 | 0
LCP_Inputs_ON_Electric_2023_04_03 | 2024 | Electrolyser 2020/2030 | Crossload | Hydrogen | WC | Dispatch-Crossload | VOM | 0 | [6 empty] | 0.8548 | 0
LCP_Inputs_ON_Electric_2023_04_03 | 2024 | Electrolyser 2040 | Crossload | Hydrogen | MI | Dispatch-Crossload | EmissionsCost | 0 | [6 empty] | 0.8548 | 0
LCP_Inputs_ON_Electric_2023_04_03 | 2024 | Electrolyser 2040 | Crossload | Hydrogen | MI | Dispatch-Crossload | FuelCost | 0 | [6 empty] | 0.8548 | 0
LCP_Inputs_ON_Electric_2023_04_03 | 2024 | Electrolyser 2040 | Crossload | Hydrogen | MI | Dispatch-Crossload | VOM | 0 | [6 empty] | 0.8548 | 0
LCP_Inputs_ON_Electric_2023_04_03 | 2024 | Electrolyser 2040 | Crossload | Hydrogen | NY | Dispatch-Crossload | EmissionsCost | 0 | [6 empty] | 0.8548 | 0
LCP_Inputs_ON_Electric_2023_04_03 | 2024 | Electrolyser 2040 | Crossload | Hydrogen | NY | Dispatch-Crossload | FuelCost | 0 | [6 empty] | 0.8548 | 0
LCP_Inputs_ON_Electric_2023_04_03 | 2024 | Electrolyser 2040 | Crossload | Hydrogen | NY | Dispatch-Crossload | VOM | 0 | [6 empty] | 0.8548 | 0
LCP_Inputs_ON_Electric_2023_04_03 | 2024 | Electrolyser 2040 | Crossload | Hydrogen | ON | Dispatch-Crossload | EmissionsCost | 0 | [6 empty] | 0.8548 | 0
LCP_Inputs_ON_Electric_2023_04_03 | 2024 | Electrolyser 2040 | Crossload | Hydrogen | ON | Dispatch-Crossload | FuelCost | 0 | [6 empty] | 0.8548 | 0
LCP_Inputs_ON_Electric_2023_04_03 | 2024 | Electrolyser 2040 | Crossload | Hydrogen | ON | Dispatch-Crossload | VOM | 0 | [6 empty] | 0.8548 | 0
LCP_Inputs_ON_Electric_2023_04_03 | 2024 | Electrolyser 2040 | Crossload | Hydrogen | PJ | Dispatch-Crossload | EmissionsCost | 0 | [6 empty] | 0.8548 | 0
LCP_Inputs_ON_Electric_2023_04_03 | 2024 | Electrolyser 2040 | Crossload | Hydrogen | PJ | Dispatch-Crossload | FuelCost | 0 | [6 empty] | 0.8548 | 0
LCP_Inputs_ON_Electric_2023_04_03 | 2024 | Electrolyser 2040 | Crossload | Hydrogen | PJ | Dispatch-Crossload | VOM | 0 | [6 empty] | 0.8548 | 0
LCP_Inputs_ON_Electric_2023_04_03 | 2024 | Electrolyser 2040 | Crossload | Hydrogen | QC | Dispatch-Crossload | EmissionsCost | 0 | [6 empty] | 0.8548 | 0
LCP_Inputs_ON_Electric_2023_04_03 | 2024 | Electrolyser 2040 | Crossload | Hydrogen | QC | Dispatch-Crossload | FuelCost | 0 | [6 empty] | 0.8548 | 0
LCP_Inputs_ON_Electric_2023_04_03 | 2024 | Electrolyser 2040 | Crossload | Hydrogen | QC | Dispatch-Crossload | VOM | 0 | [6 empty] | 0.8548 | 0
LCP_Inputs_ON_Electric_2023_04_03 | 2024 | Electrolyser 2040 | Crossload | Hydrogen | WC | Dispatch-Crossload | EmissionsCost | 0 | [6 empty] | 0.8548 | 0
LCP_Inputs_ON_Electric_2023_04_03 | 2024 | Electrolyser 2040 | Crossload | Hydrogen | WC | Dispatch-Crossload | FuelCost | 0 | [6 empty] | 0.8548 | 0
LCP_Inputs_ON_Electric_2023_04_03 | 2024 | Electrolyser 2040 | Crossload | Hydrogen | WC | Dispatch-Crossload | VOM | 0 | [6 empty] | 0.8548 | 0
LCP_Inputs_ON_Electric_2023_04_03 | 2024 | Electrolyser 2050 | Crossload | Hydrogen | MI | Dispatch-Crossload | EmissionsCost | 0 | [6 empty] | 0.8548 | 0
LCP_Inputs_ON_Electric_2023_04_03 | 2024 | Electrolyser 2050 | Crossload | Hydrogen | MI | Dispatch-Crossload | FuelCost | 0 | [6 empty] | 0.8548 | 0
LCP_Inputs_ON_Electric_2023_04_03 | 2024 | Electrolyser 2050 | Crossload | Hydrogen | MI | Dispatch-Crossload | VOM | 0 | [6 empty] | 0.8548 | 0
LCP_Inputs_ON_Electric_2023_04_03 | 2024 | Electrolyser 2050 | Crossload | Hydrogen | NY | Dispatch-Crossload | EmissionsCost | 0 | [6 empty] | 0.8548 | 0
LCP_Inputs_ON_Electric_2023_04_03 | 2024 | Electrolyser 2050 | Crossload | Hydrogen | NY | Dispatch-Crossload | FuelCost | 0 | [6 empty] | 0.8548 | 0
LCP_Inputs_ON_Electric_2023_04_03 | 2024 | Electrolyser 2050 | Crossload | Hydrogen | NY | Dispatch-Crossload | VOM | 0 | [6 empty] | 0.8548 | 0
LCP_Inputs_ON_Electric_2023_04_03 | 2024 | Electrolyser 2050 | Crossload | Hydrogen | ON | Dispatch-Crossload | EmissionsCost | 0 | [6 empty] | 0.8548 | 0
LCP_Inputs_ON_Electric_2023_04_03 | 2024 | Electrolyser 2050 | Crossload | Hydrogen | ON | Dispatch-Crossload | FuelCost | 0 | [6 empty] | 0.8548 | 0
LCP_Inputs_ON_Electric_2023_04_03 | 2024 | Electrolyser 2050 | Crossload | Hydrogen | ON | Dispatch-Crossload | VOM | 0 | [6 empty] | 0.8548 | 0
LCP_Inputs_ON_Electric_2023_04_03 | 2024 | Electrolyser 2050 | Crossload | Hydrogen | PJ | Dispatch-Crossload | EmissionsCost | 0 | [6 empty] | 0.8548 | 0
LCP_Inputs_ON_Electric_2023_04_03 | 2024 | Electrolyser 2050 | Crossload | Hydrogen | PJ | Dispatch-Crossload | FuelCost | 0 | [6 empty] | 0.8548 | 0
LCP_Inputs_ON_Electric_2023_04_03 | 2024 | Electrolyser 2050 | Crossload | Hydrogen | PJ | Dispatch-Crossload | VOM | 0 | [6 empty] | 0.8548 | 0
LCP_Inputs_ON_Electric_2023_04_03 | 2024 | Electrolyser 2050 | Crossload | Hydrogen | QC | Dispatch-Crossload | EmissionsCost | 0 | [6 empty] | 0.8548 | 0
LCP_Inputs_ON_Electric_2023_04_03 | 2024 | Electrolyser 2050 | Crossload | Hydrogen | QC | Dispatch-Crossload | FuelCost | 0 | [6 empty] | 0.8548 | 0
LCP_Inputs_ON_Electric_2023_04_03 | 2024 | Electrolyser 2050 | Crossload | Hydrogen | QC | Dispatch-Crossload | VOM | 0 | [6 empty] | 0.8548 | 0
LCP_Inputs_ON_Electric_2023_04_03 | 2024 | Electrolyser 2050 | Crossload | Hydrogen | WC | Dispatch-Crossload | EmissionsCost | 0 | [6 empty] | 0.8548 | 0
LCP_Inputs_ON_Electric_2023_04_03 | 2024 | Electrolyser 2050 | Crossload | Hydrogen | WC | Dispatch-Crossload | FuelCost | 0 | [6 empty] | 0.8548 | 0
LCP_Inputs_ON_Electric_2023_04_03 | 2024 | Electrolyser 2050 | Crossload | Hydrogen | WC | Dispatch-Crossload | VOM | 0 | [6 empty] | 0.8548 | 0
LCP_Inputs_ON_Electric_2023_04_03 | 2024 | Fossil Fuel Thermal (Coal, Peat, Oil) | Generation | Electricity | MI | Dispatch-Generation | EmissionsCost | 0 | [6 empty] | 0.8548 | 0
LCP_Inputs_ON_Electric_2023_04_03 | 2024 | Fossil Fuel Thermal (Coal, Peat, Oil) | Generation | Electricity | MI | Dispatch-Generation | FuelCost | 0 | [6 empty] | 0.8548 | 0
LCP_Inputs_ON_Electric_2023_04_03 | 2024 | Fossil Fuel Thermal (Coal, Peat, Oil) | Generation | Electricity | MI | Dispatch-Generation | VOM | 0 | [6 empty] | 0.8548 | 0
LCP_Inputs_ON_Electric_2023_04_03 | 2024 | Fossil Fuel Thermal (Coal, Peat, Oil) | Generation | Electricity | NY | Dispatch-Generation | EmissionsCost | 0 | [6 empty] | 0.8548 | 0
LCP_Inputs_ON_Electric_2023_04_03 | 2024 | Fossil Fuel Thermal (Coal, Peat, Oil) | Generation | Electricity | NY | Dispatch-Generation | FuelCost | 0 | [6 empty] | 0.8548 | 0
LCP_Inputs_ON_Electric_2023_04_03 | 2024 | Fossil Fuel Thermal (Coal, Peat, Oil) | Generation | Electricity | NY | Dispatch-Generation | VOM | 0 | [6 empty] | 0.8548 | 0
LCP_Inputs_ON_Electric_2023_04_03 | 2024 | Fossil Fuel Thermal (Coal, Peat, Oil) | Generation | Electricity | ON | Dispatch-Generation | EmissionsCost | 0 | [6 empty] | 0.8548 | 0
LCP_Inputs_ON_Electric_2023_04_03 | 2024 | Fossil Fuel Thermal (Coal, Peat, Oil) | Generation | Electricity | ON | Dispatch-Generation | FuelCost | 0 | [6 empty] | 0.8548 | 0
LCP_Inputs_ON_Electric_2023_04_03 | 2024 | Fossil Fuel Thermal (Coal, Peat, Oil) | Generation | Electricity | ON | Dispatch-Generation | VOM | 0 | [6 empty] | 0.8548 | 0
LCP_Inputs_ON_Electric_2023_04_03 | 2024 | Fossil Fuel Thermal (Coal, Peat, Oil) | Generation | Electricity | PJ | Dispatch-Generation | EmissionsCost | 0 | [6 empty] | 0.8548 | 0
LCP_Inputs_ON_Electric_2023_04_03 | 2024 | Fossil Fuel Thermal (Coal, Peat, Oil) | Generation | Electricity | PJ | Dispatch-Generation | FuelCost | 0 | [6 empty] | 0.8548 | 0
LCP_Inputs_ON_Electric_2023_04_03 | 2024 | Fossil Fuel Thermal (Coal, Peat, Oil) | Generation | Electricity | PJ | Dispatch-Generation | VOM | 0 | [6 empty] | 0.8548 | 0
LCP_Inputs_ON_Electric_2023_04_03 | 2024 | Fossil Fuel Thermal (Coal, Peat, Oil) | Generation | Electricity | QC | Dispatch-Generation | EmissionsCost | 0 | [6 empty] | 0.8548 | 0
LCP_Inputs_ON_Electric_2023_04_03 | 2024 | Fossil Fuel Thermal (Coal, Peat, Oil) | Generation | Electricity | QC | Dispatch-Generation | FuelCost | 0 | [6 empty] | 0.8548 | 0
LCP_Inputs_ON_Electric_2023_04_03 | 2024 | Fossil Fuel Thermal (Coal, Peat, Oil) | Generation | Electricity | QC | Dispatch-Generation | VOM | 0 | [6 empty] | 0.8548 | 0
LCP_Inputs_ON_Electric_2023_04_03 | 2024 | Fossil Fuel Thermal (Coal, Peat, Oil) | Generation | Electricity | WC | Dispatch-Generation | EmissionsCost | 0 | [6 empty] | 0.8548 | 0
LCP_Inputs_ON_Electric_2023_04_03 | 2024 | Fossil Fuel Thermal (Coal, Peat, Oil) | Generation | Electricity | WC | Dispatch-Generation | FuelCost | 0 | [6 empty] | 0.8548 | 0
LCP_Inputs_ON_Electric_2023_04_03 | 2024 | Fossil Fuel Thermal (Coal, Peat, Oil) | Generation | Electricity | WC | Dispatch-Generation | VOM | 0 | [6 empty] | 0.8548 | 0
LCP_Inputs_ON_Electric_2023_04_03 | 2024 | Generic - Generator | Generation | Electricity | MI | Dispatch-Generation | EmissionsCost | 0 | [6 empty] | 0.8548 | 0
LCP_Inputs_ON_Electric_2023_04_03 | 2024 | Generic - Generator | Generation | Electricity | MI | Dispatch-Generation | FuelCost | 3913159882.2025 | [6 empty] | 0.8548 | 3344985467.4761
LCP_Inputs_ON_Electric_2023_04_03 | 2024 | Generic - Generator | Generation | Electricity | MI | Dispatch-Generation | VOM | 404848820.8371 | [6 empty] | 0.8548 | 346066468.785
LCP_Inputs_ON_Electric_2023_04_03 | 2024 | Generic - Generator | Generation | Electricity | NY | Dispatch-Generation | EmissionsCost | 0 | [6 empty] | 0.8548 | 0
LCP_Inputs_ON_Electric_2023_04_03 | 2024 | Generic - Generator | Generation | Electricity | NY | Dispatch-Generation | FuelCost | 1634016854.2376 | [6 empty] | 0.8548 | 1396764455.2155
LCP_Inputs_ON_Electric_2023_04_03 | 2024 | Generic - Generator | Generation | Electricity | NY | Dispatch-Generation | VOM | 169052585.7823 | [6 empty] | 0.8548 | 144506858.8312
LCP_Inputs_ON_Electric_2023_04_03 | 2024 | Generic - Generator | Generation | Electricity | ON | Dispatch-Generation | EmissionsCost | 0 | [6 empty] | 0.8548 | 0
LCP_Inputs_ON_Electric_2023_04_03 | 2024 | Generic - Generator | Generation | Electricity | ON | Dispatch-Generation | FuelCost | 0 | [6 empty] | 0.8548 | 0
LCP_Inputs_ON_Electric_2023_04_03 | 2024 | Generic - Generator | Generation | Electricity | ON | Dispatch-Generation | VOM | 0 | [6 empty] | 0.8548 | 0
LCP_Inputs_ON_Electric_2023_04_03 | 2024 | Generic - Generator | Generation | Electricity | PJ | Dispatch-Generation | EmissionsCost | 0 | [6 empty] | 0.8548 | 0
LCP_Inputs_ON_Electric_2023_04_03 | 2024 | Generic - Generator | Generation | Electricity | PJ | Dispatch-Generation | FuelCost | 14422259590.9655 | [6 empty] | 0.8548 | 12328207942.476
LCP_Inputs_ON_Electric_2023_04_03 | 2024 | Generic - Generator | Generation | Electricity | PJ | Dispatch-Generation | VOM | 1492102281.7812 | [6 empty] | 0.8548 | 1275455283.9116
LCP_Inputs_ON_Electric_2023_04_03 | 2024 | Generic - Generator | Generation | Electricity | QC | Dispatch-Generation | EmissionsCost | 0 | [6 empty] | 0.8548 | 0
LCP_Inputs_ON_Electric_2023_04_03 | 2024 | Generic - Generator | Generation | Electricity | QC | Dispatch-Generation | FuelCost | 0 | [6 empty] | 0.8548 | 0
LCP_Inputs_ON_Electric_2023_04_03 | 2024 | Generic - Generator | Generation | Electricity | QC | Dispatch-Generation | VOM | 0 | [6 empty] | 0.8548 | 0
LCP_Inputs_ON_Electric_2023_04_03 | 2024 | Generic - Generator | Generation | Electricity | WC | Dispatch-Generation | EmissionsCost | 0 | [6 empty] | 0.8548 | 0
LCP_Inputs_ON_Electric_2023_04_03 | 2024 | Generic - Generator | Generation | Electricity | WC | Dispatch-Generation | FuelCost | 1069473.0011 | [6 empty] | 0.8548 | 914190.0035
LCP_Inputs_ON_Electric_2023_04_03 | 2024 | Generic - Generator | Generation | Electricity | WC | Dispatch-Generation | VOM | 110645.8454 | [6 empty] | 0.8548 | 94580.5324
LCP_Inputs_ON_Electric_2023_04_03 | 2024 | H2 Import - QC | Import | Hydrogen | MI | Dispatch-Import | EmissionsCost | 0 | [6 empty] | 0.8548 | 0
LCP_Inputs_ON_Electric_2023_04_03 | 2024 | H2 Import - QC | Import | Hydrogen | MI | Dispatch-Import | FuelCost | 0 | [6 empty] | 0.8548 | 0
LCP_Inputs_ON_Electric_2023_04_03 | 2024 | H2 Import - QC | Import | Hydrogen | MI | Dispatch-Import | VOM | 0 | [6 empty] | 0.8548 | 0
LCP_Inputs_ON_Electric_2023_04_03 | 2024 | H2 Import - QC | Import | Hydrogen | NY | Dispatch-Import | EmissionsCost | 0 | [6 empty] | 0.8548 | 0
LCP_Inputs_ON_Electric_2023_04_03 | 2024 | H2 Import - QC | Import | Hydrogen | NY | Dispatch-Import | FuelCost | 0 | [6 empty] | 0.8548 | 0
LCP_Inputs_ON_Electric_2023_04_03 | 2024 | H2 Import - QC | Import | Hydrogen | NY | Dispatch-Import | VOM | 0 | [6 empty] | 0.8548 | 0
LCP_Inputs_ON_Electric_2023_04_03 | 2024 | H2 Import - QC | Import | Hydrogen | ON | Dispatch-Import | EmissionsCost | 0 | [6 empty] | 0.8548 | 0
LCP_Inputs_ON_Electric_2023_04_03 | 2024 | H2 Import - QC | Import | Hydrogen | ON | Dispatch-Import | FuelCost | 0 | [6 empty] | 0.8548 | 0
LCP_Inputs_ON_Electric_2023_04_03 | 2024 | H2 Import - QC | Import | Hydrogen | ON | Dispatch-Import | VOM | 0 | [6 empty] | 0.8548 | 0
LCP_Inputs_ON_Electric_2023_04_03 | 2024 | H2 Import - QC | Import | Hydrogen | PJ | Dispatch-Import | EmissionsCost | 0 | [6 empty] | 0.8548 | 0
LCP_Inputs_ON_Electric_2023_04_03 | 2024 | H2 Import - QC | Import | Hydrogen | PJ | Dispatch-Import | FuelCost | 0 | [6 empty] | 0.8548 | 0
LCP_Inputs_ON_Electric_2023_04_03 | 2024 | H2 Import - QC | Import | Hydrogen | PJ | Dispatch-Import | VOM | 0 | [6 empty] | 0.8548 | 0
LCP_Inputs_ON_Electric_2023_04_03 | 2024 | H2 Import - QC | Import | Hydrogen | QC | Dispatch-Import | EmissionsCost | 0 | [6 empty] | 0.8548 | 0
LCP_Inputs_ON_Electric_2023_04_03 | 2024 | H2 Import - QC | Import | Hydrogen | QC | Dispatch-Import | FuelCost | 0 | [6 empty] | 0.8548 | 0
LCP_Inputs_ON_Electric_2023_04_03 | 2024 | H2 Import - QC | Import | Hydrogen | QC | Dispatch-Import | VOM | 0 | [6 empty] | 0.8548 | 0
LCP_Inputs_ON_Electric_2023_04_03 | 2024 | H2 Import - QC | Import | Hydrogen | WC | Dispatch-Import | EmissionsCost | 0 | [6 empty] | 0.8548 | 0
LCP_Inputs_ON_Electric_2023_04_03 | 2024 | H2 Import - QC | Import | Hydrogen | WC | Dispatch-Import | FuelCost | 0 | [6 empty] | 0.8548 | 0
LCP_Inputs_ON_Electric_2023_04_03 | 2024 | H2 Import - QC | Import | Hydrogen | WC | Dispatch-Import | VOM | 0 | [6 empty] | 0.8548 | 0
LCP_Inputs_ON_Electric_2023_04_03 | 2024 | H2 Import - WC | Import | Hydrogen | MI | Dispatch-Import | EmissionsCost | 0 | [6 empty] | 0.8548 | 0
LCP_Inputs_ON_Electric_2023_04_03 | 2024 | H2 Import - WC | Import | Hydrogen | MI | Dispatch-Import | FuelCost | 0 | [6 empty] | 0.8548 | 0
LCP_Inputs_ON_Electric_2023_04_03 | 2024 | H2 Import - WC | Import | Hydrogen | MI | Dispatch-Import | VOM | 0 | [6 empty] | 0.8548 | 0
LCP_Inputs_ON_Electric_2023_04_03 | 2024 | H2 Import - WC | Import | Hydrogen | NY | Dispatch-Import | EmissionsCost | 0 | [6 empty] | 0.8548 | 0
LCP_Inputs_ON_Electric_2023_04_03 | 2024 | H2 Import - WC | Import | Hydrogen | NY | Dispatch-Import | FuelCost | 0 | [6 empty] | 0.8548 | 0
LCP_Inputs_ON_Electric_2023_04_03 | 2024 | H2 Import - WC | Import | Hydrogen | NY | Dispatch-Import | VOM | 0 | [6 empty] | 0.8548 | 0
LCP_Inputs_ON_Electric_2023_04_03 | 2024 | H2 Import - WC | Import | Hydrogen | ON | Dispatch-Import | EmissionsCost | 0 | [6 empty] | 0.8548 | 0
LCP_Inputs_ON_Electric_2023_04_03 | 2024 | H2 Import - WC | Import | Hydrogen | ON | Dispatch-Import | FuelCost | 0 | [6 empty] | 0.8548 | 0
LCP_Inputs_ON_Electric_2023_04_03 | 2024 | H2 Import - WC | Import | Hydrogen | ON | Dispatch-Import | VOM | 0 | [6 empty] | 0.8548 | 0
LCP_Inputs_ON_Electric_2023_04_03 | 2024 | H2 Import - WC | Import | Hydrogen | PJ | Dispatch-Import | EmissionsCost | 0 | [6 empty] | 0.8548 | 0
LCP_Inputs_ON_Electric_2023_04_03 | 2024 | H2 Import - WC | Import | Hydrogen | PJ | Dispatch-Import | FuelCost | 0 | [6 empty] | 0.8548 | 0
LCP_Inputs_ON_Electric_2023_04_03 | 2024 | H2 Import - WC | Import | Hydrogen | PJ | Dispatch-Import | VOM | 0 | [6 empty] | 0.8548 | 0
LCP_Inputs_ON_Electric_2023_04_03 | 2024 | H2 Import - WC | Import | Hydrogen | QC | Dispatch-Import | EmissionsCost | 0 | [6 empty] | 0.8548 | 0
LCP_Inputs_ON_Electric_2023_04_03 | 2024 | H2 Import - WC | Import | Hydrogen | QC | Dispatch-Import | FuelCost | 0 | [6 empty] | 0.8548 | 0
LCP_Inputs_ON_Electric_2023_04_03 | 2024 | H2 Import - WC | Import | Hydrogen | QC | Dispatch-Import | VOM | 0 | [6 empty] | 0.8548 | 0
LCP_Inputs_ON_Electric_2023_04_03 | 2024 | H2 Import - WC | Import | Hydrogen | WC | Dispatch-Import | EmissionsCost | 0 | [6 empty] | 0.8548 | 0
LCP_Inputs_ON_Electric_2023_04_03 | 2024 | H2 Import - WC | Import | Hydrogen | WC | Dispatch-Import | FuelCost | 0 | [6 empty] | 0.8548 | 0
LCP_Inputs_ON_Electric_2023_04_03 | 2024 | H2 Import - WC | Import | Hydrogen | WC | Dispatch-Import | VOM | 0 | [6 empty] | 0.8548 | 0
LCP_Inputs_ON_Electric_2023_04_03 | 2024 | H2 Salt Cavern Storage - ON | Storage | Hydrogen | MI | Dispatch-Storage | EmissionsCost | 0 | [6 empty] | 0.8548 | 0
LCP_Inputs_ON_Electric_2023_04_03 | 2024 | H2 Salt Cavern Storage - ON | Storage | Hydrogen | MI | Dispatch-Storage | FuelCost | 0 | [6 empty] | 0.8548 | 0
LCP_Inputs_ON_Electric_2023_04_03 | 2024 | H2 Salt Cavern Storage - ON | Storage | Hydrogen | MI | Dispatch-Storage | VOM | 0 | [6 empty] | 0.8548 | 0
LCP_Inputs_ON_Electric_2023_04_03 | 2024 | H2 Salt Cavern Storage - ON | Storage | Hydrogen | NY | Dispatch-Storage | EmissionsCost | 0 | [6 empty] | 0.8548 | 0
LCP_Inputs_ON_Electric_2023_04_03 | 2024 | H2 Salt Cavern Storage - ON | Storage | Hydrogen | NY | Dispatch-Storage | FuelCost | 0 | [6 empty] | 0.8548 | 0
LCP_Inputs_ON_Electric_2023_04_03 | 2024 | H2 Salt Cavern Storage - ON | Storage | Hydrogen | NY | Dispatch-Storage | VOM | 0 | [6 empty] | 0.8548 | 0
LCP_Inputs_ON_Electric_2023_04_03 | 2024 | H2 Salt Cavern Storage - ON | Storage | Hydrogen | ON | Dispatch-Storage | EmissionsCost | 0 | [6 empty] | 0.8548 | 0
LCP_Inputs_ON_Electric_2023_04_03 | 2024 | H2 Salt Cavern Storage - ON | Storage | Hydrogen | ON | Dispatch-Storage | FuelCost | 0 | [6 empty] | 0.8548 | 0
LCP_Inputs_ON_Electric_2023_04_03 | 2024 | H2 Salt Cavern Storage - ON | Storage | Hydrogen | ON | Dispatch-Storage | VOM | 0 | [6 empty] | 0.8548 | 0
LCP_Inputs_ON_Electric_2023_04_03 | 2024 | H2 Salt Cavern Storage - ON | Storage | Hydrogen | PJ | Dispatch-Storage | EmissionsCost | 0 | [6 empty] | 0.8548 | 0
LCP_Inputs_ON_Electric_2023_04_03 | 2024 | H2 Salt Cavern Storage - ON | Storage | Hydrogen | PJ | Dispatch-Storage | FuelCost | 0 | [6 empty] | 0.8548 | 0
LCP_Inputs_ON_Electric_2023_04_03 | 2024 | H2 Salt Cavern Storage - ON | Storage | Hydrogen | PJ | Dispatch-Storage | VOM | 0 | [6 empty] | 0.8548 | 0
LCP_Inputs_ON_Electric_2023_04_03 | 2024 | H2 Salt Cavern Storage - ON | Storage | Hydrogen | QC | Dispatch-Storage | EmissionsCost | 0 | [6 empty] | 0.8548 | 0
LCP_Inputs_ON_Electric_2023_04_03 | 2024 | H2 Salt Cavern Storage - ON | Storage | Hydrogen | QC | Dispatch-Storage | FuelCost | 0 | [6 empty] | 0.8548 | 0
LCP_Inputs_ON_Electric_2023_04_03 | 2024 | H2 Salt Cavern Storage - ON | Storage | Hydrogen | QC | Dispatch-Storage | VOM | 0 | [6 empty] | 0.8548 | 0
LCP_Inputs_ON_Electric_2023_04_03 | 2024 | H2 Salt Cavern Storage - ON | Storage | Hydrogen | WC | Dispatch-Storage | EmissionsCost | 0 | [6 empty] | 0.8548 | 0
LCP_Inputs_ON_Electric_2023_04_03 | 2024 | H2 Salt Cavern Storage - ON | Storage | Hydrogen | WC | Dispatch-Storage | FuelCost | 0 | [6 empty] | 0.8548 | 0
LCP_Inputs_ON_Electric_2023_04_03 | 2024 | H2 Salt Cavern Storage - ON | Storage | Hydrogen | WC | Dispatch-Storage | VOM | 0 | [6 empty] | 0.8548 | 0
LCP_Inputs_ON_Electric_2023_04_03 | 2024 | Hydro | Generation | Electricity | MI | Dispatch-Generation | EmissionsCost | 0 | [6 empty] | 0.8548 | 0
LCP_Inputs_ON_Electric_2023_04_03 | 2024 | Hydro | Generation | Electricity | MI | Dispatch-Generation | FuelCost | 0 | [6 empty] | 0.8548 | 0
LCP_Inputs_ON_Electric_2023_04_03 | 2024 | Hydro | Generation | Electricity | MI | Dispatch-Generation | VOM | 0 | [6 empty] | 0.8548 | 0
LCP_Inputs_ON_Electric_2023_04_03 | 2024 | Hydro | Generation | Electricity | NY | Dispatch-Generation | EmissionsCost | 0 | [6 empty] | 0.8548 | 0
LCP_Inputs_ON_Electric_2023_04_03 | 2024 | Hydro | Generation | Electricity | NY | Dispatch-Generation | FuelCost | 0 | [6 empty] | 0.8548 | 0
LCP_Inputs_ON_Electric_2023_04_03 | 2024 | Hydro | Generation | Electricity | NY | Dispatch-Generation | VOM | 0 | [6 empty] | 0.8548 | 0
LCP_Inputs_ON_Electric_2023_04_03 | 2024 | Hydro | Generation | Electricity | ON | Dispatch-Generation | EmissionsCost | 0 | [6 empty] | 0.8548 | 0
LCP_Inputs_ON_Electric_2023_04_03 | 2024 | Hydro | Generation | Electricity | ON | Dispatch-Generation | FuelCost | 0 | [6 empty] | 0.8548 | 0
LCP_Inputs_ON_Electric_2023_04_03 | 2024 | Hydro | Generation | Electricity | ON | Dispatch-Generation | VOM | 0 | [6 empty] | 0.8548 | 0
LCP_Inputs_ON_Electric_2023_04_03 | 2024 | Hydro | Generation | Electricity | PJ | Dispatch-Generation | EmissionsCost | 0 | [6 empty] | 0.8548 | 0
LCP_Inputs_ON_Electric_2023_04_03 | 2024 | Hydro | Generation | Electricity | PJ | Dispatch-Generation | FuelCost | 0 | [6 empty] | 0.8548 | 0
LCP_Inputs_ON_Electric_2023_04_03 | 2024 | Hydro | Generation | Electricity | PJ | Dispatch-Generation | VOM | 0 | [6 empty] | 0.8548 | 0
LCP_Inputs_ON_Electric_2023_04_03 | 2024 | Hydro | Generation | Electricity | QC | Dispatch-Generation | EmissionsCost | 0 | [6 empty] | 0.8548 | 0
LCP_Inputs_ON_Electric_2023_04_03 | 2024 | Hydro | Generation | Electricity | QC | Dispatch-Generation | FuelCost | 0 | [6 empty] | 0.8548 | 0
LCP_Inputs_ON_Electric_2023_04_03 | 2024 | Hydro | Generation | Electricity | QC | Dispatch-Generation | VOM | 0 | [6 empty] | 0.8548 | 0
LCP_Inputs_ON_Electric_2023_04_03 | 2024 | Hydro | Generation | Electricity | WC | Dispatch-Generation | EmissionsCost | 0 | [6 empty] | 0.8548 | 0
LCP_Inputs_ON_Electric_2023_04_03 | 2024 | Hydro | Generation | Electricity | WC | Dispatch-Generation | FuelCost | 0 | [6 empty] | 0.8548 | 0
LCP_Inputs_ON_Electric_2023_04_03 | 2024 | Hydro | Generation | Electricity | WC | Dispatch-Generation | VOM | 0 | [6 empty] | 0.8548 | 0
LCP_Inputs_ON_Electric_2023_04_03 | 2024 | Hydro Pumped Storage | Storage | Electricity | MI | Dispatch-Storage | EmissionsCost | 0 | [6 empty] | 0.8548 | 0
LCP_Inputs_ON_Electric_2023_04_03 | 2024 | Hydro Pumped Storage | Storage | Electricity | MI | Dispatch-Storage | FuelCost | 0 | [6 empty] | 0.8548 | 0
LCP_Inputs_ON_Electric_2023_04_03 | 2024 | Hydro Pumped Storage | Storage | Electricity | MI | Dispatch-Storage | VOM | 0 | [6 empty] | 0.8548 | 0
LCP_Inputs_ON_Electric_2023_04_03 | 2024 | Hydro Pumped Storage | Storage | Electricity | NY | Dispatch-Storage | EmissionsCost | 0 | [6 empty] | 0.8548 | 0
LCP_Inputs_ON_Electric_2023_04_03 | 2024 | Hydro Pumped Storage | Storage | Electricity | NY | Dispatch-Storage | FuelCost | 0 | [6 empty] | 0.8548 | 0
LCP_Inputs_ON_Electric_2023_04_03 | 2024 | Hydro Pumped Storage | Storage | Electricity | NY | Dispatch-Storage | VOM | 0 | [6 empty] | 0.8548 | 0
LCP_Inputs_ON_Electric_2023_04_03 | 2024 | Hydro Pumped Storage | Storage | Electricity | ON | Dispatch-Storage | EmissionsCost | 0 | [6 empty] | 0.8548 | 0
LCP_Inputs_ON_Electric_2023_04_03 | 2024 | Hydro Pumped Storage | Storage | Electricity | ON | Dispatch-Storage | FuelCost | 0 | [6 empty] | 0.8548 | 0
LCP_Inputs_ON_Electric_2023_04_03 | 2024 | Hydro Pumped Storage | Storage | Electricity | ON | Dispatch-Storage | VOM | 0 | [6 empty] | 0.8548 | 0
LCP_Inputs_ON_Electric_2023_04_03 | 2024 | Hydro Pumped Storage | Storage | Electricity | PJ | Dispatch-Storage | EmissionsCost | 0 | [6 empty] | 0.8548 | 0
LCP_Inputs_ON_Electric_2023_04_03 | 2024 | Hydro Pumped Storage | Storage | Electricity | PJ | Dispatch-Storage | FuelCost | 0 | [6 empty] | 0.8548 | 0
LCP_Inputs_ON_Electric_2023_04_03 | 2024 | Hydro Pumped Storage | Storage | Electricity | PJ | Dispatch-Storage | VOM | 0 | [6 empty] | 0.8548 | 0
LCP_Inputs_ON_Electric_2023_04_03 | 2024 | Hydro Pumped Storage | Storage | Electricity | QC | Dispatch-Storage | EmissionsCost | 0 | [6 empty] | 0.8548 | 0
LCP_Inputs_ON_Electric_2023_04_03 | 2024 | Hydro Pumped Storage | Storage | Electricity | QC | Dispatch-Storage | FuelCost | 0 | [6 empty] | 0.8548 | 0
LCP_Inputs_ON_Electric_2023_04_03 | 2024 | Hydro Pumped Storage | Storage | Electricity | QC | Dispatch-Storage | VOM | 0 | [6 empty] | 0.8548 | 0
LCP_Inputs_ON_Electric_2023_04_03 | 2024 | Hydro Pumped Storage | Storage | Electricity | WC | Dispatch-Storage | EmissionsCost | 0 | [6 empty] | 0.8548 | 0
LCP_Inputs_ON_Electric_2023_04_03 | 2024 | Hydro Pumped Storage | Storage | Electricity | WC | Dispatch-Storage | FuelCost | 0 | [6 empty] | 0.8548 | 0
LCP_Inputs_ON_Electric_2023_04_03 | 2024 | Hydro Pumped Storage | Storage | Electricity | WC | Dispatch-Storage | VOM | 0 | [6 empty] | 0.8548 | 0
LCP_Inputs_ON_Electric_2023_04_03 | 2024 | Nuclear | Generation | Electricity | MI | Dispatch-Generation | EmissionsCost | 0 | [6 empty] | 0.8548 | 0
LCP_Inputs_ON_Electric_2023_04_03 | 2024 | Nuclear | Generation | Electricity | MI | Dispatch-Generation | FuelCost | 0 | [6 empty] | 0.8548 | 0
LCP_Inputs_ON_Electric_2023_04_03 | 2024 | Nuclear | Generation | Electricity | MI | Dispatch-Generation | VOM | 3301336446.912 | [6 empty] | 0.8548 | 2821996230.8196
LCP_Inputs_ON_Electric_2023_04_03 | 2024 | Nuclear | Generation | Electricity | NY | Dispatch-Generation | EmissionsCost | 0 | [6 empty] | 0.8548 | 0
LCP_Inputs_ON_Electric_2023_04_03 | 2024 | Nuclear | Generation | Electricity | NY | Dispatch-Generation | FuelCost | 0 | [6 empty] | 0.8548 | 0
LCP_Inputs_ON_Electric_2023_04_03 | 2024 | Nuclear | Generation | Electricity | NY | Dispatch-Generation | VOM | 2246155230.144 | [6 empty] | 0.8548 | 1920022904.4304
LCP_Inputs_ON_Electric_2023_04_03 | 2024 | Nuclear | Generation | Electricity | ON | Dispatch-Generation | EmissionsCost | 0 | [6 empty] | 0.8548 | 0
LCP_Inputs_ON_Electric_2023_04_03 | 2024 | Nuclear | Generation | Electricity | ON | Dispatch-Generation | FuelCost | 0 | [6 empty] | 0.8548 | 0
LCP_Inputs_ON_Electric_2023_04_03 | 2024 | Nuclear | Generation | Electricity | ON | Dispatch-Generation | VOM | 8790266640.96 | [6 empty] | 0.8548 | 7513956764.9614
LCP_Inputs_ON_Electric_2023_04_03 | 2024 | Nuclear | Generation | Electricity | PJ | Dispatch-Generation | EmissionsCost | 0 | [6 empty] | 0.8548 | 0
LCP_Inputs_ON_Electric_2023_04_03 | 2024 | Nuclear | Generation | Electricity | PJ | Dispatch-Generation | FuelCost | 0 | [6 empty] | 0.8548 | 0
LCP_Inputs_ON_Electric_2023_04_03 | 2024 | Nuclear | Generation | Electricity | PJ | Dispatch-Generation | VOM | 9110487814.4448 | [6 empty] | 0.8548 | 7787683166.1127
LCP_Inputs_ON_Electric_2023_04_03 | 2024 | Nuclear | Generation | Electricity | QC | Dispatch-Generation | EmissionsCost | 0 | [6 empty] | 0.8548 | 0
LCP_Inputs_ON_Electric_2023_04_03 | 2024 | Nuclear | Generation | Electricity | QC | Dispatch-Generation | FuelCost | 0 | [6 empty] | 0.8548 | 0
LCP_Inputs_ON_Electric_2023_04_03 | 2024 | Nuclear | Generation | Electricity | QC | Dispatch-Generation | VOM | 0 | [6 empty] | 0.8548 | 0
LCP_Inputs_ON_Electric_2023_04_03 | 2024 | Nuclear | Generation | Electricity | WC | Dispatch-Generation | EmissionsCost | 0 | [6 empty] | 0.8548 | 0
LCP_Inputs_ON_Electric_2023_04_03 | 2024 | Nuclear | Generation | Electricity | WC | Dispatch-Generation | FuelCost | 0 | [6 empty] | 0.8548 | 0
LCP_Inputs_ON_Electric_2023_04_03 | 2024 | Nuclear | Generation | Electricity | WC | Dispatch-Generation | VOM | 0 | [6 empty] | 0.8548 | 0
LCP_Inputs_ON_Electric_2023_04_03 | 2024 | Nuclear SMR | Generation | Electricity | MI | Dispatch-Generation | EmissionsCost | 0 | [6 empty] | 0.8548 | 0
LCP_Inputs_ON_Electric_2023_04_03 | 2024 | Nuclear SMR | Generation | Electricity | MI | Dispatch-Generation | FuelCost | 0 | [6 empty] | 0.8548 | 0
LCP_Inputs_ON_Electric_2023_04_03 | 2024 | Nuclear SMR | Generation | Electricity | MI | Dispatch-Generation | VOM | 0 | [6 empty] | 0.8548 | 0
LCP_Inputs_ON_Electric_2023_04_03 | 2024 | Nuclear SMR | Generation | Electricity | NY | Dispatch-Generation | EmissionsCost | 0 | [6 empty] | 0.8548 | 0
LCP_Inputs_ON_Electric_2023_04_03 | 2024 | Nuclear SMR | Generation | Electricity | NY | Dispatch-Generation | FuelCost | 0 | [6 empty] | 0.8548 | 0
LCP_Inputs_ON_Electric_2023_04_03 | 2024 | Nuclear SMR | Generation | Electricity | NY | Dispatch-Generation | VOM | 0 | [6 empty] | 0.8548 | 0
LCP_Inputs_ON_Electric_2023_04_03 | 2024 | Nuclear SMR | Generation | Electricity | ON | Dispatch-Generation | EmissionsCost | 0 | [6 empty] | 0.8548 | 0
LCP_Inputs_ON_Electric_2023_04_03 | 2024 | Nuclear SMR | Generation | Electricity | ON | Dispatch-Generation | FuelCost | 0 | [6 empty] | 0.8548 | 0
LCP_Inputs_ON_Electric_2023_04_03 | 2024 | Nuclear SMR | Generation | Electricity | ON | Dispatch-Generation | VOM | 0 | [6 empty] | 0.8548 | 0
LCP_Inputs_ON_Electric_2023_04_03 | 2024 | Nuclear SMR | Generation | Electricity | PJ | Dispatch-Generation | EmissionsCost | 0 | [6 empty] | 0.8548 | 0
LCP_Inputs_ON_Electric_2023_04_03 | 2024 | Nuclear SMR | Generation | Electricity | PJ | Dispatch-Generation | FuelCost | 0 | [6 empty] | 0.8548 | 0
LCP_Inputs_ON_Electric_2023_04_03 | 2024 | Nuclear SMR | Generation | Electricity | PJ | Dispatch-Generation | VOM | 0 | [6 empty] | 0.8548 | 0
LCP_Inputs_ON_Electric_2023_04_03 | 2024 | Nuclear SMR | Generation | Electricity | QC | Dispatch-Generation | EmissionsCost | 0 | [6 empty] | 0.8548 | 0
LCP_Inputs_ON_Electric_2023_04_03 | 2024 | Nuclear SMR | Generation | Electricity | QC | Dispatch-Generation | FuelCost | 0 | [6 empty] | 0.8548 | 0
LCP_Inputs_ON_Electric_2023_04_03 | 2024 | Nuclear SMR | Generation | Electricity | QC | Dispatch-Generation | VOM | 0 | [6 empty] | 0.8548 | 0
LCP_Inputs_ON_Electric_2023_04_03 | 2024 | Nuclear SMR | Generation | Electricity | WC | Dispatch-Generation | EmissionsCost | 0 | [6 empty] | 0.8548 | 0
LCP_Inputs_ON_Electric_2023_04_03 | 2024 | Nuclear SMR | Generation | Electricity | WC | Dispatch-Generation | FuelCost | 0 | [6 empty] | 0.8548 | 0
LCP_Inputs_ON_Electric_2023_04_03 | 2024 | Nuclear SMR | Generation | Electricity | WC | Dispatch-Generation | VOM | 0 | [6 empty] | 0.8548 | 0
LCP_Inputs_ON_Electric_2023_04_03 | 2024 | O/CCGT - CH4 Existing | Crossload | Electricity | MI | Dispatch-Crossload | EmissionsCost | 0 | [6 empty] | 0.8548 | 0
LCP_Inputs_ON_Electric_2023_04_03 | 2024 | O/CCGT - CH4 Existing | Crossload | Electricity | MI | Dispatch-Crossload | FuelCost | 0 | [6 empty] | 0.8548 | 0
LCP_Inputs_ON_Electric_2023_04_03 | 2024 | O/CCGT - CH4 Existing | Crossload | Electricity | MI | Dispatch-Crossload | VOM | 0 | [6 empty] | 0.8548 | 0
LCP_Inputs_ON_Electric_2023_04_03 | 2024 | O/CCGT - CH4 Existing | Crossload | Electricity | NY | Dispatch-Crossload | EmissionsCost | 0 | [6 empty] | 0.8548 | 0
LCP_Inputs_ON_Electric_2023_04_03 | 2024 | O/CCGT - CH4 Existing | Crossload | Electricity | NY | Dispatch-Crossload | FuelCost | 0 | [6 empty] | 0.8548 | 0
LCP_Inputs_ON_Electric_2023_04_03 | 2024 | O/CCGT - CH4 Existing | Crossload | Electricity | NY | Dispatch-Crossload | VOM | 0 | [6 empty] | 0.8548 | 0
LCP_Inputs_ON_Electric_2023_04_03 | 2024 | O/CCGT - CH4 Existing | Crossload | Electricity | ON | Dispatch-Crossload | EmissionsCost | 0 | [6 empty] | 0.8548 | 0
LCP_Inputs_ON_Electric_2023_04_03 | 2024 | O/CCGT - CH4 Existing | Crossload | Electricity | ON | Dispatch-Crossload | FuelCost | 0 | [6 empty] | 0.8548 | 0
LCP_Inputs_ON_Electric_2023_04_03 | 2024 | O/CCGT - CH4 Existing | Crossload | Electricity | ON | Dispatch-Crossload | VOM | 0 | [6 empty] | 0.8548 | 0
LCP_Inputs_ON_Electric_2023_04_03 | 2024 | O/CCGT - CH4 Existing | Crossload | Electricity | PJ | Dispatch-Crossload | EmissionsCost | 0 | [6 empty] | 0.8548 | 0
LCP_Inputs_ON_Electric_2023_04_03 | 2024 | O/CCGT - CH4 Existing | Crossload | Electricity | PJ | Dispatch-Crossload | FuelCost | 0 | [6 empty] | 0.8548 | 0
LCP_Inputs_ON_Electric_2023_04_03 | 2024 | O/CCGT - CH4 Existing | Crossload | Electricity | PJ | Dispatch-Crossload | VOM | 0 | [6 empty] | 0.8548 | 0
LCP_Inputs_ON_Electric_2023_04_03 | 2024 | O/CCGT - CH4 Existing | Crossload | Electricity | QC | Dispatch-Crossload | EmissionsCost | 0 | [6 empty] | 0.8548 | 0
LCP_Inputs_ON_Electric_2023_04_03 | 2024 | O/CCGT - CH4 Existing | Crossload | Electricity | QC | Dispatch-Crossload | FuelCost | 0 | [6 empty] | 0.8548 | 0
LCP_Inputs_ON_Electric_2023_04_03 | 2024 | O/CCGT - CH4 Existing | Crossload | Electricity | QC | Dispatch-Crossload | VOM | 0 | [6 empty] | 0.8548 | 0
LCP_Inputs_ON_Electric_2023_04_03 | 2024 | O/CCGT - CH4 Existing | Crossload | Electricity | WC | Dispatch-Crossload | EmissionsCost | 0 | [6 empty] | 0.8548 | 0
LCP_Inputs_ON_Electric_2023_04_03 | 2024 | O/CCGT - CH4 Existing | Crossload | Electricity | WC | Dispatch-Crossload | FuelCost | 0 | [6 empty] | 0.8548 | 0
LCP_Inputs_ON_Electric_2023_04_03 | 2024 | O/CCGT - CH4 Existing | Crossload | Electricity | WC | Dispatch-Crossload | VOM | 0 | [6 empty] | 0.8548 | 0
LCP_Inputs_ON_Electric_2023_04_03 | 2024 | O/CCGT - CH4 New | Crossload | Electricity | MI | Dispatch-Crossload | EmissionsCost | 0 | [6 empty] | 0.8548 | 0
LCP_Inputs_ON_Electric_2023_04_03 | 2024 | O/CCGT - CH4 New | Crossload | Electricity | MI | Dispatch-Crossload | FuelCost | 0 | [6 empty] | 0.8548 | 0
LCP_Inputs_ON_Electric_2023_04_03 | 2024 | O/CCGT - CH4 New | Crossload | Electricity | MI | Dispatch-Crossload | VOM | 0 | [6 empty] | 0.8548 | 0
LCP_Inputs_ON_Electric_2023_04_03 | 2024 | O/CCGT - CH4 New | Crossload | Electricity | NY | Dispatch-Crossload | EmissionsCost | 0 | [6 empty] | 0.8548 | 0
LCP_Inputs_ON_Electric_2023_04_03 | 2024 | O/CCGT - CH4 New | Crossload | Electricity | NY | Dispatch-Crossload | FuelCost | 0 | [6 empty] | 0.8548 | 0
LCP_Inputs_ON_Electric_2023_04_03 | 2024 | O/CCGT - CH4 New | Crossload | Electricity | NY | Dispatch-Crossload | VOM | 0 | [6 empty] | 0.8548 | 0
LCP_Inputs_ON_Electric_2023_04_03 | 2024 | O/CCGT - CH4 New | Crossload | Electricity | ON | Dispatch-Crossload | EmissionsCost | 0 | [6 empty] | 0.8548 | 0
LCP_Inputs_ON_Electric_2023_04_03 | 2024 | O/CCGT - CH4 New | Crossload | Electricity | ON | Dispatch-Crossload | FuelCost | 0 | [6 empty] | 0.8548 | 0
LCP_Inputs_ON_Electric_2023_04_03 | 2024 | O/CCGT - CH4 New | Crossload | Electricity | ON | Dispatch-Crossload | VOM | 0 | [6 empty] | 0.8548 | 0
LCP_Inputs_ON_Electric_2023_04_03 | 2024 | O/CCGT - CH4 New | Crossload | Electricity | PJ | Dispatch-Crossload | EmissionsCost | 0 | [6 empty] | 0.8548 | 0
LCP_Inputs_ON_Electric_2023_04_03 | 2024 | O/CCGT - CH4 New | Crossload | Electricity | PJ | Dispatch-Crossload | FuelCost | 0 | [6 empty] | 0.8548 | 0
LCP_Inputs_ON_Electric_2023_04_03 | 2024 | O/CCGT - CH4 New | Crossload | Electricity | PJ | Dispatch-Crossload | VOM | 0 | [6 empty] | 0.8548 | 0
LCP_Inputs_ON_Electric_2023_04_03 | 2024 | O/CCGT - CH4 New | Crossload | Electricity | QC | Dispatch-Crossload | EmissionsCost | 0 | [6 empty] | 0.8548 | 0
LCP_Inputs_ON_Electric_2023_04_03 | 2024 | O/CCGT - CH4 New | Crossload | Electricity | QC | Dispatch-Crossload | FuelCost | 0 | [6 empty] | 0.8548 | 0
LCP_Inputs_ON_Electric_2023_04_03 | 2024 | O/CCGT - CH4 New | Crossload | Electricity | QC | Dispatch-Crossload | VOM | 0 | [6 empty] | 0.8548 | 0
LCP_Inputs_ON_Electric_2023_04_03 | 2024 | O/CCGT - CH4 New | Crossload | Electricity | WC | Dispatch-Crossload | EmissionsCost | 0 | [6 empty] | 0.8548 | 0
LCP_Inputs_ON_Electric_2023_04_03 | 2024 | O/CCGT - CH4 New | Crossload | Electricity | WC | Dispatch-Crossload | FuelCost | 0 | [6 empty] | 0.8548 | 0
LCP_Inputs_ON_Electric_2023_04_03 | 2024 | O/CCGT - CH4 New | Crossload | Electricity | WC | Dispatch-Crossload | VOM | 0 | [6 empty] | 0.8548 | 0
LCP_Inputs_ON_Electric_2023_04_03 | 2024 | O/CCGT - H2 New | Crossload | Electricity | MI | Dispatch-Crossload | EmissionsCost | 0 | [6 empty] | 0.8548 | 0
LCP_Inputs_ON_Electric_2023_04_03 | 2024 | O/CCGT - H2 New | Crossload | Electricity | MI | Dispatch-Crossload | FuelCost | 0 | [6 empty] | 0.8548 | 0
LCP_Inputs_ON_Electric_2023_04_03 | 2024 | O/CCGT - H2 New | Crossload | Electricity | MI | Dispatch-Crossload | VOM | 0 | [6 empty] | 0.8548 | 0
LCP_Inputs_ON_Electric_2023_04_03 | 2024 | O/CCGT - H2 New | Crossload | Electricity | NY | Dispatch-Crossload | EmissionsCost | 0 | [6 empty] | 0.8548 | 0
LCP_Inputs_ON_Electric_2023_04_03 | 2024 | O/CCGT - H2 New | Crossload | Electricity | NY | Dispatch-Crossload | FuelCost | 0 | [6 empty] | 0.8548 | 0
LCP_Inputs_ON_Electric_2023_04_03 | 2024 | O/CCGT - H2 New | Crossload | Electricity | NY | Dispatch-Crossload | VOM | 0 | [6 empty] | 0.8548 | 0
LCP_Inputs_ON_Electric_2023_04_03 | 2024 | O/CCGT - H2 New | Crossload | Electricity | ON | Dispatch-Crossload | EmissionsCost | 0 | [6 empty] | 0.8548 | 0
LCP_Inputs_ON_Electric_2023_04_03 | 2024 | O/CCGT - H2 New | Crossload | Electricity | ON | Dispatch-Crossload | FuelCost | 0 | [6 empty] | 0.8548 | 0
LCP_Inputs_ON_Electric_2023_04_03 | 2024 | O/CCGT - H2 New | Crossload | Electricity | ON | Dispatch-Crossload | VOM | 0 | [6 empty] | 0.8548 | 0
LCP_Inputs_ON_Electric_2023_04_03 | 2024 | O/CCGT - H2 New | Crossload | Electricity | PJ | Dispatch-Crossload | EmissionsCost | 0 | [6 empty] | 0.8548 | 0
LCP_Inputs_ON_Electric_2023_04_03 | 2024 | O/CCGT - H2 New | Crossload | Electricity | PJ | Dispatch-Crossload | FuelCost | 0 | [6 empty] | 0.8548 | 0
LCP_Inputs_ON_Electric_2023_04_03 | 2024 | O/CCGT - H2 New | Crossload | Electricity | PJ | Dispatch-Crossload | VOM | 0 | [6 empty] | 0.8548 | 0
LCP_Inputs_ON_Electric_2023_04_03 | 2024 | O/CCGT - H2 New | Crossload | Electricity | QC | Dispatch-Crossload | EmissionsCost | 0 | [6 empty] | 0.8548 | 0
LCP_Inputs_ON_Electric_2023_04_03 | 2024 | O/CCGT - H2 New | Crossload | Electricity | QC | Dispatch-Crossload | FuelCost | 0 | [6 empty] | 0.8548 | 0
LCP_Inputs_ON_Electric_2023_04_03 | 2024 | O/CCGT - H2 New | Crossload | Electricity | QC | Dispatch-Crossload | VOM | 0 | [6 empty] | 0.8548 | 0
LCP_Inputs_ON_Electric_2023_04_03 | 2024 | O/CCGT - H2 New | Crossload | Electricity | WC | Dispatch-Crossload | EmissionsCost | 0 | [6 empty] | 0.8548 | 0
LCP_Inputs_ON_Electric_2023_04_03 | 2024 | O/CCGT - H2 New | Crossload | Electricity | WC | Dispatch-Crossload | FuelCost | 0 | [6 empty] | 0.8548 | 0
LCP_Inputs_ON_Electric_2023_04_03 | 2024 | O/CCGT - H2 New | Crossload | Electricity | WC | Dispatch-Crossload | VOM | 0 | [6 empty] | 0.8548 | 0
LCP_Inputs_ON_Electric_2023_04_03 | 2024 | SMR CCS | Crossload | Hydrogen | MI | Dispatch-Crossload | EmissionsCost | 0 | [6 empty] | 0.8548 | 0
LCP_Inputs_ON_Electric_2023_04_03 | 2024 | SMR CCS | Crossload | Hydrogen | MI | Dispatch-Crossload | FuelCost | 0 | [6 empty] | 0.8548 | 0
LCP_Inputs_ON_Electric_2023_04_03 | 2024 | SMR CCS | Crossload | Hydrogen | MI | Dispatch-Crossload | VOM | 0 | [6 empty] | 0.8548 | 0
LCP_Inputs_ON_Electric_2023_04_03 | 2024 | SMR CCS | Crossload | Hydrogen | NY | Dispatch-Crossload | EmissionsCost | 0 | [6 empty] | 0.8548 | 0
LCP_Inputs_ON_Electric_2023_04_03 | 2024 | SMR CCS | Crossload | Hydrogen | NY | Dispatch-Crossload | FuelCost | 0 | [6 empty] | 0.8548 | 0
LCP_Inputs_ON_Electric_2023_04_03 | 2024 | SMR CCS | Crossload | Hydrogen | NY | Dispatch-Crossload | VOM | 0 | [6 empty] | 0.8548 | 0
LCP_Inputs_ON_Electric_2023_04_03 | 2024 | SMR CCS | Crossload | Hydrogen | ON | Dispatch-Crossload | EmissionsCost | 0 | [6 empty] | 0.8548 | 0
LCP_Inputs_ON_Electric_2023_04_03 | 2024 | SMR CCS | Crossload | Hydrogen | ON | Dispatch-Crossload | FuelCost | 0 | [6 empty] | 0.8548 | 0
LCP_Inputs_ON_Electric_2023_04_03 | 2024 | SMR CCS | Crossload | Hydrogen | ON | Dispatch-Crossload | VOM | 0 | [6 empty] | 0.8548 | 0
LCP_Inputs_ON_Electric_2023_04_03 | 2024 | SMR CCS | Crossload | Hydrogen | PJ | Dispatch-Crossload | EmissionsCost | 0 | [6 empty] | 0.8548 | 0
LCP_Inputs_ON_Electric_2023_04_03 | 2024 | SMR CCS | Crossload | Hydrogen | PJ | Dispatch-Crossload | FuelCost | 0 | [6 empty] | 0.8548 | 0
LCP_Inputs_ON_Electric_2023_04_03 | 2024 | SMR CCS | Crossload | Hydrogen | PJ | Dispatch-Crossload | VOM | 0 | [6 empty] | 0.8548 | 0
LCP_Inputs_ON_Electric_2023_04_03 | 2024 | SMR CCS | Crossload | Hydrogen | QC | Dispatch-Crossload | EmissionsCost | 0 | [6 empty] | 0.8548 | 0
LCP_Inputs_ON_Electric_2023_04_03 | 2024 | SMR CCS | Crossload | Hydrogen | QC | Dispatch-Crossload | FuelCost | 0 | [6 empty] | 0.8548 | 0
LCP_Inputs_ON_Electric_2023_04_03 | 2024 | SMR CCS | Crossload | Hydrogen | QC | Dispatch-Crossload | VOM | 0 | [6 empty] | 0.8548 | 0
LCP_Inputs_ON_Electric_2023_04_03 | 2024 | SMR CCS | Crossload | Hydrogen | WC | Dispatch-Crossload | EmissionsCost | 0 | [6 empty] | 0.8548 | 0
LCP_Inputs_ON_Electric_2023_04_03 | 2024 | SMR CCS | Crossload | Hydrogen | WC | Dispatch-Crossload | FuelCost | 0 | [6 empty] | 0.8548 | 0
LCP_Inputs_ON_Electric_2023_04_03 | 2024 | SMR CCS | Crossload | Hydrogen | WC | Dispatch-Crossload | VOM | 0 | [6 empty] | 0.8548 | 0
LCP_Inputs_ON_Electric_2023_04_03 | 2024 | Solar PV | Generation | Electricity | MI | Dispatch-Generation | EmissionsCost | 0 | [6 empty] | 0.8548 | 0
LCP_Inputs_ON_Electric_2023_04_03 | 2024 | Solar PV | Generation | Electricity | MI | Dispatch-Generation | FuelCost | 0 | [6 empty] | 0.8548 | 0
LCP_Inputs_ON_Electric_2023_04_03 | 2024 | Solar PV | Generation | Electricity | MI | Dispatch-Generation | VOM | 0 | [6 empty] | 0.8548 | 0
LCP_Inputs_ON_Electric_2023_04_03 | 2024 | Solar PV | Generation | Electricity | NY | Dispatch-Generation | EmissionsCost | 0 | [6 empty] | 0.8548 | 0
LCP_Inputs_ON_Electric_2023_04_03 | 2024 | Solar PV | Generation | Electricity | NY | Dispatch-Generation | FuelCost | 0 | [6 empty] | 0.8548 | 0
LCP_Inputs_ON_Electric_2023_04_03 | 2024 | Solar PV | Generation | Electricity | NY | Dispatch-Generation | VOM | 0 | [6 empty] | 0.8548 | 0
LCP_Inputs_ON_Electric_2023_04_03 | 2024 | Solar PV | Generation | Electricity | ON | Dispatch-Generation | EmissionsCost | 0 | [6 empty] | 0.8548 | 0
LCP_Inputs_ON_Electric_2023_04_03 | 2024 | Solar PV | Generation | Electricity | ON | Dispatch-Generation | FuelCost | 0 | [6 empty] | 0.8548 | 0
LCP_Inputs_ON_Electric_2023_04_03 | 2024 | Solar PV | Generation | Electricity | ON | Dispatch-Generation | VOM | 0 | [6 empty] | 0.8548 | 0
LCP_Inputs_ON_Electric_2023_04_03 | 2024 | Solar PV | Generation | Electricity | PJ | Dispatch-Generation | EmissionsCost | 0 | [6 empty] | 0.8548 | 0
LCP_Inputs_ON_Electric_2023_04_03 | 2024 | Solar PV | Generation | Electricity | PJ | Dispatch-Generation | FuelCost | 0 | [6 empty] | 0.8548 | 0
LCP_Inputs_ON_Electric_2023_04_03 | 2024 | Solar PV | Generation | Electricity | PJ | Dispatch-Generation | VOM | 0 | [6 empty] | 0.8548 | 0
LCP_Inputs_ON_Electric_2023_04_03 | 2024 | Solar PV | Generation | Electricity | QC | Dispatch-Generation | EmissionsCost | 0 | [6 empty] | 0.8548 | 0
LCP_Inputs_ON_Electric_2023_04_03 | 2024 | Solar PV | Generation | Electricity | QC | Dispatch-Generation | FuelCost | 0 | [6 empty] | 0.8548 | 0
LCP_Inputs_ON_Electric_2023_04_03 | 2024 | Solar PV | Generation | Electricity | QC | Dispatch-Generation | VOM | 0 | [6 empty] | 0.8548 | 0
LCP_Inputs_ON_Electric_2023_04_03 | 2024 | Solar PV | Generation | Electricity | WC | Dispatch-Generation | EmissionsCost | 0 | [6 empty] | 0.8548 | 0
LCP_Inputs_ON_Electric_2023_04_03 | 2024 | Solar PV | Generation | Electricity | WC | Dispatch-Generation | FuelCost | 0 | [6 empty] | 0.8548 | 0
LCP_Inputs_ON_Electric_2023_04_03 | 2024 | Solar PV | Generation | Electricity | WC | Dispatch-Generation | VOM | 0 | [6 empty] | 0.8548 | 0
LCP_Inputs_ON_Electric_2023_04_03 | 2024 | Wind Offshore | Generation | Electricity | MI | Dispatch-Generation | EmissionsCost | 0 | [6 empty] | 0.8548 | 0
LCP_Inputs_ON_Electric_2023_04_03 | 2024 | Wind Offshore | Generation | Electricity | MI | Dispatch-Generation | FuelCost | 0 | [6 empty] | 0.8548 | 0
LCP_Inputs_ON_Electric_2023_04_03 | 2024 | Wind Offshore | Generation | Electricity | MI | Dispatch-Generation | VOM | 0 | [6 empty] | 0.8548 | 0
LCP_Inputs_ON_Electric_2023_04_03 | 2024 | Wind Offshore | Generation | Electricity | NY | Dispatch-Generation | EmissionsCost | 0 | [6 empty] | 0.8548 | 0
LCP_Inputs_ON_Electric_2023_04_03 | 2024 | Wind Offshore | Generation | Electricity | NY | Dispatch-Generation | FuelCost | 0 | [6 empty] | 0.8548 | 0
LCP_Inputs_ON_Electric_2023_04_03 | 2024 | Wind Offshore | Generation | Electricity | NY | Dispatch-Generation | VOM | 0 | [6 empty] | 0.8548 | 0
LCP_Inputs_ON_Electric_2023_04_03 | 2024 | Wind Offshore | Generation | Electricity | ON | Dispatch-Generation | EmissionsCost | 0 | [6 empty] | 0.8548 | 0
LCP_Inputs_ON_Electric_2023_04_03 | 2024 | Wind Offshore | Generation | Electricity | ON | Dispatch-Generation | FuelCost | 0 | [6 empty] | 0.8548 | 0
LCP_Inputs_ON_Electric_2023_04_03 | 2024 | Wind Offshore | Generation | Electricity | ON | Dispatch-Generation | VOM | 0 | [6 empty] | 0.8548 | 0
LCP_Inputs_ON_Electric_2023_04_03 | 2024 | Wind Offshore | Generation | Electricity | PJ | Dispatch-Generation | EmissionsCost | 0 | [6 empty] | 0.8548 | 0
LCP_Inputs_ON_Electric_2023_04_03 | 2024 | Wind Offshore | Generation | Electricity | PJ | Dispatch-Generation | FuelCost | 0 | [6 empty] | 0.8548 | 0
LCP_Inputs_ON_Electric_2023_04_03 | 2024 | Wind Offshore | Generation | Electricity | PJ | Dispatch-Generation | VOM | 0 | [6 empty] | 0.8548 | 0
LCP_Inputs_ON_Electric_2023_04_03 | 2024 | Wind Offshore | Generation | Electricity | QC | Dispatch-Generation | EmissionsCost | 0 | [6 empty] | 0.8548 | 0
LCP_Inputs_ON_Electric_2023_04_03 | 2024 | Wind Offshore | Generation | Electricity | QC | Dispatch-Generation | FuelCost | 0 | [6 empty] | 0.8548 | 0
LCP_Inputs_ON_Electric_2023_04_03 | 2024 | Wind Offshore | Generation | Electricity | QC | Dispatch-Generation | VOM | 0 | [6 empty] | 0.8548 | 0
LCP_Inputs_ON_Electric_2023_04_03 | 2024 | Wind Offshore | Generation | Electricity | WC | Dispatch-Generation | EmissionsCost | 0 | [6 empty] | 0.8548 | 0
LCP_Inputs_ON_Electric_2023_04_03 | 2024 | Wind Offshore | Generation | Electricity | WC | Dispatch-Generation | FuelCost | 0 | [6 empty] | 0.8548 | 0
LCP_Inputs_ON_Electric_2023_04_03 | 2024 | Wind Offshore | Generation | Electricity | WC | Dispatch-Generation | VOM | 0 | [6 empty] | 0.8548 | 0
LCP_Inputs_ON_Electric_2023_04_03 | 2024 | Wind Onshore | Generation | Electricity | MI | Dispatch-Generation | EmissionsCost | 0 | [6 empty] | 0.8548 | 0
LCP_Inputs_ON_Electric_2023_04_03 | 2024 | Wind Onshore | Generation | Electricity | MI | Dispatch-Generation | FuelCost | 0 | [6 empty] | 0.8548 | 0
LCP_Inputs_ON_Electric_2023_04_03 | 2024 | Wind Onshore | Generation | Electricity | MI | Dispatch-Generation | VOM | 0 | [6 empty] | 0.8548 | 0
LCP_Inputs_ON_Electric_2023_04_03 | 2024 | Wind Onshore | Generation | Electricity | NY | Dispatch-Generation | EmissionsCost | 0 | [6 empty] | 0.8548 | 0
LCP_Inputs_ON_Electric_2023_04_03 | 2024 | Wind Onshore | Generation | Electricity | NY | Dispatch-Generation | FuelCost | 0 | [6 empty] | 0.8548 | 0
LCP_Inputs_ON_Electric_2023_04_03 | 2024 | Wind Onshore | Generation | Electricity | NY | Dispatch-Generation | VOM | 0 | [6 empty] | 0.8548 | 0
LCP_Inputs_ON_Electric_2023_04_03 | 2024 | Wind Onshore | Generation | Electricity | ON | Dispatch-Generation | EmissionsCost | 0 | [6 empty] | 0.8548 | 0
LCP_Inputs_ON_Electric_2023_04_03 | 2024 | Wind Onshore | Generation | Electricity | ON | Dispatch-Generation | FuelCost | 0 | [6 empty] | 0.8548 | 0
LCP_Inputs_ON_Electric_2023_04_03 | 2024 | Wind Onshore | Generation | Electricity | ON | Dispatch-Generation | VOM | 0 | [6 empty] | 0.8548 | 0
LCP_Inputs_ON_Electric_2023_04_03 | 2024 | Wind Onshore | Generation | Electricity | PJ | Dispatch-Generation | EmissionsCost | 0 | [6 empty] | 0.8548 | 0
LCP_Inputs_ON_Electric_2023_04_03 | 2024 | Wind Onshore | Generation | Electricity | PJ | Dispatch-Generation | FuelCost | 0 | [6 empty] | 0.8548 | 0
LCP_Inputs_ON_Electric_2023_04_03 | 2024 | Wind Onshore | Generation | Electricity | PJ | Dispatch-Generation | VOM | 0 | [6 empty] | 0.8548 | 0
LCP_Inputs_ON_Electric_2023_04_03 | 2024 | Wind Onshore | Generation | Electricity | QC | Dispatch-Generation | EmissionsCost | 0 | [6 empty] | 0.8548 | 0
LCP_Inputs_ON_Electric_2023_04_03 | 2024 | Wind Onshore | Generation | Electricity | QC | Dispatch-Generation | FuelCost | 0 | [6 empty] | 0.8548 | 0
LCP_Inputs_ON_Electric_2023_04_03 | 2024 | Wind Onshore | Generation | Electricity | QC | Dispatch-Generation | VOM | 0 | [6 empty] | 0.8548 | 0
LCP_Inputs_ON_Electric_2023_04_03 | 2024 | Wind Onshore | Generation | Electricity | WC | Dispatch-Generation | EmissionsCost | 0 | [6 empty] | 0.8548 | 0
LCP_Inputs_ON_Electric_2023_04_03 | 2024 | Wind Onshore | Generation | Electricity | WC | Dispatch-Generation | FuelCost | 0 | [6 empty] | 0.8548 | 0
LCP_Inputs_ON_Electric_2023_04_03 | 2024 | Wind Onshore | Generation | Electricity | WC | Dispatch-Generation | VOM | 0 | [6 empty] | 0.8548 | 0
LCP_Inputs_ON_Electric_2023_04_03 | 2025 | Anaerobic Digestion | Generation | Methane | MI | Dispatch-Generation | EmissionsCost | 0 | [6 empty] | 0.82193 | 0
LCP_Inputs_ON_Electric_2023_04_03 | 2025 | Anaerobic Digestion | Generation | Methane | MI | Dispatch-Generation | FuelCost | 0 | [6 empty] | 0.82193 | 0
LCP_Inputs_ON_Electric_2023_04_03 | 2025 | Anaerobic Digestion | Generation | Methane | MI | Dispatch-Generation | VOM | 0 | [6 empty] | 0.82193 | 0
LCP_Inputs_ON_Electric_2023_04_03 | 2025 | Anaerobic Digestion | Generation | Methane | NY | Dispatch-Generation | EmissionsCost | 0 | [6 empty] | 0.82193 | 0
LCP_Inputs_ON_Electric_2023_04_03 | 2025 | Anaerobic Digestion | Generation | Methane | NY | Dispatch-Generation | FuelCost | 0 | [6 empty] | 0.82193 | 0
LCP_Inputs_ON_Electric_2023_04_03 | 2025 | Anaerobic Digestion | Generation | Methane | NY | Dispatch-Generation | VOM | 0 | [6 empty] | 0.82193 | 0
LCP_Inputs_ON_Electric_2023_04_03 | 2025 | Anaerobic Digestion | Generation | Methane | ON | Dispatch-Generation | EmissionsCost | 0 | [6 empty] | 0.82193 | 0
LCP_Inputs_ON_Electric_2023_04_03 | 2025 | Anaerobic Digestion | Generation | Methane | ON | Dispatch-Generation | FuelCost | 0 | [6 empty] | 0.82193 | 0
LCP_Inputs_ON_Electric_2023_04_03 | 2025 | Anaerobic Digestion | Generation | Methane | ON | Dispatch-Generation | VOM | 0 | [6 empty] | 0.82193 | 0
LCP_Inputs_ON_Electric_2023_04_03 | 2025 | Anaerobic Digestion | Generation | Methane | PJ | Dispatch-Generation | EmissionsCost | 0 | [6 empty] | 0.82193 | 0
LCP_Inputs_ON_Electric_2023_04_03 | 2025 | Anaerobic Digestion | Generation | Methane | PJ | Dispatch-Generation | FuelCost | 0 | [6 empty] | 0.82193 | 0
LCP_Inputs_ON_Electric_2023_04_03 | 2025 | Anaerobic Digestion | Generation | Methane | PJ | Dispatch-Generation | VOM | 0 | [6 empty] | 0.82193 | 0
LCP_Inputs_ON_Electric_2023_04_03 | 2025 | Anaerobic Digestion | Generation | Methane | QC | Dispatch-Generation | EmissionsCost | 0 | [6 empty] | 0.82193 | 0
LCP_Inputs_ON_Electric_2023_04_03 | 2025 | Anaerobic Digestion | Generation | Methane | QC | Dispatch-Generation | FuelCost | 0 | [6 empty] | 0.82193 | 0
LCP_Inputs_ON_Electric_2023_04_03 | 2025 | Anaerobic Digestion | Generation | Methane | QC | Dispatch-Generation | VOM | 0 | [6 empty] | 0.82193 | 0
LCP_Inputs_ON_Electric_2023_04_03 | 2025 | Anaerobic Digestion | Generation | Methane | WC | Dispatch-Generation | EmissionsCost | 0 | [6 empty] | 0.82193 | 0
LCP_Inputs_ON_Electric_2023_04_03 | 2025 | Anaerobic Digestion | Generation | Methane | WC | Dispatch-Generation | FuelCost | 0 | [6 empty] | 0.82193 | 0
LCP_Inputs_ON_Electric_2023_04_03 | 2025 | Anaerobic Digestion | Generation | Methane | WC | Dispatch-Generation | VOM | 0 | [6 empty] | 0.82193 | 0
LCP_Inputs_ON_Electric_2023_04_03 | 2025 | Battery Storage | Storage | Electricity | MI | Dispatch-Storage | EmissionsCost | 0 | [6 empty] | 0.82193 | 0
LCP_Inputs_ON_Electric_2023_04_03 | 2025 | Battery Storage | Storage | Electricity | MI | Dispatch-Storage | FuelCost | 0 | [6 empty] | 0.82193 | 0
LCP_Inputs_ON_Electric_2023_04_03 | 2025 | Battery Storage | Storage | Electricity | MI | Dispatch-Storage | VOM | 0 | [6 empty] | 0.82193 | 0
LCP_Inputs_ON_Electric_2023_04_03 | 2025 | Battery Storage | Storage | Electricity | NY | Dispatch-Storage | EmissionsCost | 0 | [6 empty] | 0.82193 | 0
LCP_Inputs_ON_Electric_2023_04_03 | 2025 | Battery Storage | Storage | Electricity | NY | Dispatch-Storage | FuelCost | 0 | [6 empty] | 0.82193 | 0
LCP_Inputs_ON_Electric_2023_04_03 | 2025 | Battery Storage | Storage | Electricity | NY | Dispatch-Storage | VOM | 0 | [6 empty] | 0.82193 | 0
LCP_Inputs_ON_Electric_2023_04_03 | 2025 | Battery Storage | Storage | Electricity | ON | Dispatch-Storage | EmissionsCost | 0 | [6 empty] | 0.82193 | 0
LCP_Inputs_ON_Electric_2023_04_03 | 2025 | Battery Storage | Storage | Electricity | ON | Dispatch-Storage | FuelCost | 0 | [6 empty] | 0.82193 | 0
LCP_Inputs_ON_Electric_2023_04_03 | 2025 | Battery Storage | Storage | Electricity | ON | Dispatch-Storage | VOM | 0 | [6 empty] | 0.82193 | 0
LCP_Inputs_ON_Electric_2023_04_03 | 2025 | Battery Storage | Storage | Electricity | PJ | Dispatch-Storage | EmissionsCost | 0 | [6 empty] | 0.82193 | 0
LCP_Inputs_ON_Electric_2023_04_03 | 2025 | Battery Storage | Storage | Electricity | PJ | Dispatch-Storage | FuelCost | 0 | [6 empty] | 0.82193 | 0
LCP_Inputs_ON_Electric_2023_04_03 | 2025 | Battery Storage | Storage | Electricity | PJ | Dispatch-Storage | VOM | 0 | [6 empty] | 0.82193 | 0
LCP_Inputs_ON_Electric_2023_04_03 | 2025 | Battery Storage | Storage | Electricity | QC | Dispatch-Storage | EmissionsCost | 0 | [6 empty] | 0.82193 | 0
LCP_Inputs_ON_Electric_2023_04_03 | 2025 | Battery Storage | Storage | Electricity | QC | Dispatch-Storage | FuelCost | 0 | [6 empty] | 0.82193 | 0
LCP_Inputs_ON_Electric_2023_04_03 | 2025 | Battery Storage | Storage | Electricity | QC | Dispatch-Storage | VOM | 0 | [6 empty] | 0.82193 | 0
LCP_Inputs_ON_Electric_2023_04_03 | 2025 | Battery Storage | Storage | Electricity | WC | Dispatch-Storage | EmissionsCost | 0 | [6 empty] | 0.82193 | 0
LCP_Inputs_ON_Electric_2023_04_03 | 2025 | Battery Storage | Storage | Electricity | WC | Dispatch-Storage | FuelCost | 0 | [6 empty] | 0.82193 | 0
LCP_Inputs_ON_Electric_2023_04_03 | 2025 | Battery Storage | Storage | Electricity | WC | Dispatch-Storage | VOM | 0 | [6 empty] | 0.82193 | 0
LCP_Inputs_ON_Electric_2023_04_03 | 2025 | Biomass | Generation | Electricity | MI | Dispatch-Generation | EmissionsCost | 0 | [6 empty] | 0.82193 | 0
LCP_Inputs_ON_Electric_2023_04_03 | 2025 | Biomass | Generation | Electricity | MI | Dispatch-Generation | FuelCost | 0 | [6 empty] | 0.82193 | 0
LCP_Inputs_ON_Electric_2023_04_03 | 2025 | Biomass | Generation | Electricity | MI | Dispatch-Generation | VOM | 0 | [6 empty] | 0.82193 | 0
LCP_Inputs_ON_Electric_2023_04_03 | 2025 | Biomass | Generation | Electricity | NY | Dispatch-Generation | EmissionsCost | 0 | [6 empty] | 0.82193 | 0
LCP_Inputs_ON_Electric_2023_04_03 | 2025 | Biomass | Generation | Electricity | NY | Dispatch-Generation | FuelCost | 0 | [6 empty] | 0.82193 | 0
LCP_Inputs_ON_Electric_2023_04_03 | 2025 | Biomass | Generation | Electricity | NY | Dispatch-Generation | VOM | 0 | [6 empty] | 0.82193 | 0
LCP_Inputs_ON_Electric_2023_04_03 | 2025 | Biomass | Generation | Electricity | ON | Dispatch-Generation | EmissionsCost | 0 | [6 empty] | 0.82193 | 0
LCP_Inputs_ON_Electric_2023_04_03 | 2025 | Biomass | Generation | Electricity | ON | Dispatch-Generation | FuelCost | 0 | [6 empty] | 0.82193 | 0
LCP_Inputs_ON_Electric_2023_04_03 | 2025 | Biomass | Generation | Electricity | ON | Dispatch-Generation | VOM | 0 | [6 empty] | 0.82193 | 0
LCP_Inputs_ON_Electric_2023_04_03 | 2025 | Biomass | Generation | Electricity | PJ | Dispatch-Generation | EmissionsCost | 0 | [6 empty] | 0.82193 | 0
LCP_Inputs_ON_Electric_2023_04_03 | 2025 | Biomass | Generation | Electricity | PJ | Dispatch-Generation | FuelCost | 0 | [6 empty] | 0.82193 | 0
LCP_Inputs_ON_Electric_2023_04_03 | 2025 | Biomass | Generation | Electricity | PJ | Dispatch-Generation | VOM | 0 | [6 empty] | 0.82193 | 0
LCP_Inputs_ON_Electric_2023_04_03 | 2025 | Biomass | Generation | Electricity | QC | Dispatch-Generation | EmissionsCost | 0 | [6 empty] | 0.82193 | 0
LCP_Inputs_ON_Electric_2023_04_03 | 2025 | Biomass | Generation | Electricity | QC | Dispatch-Generation | FuelCost | 0 | [6 empty] | 0.82193 | 0
LCP_Inputs_ON_Electric_2023_04_03 | 2025 | Biomass | Generation | Electricity | QC | Dispatch-Generation | VOM | 0 | [6 empty] | 0.82193 | 0
LCP_Inputs_ON_Electric_2023_04_03 | 2025 | Biomass | Generation | Electricity | WC | Dispatch-Generation | EmissionsCost | 0 | [6 empty] | 0.82193 | 0
LCP_Inputs_ON_Electric_2023_04_03 | 2025 | Biomass | Generation | Electricity | WC | Dispatch-Generation | FuelCost | 0 | [6 empty] | 0.82193 | 0
LCP_Inputs_ON_Electric_2023_04_03 | 2025 | Biomass | Generation | Electricity | WC | Dispatch-Generation | VOM | 0 | [6 empty] | 0.82193 | 0
LCP_Inputs_ON_Electric_2023_04_03 | 2025 | Biomass + CCS | Generation | Electricity | MI | Dispatch-Generation | EmissionsCost | 0 | [6 empty] | 0.82193 | 0
LCP_Inputs_ON_Electric_2023_04_03 | 2025 | Biomass + CCS | Generation | Electricity | MI | Dispatch-Generation | FuelCost | 0 | [6 empty] | 0.82193 | 0
LCP_Inputs_ON_Electric_2023_04_03 | 2025 | Biomass + CCS | Generation | Electricity | MI | Dispatch-Generation | VOM | 0 | [6 empty] | 0.82193 | 0
LCP_Inputs_ON_Electric_2023_04_03 | 2025 | Biomass + CCS | Generation | Electricity | NY | Dispatch-Generation | EmissionsCost | 0 | [6 empty] | 0.82193 | 0
LCP_Inputs_ON_Electric_2023_04_03 | 2025 | Biomass + CCS | Generation | Electricity | NY | Dispatch-Generation | FuelCost | 0 | [6 empty] | 0.82193 | 0
LCP_Inputs_ON_Electric_2023_04_03 | 2025 | Biomass + CCS | Generation | Electricity | NY | Dispatch-Generation | VOM | 0 | [6 empty] | 0.82193 | 0
LCP_Inputs_ON_Electric_2023_04_03 | 2025 | Biomass + CCS | Generation | Electricity | ON | Dispatch-Generation | EmissionsCost | 0 | [6 empty] | 0.82193 | 0
LCP_Inputs_ON_Electric_2023_04_03 | 2025 | Biomass + CCS | Generation | Electricity | ON | Dispatch-Generation | FuelCost | 0 | [6 empty] | 0.82193 | 0
LCP_Inputs_ON_Electric_2023_04_03 | 2025 | Biomass + CCS | Generation | Electricity | ON | Dispatch-Generation | VOM | 0 | [6 empty] | 0.82193 | 0
LCP_Inputs_ON_Electric_2023_04_03 | 2025 | Biomass + CCS | Generation | Electricity | PJ | Dispatch-Generation | EmissionsCost | 0 | [6 empty] | 0.82193 | 0
LCP_Inputs_ON_Electric_2023_04_03 | 2025 | Biomass + CCS | Generation | Electricity | PJ | Dispatch-Generation | FuelCost | 0 | [6 empty] | 0.82193 | 0
LCP_Inputs_ON_Electric_2023_04_03 | 2025 | Biomass + CCS | Generation | Electricity | PJ | Dispatch-Generation | VOM | 0 | [6 empty] | 0.82193 | 0
LCP_Inputs_ON_Electric_2023_04_03 | 2025 | Biomass + CCS | Generation | Electricity | QC | Dispatch-Generation | EmissionsCost | 0 | [6 empty] | 0.82193 | 0
LCP_Inputs_ON_Electric_2023_04_03 | 2025 | Biomass + CCS | Generation | Electricity | QC | Dispatch-Generation | FuelCost | 0 | [6 empty] | 0.82193 | 0
LCP_Inputs_ON_Electric_2023_04_03 | 2025 | Biomass + CCS | Generation | Electricity | QC | Dispatch-Generation | VOM | 0 | [6 empty] | 0.82193 | 0
LCP_Inputs_ON_Electric_2023_04_03 | 2025 | Biomass + CCS | Generation | Electricity | WC | Dispatch-Generation | EmissionsCost | 0 | [6 empty] | 0.82193 | 0
LCP_Inputs_ON_Electric_2023_04_03 | 2025 | Biomass + CCS | Generation | Electricity | WC | Dispatch-Generation | FuelCost | 0 | [6 empty] | 0.82193 | 0
LCP_Inputs_ON_Electric_2023_04_03 | 2025 | Biomass + CCS | Generation | Electricity | WC | Dispatch-Generation | VOM | 0 | [6 empty] | 0.82193 | 0
LCP_Inputs_ON_Electric_2023_04_03 | 2025 | CH4 + CCS | Generation | Methane | MI | Dispatch-Generation | EmissionsCost | 0 | [6 empty] | 0.82193 | 0
LCP_Inputs_ON_Electric_2023_04_03 | 2025 | CH4 + CCS | Generation | Methane | MI | Dispatch-Generation | FuelCost | 0 | [6 empty] | 0.82193 | 0
LCP_Inputs_ON_Electric_2023_04_03 | 2025 | CH4 + CCS | Generation | Methane | MI | Dispatch-Generation | VOM | 0 | [6 empty] | 0.82193 | 0
LCP_Inputs_ON_Electric_2023_04_03 | 2025 | CH4 + CCS | Generation | Methane | NY | Dispatch-Generation | EmissionsCost | 0 | [6 empty] | 0.82193 | 0
LCP_Inputs_ON_Electric_2023_04_03 | 2025 | CH4 + CCS | Generation | Methane | NY | Dispatch-Generation | FuelCost | 0 | [6 empty] | 0.82193 | 0
LCP_Inputs_ON_Electric_2023_04_03 | 2025 | CH4 + CCS | Generation | Methane | NY | Dispatch-Generation | VOM | 0 | [6 empty] | 0.82193 | 0
LCP_Inputs_ON_Electric_2023_04_03 | 2025 | CH4 + CCS | Generation | Methane | ON | Dispatch-Generation | EmissionsCost | 0 | [6 empty] | 0.82193 | 0
LCP_Inputs_ON_Electric_2023_04_03 | 2025 | CH4 + CCS | Generation | Methane | ON | Dispatch-Generation | FuelCost | 0 | [6 empty] | 0.82193 | 0
LCP_Inputs_ON_Electric_2023_04_03 | 2025 | CH4 + CCS | Generation | Methane | ON | Dispatch-Generation | VOM | 0 | [6 empty] | 0.82193 | 0
LCP_Inputs_ON_Electric_2023_04_03 | 2025 | CH4 + CCS | Generation | Methane | PJ | Dispatch-Generation | EmissionsCost | 0 | [6 empty] | 0.82193 | 0
LCP_Inputs_ON_Electric_2023_04_03 | 2025 | CH4 + CCS | Generation | Methane | PJ | Dispatch-Generation | FuelCost | 0 | [6 empty] | 0.82193 | 0
LCP_Inputs_ON_Electric_2023_04_03 | 2025 | CH4 + CCS | Generation | Methane | PJ | Dispatch-Generation | VOM | 0 | [6 empty] | 0.82193 | 0
LCP_Inputs_ON_Electric_2023_04_03 | 2025 | CH4 + CCS | Generation | Methane | QC | Dispatch-Generation | EmissionsCost | 0 | [6 empty] | 0.82193 | 0
LCP_Inputs_ON_Electric_2023_04_03 | 2025 | CH4 + CCS | Generation | Methane | QC | Dispatch-Generation | FuelCost | 0 | [6 empty] | 0.82193 | 0
LCP_Inputs_ON_Electric_2023_04_03 | 2025 | CH4 + CCS | Generation | Methane | QC | Dispatch-Generation | VOM | 0 | [6 empty] | 0.82193 | 0
LCP_Inputs_ON_Electric_2023_04_03 | 2025 | CH4 + CCS | Generation | Methane | WC | Dispatch-Generation | EmissionsCost | 0 | [6 empty] | 0.82193 | 0
LCP_Inputs_ON_Electric_2023_04_03 | 2025 | CH4 + CCS | Generation | Methane | WC | Dispatch-Generation | FuelCost | 0 | [6 empty] | 0.82193 | 0
LCP_Inputs_ON_Electric_2023_04_03 | 2025 | CH4 + CCS | Generation | Methane | WC | Dispatch-Generation | VOM | 0 | [6 empty] | 0.82193 | 0
LCP_Inputs_ON_Electric_2023_04_03 | 2025 | CH4 Import - NY 2020 | Import | Methane | MI | Dispatch-Import | EmissionsCost | 0 | [6 empty] | 0.82193 | 0
LCP_Inputs_ON_Electric_2023_04_03 | 2025 | CH4 Import - NY 2020 | Import | Methane | MI | Dispatch-Import | FuelCost | 0 | [6 empty] | 0.82193 | 0
LCP_Inputs_ON_Electric_2023_04_03 | 2025 | CH4 Import - NY 2020 | Import | Methane | MI | Dispatch-Import | VOM | 0 | [6 empty] | 0.82193 | 0
LCP_Inputs_ON_Electric_2023_04_03 | 2025 | CH4 Import - NY 2020 | Import | Methane | NY | Dispatch-Import | EmissionsCost | 282343065.1873 | [6 empty] | 0.82193 | 232065418.6829
LCP_Inputs_ON_Electric_2023_04_03 | 2025 | CH4 Import - NY 2020 | Import | Methane | NY | Dispatch-Import | FuelCost | 407790143.0843 | [6 empty] | 0.82193 | 335173772.4702
LCP_Inputs_ON_Electric_2023_04_03 | 2025 | CH4 Import - NY 2020 | Import | Methane | NY | Dispatch-Import | VOM | 0 | [6 empty] | 0.82193 | 0
LCP_Inputs_ON_Electric_2023_04_03 | 2025 | CH4 Import - NY 2020 | Import | Methane | ON | Dispatch-Import | EmissionsCost | 0 | [6 empty] | 0.82193 | 0
LCP_Inputs_ON_Electric_2023_04_03 | 2025 | CH4 Import - NY 2020 | Import | Methane | ON | Dispatch-Import | FuelCost | 0 | [6 empty] | 0.82193 | 0
LCP_Inputs_ON_Electric_2023_04_03 | 2025 | CH4 Import - NY 2020 | Import | Methane | ON | Dispatch-Import | VOM | 0 | [6 empty] | 0.82193 | 0
LCP_Inputs_ON_Electric_2023_04_03 | 2025 | CH4 Import - NY 2020 | Import | Methane | PJ | Dispatch-Import | EmissionsCost | 0 | [6 empty] | 0.82193 | 0
LCP_Inputs_ON_Electric_2023_04_03 | 2025 | CH4 Import - NY 2020 | Import | Methane | PJ | Dispatch-Import | FuelCost | 0 | [6 empty] | 0.82193 | 0
LCP_Inputs_ON_Electric_2023_04_03 | 2025 | CH4 Import - NY 2020 | Import | Methane | PJ | Dispatch-Import | VOM | 0 | [6 empty] | 0.82193 | 0
LCP_Inputs_ON_Electric_2023_04_03 | 2025 | CH4 Import - NY 2020 | Import | Methane | QC | Dispatch-Import | EmissionsCost | 0 | [6 empty] | 0.82193 | 0
LCP_Inputs_ON_Electric_2023_04_03 | 2025 | CH4 Import - NY 2020 | Import | Methane | QC | Dispatch-Import | FuelCost | 0 | [6 empty] | 0.82193 | 0
LCP_Inputs_ON_Electric_2023_04_03 | 2025 | CH4 Import - NY 2020 | Import | Methane | QC | Dispatch-Import | VOM | 0 | [6 empty] | 0.82193 | 0
LCP_Inputs_ON_Electric_2023_04_03 | 2025 | CH4 Import - NY 2020 | Import | Methane | WC | Dispatch-Import | EmissionsCost | 0 | [6 empty] | 0.82193 | 0
LCP_Inputs_ON_Electric_2023_04_03 | 2025 | CH4 Import - NY 2020 | Import | Methane | WC | Dispatch-Import | FuelCost | 0 | [6 empty] | 0.82193 | 0
LCP_Inputs_ON_Electric_2023_04_03 | 2025 | CH4 Import - NY 2020 | Import | Methane | WC | Dispatch-Import | VOM | 0 | [6 empty] | 0.82193 | 0
LCP_Inputs_ON_Electric_2023_04_03 | 2025 | CH4 Import - NY 2030 | Import | Methane | MI | Dispatch-Import | EmissionsCost | 0 | [6 empty] | 0.82193 | 0
LCP_Inputs_ON_Electric_2023_04_03 | 2025 | CH4 Import - NY 2030 | Import | Methane | MI | Dispatch-Import | FuelCost | 0 | [6 empty] | 0.82193 | 0
LCP_Inputs_ON_Electric_2023_04_03 | 2025 | CH4 Import - NY 2030 | Import | Methane | MI | Dispatch-Import | VOM | 0 | [6 empty] | 0.82193 | 0
LCP_Inputs_ON_Electric_2023_04_03 | 2025 | CH4 Import - NY 2030 | Import | Methane | NY | Dispatch-Import | EmissionsCost | 0 | [6 empty] | 0.82193 | 0
LCP_Inputs_ON_Electric_2023_04_03 | 2025 | CH4 Import - NY 2030 | Import | Methane | NY | Dispatch-Import | FuelCost | 0 | [6 empty] | 0.82193 | 0
LCP_Inputs_ON_Electric_2023_04_03 | 2025 | CH4 Import - NY 2030 | Import | Methane | NY | Dispatch-Import | VOM | 0 | [6 empty] | 0.82193 | 0
LCP_Inputs_ON_Electric_2023_04_03 | 2025 | CH4 Import - NY 2030 | Import | Methane | ON | Dispatch-Import | EmissionsCost | 0 | [6 empty] | 0.82193 | 0
LCP_Inputs_ON_Electric_2023_04_03 | 2025 | CH4 Import - NY 2030 | Import | Methane | ON | Dispatch-Import | FuelCost | 0 | [6 empty] | 0.82193 | 0
LCP_Inputs_ON_Electric_2023_04_03 | 2025 | CH4 Import - NY 2030 | Import | Methane | ON | Dispatch-Import | VOM | 0 | [6 empty] | 0.82193 | 0
LCP_Inputs_ON_Electric_2023_04_03 | 2025 | CH4 Import - NY 2030 | Import | Methane | PJ | Dispatch-Import | EmissionsCost | 0 | [6 empty] | 0.82193 | 0
LCP_Inputs_ON_Electric_2023_04_03 | 2025 | CH4 Import - NY 2030 | Import | Methane | PJ | Dispatch-Import | FuelCost | 0 | [6 empty] | 0.82193 | 0
LCP_Inputs_ON_Electric_2023_04_03 | 2025 | CH4 Import - NY 2030 | Import | Methane | PJ | Dispatch-Import | VOM | 0 | [6 empty] | 0.82193 | 0
LCP_Inputs_ON_Electric_2023_04_03 | 2025 | CH4 Import - NY 2030 | Import | Methane | QC | Dispatch-Import | EmissionsCost | 0 | [6 empty] | 0.82193 | 0
LCP_Inputs_ON_Electric_2023_04_03 | 2025 | CH4 Import - NY 2030 | Import | Methane | QC | Dispatch-Import | FuelCost | 0 | [6 empty] | 0.82193 | 0
LCP_Inputs_ON_Electric_2023_04_03 | 2025 | CH4 Import - NY 2030 | Import | Methane | QC | Dispatch-Import | VOM | 0 | [6 empty] | 0.82193 | 0
LCP_Inputs_ON_Electric_2023_04_03 | 2025 | CH4 Import - NY 2030 | Import | Methane | WC | Dispatch-Import | EmissionsCost | 0 | [6 empty] | 0.82193 | 0
LCP_Inputs_ON_Electric_2023_04_03 | 2025 | CH4 Import - NY 2030 | Import | Methane | WC | Dispatch-Import | FuelCost | 0 | [6 empty] | 0.82193 | 0
LCP_Inputs_ON_Electric_2023_04_03 | 2025 | CH4 Import - NY 2030 | Import | Methane | WC | Dispatch-Import | VOM | 0 | [6 empty] | 0.82193 | 0
LCP_Inputs_ON_Electric_2023_04_03 | 2025 | CH4 Import - NY 2040 | Import | Methane | MI | Dispatch-Import | EmissionsCost | 0 | [6 empty] | 0.82193 | 0
LCP_Inputs_ON_Electric_2023_04_03 | 2025 | CH4 Import - NY 2040 | Import | Methane | MI | Dispatch-Import | FuelCost | 0 | [6 empty] | 0.82193 | 0
LCP_Inputs_ON_Electric_2023_04_03 | 2025 | CH4 Import - NY 2040 | Import | Methane | MI | Dispatch-Import | VOM | 0 | [6 empty] | 0.82193 | 0
LCP_Inputs_ON_Electric_2023_04_03 | 2025 | CH4 Import - NY 2040 | Import | Methane | NY | Dispatch-Import | EmissionsCost | 0 | [6 empty] | 0.82193 | 0
LCP_Inputs_ON_Electric_2023_04_03 | 2025 | CH4 Import - NY 2040 | Import | Methane | NY | Dispatch-Import | FuelCost | 0 | [6 empty] | 0.82193 | 0
LCP_Inputs_ON_Electric_2023_04_03 | 2025 | CH4 Import - NY 2040 | Import | Methane | NY | Dispatch-Import | VOM | 0 | [6 empty] | 0.82193 | 0
LCP_Inputs_ON_Electric_2023_04_03 | 2025 | CH4 Import - NY 2040 | Import | Methane | ON | Dispatch-Import | EmissionsCost | 0 | [6 empty] | 0.82193 | 0
LCP_Inputs_ON_Electric_2023_04_03 | 2025 | CH4 Import - NY 2040 | Import | Methane | ON | Dispatch-Import | FuelCost | 0 | [6 empty] | 0.82193 | 0
LCP_Inputs_ON_Electric_2023_04_03 | 2025 | CH4 Import - NY 2040 | Import | Methane | ON | Dispatch-Import | VOM | 0 | [6 empty] | 0.82193 | 0
LCP_Inputs_ON_Electric_2023_04_03 | 2025 | CH4 Import - NY 2040 | Import | Methane | PJ | Dispatch-Import | EmissionsCost | 0 | [6 empty] | 0.82193 | 0
LCP_Inputs_ON_Electric_2023_04_03 | 2025 | CH4 Import - NY 2040 | Import | Methane | PJ | Dispatch-Import | FuelCost | 0 | [6 empty] | 0.82193 | 0
LCP_Inputs_ON_Electric_2023_04_03 | 2025 | CH4 Import - NY 2040 | Import | Methane | PJ | Dispatch-Import | VOM | 0 | [6 empty] | 0.82193 | 0
LCP_Inputs_ON_Electric_2023_04_03 | 2025 | CH4 Import - NY 2040 | Import | Methane | QC | Dispatch-Import | EmissionsCost | 0 | [6 empty] | 0.82193 | 0
LCP_Inputs_ON_Electric_2023_04_03 | 2025 | CH4 Import - NY 2040 | Import | Methane | QC | Dispatch-Import | FuelCost | 0 | [6 empty] | 0.82193 | 0
LCP_Inputs_ON_Electric_2023_04_03 | 2025 | CH4 Import - NY 2040 | Import | Methane | QC | Dispatch-Import | VOM | 0 | [6 empty] | 0.82193 | 0
LCP_Inputs_ON_Electric_2023_04_03 | 2025 | CH4 Import - NY 2040 | Import | Methane | WC | Dispatch-Import | EmissionsCost | 0 | [6 empty] | 0.82193 | 0
LCP_Inputs_ON_Electric_2023_04_03 | 2025 | CH4 Import - NY 2040 | Import | Methane | WC | Dispatch-Import | FuelCost | 0 | [6 empty] | 0.82193 | 0
LCP_Inputs_ON_Electric_2023_04_03 | 2025 | CH4 Import - NY 2040 | Import | Methane | WC | Dispatch-Import | VOM | 0 | [6 empty] | 0.82193 | 0
LCP_Inputs_ON_Electric_2023_04_03 | 2025 | CH4 Import - NY 2050 | Import | Methane | MI | Dispatch-Import | EmissionsCost | 0 | [6 empty] | 0.82193 | 0
LCP_Inputs_ON_Electric_2023_04_03 | 2025 | CH4 Import - NY 2050 | Import | Methane | MI | Dispatch-Import | FuelCost | 0 | [6 empty] | 0.82193 | 0
LCP_Inputs_ON_Electric_2023_04_03 | 2025 | CH4 Import - NY 2050 | Import | Methane | MI | Dispatch-Import | VOM | 0 | [6 empty] | 0.82193 | 0
LCP_Inputs_ON_Electric_2023_04_03 | 2025 | CH4 Import - NY 2050 | Import | Methane | NY | Dispatch-Import | EmissionsCost | 0 | [6 empty] | 0.82193 | 0
LCP_Inputs_ON_Electric_2023_04_03 | 2025 | CH4 Import - NY 2050 | Import | Methane | NY | Dispatch-Import | FuelCost | 0 | [6 empty] | 0.82193 | 0
LCP_Inputs_ON_Electric_2023_04_03 | 2025 | CH4 Import - NY 2050 | Import | Methane | NY | Dispatch-Import | VOM | 0 | [6 empty] | 0.82193 | 0
LCP_Inputs_ON_Electric_2023_04_03 | 2025 | CH4 Import - NY 2050 | Import | Methane | ON | Dispatch-Import | EmissionsCost | 0 | [6 empty] | 0.82193 | 0
LCP_Inputs_ON_Electric_2023_04_03 | 2025 | CH4 Import - NY 2050 | Import | Methane | ON | Dispatch-Import | FuelCost | 0 | [6 empty] | 0.82193 | 0
LCP_Inputs_ON_Electric_2023_04_03 | 2025 | CH4 Import - NY 2050 | Import | Methane | ON | Dispatch-Import | VOM | 0 | [6 empty] | 0.82193 | 0
LCP_Inputs_ON_Electric_2023_04_03 | 2025 | CH4 Import - NY 2050 | Import | Methane | PJ | Dispatch-Import | EmissionsCost | 0 | [6 empty] | 0.82193 | 0
LCP_Inputs_ON_Electric_2023_04_03 | 2025 | CH4 Import - NY 2050 | Import | Methane | PJ | Dispatch-Import | FuelCost | 0 | [6 empty] | 0.82193 | 0
LCP_Inputs_ON_Electric_2023_04_03 | 2025 | CH4 Import - NY 2050 | Import | Methane | PJ | Dispatch-Import | VOM | 0 | [6 empty] | 0.82193 | 0
LCP_Inputs_ON_Electric_2023_04_03 | 2025 | CH4 Import - NY 2050 | Import | Methane | QC | Dispatch-Import | EmissionsCost | 0 | [6 empty] | 0.82193 | 0
LCP_Inputs_ON_Electric_2023_04_03 | 2025 | CH4 Import - NY 2050 | Import | Methane | QC | Dispatch-Import | FuelCost | 0 | [6 empty] | 0.82193 | 0
LCP_Inputs_ON_Electric_2023_04_03 | 2025 | CH4 Import - NY 2050 | Import | Methane | QC | Dispatch-Import | VOM | 0 | [6 empty] | 0.82193 | 0
LCP_Inputs_ON_Electric_2023_04_03 | 2025 | CH4 Import - NY 2050 | Import | Methane | WC | Dispatch-Import | EmissionsCost | 0 | [6 empty] | 0.82193 | 0
LCP_Inputs_ON_Electric_2023_04_03 | 2025 | CH4 Import - NY 2050 | Import | Methane | WC | Dispatch-Import | FuelCost | 0 | [6 empty] | 0.82193 | 0
LCP_Inputs_ON_Electric_2023_04_03 | 2025 | CH4 Import - NY 2050 | Import | Methane | WC | Dispatch-Import | VOM | 0 | [6 empty] | 0.82193 | 0
LCP_Inputs_ON_Electric_2023_04_03 | 2025 | CH4 Import - WC 2020 | Import | Methane | MI | Dispatch-Import | EmissionsCost | 0 | [6 empty] | 0.82193 | 0
LCP_Inputs_ON_Electric_2023_04_03 | 2025 | CH4 Import - WC 2020 | Import | Methane | MI | Dispatch-Import | FuelCost | 0 | [6 empty] | 0.82193 | 0
LCP_Inputs_ON_Electric_2023_04_03 | 2025 | CH4 Import - WC 2020 | Import | Methane | MI | Dispatch-Import | VOM | 0 | [6 empty] | 0.82193 | 0
LCP_Inputs_ON_Electric_2023_04_03 | 2025 | CH4 Import - WC 2020 | Import | Methane | NY | Dispatch-Import | EmissionsCost | 0 | [6 empty] | 0.82193 | 0
LCP_Inputs_ON_Electric_2023_04_03 | 2025 | CH4 Import - WC 2020 | Import | Methane | NY | Dispatch-Import | FuelCost | 0 | [6 empty] | 0.82193 | 0
LCP_Inputs_ON_Electric_2023_04_03 | 2025 | CH4 Import - WC 2020 | Import | Methane | NY | Dispatch-Import | VOM | 0 | [6 empty] | 0.82193 | 0
LCP_Inputs_ON_Electric_2023_04_03 | 2025 | CH4 Import - WC 2020 | Import | Methane | ON | Dispatch-Import | EmissionsCost | 0 | [6 empty] | 0.82193 | 0
LCP_Inputs_ON_Electric_2023_04_03 | 2025 | CH4 Import - WC 2020 | Import | Methane | ON | Dispatch-Import | FuelCost | 0 | [6 empty] | 0.82193 | 0
LCP_Inputs_ON_Electric_2023_04_03 | 2025 | CH4 Import - WC 2020 | Import | Methane | ON | Dispatch-Import | VOM | 0 | [6 empty] | 0.82193 | 0
LCP_Inputs_ON_Electric_2023_04_03 | 2025 | CH4 Import - WC 2020 | Import | Methane | PJ | Dispatch-Import | EmissionsCost | 0 | [6 empty] | 0.82193 | 0
LCP_Inputs_ON_Electric_2023_04_03 | 2025 | CH4 Import - WC 2020 | Import | Methane | PJ | Dispatch-Import | FuelCost | 0 | [6 empty] | 0.82193 | 0
LCP_Inputs_ON_Electric_2023_04_03 | 2025 | CH4 Import - WC 2020 | Import | Methane | PJ | Dispatch-Import | VOM | 0 | [6 empty] | 0.82193 | 0
LCP_Inputs_ON_Electric_2023_04_03 | 2025 | CH4 Import - WC 2020 | Import | Methane | QC | Dispatch-Import | EmissionsCost | 0 | [6 empty] | 0.82193 | 0
LCP_Inputs_ON_Electric_2023_04_03 | 2025 | CH4 Import - WC 2020 | Import | Methane | QC | Dispatch-Import | FuelCost | 0 | [6 empty] | 0.82193 | 0
LCP_Inputs_ON_Electric_2023_04_03 | 2025 | CH4 Import - WC 2020 | Import | Methane | QC | Dispatch-Import | VOM | 0 | [6 empty] | 0.82193 | 0
LCP_Inputs_ON_Electric_2023_04_03 | 2025 | CH4 Import - WC 2020 | Import | Methane | WC | Dispatch-Import | EmissionsCost | 1306945408.6229 | [6 empty] | 0.82193 | 1074213858.4018
LCP_Inputs_ON_Electric_2023_04_03 | 2025 | CH4 Import - WC 2020 | Import | Methane | WC | Dispatch-Import | FuelCost | 1887630761.6486 | [6 empty] | 0.82193 | 1551494890.5518
LCP_Inputs_ON_Electric_2023_04_03 | 2025 | CH4 Import - WC 2020 | Import | Methane | WC | Dispatch-Import | VOM | 0 | [6 empty] | 0.82193 | 0
LCP_Inputs_ON_Electric_2023_04_03 | 2025 | CH4 Import - WC 2030 | Import | Methane | MI | Dispatch-Import | EmissionsCost | 0 | [6 empty] | 0.82193 | 0
LCP_Inputs_ON_Electric_2023_04_03 | 2025 | CH4 Import - WC 2030 | Import | Methane | MI | Dispatch-Import | FuelCost | 0 | [6 empty] | 0.82193 | 0
LCP_Inputs_ON_Electric_2023_04_03 | 2025 | CH4 Import - WC 2030 | Import | Methane | MI | Dispatch-Import | VOM | 0 | [6 empty] | 0.82193 | 0
LCP_Inputs_ON_Electric_2023_04_03 | 2025 | CH4 Import - WC 2030 | Import | Methane | NY | Dispatch-Import | EmissionsCost | 0 | [6 empty] | 0.82193 | 0
LCP_Inputs_ON_Electric_2023_04_03 | 2025 | CH4 Import - WC 2030 | Import | Methane | NY | Dispatch-Import | FuelCost | 0 | [6 empty] | 0.82193 | 0
LCP_Inputs_ON_Electric_2023_04_03 | 2025 | CH4 Import - WC 2030 | Import | Methane | NY | Dispatch-Import | VOM | 0 | [6 empty] | 0.82193 | 0
LCP_Inputs_ON_Electric_2023_04_03 | 2025 | CH4 Import - WC 2030 | Import | Methane | ON | Dispatch-Import | EmissionsCost | 0 | [6 empty] | 0.82193 | 0
LCP_Inputs_ON_Electric_2023_04_03 | 2025 | CH4 Import - WC 2030 | Import | Methane | ON | Dispatch-Import | FuelCost | 0 | [6 empty] | 0.82193 | 0
LCP_Inputs_ON_Electric_2023_04_03 | 2025 | CH4 Import - WC 2030 | Import | Methane | ON | Dispatch-Import | VOM | 0 | [6 empty] | 0.82193 | 0
LCP_Inputs_ON_Electric_2023_04_03 | 2025 | CH4 Import - WC 2030 | Import | Methane | PJ | Dispatch-Import | EmissionsCost | 0 | [6 empty] | 0.82193 | 0
LCP_Inputs_ON_Electric_2023_04_03 | 2025 | CH4 Import - WC 2030 | Import | Methane | PJ | Dispatch-Import | FuelCost | 0 | [6 empty] | 0.82193 | 0
LCP_Inputs_ON_Electric_2023_04_03 | 2025 | CH4 Import - WC 2030 | Import | Methane | PJ | Dispatch-Import | VOM | 0 | [6 empty] | 0.82193 | 0
LCP_Inputs_ON_Electric_2023_04_03 | 2025 | CH4 Import - WC 2030 | Import | Methane | QC | Dispatch-Import | EmissionsCost | 0 | [6 empty] | 0.82193 | 0
LCP_Inputs_ON_Electric_2023_04_03 | 2025 | CH4 Import - WC 2030 | Import | Methane | QC | Dispatch-Import | FuelCost | 0 | [6 empty] | 0.82193 | 0
LCP_Inputs_ON_Electric_2023_04_03 | 2025 | CH4 Import - WC 2030 | Import | Methane | QC | Dispatch-Import | VOM | 0 | [6 empty] | 0.82193 | 0
LCP_Inputs_ON_Electric_2023_04_03 | 2025 | CH4 Import - WC 2030 | Import | Methane | WC | Dispatch-Import | EmissionsCost | 0 | [6 empty] | 0.82193 | 0
LCP_Inputs_ON_Electric_2023_04_03 | 2025 | CH4 Import - WC 2030 | Import | Methane | WC | Dispatch-Import | FuelCost | 0 | [6 empty] | 0.82193 | 0
LCP_Inputs_ON_Electric_2023_04_03 | 2025 | CH4 Import - WC 2030 | Import | Methane | WC | Dispatch-Import | VOM | 0 | [6 empty] | 0.82193 | 0
LCP_Inputs_ON_Electric_2023_04_03 | 2025 | CH4 Import - WC 2040 | Import | Methane | MI | Dispatch-Import | EmissionsCost | 0 | [6 empty] | 0.82193 | 0
LCP_Inputs_ON_Electric_2023_04_03 | 2025 | CH4 Import - WC 2040 | Import | Methane | MI | Dispatch-Import | FuelCost | 0 | [6 empty] | 0.82193 | 0
LCP_Inputs_ON_Electric_2023_04_03 | 2025 | CH4 Import - WC 2040 | Import | Methane | MI | Dispatch-Import | VOM | 0 | [6 empty] | 0.82193 | 0
LCP_Inputs_ON_Electric_2023_04_03 | 2025 | CH4 Import - WC 2040 | Import | Methane | NY | Dispatch-Import | EmissionsCost | 0 | [6 empty] | 0.82193 | 0
LCP_Inputs_ON_Electric_2023_04_03 | 2025 | CH4 Import - WC 2040 | Import | Methane | NY | Dispatch-Import | FuelCost | 0 | [6 empty] | 0.82193 | 0
LCP_Inputs_ON_Electric_2023_04_03 | 2025 | CH4 Import - WC 2040 | Import | Methane | NY | Dispatch-Import | VOM | 0 | [6 empty] | 0.82193 | 0
LCP_Inputs_ON_Electric_2023_04_03 | 2025 | CH4 Import - WC 2040 | Import | Methane | ON | Dispatch-Import | EmissionsCost | 0 | [6 empty] | 0.82193 | 0
LCP_Inputs_ON_Electric_2023_04_03 | 2025 | CH4 Import - WC 2040 | Import | Methane | ON | Dispatch-Import | FuelCost | 0 | [6 empty] | 0.82193 | 0
LCP_Inputs_ON_Electric_2023_04_03 | 2025 | CH4 Import - WC 2040 | Import | Methane | ON | Dispatch-Import | VOM | 0 | [6 empty] | 0.82193 | 0
LCP_Inputs_ON_Electric_2023_04_03 | 2025 | CH4 Import - WC 2040 | Import | Methane | PJ | Dispatch-Import | EmissionsCost | 0 | [6 empty] | 0.82193 | 0
LCP_Inputs_ON_Electric_2023_04_03 | 2025 | CH4 Import - WC 2040 | Import | Methane | PJ | Dispatch-Import | FuelCost | 0 | [6 empty] | 0.82193 | 0
LCP_Inputs_ON_Electric_2023_04_03 | 2025 | CH4 Import - WC 2040 | Import | Methane | PJ | Dispatch-Import | VOM | 0 | [6 empty] | 0.82193 | 0
LCP_Inputs_ON_Electric_2023_04_03 | 2025 | CH4 Import - WC 2040 | Import | Methane | QC | Dispatch-Import | EmissionsCost | 0 | [6 empty] | 0.82193 | 0
LCP_Inputs_ON_Electric_2023_04_03 | 2025 | CH4 Import - WC 2040 | Import | Methane | QC | Dispatch-Import | FuelCost | 0 | [6 empty] | 0.82193 | 0
LCP_Inputs_ON_Electric_2023_04_03 | 2025 | CH4 Import - WC 2040 | Import | Methane | QC | Dispatch-Import | VOM | 0 | [6 empty] | 0.82193 | 0
LCP_Inputs_ON_Electric_2023_04_03 | 2025 | CH4 Import - WC 2040 | Import | Methane | WC | Dispatch-Import | EmissionsCost | 0 | [6 empty] | 0.82193 | 0
LCP_Inputs_ON_Electric_2023_04_03 | 2025 | CH4 Import - WC 2040 | Import | Methane | WC | Dispatch-Import | FuelCost | 0 | [6 empty] | 0.82193 | 0
LCP_Inputs_ON_Electric_2023_04_03 | 2025 | CH4 Import - WC 2040 | Import | Methane | WC | Dispatch-Import | VOM | 0 | [6 empty] | 0.82193 | 0
LCP_Inputs_ON_Electric_2023_04_03 | 2025 | CH4 Import - WC 2050 | Import | Methane | MI | Dispatch-Import | EmissionsCost | 0 | [6 empty] | 0.82193 | 0
LCP_Inputs_ON_Electric_2023_04_03 | 2025 | CH4 Import - WC 2050 | Import | Methane | MI | Dispatch-Import | FuelCost | 0 | [6 empty] | 0.82193 | 0
LCP_Inputs_ON_Electric_2023_04_03 | 2025 | CH4 Import - WC 2050 | Import | Methane | MI | Dispatch-Import | VOM | 0 | [6 empty] | 0.82193 | 0
LCP_Inputs_ON_Electric_2023_04_03 | 2025 | CH4 Import - WC 2050 | Import | Methane | NY | Dispatch-Import | EmissionsCost | 0 | [6 empty] | 0.82193 | 0
LCP_Inputs_ON_Electric_2023_04_03 | 2025 | CH4 Import - WC 2050 | Import | Methane | NY | Dispatch-Import | FuelCost | 0 | [6 empty] | 0.82193 | 0
LCP_Inputs_ON_Electric_2023_04_03 | 2025 | CH4 Import - WC 2050 | Import | Methane | NY | Dispatch-Import | VOM | 0 | [6 empty] | 0.82193 | 0
LCP_Inputs_ON_Electric_2023_04_03 | 2025 | CH4 Import - WC 2050 | Import | Methane | ON | Dispatch-Import | EmissionsCost | 0 | [6 empty] | 0.82193 | 0
LCP_Inputs_ON_Electric_2023_04_03 | 2025 | CH4 Import - WC 2050 | Import | Methane | ON | Dispatch-Import | FuelCost | 0 | [6 empty] | 0.82193 | 0
LCP_Inputs_ON_Electric_2023_04_03 | 2025 | CH4 Import - WC 2050 | Import | Methane | ON | Dispatch-Import | VOM | 0 | [6 empty] | 0.82193 | 0
LCP_Inputs_ON_Electric_2023_04_03 | 2025 | CH4 Import - WC 2050 | Import | Methane | PJ | Dispatch-Import | EmissionsCost | 0 | [6 empty] | 0.82193 | 0
LCP_Inputs_ON_Electric_2023_04_03 | 2025 | CH4 Import - WC 2050 | Import | Methane | PJ | Dispatch-Import | FuelCost | 0 | [6 empty] | 0.82193 | 0
LCP_Inputs_ON_Electric_2023_04_03 | 2025 | CH4 Import - WC 2050 | Import | Methane | PJ | Dispatch-Import | VOM | 0 | [6 empty] | 0.82193 | 0
LCP_Inputs_ON_Electric_2023_04_03 | 2025 | CH4 Import - WC 2050 | Import | Methane | QC | Dispatch-Import | EmissionsCost | 0 | [6 empty] | 0.82193 | 0
LCP_Inputs_ON_Electric_2023_04_03 | 2025 | CH4 Import - WC 2050 | Import | Methane | QC | Dispatch-Import | FuelCost | 0 | [6 empty] | 0.82193 | 0
LCP_Inputs_ON_Electric_2023_04_03 | 2025 | CH4 Import - WC 2050 | Import | Methane | QC | Dispatch-Import | VOM | 0 | [6 empty] | 0.82193 | 0
LCP_Inputs_ON_Electric_2023_04_03 | 2025 | CH4 Import - WC 2050 | Import | Methane | WC | Dispatch-Import | EmissionsCost | 0 | [6 empty] | 0.82193 | 0
LCP_Inputs_ON_Electric_2023_04_03 | 2025 | CH4 Import - WC 2050 | Import | Methane | WC | Dispatch-Import | FuelCost | 0 | [6 empty] | 0.82193 | 0
LCP_Inputs_ON_Electric_2023_04_03 | 2025 | CH4 Import - WC 2050 | Import | Methane | WC | Dispatch-Import | VOM | 0 | [6 empty] | 0.82193 | 0
LCP_Inputs_ON_Electric_2023_04_03 | 2025 | CH4 Salt Cavern Storage - ON | Storage | Methane | MI | Dispatch-Storage | EmissionsCost | 0 | [6 empty] | 0.82193 | 0
LCP_Inputs_ON_Electric_2023_04_03 | 2025 | CH4 Salt Cavern Storage - ON | Storage | Methane | MI | Dispatch-Storage | FuelCost | 0 | [6 empty] | 0.82193 | 0
LCP_Inputs_ON_Electric_2023_04_03 | 2025 | CH4 Salt Cavern Storage - ON | Storage | Methane | MI | Dispatch-Storage | VOM | 0 | [6 empty] | 0.82193 | 0
LCP_Inputs_ON_Electric_2023_04_03 | 2025 | CH4 Salt Cavern Storage - ON | Storage | Methane | NY | Dispatch-Storage | EmissionsCost | 0 | [6 empty] | 0.82193 | 0
LCP_Inputs_ON_Electric_2023_04_03 | 2025 | CH4 Salt Cavern Storage - ON | Storage | Methane | NY | Dispatch-Storage | FuelCost | 0 | [6 empty] | 0.82193 | 0
LCP_Inputs_ON_Electric_2023_04_03 | 2025 | CH4 Salt Cavern Storage - ON | Storage | Methane | NY | Dispatch-Storage | VOM | 0 | [6 empty] | 0.82193 | 0
LCP_Inputs_ON_Electric_2023_04_03 | 2025 | CH4 Salt Cavern Storage - ON | Storage | Methane | ON | Dispatch-Storage | EmissionsCost | 0 | [6 empty] | 0.82193 | 0
LCP_Inputs_ON_Electric_2023_04_03 | 2025 | CH4 Salt Cavern Storage - ON | Storage | Methane | ON | Dispatch-Storage | FuelCost | 0 | [6 empty] | 0.82193 | 0
LCP_Inputs_ON_Electric_2023_04_03 | 2025 | CH4 Salt Cavern Storage - ON | Storage | Methane | ON | Dispatch-Storage | VOM | 691417.653 | [6 empty] | 0.82193 | 568294.9111
LCP_Inputs_ON_Electric_2023_04_03 | 2025 | CH4 Salt Cavern Storage - ON | Storage | Methane | PJ | Dispatch-Storage | EmissionsCost | 0 | [6 empty] | 0.82193 | 0
LCP_Inputs_ON_Electric_2023_04_03 | 2025 | CH4 Salt Cavern Storage - ON | Storage | Methane | PJ | Dispatch-Storage | FuelCost | 0 | [6 empty] | 0.82193 | 0
LCP_Inputs_ON_Electric_2023_04_03 | 2025 | CH4 Salt Cavern Storage - ON | Storage | Methane | PJ | Dispatch-Storage | VOM | 0 | [6 empty] | 0.82193 | 0
LCP_Inputs_ON_Electric_2023_04_03 | 2025 | CH4 Salt Cavern Storage - ON | Storage | Methane | QC | Dispatch-Storage | EmissionsCost | 0 | [6 empty] | 0.82193 | 0
LCP_Inputs_ON_Electric_2023_04_03 | 2025 | CH4 Salt Cavern Storage - ON | Storage | Methane | QC | Dispatch-Storage | FuelCost | 0 | [6 empty] | 0.82193 | 0
LCP_Inputs_ON_Electric_2023_04_03 | 2025 | CH4 Salt Cavern Storage - ON | Storage | Methane | QC | Dispatch-Storage | VOM | 0 | [6 empty] | 0.82193 | 0
LCP_Inputs_ON_Electric_2023_04_03 | 2025 | CH4 Salt Cavern Storage - ON | Storage | Methane | WC | Dispatch-Storage | EmissionsCost | 0 | [6 empty] | 0.82193 | 0
LCP_Inputs_ON_Electric_2023_04_03 | 2025 | CH4 Salt Cavern Storage - ON | Storage | Methane | WC | Dispatch-Storage | FuelCost | 0 | [6 empty] | 0.82193 | 0
LCP_Inputs_ON_Electric_2023_04_03 | 2025 | CH4 Salt Cavern Storage - ON | Storage | Methane | WC | Dispatch-Storage | VOM | 0 | [6 empty] | 0.82193 | 0
LCP_Inputs_ON_Electric_2023_04_03 | 2025 | Electrolyser 2020/2030 | Crossload | Hydrogen | MI | Dispatch-Crossload | EmissionsCost | 0 | [6 empty] | 0.82193 | 0
LCP_Inputs_ON_Electric_2023_04_03 | 2025 | Electrolyser 2020/2030 | Crossload | Hydrogen | MI | Dispatch-Crossload | FuelCost | 0 | [6 empty] | 0.82193 | 0
LCP_Inputs_ON_Electric_2023_04_03 | 2025 | Electrolyser 2020/2030 | Crossload | Hydrogen | MI | Dispatch-Crossload | VOM | 0 | [6 empty] | 0.82193 | 0
LCP_Inputs_ON_Electric_2023_04_03 | 2025 | Electrolyser 2020/2030 | Crossload | Hydrogen | NY | Dispatch-Crossload | EmissionsCost | 0 | [6 empty] | 0.82193 | 0
LCP_Inputs_ON_Electric_2023_04_03 | 2025 | Electrolyser 2020/2030 | Crossload | Hydrogen | NY | Dispatch-Crossload | FuelCost | 0 | [6 empty] | 0.82193 | 0
LCP_Inputs_ON_Electric_2023_04_03 | 2025 | Electrolyser 2020/2030 | Crossload | Hydrogen | NY | Dispatch-Crossload | VOM | 0 | [6 empty] | 0.82193 | 0
LCP_Inputs_ON_Electric_2023_04_03 | 2025 | Electrolyser 2020/2030 | Crossload | Hydrogen | ON | Dispatch-Crossload | EmissionsCost | 0 | [6 empty] | 0.82193 | 0
LCP_Inputs_ON_Electric_2023_04_03 | 2025 | Electrolyser 2020/2030 | Crossload | Hydrogen | ON | Dispatch-Crossload | FuelCost | 0 | [6 empty] | 0.82193 | 0
LCP_Inputs_ON_Electric_2023_04_03 | 2025 | Electrolyser 2020/2030 | Crossload | Hydrogen | ON | Dispatch-Crossload | VOM | 0 | [6 empty] | 0.82193 | 0
LCP_Inputs_ON_Electric_2023_04_03 | 2025 | Electrolyser 2020/2030 | Crossload | Hydrogen | PJ | Dispatch-Crossload | EmissionsCost | 0 | [6 empty] | 0.82193 | 0
LCP_Inputs_ON_Electric_2023_04_03 | 2025 | Electrolyser 2020/2030 | Crossload | Hydrogen | PJ | Dispatch-Crossload | FuelCost | 0 | [6 empty] | 0.82193 | 0
LCP_Inputs_ON_Electric_2023_04_03 | 2025 | Electrolyser 2020/2030 | Crossload | Hydrogen | PJ | Dispatch-Crossload | VOM | 0 | [6 empty] | 0.82193 | 0
LCP_Inputs_ON_Electric_2023_04_03 | 2025 | Electrolyser 2020/2030 | Crossload | Hydrogen | QC | Dispatch-Crossload | EmissionsCost | 0 | [6 empty] | 0.82193 | 0
LCP_Inputs_ON_Electric_2023_04_03 | 2025 | Electrolyser 2020/2030 | Crossload | Hydrogen | QC | Dispatch-Crossload | FuelCost | 0 | [6 empty] | 0.82193 | 0
LCP_Inputs_ON_Electric_2023_04_03 | 2025 | Electrolyser 2020/2030 | Crossload | Hydrogen | QC | Dispatch-Crossload | VOM | 0 | [6 empty] | 0.82193 | 0
LCP_Inputs_ON_Electric_2023_04_03 | 2025 | Electrolyser 2020/2030 | Crossload | Hydrogen | WC | Dispatch-Crossload | EmissionsCost | 0 | [6 empty] | 0.82193 | 0
LCP_Inputs_ON_Electric_2023_04_03 | 2025 | Electrolyser 2020/2030 | Crossload | Hydrogen | WC | Dispatch-Crossload | FuelCost | 0 | [6 empty] | 0.82193 | 0
LCP_Inputs_ON_Electric_2023_04_03 | 2025 | Electrolyser 2020/2030 | Crossload | Hydrogen | WC | Dispatch-Crossload | VOM | 0 | [6 empty] | 0.82193 | 0
LCP_Inputs_ON_Electric_2023_04_03 | 2025 | Electrolyser 2040 | Crossload | Hydrogen | MI | Dispatch-Crossload | EmissionsCost | 0 | [6 empty] | 0.82193 | 0
LCP_Inputs_ON_Electric_2023_04_03 | 2025 | Electrolyser 2040 | Crossload | Hydrogen | MI | Dispatch-Crossload | FuelCost | 0 | [6 empty] | 0.82193 | 0
LCP_Inputs_ON_Electric_2023_04_03 | 2025 | Electrolyser 2040 | Crossload | Hydrogen | MI | Dispatch-Crossload | VOM | 0 | [6 empty] | 0.82193 | 0
LCP_Inputs_ON_Electric_2023_04_03 | 2025 | Electrolyser 2040 | Crossload | Hydrogen | NY | Dispatch-Crossload | EmissionsCost | 0 | [6 empty] | 0.82193 | 0
LCP_Inputs_ON_Electric_2023_04_03 | 2025 | Electrolyser 2040 | Crossload | Hydrogen | NY | Dispatch-Crossload | FuelCost | 0 | [6 empty] | 0.82193 | 0
LCP_Inputs_ON_Electric_2023_04_03 | 2025 | Electrolyser 2040 | Crossload | Hydrogen | NY | Dispatch-Crossload | VOM | 0 | [6 empty] | 0.82193 | 0
LCP_Inputs_ON_Electric_2023_04_03 | 2025 | Electrolyser 2040 | Crossload | Hydrogen | ON | Dispatch-Crossload | EmissionsCost | 0 | [6 empty] | 0.82193 | 0
LCP_Inputs_ON_Electric_2023_04_03 | 2025 | Electrolyser 2040 | Crossload | Hydrogen | ON | Dispatch-Crossload | FuelCost | 0 | [6 empty] | 0.82193 | 0
LCP_Inputs_ON_Electric_2023_04_03 | 2025 | Electrolyser 2040 | Crossload | Hydrogen | ON | Dispatch-Crossload | VOM | 0 | [6 empty] | 0.82193 | 0
LCP_Inputs_ON_Electric_2023_04_03 | 2025 | Electrolyser 2040 | Crossload | Hydrogen | PJ | Dispatch-Crossload | EmissionsCost | 0 | [6 empty] | 0.82193 | 0
LCP_Inputs_ON_Electric_2023_04_03 | 2025 | Electrolyser 2040 | Crossload | Hydrogen | PJ | Dispatch-Crossload | FuelCost | 0 | [6 empty] | 0.82193 | 0
LCP_Inputs_ON_Electric_2023_04_03 | 2025 | Electrolyser 2040 | Crossload | Hydrogen | PJ | Dispatch-Crossload | VOM | 0 | [6 empty] | 0.82193 | 0
LCP_Inputs_ON_Electric_2023_04_03 | 2025 | Electrolyser 2040 | Crossload | Hydrogen | QC | Dispatch-Crossload | EmissionsCost | 0 | [6 empty] | 0.82193 | 0
LCP_Inputs_ON_Electric_2023_04_03 | 2025 | Electrolyser 2040 | Crossload | Hydrogen | QC | Dispatch-Crossload | FuelCost | 0 | [6 empty] | 0.82193 | 0
LCP_Inputs_ON_Electric_2023_04_03 | 2025 | Electrolyser 2040 | Crossload | Hydrogen | QC | Dispatch-Crossload | VOM | 0 | [6 empty] | 0.82193 | 0
LCP_Inputs_ON_Electric_2023_04_03 | 2025 | Electrolyser 2040 | Crossload | Hydrogen | WC | Dispatch-Crossload | EmissionsCost | 0 | [6 empty] | 0.82193 | 0
LCP_Inputs_ON_Electric_2023_04_03 | 2025 | Electrolyser 2040 | Crossload | Hydrogen | WC | Dispatch-Crossload | FuelCost | 0 | [6 empty] | 0.82193 | 0
LCP_Inputs_ON_Electric_2023_04_03 | 2025 | Electrolyser 2040 | Crossload | Hydrogen | WC | Dispatch-Crossload | VOM | 0 | [6 empty] | 0.82193 | 0
LCP_Inputs_ON_Electric_2023_04_03 | 2025 | Electrolyser 2050 | Crossload | Hydrogen | MI | Dispatch-Crossload | EmissionsCost | 0 | [6 empty] | 0.82193 | 0
LCP_Inputs_ON_Electric_2023_04_03 | 2025 | Electrolyser 2050 | Crossload | Hydrogen | MI | Dispatch-Crossload | FuelCost | 0 | [6 empty] | 0.82193 | 0
LCP_Inputs_ON_Electric_2023_04_03 | 2025 | Electrolyser 2050 | Crossload | Hydrogen | MI | Dispatch-Crossload | VOM | 0 | [6 empty] | 0.82193 | 0
LCP_Inputs_ON_Electric_2023_04_03 | 2025 | Electrolyser 2050 | Crossload | Hydrogen | NY | Dispatch-Crossload | EmissionsCost | 0 | [6 empty] | 0.82193 | 0
LCP_Inputs_ON_Electric_2023_04_03 | 2025 | Electrolyser 2050 | Crossload | Hydrogen | NY | Dispatch-Crossload | FuelCost | 0 | [6 empty] | 0.82193 | 0
LCP_Inputs_ON_Electric_2023_04_03 | 2025 | Electrolyser 2050 | Crossload | Hydrogen | NY | Dispatch-Crossload | VOM | 0 | [6 empty] | 0.82193 | 0
LCP_Inputs_ON_Electric_2023_04_03 | 2025 | Electrolyser 2050 | Crossload | Hydrogen | ON | Dispatch-Crossload | EmissionsCost | 0 | [6 empty] | 0.82193 | 0
LCP_Inputs_ON_Electric_2023_04_03 | 2025 | Electrolyser 2050 | Crossload | Hydrogen | ON | Dispatch-Crossload | FuelCost | 0 | [6 empty] | 0.82193 | 0
LCP_Inputs_ON_Electric_2023_04_03 | 2025 | Electrolyser 2050 | Crossload | Hydrogen | ON | Dispatch-Crossload | VOM | 0 | [6 empty] | 0.82193 | 0
LCP_Inputs_ON_Electric_2023_04_03 | 2025 | Electrolyser 2050 | Crossload | Hydrogen | PJ | Dispatch-Crossload | EmissionsCost | 0 | [6 empty] | 0.82193 | 0
LCP_Inputs_ON_Electric_2023_04_03 | 2025 | Electrolyser 2050 | Crossload | Hydrogen | PJ | Dispatch-Crossload | FuelCost | 0 | [6 empty] | 0.82193 | 0
LCP_Inputs_ON_Electric_2023_04_03 | 2025 | Electrolyser 2050 | Crossload | Hydrogen | PJ | Dispatch-Crossload | VOM | 0 | [6 empty] | 0.82193 | 0
LCP_Inputs_ON_Electric_2023_04_03 | 2025 | Electrolyser 2050 | Crossload | Hydrogen | QC | Dispatch-Crossload | EmissionsCost | 0 | [6 empty] | 0.82193 | 0
LCP_Inputs_ON_Electric_2023_04_03 | 2025 | Electrolyser 2050 | Crossload | Hydrogen | QC | Dispatch-Crossload | FuelCost | 0 | [6 empty] | 0.82193 | 0
LCP_Inputs_ON_Electric_2023_04_03 | 2025 | Electrolyser 2050 | Crossload | Hydrogen | QC | Dispatch-Crossload | VOM | 0 | [6 empty] | 0.82193 | 0
LCP_Inputs_ON_Electric_2023_04_03 | 2025 | Electrolyser 2050 | Crossload | Hydrogen | WC | Dispatch-Crossload | EmissionsCost | 0 | [6 empty] | 0.82193 | 0
LCP_Inputs_ON_Electric_2023_04_03 | 2025 | Electrolyser 2050 | Crossload | Hydrogen | WC | Dispatch-Crossload | FuelCost | 0 | [6 empty] | 0.82193 | 0
LCP_Inputs_ON_Electric_2023_04_03 | 2025 | Electrolyser 2050 | Crossload | Hydrogen | WC | Dispatch-Crossload | VOM | 0 | [6 empty] | 0.82193 | 0
LCP_Inputs_ON_Electric_2023_04_03 | 2025 | Fossil Fuel Thermal (Coal, Peat, Oil) | Generation | Electricity | MI | Dispatch-Generation | EmissionsCost | 0 | [6 empty] | 0.82193 | 0
LCP_Inputs_ON_Electric_2023_04_03 | 2025 | Fossil Fuel Thermal (Coal, Peat, Oil) | Generation | Electricity | MI | Dispatch-Generation | FuelCost | 0 | [6 empty] | 0.82193 | 0
LCP_Inputs_ON_Electric_2023_04_03 | 2025 | Fossil Fuel Thermal (Coal, Peat, Oil) | Generation | Electricity | MI | Dispatch-Generation | VOM | 0 | [6 empty] | 0.82193 | 0
LCP_Inputs_ON_Electric_2023_04_03 | 2025 | Fossil Fuel Thermal (Coal, Peat, Oil) | Generation | Electricity | NY | Dispatch-Generation | EmissionsCost | 0 | [6 empty] | 0.82193 | 0
LCP_Inputs_ON_Electric_2023_04_03 | 2025 | Fossil Fuel Thermal (Coal, Peat, Oil) | Generation | Electricity | NY | Dispatch-Generation | FuelCost | 0 | [6 empty] | 0.82193 | 0
LCP_Inputs_ON_Electric_2023_04_03 | 2025 | Fossil Fuel Thermal (Coal, Peat, Oil) | Generation | Electricity | NY | Dispatch-Generation | VOM | 0 | [6 empty] | 0.82193 | 0
LCP_Inputs_ON_Electric_2023_04_03 | 2025 | Fossil Fuel Thermal (Coal, Peat, Oil) | Generation | Electricity | ON | Dispatch-Generation | EmissionsCost | 0 | [6 empty] | 0.82193 | 0
LCP_Inputs_ON_Electric_2023_04_03 | 2025 | Fossil Fuel Thermal (Coal, Peat, Oil) | Generation | Electricity | ON | Dispatch-Generation | FuelCost | 0 | [6 empty] | 0.82193 | 0
LCP_Inputs_ON_Electric_2023_04_03 | 2025 | Fossil Fuel Thermal (Coal, Peat, Oil) | Generation | Electricity | ON | Dispatch-Generation | VOM | 0 | [6 empty] | 0.82193 | 0
LCP_Inputs_ON_Electric_2023_04_03 | 2025 | Fossil Fuel Thermal (Coal, Peat, Oil) | Generation | Electricity | PJ | Dispatch-Generation | EmissionsCost | 0 | [6 empty] | 0.82193 | 0
LCP_Inputs_ON_Electric_2023_04_03 | 2025 | Fossil Fuel Thermal (Coal, Peat, Oil) | Generation | Electricity | PJ | Dispatch-Generation | FuelCost | 0 | [6 empty] | 0.82193 | 0
LCP_Inputs_ON_Electric_2023_04_03 | 2025 | Fossil Fuel Thermal (Coal, Peat, Oil) | Generation | Electricity | PJ | Dispatch-Generation | VOM | 0 | [6 empty] | 0.82193 | 0
LCP_Inputs_ON_Electric_2023_04_03 | 2025 | Fossil Fuel Thermal (Coal, Peat, Oil) | Generation | Electricity | QC | Dispatch-Generation | EmissionsCost | 0 | [6 empty] | 0.82193 | 0
LCP_Inputs_ON_Electric_2023_04_03 | 2025 | Fossil Fuel Thermal (Coal, Peat, Oil) | Generation | Electricity | QC | Dispatch-Generation | FuelCost | 0 | [6 empty] | 0.82193 | 0
LCP_Inputs_ON_Electric_2023_04_03 | 2025 | Fossil Fuel Thermal (Coal, Peat, Oil) | Generation | Electricity | QC | Dispatch-Generation | VOM | 0 | [6 empty] | 0.82193 | 0
LCP_Inputs_ON_Electric_2023_04_03 | 2025 | Fossil Fuel Thermal (Coal, Peat, Oil) | Generation | Electricity | WC | Dispatch-Generation | EmissionsCost | 0 | [6 empty] | 0.82193 | 0
LCP_Inputs_ON_Electric_2023_04_03 | 2025 | Fossil Fuel Thermal (Coal, Peat, Oil) | Generation | Electricity | WC | Dispatch-Generation | FuelCost | 0 | [6 empty] | 0.82193 | 0
LCP_Inputs_ON_Electric_2023_04_03 | 2025 | Fossil Fuel Thermal (Coal, Peat, Oil) | Generation | Electricity | WC | Dispatch-Generation | VOM | 0 | [6 empty] | 0.82193 | 0
LCP_Inputs_ON_Electric_2023_04_03 | 2025 | Generic - Generator | Generation | Electricity | MI | Dispatch-Generation | EmissionsCost | 0 | [6 empty] | 0.82193 | 0
LCP_Inputs_ON_Electric_2023_04_03 | 2025 | Generic - Generator | Generation | Electricity | MI | Dispatch-Generation | FuelCost | 3913159882.2025 | [6 empty] | 0.82193 | 3216332180.2655
LCP_Inputs_ON_Electric_2023_04_03 | 2025 | Generic - Generator | Generation | Electricity | MI | Dispatch-Generation | VOM | 404848820.8371 | [6 empty] | 0.82193 | 332756219.9856
LCP_Inputs_ON_Electric_2023_04_03 | 2025 | Generic - Generator | Generation | Electricity | NY | Dispatch-Generation | EmissionsCost | 0 | [6 empty] | 0.82193 | 0
LCP_Inputs_ON_Electric_2023_04_03 | 2025 | Generic - Generator | Generation | Electricity | NY | Dispatch-Generation | FuelCost | 1634016854.2376 | [6 empty] | 0.82193 | 1343042745.3995
LCP_Inputs_ON_Electric_2023_04_03 | 2025 | Generic - Generator | Generation | Electricity | NY | Dispatch-Generation | VOM | 169052585.7823 | [6 empty] | 0.82193 | 138948902.7223
LCP_Inputs_ON_Electric_2023_04_03 | 2025 | Generic - Generator | Generation | Electricity | ON | Dispatch-Generation | EmissionsCost | 0 | [6 empty] | 0.82193 | 0
LCP_Inputs_ON_Electric_2023_04_03 | 2025 | Generic - Generator | Generation | Electricity | ON | Dispatch-Generation | FuelCost | 0 | [6 empty] | 0.82193 | 0
LCP_Inputs_ON_Electric_2023_04_03 | 2025 | Generic - Generator | Generation | Electricity | ON | Dispatch-Generation | VOM | 0 | [6 empty] | 0.82193 | 0
LCP_Inputs_ON_Electric_2023_04_03 | 2025 | Generic - Generator | Generation | Electricity | PJ | Dispatch-Generation | EmissionsCost | 0 | [6 empty] | 0.82193 | 0
LCP_Inputs_ON_Electric_2023_04_03 | 2025 | Generic - Generator | Generation | Electricity | PJ | Dispatch-Generation | FuelCost | 14422259590.9655 | [6 empty] | 0.82193 | 11854046098.5346
LCP_Inputs_ON_Electric_2023_04_03 | 2025 | Generic - Generator | Generation | Electricity | PJ | Dispatch-Generation | VOM | 1492102281.7812 | [6 empty] | 0.82193 | 1226399311.4535
LCP_Inputs_ON_Electric_2023_04_03 | 2025 | Generic - Generator | Generation | Electricity | QC | Dispatch-Generation | EmissionsCost | 0 | [6 empty] | 0.82193 | 0
LCP_Inputs_ON_Electric_2023_04_03 | 2025 | Generic - Generator | Generation | Electricity | QC | Dispatch-Generation | FuelCost | 0 | [6 empty] | 0.82193 | 0
LCP_Inputs_ON_Electric_2023_04_03 | 2025 | Generic - Generator | Generation | Electricity | QC | Dispatch-Generation | VOM | 0 | [6 empty] | 0.82193 | 0
LCP_Inputs_ON_Electric_2023_04_03 | 2025 | Generic - Generator | Generation | Electricity | WC | Dispatch-Generation | EmissionsCost | 0 | [6 empty] | 0.82193 | 0
LCP_Inputs_ON_Electric_2023_04_03 | 2025 | Generic - Generator | Generation | Electricity | WC | Dispatch-Generation | FuelCost | 1069473.0011 | [6 empty] | 0.82193 | 879028.8495
LCP_Inputs_ON_Electric_2023_04_03 | 2025 | Generic - Generator | Generation | Electricity | WC | Dispatch-Generation | VOM | 110645.8454 | [6 empty] | 0.82193 | 90942.8196
LCP_Inputs_ON_Electric_2023_04_03 | 2025 | H2 Import - QC | Import | Hydrogen | MI | Dispatch-Import | EmissionsCost | 0 | [6 empty] | 0.82193 | 0
LCP_Inputs_ON_Electric_2023_04_03 | 2025 | H2 Import - QC | Import | Hydrogen | MI | Dispatch-Import | FuelCost | 0 | [6 empty] | 0.82193 | 0
LCP_Inputs_ON_Electric_2023_04_03 | 2025 | H2 Import - QC | Import | Hydrogen | MI | Dispatch-Import | VOM | 0 | [6 empty] | 0.82193 | 0
LCP_Inputs_ON_Electric_2023_04_03 | 2025 | H2 Import - QC | Import | Hydrogen | NY | Dispatch-Import | EmissionsCost | 0 | [6 empty] | 0.82193 | 0
LCP_Inputs_ON_Electric_2023_04_03 | 2025 | H2 Import - QC | Import | Hydrogen | NY | Dispatch-Import | FuelCost | 0 | [6 empty] | 0.82193 | 0
LCP_Inputs_ON_Electric_2023_04_03 | 2025 | H2 Import - QC | Import | Hydrogen | NY | Dispatch-Import | VOM | 0 | [6 empty] | 0.82193 | 0
LCP_Inputs_ON_Electric_2023_04_03 | 2025 | H2 Import - QC | Import | Hydrogen | ON | Dispatch-Import | EmissionsCost | 0 | [6 empty] | 0.82193 | 0
LCP_Inputs_ON_Electric_2023_04_03 | 2025 | H2 Import - QC | Import | Hydrogen | ON | Dispatch-Import | FuelCost | 0 | [6 empty] | 0.82193 | 0
LCP_Inputs_ON_Electric_2023_04_03 | 2025 | H2 Import - QC | Import | Hydrogen | ON | Dispatch-Import | VOM | 0 | [6 empty] | 0.82193 | 0
LCP_Inputs_ON_Electric_2023_04_03 | 2025 | H2 Import - QC | Import | Hydrogen | PJ | Dispatch-Import | EmissionsCost | 0 | [6 empty] | 0.82193 | 0
LCP_Inputs_ON_Electric_2023_04_03 | 2025 | H2 Import - QC | Import | Hydrogen | PJ | Dispatch-Import | FuelCost | 0 | [6 empty] | 0.82193 | 0
LCP_Inputs_ON_Electric_2023_04_03 | 2025 | H2 Import - QC | Import | Hydrogen | PJ | Dispatch-Import | VOM | 0 | [6 empty] | 0.82193 | 0
LCP_Inputs_ON_Electric_2023_04_03 | 2025 | H2 Import - QC | Import | Hydrogen | QC | Dispatch-Import | EmissionsCost | 0 | [6 empty] | 0.82193 | 0
LCP_Inputs_ON_Electric_2023_04_03 | 2025 | H2 Import - QC | Import | Hydrogen | QC | Dispatch-Import | FuelCost | 0 | [6 empty] | 0.82193 | 0
LCP_Inputs_ON_Electric_2023_04_03 | 2025 | H2 Import - QC | Import | Hydrogen | QC | Dispatch-Import | VOM | 0 | [6 empty] | 0.82193 | 0
LCP_Inputs_ON_Electric_2023_04_03 | 2025 | H2 Import - QC | Import | Hydrogen | WC | Dispatch-Import | EmissionsCost | 0 | [6 empty] | 0.82193 | 0
LCP_Inputs_ON_Electric_2023_04_03 | 2025 | H2 Import - QC | Import | Hydrogen | WC | Dispatch-Import | FuelCost | 0 | [6 empty] | 0.82193 | 0
LCP_Inputs_ON_Electric_2023_04_03 | 2025 | H2 Import - QC | Import | Hydrogen | WC | Dispatch-Import | VOM | 0 | [6 empty] | 0.82193 | 0
LCP_Inputs_ON_Electric_2023_04_03 | 2025 | H2 Import - WC | Import | Hydrogen | MI | Dispatch-Import | EmissionsCost | 0 | [6 empty] | 0.82193 | 0
LCP_Inputs_ON_Electric_2023_04_03 | 2025 | H2 Import - WC | Import | Hydrogen | MI | Dispatch-Import | FuelCost | 0 | [6 empty] | 0.82193 | 0
LCP_Inputs_ON_Electric_2023_04_03 | 2025 | H2 Import - WC | Import | Hydrogen | MI | Dispatch-Import | VOM | 0 | [6 empty] | 0.82193 | 0
LCP_Inputs_ON_Electric_2023_04_03 | 2025 | H2 Import - WC | Import | Hydrogen | NY | Dispatch-Import | EmissionsCost | 0 | [6 empty] | 0.82193 | 0
LCP_Inputs_ON_Electric_2023_04_03 | 2025 | H2 Import - WC | Import | Hydrogen | NY | Dispatch-Import | FuelCost | 0 | [6 empty] | 0.82193 | 0
LCP_Inputs_ON_Electric_2023_04_03 | 2025 | H2 Import - WC | Import | Hydrogen | NY | Dispatch-Import | VOM | 0 | [6 empty] | 0.82193 | 0
LCP_Inputs_ON_Electric_2023_04_03 | 2025 | H2 Import - WC | Import | Hydrogen | ON | Dispatch-Import | EmissionsCost | 0 | [6 empty] | 0.82193 | 0
LCP_Inputs_ON_Electric_2023_04_03 | 2025 | H2 Import - WC | Import | Hydrogen | ON | Dispatch-Import | FuelCost | 0 | [6 empty] | 0.82193 | 0
LCP_Inputs_ON_Electric_2023_04_03 | 2025 | H2 Import - WC | Import | Hydrogen | ON | Dispatch-Import | VOM | 0 | [6 empty] | 0.82193 | 0
LCP_Inputs_ON_Electric_2023_04_03 | 2025 | H2 Import - WC | Import | Hydrogen | PJ | Dispatch-Import | EmissionsCost | 0 | [6 empty] | 0.82193 | 0
LCP_Inputs_ON_Electric_2023_04_03 | 2025 | H2 Import - WC | Import | Hydrogen | PJ | Dispatch-Import | FuelCost | 0 | [6 empty] | 0.82193 | 0
LCP_Inputs_ON_Electric_2023_04_03 | 2025 | H2 Import - WC | Import | Hydrogen | PJ | Dispatch-Import | VOM | 0 | [6 empty] | 0.82193 | 0
LCP_Inputs_ON_Electric_2023_04_03 | 2025 | H2 Import - WC | Import | Hydrogen | QC | Dispatch-Import | EmissionsCost | 0 | [6 empty] | 0.82193 | 0
LCP_Inputs_ON_Electric_2023_04_03 | 2025 | H2 Import - WC | Import | Hydrogen | QC | Dispatch-Import | FuelCost | 0 | [6 empty] | 0.82193 | 0
LCP_Inputs_ON_Electric_2023_04_03 | 2025 | H2 Import - WC | Import | Hydrogen | QC | Dispatch-Import | VOM | 0 | [6 empty] | 0.82193 | 0
LCP_Inputs_ON_Electric_2023_04_03 | 2025 | H2 Import - WC | Import | Hydrogen | WC | Dispatch-Import | EmissionsCost | 0 | [6 empty] | 0.82193 | 0
LCP_Inputs_ON_Electric_2023_04_03 | 2025 | H2 Import - WC | Import | Hydrogen | WC | Dispatch-Import | FuelCost | 0 | [6 empty] | 0.82193 | 0
LCP_Inputs_ON_Electric_2023_04_03 | 2025 | H2 Import - WC | Import | Hydrogen | WC | Dispatch-Import | VOM | 0 | [6 empty] | 0.82193 | 0
LCP_Inputs_ON_Electric_2023_04_03 | 2025 | H2 Salt Cavern Storage - ON | Storage | Hydrogen | MI | Dispatch-Storage | EmissionsCost | 0 | [6 empty] | 0.82193 | 0
LCP_Inputs_ON_Electric_2023_04_03 | 2025 | H2 Salt Cavern Storage - ON | Storage | Hydrogen | MI | Dispatch-Storage | FuelCost | 0 | [6 empty] | 0.82193 | 0
LCP_Inputs_ON_Electric_2023_04_03 | 2025 | H2 Salt Cavern Storage - ON | Storage | Hydrogen | MI | Dispatch-Storage | VOM | 0 | [6 empty] | 0.82193 | 0
LCP_Inputs_ON_Electric_2023_04_03 | 2025 | H2 Salt Cavern Storage - ON | Storage | Hydrogen | NY | Dispatch-Storage | EmissionsCost | 0 | [6 empty] | 0.82193 | 0
LCP_Inputs_ON_Electric_2023_04_03 | 2025 | H2 Salt Cavern Storage - ON | Storage | Hydrogen | NY | Dispatch-Storage | FuelCost | 0 | [6 empty] | 0.82193 | 0
LCP_Inputs_ON_Electric_2023_04_03 | 2025 | H2 Salt Cavern Storage - ON | Storage | Hydrogen | NY | Dispatch-Storage | VOM | 0 | [6 empty] | 0.82193 | 0
LCP_Inputs_ON_Electric_2023_04_03 | 2025 | H2 Salt Cavern Storage - ON | Storage | Hydrogen | ON | Dispatch-Storage | EmissionsCost | 0 | [6 empty] | 0.82193 | 0
LCP_Inputs_ON_Electric_2023_04_03 | 2025 | H2 Salt Cavern Storage - ON | Storage | Hydrogen | ON | Dispatch-Storage | FuelCost | 0 | [6 empty] | 0.82193 | 0
LCP_Inputs_ON_Electric_2023_04_03 | 2025 | H2 Salt Cavern Storage - ON | Storage | Hydrogen | ON | Dispatch-Storage | VOM | 0 | [6 empty] | 0.82193 | 0
LCP_Inputs_ON_Electric_2023_04_03 | 2025 | H2 Salt Cavern Storage - ON | Storage | Hydrogen | PJ | Dispatch-Storage | EmissionsCost | 0 | [6 empty] | 0.82193 | 0
LCP_Inputs_ON_Electric_2023_04_03 | 2025 | H2 Salt Cavern Storage - ON | Storage | Hydrogen | PJ | Dispatch-Storage | FuelCost | 0 | [6 empty] | 0.82193 | 0
LCP_Inputs_ON_Electric_2023_04_03 | 2025 | H2 Salt Cavern Storage - ON | Storage | Hydrogen | PJ | Dispatch-Storage | VOM | 0 | [6 empty] | 0.82193 | 0
LCP_Inputs_ON_Electric_2023_04_03 | 2025 | H2 Salt Cavern Storage - ON | Storage | Hydrogen | QC | Dispatch-Storage | EmissionsCost | 0 | [6 empty] | 0.82193 | 0
LCP_Inputs_ON_Electric_2023_04_03 | 2025 | H2 Salt Cavern Storage - ON | Storage | Hydrogen | QC | Dispatch-Storage | FuelCost | 0 | [6 empty] | 0.82193 | 0
LCP_Inputs_ON_Electric_2023_04_03 | 2025 | H2 Salt Cavern Storage - ON | Storage | Hydrogen | QC | Dispatch-Storage | VOM | 0 | [6 empty] | 0.82193 | 0
LCP_Inputs_ON_Electric_2023_04_03 | 2025 | H2 Salt Cavern Storage - ON | Storage | Hydrogen | WC | Dispatch-Storage | EmissionsCost | 0 | [6 empty] | 0.82193 | 0
LCP_Inputs_ON_Electric_2023_04_03 | 2025 | H2 Salt Cavern Storage - ON | Storage | Hydrogen | WC | Dispatch-Storage | FuelCost | 0 | [6 empty] | 0.82193 | 0
LCP_Inputs_ON_Electric_2023_04_03 | 2025 | H2 Salt Cavern Storage - ON | Storage | Hydrogen | WC | Dispatch-Storage | VOM | 0 | [6 empty] | 0.82193 | 0
LCP_Inputs_ON_Electric_2023_04_03 | 2025 | Hydro | Generation | Electricity | MI | Dispatch-Generation | EmissionsCost | 0 | [6 empty] | 0.82193 | 0
LCP_Inputs_ON_Electric_2023_04_03 | 2025 | Hydro | Generation | Electricity | MI | Dispatch-Generation | FuelCost | 0 | [6 empty] | 0.82193 | 0
LCP_Inputs_ON_Electric_2023_04_03 | 2025 | Hydro | Generation | Electricity | MI | Dispatch-Generation | VOM | 0 | [6 empty] | 0.82193 | 0
LCP_Inputs_ON_Electric_2023_04_03 | 2025 | Hydro | Generation | Electricity | NY | Dispatch-Generation | EmissionsCost | 0 | [6 empty] | 0.82193 | 0
LCP_Inputs_ON_Electric_2023_04_03 | 2025 | Hydro | Generation | Electricity | NY | Dispatch-Generation | FuelCost | 0 | [6 empty] | 0.82193 | 0
LCP_Inputs_ON_Electric_2023_04_03 | 2025 | Hydro | Generation | Electricity | NY | Dispatch-Generation | VOM | 0 | [6 empty] | 0.82193 | 0
LCP_Inputs_ON_Electric_2023_04_03 | 2025 | Hydro | Generation | Electricity | ON | Dispatch-Generation | EmissionsCost | 0 | [6 empty] | 0.82193 | 0
LCP_Inputs_ON_Electric_2023_04_03 | 2025 | Hydro | Generation | Electricity | ON | Dispatch-Generation | FuelCost | 0 | [6 empty] | 0.82193 | 0
LCP_Inputs_ON_Electric_2023_04_03 | 2025 | Hydro | Generation | Electricity | ON | Dispatch-Generation | VOM | 0 | [6 empty] | 0.82193 | 0
LCP_Inputs_ON_Electric_2023_04_03 | 2025 | Hydro | Generation | Electricity | PJ | Dispatch-Generation | EmissionsCost | 0 | [6 empty] | 0.82193 | 0
LCP_Inputs_ON_Electric_2023_04_03 | 2025 | Hydro | Generation | Electricity | PJ | Dispatch-Generation | FuelCost | 0 | [6 empty] | 0.82193 | 0
LCP_Inputs_ON_Electric_2023_04_03 | 2025 | Hydro | Generation | Electricity | PJ | Dispatch-Generation | VOM | 0 | [6 empty] | 0.82193 | 0
LCP_Inputs_ON_Electric_2023_04_03 | 2025 | Hydro | Generation | Electricity | QC | Dispatch-Generation | EmissionsCost | 0 | [6 empty] | 0.82193 | 0
LCP_Inputs_ON_Electric_2023_04_03 | 2025 | Hydro | Generation | Electricity | QC | Dispatch-Generation | FuelCost | 0 | [6 empty] | 0.82193 | 0
LCP_Inputs_ON_Electric_2023_04_03 | 2025 | Hydro | Generation | Electricity | QC | Dispatch-Generation | VOM | 0 | [6 empty] | 0.82193 | 0
LCP_Inputs_ON_Electric_2023_04_03 | 2025 | Hydro | Generation | Electricity | WC | Dispatch-Generation | EmissionsCost | 0 | [6 empty] | 0.82193 | 0
LCP_Inputs_ON_Electric_2023_04_03 | 2025 | Hydro | Generation | Electricity | WC | Dispatch-Generation | FuelCost | 0 | [6 empty] | 0.82193 | 0
LCP_Inputs_ON_Electric_2023_04_03 | 2025 | Hydro | Generation | Electricity | WC | Dispatch-Generation | VOM | 0 | [6 empty] | 0.82193 | 0
LCP_Inputs_ON_Electric_2023_04_03 | 2025 | Hydro Pumped Storage | Storage | Electricity | MI | Dispatch-Storage | EmissionsCost | 0 | [6 empty] | 0.82193 | 0
LCP_Inputs_ON_Electric_2023_04_03 | 2025 | Hydro Pumped Storage | Storage | Electricity | MI | Dispatch-Storage | FuelCost | 0 | [6 empty] | 0.82193 | 0
LCP_Inputs_ON_Electric_2023_04_03 | 2025 | Hydro Pumped Storage | Storage | Electricity | MI | Dispatch-Storage | VOM | 0 | [6 empty] | 0.82193 | 0
LCP_Inputs_ON_Electric_2023_04_03 | 2025 | Hydro Pumped Storage | Storage | Electricity | NY | Dispatch-Storage | EmissionsCost | 0 | [6 empty] | 0.82193 | 0
LCP_Inputs_ON_Electric_2023_04_03 | 2025 | Hydro Pumped Storage | Storage | Electricity | NY | Dispatch-Storage | FuelCost | 0 | [6 empty] | 0.82193 | 0
LCP_Inputs_ON_Electric_2023_04_03 | 2025 | Hydro Pumped Storage | Storage | Electricity | NY | Dispatch-Storage | VOM | 0 | [6 empty] | 0.82193 | 0
LCP_Inputs_ON_Electric_2023_04_03 | 2025 | Hydro Pumped Storage | Storage | Electricity | ON | Dispatch-Storage | EmissionsCost | 0 | [6 empty] | 0.82193 | 0
LCP_Inputs_ON_Electric_2023_04_03 | 2025 | Hydro Pumped Storage | Storage | Electricity | ON | Dispatch-Storage | FuelCost | 0 | [6 empty] | 0.82193 | 0
LCP_Inputs_ON_Electric_2023_04_03 | 2025 | Hydro Pumped Storage | Storage | Electricity | ON | Dispatch-Storage | VOM | 0 | [6 empty] | 0.82193 | 0
LCP_Inputs_ON_Electric_2023_04_03 | 2025 | Hydro Pumped Storage | Storage | Electricity | PJ | Dispatch-Storage | EmissionsCost | 0 | [6 empty] | 0.82193 | 0
LCP_Inputs_ON_Electric_2023_04_03 | 2025 | Hydro Pumped Storage | Storage | Electricity | PJ | Dispatch-Storage | FuelCost | 0 | [6 empty] | 0.82193 | 0
LCP_Inputs_ON_Electric_2023_04_03 | 2025 | Hydro Pumped Storage | Storage | Electricity | PJ | Dispatch-Storage | VOM | 0 | [6 empty] | 0.82193 | 0
LCP_Inputs_ON_Electric_2023_04_03 | 2025 | Hydro Pumped Storage | Storage | Electricity | QC | Dispatch-Storage | EmissionsCost | 0 | [6 empty] | 0.82193 | 0
LCP_Inputs_ON_Electric_2023_04_03 | 2025 | Hydro Pumped Storage | Storage | Electricity | QC | Dispatch-Storage | FuelCost | 0 | [6 empty] | 0.82193 | 0
LCP_Inputs_ON_Electric_2023_04_03 | 2025 | Hydro Pumped Storage | Storage | Electricity | QC | Dispatch-Storage | VOM | 0 | [6 empty] | 0.82193 | 0
LCP_Inputs_ON_Electric_2023_04_03 | 2025 | Hydro Pumped Storage | Storage | Electricity | WC | Dispatch-Storage | EmissionsCost | 0 | [6 empty] | 0.82193 | 0
LCP_Inputs_ON_Electric_2023_04_03 | 2025 | Hydro Pumped Storage | Storage | Electricity | WC | Dispatch-Storage | FuelCost | 0 | [6 empty] | 0.82193 | 0
LCP_Inputs_ON_Electric_2023_04_03 | 2025 | Hydro Pumped Storage | Storage | Electricity | WC | Dispatch-Storage | VOM | 0 | [6 empty] | 0.82193 | 0
LCP_Inputs_ON_Electric_2023_04_03 | 2025 | Nuclear | Generation | Electricity | MI | Dispatch-Generation | EmissionsCost | 0 | [6 empty] | 0.82193 | 0
LCP_Inputs_ON_Electric_2023_04_03 | 2025 | Nuclear | Generation | Electricity | MI | Dispatch-Generation | FuelCost | 0 | [6 empty] | 0.82193 | 0
LCP_Inputs_ON_Electric_2023_04_03 | 2025 | Nuclear | Generation | Electricity | MI | Dispatch-Generation | VOM | 3301336446.912 | [6 empty] | 0.82193 | 2713457914.2496
LCP_Inputs_ON_Electric_2023_04_03 | 2025 | Nuclear | Generation | Electricity | NY | Dispatch-Generation | EmissionsCost | 0 | [6 empty] | 0.82193 | 0
LCP_Inputs_ON_Electric_2023_04_03 | 2025 | Nuclear | Generation | Electricity | NY | Dispatch-Generation | FuelCost | 0 | [6 empty] | 0.82193 | 0
LCP_Inputs_ON_Electric_2023_04_03 | 2025 | Nuclear | Generation | Electricity | NY | Dispatch-Generation | VOM | 2246155230.144 | [6 empty] | 0.82193 | 1846175869.6446
LCP_Inputs_ON_Electric_2023_04_03 | 2025 | Nuclear | Generation | Electricity | ON | Dispatch-Generation | EmissionsCost | 0 | [6 empty] | 0.82193 | 0
LCP_Inputs_ON_Electric_2023_04_03 | 2025 | Nuclear | Generation | Electricity | ON | Dispatch-Generation | FuelCost | 0 | [6 empty] | 0.82193 | 0
LCP_Inputs_ON_Electric_2023_04_03 | 2025 | Nuclear | Generation | Electricity | ON | Dispatch-Generation | VOM | 8790266640.96 | [6 empty] | 0.82193 | 7224958427.8475
LCP_Inputs_ON_Electric_2023_04_03 | 2025 | Nuclear | Generation | Electricity | PJ | Dispatch-Generation | EmissionsCost | 0 | [6 empty] | 0.82193 | 0
LCP_Inputs_ON_Electric_2023_04_03 | 2025 | Nuclear | Generation | Electricity | PJ | Dispatch-Generation | FuelCost | 0 | [6 empty] | 0.82193 | 0
LCP_Inputs_ON_Electric_2023_04_03 | 2025 | Nuclear | Generation | Electricity | PJ | Dispatch-Generation | VOM | 9110487814.4448 | [6 empty] | 0.82193 | 7488156890.4929
LCP_Inputs_ON_Electric_2023_04_03 | 2025 | Nuclear | Generation | Electricity | QC | Dispatch-Generation | EmissionsCost | 0 | [6 empty] | 0.82193 | 0
LCP_Inputs_ON_Electric_2023_04_03 | 2025 | Nuclear | Generation | Electricity | QC | Dispatch-Generation | FuelCost | 0 | [6 empty] | 0.82193 | 0
LCP_Inputs_ON_Electric_2023_04_03 | 2025 | Nuclear | Generation | Electricity | QC | Dispatch-Generation | VOM | 0 | [6 empty] | 0.82193 | 0
LCP_Inputs_ON_Electric_2023_04_03 | 2025 | Nuclear | Generation | Electricity | WC | Dispatch-Generation | EmissionsCost | 0 | [6 empty] | 0.82193 | 0
LCP_Inputs_ON_Electric_2023_04_03 | 2025 | Nuclear | Generation | Electricity | WC | Dispatch-Generation | FuelCost | 0 | [6 empty] | 0.82193 | 0
LCP_Inputs_ON_Electric_2023_04_03 | 2025 | Nuclear | Generation | Electricity | WC | Dispatch-Generation | VOM | 0 | [6 empty] | 0.82193 | 0
LCP_Inputs_ON_Electric_2023_04_03 | 2025 | Nuclear SMR | Generation | Electricity | MI | Dispatch-Generation | EmissionsCost | 0 | [6 empty] | 0.82193 | 0
LCP_Inputs_ON_Electric_2023_04_03 | 2025 | Nuclear SMR | Generation | Electricity | MI | Dispatch-Generation | FuelCost | 0 | [6 empty] | 0.82193 | 0
LCP_Inputs_ON_Electric_2023_04_03 | 2025 | Nuclear SMR | Generation | Electricity | MI | Dispatch-Generation | VOM | 0 | [6 empty] | 0.82193 | 0
LCP_Inputs_ON_Electric_2023_04_03 | 2025 | Nuclear SMR | Generation | Electricity | NY | Dispatch-Generation | EmissionsCost | 0 | [6 empty] | 0.82193 | 0
LCP_Inputs_ON_Electric_2023_04_03 | 2025 | Nuclear SMR | Generation | Electricity | NY | Dispatch-Generation | FuelCost | 0 | [6 empty] | 0.82193 | 0
LCP_Inputs_ON_Electric_2023_04_03 | 2025 | Nuclear SMR | Generation | Electricity | NY | Dispatch-Generation | VOM | 0 | [6 empty] | 0.82193 | 0
LCP_Inputs_ON_Electric_2023_04_03 | 2025 | Nuclear SMR | Generation | Electricity | ON | Dispatch-Generation | EmissionsCost | 0 | [6 empty] | 0.82193 | 0
LCP_Inputs_ON_Electric_2023_04_03 | 2025 | Nuclear SMR | Generation | Electricity | ON | Dispatch-Generation | FuelCost | 0 | [6 empty] | 0.82193 | 0
LCP_Inputs_ON_Electric_2023_04_03 | 2025 | Nuclear SMR | Generation | Electricity | ON | Dispatch-Generation | VOM | 0 | [6 empty] | 0.82193 | 0
LCP_Inputs_ON_Electric_2023_04_03 | 2025 | Nuclear SMR | Generation | Electricity | PJ | Dispatch-Generation | EmissionsCost | 0 | [6 empty] | 0.82193 | 0
LCP_Inputs_ON_Electric_2023_04_03 | 2025 | Nuclear SMR | Generation | Electricity | PJ | Dispatch-Generation | FuelCost | 0 | [6 empty] | 0.82193 | 0
LCP_Inputs_ON_Electric_2023_04_03 | 2025 | Nuclear SMR | Generation | Electricity | PJ | Dispatch-Generation | VOM | 0 | [6 empty] | 0.82193 | 0
LCP_Inputs_ON_Electric_2023_04_03 | 2025 | Nuclear SMR | Generation | Electricity | QC | Dispatch-Generation | EmissionsCost | 0 | [6 empty] | 0.82193 | 0
LCP_Inputs_ON_Electric_2023_04_03 | 2025 | Nuclear SMR | Generation | Electricity | QC | Dispatch-Generation | FuelCost | 0 | [6 empty] | 0.82193 | 0
LCP_Inputs_ON_Electric_2023_04_03 | 2025 | Nuclear SMR | Generation | Electricity | QC | Dispatch-Generation | VOM | 0 | [6 empty] | 0.82193 | 0
LCP_Inputs_ON_Electric_2023_04_03 | 2025 | Nuclear SMR | Generation | Electricity | WC | Dispatch-Generation | EmissionsCost | 0 | [6 empty] | 0.82193 | 0
LCP_Inputs_ON_Electric_2023_04_03 | 2025 | Nuclear SMR | Generation | Electricity | WC | Dispatch-Generation | FuelCost | 0 | [6 empty] | 0.82193 | 0
LCP_Inputs_ON_Electric_2023_04_03 | 2025 | Nuclear SMR | Generation | Electricity | WC | Dispatch-Generation | VOM | 0 | [6 empty] | 0.82193 | 0
LCP_Inputs_ON_Electric_2023_04_03 | 2025 | O/CCGT - CH4 Existing | Crossload | Electricity | MI | Dispatch-Crossload | EmissionsCost | 0 | [6 empty] | 0.82193 | 0
LCP_Inputs_ON_Electric_2023_04_03 | 2025 | O/CCGT - CH4 Existing | Crossload | Electricity | MI | Dispatch-Crossload | FuelCost | 0 | [6 empty] | 0.82193 | 0
LCP_Inputs_ON_Electric_2023_04_03 | 2025 | O/CCGT - CH4 Existing | Crossload | Electricity | MI | Dispatch-Crossload | VOM | 0 | [6 empty] | 0.82193 | 0
LCP_Inputs_ON_Electric_2023_04_03 | 2025 | O/CCGT - CH4 Existing | Crossload | Electricity | NY | Dispatch-Crossload | EmissionsCost | 0 | [6 empty] | 0.82193 | 0
LCP_Inputs_ON_Electric_2023_04_03 | 2025 | O/CCGT - CH4 Existing | Crossload | Electricity | NY | Dispatch-Crossload | FuelCost | 0 | [6 empty] | 0.82193 | 0
LCP_Inputs_ON_Electric_2023_04_03 | 2025 | O/CCGT - CH4 Existing | Crossload | Electricity | NY | Dispatch-Crossload | VOM | 0 | [6 empty] | 0.82193 | 0
LCP_Inputs_ON_Electric_2023_04_03 | 2025 | O/CCGT - CH4 Existing | Crossload | Electricity | ON | Dispatch-Crossload | EmissionsCost | 0 | [6 empty] | 0.82193 | 0
LCP_Inputs_ON_Electric_2023_04_03 | 2025 | O/CCGT - CH4 Existing | Crossload | Electricity | ON | Dispatch-Crossload | FuelCost | 0 | [6 empty] | 0.82193 | 0
LCP_Inputs_ON_Electric_2023_04_03 | 2025 | O/CCGT - CH4 Existing | Crossload | Electricity | ON | Dispatch-Crossload | VOM | 0 | [6 empty] | 0.82193 | 0
LCP_Inputs_ON_Electric_2023_04_03 | 2025 | O/CCGT - CH4 Existing | Crossload | Electricity | PJ | Dispatch-Crossload | EmissionsCost | 0 | [6 empty] | 0.82193 | 0
LCP_Inputs_ON_Electric_2023_04_03 | 2025 | O/CCGT - CH4 Existing | Crossload | Electricity | PJ | Dispatch-Crossload | FuelCost | 0 | [6 empty] | 0.82193 | 0
LCP_Inputs_ON_Electric_2023_04_03 | 2025 | O/CCGT - CH4 Existing | Crossload | Electricity | PJ | Dispatch-Crossload | VOM | 0 | [6 empty] | 0.82193 | 0
LCP_Inputs_ON_Electric_2023_04_03 | 2025 | O/CCGT - CH4 Existing | Crossload | Electricity | QC | Dispatch-Crossload | EmissionsCost | 0 | [6 empty] | 0.82193 | 0
LCP_Inputs_ON_Electric_2023_04_03 | 2025 | O/CCGT - CH4 Existing | Crossload | Electricity | QC | Dispatch-Crossload | FuelCost | 0 | [6 empty] | 0.82193 | 0
LCP_Inputs_ON_Electric_2023_04_03 | 2025 | O/CCGT - CH4 Existing | Crossload | Electricity | QC | Dispatch-Crossload | VOM | 0 | [6 empty] | 0.82193 | 0
LCP_Inputs_ON_Electric_2023_04_03 | 2025 | O/CCGT - CH4 Existing | Crossload | Electricity | WC | Dispatch-Crossload | EmissionsCost | 0 | [6 empty] | 0.82193 | 0
LCP_Inputs_ON_Electric_2023_04_03 | 2025 | O/CCGT - CH4 Existing | Crossload | Electricity | WC | Dispatch-Crossload | FuelCost | 0 | [6 empty] | 0.82193 | 0
LCP_Inputs_ON_Electric_2023_04_03 | 2025 | O/CCGT - CH4 Existing | Crossload | Electricity | WC | Dispatch-Crossload | VOM | 0 | [6 empty] | 0.82193 | 0
LCP_Inputs_ON_Electric_2023_04_03 | 2025 | O/CCGT - CH4 New | Crossload | Electricity | MI | Dispatch-Crossload | EmissionsCost | 0 | [6 empty] | 0.82193 | 0
LCP_Inputs_ON_Electric_2023_04_03 | 2025 | O/CCGT - CH4 New | Crossload | Electricity | MI | Dispatch-Crossload | FuelCost | 0 | [6 empty] | 0.82193 | 0
LCP_Inputs_ON_Electric_2023_04_03 | 2025 | O/CCGT - CH4 New | Crossload | Electricity | MI | Dispatch-Crossload | VOM | 0 | [6 empty] | 0.82193 | 0
LCP_Inputs_ON_Electric_2023_04_03 | 2025 | O/CCGT - CH4 New | Crossload | Electricity | NY | Dispatch-Crossload | EmissionsCost | 0 | [6 empty] | 0.82193 | 0
LCP_Inputs_ON_Electric_2023_04_03 | 2025 | O/CCGT - CH4 New | Crossload | Electricity | NY | Dispatch-Crossload | FuelCost | 0 | [6 empty] | 0.82193 | 0
LCP_Inputs_ON_Electric_2023_04_03 | 2025 | O/CCGT - CH4 New | Crossload | Electricity | NY | Dispatch-Crossload | VOM | 0 | [6 empty] | 0.82193 | 0
LCP_Inputs_ON_Electric_2023_04_03 | 2025 | O/CCGT - CH4 New | Crossload | Electricity | ON | Dispatch-Crossload | EmissionsCost | 0 | [6 empty] | 0.82193 | 0
LCP_Inputs_ON_Electric_2023_04_03 | 2025 | O/CCGT - CH4 New | Crossload | Electricity | ON | Dispatch-Crossload | FuelCost | 0 | [6 empty] | 0.82193 | 0
LCP_Inputs_ON_Electric_2023_04_03 | 2025 | O/CCGT - CH4 New | Crossload | Electricity | ON | Dispatch-Crossload | VOM | 0 | [6 empty] | 0.82193 | 0
LCP_Inputs_ON_Electric_2023_04_03 | 2025 | O/CCGT - CH4 New | Crossload | Electricity | PJ | Dispatch-Crossload | EmissionsCost | 0 | [6 empty] | 0.82193 | 0
LCP_Inputs_ON_Electric_2023_04_03 | 2025 | O/CCGT - CH4 New | Crossload | Electricity | PJ | Dispatch-Crossload | FuelCost | 0 | [6 empty] | 0.82193 | 0
LCP_Inputs_ON_Electric_2023_04_03 | 2025 | O/CCGT - CH4 New | Crossload | Electricity | PJ | Dispatch-Crossload | VOM | 0 | [6 empty] | 0.82193 | 0
LCP_Inputs_ON_Electric_2023_04_03 | 2025 | O/CCGT - CH4 New | Crossload | Electricity | QC | Dispatch-Crossload | EmissionsCost | 0 | [6 empty] | 0.82193 | 0
LCP_Inputs_ON_Electric_2023_04_03 | 2025 | O/CCGT - CH4 New | Crossload | Electricity | QC | Dispatch-Crossload | FuelCost | 0 | [6 empty] | 0.82193 | 0
LCP_Inputs_ON_Electric_2023_04_03 | 2025 | O/CCGT - CH4 New | Crossload | Electricity | QC | Dispatch-Crossload | VOM | 0 | [6 empty] | 0.82193 | 0
LCP_Inputs_ON_Electric_2023_04_03 | 2025 | O/CCGT - CH4 New | Crossload | Electricity | WC | Dispatch-Crossload | EmissionsCost | 0 | [6 empty] | 0.82193 | 0
LCP_Inputs_ON_Electric_2023_04_03 | 2025 | O/CCGT - CH4 New | Crossload | Electricity | WC | Dispatch-Crossload | FuelCost | 0 | [6 empty] | 0.82193 | 0
LCP_Inputs_ON_Electric_2023_04_03 | 2025 | O/CCGT - CH4 New | Crossload | Electricity | WC | Dispatch-Crossload | VOM | 0 | [6 empty] | 0.82193 | 0
LCP_Inputs_ON_Electric_2023_04_03 | 2025 | O/CCGT - H2 New | Crossload | Electricity | MI | Dispatch-Crossload | EmissionsCost | 0 | [6 empty] | 0.82193 | 0
LCP_Inputs_ON_Electric_2023_04_03 | 2025 | O/CCGT - H2 New | Crossload | Electricity | MI | Dispatch-Crossload | FuelCost | 0 | [6 empty] | 0.82193 | 0
LCP_Inputs_ON_Electric_2023_04_03 | 2025 | O/CCGT - H2 New | Crossload | Electricity | MI | Dispatch-Crossload | VOM | 0 | [6 empty] | 0.82193 | 0
LCP_Inputs_ON_Electric_2023_04_03 | 2025 | O/CCGT - H2 New | Crossload | Electricity | NY | Dispatch-Crossload | EmissionsCost | 0 | [6 empty] | 0.82193 | 0
LCP_Inputs_ON_Electric_2023_04_03 | 2025 | O/CCGT - H2 New | Crossload | Electricity | NY | Dispatch-Crossload | FuelCost | 0 | [6 empty] | 0.82193 | 0
LCP_Inputs_ON_Electric_2023_04_03 | 2025 | O/CCGT - H2 New | Crossload | Electricity | NY | Dispatch-Crossload | VOM | 0 | [6 empty] | 0.82193 | 0
LCP_Inputs_ON_Electric_2023_04_03 | 2025 | O/CCGT - H2 New | Crossload | Electricity | ON | Dispatch-Crossload | EmissionsCost | 0 | [6 empty] | 0.82193 | 0
LCP_Inputs_ON_Electric_2023_04_03 | 2025 | O/CCGT - H2 New | Crossload | Electricity | ON | Dispatch-Crossload | FuelCost | 0 | [6 empty] | 0.82193 | 0
LCP_Inputs_ON_Electric_2023_04_03 | 2025 | O/CCGT - H2 New | Crossload | Electricity | ON | Dispatch-Crossload | VOM | 0 | [6 empty] | 0.82193 | 0
LCP_Inputs_ON_Electric_2023_04_03 | 2025 | O/CCGT - H2 New | Crossload | Electricity | PJ | Dispatch-Crossload | EmissionsCost | 0 | [6 empty] | 0.82193 | 0
LCP_Inputs_ON_Electric_2023_04_03 | 2025 | O/CCGT - H2 New | Crossload | Electricity | PJ | Dispatch-Crossload | FuelCost | 0 | [6 empty] | 0.82193 | 0
LCP_Inputs_ON_Electric_2023_04_03 | 2025 | O/CCGT - H2 New | Crossload | Electricity | PJ | Dispatch-Crossload | VOM | 0 | [6 empty] | 0.82193 | 0
LCP_Inputs_ON_Electric_2023_04_03 | 2025 | O/CCGT - H2 New | Crossload | Electricity | QC | Dispatch-Crossload | EmissionsCost | 0 | [6 empty] | 0.82193 | 0
LCP_Inputs_ON_Electric_2023_04_03 | 2025 | O/CCGT - H2 New | Crossload | Electricity | QC | Dispatch-Crossload | FuelCost | 0 | [6 empty] | 0.82193 | 0
LCP_Inputs_ON_Electric_2023_04_03 | 2025 | O/CCGT - H2 New | Crossload | Electricity | QC | Dispatch-Crossload | VOM | 0 | [6 empty] | 0.82193 | 0
LCP_Inputs_ON_Electric_2023_04_03 | 2025 | O/CCGT - H2 New | Crossload | Electricity | WC | Dispatch-Crossload | EmissionsCost | 0 | [6 empty] | 0.82193 | 0
LCP_Inputs_ON_Electric_2023_04_03 | 2025 | O/CCGT - H2 New | Crossload | Electricity | WC | Dispatch-Crossload | FuelCost | 0 | [6 empty] | 0.82193 | 0
LCP_Inputs_ON_Electric_2023_04_03 | 2025 | O/CCGT - H2 New | Crossload | Electricity | WC | Dispatch-Crossload | VOM | 0 | [6 empty] | 0.82193 | 0
LCP_Inputs_ON_Electric_2023_04_03 | 2025 | SMR CCS | Crossload | Hydrogen | MI | Dispatch-Crossload | EmissionsCost | 0 | [6 empty] | 0.82193 | 0
LCP_Inputs_ON_Electric_2023_04_03 | 2025 | SMR CCS | Crossload | Hydrogen | MI | Dispatch-Crossload | FuelCost | 0 | [6 empty] | 0.82193 | 0
LCP_Inputs_ON_Electric_2023_04_03 | 2025 | SMR CCS | Crossload | Hydrogen | MI | Dispatch-Crossload | VOM | 0 | [6 empty] | 0.82193 | 0
LCP_Inputs_ON_Electric_2023_04_03 | 2025 | SMR CCS | Crossload | Hydrogen | NY | Dispatch-Crossload | EmissionsCost | 0 | [6 empty] | 0.82193 | 0
LCP_Inputs_ON_Electric_2023_04_03 | 2025 | SMR CCS | Crossload | Hydrogen | NY | Dispatch-Crossload | FuelCost | 0 | [6 empty] | 0.82193 | 0
LCP_Inputs_ON_Electric_2023_04_03 | 2025 | SMR CCS | Crossload | Hydrogen | NY | Dispatch-Crossload | VOM | 0 | [6 empty] | 0.82193 | 0
LCP_Inputs_ON_Electric_2023_04_03 | 2025 | SMR CCS | Crossload | Hydrogen | ON | Dispatch-Crossload | EmissionsCost | 0 | [6 empty] | 0.82193 | 0
LCP_Inputs_ON_Electric_2023_04_03 | 2025 | SMR CCS | Crossload | Hydrogen | ON | Dispatch-Crossload | FuelCost | 0 | [6 empty] | 0.82193 | 0
LCP_Inputs_ON_Electric_2023_04_03 | 2025 | SMR CCS | Crossload | Hydrogen | ON | Dispatch-Crossload | VOM | 0 | [6 empty] | 0.82193 | 0
LCP_Inputs_ON_Electric_2023_04_03 | 2025 | SMR CCS | Crossload | Hydrogen | PJ | Dispatch-Crossload | EmissionsCost | 0 | [6 empty] | 0.82193 | 0
LCP_Inputs_ON_Electric_2023_04_03 | 2025 | SMR CCS | Crossload | Hydrogen | PJ | Dispatch-Crossload | FuelCost | 0 | [6 empty] | 0.82193 | 0
LCP_Inputs_ON_Electric_2023_04_03 | 2025 | SMR CCS | Crossload | Hydrogen | PJ | Dispatch-Crossload | VOM | 0 | [6 empty] | 0.82193 | 0
LCP_Inputs_ON_Electric_2023_04_03 | 2025 | SMR CCS | Crossload | Hydrogen | QC | Dispatch-Crossload | EmissionsCost | 0 | [6 empty] | 0.82193 | 0
LCP_Inputs_ON_Electric_2023_04_03 | 2025 | SMR CCS | Crossload | Hydrogen | QC | Dispatch-Crossload | FuelCost | 0 | [6 empty] | 0.82193 | 0
LCP_Inputs_ON_Electric_2023_04_03 | 2025 | SMR CCS | Crossload | Hydrogen | QC | Dispatch-Crossload | VOM | 0 | [6 empty] | 0.82193 | 0
LCP_Inputs_ON_Electric_2023_04_03 | 2025 | SMR CCS | Crossload | Hydrogen | WC | Dispatch-Crossload | EmissionsCost | 0 | [6 empty] | 0.82193 | 0
LCP_Inputs_ON_Electric_2023_04_03 | 2025 | SMR CCS | Crossload | Hydrogen | WC | Dispatch-Crossload | FuelCost | 0 | [6 empty] | 0.82193 | 0
LCP_Inputs_ON_Electric_2023_04_03 | 2025 | SMR CCS | Crossload | Hydrogen | WC | Dispatch-Crossload | VOM | 0 | [6 empty] | 0.82193 | 0
LCP_Inputs_ON_Electric_2023_04_03 | 2025 | Solar PV | Generation | Electricity | MI | Dispatch-Generation | EmissionsCost | 0 | [6 empty] | 0.82193 | 0
LCP_Inputs_ON_Electric_2023_04_03 | 2025 | Solar PV | Generation | Electricity | MI | Dispatch-Generation | FuelCost | 0 | [6 empty] | 0.82193 | 0
LCP_Inputs_ON_Electric_2023_04_03 | 2025 | Solar PV | Generation | Electricity | MI | Dispatch-Generation | VOM | 0 | [6 empty] | 0.82193 | 0
LCP_Inputs_ON_Electric_2023_04_03 | 2025 | Solar PV | Generation | Electricity | NY | Dispatch-Generation | EmissionsCost | 0 | [6 empty] | 0.82193 | 0
LCP_Inputs_ON_Electric_2023_04_03 | 2025 | Solar PV | Generation | Electricity | NY | Dispatch-Generation | FuelCost | 0 | [6 empty] | 0.82193 | 0
LCP_Inputs_ON_Electric_2023_04_03 | 2025 | Solar PV | Generation | Electricity | NY | Dispatch-Generation | VOM | 0 | [6 empty] | 0.82193 | 0
LCP_Inputs_ON_Electric_2023_04_03 | 2025 | Solar PV | Generation | Electricity | ON | Dispatch-Generation | EmissionsCost | 0 | [6 empty] | 0.82193 | 0
LCP_Inputs_ON_Electric_2023_04_03 | 2025 | Solar PV | Generation | Electricity | ON | Dispatch-Generation | FuelCost | 0 | [6 empty] | 0.82193 | 0
LCP_Inputs_ON_Electric_2023_04_03 | 2025 | Solar PV | Generation | Electricity | ON | Dispatch-Generation | VOM | 0 | [6 empty] | 0.82193 | 0
LCP_Inputs_ON_Electric_2023_04_03 | 2025 | Solar PV | Generation | Electricity | PJ | Dispatch-Generation | EmissionsCost | 0 | [6 empty] | 0.82193 | 0
LCP_Inputs_ON_Electric_2023_04_03 | 2025 | Solar PV | Generation | Electricity | PJ | Dispatch-Generation | FuelCost | 0 | [6 empty] | 0.82193 | 0
LCP_Inputs_ON_Electric_2023_04_03 | 2025 | Solar PV | Generation | Electricity | PJ | Dispatch-Generation | VOM | 0 | [6 empty] | 0.82193 | 0
LCP_Inputs_ON_Electric_2023_04_03 | 2025 | Solar PV | Generation | Electricity | QC | Dispatch-Generation | EmissionsCost | 0 | [6 empty] | 0.82193 | 0
LCP_Inputs_ON_Electric_2023_04_03 | 2025 | Solar PV | Generation | Electricity | QC | Dispatch-Generation | FuelCost | 0 | [6 empty] | 0.82193 | 0
LCP_Inputs_ON_Electric_2023_04_03 | 2025 | Solar PV | Generation | Electricity | QC | Dispatch-Generation | VOM | 0 | [6 empty] | 0.82193 | 0
LCP_Inputs_ON_Electric_2023_04_03 | 2025 | Solar PV | Generation | Electricity | WC | Dispatch-Generation | EmissionsCost | 0 | [6 empty] | 0.82193 | 0
LCP_Inputs_ON_Electric_2023_04_03 | 2025 | Solar PV | Generation | Electricity | WC | Dispatch-Generation | FuelCost | 0 | [6 empty] | 0.82193 | 0
LCP_Inputs_ON_Electric_2023_04_03 | 2025 | Solar PV | Generation | Electricity | WC | Dispatch-Generation | VOM | 0 | [6 empty] | 0.82193 | 0
LCP_Inputs_ON_Electric_2023_04_03 | 2025 | Wind Offshore | Generation | Electricity | MI | Dispatch-Generation | EmissionsCost | 0 | [6 empty] | 0.82193 | 0
LCP_Inputs_ON_Electric_2023_04_03 | 2025 | Wind Offshore | Generation | Electricity | MI | Dispatch-Generation | FuelCost | 0 | [6 empty] | 0.82193 | 0
LCP_Inputs_ON_Electric_2023_04_03 | 2025 | Wind Offshore | Generation | Electricity | MI | Dispatch-Generation | VOM | 0 | [6 empty] | 0.82193 | 0
LCP_Inputs_ON_Electric_2023_04_03 | 2025 | Wind Offshore | Generation | Electricity | NY | Dispatch-Generation | EmissionsCost | 0 | [6 empty] | 0.82193 | 0
LCP_Inputs_ON_Electric_2023_04_03 | 2025 | Wind Offshore | Generation | Electricity | NY | Dispatch-Generation | FuelCost | 0 | [6 empty] | 0.82193 | 0
LCP_Inputs_ON_Electric_2023_04_03 | 2025 | Wind Offshore | Generation | Electricity | NY | Dispatch-Generation | VOM | 0 | [6 empty] | 0.82193 | 0
LCP_Inputs_ON_Electric_2023_04_03 | 2025 | Wind Offshore | Generation | Electricity | ON | Dispatch-Generation | EmissionsCost | 0 | [6 empty] | 0.82193 | 0
LCP_Inputs_ON_Electric_2023_04_03 | 2025 | Wind Offshore | Generation | Electricity | ON | Dispatch-Generation | FuelCost | 0 | [6 empty] | 0.82193 | 0
LCP_Inputs_ON_Electric_2023_04_03 | 2025 | Wind Offshore | Generation | Electricity | ON | Dispatch-Generation | VOM | 0 | [6 empty] | 0.82193 | 0
LCP_Inputs_ON_Electric_2023_04_03 | 2025 | Wind Offshore | Generation | Electricity | PJ | Dispatch-Generation | EmissionsCost | 0 | [6 empty] | 0.82193 | 0
LCP_Inputs_ON_Electric_2023_04_03 | 2025 | Wind Offshore | Generation | Electricity | PJ | Dispatch-Generation | FuelCost | 0 | [6 empty] | 0.82193 | 0
LCP_Inputs_ON_Electric_2023_04_03 | 2025 | Wind Offshore | Generation | Electricity | PJ | Dispatch-Generation | VOM | 0 | [6 empty] | 0.82193 | 0
LCP_Inputs_ON_Electric_2023_04_03 | 2025 | Wind Offshore | Generation | Electricity | QC | Dispatch-Generation | EmissionsCost | 0 | [6 empty] | 0.82193 | 0
LCP_Inputs_ON_Electric_2023_04_03 | 2025 | Wind Offshore | Generation | Electricity | QC | Dispatch-Generation | FuelCost | 0 | [6 empty] | 0.82193 | 0
LCP_Inputs_ON_Electric_2023_04_03 | 2025 | Wind Offshore | Generation | Electricity | QC | Dispatch-Generation | VOM | 0 | [6 empty] | 0.82193 | 0
LCP_Inputs_ON_Electric_2023_04_03 | 2025 | Wind Offshore | Generation | Electricity | WC | Dispatch-Generation | EmissionsCost | 0 | [6 empty] | 0.82193 | 0
LCP_Inputs_ON_Electric_2023_04_03 | 2025 | Wind Offshore | Generation | Electricity | WC | Dispatch-Generation | FuelCost | 0 | [6 empty] | 0.82193 | 0
LCP_Inputs_ON_Electric_2023_04_03 | 2025 | Wind Offshore | Generation | Electricity | WC | Dispatch-Generation | VOM | 0 | [6 empty] | 0.82193 | 0
LCP_Inputs_ON_Electric_2023_04_03 | 2025 | Wind Onshore | Generation | Electricity | MI | Dispatch-Generation | EmissionsCost | 0 | [6 empty] | 0.82193 | 0
LCP_Inputs_ON_Electric_2023_04_03 | 2025 | Wind Onshore | Generation | Electricity | MI | Dispatch-Generation | FuelCost | 0 | [6 empty] | 0.82193 | 0
LCP_Inputs_ON_Electric_2023_04_03 | 2025 | Wind Onshore | Generation | Electricity | MI | Dispatch-Generation | VOM | 0 | [6 empty] | 0.82193 | 0
LCP_Inputs_ON_Electric_2023_04_03 | 2025 | Wind Onshore | Generation | Electricity | NY | Dispatch-Generation | EmissionsCost | 0 | [6 empty] | 0.82193 | 0
LCP_Inputs_ON_Electric_2023_04_03 | 2025 | Wind Onshore | Generation | Electricity | NY | Dispatch-Generation | FuelCost | 0 | [6 empty] | 0.82193 | 0
LCP_Inputs_ON_Electric_2023_04_03 | 2025 | Wind Onshore | Generation | Electricity | NY | Dispatch-Generation | VOM | 0 | [6 empty] | 0.82193 | 0
LCP_Inputs_ON_Electric_2023_04_03 | 2025 | Wind Onshore | Generation | Electricity | ON | Dispatch-Generation | EmissionsCost | 0 | [6 empty] | 0.82193 | 0
LCP_Inputs_ON_Electric_2023_04_03 | 2025 | Wind Onshore | Generation | Electricity | ON | Dispatch-Generation | FuelCost | 0 | [6 empty] | 0.82193 | 0
LCP_Inputs_ON_Electric_2023_04_03 | 2025 | Wind Onshore | Generation | Electricity | ON | Dispatch-Generation | VOM | 0 | [6 empty] | 0.82193 | 0
LCP_Inputs_ON_Electric_2023_04_03 | 2025 | Wind Onshore | Generation | Electricity | PJ | Dispatch-Generation | EmissionsCost | 0 | [6 empty] | 0.82193 | 0
LCP_Inputs_ON_Electric_2023_04_03 | 2025 | Wind Onshore | Generation | Electricity | PJ | Dispatch-Generation | FuelCost | 0 | [6 empty] | 0.82193 | 0
LCP_Inputs_ON_Electric_2023_04_03 | 2025 | Wind Onshore | Generation | Electricity | PJ | Dispatch-Generation | VOM | 0 | [6 empty] | 0.82193 | 0
LCP_Inputs_ON_Electric_2023_04_03 | 2025 | Wind Onshore | Generation | Electricity | QC | Dispatch-Generation | EmissionsCost | 0 | [6 empty] | 0.82193 | 0
LCP_Inputs_ON_Electric_2023_04_03 | 2025 | Wind Onshore | Generation | Electricity | QC | Dispatch-Generation | FuelCost | 0 | [6 empty] | 0.82193 | 0
LCP_Inputs_ON_Electric_2023_04_03 | 2025 | Wind Onshore | Generation | Electricity | QC | Dispatch-Generation | VOM | 0 | [6 empty] | 0.82193 | 0
LCP_Inputs_ON_Electric_2023_04_03 | 2025 | Wind Onshore | Generation | Electricity | WC | Dispatch-Generation | EmissionsCost | 0 | [6 empty] | 0.82193 | 0
LCP_Inputs_ON_Electric_2023_04_03 | 2025 | Wind Onshore | Generation | Electricity | WC | Dispatch-Generation | FuelCost | 0 | [6 empty] | 0.82193 | 0
LCP_Inputs_ON_Electric_2023_04_03 | 2025 | Wind Onshore | Generation | Electricity | WC | Dispatch-Generation | VOM | 0 | [6 empty] | 0.82193 | 0
LCP_Inputs_ON_Electric_2023_04_03 | 2026 | Anaerobic Digestion | Generation | Methane | MI | Dispatch-Generation | EmissionsCost | 0 | [6 empty] | 0.79031 | 0
LCP_Inputs_ON_Electric_2023_04_03 | 2026 | Anaerobic Digestion | Generation | Methane | MI | Dispatch-Generation | FuelCost | 0 | [6 empty] | 0.79031 | 0
LCP_Inputs_ON_Electric_2023_04_03 | 2026 | Anaerobic Digestion | Generation | Methane | MI | Dispatch-Generation | VOM | 0 | [6 empty] | 0.79031 | 0
LCP_Inputs_ON_Electric_2023_04_03 | 2026 | Anaerobic Digestion | Generation | Methane | NY | Dispatch-Generation | EmissionsCost | 0 | [6 empty] | 0.79031 | 0
LCP_Inputs_ON_Electric_2023_04_03 | 2026 | Anaerobic Digestion | Generation | Methane | NY | Dispatch-Generation | FuelCost | 0 | [6 empty] | 0.79031 | 0
LCP_Inputs_ON_Electric_2023_04_03 | 2026 | Anaerobic Digestion | Generation | Methane | NY | Dispatch-Generation | VOM | 0 | [6 empty] | 0.79031 | 0
LCP_Inputs_ON_Electric_2023_04_03 | 2026 | Anaerobic Digestion | Generation | Methane | ON | Dispatch-Generation | EmissionsCost | 0 | [6 empty] | 0.79031 | 0
LCP_Inputs_ON_Electric_2023_04_03 | 2026 | Anaerobic Digestion | Generation | Methane | ON | Dispatch-Generation | FuelCost | 0 | [6 empty] | 0.79031 | 0
LCP_Inputs_ON_Electric_2023_04_03 | 2026 | Anaerobic Digestion | Generation | Methane | ON | Dispatch-Generation | VOM | 0 | [6 empty] | 0.79031 | 0
LCP_Inputs_ON_Electric_2023_04_03 | 2026 | Anaerobic Digestion | Generation | Methane | PJ | Dispatch-Generation | EmissionsCost | 0 | [6 empty] | 0.79031 | 0
LCP_Inputs_ON_Electric_2023_04_03 | 2026 | Anaerobic Digestion | Generation | Methane | PJ | Dispatch-Generation | FuelCost | 0 | [6 empty] | 0.79031 | 0
LCP_Inputs_ON_Electric_2023_04_03 | 2026 | Anaerobic Digestion | Generation | Methane | PJ | Dispatch-Generation | VOM | 0 | [6 empty] | 0.79031 | 0
LCP_Inputs_ON_Electric_2023_04_03 | 2026 | Anaerobic Digestion | Generation | Methane | QC | Dispatch-Generation | EmissionsCost | 0 | [6 empty] | 0.79031 | 0
LCP_Inputs_ON_Electric_2023_04_03 | 2026 | Anaerobic Digestion | Generation | Methane | QC | Dispatch-Generation | FuelCost | 0 | [6 empty] | 0.79031 | 0
LCP_Inputs_ON_Electric_2023_04_03 | 2026 | Anaerobic Digestion | Generation | Methane | QC | Dispatch-Generation | VOM | 0 | [6 empty] | 0.79031 | 0
LCP_Inputs_ON_Electric_2023_04_03 | 2026 | Anaerobic Digestion | Generation | Methane | WC | Dispatch-Generation | EmissionsCost | 0 | [6 empty] | 0.79031 | 0
LCP_Inputs_ON_Electric_2023_04_03 | 2026 | Anaerobic Digestion | Generation | Methane | WC | Dispatch-Generation | FuelCost | 0 | [6 empty] | 0.79031 | 0
LCP_Inputs_ON_Electric_2023_04_03 | 2026 | Anaerobic Digestion | Generation | Methane | WC | Dispatch-Generation | VOM | 0 | [6 empty] | 0.79031 | 0
LCP_Inputs_ON_Electric_2023_04_03 | 2026 | Battery Storage | Storage | Electricity | MI | Dispatch-Storage | EmissionsCost | 0 | [6 empty] | 0.79031 | 0
LCP_Inputs_ON_Electric_2023_04_03 | 2026 | Battery Storage | Storage | Electricity | MI | Dispatch-Storage | FuelCost | 0 | [6 empty] | 0.79031 | 0
LCP_Inputs_ON_Electric_2023_04_03 | 2026 | Battery Storage | Storage | Electricity | MI | Dispatch-Storage | VOM | 0 | [6 empty] | 0.79031 | 0
LCP_Inputs_ON_Electric_2023_04_03 | 2026 | Battery Storage | Storage | Electricity | NY | Dispatch-Storage | EmissionsCost | 0 | [6 empty] | 0.79031 | 0
LCP_Inputs_ON_Electric_2023_04_03 | 2026 | Battery Storage | Storage | Electricity | NY | Dispatch-Storage | FuelCost | 0 | [6 empty] | 0.79031 | 0
LCP_Inputs_ON_Electric_2023_04_03 | 2026 | Battery Storage | Storage | Electricity | NY | Dispatch-Storage | VOM | 0 | [6 empty] | 0.79031 | 0
LCP_Inputs_ON_Electric_2023_04_03 | 2026 | Battery Storage | Storage | Electricity | ON | Dispatch-Storage | EmissionsCost | 0 | [6 empty] | 0.79031 | 0
LCP_Inputs_ON_Electric_2023_04_03 | 2026 | Battery Storage | Storage | Electricity | ON | Dispatch-Storage | FuelCost | 0 | [6 empty] | 0.79031 | 0
LCP_Inputs_ON_Electric_2023_04_03 | 2026 | Battery Storage | Storage | Electricity | ON | Dispatch-Storage | VOM | 0 | [6 empty] | 0.79031 | 0
LCP_Inputs_ON_Electric_2023_04_03 | 2026 | Battery Storage | Storage | Electricity | PJ | Dispatch-Storage | EmissionsCost | 0 | [6 empty] | 0.79031 | 0
LCP_Inputs_ON_Electric_2023_04_03 | 2026 | Battery Storage | Storage | Electricity | PJ | Dispatch-Storage | FuelCost | 0 | [6 empty] | 0.79031 | 0
LCP_Inputs_ON_Electric_2023_04_03 | 2026 | Battery Storage | Storage | Electricity | PJ | Dispatch-Storage | VOM | 0 | [6 empty] | 0.79031 | 0
LCP_Inputs_ON_Electric_2023_04_03 | 2026 | Battery Storage | Storage | Electricity | QC | Dispatch-Storage | EmissionsCost | 0 | [6 empty] | 0.79031 | 0
LCP_Inputs_ON_Electric_2023_04_03 | 2026 | Battery Storage | Storage | Electricity | QC | Dispatch-Storage | FuelCost | 0 | [6 empty] | 0.79031 | 0
LCP_Inputs_ON_Electric_2023_04_03 | 2026 | Battery Storage | Storage | Electricity | QC | Dispatch-Storage | VOM | 0 | [6 empty] | 0.79031 | 0
LCP_Inputs_ON_Electric_2023_04_03 | 2026 | Battery Storage | Storage | Electricity | WC | Dispatch-Storage | EmissionsCost | 0 | [6 empty] | 0.79031 | 0
LCP_Inputs_ON_Electric_2023_04_03 | 2026 | Battery Storage | Storage | Electricity | WC | Dispatch-Storage | FuelCost | 0 | [6 empty] | 0.79031 | 0
LCP_Inputs_ON_Electric_2023_04_03 | 2026 | Battery Storage | Storage | Electricity | WC | Dispatch-Storage | VOM | 0 | [6 empty] | 0.79031 | 0
LCP_Inputs_ON_Electric_2023_04_03 | 2026 | Biomass | Generation | Electricity | MI | Dispatch-Generation | EmissionsCost | 0 | [6 empty] | 0.79031 | 0
LCP_Inputs_ON_Electric_2023_04_03 | 2026 | Biomass | Generation | Electricity | MI | Dispatch-Generation | FuelCost | 0 | [6 empty] | 0.79031 | 0
LCP_Inputs_ON_Electric_2023_04_03 | 2026 | Biomass | Generation | Electricity | MI | Dispatch-Generation | VOM | 0 | [6 empty] | 0.79031 | 0
LCP_Inputs_ON_Electric_2023_04_03 | 2026 | Biomass | Generation | Electricity | NY | Dispatch-Generation | EmissionsCost | 0 | [6 empty] | 0.79031 | 0
LCP_Inputs_ON_Electric_2023_04_03 | 2026 | Biomass | Generation | Electricity | NY | Dispatch-Generation | FuelCost | 0 | [6 empty] | 0.79031 | 0
LCP_Inputs_ON_Electric_2023_04_03 | 2026 | Biomass | Generation | Electricity | NY | Dispatch-Generation | VOM | 0 | [6 empty] | 0.79031 | 0
LCP_Inputs_ON_Electric_2023_04_03 | 2026 | Biomass | Generation | Electricity | ON | Dispatch-Generation | EmissionsCost | 0 | [6 empty] | 0.79031 | 0
LCP_Inputs_ON_Electric_2023_04_03 | 2026 | Biomass | Generation | Electricity | ON | Dispatch-Generation | FuelCost | 0 | [6 empty] | 0.79031 | 0
LCP_Inputs_ON_Electric_2023_04_03 | 2026 | Biomass | Generation | Electricity | ON | Dispatch-Generation | VOM | 0 | [6 empty] | 0.79031 | 0
LCP_Inputs_ON_Electric_2023_04_03 | 2026 | Biomass | Generation | Electricity | PJ | Dispatch-Generation | EmissionsCost | 0 | [6 empty] | 0.79031 | 0
LCP_Inputs_ON_Electric_2023_04_03 | 2026 | Biomass | Generation | Electricity | PJ | Dispatch-Generation | FuelCost | 0 | [6 empty] | 0.79031 | 0
LCP_Inputs_ON_Electric_2023_04_03 | 2026 | Biomass | Generation | Electricity | PJ | Dispatch-Generation | VOM | 0 | [6 empty] | 0.79031 | 0
LCP_Inputs_ON_Electric_2023_04_03 | 2026 | Biomass | Generation | Electricity | QC | Dispatch-Generation | EmissionsCost | 0 | [6 empty] | 0.79031 | 0
LCP_Inputs_ON_Electric_2023_04_03 | 2026 | Biomass | Generation | Electricity | QC | Dispatch-Generation | FuelCost | 0 | [6 empty] | 0.79031 | 0
LCP_Inputs_ON_Electric_2023_04_03 | 2026 | Biomass | Generation | Electricity | QC | Dispatch-Generation | VOM | 0 | [6 empty] | 0.79031 | 0
LCP_Inputs_ON_Electric_2023_04_03 | 2026 | Biomass | Generation | Electricity | WC | Dispatch-Generation | EmissionsCost | 0 | [6 empty] | 0.79031 | 0
LCP_Inputs_ON_Electric_2023_04_03 | 2026 | Biomass | Generation | Electricity | WC | Dispatch-Generation | FuelCost | 0 | [6 empty] | 0.79031 | 0
LCP_Inputs_ON_Electric_2023_04_03 | 2026 | Biomass | Generation | Electricity | WC | Dispatch-Generation | VOM | 0 | [6 empty] | 0.79031 | 0
LCP_Inputs_ON_Electric_2023_04_03 | 2026 | Biomass + CCS | Generation | Electricity | MI | Dispatch-Generation | EmissionsCost | 0 | [6 empty] | 0.79031 | 0
LCP_Inputs_ON_Electric_2023_04_03 | 2026 | Biomass + CCS | Generation | Electricity | MI | Dispatch-Generation | FuelCost | 0 | [6 empty] | 0.79031 | 0
LCP_Inputs_ON_Electric_2023_04_03 | 2026 | Biomass + CCS | Generation | Electricity | MI | Dispatch-Generation | VOM | 0 | [6 empty] | 0.79031 | 0
LCP_Inputs_ON_Electric_2023_04_03 | 2026 | Biomass + CCS | Generation | Electricity | NY | Dispatch-Generation | EmissionsCost | 0 | [6 empty] | 0.79031 | 0
LCP_Inputs_ON_Electric_2023_04_03 | 2026 | Biomass + CCS | Generation | Electricity | NY | Dispatch-Generation | FuelCost | 0 | [6 empty] | 0.79031 | 0
LCP_Inputs_ON_Electric_2023_04_03 | 2026 | Biomass + CCS | Generation | Electricity | NY | Dispatch-Generation | VOM | 0 | [6 empty] | 0.79031 | 0
LCP_Inputs_ON_Electric_2023_04_03 | 2026 | Biomass + CCS | Generation | Electricity | ON | Dispatch-Generation | EmissionsCost | 0 | [6 empty] | 0.79031 | 0
LCP_Inputs_ON_Electric_2023_04_03 | 2026 | Biomass + CCS | Generation | Electricity | ON | Dispatch-Generation | FuelCost | 0 | [6 empty] | 0.79031 | 0
LCP_Inputs_ON_Electric_2023_04_03 | 2026 | Biomass + CCS | Generation | Electricity | ON | Dispatch-Generation | VOM | 0 | [6 empty] | 0.79031 | 0
LCP_Inputs_ON_Electric_2023_04_03 | 2026 | Biomass + CCS | Generation | Electricity | PJ | Dispatch-Generation | EmissionsCost | 0 | [6 empty] | 0.79031 | 0
LCP_Inputs_ON_Electric_2023_04_03 | 2026 | Biomass + CCS | Generation | Electricity | PJ | Dispatch-Generation | FuelCost | 0 | [6 empty] | 0.79031 | 0
LCP_Inputs_ON_Electric_2023_04_03 | 2026 | Biomass + CCS | Generation | Electricity | PJ | Dispatch-Generation | VOM | 0 | [6 empty] | 0.79031 | 0
LCP_Inputs_ON_Electric_2023_04_03 | 2026 | Biomass + CCS | Generation | Electricity | QC | Dispatch-Generation | EmissionsCost | 0 | [6 empty] | 0.79031 | 0
LCP_Inputs_ON_Electric_2023_04_03 | 2026 | Biomass + CCS | Generation | Electricity | QC | Dispatch-Generation | FuelCost | 0 | [6 empty] | 0.79031 | 0
LCP_Inputs_ON_Electric_2023_04_03 | 2026 | Biomass + CCS | Generation | Electricity | QC | Dispatch-Generation | VOM | 0 | [6 empty] | 0.79031 | 0
LCP_Inputs_ON_Electric_2023_04_03 | 2026 | Biomass + CCS | Generation | Electricity | WC | Dispatch-Generation | EmissionsCost | 0 | [6 empty] | 0.79031 | 0
LCP_Inputs_ON_Electric_2023_04_03 | 2026 | Biomass + CCS | Generation | Electricity | WC | Dispatch-Generation | FuelCost | 0 | [6 empty] | 0.79031 | 0
LCP_Inputs_ON_Electric_2023_04_03 | 2026 | Biomass + CCS | Generation | Electricity | WC | Dispatch-Generation | VOM | 0 | [6 empty] | 0.79031 | 0
LCP_Inputs_ON_Electric_2023_04_03 | 2026 | CH4 + CCS | Generation | Methane | MI | Dispatch-Generation | EmissionsCost | 0 | [6 empty] | 0.79031 | 0
LCP_Inputs_ON_Electric_2023_04_03 | 2026 | CH4 + CCS | Generation | Methane | MI | Dispatch-Generation | FuelCost | 0 | [6 empty] | 0.79031 | 0
LCP_Inputs_ON_Electric_2023_04_03 | 2026 | CH4 + CCS | Generation | Methane | MI | Dispatch-Generation | VOM | 0 | [6 empty] | 0.79031 | 0
LCP_Inputs_ON_Electric_2023_04_03 | 2026 | CH4 + CCS | Generation | Methane | NY | Dispatch-Generation | EmissionsCost | 0 | [6 empty] | 0.79031 | 0
LCP_Inputs_ON_Electric_2023_04_03 | 2026 | CH4 + CCS | Generation | Methane | NY | Dispatch-Generation | FuelCost | 0 | [6 empty] | 0.79031 | 0
LCP_Inputs_ON_Electric_2023_04_03 | 2026 | CH4 + CCS | Generation | Methane | NY | Dispatch-Generation | VOM | 0 | [6 empty] | 0.79031 | 0
LCP_Inputs_ON_Electric_2023_04_03 | 2026 | CH4 + CCS | Generation | Methane | ON | Dispatch-Generation | EmissionsCost | 0 | [6 empty] | 0.79031 | 0
LCP_Inputs_ON_Electric_2023_04_03 | 2026 | CH4 + CCS | Generation | Methane | ON | Dispatch-Generation | FuelCost | 0 | [6 empty] | 0.79031 | 0
LCP_Inputs_ON_Electric_2023_04_03 | 2026 | CH4 + CCS | Generation | Methane | ON | Dispatch-Generation | VOM | 0 | [6 empty] | 0.79031 | 0
LCP_Inputs_ON_Electric_2023_04_03 | 2026 | CH4 + CCS | Generation | Methane | PJ | Dispatch-Generation | EmissionsCost | 0 | [6 empty] | 0.79031 | 0
LCP_Inputs_ON_Electric_2023_04_03 | 2026 | CH4 + CCS | Generation | Methane | PJ | Dispatch-Generation | FuelCost | 0 | [6 empty] | 0.79031 | 0
LCP_Inputs_ON_Electric_2023_04_03 | 2026 | CH4 + CCS | Generation | Methane | PJ | Dispatch-Generation | VOM | 0 | [6 empty] | 0.79031 | 0
LCP_Inputs_ON_Electric_2023_04_03 | 2026 | CH4 + CCS | Generation | Methane | QC | Dispatch-Generation | EmissionsCost | 0 | [6 empty] | 0.79031 | 0
LCP_Inputs_ON_Electric_2023_04_03 | 2026 | CH4 + CCS | Generation | Methane | QC | Dispatch-Generation | FuelCost | 0 | [6 empty] | 0.79031 | 0
LCP_Inputs_ON_Electric_2023_04_03 | 2026 | CH4 + CCS | Generation | Methane | QC | Dispatch-Generation | VOM | 0 | [6 empty] | 0.79031 | 0
LCP_Inputs_ON_Electric_2023_04_03 | 2026 | CH4 + CCS | Generation | Methane | WC | Dispatch-Generation | EmissionsCost | 0 | [6 empty] | 0.79031 | 0
LCP_Inputs_ON_Electric_2023_04_03 | 2026 | CH4 + CCS | Generation | Methane | WC | Dispatch-Generation | FuelCost | 0 | [6 empty] | 0.79031 | 0
LCP_Inputs_ON_Electric_2023_04_03 | 2026 | CH4 + CCS | Generation | Methane | WC | Dispatch-Generation | VOM | 0 | [6 empty] | 0.79031 | 0
LCP_Inputs_ON_Electric_2023_04_03 | 2026 | CH4 Import - NY 2020 | Import | Methane | MI | Dispatch-Import | EmissionsCost | 0 | [6 empty] | 0.79031 | 0
LCP_Inputs_ON_Electric_2023_04_03 | 2026 | CH4 Import - NY 2020 | Import | Methane | MI | Dispatch-Import | FuelCost | 0 | [6 empty] | 0.79031 | 0
LCP_Inputs_ON_Electric_2023_04_03 | 2026 | CH4 Import - NY 2020 | Import | Methane | MI | Dispatch-Import | VOM | 0 | [6 empty] | 0.79031 | 0
LCP_Inputs_ON_Electric_2023_04_03 | 2026 | CH4 Import - NY 2020 | Import | Methane | NY | Dispatch-Import | EmissionsCost | 282343065.1873 | [6 empty] | 0.79031 | 223139825.6567
LCP_Inputs_ON_Electric_2023_04_03 | 2026 | CH4 Import - NY 2020 | Import | Methane | NY | Dispatch-Import | FuelCost | 407790143.0843 | [6 empty] | 0.79031 | 322282473.5291
LCP_Inputs_ON_Electric_2023_04_03 | 2026 | CH4 Import - NY 2020 | Import | Methane | NY | Dispatch-Import | VOM | 0 | [6 empty] | 0.79031 | 0
LCP_Inputs_ON_Electric_2023_04_03 | 2026 | CH4 Import - NY 2020 | Import | Methane | ON | Dispatch-Import | EmissionsCost | 0 | [6 empty] | 0.79031 | 0
LCP_Inputs_ON_Electric_2023_04_03 | 2026 | CH4 Import - NY 2020 | Import | Methane | ON | Dispatch-Import | FuelCost | 0 | [6 empty] | 0.79031 | 0
LCP_Inputs_ON_Electric_2023_04_03 | 2026 | CH4 Import - NY 2020 | Import | Methane | ON | Dispatch-Import | VOM | 0 | [6 empty] | 0.79031 | 0
LCP_Inputs_ON_Electric_2023_04_03 | 2026 | CH4 Import - NY 2020 | Import | Methane | PJ | Dispatch-Import | EmissionsCost | 0 | [6 empty] | 0.79031 | 0
LCP_Inputs_ON_Electric_2023_04_03 | 2026 | CH4 Import - NY 2020 | Import | Methane | PJ | Dispatch-Import | FuelCost | 0 | [6 empty] | 0.79031 | 0
LCP_Inputs_ON_Electric_2023_04_03 | 2026 | CH4 Import - NY 2020 | Import | Methane | PJ | Dispatch-Import | VOM | 0 | [6 empty] | 0.79031 | 0
LCP_Inputs_ON_Electric_2023_04_03 | 2026 | CH4 Import - NY 2020 | Import | Methane | QC | Dispatch-Import | EmissionsCost | 0 | [6 empty] | 0.79031 | 0
LCP_Inputs_ON_Electric_2023_04_03 | 2026 | CH4 Import - NY 2020 | Import | Methane | QC | Dispatch-Import | FuelCost | 0 | [6 empty] | 0.79031 | 0
LCP_Inputs_ON_Electric_2023_04_03 | 2026 | CH4 Import - NY 2020 | Import | Methane | QC | Dispatch-Import | VOM | 0 | [6 empty] | 0.79031 | 0
LCP_Inputs_ON_Electric_2023_04_03 | 2026 | CH4 Import - NY 2020 | Import | Methane | WC | Dispatch-Import | EmissionsCost | 0 | [6 empty] | 0.79031 | 0
LCP_Inputs_ON_Electric_2023_04_03 | 2026 | CH4 Import - NY 2020 | Import | Methane | WC | Dispatch-Import | FuelCost | 0 | [6 empty] | 0.79031 | 0
LCP_Inputs_ON_Electric_2023_04_03 | 2026 | CH4 Import - NY 2020 | Import | Methane | WC | Dispatch-Import | VOM | 0 | [6 empty] | 0.79031 | 0
LCP_Inputs_ON_Electric_2023_04_03 | 2026 | CH4 Import - NY 2030 | Import | Methane | MI | Dispatch-Import | EmissionsCost | 0 | [6 empty] | 0.79031 | 0
LCP_Inputs_ON_Electric_2023_04_03 | 2026 | CH4 Import - NY 2030 | Import | Methane | MI | Dispatch-Import | FuelCost | 0 | [6 empty] | 0.79031 | 0
LCP_Inputs_ON_Electric_2023_04_03 | 2026 | CH4 Import - NY 2030 | Import | Methane | MI | Dispatch-Import | VOM | 0 | [6 empty] | 0.79031 | 0
LCP_Inputs_ON_Electric_2023_04_03 | 2026 | CH4 Import - NY 2030 | Import | Methane | NY | Dispatch-Import | EmissionsCost | 0 | [6 empty] | 0.79031 | 0
LCP_Inputs_ON_Electric_2023_04_03 | 2026 | CH4 Import - NY 2030 | Import | Methane | NY | Dispatch-Import | FuelCost | 0 | [6 empty] | 0.79031 | 0
LCP_Inputs_ON_Electric_2023_04_03 | 2026 | CH4 Import - NY 2030 | Import | Methane | NY | Dispatch-Import | VOM | 0 | [6 empty] | 0.79031 | 0
LCP_Inputs_ON_Electric_2023_04_03 | 2026 | CH4 Import - NY 2030 | Import | Methane | ON | Dispatch-Import | EmissionsCost | 0 | [6 empty] | 0.79031 | 0
LCP_Inputs_ON_Electric_2023_04_03 | 2026 | CH4 Import - NY 2030 | Import | Methane | ON | Dispatch-Import | FuelCost | 0 | [6 empty] | 0.79031 | 0
LCP_Inputs_ON_Electric_2023_04_03 | 2026 | CH4 Import - NY 2030 | Import | Methane | ON | Dispatch-Import | VOM | 0 | [6 empty] | 0.79031 | 0
LCP_Inputs_ON_Electric_2023_04_03 | 2026 | CH4 Import - NY 2030 | Import | Methane | PJ | Dispatch-Import | EmissionsCost | 0 | [6 empty] | 0.79031 | 0
LCP_Inputs_ON_Electric_2023_04_03 | 2026 | CH4 Import - NY 2030 | Import | Methane | PJ | Dispatch-Import | FuelCost | 0 | [6 empty] | 0.79031 | 0
LCP_Inputs_ON_Electric_2023_04_03 | 2026 | CH4 Import - NY 2030 | Import | Methane | PJ | Dispatch-Import | VOM | 0 | [6 empty] | 0.79031 | 0
LCP_Inputs_ON_Electric_2023_04_03 | 2026 | CH4 Import - NY 2030 | Import | Methane | QC | Dispatch-Import | EmissionsCost | 0 | [6 empty] | 0.79031 | 0
LCP_Inputs_ON_Electric_2023_04_03 | 2026 | CH4 Import - NY 2030 | Import | Methane | QC | Dispatch-Import | FuelCost | 0 | [6 empty] | 0.79031 | 0
LCP_Inputs_ON_Electric_2023_04_03 | 2026 | CH4 Import - NY 2030 | Import | Methane | QC | Dispatch-Import | VOM | 0 | [6 empty] | 0.79031 | 0
LCP_Inputs_ON_Electric_2023_04_03 | 2026 | CH4 Import - NY 2030 | Import | Methane | WC | Dispatch-Import | EmissionsCost | 0 | [6 empty] | 0.79031 | 0
LCP_Inputs_ON_Electric_2023_04_03 | 2026 | CH4 Import - NY 2030 | Import | Methane | WC | Dispatch-Import | FuelCost | 0 | [6 empty] | 0.79031 | 0
LCP_Inputs_ON_Electric_2023_04_03 | 2026 | CH4 Import - NY 2030 | Import | Methane | WC | Dispatch-Import | VOM | 0 | [6 empty] | 0.79031 | 0
LCP_Inputs_ON_Electric_2023_04_03 | 2026 | CH4 Import - NY 2040 | Import | Methane | MI | Dispatch-Import | EmissionsCost | 0 | [6 empty] | 0.79031 | 0
LCP_Inputs_ON_Electric_2023_04_03 | 2026 | CH4 Import - NY 2040 | Import | Methane | MI | Dispatch-Import | FuelCost | 0 | [6 empty] | 0.79031 | 0
LCP_Inputs_ON_Electric_2023_04_03 | 2026 | CH4 Import - NY 2040 | Import | Methane | MI | Dispatch-Import | VOM | 0 | [6 empty] | 0.79031 | 0
LCP_Inputs_ON_Electric_2023_04_03 | 2026 | CH4 Import - NY 2040 | Import | Methane | NY | Dispatch-Import | EmissionsCost | 0 | [6 empty] | 0.79031 | 0
LCP_Inputs_ON_Electric_2023_04_03 | 2026 | CH4 Import - NY 2040 | Import | Methane | NY | Dispatch-Import | FuelCost | 0 | [6 empty] | 0.79031 | 0
LCP_Inputs_ON_Electric_2023_04_03 | 2026 | CH4 Import - NY 2040 | Import | Methane | NY | Dispatch-Import | VOM | 0 | [6 empty] | 0.79031 | 0
LCP_Inputs_ON_Electric_2023_04_03 | 2026 | CH4 Import - NY 2040 | Import | Methane | ON | Dispatch-Import | EmissionsCost | 0 | [6 empty] | 0.79031 | 0
LCP_Inputs_ON_Electric_2023_04_03 | 2026 | CH4 Import - NY 2040 | Import | Methane | ON | Dispatch-Import | FuelCost | 0 | [6 empty] | 0.79031 | 0
LCP_Inputs_ON_Electric_2023_04_03 | 2026 | CH4 Import - NY 2040 | Import | Methane | ON | Dispatch-Import | VOM | 0 | [6 empty] | 0.79031 | 0
LCP_Inputs_ON_Electric_2023_04_03 | 2026 | CH4 Import - NY 2040 | Import | Methane | PJ | Dispatch-Import | EmissionsCost | 0 | [6 empty] | 0.79031 | 0
LCP_Inputs_ON_Electric_2023_04_03 | 2026 | CH4 Import - NY 2040 | Import | Methane | PJ | Dispatch-Import | FuelCost | 0 | [6 empty] | 0.79031 | 0
LCP_Inputs_ON_Electric_2023_04_03 | 2026 | CH4 Import - NY 2040 | Import | Methane | PJ | Dispatch-Import | VOM | 0 | [6 empty] | 0.79031 | 0
LCP_Inputs_ON_Electric_2023_04_03 | 2026 | CH4 Import - NY 2040 | Import | Methane | QC | Dispatch-Import | EmissionsCost | 0 | [6 empty] | 0.79031 | 0
LCP_Inputs_ON_Electric_2023_04_03 | 2026 | CH4 Import - NY 2040 | Import | Methane | QC | Dispatch-Import | FuelCost | 0 | [6 empty] | 0.79031 | 0
LCP_Inputs_ON_Electric_2023_04_03 | 2026 | CH4 Import - NY 2040 | Import | Methane | QC | Dispatch-Import | VOM | 0 | [6 empty] | 0.79031 | 0
LCP_Inputs_ON_Electric_2023_04_03 | 2026 | CH4 Import - NY 2040 | Import | Methane | WC | Dispatch-Import | EmissionsCost | 0 | [6 empty] | 0.79031 | 0
LCP_Inputs_ON_Electric_2023_04_03 | 2026 | CH4 Import - NY 2040 | Import | Methane | WC | Dispatch-Import | FuelCost | 0 | [6 empty] | 0.79031 | 0
LCP_Inputs_ON_Electric_2023_04_03 | 2026 | CH4 Import - NY 2040 | Import | Methane | WC | Dispatch-Import | VOM | 0 | [6 empty] | 0.79031 | 0
LCP_Inputs_ON_Electric_2023_04_03 | 2026 | CH4 Import - NY 2050 | Import | Methane | MI | Dispatch-Import | EmissionsCost | 0 | [6 empty] | 0.79031 | 0
LCP_Inputs_ON_Electric_2023_04_03 | 2026 | CH4 Import - NY 2050 | Import | Methane | MI | Dispatch-Import | FuelCost | 0 | [6 empty] | 0.79031 | 0
LCP_Inputs_ON_Electric_2023_04_03 | 2026 | CH4 Import - NY 2050 | Import | Methane | MI | Dispatch-Import | VOM | 0 | [6 empty] | 0.79031 | 0
LCP_Inputs_ON_Electric_2023_04_03 | 2026 | CH4 Import - NY 2050 | Import | Methane | NY | Dispatch-Import | EmissionsCost | 0 | [6 empty] | 0.79031 | 0
LCP_Inputs_ON_Electric_2023_04_03 | 2026 | CH4 Import - NY 2050 | Import | Methane | NY | Dispatch-Import | FuelCost | 0 | [6 empty] | 0.79031 | 0
LCP_Inputs_ON_Electric_2023_04_03 | 2026 | CH4 Import - NY 2050 | Import | Methane | NY | Dispatch-Import | VOM | 0 | [6 empty] | 0.79031 | 0
LCP_Inputs_ON_Electric_2023_04_03 | 2026 | CH4 Import - NY 2050 | Import | Methane | ON | Dispatch-Import | EmissionsCost | 0 | [6 empty] | 0.79031 | 0
LCP_Inputs_ON_Electric_2023_04_03 | 2026 | CH4 Import - NY 2050 | Import | Methane | ON | Dispatch-Import | FuelCost | 0 | [6 empty] | 0.79031 | 0
LCP_Inputs_ON_Electric_2023_04_03 | 2026 | CH4 Import - NY 2050 | Import | Methane | ON | Dispatch-Import | VOM | 0 | [6 empty] | 0.79031 | 0
LCP_Inputs_ON_Electric_2023_04_03 | 2026 | CH4 Import - NY 2050 | Import | Methane | PJ | Dispatch-Import | EmissionsCost | 0 | [6 empty] | 0.79031 | 0
LCP_Inputs_ON_Electric_2023_04_03 | 2026 | CH4 Import - NY 2050 | Import | Methane | PJ | Dispatch-Import | FuelCost | 0 | [6 empty] | 0.79031 | 0
LCP_Inputs_ON_Electric_2023_04_03 | 2026 | CH4 Import - NY 2050 | Import | Methane | PJ | Dispatch-Import | VOM | 0 | [6 empty] | 0.79031 | 0
LCP_Inputs_ON_Electric_2023_04_03 | 2026 | CH4 Import - NY 2050 | Import | Methane | QC | Dispatch-Import | EmissionsCost | 0 | [6 empty] | 0.79031 | 0
LCP_Inputs_ON_Electric_2023_04_03 | 2026 | CH4 Import - NY 2050 | Import | Methane | QC | Dispatch-Import | FuelCost | 0 | [6 empty] | 0.79031 | 0
LCP_Inputs_ON_Electric_2023_04_03 | 2026 | CH4 Import - NY 2050 | Import | Methane | QC | Dispatch-Import | VOM | 0 | [6 empty] | 0.79031 | 0
LCP_Inputs_ON_Electric_2023_04_03 | 2026 | CH4 Import - NY 2050 | Import | Methane | WC | Dispatch-Import | EmissionsCost | 0 | [6 empty] | 0.79031 | 0
LCP_Inputs_ON_Electric_2023_04_03 | 2026 | CH4 Import - NY 2050 | Import | Methane | WC | Dispatch-Import | FuelCost | 0 | [6 empty] | 0.79031 | 0
LCP_Inputs_ON_Electric_2023_04_03 | 2026 | CH4 Import - NY 2050 | Import | Methane | WC | Dispatch-Import | VOM | 0 | [6 empty] | 0.79031 | 0
LCP_Inputs_ON_Electric_2023_04_03 | 2026 | CH4 Import - WC 2020 | Import | Methane | MI | Dispatch-Import | EmissionsCost | 0 | [6 empty] | 0.79031 | 0
LCP_Inputs_ON_Electric_2023_04_03 | 2026 | CH4 Import - WC 2020 | Import | Methane | MI | Dispatch-Import | FuelCost | 0 | [6 empty] | 0.79031 | 0
LCP_Inputs_ON_Electric_2023_04_03 | 2026 | CH4 Import - WC 2020 | Import | Methane | MI | Dispatch-Import | VOM | 0 | [6 empty] | 0.79031 | 0
LCP_Inputs_ON_Electric_2023_04_03 | 2026 | CH4 Import - WC 2020 | Import | Methane | NY | Dispatch-Import | EmissionsCost | 0 | [6 empty] | 0.79031 | 0
LCP_Inputs_ON_Electric_2023_04_03 | 2026 | CH4 Import - WC 2020 | Import | Methane | NY | Dispatch-Import | FuelCost | 0 | [6 empty] | 0.79031 | 0
LCP_Inputs_ON_Electric_2023_04_03 | 2026 | CH4 Import - WC 2020 | Import | Methane | NY | Dispatch-Import | VOM | 0 | [6 empty] | 0.79031 | 0
LCP_Inputs_ON_Electric_2023_04_03 | 2026 | CH4 Import - WC 2020 | Import | Methane | ON | Dispatch-Import | EmissionsCost | 0 | [6 empty] | 0.79031 | 0
LCP_Inputs_ON_Electric_2023_04_03 | 2026 | CH4 Import - WC 2020 | Import | Methane | ON | Dispatch-Import | FuelCost | 0 | [6 empty] | 0.79031 | 0
LCP_Inputs_ON_Electric_2023_04_03 | 2026 | CH4 Import - WC 2020 | Import | Methane | ON | Dispatch-Import | VOM | 0 | [6 empty] | 0.79031 | 0
LCP_Inputs_ON_Electric_2023_04_03 | 2026 | CH4 Import - WC 2020 | Import | Methane | PJ | Dispatch-Import | EmissionsCost | 0 | [6 empty] | 0.79031 | 0
LCP_Inputs_ON_Electric_2023_04_03 | 2026 | CH4 Import - WC 2020 | Import | Methane | PJ | Dispatch-Import | FuelCost | 0 | [6 empty] | 0.79031 | 0
LCP_Inputs_ON_Electric_2023_04_03 | 2026 | CH4 Import - WC 2020 | Import | Methane | PJ | Dispatch-Import | VOM | 0 | [6 empty] | 0.79031 | 0
LCP_Inputs_ON_Electric_2023_04_03 | 2026 | CH4 Import - WC 2020 | Import | Methane | QC | Dispatch-Import | EmissionsCost | 0 | [6 empty] | 0.79031 | 0
LCP_Inputs_ON_Electric_2023_04_03 | 2026 | CH4 Import - WC 2020 | Import | Methane | QC | Dispatch-Import | FuelCost | 0 | [6 empty] | 0.79031 | 0
LCP_Inputs_ON_Electric_2023_04_03 | 2026 | CH4 Import - WC 2020 | Import | Methane | QC | Dispatch-Import | VOM | 0 | [6 empty] | 0.79031 | 0
LCP_Inputs_ON_Electric_2023_04_03 | 2026 | CH4 Import - WC 2020 | Import | Methane | WC | Dispatch-Import | EmissionsCost | 1306945408.6229 | [6 empty] | 0.79031 | 1032897940.771
LCP_Inputs_ON_Electric_2023_04_03 | 2026 | CH4 Import - WC 2020 | Import | Methane | WC | Dispatch-Import | FuelCost | 1887630761.6486 | [6 empty] | 0.79031 | 1491822010.146
LCP_Inputs_ON_Electric_2023_04_03 | 2026 | CH4 Import - WC 2020 | Import | Methane | WC | Dispatch-Import | VOM | 0 | [6 empty] | 0.79031 | 0
LCP_Inputs_ON_Electric_2023_04_03 | 2026 | CH4 Import - WC 2030 | Import | Methane | MI | Dispatch-Import | EmissionsCost | 0 | [6 empty] | 0.79031 | 0
LCP_Inputs_ON_Electric_2023_04_03 | 2026 | CH4 Import - WC 2030 | Import | Methane | MI | Dispatch-Import | FuelCost | 0 | [6 empty] | 0.79031 | 0
LCP_Inputs_ON_Electric_2023_04_03 | 2026 | CH4 Import - WC 2030 | Import | Methane | MI | Dispatch-Import | VOM | 0 | [6 empty] | 0.79031 | 0
LCP_Inputs_ON_Electric_2023_04_03 | 2026 | CH4 Import - WC 2030 | Import | Methane | NY | Dispatch-Import | EmissionsCost | 0 | [6 empty] | 0.79031 | 0
LCP_Inputs_ON_Electric_2023_04_03 | 2026 | CH4 Import - WC 2030 | Import | Methane | NY | Dispatch-Import | FuelCost | 0 | [6 empty] | 0.79031 | 0
LCP_Inputs_ON_Electric_2023_04_03 | 2026 | CH4 Import - WC 2030 | Import | Methane | NY | Dispatch-Import | VOM | 0 | [6 empty] | 0.79031 | 0
LCP_Inputs_ON_Electric_2023_04_03 | 2026 | CH4 Import - WC 2030 | Import | Methane | ON | Dispatch-Import | EmissionsCost | 0 | [6 empty] | 0.79031 | 0
LCP_Inputs_ON_Electric_2023_04_03 | 2026 | CH4 Import - WC 2030 | Import | Methane | ON | Dispatch-Import | FuelCost | 0 | [6 empty] | 0.79031 | 0
LCP_Inputs_ON_Electric_2023_04_03 | 2026 | CH4 Import - WC 2030 | Import | Methane | ON | Dispatch-Import | VOM | 0 | [6 empty] | 0.79031 | 0
LCP_Inputs_ON_Electric_2023_04_03 | 2026 | CH4 Import - WC 2030 | Import | Methane | PJ | Dispatch-Import | EmissionsCost | 0 | [6 empty] | 0.79031 | 0
LCP_Inputs_ON_Electric_2023_04_03 | 2026 | CH4 Import - WC 2030 | Import | Methane | PJ | Dispatch-Import | FuelCost | 0 | [6 empty] | 0.79031 | 0
LCP_Inputs_ON_Electric_2023_04_03 | 2026 | CH4 Import - WC 2030 | Import | Methane | PJ | Dispatch-Import | VOM | 0 | [6 empty] | 0.79031 | 0
LCP_Inputs_ON_Electric_2023_04_03 | 2026 | CH4 Import - WC 2030 | Import | Methane | QC | Dispatch-Import | EmissionsCost | 0 | [6 empty] | 0.79031 | 0
LCP_Inputs_ON_Electric_2023_04_03 | 2026 | CH4 Import - WC 2030 | Import | Methane | QC | Dispatch-Import | FuelCost | 0 | [6 empty] | 0.79031 | 0
LCP_Inputs_ON_Electric_2023_04_03 | 2026 | CH4 Import - WC 2030 | Import | Methane | QC | Dispatch-Import | VOM | 0 | [6 empty] | 0.79031 | 0
LCP_Inputs_ON_Electric_2023_04_03 | 2026 | CH4 Import - WC 2030 | Import | Methane | WC | Dispatch-Import | EmissionsCost | 0 | [6 empty] | 0.79031 | 0
LCP_Inputs_ON_Electric_2023_04_03 | 2026 | CH4 Import - WC 2030 | Import | Methane | WC | Dispatch-Import | FuelCost | 0 | [6 empty] | 0.79031 | 0
LCP_Inputs_ON_Electric_2023_04_03 | 2026 | CH4 Import - WC 2030 | Import | Methane | WC | Dispatch-Import | VOM | 0 | [6 empty] | 0.79031 | 0
LCP_Inputs_ON_Electric_2023_04_03 | 2026 | CH4 Import - WC 2040 | Import | Methane | MI | Dispatch-Import | EmissionsCost | 0 | [6 empty] | 0.79031 | 0
LCP_Inputs_ON_Electric_2023_04_03 | 2026 | CH4 Import - WC 2040 | Import | Methane | MI | Dispatch-Import | FuelCost | 0 | [6 empty] | 0.79031 | 0
LCP_Inputs_ON_Electric_2023_04_03 | 2026 | CH4 Import - WC 2040 | Import | Methane | MI | Dispatch-Import | VOM | 0 | [6 empty] | 0.79031 | 0
LCP_Inputs_ON_Electric_2023_04_03 | 2026 | CH4 Import - WC 2040 | Import | Methane | NY | Dispatch-Import | EmissionsCost | 0 | [6 empty] | 0.79031 | 0
LCP_Inputs_ON_Electric_2023_04_03 | 2026 | CH4 Import - WC 2040 | Import | Methane | NY | Dispatch-Import | FuelCost | 0 | [6 empty] | 0.79031 | 0
LCP_Inputs_ON_Electric_2023_04_03 | 2026 | CH4 Import - WC 2040 | Import | Methane | NY | Dispatch-Import | VOM | 0 | [6 empty] | 0.79031 | 0
LCP_Inputs_ON_Electric_2023_04_03 | 2026 | CH4 Import - WC 2040 | Import | Methane | ON | Dispatch-Import | EmissionsCost | 0 | [6 empty] | 0.79031 | 0
LCP_Inputs_ON_Electric_2023_04_03 | 2026 | CH4 Import - WC 2040 | Import | Methane | ON | Dispatch-Import | FuelCost | 0 | [6 empty] | 0.79031 | 0
LCP_Inputs_ON_Electric_2023_04_03 | 2026 | CH4 Import - WC 2040 | Import | Methane | ON | Dispatch-Import | VOM | 0 | [6 empty] | 0.79031 | 0
LCP_Inputs_ON_Electric_2023_04_03 | 2026 | CH4 Import - WC 2040 | Import | Methane | PJ | Dispatch-Import | EmissionsCost | 0 | [6 empty] | 0.79031 | 0
LCP_Inputs_ON_Electric_2023_04_03 | 2026 | CH4 Import - WC 2040 | Import | Methane | PJ | Dispatch-Import | FuelCost | 0 | [6 empty] | 0.79031 | 0
LCP_Inputs_ON_Electric_2023_04_03 | 2026 | CH4 Import - WC 2040 | Import | Methane | PJ | Dispatch-Import | VOM | 0 | [6 empty] | 0.79031 | 0
LCP_Inputs_ON_Electric_2023_04_03 | 2026 | CH4 Import - WC 2040 | Import | Methane | QC | Dispatch-Import | EmissionsCost | 0 | [6 empty] | 0.79031 | 0
LCP_Inputs_ON_Electric_2023_04_03 | 2026 | CH4 Import - WC 2040 | Import | Methane | QC | Dispatch-Import | FuelCost | 0 | [6 empty] | 0.79031 | 0
LCP_Inputs_ON_Electric_2023_04_03 | 2026 | CH4 Import - WC 2040 | Import | Methane | QC | Dispatch-Import | VOM | 0 | [6 empty] | 0.79031 | 0
LCP_Inputs_ON_Electric_2023_04_03 | 2026 | CH4 Import - WC 2040 | Import | Methane | WC | Dispatch-Import | EmissionsCost | 0 | [6 empty] | 0.79031 | 0
LCP_Inputs_ON_Electric_2023_04_03 | 2026 | CH4 Import - WC 2040 | Import | Methane | WC | Dispatch-Import | FuelCost | 0 | [6 empty] | 0.79031 | 0
LCP_Inputs_ON_Electric_2023_04_03 | 2026 | CH4 Import - WC 2040 | Import | Methane | WC | Dispatch-Import | VOM | 0 | [6 empty] | 0.79031 | 0
LCP_Inputs_ON_Electric_2023_04_03 | 2026 | CH4 Import - WC 2050 | Import | Methane | MI | Dispatch-Import | EmissionsCost | 0 | [6 empty] | 0.79031 | 0
LCP_Inputs_ON_Electric_2023_04_03 | 2026 | CH4 Import - WC 2050 | Import | Methane | MI | Dispatch-Import | FuelCost | 0 | [6 empty] | 0.79031 | 0
LCP_Inputs_ON_Electric_2023_04_03 | 2026 | CH4 Import - WC 2050 | Import | Methane | MI | Dispatch-Import | VOM | 0 | [6 empty] | 0.79031 | 0
LCP_Inputs_ON_Electric_2023_04_03 | 2026 | CH4 Import - WC 2050 | Import | Methane | NY | Dispatch-Import | EmissionsCost | 0 | [6 empty] | 0.79031 | 0
LCP_Inputs_ON_Electric_2023_04_03 | 2026 | CH4 Import - WC 2050 | Import | Methane | NY | Dispatch-Import | FuelCost | 0 | [6 empty] | 0.79031 | 0
LCP_Inputs_ON_Electric_2023_04_03 | 2026 | CH4 Import - WC 2050 | Import | Methane | NY | Dispatch-Import | VOM | 0 | [6 empty] | 0.79031 | 0
LCP_Inputs_ON_Electric_2023_04_03 | 2026 | CH4 Import - WC 2050 | Import | Methane | ON | Dispatch-Import | EmissionsCost | 0 | [6 empty] | 0.79031 | 0
LCP_Inputs_ON_Electric_2023_04_03 | 2026 | CH4 Import - WC 2050 | Import | Methane | ON | Dispatch-Import | FuelCost | 0 | [6 empty] | 0.79031 | 0
LCP_Inputs_ON_Electric_2023_04_03 | 2026 | CH4 Import - WC 2050 | Import | Methane | ON | Dispatch-Import | VOM | 0 | [6 empty] | 0.79031 | 0
LCP_Inputs_ON_Electric_2023_04_03 | 2026 | CH4 Import - WC 2050 | Import | Methane | PJ | Dispatch-Import | EmissionsCost | 0 | [6 empty] | 0.79031 | 0
LCP_Inputs_ON_Electric_2023_04_03 | 2026 | CH4 Import - WC 2050 | Import | Methane | PJ | Dispatch-Import | FuelCost | 0 | [6 empty] | 0.79031 | 0
LCP_Inputs_ON_Electric_2023_04_03 | 2026 | CH4 Import - WC 2050 | Import | Methane | PJ | Dispatch-Import | VOM | 0 | [6 empty] | 0.79031 | 0
LCP_Inputs_ON_Electric_2023_04_03 | 2026 | CH4 Import - WC 2050 | Import | Methane | QC | Dispatch-Import | EmissionsCost | 0 | [6 empty] | 0.79031 | 0
LCP_Inputs_ON_Electric_2023_04_03 | 2026 | CH4 Import - WC 2050 | Import | Methane | QC | Dispatch-Import | FuelCost | 0 | [6 empty] | 0.79031 | 0
LCP_Inputs_ON_Electric_2023_04_03 | 2026 | CH4 Import - WC 2050 | Import | Methane | QC | Dispatch-Import | VOM | 0 | [6 empty] | 0.79031 | 0
LCP_Inputs_ON_Electric_2023_04_03 | 2026 | CH4 Import - WC 2050 | Import | Methane | WC | Dispatch-Import | EmissionsCost | 0 | [6 empty] | 0.79031 | 0
LCP_Inputs_ON_Electric_2023_04_03 | 2026 | CH4 Import - WC 2050 | Import | Methane | WC | Dispatch-Import | FuelCost | 0 | [6 empty] | 0.79031 | 0
LCP_Inputs_ON_Electric_2023_04_03 | 2026 | CH4 Import - WC 2050 | Import | Methane | WC | Dispatch-Import | VOM | 0 | [6 empty] | 0.79031 | 0
LCP_Inputs_ON_Electric_2023_04_03 | 2026 | CH4 Salt Cavern Storage - ON | Storage | Methane | MI | Dispatch-Storage | EmissionsCost | 0 | [6 empty] | 0.79031 | 0
LCP_Inputs_ON_Electric_2023_04_03 | 2026 | CH4 Salt Cavern Storage - ON | Storage | Methane | MI | Dispatch-Storage | FuelCost | 0 | [6 empty] | 0.79031 | 0
LCP_Inputs_ON_Electric_2023_04_03 | 2026 | CH4 Salt Cavern Storage - ON | Storage | Methane | MI | Dispatch-Storage | VOM | 0 | [6 empty] | 0.79031 | 0
LCP_Inputs_ON_Electric_2023_04_03 | 2026 | CH4 Salt Cavern Storage - ON | Storage | Methane | NY | Dispatch-Storage | EmissionsCost | 0 | [6 empty] | 0.79031 | 0
LCP_Inputs_ON_Electric_2023_04_03 | 2026 | CH4 Salt Cavern Storage - ON | Storage | Methane | NY | Dispatch-Storage | FuelCost | 0 | [6 empty] | 0.79031 | 0
LCP_Inputs_ON_Electric_2023_04_03 | 2026 | CH4 Salt Cavern Storage - ON | Storage | Methane | NY | Dispatch-Storage | VOM | 0 | [6 empty] | 0.79031 | 0
LCP_Inputs_ON_Electric_2023_04_03 | 2026 | CH4 Salt Cavern Storage - ON | Storage | Methane | ON | Dispatch-Storage | EmissionsCost | 0 | [6 empty] | 0.79031 | 0
LCP_Inputs_ON_Electric_2023_04_03 | 2026 | CH4 Salt Cavern Storage - ON | Storage | Methane | ON | Dispatch-Storage | FuelCost | 0 | [6 empty] | 0.79031 | 0
LCP_Inputs_ON_Electric_2023_04_03 | 2026 | CH4 Salt Cavern Storage - ON | Storage | Methane | ON | Dispatch-Storage | VOM | 691417.653 | [6 empty] | 0.79031 | 546437.4145
LCP_Inputs_ON_Electric_2023_04_03 | 2026 | CH4 Salt Cavern Storage - ON | Storage | Methane | PJ | Dispatch-Storage | EmissionsCost | 0 | [6 empty] | 0.79031 | 0
LCP_Inputs_ON_Electric_2023_04_03 | 2026 | CH4 Salt Cavern Storage - ON | Storage | Methane | PJ | Dispatch-Storage | FuelCost | 0 | [6 empty] | 0.79031 | 0
LCP_Inputs_ON_Electric_2023_04_03 | 2026 | CH4 Salt Cavern Storage - ON | Storage | Methane | PJ | Dispatch-Storage | VOM | 0 | [6 empty] | 0.79031 | 0
LCP_Inputs_ON_Electric_2023_04_03 | 2026 | CH4 Salt Cavern Storage - ON | Storage | Methane | QC | Dispatch-Storage | EmissionsCost | 0 | [6 empty] | 0.79031 | 0
LCP_Inputs_ON_Electric_2023_04_03 | 2026 | CH4 Salt Cavern Storage - ON | Storage | Methane | QC | Dispatch-Storage | FuelCost | 0 | [6 empty] | 0.79031 | 0
LCP_Inputs_ON_Electric_2023_04_03 | 2026 | CH4 Salt Cavern Storage - ON | Storage | Methane | QC | Dispatch-Storage | VOM | 0 | [6 empty] | 0.79031 | 0
LCP_Inputs_ON_Electric_2023_04_03 | 2026 | CH4 Salt Cavern Storage - ON | Storage | Methane | WC | Dispatch-Storage | EmissionsCost | 0 | [6 empty] | 0.79031 | 0
LCP_Inputs_ON_Electric_2023_04_03 | 2026 | CH4 Salt Cavern Storage - ON | Storage | Methane | WC | Dispatch-Storage | FuelCost | 0 | [6 empty] | 0.79031 | 0
LCP_Inputs_ON_Electric_2023_04_03 | 2026 | CH4 Salt Cavern Storage - ON | Storage | Methane | WC | Dispatch-Storage | VOM | 0 | [6 empty] | 0.79031 | 0
LCP_Inputs_ON_Electric_2023_04_03 | 2026 | Electrolyser 2020/2030 | Crossload | Hydrogen | MI | Dispatch-Crossload | EmissionsCost | 0 | [6 empty] | 0.79031 | 0
LCP_Inputs_ON_Electric_2023_04_03 | 2026 | Electrolyser 2020/2030 | Crossload | Hydrogen | MI | Dispatch-Crossload | FuelCost | 0 | [6 empty] | 0.79031 | 0
LCP_Inputs_ON_Electric_2023_04_03 | 2026 | Electrolyser 2020/2030 | Crossload | Hydrogen | MI | Dispatch-Crossload | VOM | 0 | [6 empty] | 0.79031 | 0
LCP_Inputs_ON_Electric_2023_04_03 | 2026 | Electrolyser 2020/2030 | Crossload | Hydrogen | NY | Dispatch-Crossload | EmissionsCost | 0 | [6 empty] | 0.79031 | 0
LCP_Inputs_ON_Electric_2023_04_03 | 2026 | Electrolyser 2020/2030 | Crossload | Hydrogen | NY | Dispatch-Crossload | FuelCost | 0 | [6 empty] | 0.79031 | 0
LCP_Inputs_ON_Electric_2023_04_03 | 2026 | Electrolyser 2020/2030 | Crossload | Hydrogen | NY | Dispatch-Crossload | VOM | 0 | [6 empty] | 0.79031 | 0
LCP_Inputs_ON_Electric_2023_04_03 | 2026 | Electrolyser 2020/2030 | Crossload | Hydrogen | ON | Dispatch-Crossload | EmissionsCost | 0 | [6 empty] | 0.79031 | 0
LCP_Inputs_ON_Electric_2023_04_03 | 2026 | Electrolyser 2020/2030 | Crossload | Hydrogen | ON | Dispatch-Crossload | FuelCost | 0 | [6 empty] | 0.79031 | 0
LCP_Inputs_ON_Electric_2023_04_03 | 2026 | Electrolyser 2020/2030 | Crossload | Hydrogen | ON | Dispatch-Crossload | VOM | 0 | [6 empty] | 0.79031 | 0
LCP_Inputs_ON_Electric_2023_04_03 | 2026 | Electrolyser 2020/2030 | Crossload | Hydrogen | PJ | Dispatch-Crossload | EmissionsCost | 0 | [6 empty] | 0.79031 | 0
LCP_Inputs_ON_Electric_2023_04_03 | 2026 | Electrolyser 2020/2030 | Crossload | Hydrogen | PJ | Dispatch-Crossload | FuelCost | 0 | [6 empty] | 0.79031 | 0
LCP_Inputs_ON_Electric_2023_04_03 | 2026 | Electrolyser 2020/2030 | Crossload | Hydrogen | PJ | Dispatch-Crossload | VOM | 0 | [6 empty] | 0.79031 | 0
LCP_Inputs_ON_Electric_2023_04_03 | 2026 | Electrolyser 2020/2030 | Crossload | Hydrogen | QC | Dispatch-Crossload | EmissionsCost | 0 | [6 empty] | 0.79031 | 0
LCP_Inputs_ON_Electric_2023_04_03 | 2026 | Electrolyser 2020/2030 | Crossload | Hydrogen | QC | Dispatch-Crossload | FuelCost | 0 | [6 empty] | 0.79031 | 0
LCP_Inputs_ON_Electric_2023_04_03 | 2026 | Electrolyser 2020/2030 | Crossload | Hydrogen | QC | Dispatch-Crossload | VOM | 0 | [6 empty] | 0.79031 | 0
LCP_Inputs_ON_Electric_2023_04_03 | 2026 | Electrolyser 2020/2030 | Crossload | Hydrogen | WC | Dispatch-Crossload | EmissionsCost | 0 | [6 empty] | 0.79031 | 0
LCP_Inputs_ON_Electric_2023_04_03 | 2026 | Electrolyser 2020/2030 | Crossload | Hydrogen | WC | Dispatch-Crossload | FuelCost | 0 | [6 empty] | 0.79031 | 0
LCP_Inputs_ON_Electric_2023_04_03 | 2026 | Electrolyser 2020/2030 | Crossload | Hydrogen | WC | Dispatch-Crossload | VOM | 0 | [6 empty] | 0.79031 | 0
LCP_Inputs_ON_Electric_2023_04_03 | 2026 | Electrolyser 2040 | Crossload | Hydrogen | MI | Dispatch-Crossload | EmissionsCost | 0 | [6 empty] | 0.79031 | 0
LCP_Inputs_ON_Electric_2023_04_03 | 2026 | Electrolyser 2040 | Crossload | Hydrogen | MI | Dispatch-Crossload | FuelCost | 0 | [6 empty] | 0.79031 | 0
LCP_Inputs_ON_Electric_2023_04_03 | 2026 | Electrolyser 2040 | Crossload | Hydrogen | MI | Dispatch-Crossload | VOM | 0 | [6 empty] | 0.79031 | 0
LCP_Inputs_ON_Electric_2023_04_03 | 2026 | Electrolyser 2040 | Crossload | Hydrogen | NY | Dispatch-Crossload | EmissionsCost | 0 | [6 empty] | 0.79031 | 0
LCP_Inputs_ON_Electric_2023_04_03 | 2026 | Electrolyser 2040 | Crossload | Hydrogen | NY | Dispatch-Crossload | FuelCost | 0 | [6 empty] | 0.79031 | 0
LCP_Inputs_ON_Electric_2023_04_03 | 2026 | Electrolyser 2040 | Crossload | Hydrogen | NY | Dispatch-Crossload | VOM | 0 | [6 empty] | 0.79031 | 0
LCP_Inputs_ON_Electric_2023_04_03 | 2026 | Electrolyser 2040 | Crossload | Hydrogen | ON | Dispatch-Crossload | EmissionsCost | 0 | [6 empty] | 0.79031 | 0
LCP_Inputs_ON_Electric_2023_04_03 | 2026 | Electrolyser 2040 | Crossload | Hydrogen | ON | Dispatch-Crossload | FuelCost | 0 | [6 empty] | 0.79031 | 0
LCP_Inputs_ON_Electric_2023_04_03 | 2026 | Electrolyser 2040 | Crossload | Hydrogen | ON | Dispatch-Crossload | VOM | 0 | [6 empty] | 0.79031 | 0
LCP_Inputs_ON_Electric_2023_04_03 | 2026 | Electrolyser 2040 | Crossload | Hydrogen | PJ | Dispatch-Crossload | EmissionsCost | 0 | [6 empty] | 0.79031 | 0
LCP_Inputs_ON_Electric_2023_04_03 | 2026 | Electrolyser 2040 | Crossload | Hydrogen | PJ | Dispatch-Crossload | FuelCost | 0 | [6 empty] | 0.79031 | 0
LCP_Inputs_ON_Electric_2023_04_03 | 2026 | Electrolyser 2040 | Crossload | Hydrogen | PJ | Dispatch-Crossload | VOM | 0 | [6 empty] | 0.79031 | 0
LCP_Inputs_ON_Electric_2023_04_03 | 2026 | Electrolyser 2040 | Crossload | Hydrogen | QC | Dispatch-Crossload | EmissionsCost | 0 | [6 empty] | 0.79031 | 0
LCP_Inputs_ON_Electric_2023_04_03 | 2026 | Electrolyser 2040 | Crossload | Hydrogen | QC | Dispatch-Crossload | FuelCost | 0 | [6 empty] | 0.79031 | 0
LCP_Inputs_ON_Electric_2023_04_03 | 2026 | Electrolyser 2040 | Crossload | Hydrogen | QC | Dispatch-Crossload | VOM | 0 | [6 empty] | 0.79031 | 0
LCP_Inputs_ON_Electric_2023_04_03 | 2026 | Electrolyser 2040 | Crossload | Hydrogen | WC | Dispatch-Crossload | EmissionsCost | 0 | [6 empty] | 0.79031 | 0
LCP_Inputs_ON_Electric_2023_04_03 | 2026 | Electrolyser 2040 | Crossload | Hydrogen | WC | Dispatch-Crossload | FuelCost | 0 | [6 empty] | 0.79031 | 0
LCP_Inputs_ON_Electric_2023_04_03 | 2026 | Electrolyser 2040 | Crossload | Hydrogen | WC | Dispatch-Crossload | VOM | 0 | [6 empty] | 0.79031 | 0
LCP_Inputs_ON_Electric_2023_04_03 | 2026 | Electrolyser 2050 | Crossload | Hydrogen | MI | Dispatch-Crossload | EmissionsCost | 0 | [6 empty] | 0.79031 | 0
LCP_Inputs_ON_Electric_2023_04_03 | 2026 | Electrolyser 2050 | Crossload | Hydrogen | MI | Dispatch-Crossload | FuelCost | 0 | [6 empty] | 0.79031 | 0
LCP_Inputs_ON_Electric_2023_04_03 | 2026 | Electrolyser 2050 | Crossload | Hydrogen | MI | Dispatch-Crossload | VOM | 0 | [6 empty] | 0.79031 | 0
LCP_Inputs_ON_Electric_2023_04_03 | 2026 | Electrolyser 2050 | Crossload | Hydrogen | NY | Dispatch-Crossload | EmissionsCost | 0 | [6 empty] | 0.79031 | 0
LCP_Inputs_ON_Electric_2023_04_03 | 2026 | Electrolyser 2050 | Crossload | Hydrogen | NY | Dispatch-Crossload | FuelCost | 0 | [6 empty] | 0.79031 | 0
LCP_Inputs_ON_Electric_2023_04_03 | 2026 | Electrolyser 2050 | Crossload | Hydrogen | NY | Dispatch-Crossload | VOM | 0 | [6 empty] | 0.79031 | 0
LCP_Inputs_ON_Electric_2023_04_03 | 2026 | Electrolyser 2050 | Crossload | Hydrogen | ON | Dispatch-Crossload | EmissionsCost | 0 | [6 empty] | 0.79031 | 0
LCP_Inputs_ON_Electric_2023_04_03 | 2026 | Electrolyser 2050 | Crossload | Hydrogen | ON | Dispatch-Crossload | FuelCost | 0 | [6 empty] | 0.79031 | 0
LCP_Inputs_ON_Electric_2023_04_03 | 2026 | Electrolyser 2050 | Crossload | Hydrogen | ON | Dispatch-Crossload | VOM | 0 | [6 empty] | 0.79031 | 0
LCP_Inputs_ON_Electric_2023_04_03 | 2026 | Electrolyser 2050 | Crossload | Hydrogen | PJ | Dispatch-Crossload | EmissionsCost | 0 | [6 empty] | 0.79031 | 0
LCP_Inputs_ON_Electric_2023_04_03 | 2026 | Electrolyser 2050 | Crossload | Hydrogen | PJ | Dispatch-Crossload | FuelCost | 0 | [6 empty] | 0.79031 | 0
LCP_Inputs_ON_Electric_2023_04_03 | 2026 | Electrolyser 2050 | Crossload | Hydrogen | PJ | Dispatch-Crossload | VOM | 0 | [6 empty] | 0.79031 | 0
LCP_Inputs_ON_Electric_2023_04_03 | 2026 | Electrolyser 2050 | Crossload | Hydrogen | QC | Dispatch-Crossload | EmissionsCost | 0 | [6 empty] | 0.79031 | 0
LCP_Inputs_ON_Electric_2023_04_03 | 2026 | Electrolyser 2050 | Crossload | Hydrogen | QC | Dispatch-Crossload | FuelCost | 0 | [6 empty] | 0.79031 | 0
LCP_Inputs_ON_Electric_2023_04_03 | 2026 | Electrolyser 2050 | Crossload | Hydrogen | QC | Dispatch-Crossload | VOM | 0 | [6 empty] | 0.79031 | 0
LCP_Inputs_ON_Electric_2023_04_03 | 2026 | Electrolyser 2050 | Crossload | Hydrogen | WC | Dispatch-Crossload | EmissionsCost | 0 | [6 empty] | 0.79031 | 0
LCP_Inputs_ON_Electric_2023_04_03 | 2026 | Electrolyser 2050 | Crossload | Hydrogen | WC | Dispatch-Crossload | FuelCost | 0 | [6 empty] | 0.79031 | 0
LCP_Inputs_ON_Electric_2023_04_03 | 2026 | Electrolyser 2050 | Crossload | Hydrogen | WC | Dispatch-Crossload | VOM | 0 | [6 empty] | 0.79031 | 0
LCP_Inputs_ON_Electric_2023_04_03 | 2026 | Fossil Fuel Thermal (Coal, Peat, Oil) | Generation | Electricity | MI | Dispatch-Generation | EmissionsCost | 0 | [6 empty] | 0.79031 | 0
LCP_Inputs_ON_Electric_2023_04_03 | 2026 | Fossil Fuel Thermal (Coal, Peat, Oil) | Generation | Electricity | MI | Dispatch-Generation | FuelCost | 0 | [6 empty] | 0.79031 | 0
LCP_Inputs_ON_Electric_2023_04_03 | 2026 | Fossil Fuel Thermal (Coal, Peat, Oil) | Generation | Electricity | MI | Dispatch-Generation | VOM | 0 | [6 empty] | 0.79031 | 0
LCP_Inputs_ON_Electric_2023_04_03 | 2026 | Fossil Fuel Thermal (Coal, Peat, Oil) | Generation | Electricity | NY | Dispatch-Generation | EmissionsCost | 0 | [6 empty] | 0.79031 | 0
LCP_Inputs_ON_Electric_2023_04_03 | 2026 | Fossil Fuel Thermal (Coal, Peat, Oil) | Generation | Electricity | NY | Dispatch-Generation | FuelCost | 0 | [6 empty] | 0.79031 | 0
LCP_Inputs_ON_Electric_2023_04_03 | 2026 | Fossil Fuel Thermal (Coal, Peat, Oil) | Generation | Electricity | NY | Dispatch-Generation | VOM | 0 | [6 empty] | 0.79031 | 0
LCP_Inputs_ON_Electric_2023_04_03 | 2026 | Fossil Fuel Thermal (Coal, Peat, Oil) | Generation | Electricity | ON | Dispatch-Generation | EmissionsCost | 0 | [6 empty] | 0.79031 | 0
LCP_Inputs_ON_Electric_2023_04_03 | 2026 | Fossil Fuel Thermal (Coal, Peat, Oil) | Generation | Electricity | ON | Dispatch-Generation | FuelCost | 0 | [6 empty] | 0.79031 | 0
LCP_Inputs_ON_Electric_2023_04_03 | 2026 | Fossil Fuel Thermal (Coal, Peat, Oil) | Generation | Electricity | ON | Dispatch-Generation | VOM | 0 | [6 empty] | 0.79031 | 0
LCP_Inputs_ON_Electric_2023_04_03 | 2026 | Fossil Fuel Thermal (Coal, Peat, Oil) | Generation | Electricity | PJ | Dispatch-Generation | EmissionsCost | 0 | [6 empty] | 0.79031 | 0
LCP_Inputs_ON_Electric_2023_04_03 | 2026 | Fossil Fuel Thermal (Coal, Peat, Oil) | Generation | Electricity | PJ | Dispatch-Generation | FuelCost | 0 | [6 empty] | 0.79031 | 0
LCP_Inputs_ON_Electric_2023_04_03 | 2026 | Fossil Fuel Thermal (Coal, Peat, Oil) | Generation | Electricity | PJ | Dispatch-Generation | VOM | 0 | [6 empty] | 0.79031 | 0
LCP_Inputs_ON_Electric_2023_04_03 | 2026 | Fossil Fuel Thermal (Coal, Peat, Oil) | Generation | Electricity | QC | Dispatch-Generation | EmissionsCost | 0 | [6 empty] | 0.79031 | 0
LCP_Inputs_ON_Electric_2023_04_03 | 2026 | Fossil Fuel Thermal (Coal, Peat, Oil) | Generation | Electricity | QC | Dispatch-Generation | FuelCost | 0 | [6 empty] | 0.79031 | 0
LCP_Inputs_ON_Electric_2023_04_03 | 2026 | Fossil Fuel Thermal (Coal, Peat, Oil) | Generation | Electricity | QC | Dispatch-Generation | VOM | 0 | [6 empty] | 0.79031 | 0
LCP_Inputs_ON_Electric_2023_04_03 | 2026 | Fossil Fuel Thermal (Coal, Peat, Oil) | Generation | Electricity | WC | Dispatch-Generation | EmissionsCost | 0 | [6 empty] | 0.79031 | 0
LCP_Inputs_ON_Electric_2023_04_03 | 2026 | Fossil Fuel Thermal (Coal, Peat, Oil) | Generation | Electricity | WC | Dispatch-Generation | FuelCost | 0 | [6 empty] | 0.79031 | 0
LCP_Inputs_ON_Electric_2023_04_03 | 2026 | Fossil Fuel Thermal (Coal, Peat, Oil) | Generation | Electricity | WC | Dispatch-Generation | VOM | 0 | [6 empty] | 0.79031 | 0
LCP_Inputs_ON_Electric_2023_04_03 | 2026 | Generic - Generator | Generation | Electricity | MI | Dispatch-Generation | EmissionsCost | 0 | [6 empty] | 0.79031 | 0
LCP_Inputs_ON_Electric_2023_04_03 | 2026 | Generic - Generator | Generation | Electricity | MI | Dispatch-Generation | FuelCost | 3913159882.2025 | [6 empty] | 0.79031 | 3092627096.4091
LCP_Inputs_ON_Electric_2023_04_03 | 2026 | Generic - Generator | Generation | Electricity | MI | Dispatch-Generation | VOM | 404848820.8371 | [6 empty] | 0.79031 | 319957903.8323
LCP_Inputs_ON_Electric_2023_04_03 | 2026 | Generic - Generator | Generation | Electricity | NY | Dispatch-Generation | EmissionsCost | 0 | [6 empty] | 0.79031 | 0
LCP_Inputs_ON_Electric_2023_04_03 | 2026 | Generic - Generator | Generation | Electricity | NY | Dispatch-Generation | FuelCost | 1634016854.2376 | [6 empty] | 0.79031 | 1291387255.1918
LCP_Inputs_ON_Electric_2023_04_03 | 2026 | Generic - Generator | Generation | Electricity | NY | Dispatch-Generation | VOM | 169052585.7823 | [6 empty] | 0.79031 | 133604714.156
LCP_Inputs_ON_Electric_2023_04_03 | 2026 | Generic - Generator | Generation | Electricity | ON | Dispatch-Generation | EmissionsCost | 0 | [6 empty] | 0.79031 | 0
LCP_Inputs_ON_Electric_2023_04_03 | 2026 | Generic - Generator | Generation | Electricity | ON | Dispatch-Generation | FuelCost | 0 | [6 empty] | 0.79031 | 0
LCP_Inputs_ON_Electric_2023_04_03 | 2026 | Generic - Generator | Generation | Electricity | ON | Dispatch-Generation | VOM | 0 | [6 empty] | 0.79031 | 0
LCP_Inputs_ON_Electric_2023_04_03 | 2026 | Generic - Generator | Generation | Electricity | PJ | Dispatch-Generation | EmissionsCost | 0 | [6 empty] | 0.79031 | 0
LCP_Inputs_ON_Electric_2023_04_03 | 2026 | Generic - Generator | Generation | Electricity | PJ | Dispatch-Generation | FuelCost | 14422259590.9655 | [6 empty] | 0.79031 | 11398121248.591
LCP_Inputs_ON_Electric_2023_04_03 | 2026 | Generic - Generator | Generation | Electricity | PJ | Dispatch-Generation | VOM | 1492102281.7812 | [6 empty] | 0.79031 | 1179230107.1668
LCP_Inputs_ON_Electric_2023_04_03 | 2026 | Generic - Generator | Generation | Electricity | QC | Dispatch-Generation | EmissionsCost | 0 | [6 empty] | 0.79031 | 0
LCP_Inputs_ON_Electric_2023_04_03 | 2026 | Generic - Generator | Generation | Electricity | QC | Dispatch-Generation | FuelCost | 0 | [6 empty] | 0.79031 | 0
LCP_Inputs_ON_Electric_2023_04_03 | 2026 | Generic - Generator | Generation | Electricity | QC | Dispatch-Generation | VOM | 0 | [6 empty] | 0.79031 | 0
LCP_Inputs_ON_Electric_2023_04_03 | 2026 | Generic - Generator | Generation | Electricity | WC | Dispatch-Generation | EmissionsCost | 0 | [6 empty] | 0.79031 | 0
LCP_Inputs_ON_Electric_2023_04_03 | 2026 | Generic - Generator | Generation | Electricity | WC | Dispatch-Generation | FuelCost | 1069473.0011 | [6 empty] | 0.79031 | 845220.0476
LCP_Inputs_ON_Electric_2023_04_03 | 2026 | Generic - Generator | Generation | Electricity | WC | Dispatch-Generation | VOM | 110645.8454 | [6 empty] | 0.79031 | 87445.0188
LCP_Inputs_ON_Electric_2023_04_03 | 2026 | H2 Import - QC | Import | Hydrogen | MI | Dispatch-Import | EmissionsCost | 0 | [6 empty] | 0.79031 | 0
LCP_Inputs_ON_Electric_2023_04_03 | 2026 | H2 Import - QC | Import | Hydrogen | MI | Dispatch-Import | FuelCost | 0 | [6 empty] | 0.79031 | 0
LCP_Inputs_ON_Electric_2023_04_03 | 2026 | H2 Import - QC | Import | Hydrogen | MI | Dispatch-Import | VOM | 0 | [6 empty] | 0.79031 | 0
LCP_Inputs_ON_Electric_2023_04_03 | 2026 | H2 Import - QC | Import | Hydrogen | NY | Dispatch-Import | EmissionsCost | 0 | [6 empty] | 0.79031 | 0
LCP_Inputs_ON_Electric_2023_04_03 | 2026 | H2 Import - QC | Import | Hydrogen | NY | Dispatch-Import | FuelCost | 0 | [6 empty] | 0.79031 | 0
LCP_Inputs_ON_Electric_2023_04_03 | 2026 | H2 Import - QC | Import | Hydrogen | NY | Dispatch-Import | VOM | 0 | [6 empty] | 0.79031 | 0
LCP_Inputs_ON_Electric_2023_04_03 | 2026 | H2 Import - QC | Import | Hydrogen | ON | Dispatch-Import | EmissionsCost | 0 | [6 empty] | 0.79031 | 0
LCP_Inputs_ON_Electric_2023_04_03 | 2026 | H2 Import - QC | Import | Hydrogen | ON | Dispatch-Import | FuelCost | 0 | [6 empty] | 0.79031 | 0
LCP_Inputs_ON_Electric_2023_04_03 | 2026 | H2 Import - QC | Import | Hydrogen | ON | Dispatch-Import | VOM | 0 | [6 empty] | 0.79031 | 0
LCP_Inputs_ON_Electric_2023_04_03 | 2026 | H2 Import - QC | Import | Hydrogen | PJ | Dispatch-Import | EmissionsCost | 0 | [6 empty] | 0.79031 | 0
LCP_Inputs_ON_Electric_2023_04_03 | 2026 | H2 Import - QC | Import | Hydrogen | PJ | Dispatch-Import | FuelCost | 0 | [6 empty] | 0.79031 | 0
LCP_Inputs_ON_Electric_2023_04_03 | 2026 | H2 Import - QC | Import | Hydrogen | PJ | Dispatch-Import | VOM | 0 | [6 empty] | 0.79031 | 0
LCP_Inputs_ON_Electric_2023_04_03 | 2026 | H2 Import - QC | Import | Hydrogen | QC | Dispatch-Import | EmissionsCost | 0 | [6 empty] | 0.79031 | 0
LCP_Inputs_ON_Electric_2023_04_03 | 2026 | H2 Import - QC | Import | Hydrogen | QC | Dispatch-Import | FuelCost | 0 | [6 empty] | 0.79031 | 0
LCP_Inputs_ON_Electric_2023_04_03 | 2026 | H2 Import - QC | Import | Hydrogen | QC | Dispatch-Import | VOM | 0 | [6 empty] | 0.79031 | 0
LCP_Inputs_ON_Electric_2023_04_03 | 2026 | H2 Import - QC | Import | Hydrogen | WC | Dispatch-Import | EmissionsCost | 0 | [6 empty] | 0.79031 | 0
LCP_Inputs_ON_Electric_2023_04_03 | 2026 | H2 Import - QC | Import | Hydrogen | WC | Dispatch-Import | FuelCost | 0 | [6 empty] | 0.79031 | 0
LCP_Inputs_ON_Electric_2023_04_03 | 2026 | H2 Import - QC | Import | Hydrogen | WC | Dispatch-Import | VOM | 0 | [6 empty] | 0.79031 | 0
LCP_Inputs_ON_Electric_2023_04_03 | 2026 | H2 Import - WC | Import | Hydrogen | MI | Dispatch-Import | EmissionsCost | 0 | [6 empty] | 0.79031 | 0
LCP_Inputs_ON_Electric_2023_04_03 | 2026 | H2 Import - WC | Import | Hydrogen | MI | Dispatch-Import | FuelCost | 0 | [6 empty] | 0.79031 | 0
LCP_Inputs_ON_Electric_2023_04_03 | 2026 | H2 Import - WC | Import | Hydrogen | MI | Dispatch-Import | VOM | 0 | [6 empty] | 0.79031 | 0
LCP_Inputs_ON_Electric_2023_04_03 | 2026 | H2 Import - WC | Import | Hydrogen | NY | Dispatch-Import | EmissionsCost | 0 | [6 empty] | 0.79031 | 0
LCP_Inputs_ON_Electric_2023_04_03 | 2026 | H2 Import - WC | Import | Hydrogen | NY | Dispatch-Import | FuelCost | 0 | [6 empty] | 0.79031 | 0
LCP_Inputs_ON_Electric_2023_04_03 | 2026 | H2 Import - WC | Import | Hydrogen | NY | Dispatch-Import | VOM | 0 | [6 empty] | 0.79031 | 0
LCP_Inputs_ON_Electric_2023_04_03 | 2026 | H2 Import - WC | Import | Hydrogen | ON | Dispatch-Import | EmissionsCost | 0 | [6 empty] | 0.79031 | 0
LCP_Inputs_ON_Electric_2023_04_03 | 2026 | H2 Import - WC | Import | Hydrogen | ON | Dispatch-Import | FuelCost | 0 | [6 empty] | 0.79031 | 0
LCP_Inputs_ON_Electric_2023_04_03 | 2026 | H2 Import - WC | Import | Hydrogen | ON | Dispatch-Import | VOM | 0 | [6 empty] | 0.79031 | 0
LCP_Inputs_ON_Electric_2023_04_03 | 2026 | H2 Import - WC | Import | Hydrogen | PJ | Dispatch-Import | EmissionsCost | 0 | [6 empty] | 0.79031 | 0
LCP_Inputs_ON_Electric_2023_04_03 | 2026 | H2 Import - WC | Import | Hydrogen | PJ | Dispatch-Import | FuelCost | 0 | [6 empty] | 0.79031 | 0
LCP_Inputs_ON_Electric_2023_04_03 | 2026 | H2 Import - WC | Import | Hydrogen | PJ | Dispatch-Import | VOM | 0 | [6 empty] | 0.79031 | 0
LCP_Inputs_ON_Electric_2023_04_03 | 2026 | H2 Import - WC | Import | Hydrogen | QC | Dispatch-Import | EmissionsCost | 0 | [6 empty] | 0.79031 | 0
LCP_Inputs_ON_Electric_2023_04_03 | 2026 | H2 Import - WC | Import | Hydrogen | QC | Dispatch-Import | FuelCost | 0 | [6 empty] | 0.79031 | 0
LCP_Inputs_ON_Electric_2023_04_03 | 2026 | H2 Import - WC | Import | Hydrogen | QC | Dispatch-Import | VOM | 0 | [6 empty] | 0.79031 | 0
LCP_Inputs_ON_Electric_2023_04_03 | 2026 | H2 Import - WC | Import | Hydrogen | WC | Dispatch-Import | EmissionsCost | 0 | [6 empty] | 0.79031 | 0
LCP_Inputs_ON_Electric_2023_04_03 | 2026 | H2 Import - WC | Import | Hydrogen | WC | Dispatch-Import | FuelCost | 0 | [6 empty] | 0.79031 | 0
LCP_Inputs_ON_Electric_2023_04_03 | 2026 | H2 Import - WC | Import | Hydrogen | WC | Dispatch-Import | VOM | 0 | [6 empty] | 0.79031 | 0
LCP_Inputs_ON_Electric_2023_04_03 | 2026 | H2 Salt Cavern Storage - ON | Storage | Hydrogen | MI | Dispatch-Storage | EmissionsCost | 0 | [6 empty] | 0.79031 | 0
LCP_Inputs_ON_Electric_2023_04_03 | 2026 | H2 Salt Cavern Storage - ON | Storage | Hydrogen | MI | Dispatch-Storage | FuelCost | 0 | [6 empty] | 0.79031 | 0
LCP_Inputs_ON_Electric_2023_04_03 | 2026 | H2 Salt Cavern Storage - ON | Storage | Hydrogen | MI | Dispatch-Storage | VOM | 0 | [6 empty] | 0.79031 | 0
LCP_Inputs_ON_Electric_2023_04_03 | 2026 | H2 Salt Cavern Storage - ON | Storage | Hydrogen | NY | Dispatch-Storage | EmissionsCost | 0 | [6 empty] | 0.79031 | 0
LCP_Inputs_ON_Electric_2023_04_03 | 2026 | H2 Salt Cavern Storage - ON | Storage | Hydrogen | NY | Dispatch-Storage | FuelCost | 0 | [6 empty] | 0.79031 | 0
LCP_Inputs_ON_Electric_2023_04_03 | 2026 | H2 Salt Cavern Storage - ON | Storage | Hydrogen | NY | Dispatch-Storage | VOM | 0 | [6 empty] | 0.79031 | 0
LCP_Inputs_ON_Electric_2023_04_03 | 2026 | H2 Salt Cavern Storage - ON | Storage | Hydrogen | ON | Dispatch-Storage | EmissionsCost | 0 | [6 empty] | 0.79031 | 0
LCP_Inputs_ON_Electric_2023_04_03 | 2026 | H2 Salt Cavern Storage - ON | Storage | Hydrogen | ON | Dispatch-Storage | FuelCost | 0 | [6 empty] | 0.79031 | 0
LCP_Inputs_ON_Electric_2023_04_03 | 2026 | H2 Salt Cavern Storage - ON | Storage | Hydrogen | ON | Dispatch-Storage | VOM | 0 | [6 empty] | 0.79031 | 0
LCP_Inputs_ON_Electric_2023_04_03 | 2026 | H2 Salt Cavern Storage - ON | Storage | Hydrogen | PJ | Dispatch-Storage | EmissionsCost | 0 | [6 empty] | 0.79031 | 0
LCP_Inputs_ON_Electric_2023_04_03 | 2026 | H2 Salt Cavern Storage - ON | Storage | Hydrogen | PJ | Dispatch-Storage | FuelCost | 0 | [6 empty] | 0.79031 | 0
LCP_Inputs_ON_Electric_2023_04_03 | 2026 | H2 Salt Cavern Storage - ON | Storage | Hydrogen | PJ | Dispatch-Storage | VOM | 0 | [6 empty] | 0.79031 | 0
LCP_Inputs_ON_Electric_2023_04_03 | 2026 | H2 Salt Cavern Storage - ON | Storage | Hydrogen | QC | Dispatch-Storage | EmissionsCost | 0 | [6 empty] | 0.79031 | 0
LCP_Inputs_ON_Electric_2023_04_03 | 2026 | H2 Salt Cavern Storage - ON | Storage | Hydrogen | QC | Dispatch-Storage | FuelCost | 0 | [6 empty] | 0.79031 | 0
LCP_Inputs_ON_Electric_2023_04_03 | 2026 | H2 Salt Cavern Storage - ON | Storage | Hydrogen | QC | Dispatch-Storage | VOM | 0 | [6 empty] | 0.79031 | 0
LCP_Inputs_ON_Electric_2023_04_03 | 2026 | H2 Salt Cavern Storage - ON | Storage | Hydrogen | WC | Dispatch-Storage | EmissionsCost | 0 | [6 empty] | 0.79031 | 0
LCP_Inputs_ON_Electric_2023_04_03 | 2026 | H2 Salt Cavern Storage - ON | Storage | Hydrogen | WC | Dispatch-Storage | FuelCost | 0 | [6 empty] | 0.79031 | 0
LCP_Inputs_ON_Electric_2023_04_03 | 2026 | H2 Salt Cavern Storage - ON | Storage | Hydrogen | WC | Dispatch-Storage | VOM | 0 | [6 empty] | 0.79031 | 0
LCP_Inputs_ON_Electric_2023_04_03 | 2026 | Hydro | Generation | Electricity | MI | Dispatch-Generation | EmissionsCost | 0 | [6 empty] | 0.79031 | 0
LCP_Inputs_ON_Electric_2023_04_03 | 2026 | Hydro | Generation | Electricity | MI | Dispatch-Generation | FuelCost | 0 | [6 empty] | 0.79031 | 0
LCP_Inputs_ON_Electric_2023_04_03 | 2026 | Hydro | Generation | Electricity | MI | Dispatch-Generation | VOM | 0 | [6 empty] | 0.79031 | 0
LCP_Inputs_ON_Electric_2023_04_03 | 2026 | Hydro | Generation | Electricity | NY | Dispatch-Generation | EmissionsCost | 0 | [6 empty] | 0.79031 | 0
LCP_Inputs_ON_Electric_2023_04_03 | 2026 | Hydro | Generation | Electricity | NY | Dispatch-Generation | FuelCost | 0 | [6 empty] | 0.79031 | 0
LCP_Inputs_ON_Electric_2023_04_03 | 2026 | Hydro | Generation | Electricity | NY | Dispatch-Generation | VOM | 0 | [6 empty] | 0.79031 | 0
LCP_Inputs_ON_Electric_2023_04_03 | 2026 | Hydro | Generation | Electricity | ON | Dispatch-Generation | EmissionsCost | 0 | [6 empty] | 0.79031 | 0
LCP_Inputs_ON_Electric_2023_04_03 | 2026 | Hydro | Generation | Electricity | ON | Dispatch-Generation | FuelCost | 0 | [6 empty] | 0.79031 | 0
LCP_Inputs_ON_Electric_2023_04_03 | 2026 | Hydro | Generation | Electricity | ON | Dispatch-Generation | VOM | 0 | [6 empty] | 0.79031 | 0
LCP_Inputs_ON_Electric_2023_04_03 | 2026 | Hydro | Generation | Electricity | PJ | Dispatch-Generation | EmissionsCost | 0 | [6 empty] | 0.79031 | 0
LCP_Inputs_ON_Electric_2023_04_03 | 2026 | Hydro | Generation | Electricity | PJ | Dispatch-Generation | FuelCost | 0 | [6 empty] | 0.79031 | 0
LCP_Inputs_ON_Electric_2023_04_03 | 2026 | Hydro | Generation | Electricity | PJ | Dispatch-Generation | VOM | 0 | [6 empty] | 0.79031 | 0
LCP_Inputs_ON_Electric_2023_04_03 | 2026 | Hydro | Generation | Electricity | QC | Dispatch-Generation | EmissionsCost | 0 | [6 empty] | 0.79031 | 0
LCP_Inputs_ON_Electric_2023_04_03 | 2026 | Hydro | Generation | Electricity | QC | Dispatch-Generation | FuelCost | 0 | [6 empty] | 0.79031 | 0
LCP_Inputs_ON_Electric_2023_04_03 | 2026 | Hydro | Generation | Electricity | QC | Dispatch-Generation | VOM | 0 | [6 empty] | 0.79031 | 0
LCP_Inputs_ON_Electric_2023_04_03 | 2026 | Hydro | Generation | Electricity | WC | Dispatch-Generation | EmissionsCost | 0 | [6 empty] | 0.79031 | 0
LCP_Inputs_ON_Electric_2023_04_03 | 2026 | Hydro | Generation | Electricity | WC | Dispatch-Generation | FuelCost | 0 | [6 empty] | 0.79031 | 0
LCP_Inputs_ON_Electric_2023_04_03 | 2026 | Hydro | Generation | Electricity | WC | Dispatch-Generation | VOM | 0 | [6 empty] | 0.79031 | 0
LCP_Inputs_ON_Electric_2023_04_03 | 2026 | Hydro Pumped Storage | Storage | Electricity | MI | Dispatch-Storage | EmissionsCost | 0 | [6 empty] | 0.79031 | 0
LCP_Inputs_ON_Electric_2023_04_03 | 2026 | Hydro Pumped Storage | Storage | Electricity | MI | Dispatch-Storage | FuelCost | 0 | [6 empty] | 0.79031 | 0
LCP_Inputs_ON_Electric_2023_04_03 | 2026 | Hydro Pumped Storage | Storage | Electricity | MI | Dispatch-Storage | VOM | 0 | [6 empty] | 0.79031 | 0
LCP_Inputs_ON_Electric_2023_04_03 | 2026 | Hydro Pumped Storage | Storage | Electricity | NY | Dispatch-Storage | EmissionsCost | 0 | [6 empty] | 0.79031 | 0
LCP_Inputs_ON_Electric_2023_04_03 | 2026 | Hydro Pumped Storage | Storage | Electricity | NY | Dispatch-Storage | FuelCost | 0 | [6 empty] | 0.79031 | 0
LCP_Inputs_ON_Electric_2023_04_03 | 2026 | Hydro Pumped Storage | Storage | Electricity | NY | Dispatch-Storage | VOM | 0 | [6 empty] | 0.79031 | 0
LCP_Inputs_ON_Electric_2023_04_03 | 2026 | Hydro Pumped Storage | Storage | Electricity | ON | Dispatch-Storage | EmissionsCost | 0 | [6 empty] | 0.79031 | 0
LCP_Inputs_ON_Electric_2023_04_03 | 2026 | Hydro Pumped Storage | Storage | Electricity | ON | Dispatch-Storage | FuelCost | 0 | [6 empty] | 0.79031 | 0
LCP_Inputs_ON_Electric_2023_04_03 | 2026 | Hydro Pumped Storage | Storage | Electricity | ON | Dispatch-Storage | VOM | 0 | [6 empty] | 0.79031 | 0
LCP_Inputs_ON_Electric_2023_04_03 | 2026 | Hydro Pumped Storage | Storage | Electricity | PJ | Dispatch-Storage | EmissionsCost | 0 | [6 empty] | 0.79031 | 0
LCP_Inputs_ON_Electric_2023_04_03 | 2026 | Hydro Pumped Storage | Storage | Electricity | PJ | Dispatch-Storage | FuelCost | 0 | [6 empty] | 0.79031 | 0
LCP_Inputs_ON_Electric_2023_04_03 | 2026 | Hydro Pumped Storage | Storage | Electricity | PJ | Dispatch-Storage | VOM | 0 | [6 empty] | 0.79031 | 0
LCP_Inputs_ON_Electric_2023_04_03 | 2026 | Hydro Pumped Storage | Storage | Electricity | QC | Dispatch-Storage | EmissionsCost | 0 | [6 empty] | 0.79031 | 0
LCP_Inputs_ON_Electric_2023_04_03 | 2026 | Hydro Pumped Storage | Storage | Electricity | QC | Dispatch-Storage | FuelCost | 0 | [6 empty] | 0.79031 | 0
LCP_Inputs_ON_Electric_2023_04_03 | 2026 | Hydro Pumped Storage | Storage | Electricity | QC | Dispatch-Storage | VOM | 0 | [6 empty] | 0.79031 | 0
LCP_Inputs_ON_Electric_2023_04_03 | 2026 | Hydro Pumped Storage | Storage | Electricity | WC | Dispatch-Storage | EmissionsCost | 0 | [6 empty] | 0.79031 | 0
LCP_Inputs_ON_Electric_2023_04_03 | 2026 | Hydro Pumped Storage | Storage | Electricity | WC | Dispatch-Storage | FuelCost | 0 | [6 empty] | 0.79031 | 0
LCP_Inputs_ON_Electric_2023_04_03 | 2026 | Hydro Pumped Storage | Storage | Electricity | WC | Dispatch-Storage | VOM | 0 | [6 empty] | 0.79031 | 0
LCP_Inputs_ON_Electric_2023_04_03 | 2026 | Nuclear | Generation | Electricity | MI | Dispatch-Generation | EmissionsCost | 0 | [6 empty] | 0.79031 | 0
LCP_Inputs_ON_Electric_2023_04_03 | 2026 | Nuclear | Generation | Electricity | MI | Dispatch-Generation | FuelCost | 0 | [6 empty] | 0.79031 | 0
LCP_Inputs_ON_Electric_2023_04_03 | 2026 | Nuclear | Generation | Electricity | MI | Dispatch-Generation | VOM | 3301336446.912 | [6 empty] | 0.79031 | 2609094148.3169
LCP_Inputs_ON_Electric_2023_04_03 | 2026 | Nuclear | Generation | Electricity | NY | Dispatch-Generation | EmissionsCost | 0 | [6 empty] | 0.79031 | 0
LCP_Inputs_ON_Electric_2023_04_03 | 2026 | Nuclear | Generation | Electricity | NY | Dispatch-Generation | FuelCost | 0 | [6 empty] | 0.79031 | 0
LCP_Inputs_ON_Electric_2023_04_03 | 2026 | Nuclear | Generation | Electricity | NY | Dispatch-Generation | VOM | 2246155230.144 | [6 empty] | 0.79031 | 1775169105.4275
LCP_Inputs_ON_Electric_2023_04_03 | 2026 | Nuclear | Generation | Electricity | ON | Dispatch-Generation | EmissionsCost | 0 | [6 empty] | 0.79031 | 0
LCP_Inputs_ON_Electric_2023_04_03 | 2026 | Nuclear | Generation | Electricity | ON | Dispatch-Generation | FuelCost | 0 | [6 empty] | 0.79031 | 0
LCP_Inputs_ON_Electric_2023_04_03 | 2026 | Nuclear | Generation | Electricity | ON | Dispatch-Generation | VOM | 8790266640.96 | [6 empty] | 0.79031 | 6947075411.3918
LCP_Inputs_ON_Electric_2023_04_03 | 2026 | Nuclear | Generation | Electricity | PJ | Dispatch-Generation | EmissionsCost | 0 | [6 empty] | 0.79031 | 0
LCP_Inputs_ON_Electric_2023_04_03 | 2026 | Nuclear | Generation | Electricity | PJ | Dispatch-Generation | FuelCost | 0 | [6 empty] | 0.79031 | 0
LCP_Inputs_ON_Electric_2023_04_03 | 2026 | Nuclear | Generation | Electricity | PJ | Dispatch-Generation | VOM | 9110487814.4448 | [6 empty] | 0.79031 | 7200150856.2432
LCP_Inputs_ON_Electric_2023_04_03 | 2026 | Nuclear | Generation | Electricity | QC | Dispatch-Generation | EmissionsCost | 0 | [6 empty] | 0.79031 | 0
LCP_Inputs_ON_Electric_2023_04_03 | 2026 | Nuclear | Generation | Electricity | QC | Dispatch-Generation | FuelCost | 0 | [6 empty] | 0.79031 | 0
LCP_Inputs_ON_Electric_2023_04_03 | 2026 | Nuclear | Generation | Electricity | QC | Dispatch-Generation | VOM | 0 | [6 empty] | 0.79031 | 0
LCP_Inputs_ON_Electric_2023_04_03 | 2026 | Nuclear | Generation | Electricity | WC | Dispatch-Generation | EmissionsCost | 0 | [6 empty] | 0.79031 | 0
LCP_Inputs_ON_Electric_2023_04_03 | 2026 | Nuclear | Generation | Electricity | WC | Dispatch-Generation | FuelCost | 0 | [6 empty] | 0.79031 | 0
LCP_Inputs_ON_Electric_2023_04_03 | 2026 | Nuclear | Generation | Electricity | WC | Dispatch-Generation | VOM | 0 | [6 empty] | 0.79031 | 0
LCP_Inputs_ON_Electric_2023_04_03 | 2026 | Nuclear SMR | Generation | Electricity | MI | Dispatch-Generation | EmissionsCost | 0 | [6 empty] | 0.79031 | 0
LCP_Inputs_ON_Electric_2023_04_03 | 2026 | Nuclear SMR | Generation | Electricity | MI | Dispatch-Generation | FuelCost | 0 | [6 empty] | 0.79031 | 0
LCP_Inputs_ON_Electric_2023_04_03 | 2026 | Nuclear SMR | Generation | Electricity | MI | Dispatch-Generation | VOM | 0 | [6 empty] | 0.79031 | 0
LCP_Inputs_ON_Electric_2023_04_03 | 2026 | Nuclear SMR | Generation | Electricity | NY | Dispatch-Generation | EmissionsCost | 0 | [6 empty] | 0.79031 | 0
LCP_Inputs_ON_Electric_2023_04_03 | 2026 | Nuclear SMR | Generation | Electricity | NY | Dispatch-Generation | FuelCost | 0 | [6 empty] | 0.79031 | 0
LCP_Inputs_ON_Electric_2023_04_03 | 2026 | Nuclear SMR | Generation | Electricity | NY | Dispatch-Generation | VOM | 0 | [6 empty] | 0.79031 | 0
LCP_Inputs_ON_Electric_2023_04_03 | 2026 | Nuclear SMR | Generation | Electricity | ON | Dispatch-Generation | EmissionsCost | 0 | [6 empty] | 0.79031 | 0
LCP_Inputs_ON_Electric_2023_04_03 | 2026 | Nuclear SMR | Generation | Electricity | ON | Dispatch-Generation | FuelCost | 0 | [6 empty] | 0.79031 | 0
LCP_Inputs_ON_Electric_2023_04_03 | 2026 | Nuclear SMR | Generation | Electricity | ON | Dispatch-Generation | VOM | 0 | [6 empty] | 0.79031 | 0
LCP_Inputs_ON_Electric_2023_04_03 | 2026 | Nuclear SMR | Generation | Electricity | PJ | Dispatch-Generation | EmissionsCost | 0 | [6 empty] | 0.79031 | 0
LCP_Inputs_ON_Electric_2023_04_03 | 2026 | Nuclear SMR | Generation | Electricity | PJ | Dispatch-Generation | FuelCost | 0 | [6 empty] | 0.79031 | 0
LCP_Inputs_ON_Electric_2023_04_03 | 2026 | Nuclear SMR | Generation | Electricity | PJ | Dispatch-Generation | VOM | 0 | [6 empty] | 0.79031 | 0
LCP_Inputs_ON_Electric_2023_04_03 | 2026 | Nuclear SMR | Generation | Electricity | QC | Dispatch-Generation | EmissionsCost | 0 | [6 empty] | 0.79031 | 0
LCP_Inputs_ON_Electric_2023_04_03 | 2026 | Nuclear SMR | Generation | Electricity | QC | Dispatch-Generation | FuelCost | 0 | [6 empty] | 0.79031 | 0
LCP_Inputs_ON_Electric_2023_04_03 | 2026 | Nuclear SMR | Generation | Electricity | QC | Dispatch-Generation | VOM | 0 | [6 empty] | 0.79031 | 0
LCP_Inputs_ON_Electric_2023_04_03 | 2026 | Nuclear SMR | Generation | Electricity | WC | Dispatch-Generation | EmissionsCost | 0 | [6 empty] | 0.79031 | 0
LCP_Inputs_ON_Electric_2023_04_03 | 2026 | Nuclear SMR | Generation | Electricity | WC | Dispatch-Generation | FuelCost | 0 | [6 empty] | 0.79031 | 0
LCP_Inputs_ON_Electric_2023_04_03 | 2026 | Nuclear SMR | Generation | Electricity | WC | Dispatch-Generation | VOM | 0 | [6 empty] | 0.79031 | 0
LCP_Inputs_ON_Electric_2023_04_03 | 2026 | O/CCGT - CH4 Existing | Crossload | Electricity | MI | Dispatch-Crossload | EmissionsCost | 0 | [6 empty] | 0.79031 | 0
LCP_Inputs_ON_Electric_2023_04_03 | 2026 | O/CCGT - CH4 Existing | Crossload | Electricity | MI | Dispatch-Crossload | FuelCost | 0 | [6 empty] | 0.79031 | 0
LCP_Inputs_ON_Electric_2023_04_03 | 2026 | O/CCGT - CH4 Existing | Crossload | Electricity | MI | Dispatch-Crossload | VOM | 0 | [6 empty] | 0.79031 | 0
LCP_Inputs_ON_Electric_2023_04_03 | 2026 | O/CCGT - CH4 Existing | Crossload | Electricity | NY | Dispatch-Crossload | EmissionsCost | 0 | [6 empty] | 0.79031 | 0
LCP_Inputs_ON_Electric_2023_04_03 | 2026 | O/CCGT - CH4 Existing | Crossload | Electricity | NY | Dispatch-Crossload | FuelCost | 0 | [6 empty] | 0.79031 | 0
LCP_Inputs_ON_Electric_2023_04_03 | 2026 | O/CCGT - CH4 Existing | Crossload | Electricity | NY | Dispatch-Crossload | VOM | 0 | [6 empty] | 0.79031 | 0
LCP_Inputs_ON_Electric_2023_04_03 | 2026 | O/CCGT - CH4 Existing | Crossload | Electricity | ON | Dispatch-Crossload | EmissionsCost | 0 | [6 empty] | 0.79031 | 0
LCP_Inputs_ON_Electric_2023_04_03 | 2026 | O/CCGT - CH4 Existing | Crossload | Electricity | ON | Dispatch-Crossload | FuelCost | 0 | [6 empty] | 0.79031 | 0
LCP_Inputs_ON_Electric_2023_04_03 | 2026 | O/CCGT - CH4 Existing | Crossload | Electricity | ON | Dispatch-Crossload | VOM | 0 | [6 empty] | 0.79031 | 0
LCP_Inputs_ON_Electric_2023_04_03 | 2026 | O/CCGT - CH4 Existing | Crossload | Electricity | PJ | Dispatch-Crossload | EmissionsCost | 0 | [6 empty] | 0.79031 | 0
LCP_Inputs_ON_Electric_2023_04_03 | 2026 | O/CCGT - CH4 Existing | Crossload | Electricity | PJ | Dispatch-Crossload | FuelCost | 0 | [6 empty] | 0.79031 | 0
LCP_Inputs_ON_Electric_2023_04_03 | 2026 | O/CCGT - CH4 Existing | Crossload | Electricity | PJ | Dispatch-Crossload | VOM | 0 | [6 empty] | 0.79031 | 0
LCP_Inputs_ON_Electric_2023_04_03 | 2026 | O/CCGT - CH4 Existing | Crossload | Electricity | QC | Dispatch-Crossload | EmissionsCost | 0 | [6 empty] | 0.79031 | 0
LCP_Inputs_ON_Electric_2023_04_03 | 2026 | O/CCGT - CH4 Existing | Crossload | Electricity | QC | Dispatch-Crossload | FuelCost | 0 | [6 empty] | 0.79031 | 0
LCP_Inputs_ON_Electric_2023_04_03 | 2026 | O/CCGT - CH4 Existing | Crossload | Electricity | QC | Dispatch-Crossload | VOM | 0 | [6 empty] | 0.79031 | 0
LCP_Inputs_ON_Electric_2023_04_03 | 2026 | O/CCGT - CH4 Existing | Crossload | Electricity | WC | Dispatch-Crossload | EmissionsCost | 0 | [6 empty] | 0.79031 | 0
LCP_Inputs_ON_Electric_2023_04_03 | 2026 | O/CCGT - CH4 Existing | Crossload | Electricity | WC | Dispatch-Crossload | FuelCost | 0 | [6 empty] | 0.79031 | 0
LCP_Inputs_ON_Electric_2023_04_03 | 2026 | O/CCGT - CH4 Existing | Crossload | Electricity | WC | Dispatch-Crossload | VOM | 0 | [6 empty] | 0.79031 | 0
LCP_Inputs_ON_Electric_2023_04_03 | 2026 | O/CCGT - CH4 New | Crossload | Electricity | MI | Dispatch-Crossload | EmissionsCost | 0 | [6 empty] | 0.79031 | 0
LCP_Inputs_ON_Electric_2023_04_03 | 2026 | O/CCGT - CH4 New | Crossload | Electricity | MI | Dispatch-Crossload | FuelCost | 0 | [6 empty] | 0.79031 | 0
LCP_Inputs_ON_Electric_2023_04_03 | 2026 | O/CCGT - CH4 New | Crossload | Electricity | MI | Dispatch-Crossload | VOM | 0 | [6 empty] | 0.79031 | 0
LCP_Inputs_ON_Electric_2023_04_03 | 2026 | O/CCGT - CH4 New | Crossload | Electricity | NY | Dispatch-Crossload | EmissionsCost | 0 | [6 empty] | 0.79031 | 0
LCP_Inputs_ON_Electric_2023_04_03 | 2026 | O/CCGT - CH4 New | Crossload | Electricity | NY | Dispatch-Crossload | FuelCost | 0 | [6 empty] | 0.79031 | 0
LCP_Inputs_ON_Electric_2023_04_03 | 2026 | O/CCGT - CH4 New | Crossload | Electricity | NY | Dispatch-Crossload | VOM | 0 | [6 empty] | 0.79031 | 0
LCP_Inputs_ON_Electric_2023_04_03 | 2026 | O/CCGT - CH4 New | Crossload | Electricity | ON | Dispatch-Crossload | EmissionsCost | 0 | [6 empty] | 0.79031 | 0
LCP_Inputs_ON_Electric_2023_04_03 | 2026 | O/CCGT - CH4 New | Crossload | Electricity | ON | Dispatch-Crossload | FuelCost | 0 | [6 empty] | 0.79031 | 0
LCP_Inputs_ON_Electric_2023_04_03 | 2026 | O/CCGT - CH4 New | Crossload | Electricity | ON | Dispatch-Crossload | VOM | 0 | [6 empty] | 0.79031 | 0
LCP_Inputs_ON_Electric_2023_04_03 | 2026 | O/CCGT - CH4 New | Crossload | Electricity | PJ | Dispatch-Crossload | EmissionsCost | 0 | [6 empty] | 0.79031 | 0
LCP_Inputs_ON_Electric_2023_04_03 | 2026 | O/CCGT - CH4 New | Crossload | Electricity | PJ | Dispatch-Crossload | FuelCost | 0 | [6 empty] | 0.79031 | 0
LCP_Inputs_ON_Electric_2023_04_03 | 2026 | O/CCGT - CH4 New | Crossload | Electricity | PJ | Dispatch-Crossload | VOM | 0 | [6 empty] | 0.79031 | 0
LCP_Inputs_ON_Electric_2023_04_03 | 2026 | O/CCGT - CH4 New | Crossload | Electricity | QC | Dispatch-Crossload | EmissionsCost | 0 | [6 empty] | 0.79031 | 0
LCP_Inputs_ON_Electric_2023_04_03 | 2026 | O/CCGT - CH4 New | Crossload | Electricity | QC | Dispatch-Crossload | FuelCost | 0 | [6 empty] | 0.79031 | 0
LCP_Inputs_ON_Electric_2023_04_03 | 2026 | O/CCGT - CH4 New | Crossload | Electricity | QC | Dispatch-Crossload | VOM | 0 | [6 empty] | 0.79031 | 0
LCP_Inputs_ON_Electric_2023_04_03 | 2026 | O/CCGT - CH4 New | Crossload | Electricity | WC | Dispatch-Crossload | EmissionsCost | 0 | [6 empty] | 0.79031 | 0
LCP_Inputs_ON_Electric_2023_04_03 | 2026 | O/CCGT - CH4 New | Crossload | Electricity | WC | Dispatch-Crossload | FuelCost | 0 | [6 empty] | 0.79031 | 0
LCP_Inputs_ON_Electric_2023_04_03 | 2026 | O/CCGT - CH4 New | Crossload | Electricity | WC | Dispatch-Crossload | VOM | 0 | [6 empty] | 0.79031 | 0
LCP_Inputs_ON_Electric_2023_04_03 | 2026 | O/CCGT - H2 New | Crossload | Electricity | MI | Dispatch-Crossload | EmissionsCost | 0 | [6 empty] | 0.79031 | 0
LCP_Inputs_ON_Electric_2023_04_03 | 2026 | O/CCGT - H2 New | Crossload | Electricity | MI | Dispatch-Crossload | FuelCost | 0 | [6 empty] | 0.79031 | 0
LCP_Inputs_ON_Electric_2023_04_03 | 2026 | O/CCGT - H2 New | Crossload | Electricity | MI | Dispatch-Crossload | VOM | 0 | [6 empty] | 0.79031 | 0
LCP_Inputs_ON_Electric_2023_04_03 | 2026 | O/CCGT - H2 New | Crossload | Electricity | NY | Dispatch-Crossload | EmissionsCost | 0 | [6 empty] | 0.79031 | 0
LCP_Inputs_ON_Electric_2023_04_03 | 2026 | O/CCGT - H2 New | Crossload | Electricity | NY | Dispatch-Crossload | FuelCost | 0 | [6 empty] | 0.79031 | 0
LCP_Inputs_ON_Electric_2023_04_03 | 2026 | O/CCGT - H2 New | Crossload | Electricity | NY | Dispatch-Crossload | VOM | 0 | [6 empty] | 0.79031 | 0
LCP_Inputs_ON_Electric_2023_04_03 | 2026 | O/CCGT - H2 New | Crossload | Electricity | ON | Dispatch-Crossload | EmissionsCost | 0 | [6 empty] | 0.79031 | 0
LCP_Inputs_ON_Electric_2023_04_03 | 2026 | O/CCGT - H2 New | Crossload | Electricity | ON | Dispatch-Crossload | FuelCost | 0 | [6 empty] | 0.79031 | 0
LCP_Inputs_ON_Electric_2023_04_03 | 2026 | O/CCGT - H2 New | Crossload | Electricity | ON | Dispatch-Crossload | VOM | 0 | [6 empty] | 0.79031 | 0
LCP_Inputs_ON_Electric_2023_04_03 | 2026 | O/CCGT - H2 New | Crossload | Electricity | PJ | Dispatch-Crossload | EmissionsCost | 0 | [6 empty] | 0.79031 | 0
LCP_Inputs_ON_Electric_2023_04_03 | 2026 | O/CCGT - H2 New | Crossload | Electricity | PJ | Dispatch-Crossload | FuelCost | 0 | [6 empty] | 0.79031 | 0
LCP_Inputs_ON_Electric_2023_04_03 | 2026 | O/CCGT - H2 New | Crossload | Electricity | PJ | Dispatch-Crossload | VOM | 0 | [6 empty] | 0.79031 | 0
LCP_Inputs_ON_Electric_2023_04_03 | 2026 | O/CCGT - H2 New | Crossload | Electricity | QC | Dispatch-Crossload | EmissionsCost | 0 | [6 empty] | 0.79031 | 0
LCP_Inputs_ON_Electric_2023_04_03 | 2026 | O/CCGT - H2 New | Crossload | Electricity | QC | Dispatch-Crossload | FuelCost | 0 | [6 empty] | 0.79031 | 0
LCP_Inputs_ON_Electric_2023_04_03 | 2026 | O/CCGT - H2 New | Crossload | Electricity | QC | Dispatch-Crossload | VOM | 0 | [6 empty] | 0.79031 | 0
LCP_Inputs_ON_Electric_2023_04_03 | 2026 | O/CCGT - H2 New | Crossload | Electricity | WC | Dispatch-Crossload | EmissionsCost | 0 | [6 empty] | 0.79031 | 0
LCP_Inputs_ON_Electric_2023_04_03 | 2026 | O/CCGT - H2 New | Crossload | Electricity | WC | Dispatch-Crossload | FuelCost | 0 | [6 empty] | 0.79031 | 0
LCP_Inputs_ON_Electric_2023_04_03 | 2026 | O/CCGT - H2 New | Crossload | Electricity | WC | Dispatch-Crossload | VOM | 0 | [6 empty] | 0.79031 | 0
LCP_Inputs_ON_Electric_2023_04_03 | 2026 | SMR CCS | Crossload | Hydrogen | MI | Dispatch-Crossload | EmissionsCost | 0 | [6 empty] | 0.79031 | 0
LCP_Inputs_ON_Electric_2023_04_03 | 2026 | SMR CCS | Crossload | Hydrogen | MI | Dispatch-Crossload | FuelCost | 0 | [6 empty] | 0.79031 | 0
LCP_Inputs_ON_Electric_2023_04_03 | 2026 | SMR CCS | Crossload | Hydrogen | MI | Dispatch-Crossload | VOM | 0 | [6 empty] | 0.79031 | 0
LCP_Inputs_ON_Electric_2023_04_03 | 2026 | SMR CCS | Crossload | Hydrogen | NY | Dispatch-Crossload | EmissionsCost | 0 | [6 empty] | 0.79031 | 0
LCP_Inputs_ON_Electric_2023_04_03 | 2026 | SMR CCS | Crossload | Hydrogen | NY | Dispatch-Crossload | FuelCost | 0 | [6 empty] | 0.79031 | 0
LCP_Inputs_ON_Electric_2023_04_03 | 2026 | SMR CCS | Crossload | Hydrogen | NY | Dispatch-Crossload | VOM | 0 | [6 empty] | 0.79031 | 0
LCP_Inputs_ON_Electric_2023_04_03 | 2026 | SMR CCS | Crossload | Hydrogen | ON | Dispatch-Crossload | EmissionsCost | 0 | [6 empty] | 0.79031 | 0
LCP_Inputs_ON_Electric_2023_04_03 | 2026 | SMR CCS | Crossload | Hydrogen | ON | Dispatch-Crossload | FuelCost | 0 | [6 empty] | 0.79031 | 0
LCP_Inputs_ON_Electric_2023_04_03 | 2026 | SMR CCS | Crossload | Hydrogen | ON | Dispatch-Crossload | VOM | 0 | [6 empty] | 0.79031 | 0
LCP_Inputs_ON_Electric_2023_04_03 | 2026 | SMR CCS | Crossload | Hydrogen | PJ | Dispatch-Crossload | EmissionsCost | 0 | [6 empty] | 0.79031 | 0
LCP_Inputs_ON_Electric_2023_04_03 | 2026 | SMR CCS | Crossload | Hydrogen | PJ | Dispatch-Crossload | FuelCost | 0 | [6 empty] | 0.79031 | 0
LCP_Inputs_ON_Electric_2023_04_03 | 2026 | SMR CCS | Crossload | Hydrogen | PJ | Dispatch-Crossload | VOM | 0 | [6 empty] | 0.79031 | 0
LCP_Inputs_ON_Electric_2023_04_03 | 2026 | SMR CCS | Crossload | Hydrogen | QC | Dispatch-Crossload | EmissionsCost | 0 | [6 empty] | 0.79031 | 0
LCP_Inputs_ON_Electric_2023_04_03 | 2026 | SMR CCS | Crossload | Hydrogen | QC | Dispatch-Crossload | FuelCost | 0 | [6 empty] | 0.79031 | 0
LCP_Inputs_ON_Electric_2023_04_03 | 2026 | SMR CCS | Crossload | Hydrogen | QC | Dispatch-Crossload | VOM | 0 | [6 empty] | 0.79031 | 0
LCP_Inputs_ON_Electric_2023_04_03 | 2026 | SMR CCS | Crossload | Hydrogen | WC | Dispatch-Crossload | EmissionsCost | 0 | [6 empty] | 0.79031 | 0
LCP_Inputs_ON_Electric_2023_04_03 | 2026 | SMR CCS | Crossload | Hydrogen | WC | Dispatch-Crossload | FuelCost | 0 | [6 empty] | 0.79031 | 0
LCP_Inputs_ON_Electric_2023_04_03 | 2026 | SMR CCS | Crossload | Hydrogen | WC | Dispatch-Crossload | VOM | 0 | [6 empty] | 0.79031 | 0
LCP_Inputs_ON_Electric_2023_04_03 | 2026 | Solar PV | Generation | Electricity | MI | Dispatch-Generation | EmissionsCost | 0 | [6 empty] | 0.79031 | 0
LCP_Inputs_ON_Electric_2023_04_03 | 2026 | Solar PV | Generation | Electricity | MI | Dispatch-Generation | FuelCost | 0 | [6 empty] | 0.79031 | 0
LCP_Inputs_ON_Electric_2023_04_03 | 2026 | Solar PV | Generation | Electricity | MI | Dispatch-Generation | VOM | 0 | [6 empty] | 0.79031 | 0
LCP_Inputs_ON_Electric_2023_04_03 | 2026 | Solar PV | Generation | Electricity | NY | Dispatch-Generation | EmissionsCost | 0 | [6 empty] | 0.79031 | 0
LCP_Inputs_ON_Electric_2023_04_03 | 2026 | Solar PV | Generation | Electricity | NY | Dispatch-Generation | FuelCost | 0 | [6 empty] | 0.79031 | 0
LCP_Inputs_ON_Electric_2023_04_03 | 2026 | Solar PV | Generation | Electricity | NY | Dispatch-Generation | VOM | 0 | [6 empty] | 0.79031 | 0
LCP_Inputs_ON_Electric_2023_04_03 | 2026 | Solar PV | Generation | Electricity | ON | Dispatch-Generation | EmissionsCost | 0 | [6 empty] | 0.79031 | 0
LCP_Inputs_ON_Electric_2023_04_03 | 2026 | Solar PV | Generation | Electricity | ON | Dispatch-Generation | FuelCost | 0 | [6 empty] | 0.79031 | 0
LCP_Inputs_ON_Electric_2023_04_03 | 2026 | Solar PV | Generation | Electricity | ON | Dispatch-Generation | VOM | 0 | [6 empty] | 0.79031 | 0
LCP_Inputs_ON_Electric_2023_04_03 | 2026 | Solar PV | Generation | Electricity | PJ | Dispatch-Generation | EmissionsCost | 0 | [6 empty] | 0.79031 | 0
LCP_Inputs_ON_Electric_2023_04_03 | 2026 | Solar PV | Generation | Electricity | PJ | Dispatch-Generation | FuelCost | 0 | [6 empty] | 0.79031 | 0
LCP_Inputs_ON_Electric_2023_04_03 | 2026 | Solar PV | Generation | Electricity | PJ | Dispatch-Generation | VOM | 0 | [6 empty] | 0.79031 | 0
LCP_Inputs_ON_Electric_2023_04_03 | 2026 | Solar PV | Generation | Electricity | QC | Dispatch-Generation | EmissionsCost | 0 | [6 empty] | 0.79031 | 0
LCP_Inputs_ON_Electric_2023_04_03 | 2026 | Solar PV | Generation | Electricity | QC | Dispatch-Generation | FuelCost | 0 | [6 empty] | 0.79031 | 0
LCP_Inputs_ON_Electric_2023_04_03 | 2026 | Solar PV | Generation | Electricity | QC | Dispatch-Generation | VOM | 0 | [6 empty] | 0.79031 | 0
LCP_Inputs_ON_Electric_2023_04_03 | 2026 | Solar PV | Generation | Electricity | WC | Dispatch-Generation | EmissionsCost | 0 | [6 empty] | 0.79031 | 0
LCP_Inputs_ON_Electric_2023_04_03 | 2026 | Solar PV | Generation | Electricity | WC | Dispatch-Generation | FuelCost | 0 | [6 empty] | 0.79031 | 0
LCP_Inputs_ON_Electric_2023_04_03 | 2026 | Solar PV | Generation | Electricity | WC | Dispatch-Generation | VOM | 0 | [6 empty] | 0.79031 | 0
LCP_Inputs_ON_Electric_2023_04_03 | 2026 | Wind Offshore | Generation | Electricity | MI | Dispatch-Generation | EmissionsCost | 0 | [6 empty] | 0.79031 | 0
LCP_Inputs_ON_Electric_2023_04_03 | 2026 | Wind Offshore | Generation | Electricity | MI | Dispatch-Generation | FuelCost | 0 | [6 empty] | 0.79031 | 0
LCP_Inputs_ON_Electric_2023_04_03 | 2026 | Wind Offshore | Generation | Electricity | MI | Dispatch-Generation | VOM | 0 | [6 empty] | 0.79031 | 0
LCP_Inputs_ON_Electric_2023_04_03 | 2026 | Wind Offshore | Generation | Electricity | NY | Dispatch-Generation | EmissionsCost | 0 | [6 empty] | 0.79031 | 0
LCP_Inputs_ON_Electric_2023_04_03 | 2026 | Wind Offshore | Generation | Electricity | NY | Dispatch-Generation | FuelCost | 0 | [6 empty] | 0.79031 | 0
LCP_Inputs_ON_Electric_2023_04_03 | 2026 | Wind Offshore | Generation | Electricity | NY | Dispatch-Generation | VOM | 0 | [6 empty] | 0.79031 | 0
LCP_Inputs_ON_Electric_2023_04_03 | 2026 | Wind Offshore | Generation | Electricity | ON | Dispatch-Generation | EmissionsCost | 0 | [6 empty] | 0.79031 | 0
LCP_Inputs_ON_Electric_2023_04_03 | 2026 | Wind Offshore | Generation | Electricity | ON | Dispatch-Generation | FuelCost | 0 | [6 empty] | 0.79031 | 0
LCP_Inputs_ON_Electric_2023_04_03 | 2026 | Wind Offshore | Generation | Electricity | ON | Dispatch-Generation | VOM | 0 | [6 empty] | 0.79031 | 0
LCP_Inputs_ON_Electric_2023_04_03 | 2026 | Wind Offshore | Generation | Electricity | PJ | Dispatch-Generation | EmissionsCost | 0 | [6 empty] | 0.79031 | 0
LCP_Inputs_ON_Electric_2023_04_03 | 2026 | Wind Offshore | Generation | Electricity | PJ | Dispatch-Generation | FuelCost | 0 | [6 empty] | 0.79031 | 0
LCP_Inputs_ON_Electric_2023_04_03 | 2026 | Wind Offshore | Generation | Electricity | PJ | Dispatch-Generation | VOM | 0 | [6 empty] | 0.79031 | 0
LCP_Inputs_ON_Electric_2023_04_03 | 2026 | Wind Offshore | Generation | Electricity | QC | Dispatch-Generation | EmissionsCost | 0 | [6 empty] | 0.79031 | 0
LCP_Inputs_ON_Electric_2023_04_03 | 2026 | Wind Offshore | Generation | Electricity | QC | Dispatch-Generation | FuelCost | 0 | [6 empty] | 0.79031 | 0
LCP_Inputs_ON_Electric_2023_04_03 | 2026 | Wind Offshore | Generation | Electricity | QC | Dispatch-Generation | VOM | 0 | [6 empty] | 0.79031 | 0
LCP_Inputs_ON_Electric_2023_04_03 | 2026 | Wind Offshore | Generation | Electricity | WC | Dispatch-Generation | EmissionsCost | 0 | [6 empty] | 0.79031 | 0
LCP_Inputs_ON_Electric_2023_04_03 | 2026 | Wind Offshore | Generation | Electricity | WC | Dispatch-Generation | FuelCost | 0 | [6 empty] | 0.79031 | 0
LCP_Inputs_ON_Electric_2023_04_03 | 2026 | Wind Offshore | Generation | Electricity | WC | Dispatch-Generation | VOM | 0 | [6 empty] | 0.79031 | 0
LCP_Inputs_ON_Electric_2023_04_03 | 2026 | Wind Onshore | Generation | Electricity | MI | Dispatch-Generation | EmissionsCost | 0 | [6 empty] | 0.79031 | 0
LCP_Inputs_ON_Electric_2023_04_03 | 2026 | Wind Onshore | Generation | Electricity | MI | Dispatch-Generation | FuelCost | 0 | [6 empty] | 0.79031 | 0
LCP_Inputs_ON_Electric_2023_04_03 | 2026 | Wind Onshore | Generation | Electricity | MI | Dispatch-Generation | VOM | 0 | [6 empty] | 0.79031 | 0
LCP_Inputs_ON_Electric_2023_04_03 | 2026 | Wind Onshore | Generation | Electricity | NY | Dispatch-Generation | EmissionsCost | 0 | [6 empty] | 0.79031 | 0
LCP_Inputs_ON_Electric_2023_04_03 | 2026 | Wind Onshore | Generation | Electricity | NY | Dispatch-Generation | FuelCost | 0 | [6 empty] | 0.79031 | 0
LCP_Inputs_ON_Electric_2023_04_03 | 2026 | Wind Onshore | Generation | Electricity | NY | Dispatch-Generation | VOM | 0 | [6 empty] | 0.79031 | 0
LCP_Inputs_ON_Electric_2023_04_03 | 2026 | Wind Onshore | Generation | Electricity | ON | Dispatch-Generation | EmissionsCost | 0 | [6 empty] | 0.79031 | 0
LCP_Inputs_ON_Electric_2023_04_03 | 2026 | Wind Onshore | Generation | Electricity | ON | Dispatch-Generation | FuelCost | 0 | [6 empty] | 0.79031 | 0
LCP_Inputs_ON_Electric_2023_04_03 | 2026 | Wind Onshore | Generation | Electricity | ON | Dispatch-Generation | VOM | 0 | [6 empty] | 0.79031 | 0
LCP_Inputs_ON_Electric_2023_04_03 | 2026 | Wind Onshore | Generation | Electricity | PJ | Dispatch-Generation | EmissionsCost | 0 | [6 empty] | 0.79031 | 0
LCP_Inputs_ON_Electric_2023_04_03 | 2026 | Wind Onshore | Generation | Electricity | PJ | Dispatch-Generation | FuelCost | 0 | [6 empty] | 0.79031 | 0
LCP_Inputs_ON_Electric_2023_04_03 | 2026 | Wind Onshore | Generation | Electricity | PJ | Dispatch-Generation | VOM | 0 | [6 empty] | 0.79031 | 0
LCP_Inputs_ON_Electric_2023_04_03 | 2026 | Wind Onshore | Generation | Electricity | QC | Dispatch-Generation | EmissionsCost | 0 | [6 empty] | 0.79031 | 0
LCP_Inputs_ON_Electric_2023_04_03 | 2026 | Wind Onshore | Generation | Electricity | QC | Dispatch-Generation | FuelCost | 0 | [6 empty] | 0.79031 | 0
LCP_Inputs_ON_Electric_2023_04_03 | 2026 | Wind Onshore | Generation | Electricity | QC | Dispatch-Generation | VOM | 0 | [6 empty] | 0.79031 | 0
LCP_Inputs_ON_Electric_2023_04_03 | 2026 | Wind Onshore | Generation | Electricity | WC | Dispatch-Generation | EmissionsCost | 0 | [6 empty] | 0.79031 | 0
LCP_Inputs_ON_Electric_2023_04_03 | 2026 | Wind Onshore | Generation | Electricity | WC | Dispatch-Generation | FuelCost | 0 | [6 empty] | 0.79031 | 0
LCP_Inputs_ON_Electric_2023_04_03 | 2026 | Wind Onshore | Generation | Electricity | WC | Dispatch-Generation | VOM | 0 | [6 empty] | 0.79031 | 0
LCP_Inputs_ON_Electric_2023_04_03 | 2027 | Anaerobic Digestion | Generation | Methane | MI | Dispatch-Generation | EmissionsCost | 0 | [6 empty] | 0.75992 | 0
LCP_Inputs_ON_Electric_2023_04_03 | 2027 | Anaerobic Digestion | Generation | Methane | MI | Dispatch-Generation | FuelCost | 0 | [6 empty] | 0.75992 | 0
LCP_Inputs_ON_Electric_2023_04_03 | 2027 | Anaerobic Digestion | Generation | Methane | MI | Dispatch-Generation | VOM | 0 | [6 empty] | 0.75992 | 0
LCP_Inputs_ON_Electric_2023_04_03 | 2027 | Anaerobic Digestion | Generation | Methane | NY | Dispatch-Generation | EmissionsCost | 0 | [6 empty] | 0.75992 | 0
LCP_Inputs_ON_Electric_2023_04_03 | 2027 | Anaerobic Digestion | Generation | Methane | NY | Dispatch-Generation | FuelCost | 0 | [6 empty] | 0.75992 | 0
LCP_Inputs_ON_Electric_2023_04_03 | 2027 | Anaerobic Digestion | Generation | Methane | NY | Dispatch-Generation | VOM | 0 | [6 empty] | 0.75992 | 0
LCP_Inputs_ON_Electric_2023_04_03 | 2027 | Anaerobic Digestion | Generation | Methane | ON | Dispatch-Generation | EmissionsCost | 0 | [6 empty] | 0.75992 | 0
LCP_Inputs_ON_Electric_2023_04_03 | 2027 | Anaerobic Digestion | Generation | Methane | ON | Dispatch-Generation | FuelCost | 0 | [6 empty] | 0.75992 | 0
LCP_Inputs_ON_Electric_2023_04_03 | 2027 | Anaerobic Digestion | Generation | Methane | ON | Dispatch-Generation | VOM | 0 | [6 empty] | 0.75992 | 0
LCP_Inputs_ON_Electric_2023_04_03 | 2027 | Anaerobic Digestion | Generation | Methane | PJ | Dispatch-Generation | EmissionsCost | 0 | [6 empty] | 0.75992 | 0
LCP_Inputs_ON_Electric_2023_04_03 | 2027 | Anaerobic Digestion | Generation | Methane | PJ | Dispatch-Generation | FuelCost | 0 | [6 empty] | 0.75992 | 0
LCP_Inputs_ON_Electric_2023_04_03 | 2027 | Anaerobic Digestion | Generation | Methane | PJ | Dispatch-Generation | VOM | 0 | [6 empty] | 0.75992 | 0
LCP_Inputs_ON_Electric_2023_04_03 | 2027 | Anaerobic Digestion | Generation | Methane | QC | Dispatch-Generation | EmissionsCost | 0 | [6 empty] | 0.75992 | 0
LCP_Inputs_ON_Electric_2023_04_03 | 2027 | Anaerobic Digestion | Generation | Methane | QC | Dispatch-Generation | FuelCost | 0 | [6 empty] | 0.75992 | 0
LCP_Inputs_ON_Electric_2023_04_03 | 2027 | Anaerobic Digestion | Generation | Methane | QC | Dispatch-Generation | VOM | 0 | [6 empty] | 0.75992 | 0
LCP_Inputs_ON_Electric_2023_04_03 | 2027 | Anaerobic Digestion | Generation | Methane | WC | Dispatch-Generation | EmissionsCost | 0 | [6 empty] | 0.75992 | 0
LCP_Inputs_ON_Electric_2023_04_03 | 2027 | Anaerobic Digestion | Generation | Methane | WC | Dispatch-Generation | FuelCost | 0 | [6 empty] | 0.75992 | 0
LCP_Inputs_ON_Electric_2023_04_03 | 2027 | Anaerobic Digestion | Generation | Methane | WC | Dispatch-Generation | VOM | 0 | [6 empty] | 0.75992 | 0
LCP_Inputs_ON_Electric_2023_04_03 | 2027 | Battery Storage | Storage | Electricity | MI | Dispatch-Storage | EmissionsCost | 0 | [6 empty] | 0.75992 | 0
LCP_Inputs_ON_Electric_2023_04_03 | 2027 | Battery Storage | Storage | Electricity | MI | Dispatch-Storage | FuelCost | 0 | [6 empty] | 0.75992 | 0
LCP_Inputs_ON_Electric_2023_04_03 | 2027 | Battery Storage | Storage | Electricity | MI | Dispatch-Storage | VOM | 0 | [6 empty] | 0.75992 | 0
LCP_Inputs_ON_Electric_2023_04_03 | 2027 | Battery Storage | Storage | Electricity | NY | Dispatch-Storage | EmissionsCost | 0 | [6 empty] | 0.75992 | 0
LCP_Inputs_ON_Electric_2023_04_03 | 2027 | Battery Storage | Storage | Electricity | NY | Dispatch-Storage | FuelCost | 0 | [6 empty] | 0.75992 | 0
LCP_Inputs_ON_Electric_2023_04_03 | 2027 | Battery Storage | Storage | Electricity | NY | Dispatch-Storage | VOM | 0 | [6 empty] | 0.75992 | 0
LCP_Inputs_ON_Electric_2023_04_03 | 2027 | Battery Storage | Storage | Electricity | ON | Dispatch-Storage | EmissionsCost | 0 | [6 empty] | 0.75992 | 0
LCP_Inputs_ON_Electric_2023_04_03 | 2027 | Battery Storage | Storage | Electricity | ON | Dispatch-Storage | FuelCost | 0 | [6 empty] | 0.75992 | 0
LCP_Inputs_ON_Electric_2023_04_03 | 2027 | Battery Storage | Storage | Electricity | ON | Dispatch-Storage | VOM | 0 | [6 empty] | 0.75992 | 0
LCP_Inputs_ON_Electric_2023_04_03 | 2027 | Battery Storage | Storage | Electricity | PJ | Dispatch-Storage | EmissionsCost | 0 | [6 empty] | 0.75992 | 0
LCP_Inputs_ON_Electric_2023_04_03 | 2027 | Battery Storage | Storage | Electricity | PJ | Dispatch-Storage | FuelCost | 0 | [6 empty] | 0.75992 | 0
LCP_Inputs_ON_Electric_2023_04_03 | 2027 | Battery Storage | Storage | Electricity | PJ | Dispatch-Storage | VOM | 0 | [6 empty] | 0.75992 | 0
LCP_Inputs_ON_Electric_2023_04_03 | 2027 | Battery Storage | Storage | Electricity | QC | Dispatch-Storage | EmissionsCost | 0 | [6 empty] | 0.75992 | 0
LCP_Inputs_ON_Electric_2023_04_03 | 2027 | Battery Storage | Storage | Electricity | QC | Dispatch-Storage | FuelCost | 0 | [6 empty] | 0.75992 | 0
LCP_Inputs_ON_Electric_2023_04_03 | 2027 | Battery Storage | Storage | Electricity | QC | Dispatch-Storage | VOM | 0 | [6 empty] | 0.75992 | 0
LCP_Inputs_ON_Electric_2023_04_03 | 2027 | Battery Storage | Storage | Electricity | WC | Dispatch-Storage | EmissionsCost | 0 | [6 empty] | 0.75992 | 0
LCP_Inputs_ON_Electric_2023_04_03 | 2027 | Battery Storage | Storage | Electricity | WC | Dispatch-Storage | FuelCost | 0 | [6 empty] | 0.75992 | 0
LCP_Inputs_ON_Electric_2023_04_03 | 2027 | Battery Storage | Storage | Electricity | WC | Dispatch-Storage | VOM | 0 | [6 empty] | 0.75992 | 0
LCP_Inputs_ON_Electric_2023_04_03 | 2027 | Biomass | Generation | Electricity | MI | Dispatch-Generation | EmissionsCost | 0 | [6 empty] | 0.75992 | 0
LCP_Inputs_ON_Electric_2023_04_03 | 2027 | Biomass | Generation | Electricity | MI | Dispatch-Generation | FuelCost | 0 | [6 empty] | 0.75992 | 0
LCP_Inputs_ON_Electric_2023_04_03 | 2027 | Biomass | Generation | Electricity | MI | Dispatch-Generation | VOM | 0 | [6 empty] | 0.75992 | 0
LCP_Inputs_ON_Electric_2023_04_03 | 2027 | Biomass | Generation | Electricity | NY | Dispatch-Generation | EmissionsCost | 0 | [6 empty] | 0.75992 | 0
LCP_Inputs_ON_Electric_2023_04_03 | 2027 | Biomass | Generation | Electricity | NY | Dispatch-Generation | FuelCost | 0 | [6 empty] | 0.75992 | 0
LCP_Inputs_ON_Electric_2023_04_03 | 2027 | Biomass | Generation | Electricity | NY | Dispatch-Generation | VOM | 0 | [6 empty] | 0.75992 | 0
LCP_Inputs_ON_Electric_2023_04_03 | 2027 | Biomass | Generation | Electricity | ON | Dispatch-Generation | EmissionsCost | 0 | [6 empty] | 0.75992 | 0
LCP_Inputs_ON_Electric_2023_04_03 | 2027 | Biomass | Generation | Electricity | ON | Dispatch-Generation | FuelCost | 0 | [6 empty] | 0.75992 | 0
LCP_Inputs_ON_Electric_2023_04_03 | 2027 | Biomass | Generation | Electricity | ON | Dispatch-Generation | VOM | 0 | [6 empty] | 0.75992 | 0
LCP_Inputs_ON_Electric_2023_04_03 | 2027 | Biomass | Generation | Electricity | PJ | Dispatch-Generation | EmissionsCost | 0 | [6 empty] | 0.75992 | 0
LCP_Inputs_ON_Electric_2023_04_03 | 2027 | Biomass | Generation | Electricity | PJ | Dispatch-Generation | FuelCost | 0 | [6 empty] | 0.75992 | 0
LCP_Inputs_ON_Electric_2023_04_03 | 2027 | Biomass | Generation | Electricity | PJ | Dispatch-Generation | VOM | 0 | [6 empty] | 0.75992 | 0
LCP_Inputs_ON_Electric_2023_04_03 | 2027 | Biomass | Generation | Electricity | QC | Dispatch-Generation | EmissionsCost | 0 | [6 empty] | 0.75992 | 0
LCP_Inputs_ON_Electric_2023_04_03 | 2027 | Biomass | Generation | Electricity | QC | Dispatch-Generation | FuelCost | 0 | [6 empty] | 0.75992 | 0
LCP_Inputs_ON_Electric_2023_04_03 | 2027 | Biomass | Generation | Electricity | QC | Dispatch-Generation | VOM | 0 | [6 empty] | 0.75992 | 0
LCP_Inputs_ON_Electric_2023_04_03 | 2027 | Biomass | Generation | Electricity | WC | Dispatch-Generation | EmissionsCost | 0 | [6 empty] | 0.75992 | 0
LCP_Inputs_ON_Electric_2023_04_03 | 2027 | Biomass | Generation | Electricity | WC | Dispatch-Generation | FuelCost | 0 | [6 empty] | 0.75992 | 0
LCP_Inputs_ON_Electric_2023_04_03 | 2027 | Biomass | Generation | Electricity | WC | Dispatch-Generation | VOM | 0 | [6 empty] | 0.75992 | 0
LCP_Inputs_ON_Electric_2023_04_03 | 2027 | Biomass + CCS | Generation | Electricity | MI | Dispatch-Generation | EmissionsCost | 0 | [6 empty] | 0.75992 | 0
LCP_Inputs_ON_Electric_2023_04_03 | 2027 | Biomass + CCS | Generation | Electricity | MI | Dispatch-Generation | FuelCost | 0 | [6 empty] | 0.75992 | 0
LCP_Inputs_ON_Electric_2023_04_03 | 2027 | Biomass + CCS | Generation | Electricity | MI | Dispatch-Generation | VOM | 0 | [6 empty] | 0.75992 | 0
LCP_Inputs_ON_Electric_2023_04_03 | 2027 | Biomass + CCS | Generation | Electricity | NY | Dispatch-Generation | EmissionsCost | 0 | [6 empty] | 0.75992 | 0
LCP_Inputs_ON_Electric_2023_04_03 | 2027 | Biomass + CCS | Generation | Electricity | NY | Dispatch-Generation | FuelCost | 0 | [6 empty] | 0.75992 | 0
LCP_Inputs_ON_Electric_2023_04_03 | 2027 | Biomass + CCS | Generation | Electricity | NY | Dispatch-Generation | VOM | 0 | [6 empty] | 0.75992 | 0
LCP_Inputs_ON_Electric_2023_04_03 | 2027 | Biomass + CCS | Generation | Electricity | ON | Dispatch-Generation | EmissionsCost | 0 | [6 empty] | 0.75992 | 0
LCP_Inputs_ON_Electric_2023_04_03 | 2027 | Biomass + CCS | Generation | Electricity | ON | Dispatch-Generation | FuelCost | 0 | [6 empty] | 0.75992 | 0
LCP_Inputs_ON_Electric_2023_04_03 | 2027 | Biomass + CCS | Generation | Electricity | ON | Dispatch-Generation | VOM | 0 | [6 empty] | 0.75992 | 0
LCP_Inputs_ON_Electric_2023_04_03 | 2027 | Biomass + CCS | Generation | Electricity | PJ | Dispatch-Generation | EmissionsCost | 0 | [6 empty] | 0.75992 | 0
LCP_Inputs_ON_Electric_2023_04_03 | 2027 | Biomass + CCS | Generation | Electricity | PJ | Dispatch-Generation | FuelCost | 0 | [6 empty] | 0.75992 | 0
LCP_Inputs_ON_Electric_2023_04_03 | 2027 | Biomass + CCS | Generation | Electricity | PJ | Dispatch-Generation | VOM | 0 | [6 empty] | 0.75992 | 0
LCP_Inputs_ON_Electric_2023_04_03 | 2027 | Biomass + CCS | Generation | Electricity | QC | Dispatch-Generation | EmissionsCost | 0 | [6 empty] | 0.75992 | 0
LCP_Inputs_ON_Electric_2023_04_03 | 2027 | Biomass + CCS | Generation | Electricity | QC | Dispatch-Generation | FuelCost | 0 | [6 empty] | 0.75992 | 0
LCP_Inputs_ON_Electric_2023_04_03 | 2027 | Biomass + CCS | Generation | Electricity | QC | Dispatch-Generation | VOM | 0 | [6 empty] | 0.75992 | 0
LCP_Inputs_ON_Electric_2023_04_03 | 2027 | Biomass + CCS | Generation | Electricity | WC | Dispatch-Generation | EmissionsCost | 0 | [6 empty] | 0.75992 | 0
LCP_Inputs_ON_Electric_2023_04_03 | 2027 | Biomass + CCS | Generation | Electricity | WC | Dispatch-Generation | FuelCost | 0 | [6 empty] | 0.75992 | 0
LCP_Inputs_ON_Electric_2023_04_03 | 2027 | Biomass + CCS | Generation | Electricity | WC | Dispatch-Generation | VOM | 0 | [6 empty] | 0.75992 | 0
LCP_Inputs_ON_Electric_2023_04_03 | 2027 | CH4 + CCS | Generation | Methane | MI | Dispatch-Generation | EmissionsCost | 0 | [6 empty] | 0.75992 | 0
LCP_Inputs_ON_Electric_2023_04_03 | 2027 | CH4 + CCS | Generation | Methane | MI | Dispatch-Generation | FuelCost | 0 | [6 empty] | 0.75992 | 0
LCP_Inputs_ON_Electric_2023_04_03 | 2027 | CH4 + CCS | Generation | Methane | MI | Dispatch-Generation | VOM | 0 | [6 empty] | 0.75992 | 0
LCP_Inputs_ON_Electric_2023_04_03 | 2027 | CH4 + CCS | Generation | Methane | NY | Dispatch-Generation | EmissionsCost | 0 | [6 empty] | 0.75992 | 0
LCP_Inputs_ON_Electric_2023_04_03 | 2027 | CH4 + CCS | Generation | Methane | NY | Dispatch-Generation | FuelCost | 0 | [6 empty] | 0.75992 | 0
LCP_Inputs_ON_Electric_2023_04_03 | 2027 | CH4 + CCS | Generation | Methane | NY | Dispatch-Generation | VOM | 0 | [6 empty] | 0.75992 | 0
LCP_Inputs_ON_Electric_2023_04_03 | 2027 | CH4 + CCS | Generation | Methane | ON | Dispatch-Generation | EmissionsCost | 0 | [6 empty] | 0.75992 | 0
LCP_Inputs_ON_Electric_2023_04_03 | 2027 | CH4 + CCS | Generation | Methane | ON | Dispatch-Generation | FuelCost | 0 | [6 empty] | 0.75992 | 0
LCP_Inputs_ON_Electric_2023_04_03 | 2027 | CH4 + CCS | Generation | Methane | ON | Dispatch-Generation | VOM | 0 | [6 empty] | 0.75992 | 0
LCP_Inputs_ON_Electric_2023_04_03 | 2027 | CH4 + CCS | Generation | Methane | PJ | Dispatch-Generation | EmissionsCost | 0 | [6 empty] | 0.75992 | 0
LCP_Inputs_ON_Electric_2023_04_03 | 2027 | CH4 + CCS | Generation | Methane | PJ | Dispatch-Generation | FuelCost | 0 | [6 empty] | 0.75992 | 0
LCP_Inputs_ON_Electric_2023_04_03 | 2027 | CH4 + CCS | Generation | Methane | PJ | Dispatch-Generation | VOM | 0 | [6 empty] | 0.75992 | 0
LCP_Inputs_ON_Electric_2023_04_03 | 2027 | CH4 + CCS | Generation | Methane | QC | Dispatch-Generation | EmissionsCost | 0 | [6 empty] | 0.75992 | 0
LCP_Inputs_ON_Electric_2023_04_03 | 2027 | CH4 + CCS | Generation | Methane | QC | Dispatch-Generation | FuelCost | 0 | [6 empty] | 0.75992 | 0
LCP_Inputs_ON_Electric_2023_04_03 | 2027 | CH4 + CCS | Generation | Methane | QC | Dispatch-Generation | VOM | 0 | [6 empty] | 0.75992 | 0
LCP_Inputs_ON_Electric_2023_04_03 | 2027 | CH4 + CCS | Generation | Methane | WC | Dispatch-Generation | EmissionsCost | 0 | [6 empty] | 0.75992 | 0
LCP_Inputs_ON_Electric_2023_04_03 | 2027 | CH4 + CCS | Generation | Methane | WC | Dispatch-Generation | FuelCost | 0 | [6 empty] | 0.75992 | 0
LCP_Inputs_ON_Electric_2023_04_03 | 2027 | CH4 + CCS | Generation | Methane | WC | Dispatch-Generation | VOM | 0 | [6 empty] | 0.75992 | 0
LCP_Inputs_ON_Electric_2023_04_03 | 2027 | CH4 Import - NY 2020 | Import | Methane | MI | Dispatch-Import | EmissionsCost | 0 | [6 empty] | 0.75992 | 0
LCP_Inputs_ON_Electric_2023_04_03 | 2027 | CH4 Import - NY 2020 | Import | Methane | MI | Dispatch-Import | FuelCost | 0 | [6 empty] | 0.75992 | 0
LCP_Inputs_ON_Electric_2023_04_03 | 2027 | CH4 Import - NY 2020 | Import | Methane | MI | Dispatch-Import | VOM | 0 | [6 empty] | 0.75992 | 0
LCP_Inputs_ON_Electric_2023_04_03 | 2027 | CH4 Import - NY 2020 | Import | Methane | NY | Dispatch-Import | EmissionsCost | 282343065.1873 | [6 empty] | 0.75992 | 214557524.6699
LCP_Inputs_ON_Electric_2023_04_03 | 2027 | CH4 Import - NY 2020 | Import | Methane | NY | Dispatch-Import | FuelCost | 407790143.0843 | [6 empty] | 0.75992 | 309886993.7779
LCP_Inputs_ON_Electric_2023_04_03 | 2027 | CH4 Import - NY 2020 | Import | Methane | NY | Dispatch-Import | VOM | 0 | [6 empty] | 0.75992 | 0
LCP_Inputs_ON_Electric_2023_04_03 | 2027 | CH4 Import - NY 2020 | Import | Methane | ON | Dispatch-Import | EmissionsCost | 0 | [6 empty] | 0.75992 | 0
LCP_Inputs_ON_Electric_2023_04_03 | 2027 | CH4 Import - NY 2020 | Import | Methane | ON | Dispatch-Import | FuelCost | 0 | [6 empty] | 0.75992 | 0
LCP_Inputs_ON_Electric_2023_04_03 | 2027 | CH4 Import - NY 2020 | Import | Methane | ON | Dispatch-Import | VOM | 0 | [6 empty] | 0.75992 | 0
LCP_Inputs_ON_Electric_2023_04_03 | 2027 | CH4 Import - NY 2020 | Import | Methane | PJ | Dispatch-Import | EmissionsCost | 0 | [6 empty] | 0.75992 | 0
LCP_Inputs_ON_Electric_2023_04_03 | 2027 | CH4 Import - NY 2020 | Import | Methane | PJ | Dispatch-Import | FuelCost | 0 | [6 empty] | 0.75992 | 0
LCP_Inputs_ON_Electric_2023_04_03 | 2027 | CH4 Import - NY 2020 | Import | Methane | PJ | Dispatch-Import | VOM | 0 | [6 empty] | 0.75992 | 0
LCP_Inputs_ON_Electric_2023_04_03 | 2027 | CH4 Import - NY 2020 | Import | Methane | QC | Dispatch-Import | EmissionsCost | 0 | [6 empty] | 0.75992 | 0
LCP_Inputs_ON_Electric_2023_04_03 | 2027 | CH4 Import - NY 2020 | Import | Methane | QC | Dispatch-Import | FuelCost | 0 | [6 empty] | 0.75992 | 0
LCP_Inputs_ON_Electric_2023_04_03 | 2027 | CH4 Import - NY 2020 | Import | Methane | QC | Dispatch-Import | VOM | 0 | [6 empty] | 0.75992 | 0
LCP_Inputs_ON_Electric_2023_04_03 | 2027 | CH4 Import - NY 2020 | Import | Methane | WC | Dispatch-Import | EmissionsCost | 0 | [6 empty] | 0.75992 | 0
LCP_Inputs_ON_Electric_2023_04_03 | 2027 | CH4 Import - NY 2020 | Import | Methane | WC | Dispatch-Import | FuelCost | 0 | [6 empty] | 0.75992 | 0
LCP_Inputs_ON_Electric_2023_04_03 | 2027 | CH4 Import - NY 2020 | Import | Methane | WC | Dispatch-Import | VOM | 0 | [6 empty] | 0.75992 | 0
LCP_Inputs_ON_Electric_2023_04_03 | 2027 | CH4 Import - NY 2030 | Import | Methane | MI | Dispatch-Import | EmissionsCost | 0 | [6 empty] | 0.75992 | 0
LCP_Inputs_ON_Electric_2023_04_03 | 2027 | CH4 Import - NY 2030 | Import | Methane | MI | Dispatch-Import | FuelCost | 0 | [6 empty] | 0.75992 | 0
LCP_Inputs_ON_Electric_2023_04_03 | 2027 | CH4 Import - NY 2030 | Import | Methane | MI | Dispatch-Import | VOM | 0 | [6 empty] | 0.75992 | 0
LCP_Inputs_ON_Electric_2023_04_03 | 2027 | CH4 Import - NY 2030 | Import | Methane | NY | Dispatch-Import | EmissionsCost | 0 | [6 empty] | 0.75992 | 0
LCP_Inputs_ON_Electric_2023_04_03 | 2027 | CH4 Import - NY 2030 | Import | Methane | NY | Dispatch-Import | FuelCost | 0 | [6 empty] | 0.75992 | 0
LCP_Inputs_ON_Electric_2023_04_03 | 2027 | CH4 Import - NY 2030 | Import | Methane | NY | Dispatch-Import | VOM | 0 | [6 empty] | 0.75992 | 0
LCP_Inputs_ON_Electric_2023_04_03 | 2027 | CH4 Import - NY 2030 | Import | Methane | ON | Dispatch-Import | EmissionsCost | 0 | [6 empty] | 0.75992 | 0
LCP_Inputs_ON_Electric_2023_04_03 | 2027 | CH4 Import - NY 2030 | Import | Methane | ON | Dispatch-Import | FuelCost | 0 | [6 empty] | 0.75992 | 0
LCP_Inputs_ON_Electric_2023_04_03 | 2027 | CH4 Import - NY 2030 | Import | Methane | ON | Dispatch-Import | VOM | 0 | [6 empty] | 0.75992 | 0
LCP_Inputs_ON_Electric_2023_04_03 | 2027 | CH4 Import - NY 2030 | Import | Methane | PJ | Dispatch-Import | EmissionsCost | 0 | [6 empty] | 0.75992 | 0
LCP_Inputs_ON_Electric_2023_04_03 | 2027 | CH4 Import - NY 2030 | Import | Methane | PJ | Dispatch-Import | FuelCost | 0 | [6 empty] | 0.75992 | 0
LCP_Inputs_ON_Electric_2023_04_03 | 2027 | CH4 Import - NY 2030 | Import | Methane | PJ | Dispatch-Import | VOM | 0 | [6 empty] | 0.75992 | 0
LCP_Inputs_ON_Electric_2023_04_03 | 2027 | CH4 Import - NY 2030 | Import | Methane | QC | Dispatch-Import | EmissionsCost | 0 | [6 empty] | 0.75992 | 0
LCP_Inputs_ON_Electric_2023_04_03 | 2027 | CH4 Import - NY 2030 | Import | Methane | QC | Dispatch-Import | FuelCost | 0 | [6 empty] | 0.75992 | 0
LCP_Inputs_ON_Electric_2023_04_03 | 2027 | CH4 Import - NY 2030 | Import | Methane | QC | Dispatch-Import | VOM | 0 | [6 empty] | 0.75992 | 0
LCP_Inputs_ON_Electric_2023_04_03 | 2027 | CH4 Import - NY 2030 | Import | Methane | WC | Dispatch-Import | EmissionsCost | 0 | [6 empty] | 0.75992 | 0
LCP_Inputs_ON_Electric_2023_04_03 | 2027 | CH4 Import - NY 2030 | Import | Methane | WC | Dispatch-Import | FuelCost | 0 | [6 empty] | 0.75992 | 0
LCP_Inputs_ON_Electric_2023_04_03 | 2027 | CH4 Import - NY 2030 | Import | Methane | WC | Dispatch-Import | VOM | 0 | [6 empty] | 0.75992 | 0
LCP_Inputs_ON_Electric_2023_04_03 | 2027 | CH4 Import - NY 2040 | Import | Methane | MI | Dispatch-Import | EmissionsCost | 0 | [6 empty] | 0.75992 | 0
LCP_Inputs_ON_Electric_2023_04_03 | 2027 | CH4 Import - NY 2040 | Import | Methane | MI | Dispatch-Import | FuelCost | 0 | [6 empty] | 0.75992 | 0
LCP_Inputs_ON_Electric_2023_04_03 | 2027 | CH4 Import - NY 2040 | Import | Methane | MI | Dispatch-Import | VOM | 0 | [6 empty] | 0.75992 | 0
LCP_Inputs_ON_Electric_2023_04_03 | 2027 | CH4 Import - NY 2040 | Import | Methane | NY | Dispatch-Import | EmissionsCost | 0 | [6 empty] | 0.75992 | 0
LCP_Inputs_ON_Electric_2023_04_03 | 2027 | CH4 Import - NY 2040 | Import | Methane | NY | Dispatch-Import | FuelCost | 0 | [6 empty] | 0.75992 | 0
LCP_Inputs_ON_Electric_2023_04_03 | 2027 | CH4 Import - NY 2040 | Import | Methane | NY | Dispatch-Import | VOM | 0 | [6 empty] | 0.75992 | 0
LCP_Inputs_ON_Electric_2023_04_03 | 2027 | CH4 Import - NY 2040 | Import | Methane | ON | Dispatch-Import | EmissionsCost | 0 | [6 empty] | 0.75992 | 0
LCP_Inputs_ON_Electric_2023_04_03 | 2027 | CH4 Import - NY 2040 | Import | Methane | ON | Dispatch-Import | FuelCost | 0 | [6 empty] | 0.75992 | 0
LCP_Inputs_ON_Electric_2023_04_03 | 2027 | CH4 Import - NY 2040 | Import | Methane | ON | Dispatch-Import | VOM | 0 | [6 empty] | 0.75992 | 0
LCP_Inputs_ON_Electric_2023_04_03 | 2027 | CH4 Import - NY 2040 | Import | Methane | PJ | Dispatch-Import | EmissionsCost | 0 | [6 empty] | 0.75992 | 0
LCP_Inputs_ON_Electric_2023_04_03 | 2027 | CH4 Import - NY 2040 | Import | Methane | PJ | Dispatch-Import | FuelCost | 0 | [6 empty] | 0.75992 | 0
LCP_Inputs_ON_Electric_2023_04_03 | 2027 | CH4 Import - NY 2040 | Import | Methane | PJ | Dispatch-Import | VOM | 0 | [6 empty] | 0.75992 | 0
LCP_Inputs_ON_Electric_2023_04_03 | 2027 | CH4 Import - NY 2040 | Import | Methane | QC | Dispatch-Import | EmissionsCost | 0 | [6 empty] | 0.75992 | 0
LCP_Inputs_ON_Electric_2023_04_03 | 2027 | CH4 Import - NY 2040 | Import | Methane | QC | Dispatch-Import | FuelCost | 0 | [6 empty] | 0.75992 | 0
LCP_Inputs_ON_Electric_2023_04_03 | 2027 | CH4 Import - NY 2040 | Import | Methane | QC | Dispatch-Import | VOM | 0 | [6 empty] | 0.75992 | 0
LCP_Inputs_ON_Electric_2023_04_03 | 2027 | CH4 Import - NY 2040 | Import | Methane | WC | Dispatch-Import | EmissionsCost | 0 | [6 empty] | 0.75992 | 0
LCP_Inputs_ON_Electric_2023_04_03 | 2027 | CH4 Import - NY 2040 | Import | Methane | WC | Dispatch-Import | FuelCost | 0 | [6 empty] | 0.75992 | 0
LCP_Inputs_ON_Electric_2023_04_03 | 2027 | CH4 Import - NY 2040 | Import | Methane | WC | Dispatch-Import | VOM | 0 | [6 empty] | 0.75992 | 0
LCP_Inputs_ON_Electric_2023_04_03 | 2027 | CH4 Import - NY 2050 | Import | Methane | MI | Dispatch-Import | EmissionsCost | 0 | [6 empty] | 0.75992 | 0
LCP_Inputs_ON_Electric_2023_04_03 | 2027 | CH4 Import - NY 2050 | Import | Methane | MI | Dispatch-Import | FuelCost | 0 | [6 empty] | 0.75992 | 0
LCP_Inputs_ON_Electric_2023_04_03 | 2027 | CH4 Import - NY 2050 | Import | Methane | MI | Dispatch-Import | VOM | 0 | [6 empty] | 0.75992 | 0
LCP_Inputs_ON_Electric_2023_04_03 | 2027 | CH4 Import - NY 2050 | Import | Methane | NY | Dispatch-Import | EmissionsCost | 0 | [6 empty] | 0.75992 | 0
LCP_Inputs_ON_Electric_2023_04_03 | 2027 | CH4 Import - NY 2050 | Import | Methane | NY | Dispatch-Import | FuelCost | 0 | [6 empty] | 0.75992 | 0
LCP_Inputs_ON_Electric_2023_04_03 | 2027 | CH4 Import - NY 2050 | Import | Methane | NY | Dispatch-Import | VOM | 0 | [6 empty] | 0.75992 | 0
LCP_Inputs_ON_Electric_2023_04_03 | 2027 | CH4 Import - NY 2050 | Import | Methane | ON | Dispatch-Import | EmissionsCost | 0 | [6 empty] | 0.75992 | 0
LCP_Inputs_ON_Electric_2023_04_03 | 2027 | CH4 Import - NY 2050 | Import | Methane | ON | Dispatch-Import | FuelCost | 0 | [6 empty] | 0.75992 | 0
LCP_Inputs_ON_Electric_2023_04_03 | 2027 | CH4 Import - NY 2050 | Import | Methane | ON | Dispatch-Import | VOM | 0 | [6 empty] | 0.75992 | 0
LCP_Inputs_ON_Electric_2023_04_03 | 2027 | CH4 Import - NY 2050 | Import | Methane | PJ | Dispatch-Import | EmissionsCost | 0 | [6 empty] | 0.75992 | 0
LCP_Inputs_ON_Electric_2023_04_03 | 2027 | CH4 Import - NY 2050 | Import | Methane | PJ | Dispatch-Import | FuelCost | 0 | [6 empty] | 0.75992 | 0
LCP_Inputs_ON_Electric_2023_04_03 | 2027 | CH4 Import - NY 2050 | Import | Methane | PJ | Dispatch-Import | VOM | 0 | [6 empty] | 0.75992 | 0
LCP_Inputs_ON_Electric_2023_04_03 | 2027 | CH4 Import - NY 2050 | Import | Methane | QC | Dispatch-Import | EmissionsCost | 0 | [6 empty] | 0.75992 | 0
LCP_Inputs_ON_Electric_2023_04_03 | 2027 | CH4 Import - NY 2050 | Import | Methane | QC | Dispatch-Import | FuelCost | 0 | [6 empty] | 0.75992 | 0
LCP_Inputs_ON_Electric_2023_04_03 | 2027 | CH4 Import - NY 2050 | Import | Methane | QC | Dispatch-Import | VOM | 0 | [6 empty] | 0.75992 | 0
LCP_Inputs_ON_Electric_2023_04_03 | 2027 | CH4 Import - NY 2050 | Import | Methane | WC | Dispatch-Import | EmissionsCost | 0 | [6 empty] | 0.75992 | 0
LCP_Inputs_ON_Electric_2023_04_03 | 2027 | CH4 Import - NY 2050 | Import | Methane | WC | Dispatch-Import | FuelCost | 0 | [6 empty] | 0.75992 | 0
LCP_Inputs_ON_Electric_2023_04_03 | 2027 | CH4 Import - NY 2050 | Import | Methane | WC | Dispatch-Import | VOM | 0 | [6 empty] | 0.75992 | 0
LCP_Inputs_ON_Electric_2023_04_03 | 2027 | CH4 Import - WC 2020 | Import | Methane | MI | Dispatch-Import | EmissionsCost | 0 | [6 empty] | 0.75992 | 0
LCP_Inputs_ON_Electric_2023_04_03 | 2027 | CH4 Import - WC 2020 | Import | Methane | MI | Dispatch-Import | FuelCost | 0 | [6 empty] | 0.75992 | 0
LCP_Inputs_ON_Electric_2023_04_03 | 2027 | CH4 Import - WC 2020 | Import | Methane | MI | Dispatch-Import | VOM | 0 | [6 empty] | 0.75992 | 0
LCP_Inputs_ON_Electric_2023_04_03 | 2027 | CH4 Import - WC 2020 | Import | Methane | NY | Dispatch-Import | EmissionsCost | 0 | [6 empty] | 0.75992 | 0
LCP_Inputs_ON_Electric_2023_04_03 | 2027 | CH4 Import - WC 2020 | Import | Methane | NY | Dispatch-Import | FuelCost | 0 | [6 empty] | 0.75992 | 0
LCP_Inputs_ON_Electric_2023_04_03 | 2027 | CH4 Import - WC 2020 | Import | Methane | NY | Dispatch-Import | VOM | 0 | [6 empty] | 0.75992 | 0
LCP_Inputs_ON_Electric_2023_04_03 | 2027 | CH4 Import - WC 2020 | Import | Methane | ON | Dispatch-Import | EmissionsCost | 0 | [6 empty] | 0.75992 | 0
LCP_Inputs_ON_Electric_2023_04_03 | 2027 | CH4 Import - WC 2020 | Import | Methane | ON | Dispatch-Import | FuelCost | 0 | [6 empty] | 0.75992 | 0
LCP_Inputs_ON_Electric_2023_04_03 | 2027 | CH4 Import - WC 2020 | Import | Methane | ON | Dispatch-Import | VOM | 0 | [6 empty] | 0.75992 | 0
LCP_Inputs_ON_Electric_2023_04_03 | 2027 | CH4 Import - WC 2020 | Import | Methane | PJ | Dispatch-Import | EmissionsCost | 0 | [6 empty] | 0.75992 | 0
LCP_Inputs_ON_Electric_2023_04_03 | 2027 | CH4 Import - WC 2020 | Import | Methane | PJ | Dispatch-Import | FuelCost | 0 | [6 empty] | 0.75992 | 0
LCP_Inputs_ON_Electric_2023_04_03 | 2027 | CH4 Import - WC 2020 | Import | Methane | PJ | Dispatch-Import | VOM | 0 | [6 empty] | 0.75992 | 0
LCP_Inputs_ON_Electric_2023_04_03 | 2027 | CH4 Import - WC 2020 | Import | Methane | QC | Dispatch-Import | EmissionsCost | 0 | [6 empty] | 0.75992 | 0
LCP_Inputs_ON_Electric_2023_04_03 | 2027 | CH4 Import - WC 2020 | Import | Methane | QC | Dispatch-Import | FuelCost | 0 | [6 empty] | 0.75992 | 0
LCP_Inputs_ON_Electric_2023_04_03 | 2027 | CH4 Import - WC 2020 | Import | Methane | QC | Dispatch-Import | VOM | 0 | [6 empty] | 0.75992 | 0
LCP_Inputs_ON_Electric_2023_04_03 | 2027 | CH4 Import - WC 2020 | Import | Methane | WC | Dispatch-Import | EmissionsCost | 1306945408.6229 | [6 empty] | 0.75992 | 993171096.8952
LCP_Inputs_ON_Electric_2023_04_03 | 2027 | CH4 Import - WC 2020 | Import | Methane | WC | Dispatch-Import | FuelCost | 1887630761.6486 | [6 empty] | 0.75992 | 1434444240.525
LCP_Inputs_ON_Electric_2023_04_03 | 2027 | CH4 Import - WC 2020 | Import | Methane | WC | Dispatch-Import | VOM | 0 | [6 empty] | 0.75992 | 0
LCP_Inputs_ON_Electric_2023_04_03 | 2027 | CH4 Import - WC 2030 | Import | Methane | MI | Dispatch-Import | EmissionsCost | 0 | [6 empty] | 0.75992 | 0
LCP_Inputs_ON_Electric_2023_04_03 | 2027 | CH4 Import - WC 2030 | Import | Methane | MI | Dispatch-Import | FuelCost | 0 | [6 empty] | 0.75992 | 0
LCP_Inputs_ON_Electric_2023_04_03 | 2027 | CH4 Import - WC 2030 | Import | Methane | MI | Dispatch-Import | VOM | 0 | [6 empty] | 0.75992 | 0
LCP_Inputs_ON_Electric_2023_04_03 | 2027 | CH4 Import - WC 2030 | Import | Methane | NY | Dispatch-Import | EmissionsCost | 0 | [6 empty] | 0.75992 | 0
LCP_Inputs_ON_Electric_2023_04_03 | 2027 | CH4 Import - WC 2030 | Import | Methane | NY | Dispatch-Import | FuelCost | 0 | [6 empty] | 0.75992 | 0
LCP_Inputs_ON_Electric_2023_04_03 | 2027 | CH4 Import - WC 2030 | Import | Methane | NY | Dispatch-Import | VOM | 0 | [6 empty] | 0.75992 | 0
LCP_Inputs_ON_Electric_2023_04_03 | 2027 | CH4 Import - WC 2030 | Import | Methane | ON | Dispatch-Import | EmissionsCost | 0 | [6 empty] | 0.75992 | 0
LCP_Inputs_ON_Electric_2023_04_03 | 2027 | CH4 Import - WC 2030 | Import | Methane | ON | Dispatch-Import | FuelCost | 0 | [6 empty] | 0.75992 | 0
LCP_Inputs_ON_Electric_2023_04_03 | 2027 | CH4 Import - WC 2030 | Import | Methane | ON | Dispatch-Import | VOM | 0 | [6 empty] | 0.75992 | 0
LCP_Inputs_ON_Electric_2023_04_03 | 2027 | CH4 Import - WC 2030 | Import | Methane | PJ | Dispatch-Import | EmissionsCost | 0 | [6 empty] | 0.75992 | 0
LCP_Inputs_ON_Electric_2023_04_03 | 2027 | CH4 Import - WC 2030 | Import | Methane | PJ | Dispatch-Import | FuelCost | 0 | [6 empty] | 0.75992 | 0
LCP_Inputs_ON_Electric_2023_04_03 | 2027 | CH4 Import - WC 2030 | Import | Methane | PJ | Dispatch-Import | VOM | 0 | [6 empty] | 0.75992 | 0
LCP_Inputs_ON_Electric_2023_04_03 | 2027 | CH4 Import - WC 2030 | Import | Methane | QC | Dispatch-Import | EmissionsCost | 0 | [6 empty] | 0.75992 | 0
LCP_Inputs_ON_Electric_2023_04_03 | 2027 | CH4 Import - WC 2030 | Import | Methane | QC | Dispatch-Import | FuelCost | 0 | [6 empty] | 0.75992 | 0
LCP_Inputs_ON_Electric_2023_04_03 | 2027 | CH4 Import - WC 2030 | Import | Methane | QC | Dispatch-Import | VOM | 0 | [6 empty] | 0.75992 | 0
LCP_Inputs_ON_Electric_2023_04_03 | 2027 | CH4 Import - WC 2030 | Import | Methane | WC | Dispatch-Import | EmissionsCost | 0 | [6 empty] | 0.75992 | 0
LCP_Inputs_ON_Electric_2023_04_03 | 2027 | CH4 Import - WC 2030 | Import | Methane | WC | Dispatch-Import | FuelCost | 0 | [6 empty] | 0.75992 | 0
LCP_Inputs_ON_Electric_2023_04_03 | 2027 | CH4 Import - WC 2030 | Import | Methane | WC | Dispatch-Import | VOM | 0 | [6 empty] | 0.75992 | 0
LCP_Inputs_ON_Electric_2023_04_03 | 2027 | CH4 Import - WC 2040 | Import | Methane | MI | Dispatch-Import | EmissionsCost | 0 | [6 empty] | 0.75992 | 0
LCP_Inputs_ON_Electric_2023_04_03 | 2027 | CH4 Import - WC 2040 | Import | Methane | MI | Dispatch-Import | FuelCost | 0 | [6 empty] | 0.75992 | 0
LCP_Inputs_ON_Electric_2023_04_03 | 2027 | CH4 Import - WC 2040 | Import | Methane | MI | Dispatch-Import | VOM | 0 | [6 empty] | 0.75992 | 0
LCP_Inputs_ON_Electric_2023_04_03 | 2027 | CH4 Import - WC 2040 | Import | Methane | NY | Dispatch-Import | EmissionsCost | 0 | [6 empty] | 0.75992 | 0
LCP_Inputs_ON_Electric_2023_04_03 | 2027 | CH4 Import - WC 2040 | Import | Methane | NY | Dispatch-Import | FuelCost | 0 | [6 empty] | 0.75992 | 0
LCP_Inputs_ON_Electric_2023_04_03 | 2027 | CH4 Import - WC 2040 | Import | Methane | NY | Dispatch-Import | VOM | 0 | [6 empty] | 0.75992 | 0
LCP_Inputs_ON_Electric_2023_04_03 | 2027 | CH4 Import - WC 2040 | Import | Methane | ON | Dispatch-Import | EmissionsCost | 0 | [6 empty] | 0.75992 | 0
LCP_Inputs_ON_Electric_2023_04_03 | 2027 | CH4 Import - WC 2040 | Import | Methane | ON | Dispatch-Import | FuelCost | 0 | [6 empty] | 0.75992 | 0
LCP_Inputs_ON_Electric_2023_04_03 | 2027 | CH4 Import - WC 2040 | Import | Methane | ON | Dispatch-Import | VOM | 0 | [6 empty] | 0.75992 | 0
LCP_Inputs_ON_Electric_2023_04_03 | 2027 | CH4 Import - WC 2040 | Import | Methane | PJ | Dispatch-Import | EmissionsCost | 0 | [6 empty] | 0.75992 | 0
LCP_Inputs_ON_Electric_2023_04_03 | 2027 | CH4 Import - WC 2040 | Import | Methane | PJ | Dispatch-Import | FuelCost | 0 | [6 empty] | 0.75992 | 0
LCP_Inputs_ON_Electric_2023_04_03 | 2027 | CH4 Import - WC 2040 | Import | Methane | PJ | Dispatch-Import | VOM | 0 | [6 empty] | 0.75992 | 0
LCP_Inputs_ON_Electric_2023_04_03 | 2027 | CH4 Import - WC 2040 | Import | Methane | QC | Dispatch-Import | EmissionsCost | 0 | [6 empty] | 0.75992 | 0
LCP_Inputs_ON_Electric_2023_04_03 | 2027 | CH4 Import - WC 2040 | Import | Methane | QC | Dispatch-Import | FuelCost | 0 | [6 empty] | 0.75992 | 0
LCP_Inputs_ON_Electric_2023_04_03 | 2027 | CH4 Import - WC 2040 | Import | Methane | QC | Dispatch-Import | VOM | 0 | [6 empty] | 0.75992 | 0
LCP_Inputs_ON_Electric_2023_04_03 | 2027 | CH4 Import - WC 2040 | Import | Methane | WC | Dispatch-Import | EmissionsCost | 0 | [6 empty] | 0.75992 | 0
LCP_Inputs_ON_Electric_2023_04_03 | 2027 | CH4 Import - WC 2040 | Import | Methane | WC | Dispatch-Import | FuelCost | 0 | [6 empty] | 0.75992 | 0
LCP_Inputs_ON_Electric_2023_04_03 | 2027 | CH4 Import - WC 2040 | Import | Methane | WC | Dispatch-Import | VOM | 0 | [6 empty] | 0.75992 | 0
LCP_Inputs_ON_Electric_2023_04_03 | 2027 | CH4 Import - WC 2050 | Import | Methane | MI | Dispatch-Import | EmissionsCost | 0 | [6 empty] | 0.75992 | 0
LCP_Inputs_ON_Electric_2023_04_03 | 2027 | CH4 Import - WC 2050 | Import | Methane | MI | Dispatch-Import | FuelCost | 0 | [6 empty] | 0.75992 | 0
LCP_Inputs_ON_Electric_2023_04_03 | 2027 | CH4 Import - WC 2050 | Import | Methane | MI | Dispatch-Import | VOM | 0 | [6 empty] | 0.75992 | 0
LCP_Inputs_ON_Electric_2023_04_03 | 2027 | CH4 Import - WC 2050 | Import | Methane | NY | Dispatch-Import | EmissionsCost | 0 | [6 empty] | 0.75992 | 0
LCP_Inputs_ON_Electric_2023_04_03 | 2027 | CH4 Import - WC 2050 | Import | Methane | NY | Dispatch-Import | FuelCost | 0 | [6 empty] | 0.75992 | 0
LCP_Inputs_ON_Electric_2023_04_03 | 2027 | CH4 Import - WC 2050 | Import | Methane | NY | Dispatch-Import | VOM | 0 | [6 empty] | 0.75992 | 0
LCP_Inputs_ON_Electric_2023_04_03 | 2027 | CH4 Import - WC 2050 | Import | Methane | ON | Dispatch-Import | EmissionsCost | 0 | [6 empty] | 0.75992 | 0
LCP_Inputs_ON_Electric_2023_04_03 | 2027 | CH4 Import - WC 2050 | Import | Methane | ON | Dispatch-Import | FuelCost | 0 | [6 empty] | 0.75992 | 0
LCP_Inputs_ON_Electric_2023_04_03 | 2027 | CH4 Import - WC 2050 | Import | Methane | ON | Dispatch-Import | VOM | 0 | [6 empty] | 0.75992 | 0
LCP_Inputs_ON_Electric_2023_04_03 | 2027 | CH4 Import - WC 2050 | Import | Methane | PJ | Dispatch-Import | EmissionsCost | 0 | [6 empty] | 0.75992 | 0
LCP_Inputs_ON_Electric_2023_04_03 | 2027 | CH4 Import - WC 2050 | Import | Methane | PJ | Dispatch-Import | FuelCost | 0 | [6 empty] | 0.75992 | 0
LCP_Inputs_ON_Electric_2023_04_03 | 2027 | CH4 Import - WC 2050 | Import | Methane | PJ | Dispatch-Import | VOM | 0 | [6 empty] | 0.75992 | 0
LCP_Inputs_ON_Electric_2023_04_03 | 2027 | CH4 Import - WC 2050 | Import | Methane | QC | Dispatch-Import | EmissionsCost | 0 | [6 empty] | 0.75992 | 0
LCP_Inputs_ON_Electric_2023_04_03 | 2027 | CH4 Import - WC 2050 | Import | Methane | QC | Dispatch-Import | FuelCost | 0 | [6 empty] | 0.75992 | 0
LCP_Inputs_ON_Electric_2023_04_03 | 2027 | CH4 Import - WC 2050 | Import | Methane | QC | Dispatch-Import | VOM | 0 | [6 empty] | 0.75992 | 0
LCP_Inputs_ON_Electric_2023_04_03 | 2027 | CH4 Import - WC 2050 | Import | Methane | WC | Dispatch-Import | EmissionsCost | 0 | [6 empty] | 0.75992 | 0
LCP_Inputs_ON_Electric_2023_04_03 | 2027 | CH4 Import - WC 2050 | Import | Methane | WC | Dispatch-Import | FuelCost | 0 | [6 empty] | 0.75992 | 0
LCP_Inputs_ON_Electric_2023_04_03 | 2027 | CH4 Import - WC 2050 | Import | Methane | WC | Dispatch-Import | VOM | 0 | [6 empty] | 0.75992 | 0
LCP_Inputs_ON_Electric_2023_04_03 | 2027 | CH4 Salt Cavern Storage - ON | Storage | Methane | MI | Dispatch-Storage | EmissionsCost | 0 | [6 empty] | 0.75992 | 0
LCP_Inputs_ON_Electric_2023_04_03 | 2027 | CH4 Salt Cavern Storage - ON | Storage | Methane | MI | Dispatch-Storage | FuelCost | 0 | [6 empty] | 0.75992 | 0
LCP_Inputs_ON_Electric_2023_04_03 | 2027 | CH4 Salt Cavern Storage - ON | Storage | Methane | MI | Dispatch-Storage | VOM | 0 | [6 empty] | 0.75992 | 0
LCP_Inputs_ON_Electric_2023_04_03 | 2027 | CH4 Salt Cavern Storage - ON | Storage | Methane | NY | Dispatch-Storage | EmissionsCost | 0 | [6 empty] | 0.75992 | 0
LCP_Inputs_ON_Electric_2023_04_03 | 2027 | CH4 Salt Cavern Storage - ON | Storage | Methane | NY | Dispatch-Storage | FuelCost | 0 | [6 empty] | 0.75992 | 0
LCP_Inputs_ON_Electric_2023_04_03 | 2027 | CH4 Salt Cavern Storage - ON | Storage | Methane | NY | Dispatch-Storage | VOM | 0 | [6 empty] | 0.75992 | 0
LCP_Inputs_ON_Electric_2023_04_03 | 2027 | CH4 Salt Cavern Storage - ON | Storage | Methane | ON | Dispatch-Storage | EmissionsCost | 0 | [6 empty] | 0.75992 | 0
LCP_Inputs_ON_Electric_2023_04_03 | 2027 | CH4 Salt Cavern Storage - ON | Storage | Methane | ON | Dispatch-Storage | FuelCost | 0 | [6 empty] | 0.75992 | 0
LCP_Inputs_ON_Electric_2023_04_03 | 2027 | CH4 Salt Cavern Storage - ON | Storage | Methane | ON | Dispatch-Storage | VOM | 691417.653 | [6 empty] | 0.75992 | 525420.5909
LCP_Inputs_ON_Electric_2023_04_03 | 2027 | CH4 Salt Cavern Storage - ON | Storage | Methane | PJ | Dispatch-Storage | EmissionsCost | 0 | [6 empty] | 0.75992 | 0
LCP_Inputs_ON_Electric_2023_04_03 | 2027 | CH4 Salt Cavern Storage - ON | Storage | Methane | PJ | Dispatch-Storage | FuelCost | 0 | [6 empty] | 0.75992 | 0
LCP_Inputs_ON_Electric_2023_04_03 | 2027 | CH4 Salt Cavern Storage - ON | Storage | Methane | PJ | Dispatch-Storage | VOM | 0 | [6 empty] | 0.75992 | 0
LCP_Inputs_ON_Electric_2023_04_03 | 2027 | CH4 Salt Cavern Storage - ON | Storage | Methane | QC | Dispatch-Storage | EmissionsCost | 0 | [6 empty] | 0.75992 | 0
LCP_Inputs_ON_Electric_2023_04_03 | 2027 | CH4 Salt Cavern Storage - ON | Storage | Methane | QC | Dispatch-Storage | FuelCost | 0 | [6 empty] | 0.75992 | 0
LCP_Inputs_ON_Electric_2023_04_03 | 2027 | CH4 Salt Cavern Storage - ON | Storage | Methane | QC | Dispatch-Storage | VOM | 0 | [6 empty] | 0.75992 | 0
LCP_Inputs_ON_Electric_2023_04_03 | 2027 | CH4 Salt Cavern Storage - ON | Storage | Methane | WC | Dispatch-Storage | EmissionsCost | 0 | [6 empty] | 0.75992 | 0
LCP_Inputs_ON_Electric_2023_04_03 | 2027 | CH4 Salt Cavern Storage - ON | Storage | Methane | WC | Dispatch-Storage | FuelCost | 0 | [6 empty] | 0.75992 | 0
LCP_Inputs_ON_Electric_2023_04_03 | 2027 | CH4 Salt Cavern Storage - ON | Storage | Methane | WC | Dispatch-Storage | VOM | 0 | [6 empty] | 0.75992 | 0
LCP_Inputs_ON_Electric_2023_04_03 | 2027 | Electrolyser 2020/2030 | Crossload | Hydrogen | MI | Dispatch-Crossload | EmissionsCost | 0 | [6 empty] | 0.75992 | 0
LCP_Inputs_ON_Electric_2023_04_03 | 2027 | Electrolyser 2020/2030 | Crossload | Hydrogen | MI | Dispatch-Crossload | FuelCost | 0 | [6 empty] | 0.75992 | 0
LCP_Inputs_ON_Electric_2023_04_03 | 2027 | Electrolyser 2020/2030 | Crossload | Hydrogen | MI | Dispatch-Crossload | VOM | 0 | [6 empty] | 0.75992 | 0
LCP_Inputs_ON_Electric_2023_04_03 | 2027 | Electrolyser 2020/2030 | Crossload | Hydrogen | NY | Dispatch-Crossload | EmissionsCost | 0 | [6 empty] | 0.75992 | 0
LCP_Inputs_ON_Electric_2023_04_03 | 2027 | Electrolyser 2020/2030 | Crossload | Hydrogen | NY | Dispatch-Crossload | FuelCost | 0 | [6 empty] | 0.75992 | 0
LCP_Inputs_ON_Electric_2023_04_03 | 2027 | Electrolyser 2020/2030 | Crossload | Hydrogen | NY | Dispatch-Crossload | VOM | 0 | [6 empty] | 0.75992 | 0
LCP_Inputs_ON_Electric_2023_04_03 | 2027 | Electrolyser 2020/2030 | Crossload | Hydrogen | ON | Dispatch-Crossload | EmissionsCost | 0 | [6 empty] | 0.75992 | 0
LCP_Inputs_ON_Electric_2023_04_03 | 2027 | Electrolyser 2020/2030 | Crossload | Hydrogen | ON | Dispatch-Crossload | FuelCost | 0 | [6 empty] | 0.75992 | 0
LCP_Inputs_ON_Electric_2023_04_03 | 2027 | Electrolyser 2020/2030 | Crossload | Hydrogen | ON | Dispatch-Crossload | VOM | 0 | [6 empty] | 0.75992 | 0
LCP_Inputs_ON_Electric_2023_04_03 | 2027 | Electrolyser 2020/2030 | Crossload | Hydrogen | PJ | Dispatch-Crossload | EmissionsCost | 0 | [6 empty] | 0.75992 | 0
LCP_Inputs_ON_Electric_2023_04_03 | 2027 | Electrolyser 2020/2030 | Crossload | Hydrogen | PJ | Dispatch-Crossload | FuelCost | 0 | [6 empty] | 0.75992 | 0
LCP_Inputs_ON_Electric_2023_04_03 | 2027 | Electrolyser 2020/2030 | Crossload | Hydrogen | PJ | Dispatch-Crossload | VOM | 0 | [6 empty] | 0.75992 | 0
LCP_Inputs_ON_Electric_2023_04_03 | 2027 | Electrolyser 2020/2030 | Crossload | Hydrogen | QC | Dispatch-Crossload | EmissionsCost | 0 | [6 empty] | 0.75992 | 0
LCP_Inputs_ON_Electric_2023_04_03 | 2027 | Electrolyser 2020/2030 | Crossload | Hydrogen | QC | Dispatch-Crossload | FuelCost | 0 | [6 empty] | 0.75992 | 0
LCP_Inputs_ON_Electric_2023_04_03 | 2027 | Electrolyser 2020/2030 | Crossload | Hydrogen | QC | Dispatch-Crossload | VOM | 0 | [6 empty] | 0.75992 | 0
LCP_Inputs_ON_Electric_2023_04_03 | 2027 | Electrolyser 2020/2030 | Crossload | Hydrogen | WC | Dispatch-Crossload | EmissionsCost | 0 | [6 empty] | 0.75992 | 0
LCP_Inputs_ON_Electric_2023_04_03 | 2027 | Electrolyser 2020/2030 | Crossload | Hydrogen | WC | Dispatch-Crossload | FuelCost | 0 | [6 empty] | 0.75992 | 0
LCP_Inputs_ON_Electric_2023_04_03 | 2027 | Electrolyser 2020/2030 | Crossload | Hydrogen | WC | Dispatch-Crossload | VOM | 0 | [6 empty] | 0.75992 | 0
LCP_Inputs_ON_Electric_2023_04_03 | 2027 | Electrolyser 2040 | Crossload | Hydrogen | MI | Dispatch-Crossload | EmissionsCost | 0 | [6 empty] | 0.75992 | 0
LCP_Inputs_ON_Electric_2023_04_03 | 2027 | Electrolyser 2040 | Crossload | Hydrogen | MI | Dispatch-Crossload | FuelCost | 0 | [6 empty] | 0.75992 | 0
LCP_Inputs_ON_Electric_2023_04_03 | 2027 | Electrolyser 2040 | Crossload | Hydrogen | MI | Dispatch-Crossload | VOM | 0 | [6 empty] | 0.75992 | 0
LCP_Inputs_ON_Electric_2023_04_03 | 2027 | Electrolyser 2040 | Crossload | Hydrogen | NY | Dispatch-Crossload | EmissionsCost | 0 | [6 empty] | 0.75992 | 0
LCP_Inputs_ON_Electric_2023_04_03 | 2027 | Electrolyser 2040 | Crossload | Hydrogen | NY | Dispatch-Crossload | FuelCost | 0 | [6 empty] | 0.75992 | 0
LCP_Inputs_ON_Electric_2023_04_03 | 2027 | Electrolyser 2040 | Crossload | Hydrogen | NY | Dispatch-Crossload | VOM | 0 | [6 empty] | 0.75992 | 0
LCP_Inputs_ON_Electric_2023_04_03 | 2027 | Electrolyser 2040 | Crossload | Hydrogen | ON | Dispatch-Crossload | EmissionsCost | 0 | [6 empty] | 0.75992 | 0
LCP_Inputs_ON_Electric_2023_04_03 | 2027 | Electrolyser 2040 | Crossload | Hydrogen | ON | Dispatch-Crossload | FuelCost | 0 | [6 empty] | 0.75992 | 0
LCP_Inputs_ON_Electric_2023_04_03 | 2027 | Electrolyser 2040 | Crossload | Hydrogen | ON | Dispatch-Crossload | VOM | 0 | [6 empty] | 0.75992 | 0
LCP_Inputs_ON_Electric_2023_04_03 | 2027 | Electrolyser 2040 | Crossload | Hydrogen | PJ | Dispatch-Crossload | EmissionsCost | 0 | [6 empty] | 0.75992 | 0
LCP_Inputs_ON_Electric_2023_04_03 | 2027 | Electrolyser 2040 | Crossload | Hydrogen | PJ | Dispatch-Crossload | FuelCost | 0 | [6 empty] | 0.75992 | 0
LCP_Inputs_ON_Electric_2023_04_03 | 2027 | Electrolyser 2040 | Crossload | Hydrogen | PJ | Dispatch-Crossload | VOM | 0 | [6 empty] | 0.75992 | 0
LCP_Inputs_ON_Electric_2023_04_03 | 2027 | Electrolyser 2040 | Crossload | Hydrogen | QC | Dispatch-Crossload | EmissionsCost | 0 | [6 empty] | 0.75992 | 0
LCP_Inputs_ON_Electric_2023_04_03 | 2027 | Electrolyser 2040 | Crossload | Hydrogen | QC | Dispatch-Crossload | FuelCost | 0 | [6 empty] | 0.75992 | 0
LCP_Inputs_ON_Electric_2023_04_03 | 2027 | Electrolyser 2040 | Crossload | Hydrogen | QC | Dispatch-Crossload | VOM | 0 | [6 empty] | 0.75992 | 0
LCP_Inputs_ON_Electric_2023_04_03 | 2027 | Electrolyser 2040 | Crossload | Hydrogen | WC | Dispatch-Crossload | EmissionsCost | 0 | [6 empty] | 0.75992 | 0
LCP_Inputs_ON_Electric_2023_04_03 | 2027 | Electrolyser 2040 | Crossload | Hydrogen | WC | Dispatch-Crossload | FuelCost | 0 | [6 empty] | 0.75992 | 0
LCP_Inputs_ON_Electric_2023_04_03 | 2027 | Electrolyser 2040 | Crossload | Hydrogen | WC | Dispatch-Crossload | VOM | 0 | [6 empty] | 0.75992 | 0
LCP_Inputs_ON_Electric_2023_04_03 | 2027 | Electrolyser 2050 | Crossload | Hydrogen | MI | Dispatch-Crossload | EmissionsCost | 0 | [6 empty] | 0.75992 | 0
LCP_Inputs_ON_Electric_2023_04_03 | 2027 | Electrolyser 2050 | Crossload | Hydrogen | MI | Dispatch-Crossload | FuelCost | 0 | [6 empty] | 0.75992 | 0
LCP_Inputs_ON_Electric_2023_04_03 | 2027 | Electrolyser 2050 | Crossload | Hydrogen | MI | Dispatch-Crossload | VOM | 0 | [6 empty] | 0.75992 | 0
LCP_Inputs_ON_Electric_2023_04_03 | 2027 | Electrolyser 2050 | Crossload | Hydrogen | NY | Dispatch-Crossload | EmissionsCost | 0 | [6 empty] | 0.75992 | 0
LCP_Inputs_ON_Electric_2023_04_03 | 2027 | Electrolyser 2050 | Crossload | Hydrogen | NY | Dispatch-Crossload | FuelCost | 0 | [6 empty] | 0.75992 | 0
LCP_Inputs_ON_Electric_2023_04_03 | 2027 | Electrolyser 2050 | Crossload | Hydrogen | NY | Dispatch-Crossload | VOM | 0 | [6 empty] | 0.75992 | 0
LCP_Inputs_ON_Electric_2023_04_03 | 2027 | Electrolyser 2050 | Crossload | Hydrogen | ON | Dispatch-Crossload | EmissionsCost | 0 | [6 empty] | 0.75992 | 0
LCP_Inputs_ON_Electric_2023_04_03 | 2027 | Electrolyser 2050 | Crossload | Hydrogen | ON | Dispatch-Crossload | FuelCost | 0 | [6 empty] | 0.75992 | 0
LCP_Inputs_ON_Electric_2023_04_03 | 2027 | Electrolyser 2050 | Crossload | Hydrogen | ON | Dispatch-Crossload | VOM | 0 | [6 empty] | 0.75992 | 0
LCP_Inputs_ON_Electric_2023_04_03 | 2027 | Electrolyser 2050 | Crossload | Hydrogen | PJ | Dispatch-Crossload | EmissionsCost | 0 | [6 empty] | 0.75992 | 0
LCP_Inputs_ON_Electric_2023_04_03 | 2027 | Electrolyser 2050 | Crossload | Hydrogen | PJ | Dispatch-Crossload | FuelCost | 0 | [6 empty] | 0.75992 | 0
LCP_Inputs_ON_Electric_2023_04_03 | 2027 | Electrolyser 2050 | Crossload | Hydrogen | PJ | Dispatch-Crossload | VOM | 0 | [6 empty] | 0.75992 | 0
LCP_Inputs_ON_Electric_2023_04_03 | 2027 | Electrolyser 2050 | Crossload | Hydrogen | QC | Dispatch-Crossload | EmissionsCost | 0 | [6 empty] | 0.75992 | 0
LCP_Inputs_ON_Electric_2023_04_03 | 2027 | Electrolyser 2050 | Crossload | Hydrogen | QC | Dispatch-Crossload | FuelCost | 0 | [6 empty] | 0.75992 | 0
LCP_Inputs_ON_Electric_2023_04_03 | 2027 | Electrolyser 2050 | Crossload | Hydrogen | QC | Dispatch-Crossload | VOM | 0 | [6 empty] | 0.75992 | 0
LCP_Inputs_ON_Electric_2023_04_03 | 2027 | Electrolyser 2050 | Crossload | Hydrogen | WC | Dispatch-Crossload | EmissionsCost | 0 | [6 empty] | 0.75992 | 0
LCP_Inputs_ON_Electric_2023_04_03 | 2027 | Electrolyser 2050 | Crossload | Hydrogen | WC | Dispatch-Crossload | FuelCost | 0 | [6 empty] | 0.75992 | 0
LCP_Inputs_ON_Electric_2023_04_03 | 2027 | Electrolyser 2050 | Crossload | Hydrogen | WC | Dispatch-Crossload | VOM | 0 | [6 empty] | 0.75992 | 0
LCP_Inputs_ON_Electric_2023_04_03 | 2027 | Fossil Fuel Thermal (Coal, Peat, Oil) | Generation | Electricity | MI | Dispatch-Generation | EmissionsCost | 0 | [6 empty] | 0.75992 | 0
LCP_Inputs_ON_Electric_2023_04_03 | 2027 | Fossil Fuel Thermal (Coal, Peat, Oil) | Generation | Electricity | MI | Dispatch-Generation | FuelCost | 0 | [6 empty] | 0.75992 | 0
LCP_Inputs_ON_Electric_2023_04_03 | 2027 | Fossil Fuel Thermal (Coal, Peat, Oil) | Generation | Electricity | MI | Dispatch-Generation | VOM | 0 | [6 empty] | 0.75992 | 0
LCP_Inputs_ON_Electric_2023_04_03 | 2027 | Fossil Fuel Thermal (Coal, Peat, Oil) | Generation | Electricity | NY | Dispatch-Generation | EmissionsCost | 0 | [6 empty] | 0.75992 | 0
LCP_Inputs_ON_Electric_2023_04_03 | 2027 | Fossil Fuel Thermal (Coal, Peat, Oil) | Generation | Electricity | NY | Dispatch-Generation | FuelCost | 0 | [6 empty] | 0.75992 | 0
LCP_Inputs_ON_Electric_2023_04_03 | 2027 | Fossil Fuel Thermal (Coal, Peat, Oil) | Generation | Electricity | NY | Dispatch-Generation | VOM | 0 | [6 empty] | 0.75992 | 0
LCP_Inputs_ON_Electric_2023_04_03 | 2027 | Fossil Fuel Thermal (Coal, Peat, Oil) | Generation | Electricity | ON | Dispatch-Generation | EmissionsCost | 0 | [6 empty] | 0.75992 | 0
LCP_Inputs_ON_Electric_2023_04_03 | 2027 | Fossil Fuel Thermal (Coal, Peat, Oil) | Generation | Electricity | ON | Dispatch-Generation | FuelCost | 0 | [6 empty] | 0.75992 | 0
LCP_Inputs_ON_Electric_2023_04_03 | 2027 | Fossil Fuel Thermal (Coal, Peat, Oil) | Generation | Electricity | ON | Dispatch-Generation | VOM | 0 | [6 empty] | 0.75992 | 0
LCP_Inputs_ON_Electric_2023_04_03 | 2027 | Fossil Fuel Thermal (Coal, Peat, Oil) | Generation | Electricity | PJ | Dispatch-Generation | EmissionsCost | 0 | [6 empty] | 0.75992 | 0
LCP_Inputs_ON_Electric_2023_04_03 | 2027 | Fossil Fuel Thermal (Coal, Peat, Oil) | Generation | Electricity | PJ | Dispatch-Generation | FuelCost | 0 | [6 empty] | 0.75992 | 0
LCP_Inputs_ON_Electric_2023_04_03 | 2027 | Fossil Fuel Thermal (Coal, Peat, Oil) | Generation | Electricity | PJ | Dispatch-Generation | VOM | 0 | [6 empty] | 0.75992 | 0
LCP_Inputs_ON_Electric_2023_04_03 | 2027 | Fossil Fuel Thermal (Coal, Peat, Oil) | Generation | Electricity | QC | Dispatch-Generation | EmissionsCost | 0 | [6 empty] | 0.75992 | 0
LCP_Inputs_ON_Electric_2023_04_03 | 2027 | Fossil Fuel Thermal (Coal, Peat, Oil) | Generation | Electricity | QC | Dispatch-Generation | FuelCost | 0 | [6 empty] | 0.75992 | 0
LCP_Inputs_ON_Electric_2023_04_03 | 2027 | Fossil Fuel Thermal (Coal, Peat, Oil) | Generation | Electricity | QC | Dispatch-Generation | VOM | 0 | [6 empty] | 0.75992 | 0
LCP_Inputs_ON_Electric_2023_04_03 | 2027 | Fossil Fuel Thermal (Coal, Peat, Oil) | Generation | Electricity | WC | Dispatch-Generation | EmissionsCost | 0 | [6 empty] | 0.75992 | 0
LCP_Inputs_ON_Electric_2023_04_03 | 2027 | Fossil Fuel Thermal (Coal, Peat, Oil) | Generation | Electricity | WC | Dispatch-Generation | FuelCost | 0 | [6 empty] | 0.75992 | 0
LCP_Inputs_ON_Electric_2023_04_03 | 2027 | Fossil Fuel Thermal (Coal, Peat, Oil) | Generation | Electricity | WC | Dispatch-Generation | VOM | 0 | [6 empty] | 0.75992 | 0
LCP_Inputs_ON_Electric_2023_04_03 | 2027 | Generic - Generator | Generation | Electricity | MI | Dispatch-Generation | EmissionsCost | 0 | [6 empty] | 0.75992 | 0
LCP_Inputs_ON_Electric_2023_04_03 | 2027 | Generic - Generator | Generation | Electricity | MI | Dispatch-Generation | FuelCost | 3913159882.2025 | [6 empty] | 0.75992 | 2973679900.3934
LCP_Inputs_ON_Electric_2023_04_03 | 2027 | Generic - Generator | Generation | Electricity | MI | Dispatch-Generation | VOM | 404848820.8371 | [6 empty] | 0.75992 | 307651830.608
LCP_Inputs_ON_Electric_2023_04_03 | 2027 | Generic - Generator | Generation | Electricity | NY | Dispatch-Generation | EmissionsCost | 0 | [6 empty] | 0.75992 | 0
LCP_Inputs_ON_Electric_2023_04_03 | 2027 | Generic - Generator | Generation | Electricity | NY | Dispatch-Generation | FuelCost | 1634016854.2376 | [6 empty] | 0.75992 | 1241718514.6075
LCP_Inputs_ON_Electric_2023_04_03 | 2027 | Generic - Generator | Generation | Electricity | NY | Dispatch-Generation | VOM | 169052585.7823 | [6 empty] | 0.75992 | 128466071.3039
LCP_Inputs_ON_Electric_2023_04_03 | 2027 | Generic - Generator | Generation | Electricity | ON | Dispatch-Generation | EmissionsCost | 0 | [6 empty] | 0.75992 | 0
LCP_Inputs_ON_Electric_2023_04_03 | 2027 | Generic - Generator | Generation | Electricity | ON | Dispatch-Generation | FuelCost | 0 | [6 empty] | 0.75992 | 0
LCP_Inputs_ON_Electric_2023_04_03 | 2027 | Generic - Generator | Generation | Electricity | ON | Dispatch-Generation | VOM | 0 | [6 empty] | 0.75992 | 0
LCP_Inputs_ON_Electric_2023_04_03 | 2027 | Generic - Generator | Generation | Electricity | PJ | Dispatch-Generation | EmissionsCost | 0 | [6 empty] | 0.75992 | 0
LCP_Inputs_ON_Electric_2023_04_03 | 2027 | Generic - Generator | Generation | Electricity | PJ | Dispatch-Generation | FuelCost | 14422259590.9655 | [6 empty] | 0.75992 | 10959731969.799
LCP_Inputs_ON_Electric_2023_04_03 | 2027 | Generic - Generator | Generation | Electricity | PJ | Dispatch-Generation | VOM | 1492102281.7812 | [6 empty] | 0.75992 | 1133875103.045
LCP_Inputs_ON_Electric_2023_04_03 | 2027 | Generic - Generator | Generation | Electricity | QC | Dispatch-Generation | EmissionsCost | 0 | [6 empty] | 0.75992 | 0
LCP_Inputs_ON_Electric_2023_04_03 | 2027 | Generic - Generator | Generation | Electricity | QC | Dispatch-Generation | FuelCost | 0 | [6 empty] | 0.75992 | 0
LCP_Inputs_ON_Electric_2023_04_03 | 2027 | Generic - Generator | Generation | Electricity | QC | Dispatch-Generation | VOM | 0 | [6 empty] | 0.75992 | 0
LCP_Inputs_ON_Electric_2023_04_03 | 2027 | Generic - Generator | Generation | Electricity | WC | Dispatch-Generation | EmissionsCost | 0 | [6 empty] | 0.75992 | 0
LCP_Inputs_ON_Electric_2023_04_03 | 2027 | Generic - Generator | Generation | Electricity | WC | Dispatch-Generation | FuelCost | 1069473.0011 | [6 empty] | 0.75992 | 812711.5843
LCP_Inputs_ON_Electric_2023_04_03 | 2027 | Generic - Generator | Generation | Electricity | WC | Dispatch-Generation | VOM | 110645.8454 | [6 empty] | 0.75992 | 84081.7489
LCP_Inputs_ON_Electric_2023_04_03 | 2027 | H2 Import - QC | Import | Hydrogen | MI | Dispatch-Import | EmissionsCost | 0 | [6 empty] | 0.75992 | 0
LCP_Inputs_ON_Electric_2023_04_03 | 2027 | H2 Import - QC | Import | Hydrogen | MI | Dispatch-Import | FuelCost | 0 | [6 empty] | 0.75992 | 0
LCP_Inputs_ON_Electric_2023_04_03 | 2027 | H2 Import - QC | Import | Hydrogen | MI | Dispatch-Import | VOM | 0 | [6 empty] | 0.75992 | 0
LCP_Inputs_ON_Electric_2023_04_03 | 2027 | H2 Import - QC | Import | Hydrogen | NY | Dispatch-Import | EmissionsCost | 0 | [6 empty] | 0.75992 | 0
LCP_Inputs_ON_Electric_2023_04_03 | 2027 | H2 Import - QC | Import | Hydrogen | NY | Dispatch-Import | FuelCost | 0 | [6 empty] | 0.75992 | 0
LCP_Inputs_ON_Electric_2023_04_03 | 2027 | H2 Import - QC | Import | Hydrogen | NY | Dispatch-Import | VOM | 0 | [6 empty] | 0.75992 | 0
LCP_Inputs_ON_Electric_2023_04_03 | 2027 | H2 Import - QC | Import | Hydrogen | ON | Dispatch-Import | EmissionsCost | 0 | [6 empty] | 0.75992 | 0
LCP_Inputs_ON_Electric_2023_04_03 | 2027 | H2 Import - QC | Import | Hydrogen | ON | Dispatch-Import | FuelCost | 0 | [6 empty] | 0.75992 | 0
LCP_Inputs_ON_Electric_2023_04_03 | 2027 | H2 Import - QC | Import | Hydrogen | ON | Dispatch-Import | VOM | 0 | [6 empty] | 0.75992 | 0
LCP_Inputs_ON_Electric_2023_04_03 | 2027 | H2 Import - QC | Import | Hydrogen | PJ | Dispatch-Import | EmissionsCost | 0 | [6 empty] | 0.75992 | 0
LCP_Inputs_ON_Electric_2023_04_03 | 2027 | H2 Import - QC | Import | Hydrogen | PJ | Dispatch-Import | FuelCost | 0 | [6 empty] | 0.75992 | 0
LCP_Inputs_ON_Electric_2023_04_03 | 2027 | H2 Import - QC | Import | Hydrogen | PJ | Dispatch-Import | VOM | 0 | [6 empty] | 0.75992 | 0
LCP_Inputs_ON_Electric_2023_04_03 | 2027 | H2 Import - QC | Import | Hydrogen | QC | Dispatch-Import | EmissionsCost | 0 | [6 empty] | 0.75992 | 0
LCP_Inputs_ON_Electric_2023_04_03 | 2027 | H2 Import - QC | Import | Hydrogen | QC | Dispatch-Import | FuelCost | 0 | [6 empty] | 0.75992 | 0
LCP_Inputs_ON_Electric_2023_04_03 | 2027 | H2 Import - QC | Import | Hydrogen | QC | Dispatch-Import | VOM | 0 | [6 empty] | 0.75992 | 0
LCP_Inputs_ON_Electric_2023_04_03 | 2027 | H2 Import - QC | Import | Hydrogen | WC | Dispatch-Import | EmissionsCost | 0 | [6 empty] | 0.75992 | 0
LCP_Inputs_ON_Electric_2023_04_03 | 2027 | H2 Import - QC | Import | Hydrogen | WC | Dispatch-Import | FuelCost | 0 | [6 empty] | 0.75992 | 0
LCP_Inputs_ON_Electric_2023_04_03 | 2027 | H2 Import - QC | Import | Hydrogen | WC | Dispatch-Import | VOM | 0 | [6 empty] | 0.75992 | 0
LCP_Inputs_ON_Electric_2023_04_03 | 2027 | H2 Import - WC | Import | Hydrogen | MI | Dispatch-Import | EmissionsCost | 0 | [6 empty] | 0.75992 | 0
LCP_Inputs_ON_Electric_2023_04_03 | 2027 | H2 Import - WC | Import | Hydrogen | MI | Dispatch-Import | FuelCost | 0 | [6 empty] | 0.75992 | 0
LCP_Inputs_ON_Electric_2023_04_03 | 2027 | H2 Import - WC | Import | Hydrogen | MI | Dispatch-Import | VOM | 0 | [6 empty] | 0.75992 | 0
LCP_Inputs_ON_Electric_2023_04_03 | 2027 | H2 Import - WC | Import | Hydrogen | NY | Dispatch-Import | EmissionsCost | 0 | [6 empty] | 0.75992 | 0
LCP_Inputs_ON_Electric_2023_04_03 | 2027 | H2 Import - WC | Import | Hydrogen | NY | Dispatch-Import | FuelCost | 0 | [6 empty] | 0.75992 | 0
LCP_Inputs_ON_Electric_2023_04_03 | 2027 | H2 Import - WC | Import | Hydrogen | NY | Dispatch-Import | VOM | 0 | [6 empty] | 0.75992 | 0
LCP_Inputs_ON_Electric_2023_04_03 | 2027 | H2 Import - WC | Import | Hydrogen | ON | Dispatch-Import | EmissionsCost | 0 | [6 empty] | 0.75992 | 0
LCP_Inputs_ON_Electric_2023_04_03 | 2027 | H2 Import - WC | Import | Hydrogen | ON | Dispatch-Import | FuelCost | 0 | [6 empty] | 0.75992 | 0
LCP_Inputs_ON_Electric_2023_04_03 | 2027 | H2 Import - WC | Import | Hydrogen | ON | Dispatch-Import | VOM | 0 | [6 empty] | 0.75992 | 0
LCP_Inputs_ON_Electric_2023_04_03 | 2027 | H2 Import - WC | Import | Hydrogen | PJ | Dispatch-Import | EmissionsCost | 0 | [6 empty] | 0.75992 | 0
LCP_Inputs_ON_Electric_2023_04_03 | 2027 | H2 Import - WC | Import | Hydrogen | PJ | Dispatch-Import | FuelCost | 0 | [6 empty] | 0.75992 | 0
LCP_Inputs_ON_Electric_2023_04_03 | 2027 | H2 Import - WC | Import | Hydrogen | PJ | Dispatch-Import | VOM | 0 | [6 empty] | 0.75992 | 0
LCP_Inputs_ON_Electric_2023_04_03 | 2027 | H2 Import - WC | Import | Hydrogen | QC | Dispatch-Import | EmissionsCost | 0 | [6 empty] | 0.75992 | 0
LCP_Inputs_ON_Electric_2023_04_03 | 2027 | H2 Import - WC | Import | Hydrogen | QC | Dispatch-Import | FuelCost | 0 | [6 empty] | 0.75992 | 0
LCP_Inputs_ON_Electric_2023_04_03 | 2027 | H2 Import - WC | Import | Hydrogen | QC | Dispatch-Import | VOM | 0 | [6 empty] | 0.75992 | 0
LCP_Inputs_ON_Electric_2023_04_03 | 2027 | H2 Import - WC | Import | Hydrogen | WC | Dispatch-Import | EmissionsCost | 0 | [6 empty] | 0.75992 | 0
LCP_Inputs_ON_Electric_2023_04_03 | 2027 | H2 Import - WC | Import | Hydrogen | WC | Dispatch-Import | FuelCost | 0 | [6 empty] | 0.75992 | 0
LCP_Inputs_ON_Electric_2023_04_03 | 2027 | H2 Import - WC | Import | Hydrogen | WC | Dispatch-Import | VOM | 0 | [6 empty] | 0.75992 | 0
LCP_Inputs_ON_Electric_2023_04_03 | 2027 | H2 Salt Cavern Storage - ON | Storage | Hydrogen | MI | Dispatch-Storage | EmissionsCost | 0 | [6 empty] | 0.75992 | 0
LCP_Inputs_ON_Electric_2023_04_03 | 2027 | H2 Salt Cavern Storage - ON | Storage | Hydrogen | MI | Dispatch-Storage | FuelCost | 0 | [6 empty] | 0.75992 | 0
LCP_Inputs_ON_Electric_2023_04_03 | 2027 | H2 Salt Cavern Storage - ON | Storage | Hydrogen | MI | Dispatch-Storage | VOM | 0 | [6 empty] | 0.75992 | 0
LCP_Inputs_ON_Electric_2023_04_03 | 2027 | H2 Salt Cavern Storage - ON | Storage | Hydrogen | NY | Dispatch-Storage | EmissionsCost | 0 | [6 empty] | 0.75992 | 0
LCP_Inputs_ON_Electric_2023_04_03 | 2027 | H2 Salt Cavern Storage - ON | Storage | Hydrogen | NY | Dispatch-Storage | FuelCost | 0 | [6 empty] | 0.75992 | 0
LCP_Inputs_ON_Electric_2023_04_03 | 2027 | H2 Salt Cavern Storage - ON | Storage | Hydrogen | NY | Dispatch-Storage | VOM | 0 | [6 empty] | 0.75992 | 0
LCP_Inputs_ON_Electric_2023_04_03 | 2027 | H2 Salt Cavern Storage - ON | Storage | Hydrogen | ON | Dispatch-Storage | EmissionsCost | 0 | [6 empty] | 0.75992 | 0
LCP_Inputs_ON_Electric_2023_04_03 | 2027 | H2 Salt Cavern Storage - ON | Storage | Hydrogen | ON | Dispatch-Storage | FuelCost | 0 | [6 empty] | 0.75992 | 0
LCP_Inputs_ON_Electric_2023_04_03 | 2027 | H2 Salt Cavern Storage - ON | Storage | Hydrogen | ON | Dispatch-Storage | VOM | 0 | [6 empty] | 0.75992 | 0
LCP_Inputs_ON_Electric_2023_04_03 | 2027 | H2 Salt Cavern Storage - ON | Storage | Hydrogen | PJ | Dispatch-Storage | EmissionsCost | 0 | [6 empty] | 0.75992 | 0
LCP_Inputs_ON_Electric_2023_04_03 | 2027 | H2 Salt Cavern Storage - ON | Storage | Hydrogen | PJ | Dispatch-Storage | FuelCost | 0 | [6 empty] | 0.75992 | 0
LCP_Inputs_ON_Electric_2023_04_03 | 2027 | H2 Salt Cavern Storage - ON | Storage | Hydrogen | PJ | Dispatch-Storage | VOM | 0 | [6 empty] | 0.75992 | 0
LCP_Inputs_ON_Electric_2023_04_03 | 2027 | H2 Salt Cavern Storage - ON | Storage | Hydrogen | QC | Dispatch-Storage | EmissionsCost | 0 | [6 empty] | 0.75992 | 0
LCP_Inputs_ON_Electric_2023_04_03 | 2027 | H2 Salt Cavern Storage - ON | Storage | Hydrogen | QC | Dispatch-Storage | FuelCost | 0 | [6 empty] | 0.75992 | 0
LCP_Inputs_ON_Electric_2023_04_03 | 2027 | H2 Salt Cavern Storage - ON | Storage | Hydrogen | QC | Dispatch-Storage | VOM | 0 | [6 empty] | 0.75992 | 0
LCP_Inputs_ON_Electric_2023_04_03 | 2027 | H2 Salt Cavern Storage - ON | Storage | Hydrogen | WC | Dispatch-Storage | EmissionsCost | 0 | [6 empty] | 0.75992 | 0
LCP_Inputs_ON_Electric_2023_04_03 | 2027 | H2 Salt Cavern Storage - ON | Storage | Hydrogen | WC | Dispatch-Storage | FuelCost | 0 | [6 empty] | 0.75992 | 0
LCP_Inputs_ON_Electric_2023_04_03 | 2027 | H2 Salt Cavern Storage - ON | Storage | Hydrogen | WC | Dispatch-Storage | VOM | 0 | [6 empty] | 0.75992 | 0
LCP_Inputs_ON_Electric_2023_04_03 | 2027 | Hydro | Generation | Electricity | MI | Dispatch-Generation | EmissionsCost | 0 | [6 empty] | 0.75992 | 0
LCP_Inputs_ON_Electric_2023_04_03 | 2027 | Hydro | Generation | Electricity | MI | Dispatch-Generation | FuelCost | 0 | [6 empty] | 0.75992 | 0
LCP_Inputs_ON_Electric_2023_04_03 | 2027 | Hydro | Generation | Electricity | MI | Dispatch-Generation | VOM | 0 | [6 empty] | 0.75992 | 0
LCP_Inputs_ON_Electric_2023_04_03 | 2027 | Hydro | Generation | Electricity | NY | Dispatch-Generation | EmissionsCost | 0 | [6 empty] | 0.75992 | 0
LCP_Inputs_ON_Electric_2023_04_03 | 2027 | Hydro | Generation | Electricity | NY | Dispatch-Generation | FuelCost | 0 | [6 empty] | 0.75992 | 0
LCP_Inputs_ON_Electric_2023_04_03 | 2027 | Hydro | Generation | Electricity | NY | Dispatch-Generation | VOM | 0 | [6 empty] | 0.75992 | 0
LCP_Inputs_ON_Electric_2023_04_03 | 2027 | Hydro | Generation | Electricity | ON | Dispatch-Generation | EmissionsCost | 0 | [6 empty] | 0.75992 | 0
LCP_Inputs_ON_Electric_2023_04_03 | 2027 | Hydro | Generation | Electricity | ON | Dispatch-Generation | FuelCost | 0 | [6 empty] | 0.75992 | 0
LCP_Inputs_ON_Electric_2023_04_03 | 2027 | Hydro | Generation | Electricity | ON | Dispatch-Generation | VOM | 0 | [6 empty] | 0.75992 | 0
LCP_Inputs_ON_Electric_2023_04_03 | 2027 | Hydro | Generation | Electricity | PJ | Dispatch-Generation | EmissionsCost | 0 | [6 empty] | 0.75992 | 0
LCP_Inputs_ON_Electric_2023_04_03 | 2027 | Hydro | Generation | Electricity | PJ | Dispatch-Generation | FuelCost | 0 | [6 empty] | 0.75992 | 0
LCP_Inputs_ON_Electric_2023_04_03 | 2027 | Hydro | Generation | Electricity | PJ | Dispatch-Generation | VOM | 0 | [6 empty] | 0.75992 | 0
LCP_Inputs_ON_Electric_2023_04_03 | 2027 | Hydro | Generation | Electricity | QC | Dispatch-Generation | EmissionsCost | 0 | [6 empty] | 0.75992 | 0
LCP_Inputs_ON_Electric_2023_04_03 | 2027 | Hydro | Generation | Electricity | QC | Dispatch-Generation | FuelCost | 0 | [6 empty] | 0.75992 | 0
LCP_Inputs_ON_Electric_2023_04_03 | 2027 | Hydro | Generation | Electricity | QC | Dispatch-Generation | VOM | 0 | [6 empty] | 0.75992 | 0
LCP_Inputs_ON_Electric_2023_04_03 | 2027 | Hydro | Generation | Electricity | WC | Dispatch-Generation | EmissionsCost | 0 | [6 empty] | 0.75992 | 0
LCP_Inputs_ON_Electric_2023_04_03 | 2027 | Hydro | Generation | Electricity | WC | Dispatch-Generation | FuelCost | 0 | [6 empty] | 0.75992 | 0
LCP_Inputs_ON_Electric_2023_04_03 | 2027 | Hydro | Generation | Electricity | WC | Dispatch-Generation | VOM | 0 | [6 empty] | 0.75992 | 0
LCP_Inputs_ON_Electric_2023_04_03 | 2027 | Hydro Pumped Storage | Storage | Electricity | MI | Dispatch-Storage | EmissionsCost | 0 | [6 empty] | 0.75992 | 0
LCP_Inputs_ON_Electric_2023_04_03 | 2027 | Hydro Pumped Storage | Storage | Electricity | MI | Dispatch-Storage | FuelCost | 0 | [6 empty] | 0.75992 | 0
LCP_Inputs_ON_Electric_2023_04_03 | 2027 | Hydro Pumped Storage | Storage | Electricity | MI | Dispatch-Storage | VOM | 0 | [6 empty] | 0.75992 | 0
LCP_Inputs_ON_Electric_2023_04_03 | 2027 | Hydro Pumped Storage | Storage | Electricity | NY | Dispatch-Storage | EmissionsCost | 0 | [6 empty] | 0.75992 | 0
LCP_Inputs_ON_Electric_2023_04_03 | 2027 | Hydro Pumped Storage | Storage | Electricity | NY | Dispatch-Storage | FuelCost | 0 | [6 empty] | 0.75992 | 0
LCP_Inputs_ON_Electric_2023_04_03 | 2027 | Hydro Pumped Storage | Storage | Electricity | NY | Dispatch-Storage | VOM | 0 | [6 empty] | 0.75992 | 0
LCP_Inputs_ON_Electric_2023_04_03 | 2027 | Hydro Pumped Storage | Storage | Electricity | ON | Dispatch-Storage | EmissionsCost | 0 | [6 empty] | 0.75992 | 0
LCP_Inputs_ON_Electric_2023_04_03 | 2027 | Hydro Pumped Storage | Storage | Electricity | ON | Dispatch-Storage | FuelCost | 0 | [6 empty] | 0.75992 | 0
LCP_Inputs_ON_Electric_2023_04_03 | 2027 | Hydro Pumped Storage | Storage | Electricity | ON | Dispatch-Storage | VOM | 0 | [6 empty] | 0.75992 | 0
LCP_Inputs_ON_Electric_2023_04_03 | 2027 | Hydro Pumped Storage | Storage | Electricity | PJ | Dispatch-Storage | EmissionsCost | 0 | [6 empty] | 0.75992 | 0
LCP_Inputs_ON_Electric_2023_04_03 | 2027 | Hydro Pumped Storage | Storage | Electricity | PJ | Dispatch-Storage | FuelCost | 0 | [6 empty] | 0.75992 | 0
LCP_Inputs_ON_Electric_2023_04_03 | 2027 | Hydro Pumped Storage | Storage | Electricity | PJ | Dispatch-Storage | VOM | 0 | [6 empty] | 0.75992 | 0
LCP_Inputs_ON_Electric_2023_04_03 | 2027 | Hydro Pumped Storage | Storage | Electricity | QC | Dispatch-Storage | EmissionsCost | 0 | [6 empty] | 0.75992 | 0
LCP_Inputs_ON_Electric_2023_04_03 | 2027 | Hydro Pumped Storage | Storage | Electricity | QC | Dispatch-Storage | FuelCost | 0 | [6 empty] | 0.75992 | 0
LCP_Inputs_ON_Electric_2023_04_03 | 2027 | Hydro Pumped Storage | Storage | Electricity | QC | Dispatch-Storage | VOM | 0 | [6 empty] | 0.75992 | 0
LCP_Inputs_ON_Electric_2023_04_03 | 2027 | Hydro Pumped Storage | Storage | Electricity | WC | Dispatch-Storage | EmissionsCost | 0 | [6 empty] | 0.75992 | 0
LCP_Inputs_ON_Electric_2023_04_03 | 2027 | Hydro Pumped Storage | Storage | Electricity | WC | Dispatch-Storage | FuelCost | 0 | [6 empty] | 0.75992 | 0
LCP_Inputs_ON_Electric_2023_04_03 | 2027 | Hydro Pumped Storage | Storage | Electricity | WC | Dispatch-Storage | VOM | 0 | [6 empty] | 0.75992 | 0
LCP_Inputs_ON_Electric_2023_04_03 | 2027 | Nuclear | Generation | Electricity | MI | Dispatch-Generation | EmissionsCost | 0 | [6 empty] | 0.75992 | 0
LCP_Inputs_ON_Electric_2023_04_03 | 2027 | Nuclear | Generation | Electricity | MI | Dispatch-Generation | FuelCost | 0 | [6 empty] | 0.75992 | 0
LCP_Inputs_ON_Electric_2023_04_03 | 2027 | Nuclear | Generation | Electricity | MI | Dispatch-Generation | VOM | 3301336446.912 | [6 empty] | 0.75992 | 2508744373.3816
LCP_Inputs_ON_Electric_2023_04_03 | 2027 | Nuclear | Generation | Electricity | NY | Dispatch-Generation | EmissionsCost | 0 | [6 empty] | 0.75992 | 0
LCP_Inputs_ON_Electric_2023_04_03 | 2027 | Nuclear | Generation | Electricity | NY | Dispatch-Generation | FuelCost | 0 | [6 empty] | 0.75992 | 0
LCP_Inputs_ON_Electric_2023_04_03 | 2027 | Nuclear | Generation | Electricity | NY | Dispatch-Generation | VOM | 2246155230.144 | [6 empty] | 0.75992 | 1706893370.6034
LCP_Inputs_ON_Electric_2023_04_03 | 2027 | Nuclear | Generation | Electricity | ON | Dispatch-Generation | EmissionsCost | 0 | [6 empty] | 0.75992 | 0
LCP_Inputs_ON_Electric_2023_04_03 | 2027 | Nuclear | Generation | Electricity | ON | Dispatch-Generation | FuelCost | 0 | [6 empty] | 0.75992 | 0
LCP_Inputs_ON_Electric_2023_04_03 | 2027 | Nuclear | Generation | Electricity | ON | Dispatch-Generation | VOM | 8790266640.96 | [6 empty] | 0.75992 | 6679880203.2614
LCP_Inputs_ON_Electric_2023_04_03 | 2027 | Nuclear | Generation | Electricity | PJ | Dispatch-Generation | EmissionsCost | 0 | [6 empty] | 0.75992 | 0
LCP_Inputs_ON_Electric_2023_04_03 | 2027 | Nuclear | Generation | Electricity | PJ | Dispatch-Generation | FuelCost | 0 | [6 empty] | 0.75992 | 0
LCP_Inputs_ON_Electric_2023_04_03 | 2027 | Nuclear | Generation | Electricity | PJ | Dispatch-Generation | VOM | 9110487814.4448 | [6 empty] | 0.75992 | 6923221977.1569
LCP_Inputs_ON_Electric_2023_04_03 | 2027 | Nuclear | Generation | Electricity | QC | Dispatch-Generation | EmissionsCost | 0 | [6 empty] | 0.75992 | 0
LCP_Inputs_ON_Electric_2023_04_03 | 2027 | Nuclear | Generation | Electricity | QC | Dispatch-Generation | FuelCost | 0 | [6 empty] | 0.75992 | 0
LCP_Inputs_ON_Electric_2023_04_03 | 2027 | Nuclear | Generation | Electricity | QC | Dispatch-Generation | VOM | 0 | [6 empty] | 0.75992 | 0
LCP_Inputs_ON_Electric_2023_04_03 | 2027 | Nuclear | Generation | Electricity | WC | Dispatch-Generation | EmissionsCost | 0 | [6 empty] | 0.75992 | 0
LCP_Inputs_ON_Electric_2023_04_03 | 2027 | Nuclear | Generation | Electricity | WC | Dispatch-Generation | FuelCost | 0 | [6 empty] | 0.75992 | 0
LCP_Inputs_ON_Electric_2023_04_03 | 2027 | Nuclear | Generation | Electricity | WC | Dispatch-Generation | VOM | 0 | [6 empty] | 0.75992 | 0
LCP_Inputs_ON_Electric_2023_04_03 | 2027 | Nuclear SMR | Generation | Electricity | MI | Dispatch-Generation | EmissionsCost | 0 | [6 empty] | 0.75992 | 0
LCP_Inputs_ON_Electric_2023_04_03 | 2027 | Nuclear SMR | Generation | Electricity | MI | Dispatch-Generation | FuelCost | 0 | [6 empty] | 0.75992 | 0
LCP_Inputs_ON_Electric_2023_04_03 | 2027 | Nuclear SMR | Generation | Electricity | MI | Dispatch-Generation | VOM | 0 | [6 empty] | 0.75992 | 0
LCP_Inputs_ON_Electric_2023_04_03 | 2027 | Nuclear SMR | Generation | Electricity | NY | Dispatch-Generation | EmissionsCost | 0 | [6 empty] | 0.75992 | 0
LCP_Inputs_ON_Electric_2023_04_03 | 2027 | Nuclear SMR | Generation | Electricity | NY | Dispatch-Generation | FuelCost | 0 | [6 empty] | 0.75992 | 0
LCP_Inputs_ON_Electric_2023_04_03 | 2027 | Nuclear SMR | Generation | Electricity | NY | Dispatch-Generation | VOM | 0 | [6 empty] | 0.75992 | 0
LCP_Inputs_ON_Electric_2023_04_03 | 2027 | Nuclear SMR | Generation | Electricity | ON | Dispatch-Generation | EmissionsCost | 0 | [6 empty] | 0.75992 | 0
LCP_Inputs_ON_Electric_2023_04_03 | 2027 | Nuclear SMR | Generation | Electricity | ON | Dispatch-Generation | FuelCost | 0 | [6 empty] | 0.75992 | 0
LCP_Inputs_ON_Electric_2023_04_03 | 2027 | Nuclear SMR | Generation | Electricity | ON | Dispatch-Generation | VOM | 0 | [6 empty] | 0.75992 | 0
LCP_Inputs_ON_Electric_2023_04_03 | 2027 | Nuclear SMR | Generation | Electricity | PJ | Dispatch-Generation | EmissionsCost | 0 | [6 empty] | 0.75992 | 0
LCP_Inputs_ON_Electric_2023_04_03 | 2027 | Nuclear SMR | Generation | Electricity | PJ | Dispatch-Generation | FuelCost | 0 | [6 empty] | 0.75992 | 0
LCP_Inputs_ON_Electric_2023_04_03 | 2027 | Nuclear SMR | Generation | Electricity | PJ | Dispatch-Generation | VOM | 0 | [6 empty] | 0.75992 | 0
LCP_Inputs_ON_Electric_2023_04_03 | 2027 | Nuclear SMR | Generation | Electricity | QC | Dispatch-Generation | EmissionsCost | 0 | [6 empty] | 0.75992 | 0
LCP_Inputs_ON_Electric_2023_04_03 | 2027 | Nuclear SMR | Generation | Electricity | QC | Dispatch-Generation | FuelCost | 0 | [6 empty] | 0.75992 | 0
LCP_Inputs_ON_Electric_2023_04_03 | 2027 | Nuclear SMR | Generation | Electricity | QC | Dispatch-Generation | VOM | 0 | [6 empty] | 0.75992 | 0
LCP_Inputs_ON_Electric_2023_04_03 | 2027 | Nuclear SMR | Generation | Electricity | WC | Dispatch-Generation | EmissionsCost | 0 | [6 empty] | 0.75992 | 0
LCP_Inputs_ON_Electric_2023_04_03 | 2027 | Nuclear SMR | Generation | Electricity | WC | Dispatch-Generation | FuelCost | 0 | [6 empty] | 0.75992 | 0
LCP_Inputs_ON_Electric_2023_04_03 | 2027 | Nuclear SMR | Generation | Electricity | WC | Dispatch-Generation | VOM | 0 | [6 empty] | 0.75992 | 0
LCP_Inputs_ON_Electric_2023_04_03 | 2027 | O/CCGT - CH4 Existing | Crossload | Electricity | MI | Dispatch-Crossload | EmissionsCost | 0 | [6 empty] | 0.75992 | 0
LCP_Inputs_ON_Electric_2023_04_03 | 2027 | O/CCGT - CH4 Existing | Crossload | Electricity | MI | Dispatch-Crossload | FuelCost | 0 | [6 empty] | 0.75992 | 0
LCP_Inputs_ON_Electric_2023_04_03 | 2027 | O/CCGT - CH4 Existing | Crossload | Electricity | MI | Dispatch-Crossload | VOM | 0 | [6 empty] | 0.75992 | 0
LCP_Inputs_ON_Electric_2023_04_03 | 2027 | O/CCGT - CH4 Existing | Crossload | Electricity | NY | Dispatch-Crossload | EmissionsCost | 0 | [6 empty] | 0.75992 | 0
LCP_Inputs_ON_Electric_2023_04_03 | 2027 | O/CCGT - CH4 Existing | Crossload | Electricity | NY | Dispatch-Crossload | FuelCost | 0 | [6 empty] | 0.75992 | 0
LCP_Inputs_ON_Electric_2023_04_03 | 2027 | O/CCGT - CH4 Existing | Crossload | Electricity | NY | Dispatch-Crossload | VOM | 0 | [6 empty] | 0.75992 | 0
LCP_Inputs_ON_Electric_2023_04_03 | 2027 | O/CCGT - CH4 Existing | Crossload | Electricity | ON | Dispatch-Crossload | EmissionsCost | 0 | [6 empty] | 0.75992 | 0
LCP_Inputs_ON_Electric_2023_04_03 | 2027 | O/CCGT - CH4 Existing | Crossload | Electricity | ON | Dispatch-Crossload | FuelCost | 0 | [6 empty] | 0.75992 | 0
LCP_Inputs_ON_Electric_2023_04_03 | 2027 | O/CCGT - CH4 Existing | Crossload | Electricity | ON | Dispatch-Crossload | VOM | 0 | [6 empty] | 0.75992 | 0
LCP_Inputs_ON_Electric_2023_04_03 | 2027 | O/CCGT - CH4 Existing | Crossload | Electricity | PJ | Dispatch-Crossload | EmissionsCost | 0 | [6 empty] | 0.75992 | 0
LCP_Inputs_ON_Electric_2023_04_03 | 2027 | O/CCGT - CH4 Existing | Crossload | Electricity | PJ | Dispatch-Crossload | FuelCost | 0 | [6 empty] | 0.75992 | 0
LCP_Inputs_ON_Electric_2023_04_03 | 2027 | O/CCGT - CH4 Existing | Crossload | Electricity | PJ | Dispatch-Crossload | VOM | 0 | [6 empty] | 0.75992 | 0
LCP_Inputs_ON_Electric_2023_04_03 | 2027 | O/CCGT - CH4 Existing | Crossload | Electricity | QC | Dispatch-Crossload | EmissionsCost | 0 | [6 empty] | 0.75992 | 0
LCP_Inputs_ON_Electric_2023_04_03 | 2027 | O/CCGT - CH4 Existing | Crossload | Electricity | QC | Dispatch-Crossload | FuelCost | 0 | [6 empty] | 0.75992 | 0
LCP_Inputs_ON_Electric_2023_04_03 | 2027 | O/CCGT - CH4 Existing | Crossload | Electricity | QC | Dispatch-Crossload | VOM | 0 | [6 empty] | 0.75992 | 0
LCP_Inputs_ON_Electric_2023_04_03 | 2027 | O/CCGT - CH4 Existing | Crossload | Electricity | WC | Dispatch-Crossload | EmissionsCost | 0 | [6 empty] | 0.75992 | 0
LCP_Inputs_ON_Electric_2023_04_03 | 2027 | O/CCGT - CH4 Existing | Crossload | Electricity | WC | Dispatch-Crossload | FuelCost | 0 | [6 empty] | 0.75992 | 0
LCP_Inputs_ON_Electric_2023_04_03 | 2027 | O/CCGT - CH4 Existing | Crossload | Electricity | WC | Dispatch-Crossload | VOM | 0 | [6 empty] | 0.75992 | 0
LCP_Inputs_ON_Electric_2023_04_03 | 2027 | O/CCGT - CH4 New | Crossload | Electricity | MI | Dispatch-Crossload | EmissionsCost | 0 | [6 empty] | 0.75992 | 0
LCP_Inputs_ON_Electric_2023_04_03 | 2027 | O/CCGT - CH4 New | Crossload | Electricity | MI | Dispatch-Crossload | FuelCost | 0 | [6 empty] | 0.75992 | 0
LCP_Inputs_ON_Electric_2023_04_03 | 2027 | O/CCGT - CH4 New | Crossload | Electricity | MI | Dispatch-Crossload | VOM | 0 | [6 empty] | 0.75992 | 0
LCP_Inputs_ON_Electric_2023_04_03 | 2027 | O/CCGT - CH4 New | Crossload | Electricity | NY | Dispatch-Crossload | EmissionsCost | 0 | [6 empty] | 0.75992 | 0
LCP_Inputs_ON_Electric_2023_04_03 | 2027 | O/CCGT - CH4 New | Crossload | Electricity | NY | Dispatch-Crossload | FuelCost | 0 | [6 empty] | 0.75992 | 0
LCP_Inputs_ON_Electric_2023_04_03 | 2027 | O/CCGT - CH4 New | Crossload | Electricity | NY | Dispatch-Crossload | VOM | 0 | [6 empty] | 0.75992 | 0
LCP_Inputs_ON_Electric_2023_04_03 | 2027 | O/CCGT - CH4 New | Crossload | Electricity | ON | Dispatch-Crossload | EmissionsCost | 0 | [6 empty] | 0.75992 | 0
LCP_Inputs_ON_Electric_2023_04_03 | 2027 | O/CCGT - CH4 New | Crossload | Electricity | ON | Dispatch-Crossload | FuelCost | 0 | [6 empty] | 0.75992 | 0
LCP_Inputs_ON_Electric_2023_04_03 | 2027 | O/CCGT - CH4 New | Crossload | Electricity | ON | Dispatch-Crossload | VOM | 0 | [6 empty] | 0.75992 | 0
LCP_Inputs_ON_Electric_2023_04_03 | 2027 | O/CCGT - CH4 New | Crossload | Electricity | PJ | Dispatch-Crossload | EmissionsCost | 0 | [6 empty] | 0.75992 | 0
LCP_Inputs_ON_Electric_2023_04_03 | 2027 | O/CCGT - CH4 New | Crossload | Electricity | PJ | Dispatch-Crossload | FuelCost | 0 | [6 empty] | 0.75992 | 0
LCP_Inputs_ON_Electric_2023_04_03 | 2027 | O/CCGT - CH4 New | Crossload | Electricity | PJ | Dispatch-Crossload | VOM | 0 | [6 empty] | 0.75992 | 0
LCP_Inputs_ON_Electric_2023_04_03 | 2027 | O/CCGT - CH4 New | Crossload | Electricity | QC | Dispatch-Crossload | EmissionsCost | 0 | [6 empty] | 0.75992 | 0
LCP_Inputs_ON_Electric_2023_04_03 | 2027 | O/CCGT - CH4 New | Crossload | Electricity | QC | Dispatch-Crossload | FuelCost | 0 | [6 empty] | 0.75992 | 0
LCP_Inputs_ON_Electric_2023_04_03 | 2027 | O/CCGT - CH4 New | Crossload | Electricity | QC | Dispatch-Crossload | VOM | 0 | [6 empty] | 0.75992 | 0
LCP_Inputs_ON_Electric_2023_04_03 | 2027 | O/CCGT - CH4 New | Crossload | Electricity | WC | Dispatch-Crossload | EmissionsCost | 0 | [6 empty] | 0.75992 | 0
LCP_Inputs_ON_Electric_2023_04_03 | 2027 | O/CCGT - CH4 New | Crossload | Electricity | WC | Dispatch-Crossload | FuelCost | 0 | [6 empty] | 0.75992 | 0
LCP_Inputs_ON_Electric_2023_04_03 | 2027 | O/CCGT - CH4 New | Crossload | Electricity | WC | Dispatch-Crossload | VOM | 0 | [6 empty] | 0.75992 | 0
LCP_Inputs_ON_Electric_2023_04_03 | 2027 | O/CCGT - H2 New | Crossload | Electricity | MI | Dispatch-Crossload | EmissionsCost | 0 | [6 empty] | 0.75992 | 0
LCP_Inputs_ON_Electric_2023_04_03 | 2027 | O/CCGT - H2 New | Crossload | Electricity | MI | Dispatch-Crossload | FuelCost | 0 | [6 empty] | 0.75992 | 0
LCP_Inputs_ON_Electric_2023_04_03 | 2027 | O/CCGT - H2 New | Crossload | Electricity | MI | Dispatch-Crossload | VOM | 0 | [6 empty] | 0.75992 | 0
LCP_Inputs_ON_Electric_2023_04_03 | 2027 | O/CCGT - H2 New | Crossload | Electricity | NY | Dispatch-Crossload | EmissionsCost | 0 | [6 empty] | 0.75992 | 0
LCP_Inputs_ON_Electric_2023_04_03 | 2027 | O/CCGT - H2 New | Crossload | Electricity | NY | Dispatch-Crossload | FuelCost | 0 | [6 empty] | 0.75992 | 0
LCP_Inputs_ON_Electric_2023_04_03 | 2027 | O/CCGT - H2 New | Crossload | Electricity | NY | Dispatch-Crossload | VOM | 0 | [6 empty] | 0.75992 | 0
LCP_Inputs_ON_Electric_2023_04_03 | 2027 | O/CCGT - H2 New | Crossload | Electricity | ON | Dispatch-Crossload | EmissionsCost | 0 | [6 empty] | 0.75992 | 0
LCP_Inputs_ON_Electric_2023_04_03 | 2027 | O/CCGT - H2 New | Crossload | Electricity | ON | Dispatch-Crossload | FuelCost | 0 | [6 empty] | 0.75992 | 0
LCP_Inputs_ON_Electric_2023_04_03 | 2027 | O/CCGT - H2 New | Crossload | Electricity | ON | Dispatch-Crossload | VOM | 0 | [6 empty] | 0.75992 | 0
LCP_Inputs_ON_Electric_2023_04_03 | 2027 | O/CCGT - H2 New | Crossload | Electricity | PJ | Dispatch-Crossload | EmissionsCost | 0 | [6 empty] | 0.75992 | 0
LCP_Inputs_ON_Electric_2023_04_03 | 2027 | O/CCGT - H2 New | Crossload | Electricity | PJ | Dispatch-Crossload | FuelCost | 0 | [6 empty] | 0.75992 | 0
LCP_Inputs_ON_Electric_2023_04_03 | 2027 | O/CCGT - H2 New | Crossload | Electricity | PJ | Dispatch-Crossload | VOM | 0 | [6 empty] | 0.75992 | 0
LCP_Inputs_ON_Electric_2023_04_03 | 2027 | O/CCGT - H2 New | Crossload | Electricity | QC | Dispatch-Crossload | EmissionsCost | 0 | [6 empty] | 0.75992 | 0
LCP_Inputs_ON_Electric_2023_04_03 | 2027 | O/CCGT - H2 New | Crossload | Electricity | QC | Dispatch-Crossload | FuelCost | 0 | [6 empty] | 0.75992 | 0
LCP_Inputs_ON_Electric_2023_04_03 | 2027 | O/CCGT - H2 New | Crossload | Electricity | QC | Dispatch-Crossload | VOM | 0 | [6 empty] | 0.75992 | 0
LCP_Inputs_ON_Electric_2023_04_03 | 2027 | O/CCGT - H2 New | Crossload | Electricity | WC | Dispatch-Crossload | EmissionsCost | 0 | [6 empty] | 0.75992 | 0
LCP_Inputs_ON_Electric_2023_04_03 | 2027 | O/CCGT - H2 New | Crossload | Electricity | WC | Dispatch-Crossload | FuelCost | 0 | [6 empty] | 0.75992 | 0
LCP_Inputs_ON_Electric_2023_04_03 | 2027 | O/CCGT - H2 New | Crossload | Electricity | WC | Dispatch-Crossload | VOM | 0 | [6 empty] | 0.75992 | 0
LCP_Inputs_ON_Electric_2023_04_03 | 2027 | SMR CCS | Crossload | Hydrogen | MI | Dispatch-Crossload | EmissionsCost | 0 | [6 empty] | 0.75992 | 0
LCP_Inputs_ON_Electric_2023_04_03 | 2027 | SMR CCS | Crossload | Hydrogen | MI | Dispatch-Crossload | FuelCost | 0 | [6 empty] | 0.75992 | 0
LCP_Inputs_ON_Electric_2023_04_03 | 2027 | SMR CCS | Crossload | Hydrogen | MI | Dispatch-Crossload | VOM | 0 | [6 empty] | 0.75992 | 0
LCP_Inputs_ON_Electric_2023_04_03 | 2027 | SMR CCS | Crossload | Hydrogen | NY | Dispatch-Crossload | EmissionsCost | 0 | [6 empty] | 0.75992 | 0
LCP_Inputs_ON_Electric_2023_04_03 | 2027 | SMR CCS | Crossload | Hydrogen | NY | Dispatch-Crossload | FuelCost | 0 | [6 empty] | 0.75992 | 0
LCP_Inputs_ON_Electric_2023_04_03 | 2027 | SMR CCS | Crossload | Hydrogen | NY | Dispatch-Crossload | VOM | 0 | [6 empty] | 0.75992 | 0
LCP_Inputs_ON_Electric_2023_04_03 | 2027 | SMR CCS | Crossload | Hydrogen | ON | Dispatch-Crossload | EmissionsCost | 0 | [6 empty] | 0.75992 | 0
LCP_Inputs_ON_Electric_2023_04_03 | 2027 | SMR CCS | Crossload | Hydrogen | ON | Dispatch-Crossload | FuelCost | 0 | [6 empty] | 0.75992 | 0
LCP_Inputs_ON_Electric_2023_04_03 | 2027 | SMR CCS | Crossload | Hydrogen | ON | Dispatch-Crossload | VOM | 0 | [6 empty] | 0.75992 | 0
LCP_Inputs_ON_Electric_2023_04_03 | 2027 | SMR CCS | Crossload | Hydrogen | PJ | Dispatch-Crossload | EmissionsCost | 0 | [6 empty] | 0.75992 | 0
LCP_Inputs_ON_Electric_2023_04_03 | 2027 | SMR CCS | Crossload | Hydrogen | PJ | Dispatch-Crossload | FuelCost | 0 | [6 empty] | 0.75992 | 0
LCP_Inputs_ON_Electric_2023_04_03 | 2027 | SMR CCS | Crossload | Hydrogen | PJ | Dispatch-Crossload | VOM | 0 | [6 empty] | 0.75992 | 0
LCP_Inputs_ON_Electric_2023_04_03 | 2027 | SMR CCS | Crossload | Hydrogen | QC | Dispatch-Crossload | EmissionsCost | 0 | [6 empty] | 0.75992 | 0
LCP_Inputs_ON_Electric_2023_04_03 | 2027 | SMR CCS | Crossload | Hydrogen | QC | Dispatch-Crossload | FuelCost | 0 | [6 empty] | 0.75992 | 0
LCP_Inputs_ON_Electric_2023_04_03 | 2027 | SMR CCS | Crossload | Hydrogen | QC | Dispatch-Crossload | VOM | 0 | [6 empty] | 0.75992 | 0
LCP_Inputs_ON_Electric_2023_04_03 | 2027 | SMR CCS | Crossload | Hydrogen | WC | Dispatch-Crossload | EmissionsCost | 0 | [6 empty] | 0.75992 | 0
LCP_Inputs_ON_Electric_2023_04_03 | 2027 | SMR CCS | Crossload | Hydrogen | WC | Dispatch-Crossload | FuelCost | 0 | [6 empty] | 0.75992 | 0
LCP_Inputs_ON_Electric_2023_04_03 | 2027 | SMR CCS | Crossload | Hydrogen | WC | Dispatch-Crossload | VOM | 0 | [6 empty] | 0.75992 | 0
LCP_Inputs_ON_Electric_2023_04_03 | 2027 | Solar PV | Generation | Electricity | MI | Dispatch-Generation | EmissionsCost | 0 | [6 empty] | 0.75992 | 0
LCP_Inputs_ON_Electric_2023_04_03 | 2027 | Solar PV | Generation | Electricity | MI | Dispatch-Generation | FuelCost | 0 | [6 empty] | 0.75992 | 0
LCP_Inputs_ON_Electric_2023_04_03 | 2027 | Solar PV | Generation | Electricity | MI | Dispatch-Generation | VOM | 0 | [6 empty] | 0.75992 | 0
LCP_Inputs_ON_Electric_2023_04_03 | 2027 | Solar PV | Generation | Electricity | NY | Dispatch-Generation | EmissionsCost | 0 | [6 empty] | 0.75992 | 0
LCP_Inputs_ON_Electric_2023_04_03 | 2027 | Solar PV | Generation | Electricity | NY | Dispatch-Generation | FuelCost | 0 | [6 empty] | 0.75992 | 0
LCP_Inputs_ON_Electric_2023_04_03 | 2027 | Solar PV | Generation | Electricity | NY | Dispatch-Generation | VOM | 0 | [6 empty] | 0.75992 | 0
LCP_Inputs_ON_Electric_2023_04_03 | 2027 | Solar PV | Generation | Electricity | ON | Dispatch-Generation | EmissionsCost | 0 | [6 empty] | 0.75992 | 0
LCP_Inputs_ON_Electric_2023_04_03 | 2027 | Solar PV | Generation | Electricity | ON | Dispatch-Generation | FuelCost | 0 | [6 empty] | 0.75992 | 0
LCP_Inputs_ON_Electric_2023_04_03 | 2027 | Solar PV | Generation | Electricity | ON | Dispatch-Generation | VOM | 0 | [6 empty] | 0.75992 | 0
LCP_Inputs_ON_Electric_2023_04_03 | 2027 | Solar PV | Generation | Electricity | PJ | Dispatch-Generation | EmissionsCost | 0 | [6 empty] | 0.75992 | 0
LCP_Inputs_ON_Electric_2023_04_03 | 2027 | Solar PV | Generation | Electricity | PJ | Dispatch-Generation | FuelCost | 0 | [6 empty] | 0.75992 | 0
LCP_Inputs_ON_Electric_2023_04_03 | 2027 | Solar PV | Generation | Electricity | PJ | Dispatch-Generation | VOM | 0 | [6 empty] | 0.75992 | 0
LCP_Inputs_ON_Electric_2023_04_03 | 2027 | Solar PV | Generation | Electricity | QC | Dispatch-Generation | EmissionsCost | 0 | [6 empty] | 0.75992 | 0
LCP_Inputs_ON_Electric_2023_04_03 | 2027 | Solar PV | Generation | Electricity | QC | Dispatch-Generation | FuelCost | 0 | [6 empty] | 0.75992 | 0
LCP_Inputs_ON_Electric_2023_04_03 | 2027 | Solar PV | Generation | Electricity | QC | Dispatch-Generation | VOM | 0 | [6 empty] | 0.75992 | 0
LCP_Inputs_ON_Electric_2023_04_03 | 2027 | Solar PV | Generation | Electricity | WC | Dispatch-Generation | EmissionsCost | 0 | [6 empty] | 0.75992 | 0
LCP_Inputs_ON_Electric_2023_04_03 | 2027 | Solar PV | Generation | Electricity | WC | Dispatch-Generation | FuelCost | 0 | [6 empty] | 0.75992 | 0
LCP_Inputs_ON_Electric_2023_04_03 | 2027 | Solar PV | Generation | Electricity | WC | Dispatch-Generation | VOM | 0 | [6 empty] | 0.75992 | 0
LCP_Inputs_ON_Electric_2023_04_03 | 2027 | Wind Offshore | Generation | Electricity | MI | Dispatch-Generation | EmissionsCost | 0 | [6 empty] | 0.75992 | 0
LCP_Inputs_ON_Electric_2023_04_03 | 2027 | Wind Offshore | Generation | Electricity | MI | Dispatch-Generation | FuelCost | 0 | [6 empty] | 0.75992 | 0
LCP_Inputs_ON_Electric_2023_04_03 | 2027 | Wind Offshore | Generation | Electricity | MI | Dispatch-Generation | VOM | 0 | [6 empty] | 0.75992 | 0
LCP_Inputs_ON_Electric_2023_04_03 | 2027 | Wind Offshore | Generation | Electricity | NY | Dispatch-Generation | EmissionsCost | 0 | [6 empty] | 0.75992 | 0
LCP_Inputs_ON_Electric_2023_04_03 | 2027 | Wind Offshore | Generation | Electricity | NY | Dispatch-Generation | FuelCost | 0 | [6 empty] | 0.75992 | 0
LCP_Inputs_ON_Electric_2023_04_03 | 2027 | Wind Offshore | Generation | Electricity | NY | Dispatch-Generation | VOM | 0 | [6 empty] | 0.75992 | 0
LCP_Inputs_ON_Electric_2023_04_03 | 2027 | Wind Offshore | Generation | Electricity | ON | Dispatch-Generation | EmissionsCost | 0 | [6 empty] | 0.75992 | 0
LCP_Inputs_ON_Electric_2023_04_03 | 2027 | Wind Offshore | Generation | Electricity | ON | Dispatch-Generation | FuelCost | 0 | [6 empty] | 0.75992 | 0
LCP_Inputs_ON_Electric_2023_04_03 | 2027 | Wind Offshore | Generation | Electricity | ON | Dispatch-Generation | VOM | 0 | [6 empty] | 0.75992 | 0
LCP_Inputs_ON_Electric_2023_04_03 | 2027 | Wind Offshore | Generation | Electricity | PJ | Dispatch-Generation | EmissionsCost | 0 | [6 empty] | 0.75992 | 0
LCP_Inputs_ON_Electric_2023_04_03 | 2027 | Wind Offshore | Generation | Electricity | PJ | Dispatch-Generation | FuelCost | 0 | [6 empty] | 0.75992 | 0
LCP_Inputs_ON_Electric_2023_04_03 | 2027 | Wind Offshore | Generation | Electricity | PJ | Dispatch-Generation | VOM | 0 | [6 empty] | 0.75992 | 0
LCP_Inputs_ON_Electric_2023_04_03 | 2027 | Wind Offshore | Generation | Electricity | QC | Dispatch-Generation | EmissionsCost | 0 | [6 empty] | 0.75992 | 0
LCP_Inputs_ON_Electric_2023_04_03 | 2027 | Wind Offshore | Generation | Electricity | QC | Dispatch-Generation | FuelCost | 0 | [6 empty] | 0.75992 | 0
LCP_Inputs_ON_Electric_2023_04_03 | 2027 | Wind Offshore | Generation | Electricity | QC | Dispatch-Generation | VOM | 0 | [6 empty] | 0.75992 | 0
LCP_Inputs_ON_Electric_2023_04_03 | 2027 | Wind Offshore | Generation | Electricity | WC | Dispatch-Generation | EmissionsCost | 0 | [6 empty] | 0.75992 | 0
LCP_Inputs_ON_Electric_2023_04_03 | 2027 | Wind Offshore | Generation | Electricity | WC | Dispatch-Generation | FuelCost | 0 | [6 empty] | 0.75992 | 0
LCP_Inputs_ON_Electric_2023_04_03 | 2027 | Wind Offshore | Generation | Electricity | WC | Dispatch-Generation | VOM | 0 | [6 empty] | 0.75992 | 0
LCP_Inputs_ON_Electric_2023_04_03 | 2027 | Wind Onshore | Generation | Electricity | MI | Dispatch-Generation | EmissionsCost | 0 | [6 empty] | 0.75992 | 0
LCP_Inputs_ON_Electric_2023_04_03 | 2027 | Wind Onshore | Generation | Electricity | MI | Dispatch-Generation | FuelCost | 0 | [6 empty] | 0.75992 | 0
LCP_Inputs_ON_Electric_2023_04_03 | 2027 | Wind Onshore | Generation | Electricity | MI | Dispatch-Generation | VOM | 0 | [6 empty] | 0.75992 | 0
LCP_Inputs_ON_Electric_2023_04_03 | 2027 | Wind Onshore | Generation | Electricity | NY | Dispatch-Generation | EmissionsCost | 0 | [6 empty] | 0.75992 | 0
LCP_Inputs_ON_Electric_2023_04_03 | 2027 | Wind Onshore | Generation | Electricity | NY | Dispatch-Generation | FuelCost | 0 | [6 empty] | 0.75992 | 0
LCP_Inputs_ON_Electric_2023_04_03 | 2027 | Wind Onshore | Generation | Electricity | NY | Dispatch-Generation | VOM | 0 | [6 empty] | 0.75992 | 0
LCP_Inputs_ON_Electric_2023_04_03 | 2027 | Wind Onshore | Generation | Electricity | ON | Dispatch-Generation | EmissionsCost | 0 | [6 empty] | 0.75992 | 0
LCP_Inputs_ON_Electric_2023_04_03 | 2027 | Wind Onshore | Generation | Electricity | ON | Dispatch-Generation | FuelCost | 0 | [6 empty] | 0.75992 | 0
LCP_Inputs_ON_Electric_2023_04_03 | 2027 | Wind Onshore | Generation | Electricity | ON | Dispatch-Generation | VOM | 0 | [6 empty] | 0.75992 | 0
LCP_Inputs_ON_Electric_2023_04_03 | 2027 | Wind Onshore | Generation | Electricity | PJ | Dispatch-Generation | EmissionsCost | 0 | [6 empty] | 0.75992 | 0
LCP_Inputs_ON_Electric_2023_04_03 | 2027 | Wind Onshore | Generation | Electricity | PJ | Dispatch-Generation | FuelCost | 0 | [6 empty] | 0.75992 | 0
LCP_Inputs_ON_Electric_2023_04_03 | 2027 | Wind Onshore | Generation | Electricity | PJ | Dispatch-Generation | VOM | 0 | [6 empty] | 0.75992 | 0
LCP_Inputs_ON_Electric_2023_04_03 | 2027 | Wind Onshore | Generation | Electricity | QC | Dispatch-Generation | EmissionsCost | 0 | [6 empty] | 0.75992 | 0
LCP_Inputs_ON_Electric_2023_04_03 | 2027 | Wind Onshore | Generation | Electricity | QC | Dispatch-Generation | FuelCost | 0 | [6 empty] | 0.75992 | 0
LCP_Inputs_ON_Electric_2023_04_03 | 2027 | Wind Onshore | Generation | Electricity | QC | Dispatch-Generation | VOM | 0 | [6 empty] | 0.75992 | 0
LCP_Inputs_ON_Electric_2023_04_03 | 2027 | Wind Onshore | Generation | Electricity | WC | Dispatch-Generation | EmissionsCost | 0 | [6 empty] | 0.75992 | 0
LCP_Inputs_ON_Electric_2023_04_03 | 2027 | Wind Onshore | Generation | Electricity | WC | Dispatch-Generation | FuelCost | 0 | [6 empty] | 0.75992 | 0
LCP_Inputs_ON_Electric_2023_04_03 | 2027 | Wind Onshore | Generation | Electricity | WC | Dispatch-Generation | VOM | 0 | [6 empty] | 0.75992 | 0
LCP_Inputs_ON_Electric_2023_04_03 | 2028 | Anaerobic Digestion | Generation | Methane | MI | Dispatch-Generation | EmissionsCost | 0 | [6 empty] | 0.73069 | 0
LCP_Inputs_ON_Electric_2023_04_03 | 2028 | Anaerobic Digestion | Generation | Methane | MI | Dispatch-Generation | FuelCost | 0 | [6 empty] | 0.73069 | 0
LCP_Inputs_ON_Electric_2023_04_03 | 2028 | Anaerobic Digestion | Generation | Methane | MI | Dispatch-Generation | VOM | 0 | [6 empty] | 0.73069 | 0
LCP_Inputs_ON_Electric_2023_04_03 | 2028 | Anaerobic Digestion | Generation | Methane | NY | Dispatch-Generation | EmissionsCost | 0 | [6 empty] | 0.73069 | 0
LCP_Inputs_ON_Electric_2023_04_03 | 2028 | Anaerobic Digestion | Generation | Methane | NY | Dispatch-Generation | FuelCost | 0 | [6 empty] | 0.73069 | 0
LCP_Inputs_ON_Electric_2023_04_03 | 2028 | Anaerobic Digestion | Generation | Methane | NY | Dispatch-Generation | VOM | 0 | [6 empty] | 0.73069 | 0
LCP_Inputs_ON_Electric_2023_04_03 | 2028 | Anaerobic Digestion | Generation | Methane | ON | Dispatch-Generation | EmissionsCost | 0 | [6 empty] | 0.73069 | 0
LCP_Inputs_ON_Electric_2023_04_03 | 2028 | Anaerobic Digestion | Generation | Methane | ON | Dispatch-Generation | FuelCost | 0 | [6 empty] | 0.73069 | 0
LCP_Inputs_ON_Electric_2023_04_03 | 2028 | Anaerobic Digestion | Generation | Methane | ON | Dispatch-Generation | VOM | 0 | [6 empty] | 0.73069 | 0
LCP_Inputs_ON_Electric_2023_04_03 | 2028 | Anaerobic Digestion | Generation | Methane | PJ | Dispatch-Generation | EmissionsCost | 0 | [6 empty] | 0.73069 | 0
LCP_Inputs_ON_Electric_2023_04_03 | 2028 | Anaerobic Digestion | Generation | Methane | PJ | Dispatch-Generation | FuelCost | 0 | [6 empty] | 0.73069 | 0
LCP_Inputs_ON_Electric_2023_04_03 | 2028 | Anaerobic Digestion | Generation | Methane | PJ | Dispatch-Generation | VOM | 0 | [6 empty] | 0.73069 | 0
LCP_Inputs_ON_Electric_2023_04_03 | 2028 | Anaerobic Digestion | Generation | Methane | QC | Dispatch-Generation | EmissionsCost | 0 | [6 empty] | 0.73069 | 0
LCP_Inputs_ON_Electric_2023_04_03 | 2028 | Anaerobic Digestion | Generation | Methane | QC | Dispatch-Generation | FuelCost | 0 | [6 empty] | 0.73069 | 0
LCP_Inputs_ON_Electric_2023_04_03 | 2028 | Anaerobic Digestion | Generation | Methane | QC | Dispatch-Generation | VOM | 0 | [6 empty] | 0.73069 | 0
LCP_Inputs_ON_Electric_2023_04_03 | 2028 | Anaerobic Digestion | Generation | Methane | WC | Dispatch-Generation | EmissionsCost | 0 | [6 empty] | 0.73069 | 0
LCP_Inputs_ON_Electric_2023_04_03 | 2028 | Anaerobic Digestion | Generation | Methane | WC | Dispatch-Generation | FuelCost | 0 | [6 empty] | 0.73069 | 0
LCP_Inputs_ON_Electric_2023_04_03 | 2028 | Anaerobic Digestion | Generation | Methane | WC | Dispatch-Generation | VOM | 0 | [6 empty] | 0.73069 | 0
LCP_Inputs_ON_Electric_2023_04_03 | 2028 | Battery Storage | Storage | Electricity | MI | Dispatch-Storage | EmissionsCost | 0 | [6 empty] | 0.73069 | 0
LCP_Inputs_ON_Electric_2023_04_03 | 2028 | Battery Storage | Storage | Electricity | MI | Dispatch-Storage | FuelCost | 0 | [6 empty] | 0.73069 | 0
LCP_Inputs_ON_Electric_2023_04_03 | 2028 | Battery Storage | Storage | Electricity | MI | Dispatch-Storage | VOM | 0 | [6 empty] | 0.73069 | 0
LCP_Inputs_ON_Electric_2023_04_03 | 2028 | Battery Storage | Storage | Electricity | NY | Dispatch-Storage | EmissionsCost | 0 | [6 empty] | 0.73069 | 0
LCP_Inputs_ON_Electric_2023_04_03 | 2028 | Battery Storage | Storage | Electricity | NY | Dispatch-Storage | FuelCost | 0 | [6 empty] | 0.73069 | 0
LCP_Inputs_ON_Electric_2023_04_03 | 2028 | Battery Storage | Storage | Electricity | NY | Dispatch-Storage | VOM | 0 | [6 empty] | 0.73069 | 0
LCP_Inputs_ON_Electric_2023_04_03 | 2028 | Battery Storage | Storage | Electricity | ON | Dispatch-Storage | EmissionsCost | 0 | [6 empty] | 0.73069 | 0
LCP_Inputs_ON_Electric_2023_04_03 | 2028 | Battery Storage | Storage | Electricity | ON | Dispatch-Storage | FuelCost | 0 | [6 empty] | 0.73069 | 0
LCP_Inputs_ON_Electric_2023_04_03 | 2028 | Battery Storage | Storage | Electricity | ON | Dispatch-Storage | VOM | 0 | [6 empty] | 0.73069 | 0
LCP_Inputs_ON_Electric_2023_04_03 | 2028 | Battery Storage | Storage | Electricity | PJ | Dispatch-Storage | EmissionsCost | 0 | [6 empty] | 0.73069 | 0
LCP_Inputs_ON_Electric_2023_04_03 | 2028 | Battery Storage | Storage | Electricity | PJ | Dispatch-Storage | FuelCost | 0 | [6 empty] | 0.73069 | 0
LCP_Inputs_ON_Electric_2023_04_03 | 2028 | Battery Storage | Storage | Electricity | PJ | Dispatch-Storage | VOM | 0 | [6 empty] | 0.73069 | 0
LCP_Inputs_ON_Electric_2023_04_03 | 2028 | Battery Storage | Storage | Electricity | QC | Dispatch-Storage | EmissionsCost | 0 | [6 empty] | 0.73069 | 0
LCP_Inputs_ON_Electric_2023_04_03 | 2028 | Battery Storage | Storage | Electricity | QC | Dispatch-Storage | FuelCost | 0 | [6 empty] | 0.73069 | 0
LCP_Inputs_ON_Electric_2023_04_03 | 2028 | Battery Storage | Storage | Electricity | QC | Dispatch-Storage | VOM | 0 | [6 empty] | 0.73069 | 0
LCP_Inputs_ON_Electric_2023_04_03 | 2028 | Battery Storage | Storage | Electricity | WC | Dispatch-Storage | EmissionsCost | 0 | [6 empty] | 0.73069 | 0
LCP_Inputs_ON_Electric_2023_04_03 | 2028 | Battery Storage | Storage | Electricity | WC | Dispatch-Storage | FuelCost | 0 | [6 empty] | 0.73069 | 0
LCP_Inputs_ON_Electric_2023_04_03 | 2028 | Battery Storage | Storage | Electricity | WC | Dispatch-Storage | VOM | 0 | [6 empty] | 0.73069 | 0
LCP_Inputs_ON_Electric_2023_04_03 | 2028 | Biomass | Generation | Electricity | MI | Dispatch-Generation | EmissionsCost | 0 | [6 empty] | 0.73069 | 0
LCP_Inputs_ON_Electric_2023_04_03 | 2028 | Biomass | Generation | Electricity | MI | Dispatch-Generation | FuelCost | 0 | [6 empty] | 0.73069 | 0
LCP_Inputs_ON_Electric_2023_04_03 | 2028 | Biomass | Generation | Electricity | MI | Dispatch-Generation | VOM | 0 | [6 empty] | 0.73069 | 0
LCP_Inputs_ON_Electric_2023_04_03 | 2028 | Biomass | Generation | Electricity | NY | Dispatch-Generation | EmissionsCost | 0 | [6 empty] | 0.73069 | 0
LCP_Inputs_ON_Electric_2023_04_03 | 2028 | Biomass | Generation | Electricity | NY | Dispatch-Generation | FuelCost | 0 | [6 empty] | 0.73069 | 0
LCP_Inputs_ON_Electric_2023_04_03 | 2028 | Biomass | Generation | Electricity | NY | Dispatch-Generation | VOM | 0 | [6 empty] | 0.73069 | 0
LCP_Inputs_ON_Electric_2023_04_03 | 2028 | Biomass | Generation | Electricity | ON | Dispatch-Generation | EmissionsCost | 0 | [6 empty] | 0.73069 | 0
LCP_Inputs_ON_Electric_2023_04_03 | 2028 | Biomass | Generation | Electricity | ON | Dispatch-Generation | FuelCost | 0 | [6 empty] | 0.73069 | 0
LCP_Inputs_ON_Electric_2023_04_03 | 2028 | Biomass | Generation | Electricity | ON | Dispatch-Generation | VOM | 0 | [6 empty] | 0.73069 | 0
LCP_Inputs_ON_Electric_2023_04_03 | 2028 | Biomass | Generation | Electricity | PJ | Dispatch-Generation | EmissionsCost | 0 | [6 empty] | 0.73069 | 0
LCP_Inputs_ON_Electric_2023_04_03 | 2028 | Biomass | Generation | Electricity | PJ | Dispatch-Generation | FuelCost | 0 | [6 empty] | 0.73069 | 0
LCP_Inputs_ON_Electric_2023_04_03 | 2028 | Biomass | Generation | Electricity | PJ | Dispatch-Generation | VOM | 0 | [6 empty] | 0.73069 | 0
LCP_Inputs_ON_Electric_2023_04_03 | 2028 | Biomass | Generation | Electricity | QC | Dispatch-Generation | EmissionsCost | 0 | [6 empty] | 0.73069 | 0
LCP_Inputs_ON_Electric_2023_04_03 | 2028 | Biomass | Generation | Electricity | QC | Dispatch-Generation | FuelCost | 0 | [6 empty] | 0.73069 | 0
LCP_Inputs_ON_Electric_2023_04_03 | 2028 | Biomass | Generation | Electricity | QC | Dispatch-Generation | VOM | 0 | [6 empty] | 0.73069 | 0
LCP_Inputs_ON_Electric_2023_04_03 | 2028 | Biomass | Generation | Electricity | WC | Dispatch-Generation | EmissionsCost | 0 | [6 empty] | 0.73069 | 0
LCP_Inputs_ON_Electric_2023_04_03 | 2028 | Biomass | Generation | Electricity | WC | Dispatch-Generation | FuelCost | 0 | [6 empty] | 0.73069 | 0
LCP_Inputs_ON_Electric_2023_04_03 | 2028 | Biomass | Generation | Electricity | WC | Dispatch-Generation | VOM | 0 | [6 empty] | 0.73069 | 0
LCP_Inputs_ON_Electric_2023_04_03 | 2028 | Biomass + CCS | Generation | Electricity | MI | Dispatch-Generation | EmissionsCost | 0 | [6 empty] | 0.73069 | 0
LCP_Inputs_ON_Electric_2023_04_03 | 2028 | Biomass + CCS | Generation | Electricity | MI | Dispatch-Generation | FuelCost | 0 | [6 empty] | 0.73069 | 0
LCP_Inputs_ON_Electric_2023_04_03 | 2028 | Biomass + CCS | Generation | Electricity | MI | Dispatch-Generation | VOM | 0 | [6 empty] | 0.73069 | 0
LCP_Inputs_ON_Electric_2023_04_03 | 2028 | Biomass + CCS | Generation | Electricity | NY | Dispatch-Generation | EmissionsCost | 0 | [6 empty] | 0.73069 | 0
LCP_Inputs_ON_Electric_2023_04_03 | 2028 | Biomass + CCS | Generation | Electricity | NY | Dispatch-Generation | FuelCost | 0 | [6 empty] | 0.73069 | 0
LCP_Inputs_ON_Electric_2023_04_03 | 2028 | Biomass + CCS | Generation | Electricity | NY | Dispatch-Generation | VOM | 0 | [6 empty] | 0.73069 | 0
LCP_Inputs_ON_Electric_2023_04_03 | 2028 | Biomass + CCS | Generation | Electricity | ON | Dispatch-Generation | EmissionsCost | 0 | [6 empty] | 0.73069 | 0
LCP_Inputs_ON_Electric_2023_04_03 | 2028 | Biomass + CCS | Generation | Electricity | ON | Dispatch-Generation | FuelCost | 0 | [6 empty] | 0.73069 | 0
LCP_Inputs_ON_Electric_2023_04_03 | 2028 | Biomass + CCS | Generation | Electricity | ON | Dispatch-Generation | VOM | 0 | [6 empty] | 0.73069 | 0
LCP_Inputs_ON_Electric_2023_04_03 | 2028 | Biomass + CCS | Generation | Electricity | PJ | Dispatch-Generation | EmissionsCost | 0 | [6 empty] | 0.73069 | 0
LCP_Inputs_ON_Electric_2023_04_03 | 2028 | Biomass + CCS | Generation | Electricity | PJ | Dispatch-Generation | FuelCost | 0 | [6 empty] | 0.73069 | 0
LCP_Inputs_ON_Electric_2023_04_03 | 2028 | Biomass + CCS | Generation | Electricity | PJ | Dispatch-Generation | VOM | 0 | [6 empty] | 0.73069 | 0
LCP_Inputs_ON_Electric_2023_04_03 | 2028 | Biomass + CCS | Generation | Electricity | QC | Dispatch-Generation | EmissionsCost | 0 | [6 empty] | 0.73069 | 0
LCP_Inputs_ON_Electric_2023_04_03 | 2028 | Biomass + CCS | Generation | Electricity | QC | Dispatch-Generation | FuelCost | 0 | [6 empty] | 0.73069 | 0
LCP_Inputs_ON_Electric_2023_04_03 | 2028 | Biomass + CCS | Generation | Electricity | QC | Dispatch-Generation | VOM | 0 | [6 empty] | 0.73069 | 0
LCP_Inputs_ON_Electric_2023_04_03 | 2028 | Biomass + CCS | Generation | Electricity | WC | Dispatch-Generation | EmissionsCost | 0 | [6 empty] | 0.73069 | 0
LCP_Inputs_ON_Electric_2023_04_03 | 2028 | Biomass + CCS | Generation | Electricity | WC | Dispatch-Generation | FuelCost | 0 | [6 empty] | 0.73069 | 0
LCP_Inputs_ON_Electric_2023_04_03 | 2028 | Biomass + CCS | Generation | Electricity | WC | Dispatch-Generation | VOM | 0 | [6 empty] | 0.73069 | 0
LCP_Inputs_ON_Electric_2023_04_03 | 2028 | CH4 + CCS | Generation | Methane | MI | Dispatch-Generation | EmissionsCost | 0 | [6 empty] | 0.73069 | 0
LCP_Inputs_ON_Electric_2023_04_03 | 2028 | CH4 + CCS | Generation | Methane | MI | Dispatch-Generation | FuelCost | 0 | [6 empty] | 0.73069 | 0
LCP_Inputs_ON_Electric_2023_04_03 | 2028 | CH4 + CCS | Generation | Methane | MI | Dispatch-Generation | VOM | 0 | [6 empty] | 0.73069 | 0
LCP_Inputs_ON_Electric_2023_04_03 | 2028 | CH4 + CCS | Generation | Methane | NY | Dispatch-Generation | EmissionsCost | 0 | [6 empty] | 0.73069 | 0
LCP_Inputs_ON_Electric_2023_04_03 | 2028 | CH4 + CCS | Generation | Methane | NY | Dispatch-Generation | FuelCost | 0 | [6 empty] | 0.73069 | 0
LCP_Inputs_ON_Electric_2023_04_03 | 2028 | CH4 + CCS | Generation | Methane | NY | Dispatch-Generation | VOM | 0 | [6 empty] | 0.73069 | 0
LCP_Inputs_ON_Electric_2023_04_03 | 2028 | CH4 + CCS | Generation | Methane | ON | Dispatch-Generation | EmissionsCost | 0 | [6 empty] | 0.73069 | 0
LCP_Inputs_ON_Electric_2023_04_03 | 2028 | CH4 + CCS | Generation | Methane | ON | Dispatch-Generation | FuelCost | 0 | [6 empty] | 0.73069 | 0
LCP_Inputs_ON_Electric_2023_04_03 | 2028 | CH4 + CCS | Generation | Methane | ON | Dispatch-Generation | VOM | 0 | [6 empty] | 0.73069 | 0
LCP_Inputs_ON_Electric_2023_04_03 | 2028 | CH4 + CCS | Generation | Methane | PJ | Dispatch-Generation | EmissionsCost | 0 | [6 empty] | 0.73069 | 0
LCP_Inputs_ON_Electric_2023_04_03 | 2028 | CH4 + CCS | Generation | Methane | PJ | Dispatch-Generation | FuelCost | 0 | [6 empty] | 0.73069 | 0
LCP_Inputs_ON_Electric_2023_04_03 | 2028 | CH4 + CCS | Generation | Methane | PJ | Dispatch-Generation | VOM | 0 | [6 empty] | 0.73069 | 0
LCP_Inputs_ON_Electric_2023_04_03 | 2028 | CH4 + CCS | Generation | Methane | QC | Dispatch-Generation | EmissionsCost | 0 | [6 empty] | 0.73069 | 0
LCP_Inputs_ON_Electric_2023_04_03 | 2028 | CH4 + CCS | Generation | Methane | QC | Dispatch-Generation | FuelCost | 0 | [6 empty] | 0.73069 | 0
LCP_Inputs_ON_Electric_2023_04_03 | 2028 | CH4 + CCS | Generation | Methane | QC | Dispatch-Generation | VOM | 0 | [6 empty] | 0.73069 | 0
LCP_Inputs_ON_Electric_2023_04_03 | 2028 | CH4 + CCS | Generation | Methane | WC | Dispatch-Generation | EmissionsCost | 0 | [6 empty] | 0.73069 | 0
LCP_Inputs_ON_Electric_2023_04_03 | 2028 | CH4 + CCS | Generation | Methane | WC | Dispatch-Generation | FuelCost | 0 | [6 empty] | 0.73069 | 0
LCP_Inputs_ON_Electric_2023_04_03 | 2028 | CH4 + CCS | Generation | Methane | WC | Dispatch-Generation | VOM | 0 | [6 empty] | 0.73069 | 0
LCP_Inputs_ON_Electric_2023_04_03 | 2028 | CH4 Import - NY 2020 | Import | Methane | MI | Dispatch-Import | EmissionsCost | 0 | [6 empty] | 0.73069 | 0
LCP_Inputs_ON_Electric_2023_04_03 | 2028 | CH4 Import - NY 2020 | Import | Methane | MI | Dispatch-Import | FuelCost | 0 | [6 empty] | 0.73069 | 0
LCP_Inputs_ON_Electric_2023_04_03 | 2028 | CH4 Import - NY 2020 | Import | Methane | MI | Dispatch-Import | VOM | 0 | [6 empty] | 0.73069 | 0
LCP_Inputs_ON_Electric_2023_04_03 | 2028 | CH4 Import - NY 2020 | Import | Methane | NY | Dispatch-Import | EmissionsCost | 282343065.1873 | [6 empty] | 0.73069 | 206305312.1826
LCP_Inputs_ON_Electric_2023_04_03 | 2028 | CH4 Import - NY 2020 | Import | Methane | NY | Dispatch-Import | FuelCost | 407790143.0843 | [6 empty] | 0.73069 | 297968263.248
LCP_Inputs_ON_Electric_2023_04_03 | 2028 | CH4 Import - NY 2020 | Import | Methane | NY | Dispatch-Import | VOM | 0 | [6 empty] | 0.73069 | 0
LCP_Inputs_ON_Electric_2023_04_03 | 2028 | CH4 Import - NY 2020 | Import | Methane | ON | Dispatch-Import | EmissionsCost | 0 | [6 empty] | 0.73069 | 0
LCP_Inputs_ON_Electric_2023_04_03 | 2028 | CH4 Import - NY 2020 | Import | Methane | ON | Dispatch-Import | FuelCost | 0 | [6 empty] | 0.73069 | 0
LCP_Inputs_ON_Electric_2023_04_03 | 2028 | CH4 Import - NY 2020 | Import | Methane | ON | Dispatch-Import | VOM | 0 | [6 empty] | 0.73069 | 0
LCP_Inputs_ON_Electric_2023_04_03 | 2028 | CH4 Import - NY 2020 | Import | Methane | PJ | Dispatch-Import | EmissionsCost | 0 | [6 empty] | 0.73069 | 0
LCP_Inputs_ON_Electric_2023_04_03 | 2028 | CH4 Import - NY 2020 | Import | Methane | PJ | Dispatch-Import | FuelCost | 0 | [6 empty] | 0.73069 | 0
LCP_Inputs_ON_Electric_2023_04_03 | 2028 | CH4 Import - NY 2020 | Import | Methane | PJ | Dispatch-Import | VOM | 0 | [6 empty] | 0.73069 | 0
LCP_Inputs_ON_Electric_2023_04_03 | 2028 | CH4 Import - NY 2020 | Import | Methane | QC | Dispatch-Import | EmissionsCost | 0 | [6 empty] | 0.73069 | 0
LCP_Inputs_ON_Electric_2023_04_03 | 2028 | CH4 Import - NY 2020 | Import | Methane | QC | Dispatch-Import | FuelCost | 0 | [6 empty] | 0.73069 | 0
LCP_Inputs_ON_Electric_2023_04_03 | 2028 | CH4 Import - NY 2020 | Import | Methane | QC | Dispatch-Import | VOM | 0 | [6 empty] | 0.73069 | 0
LCP_Inputs_ON_Electric_2023_04_03 | 2028 | CH4 Import - NY 2020 | Import | Methane | WC | Dispatch-Import | EmissionsCost | 0 | [6 empty] | 0.73069 | 0
LCP_Inputs_ON_Electric_2023_04_03 | 2028 | CH4 Import - NY 2020 | Import | Methane | WC | Dispatch-Import | FuelCost | 0 | [6 empty] | 0.73069 | 0
LCP_Inputs_ON_Electric_2023_04_03 | 2028 | CH4 Import - NY 2020 | Import | Methane | WC | Dispatch-Import | VOM | 0 | [6 empty] | 0.73069 | 0
LCP_Inputs_ON_Electric_2023_04_03 | 2028 | CH4 Import - NY 2030 | Import | Methane | MI | Dispatch-Import | EmissionsCost | 0 | [6 empty] | 0.73069 | 0
LCP_Inputs_ON_Electric_2023_04_03 | 2028 | CH4 Import - NY 2030 | Import | Methane | MI | Dispatch-Import | FuelCost | 0 | [6 empty] | 0.73069 | 0
LCP_Inputs_ON_Electric_2023_04_03 | 2028 | CH4 Import - NY 2030 | Import | Methane | MI | Dispatch-Import | VOM | 0 | [6 empty] | 0.73069 | 0
LCP_Inputs_ON_Electric_2023_04_03 | 2028 | CH4 Import - NY 2030 | Import | Methane | NY | Dispatch-Import | EmissionsCost | 0 | [6 empty] | 0.73069 | 0
LCP_Inputs_ON_Electric_2023_04_03 | 2028 | CH4 Import - NY 2030 | Import | Methane | NY | Dispatch-Import | FuelCost | 0 | [6 empty] | 0.73069 | 0
LCP_Inputs_ON_Electric_2023_04_03 | 2028 | CH4 Import - NY 2030 | Import | Methane | NY | Dispatch-Import | VOM | 0 | [6 empty] | 0.73069 | 0
LCP_Inputs_ON_Electric_2023_04_03 | 2028 | CH4 Import - NY 2030 | Import | Methane | ON | Dispatch-Import | EmissionsCost | 0 | [6 empty] | 0.73069 | 0
LCP_Inputs_ON_Electric_2023_04_03 | 2028 | CH4 Import - NY 2030 | Import | Methane | ON | Dispatch-Import | FuelCost | 0 | [6 empty] | 0.73069 | 0
LCP_Inputs_ON_Electric_2023_04_03 | 2028 | CH4 Import - NY 2030 | Import | Methane | ON | Dispatch-Import | VOM | 0 | [6 empty] | 0.73069 | 0
LCP_Inputs_ON_Electric_2023_04_03 | 2028 | CH4 Import - NY 2030 | Import | Methane | PJ | Dispatch-Import | EmissionsCost | 0 | [6 empty] | 0.73069 | 0
LCP_Inputs_ON_Electric_2023_04_03 | 2028 | CH4 Import - NY 2030 | Import | Methane | PJ | Dispatch-Import | FuelCost | 0 | [6 empty] | 0.73069 | 0
LCP_Inputs_ON_Electric_2023_04_03 | 2028 | CH4 Import - NY 2030 | Import | Methane | PJ | Dispatch-Import | VOM | 0 | [6 empty] | 0.73069 | 0
LCP_Inputs_ON_Electric_2023_04_03 | 2028 | CH4 Import - NY 2030 | Import | Methane | QC | Dispatch-Import | EmissionsCost | 0 | [6 empty] | 0.73069 | 0
LCP_Inputs_ON_Electric_2023_04_03 | 2028 | CH4 Import - NY 2030 | Import | Methane | QC | Dispatch-Import | FuelCost | 0 | [6 empty] | 0.73069 | 0
LCP_Inputs_ON_Electric_2023_04_03 | 2028 | CH4 Import - NY 2030 | Import | Methane | QC | Dispatch-Import | VOM | 0 | [6 empty] | 0.73069 | 0
LCP_Inputs_ON_Electric_2023_04_03 | 2028 | CH4 Import - NY 2030 | Import | Methane | WC | Dispatch-Import | EmissionsCost | 0 | [6 empty] | 0.73069 | 0
LCP_Inputs_ON_Electric_2023_04_03 | 2028 | CH4 Import - NY 2030 | Import | Methane | WC | Dispatch-Import | FuelCost | 0 | [6 empty] | 0.73069 | 0
LCP_Inputs_ON_Electric_2023_04_03 | 2028 | CH4 Import - NY 2030 | Import | Methane | WC | Dispatch-Import | VOM | 0 | [6 empty] | 0.73069 | 0
LCP_Inputs_ON_Electric_2023_04_03 | 2028 | CH4 Import - NY 2040 | Import | Methane | MI | Dispatch-Import | EmissionsCost | 0 | [6 empty] | 0.73069 | 0
LCP_Inputs_ON_Electric_2023_04_03 | 2028 | CH4 Import - NY 2040 | Import | Methane | MI | Dispatch-Import | FuelCost | 0 | [6 empty] | 0.73069 | 0
LCP_Inputs_ON_Electric_2023_04_03 | 2028 | CH4 Import - NY 2040 | Import | Methane | MI | Dispatch-Import | VOM | 0 | [6 empty] | 0.73069 | 0
LCP_Inputs_ON_Electric_2023_04_03 | 2028 | CH4 Import - NY 2040 | Import | Methane | NY | Dispatch-Import | EmissionsCost | 0 | [6 empty] | 0.73069 | 0
LCP_Inputs_ON_Electric_2023_04_03 | 2028 | CH4 Import - NY 2040 | Import | Methane | NY | Dispatch-Import | FuelCost | 0 | [6 empty] | 0.73069 | 0
LCP_Inputs_ON_Electric_2023_04_03 | 2028 | CH4 Import - NY 2040 | Import | Methane | NY | Dispatch-Import | VOM | 0 | [6 empty] | 0.73069 | 0
LCP_Inputs_ON_Electric_2023_04_03 | 2028 | CH4 Import - NY 2040 | Import | Methane | ON | Dispatch-Import | EmissionsCost | 0 | [6 empty] | 0.73069 | 0
LCP_Inputs_ON_Electric_2023_04_03 | 2028 | CH4 Import - NY 2040 | Import | Methane | ON | Dispatch-Import | FuelCost | 0 | [6 empty] | 0.73069 | 0
LCP_Inputs_ON_Electric_2023_04_03 | 2028 | CH4 Import - NY 2040 | Import | Methane | ON | Dispatch-Import | VOM | 0 | [6 empty] | 0.73069 | 0
LCP_Inputs_ON_Electric_2023_04_03 | 2028 | CH4 Import - NY 2040 | Import | Methane | PJ | Dispatch-Import | EmissionsCost | 0 | [6 empty] | 0.73069 | 0
LCP_Inputs_ON_Electric_2023_04_03 | 2028 | CH4 Import - NY 2040 | Import | Methane | PJ | Dispatch-Import | FuelCost | 0 | [6 empty] | 0.73069 | 0
LCP_Inputs_ON_Electric_2023_04_03 | 2028 | CH4 Import - NY 2040 | Import | Methane | PJ | Dispatch-Import | VOM | 0 | [6 empty] | 0.73069 | 0
LCP_Inputs_ON_Electric_2023_04_03 | 2028 | CH4 Import - NY 2040 | Import | Methane | QC | Dispatch-Import | EmissionsCost | 0 | [6 empty] | 0.73069 | 0
LCP_Inputs_ON_Electric_2023_04_03 | 2028 | CH4 Import - NY 2040 | Import | Methane | QC | Dispatch-Import | FuelCost | 0 | [6 empty] | 0.73069 | 0
LCP_Inputs_ON_Electric_2023_04_03 | 2028 | CH4 Import - NY 2040 | Import | Methane | QC | Dispatch-Import | VOM | 0 | [6 empty] | 0.73069 | 0
LCP_Inputs_ON_Electric_2023_04_03 | 2028 | CH4 Import - NY 2040 | Import | Methane | WC | Dispatch-Import | EmissionsCost | 0 | [6 empty] | 0.73069 | 0
LCP_Inputs_ON_Electric_2023_04_03 | 2028 | CH4 Import - NY 2040 | Import | Methane | WC | Dispatch-Import | FuelCost | 0 | [6 empty] | 0.73069 | 0
LCP_Inputs_ON_Electric_2023_04_03 | 2028 | CH4 Import - NY 2040 | Import | Methane | WC | Dispatch-Import | VOM | 0 | [6 empty] | 0.73069 | 0
LCP_Inputs_ON_Electric_2023_04_03 | 2028 | CH4 Import - NY 2050 | Import | Methane | MI | Dispatch-Import | EmissionsCost | 0 | [6 empty] | 0.73069 | 0
LCP_Inputs_ON_Electric_2023_04_03 | 2028 | CH4 Import - NY 2050 | Import | Methane | MI | Dispatch-Import | FuelCost | 0 | [6 empty] | 0.73069 | 0
LCP_Inputs_ON_Electric_2023_04_03 | 2028 | CH4 Import - NY 2050 | Import | Methane | MI | Dispatch-Import | VOM | 0 | [6 empty] | 0.73069 | 0
LCP_Inputs_ON_Electric_2023_04_03 | 2028 | CH4 Import - NY 2050 | Import | Methane | NY | Dispatch-Import | EmissionsCost | 0 | [6 empty] | 0.73069 | 0
LCP_Inputs_ON_Electric_2023_04_03 | 2028 | CH4 Import - NY 2050 | Import | Methane | NY | Dispatch-Import | FuelCost | 0 | [6 empty] | 0.73069 | 0
LCP_Inputs_ON_Electric_2023_04_03 | 2028 | CH4 Import - NY 2050 | Import | Methane | NY | Dispatch-Import | VOM | 0 | [6 empty] | 0.73069 | 0
LCP_Inputs_ON_Electric_2023_04_03 | 2028 | CH4 Import - NY 2050 | Import | Methane | ON | Dispatch-Import | EmissionsCost | 0 | [6 empty] | 0.73069 | 0
LCP_Inputs_ON_Electric_2023_04_03 | 2028 | CH4 Import - NY 2050 | Import | Methane | ON | Dispatch-Import | FuelCost | 0 | [6 empty] | 0.73069 | 0
LCP_Inputs_ON_Electric_2023_04_03 | 2028 | CH4 Import - NY 2050 | Import | Methane | ON | Dispatch-Import | VOM | 0 | [6 empty] | 0.73069 | 0
LCP_Inputs_ON_Electric_2023_04_03 | 2028 | CH4 Import - NY 2050 | Import | Methane | PJ | Dispatch-Import | EmissionsCost | 0 | [6 empty] | 0.73069 | 0
LCP_Inputs_ON_Electric_2023_04_03 | 2028 | CH4 Import - NY 2050 | Import | Methane | PJ | Dispatch-Import | FuelCost | 0 | [6 empty] | 0.73069 | 0
LCP_Inputs_ON_Electric_2023_04_03 | 2028 | CH4 Import - NY 2050 | Import | Methane | PJ | Dispatch-Import | VOM | 0 | [6 empty] | 0.73069 | 0
LCP_Inputs_ON_Electric_2023_04_03 | 2028 | CH4 Import - NY 2050 | Import | Methane | QC | Dispatch-Import | EmissionsCost | 0 | [6 empty] | 0.73069 | 0
LCP_Inputs_ON_Electric_2023_04_03 | 2028 | CH4 Import - NY 2050 | Import | Methane | QC | Dispatch-Import | FuelCost | 0 | [6 empty] | 0.73069 | 0
LCP_Inputs_ON_Electric_2023_04_03 | 2028 | CH4 Import - NY 2050 | Import | Methane | QC | Dispatch-Import | VOM | 0 | [6 empty] | 0.73069 | 0
LCP_Inputs_ON_Electric_2023_04_03 | 2028 | CH4 Import - NY 2050 | Import | Methane | WC | Dispatch-Import | EmissionsCost | 0 | [6 empty] | 0.73069 | 0
LCP_Inputs_ON_Electric_2023_04_03 | 2028 | CH4 Import - NY 2050 | Import | Methane | WC | Dispatch-Import | FuelCost | 0 | [6 empty] | 0.73069 | 0
LCP_Inputs_ON_Electric_2023_04_03 | 2028 | CH4 Import - NY 2050 | Import | Methane | WC | Dispatch-Import | VOM | 0 | [6 empty] | 0.73069 | 0
LCP_Inputs_ON_Electric_2023_04_03 | 2028 | CH4 Import - WC 2020 | Import | Methane | MI | Dispatch-Import | EmissionsCost | 0 | [6 empty] | 0.73069 | 0
LCP_Inputs_ON_Electric_2023_04_03 | 2028 | CH4 Import - WC 2020 | Import | Methane | MI | Dispatch-Import | FuelCost | 0 | [6 empty] | 0.73069 | 0
LCP_Inputs_ON_Electric_2023_04_03 | 2028 | CH4 Import - WC 2020 | Import | Methane | MI | Dispatch-Import | VOM | 0 | [6 empty] | 0.73069 | 0
LCP_Inputs_ON_Electric_2023_04_03 | 2028 | CH4 Import - WC 2020 | Import | Methane | NY | Dispatch-Import | EmissionsCost | 0 | [6 empty] | 0.73069 | 0
LCP_Inputs_ON_Electric_2023_04_03 | 2028 | CH4 Import - WC 2020 | Import | Methane | NY | Dispatch-Import | FuelCost | 0 | [6 empty] | 0.73069 | 0
LCP_Inputs_ON_Electric_2023_04_03 | 2028 | CH4 Import - WC 2020 | Import | Methane | NY | Dispatch-Import | VOM | 0 | [6 empty] | 0.73069 | 0
LCP_Inputs_ON_Electric_2023_04_03 | 2028 | CH4 Import - WC 2020 | Import | Methane | ON | Dispatch-Import | EmissionsCost | 0 | [6 empty] | 0.73069 | 0
LCP_Inputs_ON_Electric_2023_04_03 | 2028 | CH4 Import - WC 2020 | Import | Methane | ON | Dispatch-Import | FuelCost | 0 | [6 empty] | 0.73069 | 0
LCP_Inputs_ON_Electric_2023_04_03 | 2028 | CH4 Import - WC 2020 | Import | Methane | ON | Dispatch-Import | VOM | 0 | [6 empty] | 0.73069 | 0
LCP_Inputs_ON_Electric_2023_04_03 | 2028 | CH4 Import - WC 2020 | Import | Methane | PJ | Dispatch-Import | EmissionsCost | 0 | [6 empty] | 0.73069 | 0
LCP_Inputs_ON_Electric_2023_04_03 | 2028 | CH4 Import - WC 2020 | Import | Methane | PJ | Dispatch-Import | FuelCost | 0 | [6 empty] | 0.73069 | 0
LCP_Inputs_ON_Electric_2023_04_03 | 2028 | CH4 Import - WC 2020 | Import | Methane | PJ | Dispatch-Import | VOM | 0 | [6 empty] | 0.73069 | 0
LCP_Inputs_ON_Electric_2023_04_03 | 2028 | CH4 Import - WC 2020 | Import | Methane | QC | Dispatch-Import | EmissionsCost | 0 | [6 empty] | 0.73069 | 0
LCP_Inputs_ON_Electric_2023_04_03 | 2028 | CH4 Import - WC 2020 | Import | Methane | QC | Dispatch-Import | FuelCost | 0 | [6 empty] | 0.73069 | 0
LCP_Inputs_ON_Electric_2023_04_03 | 2028 | CH4 Import - WC 2020 | Import | Methane | QC | Dispatch-Import | VOM | 0 | [6 empty] | 0.73069 | 0
LCP_Inputs_ON_Electric_2023_04_03 | 2028 | CH4 Import - WC 2020 | Import | Methane | WC | Dispatch-Import | EmissionsCost | 1306945408.6229 | [6 empty] | 0.73069 | 954972208.553
LCP_Inputs_ON_Electric_2023_04_03 | 2028 | CH4 Import - WC 2020 | Import | Methane | WC | Dispatch-Import | FuelCost | 1887630761.6486 | [6 empty] | 0.73069 | 1379273308.1971
LCP_Inputs_ON_Electric_2023_04_03 | 2028 | CH4 Import - WC 2020 | Import | Methane | WC | Dispatch-Import | VOM | 0 | [6 empty] | 0.73069 | 0
LCP_Inputs_ON_Electric_2023_04_03 | 2028 | CH4 Import - WC 2030 | Import | Methane | MI | Dispatch-Import | EmissionsCost | 0 | [6 empty] | 0.73069 | 0
LCP_Inputs_ON_Electric_2023_04_03 | 2028 | CH4 Import - WC 2030 | Import | Methane | MI | Dispatch-Import | FuelCost | 0 | [6 empty] | 0.73069 | 0
LCP_Inputs_ON_Electric_2023_04_03 | 2028 | CH4 Import - WC 2030 | Import | Methane | MI | Dispatch-Import | VOM | 0 | [6 empty] | 0.73069 | 0
LCP_Inputs_ON_Electric_2023_04_03 | 2028 | CH4 Import - WC 2030 | Import | Methane | NY | Dispatch-Import | EmissionsCost | 0 | [6 empty] | 0.73069 | 0
LCP_Inputs_ON_Electric_2023_04_03 | 2028 | CH4 Import - WC 2030 | Import | Methane | NY | Dispatch-Import | FuelCost | 0 | [6 empty] | 0.73069 | 0
LCP_Inputs_ON_Electric_2023_04_03 | 2028 | CH4 Import - WC 2030 | Import | Methane | NY | Dispatch-Import | VOM | 0 | [6 empty] | 0.73069 | 0
LCP_Inputs_ON_Electric_2023_04_03 | 2028 | CH4 Import - WC 2030 | Import | Methane | ON | Dispatch-Import | EmissionsCost | 0 | [6 empty] | 0.73069 | 0
LCP_Inputs_ON_Electric_2023_04_03 | 2028 | CH4 Import - WC 2030 | Import | Methane | ON | Dispatch-Import | FuelCost | 0 | [6 empty] | 0.73069 | 0
LCP_Inputs_ON_Electric_2023_04_03 | 2028 | CH4 Import - WC 2030 | Import | Methane | ON | Dispatch-Import | VOM | 0 | [6 empty] | 0.73069 | 0
LCP_Inputs_ON_Electric_2023_04_03 | 2028 | CH4 Import - WC 2030 | Import | Methane | PJ | Dispatch-Import | EmissionsCost | 0 | [6 empty] | 0.73069 | 0
LCP_Inputs_ON_Electric_2023_04_03 | 2028 | CH4 Import - WC 2030 | Import | Methane | PJ | Dispatch-Import | FuelCost | 0 | [6 empty] | 0.73069 | 0
LCP_Inputs_ON_Electric_2023_04_03 | 2028 | CH4 Import - WC 2030 | Import | Methane | PJ | Dispatch-Import | VOM | 0 | [6 empty] | 0.73069 | 0
LCP_Inputs_ON_Electric_2023_04_03 | 2028 | CH4 Import - WC 2030 | Import | Methane | QC | Dispatch-Import | EmissionsCost | 0 | [6 empty] | 0.73069 | 0
LCP_Inputs_ON_Electric_2023_04_03 | 2028 | CH4 Import - WC 2030 | Import | Methane | QC | Dispatch-Import | FuelCost | 0 | [6 empty] | 0.73069 | 0
LCP_Inputs_ON_Electric_2023_04_03 | 2028 | CH4 Import - WC 2030 | Import | Methane | QC | Dispatch-Import | VOM | 0 | [6 empty] | 0.73069 | 0
LCP_Inputs_ON_Electric_2023_04_03 | 2028 | CH4 Import - WC 2030 | Import | Methane | WC | Dispatch-Import | EmissionsCost | 0 | [6 empty] | 0.73069 | 0
LCP_Inputs_ON_Electric_2023_04_03 | 2028 | CH4 Import - WC 2030 | Import | Methane | WC | Dispatch-Import | FuelCost | 0 | [6 empty] | 0.73069 | 0
LCP_Inputs_ON_Electric_2023_04_03 | 2028 | CH4 Import - WC 2030 | Import | Methane | WC | Dispatch-Import | VOM | 0 | [6 empty] | 0.73069 | 0
LCP_Inputs_ON_Electric_2023_04_03 | 2028 | CH4 Import - WC 2040 | Import | Methane | MI | Dispatch-Import | EmissionsCost | 0 | [6 empty] | 0.73069 | 0
LCP_Inputs_ON_Electric_2023_04_03 | 2028 | CH4 Import - WC 2040 | Import | Methane | MI | Dispatch-Import | FuelCost | 0 | [6 empty] | 0.73069 | 0
LCP_Inputs_ON_Electric_2023_04_03 | 2028 | CH4 Import - WC 2040 | Import | Methane | MI | Dispatch-Import | VOM | 0 | [6 empty] | 0.73069 | 0
LCP_Inputs_ON_Electric_2023_04_03 | 2028 | CH4 Import - WC 2040 | Import | Methane | NY | Dispatch-Import | EmissionsCost | 0 | [6 empty] | 0.73069 | 0
LCP_Inputs_ON_Electric_2023_04_03 | 2028 | CH4 Import - WC 2040 | Import | Methane | NY | Dispatch-Import | FuelCost | 0 | [6 empty] | 0.73069 | 0
LCP_Inputs_ON_Electric_2023_04_03 | 2028 | CH4 Import - WC 2040 | Import | Methane | NY | Dispatch-Import | VOM | 0 | [6 empty] | 0.73069 | 0
LCP_Inputs_ON_Electric_2023_04_03 | 2028 | CH4 Import - WC 2040 | Import | Methane | ON | Dispatch-Import | EmissionsCost | 0 | [6 empty] | 0.73069 | 0
LCP_Inputs_ON_Electric_2023_04_03 | 2028 | CH4 Import - WC 2040 | Import | Methane | ON | Dispatch-Import | FuelCost | 0 | [6 empty] | 0.73069 | 0
LCP_Inputs_ON_Electric_2023_04_03 | 2028 | CH4 Import - WC 2040 | Import | Methane | ON | Dispatch-Import | VOM | 0 | [6 empty] | 0.73069 | 0
LCP_Inputs_ON_Electric_2023_04_03 | 2028 | CH4 Import - WC 2040 | Import | Methane | PJ | Dispatch-Import | EmissionsCost | 0 | [6 empty] | 0.73069 | 0
LCP_Inputs_ON_Electric_2023_04_03 | 2028 | CH4 Import - WC 2040 | Import | Methane | PJ | Dispatch-Import | FuelCost | 0 | [6 empty] | 0.73069 | 0
LCP_Inputs_ON_Electric_2023_04_03 | 2028 | CH4 Import - WC 2040 | Import | Methane | PJ | Dispatch-Import | VOM | 0 | [6 empty] | 0.73069 | 0
LCP_Inputs_ON_Electric_2023_04_03 | 2028 | CH4 Import - WC 2040 | Import | Methane | QC | Dispatch-Import | EmissionsCost | 0 | [6 empty] | 0.73069 | 0
LCP_Inputs_ON_Electric_2023_04_03 | 2028 | CH4 Import - WC 2040 | Import | Methane | QC | Dispatch-Import | FuelCost | 0 | [6 empty] | 0.73069 | 0
LCP_Inputs_ON_Electric_2023_04_03 | 2028 | CH4 Import - WC 2040 | Import | Methane | QC | Dispatch-Import | VOM | 0 | [6 empty] | 0.73069 | 0
LCP_Inputs_ON_Electric_2023_04_03 | 2028 | CH4 Import - WC 2040 | Import | Methane | WC | Dispatch-Import | EmissionsCost | 0 | [6 empty] | 0.73069 | 0
LCP_Inputs_ON_Electric_2023_04_03 | 2028 | CH4 Import - WC 2040 | Import | Methane | WC | Dispatch-Import | FuelCost | 0 | [6 empty] | 0.73069 | 0
LCP_Inputs_ON_Electric_2023_04_03 | 2028 | CH4 Import - WC 2040 | Import | Methane | WC | Dispatch-Import | VOM | 0 | [6 empty] | 0.73069 | 0
LCP_Inputs_ON_Electric_2023_04_03 | 2028 | CH4 Import - WC 2050 | Import | Methane | MI | Dispatch-Import | EmissionsCost | 0 | [6 empty] | 0.73069 | 0
LCP_Inputs_ON_Electric_2023_04_03 | 2028 | CH4 Import - WC 2050 | Import | Methane | MI | Dispatch-Import | FuelCost | 0 | [6 empty] | 0.73069 | 0
LCP_Inputs_ON_Electric_2023_04_03 | 2028 | CH4 Import - WC 2050 | Import | Methane | MI | Dispatch-Import | VOM | 0 | [6 empty] | 0.73069 | 0
LCP_Inputs_ON_Electric_2023_04_03 | 2028 | CH4 Import - WC 2050 | Import | Methane | NY | Dispatch-Import | EmissionsCost | 0 | [6 empty] | 0.73069 | 0
LCP_Inputs_ON_Electric_2023_04_03 | 2028 | CH4 Import - WC 2050 | Import | Methane | NY | Dispatch-Import | FuelCost | 0 | [6 empty] | 0.73069 | 0
LCP_Inputs_ON_Electric_2023_04_03 | 2028 | CH4 Import - WC 2050 | Import | Methane | NY | Dispatch-Import | VOM | 0 | [6 empty] | 0.73069 | 0
LCP_Inputs_ON_Electric_2023_04_03 | 2028 | CH4 Import - WC 2050 | Import | Methane | ON | Dispatch-Import | EmissionsCost | 0 | [6 empty] | 0.73069 | 0
LCP_Inputs_ON_Electric_2023_04_03 | 2028 | CH4 Import - WC 2050 | Import | Methane | ON | Dispatch-Import | FuelCost | 0 | [6 empty] | 0.73069 | 0
LCP_Inputs_ON_Electric_2023_04_03 | 2028 | CH4 Import - WC 2050 | Import | Methane | ON | Dispatch-Import | VOM | 0 | [6 empty] | 0.73069 | 0
LCP_Inputs_ON_Electric_2023_04_03 | 2028 | CH4 Import - WC 2050 | Import | Methane | PJ | Dispatch-Import | EmissionsCost | 0 | [6 empty] | 0.73069 | 0
LCP_Inputs_ON_Electric_2023_04_03 | 2028 | CH4 Import - WC 2050 | Import | Methane | PJ | Dispatch-Import | FuelCost | 0 | [6 empty] | 0.73069 | 0
LCP_Inputs_ON_Electric_2023_04_03 | 2028 | CH4 Import - WC 2050 | Import | Methane | PJ | Dispatch-Import | VOM | 0 | [6 empty] | 0.73069 | 0
LCP_Inputs_ON_Electric_2023_04_03 | 2028 | CH4 Import - WC 2050 | Import | Methane | QC | Dispatch-Import | EmissionsCost | 0 | [6 empty] | 0.73069 | 0
LCP_Inputs_ON_Electric_2023_04_03 | 2028 | CH4 Import - WC 2050 | Import | Methane | QC | Dispatch-Import | FuelCost | 0 | [6 empty] | 0.73069 | 0
LCP_Inputs_ON_Electric_2023_04_03 | 2028 | CH4 Import - WC 2050 | Import | Methane | QC | Dispatch-Import | VOM | 0 | [6 empty] | 0.73069 | 0
LCP_Inputs_ON_Electric_2023_04_03 | 2028 | CH4 Import - WC 2050 | Import | Methane | WC | Dispatch-Import | EmissionsCost | 0 | [6 empty] | 0.73069 | 0
LCP_Inputs_ON_Electric_2023_04_03 | 2028 | CH4 Import - WC 2050 | Import | Methane | WC | Dispatch-Import | FuelCost | 0 | [6 empty] | 0.73069 | 0
LCP_Inputs_ON_Electric_2023_04_03 | 2028 | CH4 Import - WC 2050 | Import | Methane | WC | Dispatch-Import | VOM | 0 | [6 empty] | 0.73069 | 0
LCP_Inputs_ON_Electric_2023_04_03 | 2028 | CH4 Salt Cavern Storage - ON | Storage | Methane | MI | Dispatch-Storage | EmissionsCost | 0 | [6 empty] | 0.73069 | 0
LCP_Inputs_ON_Electric_2023_04_03 | 2028 | CH4 Salt Cavern Storage - ON | Storage | Methane | MI | Dispatch-Storage | FuelCost | 0 | [6 empty] | 0.73069 | 0
LCP_Inputs_ON_Electric_2023_04_03 | 2028 | CH4 Salt Cavern Storage - ON | Storage | Methane | MI | Dispatch-Storage | VOM | 0 | [6 empty] | 0.73069 | 0
LCP_Inputs_ON_Electric_2023_04_03 | 2028 | CH4 Salt Cavern Storage - ON | Storage | Methane | NY | Dispatch-Storage | EmissionsCost | 0 | [6 empty] | 0.73069 | 0
LCP_Inputs_ON_Electric_2023_04_03 | 2028 | CH4 Salt Cavern Storage - ON | Storage | Methane | NY | Dispatch-Storage | FuelCost | 0 | [6 empty] | 0.73069 | 0
LCP_Inputs_ON_Electric_2023_04_03 | 2028 | CH4 Salt Cavern Storage - ON | Storage | Methane | NY | Dispatch-Storage | VOM | 0 | [6 empty] | 0.73069 | 0
LCP_Inputs_ON_Electric_2023_04_03 | 2028 | CH4 Salt Cavern Storage - ON | Storage | Methane | ON | Dispatch-Storage | EmissionsCost | 0 | [6 empty] | 0.73069 | 0
LCP_Inputs_ON_Electric_2023_04_03 | 2028 | CH4 Salt Cavern Storage - ON | Storage | Methane | ON | Dispatch-Storage | FuelCost | 0 | [6 empty] | 0.73069 | 0
LCP_Inputs_ON_Electric_2023_04_03 | 2028 | CH4 Salt Cavern Storage - ON | Storage | Methane | ON | Dispatch-Storage | VOM | 691417.653 | [6 empty] | 0.73069 | 505212.1066
LCP_Inputs_ON_Electric_2023_04_03 | 2028 | CH4 Salt Cavern Storage - ON | Storage | Methane | PJ | Dispatch-Storage | EmissionsCost | 0 | [6 empty] | 0.73069 | 0
LCP_Inputs_ON_Electric_2023_04_03 | 2028 | CH4 Salt Cavern Storage - ON | Storage | Methane | PJ | Dispatch-Storage | FuelCost | 0 | [6 empty] | 0.73069 | 0
LCP_Inputs_ON_Electric_2023_04_03 | 2028 | CH4 Salt Cavern Storage - ON | Storage | Methane | PJ | Dispatch-Storage | VOM | 0 | [6 empty] | 0.73069 | 0
LCP_Inputs_ON_Electric_2023_04_03 | 2028 | CH4 Salt Cavern Storage - ON | Storage | Methane | QC | Dispatch-Storage | EmissionsCost | 0 | [6 empty] | 0.73069 | 0
LCP_Inputs_ON_Electric_2023_04_03 | 2028 | CH4 Salt Cavern Storage - ON | Storage | Methane | QC | Dispatch-Storage | FuelCost | 0 | [6 empty] | 0.73069 | 0
LCP_Inputs_ON_Electric_2023_04_03 | 2028 | CH4 Salt Cavern Storage - ON | Storage | Methane | QC | Dispatch-Storage | VOM | 0 | [6 empty] | 0.73069 | 0
LCP_Inputs_ON_Electric_2023_04_03 | 2028 | CH4 Salt Cavern Storage - ON | Storage | Methane | WC | Dispatch-Storage | EmissionsCost | 0 | [6 empty] | 0.73069 | 0
LCP_Inputs_ON_Electric_2023_04_03 | 2028 | CH4 Salt Cavern Storage - ON | Storage | Methane | WC | Dispatch-Storage | FuelCost | 0 | [6 empty] | 0.73069 | 0
LCP_Inputs_ON_Electric_2023_04_03 | 2028 | CH4 Salt Cavern Storage - ON | Storage | Methane | WC | Dispatch-Storage | VOM | 0 | [6 empty] | 0.73069 | 0
LCP_Inputs_ON_Electric_2023_04_03 | 2028 | Electrolyser 2020/2030 | Crossload | Hydrogen | MI | Dispatch-Crossload | EmissionsCost | 0 | [6 empty] | 0.73069 | 0
LCP_Inputs_ON_Electric_2023_04_03 | 2028 | Electrolyser 2020/2030 | Crossload | Hydrogen | MI | Dispatch-Crossload | FuelCost | 0 | [6 empty] | 0.73069 | 0
LCP_Inputs_ON_Electric_2023_04_03 | 2028 | Electrolyser 2020/2030 | Crossload | Hydrogen | MI | Dispatch-Crossload | VOM | 0 | [6 empty] | 0.73069 | 0
LCP_Inputs_ON_Electric_2023_04_03 | 2028 | Electrolyser 2020/2030 | Crossload | Hydrogen | NY | Dispatch-Crossload | EmissionsCost | 0 | [6 empty] | 0.73069 | 0
LCP_Inputs_ON_Electric_2023_04_03 | 2028 | Electrolyser 2020/2030 | Crossload | Hydrogen | NY | Dispatch-Crossload | FuelCost | 0 | [6 empty] | 0.73069 | 0
LCP_Inputs_ON_Electric_2023_04_03 | 2028 | Electrolyser 2020/2030 | Crossload | Hydrogen | NY | Dispatch-Crossload | VOM | 0 | [6 empty] | 0.73069 | 0
LCP_Inputs_ON_Electric_2023_04_03 | 2028 | Electrolyser 2020/2030 | Crossload | Hydrogen | ON | Dispatch-Crossload | EmissionsCost | 0 | [6 empty] | 0.73069 | 0
LCP_Inputs_ON_Electric_2023_04_03 | 2028 | Electrolyser 2020/2030 | Crossload | Hydrogen | ON | Dispatch-Crossload | FuelCost | 0 | [6 empty] | 0.73069 | 0
LCP_Inputs_ON_Electric_2023_04_03 | 2028 | Electrolyser 2020/2030 | Crossload | Hydrogen | ON | Dispatch-Crossload | VOM | 0 | [6 empty] | 0.73069 | 0
LCP_Inputs_ON_Electric_2023_04_03 | 2028 | Electrolyser 2020/2030 | Crossload | Hydrogen | PJ | Dispatch-Crossload | EmissionsCost | 0 | [6 empty] | 0.73069 | 0
LCP_Inputs_ON_Electric_2023_04_03 | 2028 | Electrolyser 2020/2030 | Crossload | Hydrogen | PJ | Dispatch-Crossload | FuelCost | 0 | [6 empty] | 0.73069 | 0
LCP_Inputs_ON_Electric_2023_04_03 | 2028 | Electrolyser 2020/2030 | Crossload | Hydrogen | PJ | Dispatch-Crossload | VOM | 0 | [6 empty] | 0.73069 | 0
LCP_Inputs_ON_Electric_2023_04_03 | 2028 | Electrolyser 2020/2030 | Crossload | Hydrogen | QC | Dispatch-Crossload | EmissionsCost | 0 | [6 empty] | 0.73069 | 0
LCP_Inputs_ON_Electric_2023_04_03 | 2028 | Electrolyser 2020/2030 | Crossload | Hydrogen | QC | Dispatch-Crossload | FuelCost | 0 | [6 empty] | 0.73069 | 0
LCP_Inputs_ON_Electric_2023_04_03 | 2028 | Electrolyser 2020/2030 | Crossload | Hydrogen | QC | Dispatch-Crossload | VOM | 0 | [6 empty] | 0.73069 | 0
LCP_Inputs_ON_Electric_2023_04_03 | 2028 | Electrolyser 2020/2030 | Crossload | Hydrogen | WC | Dispatch-Crossload | EmissionsCost | 0 | [6 empty] | 0.73069 | 0
LCP_Inputs_ON_Electric_2023_04_03 | 2028 | Electrolyser 2020/2030 | Crossload | Hydrogen | WC | Dispatch-Crossload | FuelCost | 0 | [6 empty] | 0.73069 | 0
LCP_Inputs_ON_Electric_2023_04_03 | 2028 | Electrolyser 2020/2030 | Crossload | Hydrogen | WC | Dispatch-Crossload | VOM | 0 | [6 empty] | 0.73069 | 0
LCP_Inputs_ON_Electric_2023_04_03 | 2028 | Electrolyser 2040 | Crossload | Hydrogen | MI | Dispatch-Crossload | EmissionsCost | 0 | [6 empty] | 0.73069 | 0
LCP_Inputs_ON_Electric_2023_04_03 | 2028 | Electrolyser 2040 | Crossload | Hydrogen | MI | Dispatch-Crossload | FuelCost | 0 | [6 empty] | 0.73069 | 0
LCP_Inputs_ON_Electric_2023_04_03 | 2028 | Electrolyser 2040 | Crossload | Hydrogen | MI | Dispatch-Crossload | VOM | 0 | [6 empty] | 0.73069 | 0
LCP_Inputs_ON_Electric_2023_04_03 | 2028 | Electrolyser 2040 | Crossload | Hydrogen | NY | Dispatch-Crossload | EmissionsCost | 0 | [6 empty] | 0.73069 | 0
LCP_Inputs_ON_Electric_2023_04_03 | 2028 | Electrolyser 2040 | Crossload | Hydrogen | NY | Dispatch-Crossload | FuelCost | 0 | [6 empty] | 0.73069 | 0
LCP_Inputs_ON_Electric_2023_04_03 | 2028 | Electrolyser 2040 | Crossload | Hydrogen | NY | Dispatch-Crossload | VOM | 0 | [6 empty] | 0.73069 | 0
LCP_Inputs_ON_Electric_2023_04_03 | 2028 | Electrolyser 2040 | Crossload | Hydrogen | ON | Dispatch-Crossload | EmissionsCost | 0 | [6 empty] | 0.73069 | 0
LCP_Inputs_ON_Electric_2023_04_03 | 2028 | Electrolyser 2040 | Crossload | Hydrogen | ON | Dispatch-Crossload | FuelCost | 0 | [6 empty] | 0.73069 | 0
LCP_Inputs_ON_Electric_2023_04_03 | 2028 | Electrolyser 2040 | Crossload | Hydrogen | ON | Dispatch-Crossload | VOM | 0 | [6 empty] | 0.73069 | 0
LCP_Inputs_ON_Electric_2023_04_03 | 2028 | Electrolyser 2040 | Crossload | Hydrogen | PJ | Dispatch-Crossload | EmissionsCost | 0 | [6 empty] | 0.73069 | 0
LCP_Inputs_ON_Electric_2023_04_03 | 2028 | Electrolyser 2040 | Crossload | Hydrogen | PJ | Dispatch-Crossload | FuelCost | 0 | [6 empty] | 0.73069 | 0
LCP_Inputs_ON_Electric_2023_04_03 | 2028 | Electrolyser 2040 | Crossload | Hydrogen | PJ | Dispatch-Crossload | VOM | 0 | [6 empty] | 0.73069 | 0
LCP_Inputs_ON_Electric_2023_04_03 | 2028 | Electrolyser 2040 | Crossload | Hydrogen | QC | Dispatch-Crossload | EmissionsCost | 0 | [6 empty] | 0.73069 | 0
LCP_Inputs_ON_Electric_2023_04_03 | 2028 | Electrolyser 2040 | Crossload | Hydrogen | QC | Dispatch-Crossload | FuelCost | 0 | [6 empty] | 0.73069 | 0
LCP_Inputs_ON_Electric_2023_04_03 | 2028 | Electrolyser 2040 | Crossload | Hydrogen | QC | Dispatch-Crossload | VOM | 0 | [6 empty] | 0.73069 | 0
LCP_Inputs_ON_Electric_2023_04_03 | 2028 | Electrolyser 2040 | Crossload | Hydrogen | WC | Dispatch-Crossload | EmissionsCost | 0 | [6 empty] | 0.73069 | 0
LCP_Inputs_ON_Electric_2023_04_03 | 2028 | Electrolyser 2040 | Crossload | Hydrogen | WC | Dispatch-Crossload | FuelCost | 0 | [6 empty] | 0.73069 | 0
LCP_Inputs_ON_Electric_2023_04_03 | 2028 | Electrolyser 2040 | Crossload | Hydrogen | WC | Dispatch-Crossload | VOM | 0 | [6 empty] | 0.73069 | 0
LCP_Inputs_ON_Electric_2023_04_03 | 2028 | Electrolyser 2050 | Crossload | Hydrogen | MI | Dispatch-Crossload | EmissionsCost | 0 | [6 empty] | 0.73069 | 0
LCP_Inputs_ON_Electric_2023_04_03 | 2028 | Electrolyser 2050 | Crossload | Hydrogen | MI | Dispatch-Crossload | FuelCost | 0 | [6 empty] | 0.73069 | 0
LCP_Inputs_ON_Electric_2023_04_03 | 2028 | Electrolyser 2050 | Crossload | Hydrogen | MI | Dispatch-Crossload | VOM | 0 | [6 empty] | 0.73069 | 0
LCP_Inputs_ON_Electric_2023_04_03 | 2028 | Electrolyser 2050 | Crossload | Hydrogen | NY | Dispatch-Crossload | EmissionsCost | 0 | [6 empty] | 0.73069 | 0
LCP_Inputs_ON_Electric_2023_04_03 | 2028 | Electrolyser 2050 | Crossload | Hydrogen | NY | Dispatch-Crossload | FuelCost | 0 | [6 empty] | 0.73069 | 0
LCP_Inputs_ON_Electric_2023_04_03 | 2028 | Electrolyser 2050 | Crossload | Hydrogen | NY | Dispatch-Crossload | VOM | 0 | [6 empty] | 0.73069 | 0
LCP_Inputs_ON_Electric_2023_04_03 | 2028 | Electrolyser 2050 | Crossload | Hydrogen | ON | Dispatch-Crossload | EmissionsCost | 0 | [6 empty] | 0.73069 | 0
LCP_Inputs_ON_Electric_2023_04_03 | 2028 | Electrolyser 2050 | Crossload | Hydrogen | ON | Dispatch-Crossload | FuelCost | 0 | [6 empty] | 0.73069 | 0
LCP_Inputs_ON_Electric_2023_04_03 | 2028 | Electrolyser 2050 | Crossload | Hydrogen | ON | Dispatch-Crossload | VOM | 0 | [6 empty] | 0.73069 | 0
LCP_Inputs_ON_Electric_2023_04_03 | 2028 | Electrolyser 2050 | Crossload | Hydrogen | PJ | Dispatch-Crossload | EmissionsCost | 0 | [6 empty] | 0.73069 | 0
LCP_Inputs_ON_Electric_2023_04_03 | 2028 | Electrolyser 2050 | Crossload | Hydrogen | PJ | Dispatch-Crossload | FuelCost | 0 | [6 empty] | 0.73069 | 0
LCP_Inputs_ON_Electric_2023_04_03 | 2028 | Electrolyser 2050 | Crossload | Hydrogen | PJ | Dispatch-Crossload | VOM | 0 | [6 empty] | 0.73069 | 0
LCP_Inputs_ON_Electric_2023_04_03 | 2028 | Electrolyser 2050 | Crossload | Hydrogen | QC | Dispatch-Crossload | EmissionsCost | 0 | [6 empty] | 0.73069 | 0
LCP_Inputs_ON_Electric_2023_04_03 | 2028 | Electrolyser 2050 | Crossload | Hydrogen | QC | Dispatch-Crossload | FuelCost | 0 | [6 empty] | 0.73069 | 0
LCP_Inputs_ON_Electric_2023_04_03 | 2028 | Electrolyser 2050 | Crossload | Hydrogen | QC | Dispatch-Crossload | VOM | 0 | [6 empty] | 0.73069 | 0
LCP_Inputs_ON_Electric_2023_04_03 | 2028 | Electrolyser 2050 | Crossload | Hydrogen | WC | Dispatch-Crossload | EmissionsCost | 0 | [6 empty] | 0.73069 | 0
LCP_Inputs_ON_Electric_2023_04_03 | 2028 | Electrolyser 2050 | Crossload | Hydrogen | WC | Dispatch-Crossload | FuelCost | 0 | [6 empty] | 0.73069 | 0
LCP_Inputs_ON_Electric_2023_04_03 | 2028 | Electrolyser 2050 | Crossload | Hydrogen | WC | Dispatch-Crossload | VOM | 0 | [6 empty] | 0.73069 | 0
LCP_Inputs_ON_Electric_2023_04_03 | 2028 | Fossil Fuel Thermal (Coal, Peat, Oil) | Generation | Electricity | MI | Dispatch-Generation | EmissionsCost | 0 | [6 empty] | 0.73069 | 0
LCP_Inputs_ON_Electric_2023_04_03 | 2028 | Fossil Fuel Thermal (Coal, Peat, Oil) | Generation | Electricity | MI | Dispatch-Generation | FuelCost | 0 | [6 empty] | 0.73069 | 0
LCP_Inputs_ON_Electric_2023_04_03 | 2028 | Fossil Fuel Thermal (Coal, Peat, Oil) | Generation | Electricity | MI | Dispatch-Generation | VOM | 0 | [6 empty] | 0.73069 | 0
LCP_Inputs_ON_Electric_2023_04_03 | 2028 | Fossil Fuel Thermal (Coal, Peat, Oil) | Generation | Electricity | NY | Dispatch-Generation | EmissionsCost | 0 | [6 empty] | 0.73069 | 0
LCP_Inputs_ON_Electric_2023_04_03 | 2028 | Fossil Fuel Thermal (Coal, Peat, Oil) | Generation | Electricity | NY | Dispatch-Generation | FuelCost | 0 | [6 empty] | 0.73069 | 0
LCP_Inputs_ON_Electric_2023_04_03 | 2028 | Fossil Fuel Thermal (Coal, Peat, Oil) | Generation | Electricity | NY | Dispatch-Generation | VOM | 0 | [6 empty] | 0.73069 | 0
LCP_Inputs_ON_Electric_2023_04_03 | 2028 | Fossil Fuel Thermal (Coal, Peat, Oil) | Generation | Electricity | ON | Dispatch-Generation | EmissionsCost | 0 | [6 empty] | 0.73069 | 0
LCP_Inputs_ON_Electric_2023_04_03 | 2028 | Fossil Fuel Thermal (Coal, Peat, Oil) | Generation | Electricity | ON | Dispatch-Generation | FuelCost | 0 | [6 empty] | 0.73069 | 0
LCP_Inputs_ON_Electric_2023_04_03 | 2028 | Fossil Fuel Thermal (Coal, Peat, Oil) | Generation | Electricity | ON | Dispatch-Generation | VOM | 0 | [6 empty] | 0.73069 | 0
LCP_Inputs_ON_Electric_2023_04_03 | 2028 | Fossil Fuel Thermal (Coal, Peat, Oil) | Generation | Electricity | PJ | Dispatch-Generation | EmissionsCost | 0 | [6 empty] | 0.73069 | 0
LCP_Inputs_ON_Electric_2023_04_03 | 2028 | Fossil Fuel Thermal (Coal, Peat, Oil) | Generation | Electricity | PJ | Dispatch-Generation | FuelCost | 0 | [6 empty] | 0.73069 | 0
LCP_Inputs_ON_Electric_2023_04_03 | 2028 | Fossil Fuel Thermal (Coal, Peat, Oil) | Generation | Electricity | PJ | Dispatch-Generation | VOM | 0 | [6 empty] | 0.73069 | 0
LCP_Inputs_ON_Electric_2023_04_03 | 2028 | Fossil Fuel Thermal (Coal, Peat, Oil) | Generation | Electricity | QC | Dispatch-Generation | EmissionsCost | 0 | [6 empty] | 0.73069 | 0
LCP_Inputs_ON_Electric_2023_04_03 | 2028 | Fossil Fuel Thermal (Coal, Peat, Oil) | Generation | Electricity | QC | Dispatch-Generation | FuelCost | 0 | [6 empty] | 0.73069 | 0
LCP_Inputs_ON_Electric_2023_04_03 | 2028 | Fossil Fuel Thermal (Coal, Peat, Oil) | Generation | Electricity | QC | Dispatch-Generation | VOM | 0 | [6 empty] | 0.73069 | 0
LCP_Inputs_ON_Electric_2023_04_03 | 2028 | Fossil Fuel Thermal (Coal, Peat, Oil) | Generation | Electricity | WC | Dispatch-Generation | EmissionsCost | 0 | [6 empty] | 0.73069 | 0
LCP_Inputs_ON_Electric_2023_04_03 | 2028 | Fossil Fuel Thermal (Coal, Peat, Oil) | Generation | Electricity | WC | Dispatch-Generation | FuelCost | 0 | [6 empty] | 0.73069 | 0
LCP_Inputs_ON_Electric_2023_04_03 | 2028 | Fossil Fuel Thermal (Coal, Peat, Oil) | Generation | Electricity | WC | Dispatch-Generation | VOM | 0 | [6 empty] | 0.73069 | 0
LCP_Inputs_ON_Electric_2023_04_03 | 2028 | Generic - Generator | Generation | Electricity | MI | Dispatch-Generation | EmissionsCost | 0 | [6 empty] | 0.73069 | 0
LCP_Inputs_ON_Electric_2023_04_03 | 2028 | Generic - Generator | Generation | Electricity | MI | Dispatch-Generation | FuelCost | 3913159882.2025 | [6 empty] | 0.73069 | 2859307596.5321
LCP_Inputs_ON_Electric_2023_04_03 | 2028 | Generic - Generator | Generation | Electricity | MI | Dispatch-Generation | VOM | 404848820.8371 | [6 empty] | 0.73069 | 295819067.8923
LCP_Inputs_ON_Electric_2023_04_03 | 2028 | Generic - Generator | Generation | Electricity | NY | Dispatch-Generation | EmissionsCost | 0 | [6 empty] | 0.73069 | 0
LCP_Inputs_ON_Electric_2023_04_03 | 2028 | Generic - Generator | Generation | Electricity | NY | Dispatch-Generation | FuelCost | 1634016854.2376 | [6 empty] | 0.73069 | 1193960110.1996
LCP_Inputs_ON_Electric_2023_04_03 | 2028 | Generic - Generator | Generation | Electricity | NY | Dispatch-Generation | VOM | 169052585.7823 | [6 empty] | 0.73069 | 123525068.5614
LCP_Inputs_ON_Electric_2023_04_03 | 2028 | Generic - Generator | Generation | Electricity | ON | Dispatch-Generation | EmissionsCost | 0 | [6 empty] | 0.73069 | 0
LCP_Inputs_ON_Electric_2023_04_03 | 2028 | Generic - Generator | Generation | Electricity | ON | Dispatch-Generation | FuelCost | 0 | [6 empty] | 0.73069 | 0
LCP_Inputs_ON_Electric_2023_04_03 | 2028 | Generic - Generator | Generation | Electricity | ON | Dispatch-Generation | VOM | 0 | [6 empty] | 0.73069 | 0
LCP_Inputs_ON_Electric_2023_04_03 | 2028 | Generic - Generator | Generation | Electricity | PJ | Dispatch-Generation | EmissionsCost | 0 | [6 empty] | 0.73069 | 0
LCP_Inputs_ON_Electric_2023_04_03 | 2028 | Generic - Generator | Generation | Electricity | PJ | Dispatch-Generation | FuelCost | 14422259590.9655 | [6 empty] | 0.73069 | 10538203817.1144
LCP_Inputs_ON_Electric_2023_04_03 | 2028 | Generic - Generator | Generation | Electricity | PJ | Dispatch-Generation | VOM | 1492102281.7812 | [6 empty] | 0.73069 | 1090264522.1587
LCP_Inputs_ON_Electric_2023_04_03 | 2028 | Generic - Generator | Generation | Electricity | QC | Dispatch-Generation | EmissionsCost | 0 | [6 empty] | 0.73069 | 0
LCP_Inputs_ON_Electric_2023_04_03 | 2028 | Generic - Generator | Generation | Electricity | QC | Dispatch-Generation | FuelCost | 0 | [6 empty] | 0.73069 | 0
LCP_Inputs_ON_Electric_2023_04_03 | 2028 | Generic - Generator | Generation | Electricity | QC | Dispatch-Generation | VOM | 0 | [6 empty] | 0.73069 | 0
LCP_Inputs_ON_Electric_2023_04_03 | 2028 | Generic - Generator | Generation | Electricity | WC | Dispatch-Generation | EmissionsCost | 0 | [6 empty] | 0.73069 | 0
LCP_Inputs_ON_Electric_2023_04_03 | 2028 | Generic - Generator | Generation | Electricity | WC | Dispatch-Generation | FuelCost | 1069473.0011 | [6 empty] | 0.73069 | 781453.4464
LCP_Inputs_ON_Electric_2023_04_03 | 2028 | Generic - Generator | Generation | Electricity | WC | Dispatch-Generation | VOM | 110645.8454 | [6 empty] | 0.73069 | 80847.8355
LCP_Inputs_ON_Electric_2023_04_03 | 2028 | H2 Import - QC | Import | Hydrogen | MI | Dispatch-Import | EmissionsCost | 0 | [6 empty] | 0.73069 | 0
LCP_Inputs_ON_Electric_2023_04_03 | 2028 | H2 Import - QC | Import | Hydrogen | MI | Dispatch-Import | FuelCost | 0 | [6 empty] | 0.73069 | 0
LCP_Inputs_ON_Electric_2023_04_03 | 2028 | H2 Import - QC | Import | Hydrogen | MI | Dispatch-Import | VOM | 0 | [6 empty] | 0.73069 | 0
LCP_Inputs_ON_Electric_2023_04_03 | 2028 | H2 Import - QC | Import | Hydrogen | NY | Dispatch-Import | EmissionsCost | 0 | [6 empty] | 0.73069 | 0
LCP_Inputs_ON_Electric_2023_04_03 | 2028 | H2 Import - QC | Import | Hydrogen | NY | Dispatch-Import | FuelCost | 0 | [6 empty] | 0.73069 | 0
LCP_Inputs_ON_Electric_2023_04_03 | 2028 | H2 Import - QC | Import | Hydrogen | NY | Dispatch-Import | VOM | 0 | [6 empty] | 0.73069 | 0
LCP_Inputs_ON_Electric_2023_04_03 | 2028 | H2 Import - QC | Import | Hydrogen | ON | Dispatch-Import | EmissionsCost | 0 | [6 empty] | 0.73069 | 0
LCP_Inputs_ON_Electric_2023_04_03 | 2028 | H2 Import - QC | Import | Hydrogen | ON | Dispatch-Import | FuelCost | 0 | [6 empty] | 0.73069 | 0
LCP_Inputs_ON_Electric_2023_04_03 | 2028 | H2 Import - QC | Import | Hydrogen | ON | Dispatch-Import | VOM | 0 | [6 empty] | 0.73069 | 0
LCP_Inputs_ON_Electric_2023_04_03 | 2028 | H2 Import - QC | Import | Hydrogen | PJ | Dispatch-Import | EmissionsCost | 0 | [6 empty] | 0.73069 | 0
LCP_Inputs_ON_Electric_2023_04_03 | 2028 | H2 Import - QC | Import | Hydrogen | PJ | Dispatch-Import | FuelCost | 0 | [6 empty] | 0.73069 | 0
LCP_Inputs_ON_Electric_2023_04_03 | 2028 | H2 Import - QC | Import | Hydrogen | PJ | Dispatch-Import | VOM | 0 | [6 empty] | 0.73069 | 0
LCP_Inputs_ON_Electric_2023_04_03 | 2028 | H2 Import - QC | Import | Hydrogen | QC | Dispatch-Import | EmissionsCost | 0 | [6 empty] | 0.73069 | 0
LCP_Inputs_ON_Electric_2023_04_03 | 2028 | H2 Import - QC | Import | Hydrogen | QC | Dispatch-Import | FuelCost | 0 | [6 empty] | 0.73069 | 0
LCP_Inputs_ON_Electric_2023_04_03 | 2028 | H2 Import - QC | Import | Hydrogen | QC | Dispatch-Import | VOM | 0 | [6 empty] | 0.73069 | 0
LCP_Inputs_ON_Electric_2023_04_03 | 2028 | H2 Import - QC | Import | Hydrogen | WC | Dispatch-Import | EmissionsCost | 0 | [6 empty] | 0.73069 | 0
LCP_Inputs_ON_Electric_2023_04_03 | 2028 | H2 Import - QC | Import | Hydrogen | WC | Dispatch-Import | FuelCost | 0 | [6 empty] | 0.73069 | 0
LCP_Inputs_ON_Electric_2023_04_03 | 2028 | H2 Import - QC | Import | Hydrogen | WC | Dispatch-Import | VOM | 0 | [6 empty] | 0.73069 | 0
LCP_Inputs_ON_Electric_2023_04_03 | 2028 | H2 Import - WC | Import | Hydrogen | MI | Dispatch-Import | EmissionsCost | 0 | [6 empty] | 0.73069 | 0
LCP_Inputs_ON_Electric_2023_04_03 | 2028 | H2 Import - WC | Import | Hydrogen | MI | Dispatch-Import | FuelCost | 0 | [6 empty] | 0.73069 | 0
LCP_Inputs_ON_Electric_2023_04_03 | 2028 | H2 Import - WC | Import | Hydrogen | MI | Dispatch-Import | VOM | 0 | [6 empty] | 0.73069 | 0
LCP_Inputs_ON_Electric_2023_04_03 | 2028 | H2 Import - WC | Import | Hydrogen | NY | Dispatch-Import | EmissionsCost | 0 | [6 empty] | 0.73069 | 0
LCP_Inputs_ON_Electric_2023_04_03 | 2028 | H2 Import - WC | Import | Hydrogen | NY | Dispatch-Import | FuelCost | 0 | [6 empty] | 0.73069 | 0
LCP_Inputs_ON_Electric_2023_04_03 | 2028 | H2 Import - WC | Import | Hydrogen | NY | Dispatch-Import | VOM | 0 | [6 empty] | 0.73069 | 0
LCP_Inputs_ON_Electric_2023_04_03 | 2028 | H2 Import - WC | Import | Hydrogen | ON | Dispatch-Import | EmissionsCost | 0 | [6 empty] | 0.73069 | 0
LCP_Inputs_ON_Electric_2023_04_03 | 2028 | H2 Import - WC | Import | Hydrogen | ON | Dispatch-Import | FuelCost | 0 | [6 empty] | 0.73069 | 0
LCP_Inputs_ON_Electric_2023_04_03 | 2028 | H2 Import - WC | Import | Hydrogen | ON | Dispatch-Import | VOM | 0 | [6 empty] | 0.73069 | 0
LCP_Inputs_ON_Electric_2023_04_03 | 2028 | H2 Import - WC | Import | Hydrogen | PJ | Dispatch-Import | EmissionsCost | 0 | [6 empty] | 0.73069 | 0
LCP_Inputs_ON_Electric_2023_04_03 | 2028 | H2 Import - WC | Import | Hydrogen | PJ | Dispatch-Import | FuelCost | 0 | [6 empty] | 0.73069 | 0
LCP_Inputs_ON_Electric_2023_04_03 | 2028 | H2 Import - WC | Import | Hydrogen | PJ | Dispatch-Import | VOM | 0 | [6 empty] | 0.73069 | 0
LCP_Inputs_ON_Electric_2023_04_03 | 2028 | H2 Import - WC | Import | Hydrogen | QC | Dispatch-Import | EmissionsCost | 0 | [6 empty] | 0.73069 | 0
LCP_Inputs_ON_Electric_2023_04_03 | 2028 | H2 Import - WC | Import | Hydrogen | QC | Dispatch-Import | FuelCost | 0 | [6 empty] | 0.73069 | 0
LCP_Inputs_ON_Electric_2023_04_03 | 2028 | H2 Import - WC | Import | Hydrogen | QC | Dispatch-Import | VOM | 0 | [6 empty] | 0.73069 | 0
LCP_Inputs_ON_Electric_2023_04_03 | 2028 | H2 Import - WC | Import | Hydrogen | WC | Dispatch-Import | EmissionsCost | 0 | [6 empty] | 0.73069 | 0
LCP_Inputs_ON_Electric_2023_04_03 | 2028 | H2 Import - WC | Import | Hydrogen | WC | Dispatch-Import | FuelCost | 0 | [6 empty] | 0.73069 | 0
LCP_Inputs_ON_Electric_2023_04_03 | 2028 | H2 Import - WC | Import | Hydrogen | WC | Dispatch-Import | VOM | 0 | [6 empty] | 0.73069 | 0
LCP_Inputs_ON_Electric_2023_04_03 | 2028 | H2 Salt Cavern Storage - ON | Storage | Hydrogen | MI | Dispatch-Storage | EmissionsCost | 0 | [6 empty] | 0.73069 | 0
LCP_Inputs_ON_Electric_2023_04_03 | 2028 | H2 Salt Cavern Storage - ON | Storage | Hydrogen | MI | Dispatch-Storage | FuelCost | 0 | [6 empty] | 0.73069 | 0
LCP_Inputs_ON_Electric_2023_04_03 | 2028 | H2 Salt Cavern Storage - ON | Storage | Hydrogen | MI | Dispatch-Storage | VOM | 0 | [6 empty] | 0.73069 | 0
LCP_Inputs_ON_Electric_2023_04_03 | 2028 | H2 Salt Cavern Storage - ON | Storage | Hydrogen | NY | Dispatch-Storage | EmissionsCost | 0 | [6 empty] | 0.73069 | 0
LCP_Inputs_ON_Electric_2023_04_03 | 2028 | H2 Salt Cavern Storage - ON | Storage | Hydrogen | NY | Dispatch-Storage | FuelCost | 0 | [6 empty] | 0.73069 | 0
LCP_Inputs_ON_Electric_2023_04_03 | 2028 | H2 Salt Cavern Storage - ON | Storage | Hydrogen | NY | Dispatch-Storage | VOM | 0 | [6 empty] | 0.73069 | 0
LCP_Inputs_ON_Electric_2023_04_03 | 2028 | H2 Salt Cavern Storage - ON | Storage | Hydrogen | ON | Dispatch-Storage | EmissionsCost | 0 | [6 empty] | 0.73069 | 0
LCP_Inputs_ON_Electric_2023_04_03 | 2028 | H2 Salt Cavern Storage - ON | Storage | Hydrogen | ON | Dispatch-Storage | FuelCost | 0 | [6 empty] | 0.73069 | 0
LCP_Inputs_ON_Electric_2023_04_03 | 2028 | H2 Salt Cavern Storage - ON | Storage | Hydrogen | ON | Dispatch-Storage | VOM | 0 | [6 empty] | 0.73069 | 0
LCP_Inputs_ON_Electric_2023_04_03 | 2028 | H2 Salt Cavern Storage - ON | Storage | Hydrogen | PJ | Dispatch-Storage | EmissionsCost | 0 | [6 empty] | 0.73069 | 0
LCP_Inputs_ON_Electric_2023_04_03 | 2028 | H2 Salt Cavern Storage - ON | Storage | Hydrogen | PJ | Dispatch-Storage | FuelCost | 0 | [6 empty] | 0.73069 | 0
LCP_Inputs_ON_Electric_2023_04_03 | 2028 | H2 Salt Cavern Storage - ON | Storage | Hydrogen | PJ | Dispatch-Storage | VOM | 0 | [6 empty] | 0.73069 | 0
LCP_Inputs_ON_Electric_2023_04_03 | 2028 | H2 Salt Cavern Storage - ON | Storage | Hydrogen | QC | Dispatch-Storage | EmissionsCost | 0 | [6 empty] | 0.73069 | 0
LCP_Inputs_ON_Electric_2023_04_03 | 2028 | H2 Salt Cavern Storage - ON | Storage | Hydrogen | QC | Dispatch-Storage | FuelCost | 0 | [6 empty] | 0.73069 | 0
LCP_Inputs_ON_Electric_2023_04_03 | 2028 | H2 Salt Cavern Storage - ON | Storage | Hydrogen | QC | Dispatch-Storage | VOM | 0 | [6 empty] | 0.73069 | 0
LCP_Inputs_ON_Electric_2023_04_03 | 2028 | H2 Salt Cavern Storage - ON | Storage | Hydrogen | WC | Dispatch-Storage | EmissionsCost | 0 | [6 empty] | 0.73069 | 0
LCP_Inputs_ON_Electric_2023_04_03 | 2028 | H2 Salt Cavern Storage - ON | Storage | Hydrogen | WC | Dispatch-Storage | FuelCost | 0 | [6 empty] | 0.73069 | 0
LCP_Inputs_ON_Electric_2023_04_03 | 2028 | H2 Salt Cavern Storage - ON | Storage | Hydrogen | WC | Dispatch-Storage | VOM | 0 | [6 empty] | 0.73069 | 0
LCP_Inputs_ON_Electric_2023_04_03 | 2028 | Hydro | Generation | Electricity | MI | Dispatch-Generation | EmissionsCost | 0 | [6 empty] | 0.73069 | 0
LCP_Inputs_ON_Electric_2023_04_03 | 2028 | Hydro | Generation | Electricity | MI | Dispatch-Generation | FuelCost | 0 | [6 empty] | 0.73069 | 0
LCP_Inputs_ON_Electric_2023_04_03 | 2028 | Hydro | Generation | Electricity | MI | Dispatch-Generation | VOM | 0 | [6 empty] | 0.73069 | 0
LCP_Inputs_ON_Electric_2023_04_03 | 2028 | Hydro | Generation | Electricity | NY | Dispatch-Generation | EmissionsCost | 0 | [6 empty] | 0.73069 | 0
LCP_Inputs_ON_Electric_2023_04_03 | 2028 | Hydro | Generation | Electricity | NY | Dispatch-Generation | FuelCost | 0 | [6 empty] | 0.73069 | 0
LCP_Inputs_ON_Electric_2023_04_03 | 2028 | Hydro | Generation | Electricity | NY | Dispatch-Generation | VOM | 0 | [6 empty] | 0.73069 | 0
LCP_Inputs_ON_Electric_2023_04_03 | 2028 | Hydro | Generation | Electricity | ON | Dispatch-Generation | EmissionsCost | 0 | [6 empty] | 0.73069 | 0
LCP_Inputs_ON_Electric_2023_04_03 | 2028 | Hydro | Generation | Electricity | ON | Dispatch-Generation | FuelCost | 0 | [6 empty] | 0.73069 | 0
LCP_Inputs_ON_Electric_2023_04_03 | 2028 | Hydro | Generation | Electricity | ON | Dispatch-Generation | VOM | 0 | [6 empty] | 0.73069 | 0
LCP_Inputs_ON_Electric_2023_04_03 | 2028 | Hydro | Generation | Electricity | PJ | Dispatch-Generation | EmissionsCost | 0 | [6 empty] | 0.73069 | 0
LCP_Inputs_ON_Electric_2023_04_03 | 2028 | Hydro | Generation | Electricity | PJ | Dispatch-Generation | FuelCost | 0 | [6 empty] | 0.73069 | 0
LCP_Inputs_ON_Electric_2023_04_03 | 2028 | Hydro | Generation | Electricity | PJ | Dispatch-Generation | VOM | 0 | [6 empty] | 0.73069 | 0
LCP_Inputs_ON_Electric_2023_04_03 | 2028 | Hydro | Generation | Electricity | QC | Dispatch-Generation | EmissionsCost | 0 | [6 empty] | 0.73069 | 0
LCP_Inputs_ON_Electric_2023_04_03 | 2028 | Hydro | Generation | Electricity | QC | Dispatch-Generation | FuelCost | 0 | [6 empty] | 0.73069 | 0
LCP_Inputs_ON_Electric_2023_04_03 | 2028 | Hydro | Generation | Electricity | QC | Dispatch-Generation | VOM | 0 | [6 empty] | 0.73069 | 0
LCP_Inputs_ON_Electric_2023_04_03 | 2028 | Hydro | Generation | Electricity | WC | Dispatch-Generation | EmissionsCost | 0 | [6 empty] | 0.73069 | 0
LCP_Inputs_ON_Electric_2023_04_03 | 2028 | Hydro | Generation | Electricity | WC | Dispatch-Generation | FuelCost | 0 | [6 empty] | 0.73069 | 0
LCP_Inputs_ON_Electric_2023_04_03 | 2028 | Hydro | Generation | Electricity | WC | Dispatch-Generation | VOM | 0 | [6 empty] | 0.73069 | 0
LCP_Inputs_ON_Electric_2023_04_03 | 2028 | Hydro Pumped Storage | Storage | Electricity | MI | Dispatch-Storage | EmissionsCost | 0 | [6 empty] | 0.73069 | 0
LCP_Inputs_ON_Electric_2023_04_03 | 2028 | Hydro Pumped Storage | Storage | Electricity | MI | Dispatch-Storage | FuelCost | 0 | [6 empty] | 0.73069 | 0
LCP_Inputs_ON_Electric_2023_04_03 | 2028 | Hydro Pumped Storage | Storage | Electricity | MI | Dispatch-Storage | VOM | 0 | [6 empty] | 0.73069 | 0
LCP_Inputs_ON_Electric_2023_04_03 | 2028 | Hydro Pumped Storage | Storage | Electricity | NY | Dispatch-Storage | EmissionsCost | 0 | [6 empty] | 0.73069 | 0
LCP_Inputs_ON_Electric_2023_04_03 | 2028 | Hydro Pumped Storage | Storage | Electricity | NY | Dispatch-Storage | FuelCost | 0 | [6 empty] | 0.73069 | 0
LCP_Inputs_ON_Electric_2023_04_03 | 2028 | Hydro Pumped Storage | Storage | Electricity | NY | Dispatch-Storage | VOM | 0 | [6 empty] | 0.73069 | 0
LCP_Inputs_ON_Electric_2023_04_03 | 2028 | Hydro Pumped Storage | Storage | Electricity | ON | Dispatch-Storage | EmissionsCost | 0 | [6 empty] | 0.73069 | 0
LCP_Inputs_ON_Electric_2023_04_03 | 2028 | Hydro Pumped Storage | Storage | Electricity | ON | Dispatch-Storage | FuelCost | 0 | [6 empty] | 0.73069 | 0
LCP_Inputs_ON_Electric_2023_04_03 | 2028 | Hydro Pumped Storage | Storage | Electricity | ON | Dispatch-Storage | VOM | 0 | [6 empty] | 0.73069 | 0
LCP_Inputs_ON_Electric_2023_04_03 | 2028 | Hydro Pumped Storage | Storage | Electricity | PJ | Dispatch-Storage | EmissionsCost | 0 | [6 empty] | 0.73069 | 0
LCP_Inputs_ON_Electric_2023_04_03 | 2028 | Hydro Pumped Storage | Storage | Electricity | PJ | Dispatch-Storage | FuelCost | 0 | [6 empty] | 0.73069 | 0
LCP_Inputs_ON_Electric_2023_04_03 | 2028 | Hydro Pumped Storage | Storage | Electricity | PJ | Dispatch-Storage | VOM | 0 | [6 empty] | 0.73069 | 0
LCP_Inputs_ON_Electric_2023_04_03 | 2028 | Hydro Pumped Storage | Storage | Electricity | QC | Dispatch-Storage | EmissionsCost | 0 | [6 empty] | 0.73069 | 0
LCP_Inputs_ON_Electric_2023_04_03 | 2028 | Hydro Pumped Storage | Storage | Electricity | QC | Dispatch-Storage | FuelCost | 0 | [6 empty] | 0.73069 | 0
LCP_Inputs_ON_Electric_2023_04_03 | 2028 | Hydro Pumped Storage | Storage | Electricity | QC | Dispatch-Storage | VOM | 0 | [6 empty] | 0.73069 | 0
LCP_Inputs_ON_Electric_2023_04_03 | 2028 | Hydro Pumped Storage | Storage | Electricity | WC | Dispatch-Storage | EmissionsCost | 0 | [6 empty] | 0.73069 | 0
LCP_Inputs_ON_Electric_2023_04_03 | 2028 | Hydro Pumped Storage | Storage | Electricity | WC | Dispatch-Storage | FuelCost | 0 | [6 empty] | 0.73069 | 0
LCP_Inputs_ON_Electric_2023_04_03 | 2028 | Hydro Pumped Storage | Storage | Electricity | WC | Dispatch-Storage | VOM | 0 | [6 empty] | 0.73069 | 0
LCP_Inputs_ON_Electric_2023_04_03 | 2028 | Nuclear | Generation | Electricity | MI | Dispatch-Generation | EmissionsCost | 0 | [6 empty] | 0.73069 | 0
LCP_Inputs_ON_Electric_2023_04_03 | 2028 | Nuclear | Generation | Electricity | MI | Dispatch-Generation | FuelCost | 0 | [6 empty] | 0.73069 | 0
LCP_Inputs_ON_Electric_2023_04_03 | 2028 | Nuclear | Generation | Electricity | MI | Dispatch-Generation | VOM | 3301336446.912 | [6 empty] | 0.73069 | 2412254205.1747
LCP_Inputs_ON_Electric_2023_04_03 | 2028 | Nuclear | Generation | Electricity | NY | Dispatch-Generation | EmissionsCost | 0 | [6 empty] | 0.73069 | 0
LCP_Inputs_ON_Electric_2023_04_03 | 2028 | Nuclear | Generation | Electricity | NY | Dispatch-Generation | FuelCost | 0 | [6 empty] | 0.73069 | 0
LCP_Inputs_ON_Electric_2023_04_03 | 2028 | Nuclear | Generation | Electricity | NY | Dispatch-Generation | VOM | 2246155230.144 | [6 empty] | 0.73069 | 1641243625.5802
LCP_Inputs_ON_Electric_2023_04_03 | 2028 | Nuclear | Generation | Electricity | ON | Dispatch-Generation | EmissionsCost | 0 | [6 empty] | 0.73069 | 0
LCP_Inputs_ON_Electric_2023_04_03 | 2028 | Nuclear | Generation | Electricity | ON | Dispatch-Generation | FuelCost | 0 | [6 empty] | 0.73069 | 0
LCP_Inputs_ON_Electric_2023_04_03 | 2028 | Nuclear | Generation | Electricity | ON | Dispatch-Generation | VOM | 8790266640.96 | [6 empty] | 0.73069 | 6422961733.9052
LCP_Inputs_ON_Electric_2023_04_03 | 2028 | Nuclear | Generation | Electricity | PJ | Dispatch-Generation | EmissionsCost | 0 | [6 empty] | 0.73069 | 0
LCP_Inputs_ON_Electric_2023_04_03 | 2028 | Nuclear | Generation | Electricity | PJ | Dispatch-Generation | FuelCost | 0 | [6 empty] | 0.73069 | 0
LCP_Inputs_ON_Electric_2023_04_03 | 2028 | Nuclear | Generation | Electricity | PJ | Dispatch-Generation | VOM | 9110487814.4448 | [6 empty] | 0.73069 | 6656944208.8048
LCP_Inputs_ON_Electric_2023_04_03 | 2028 | Nuclear | Generation | Electricity | QC | Dispatch-Generation | EmissionsCost | 0 | [6 empty] | 0.73069 | 0
LCP_Inputs_ON_Electric_2023_04_03 | 2028 | Nuclear | Generation | Electricity | QC | Dispatch-Generation | FuelCost | 0 | [6 empty] | 0.73069 | 0
LCP_Inputs_ON_Electric_2023_04_03 | 2028 | Nuclear | Generation | Electricity | QC | Dispatch-Generation | VOM | 0 | [6 empty] | 0.73069 | 0
LCP_Inputs_ON_Electric_2023_04_03 | 2028 | Nuclear | Generation | Electricity | WC | Dispatch-Generation | EmissionsCost | 0 | [6 empty] | 0.73069 | 0
LCP_Inputs_ON_Electric_2023_04_03 | 2028 | Nuclear | Generation | Electricity | WC | Dispatch-Generation | FuelCost | 0 | [6 empty] | 0.73069 | 0
LCP_Inputs_ON_Electric_2023_04_03 | 2028 | Nuclear | Generation | Electricity | WC | Dispatch-Generation | VOM | 0 | [6 empty] | 0.73069 | 0
LCP_Inputs_ON_Electric_2023_04_03 | 2028 | Nuclear SMR | Generation | Electricity | MI | Dispatch-Generation | EmissionsCost | 0 | [6 empty] | 0.73069 | 0
LCP_Inputs_ON_Electric_2023_04_03 | 2028 | Nuclear SMR | Generation | Electricity | MI | Dispatch-Generation | FuelCost | 0 | [6 empty] | 0.73069 | 0
LCP_Inputs_ON_Electric_2023_04_03 | 2028 | Nuclear SMR | Generation | Electricity | MI | Dispatch-Generation | VOM | 0 | [6 empty] | 0.73069 | 0
LCP_Inputs_ON_Electric_2023_04_03 | 2028 | Nuclear SMR | Generation | Electricity | NY | Dispatch-Generation | EmissionsCost | 0 | [6 empty] | 0.73069 | 0
LCP_Inputs_ON_Electric_2023_04_03 | 2028 | Nuclear SMR | Generation | Electricity | NY | Dispatch-Generation | FuelCost | 0 | [6 empty] | 0.73069 | 0
LCP_Inputs_ON_Electric_2023_04_03 | 2028 | Nuclear SMR | Generation | Electricity | NY | Dispatch-Generation | VOM | 0 | [6 empty] | 0.73069 | 0
LCP_Inputs_ON_Electric_2023_04_03 | 2028 | Nuclear SMR | Generation | Electricity | ON | Dispatch-Generation | EmissionsCost | 0 | [6 empty] | 0.73069 | 0
LCP_Inputs_ON_Electric_2023_04_03 | 2028 | Nuclear SMR | Generation | Electricity | ON | Dispatch-Generation | FuelCost | 0 | [6 empty] | 0.73069 | 0
LCP_Inputs_ON_Electric_2023_04_03 | 2028 | Nuclear SMR | Generation | Electricity | ON | Dispatch-Generation | VOM | 0 | [6 empty] | 0.73069 | 0
LCP_Inputs_ON_Electric_2023_04_03 | 2028 | Nuclear SMR | Generation | Electricity | PJ | Dispatch-Generation | EmissionsCost | 0 | [6 empty] | 0.73069 | 0
LCP_Inputs_ON_Electric_2023_04_03 | 2028 | Nuclear SMR | Generation | Electricity | PJ | Dispatch-Generation | FuelCost | 0 | [6 empty] | 0.73069 | 0
LCP_Inputs_ON_Electric_2023_04_03 | 2028 | Nuclear SMR | Generation | Electricity | PJ | Dispatch-Generation | VOM | 0 | [6 empty] | 0.73069 | 0
LCP_Inputs_ON_Electric_2023_04_03 | 2028 | Nuclear SMR | Generation | Electricity | QC | Dispatch-Generation | EmissionsCost | 0 | [6 empty] | 0.73069 | 0
LCP_Inputs_ON_Electric_2023_04_03 | 2028 | Nuclear SMR | Generation | Electricity | QC | Dispatch-Generation | FuelCost | 0 | [6 empty] | 0.73069 | 0
LCP_Inputs_ON_Electric_2023_04_03 | 2028 | Nuclear SMR | Generation | Electricity | QC | Dispatch-Generation | VOM | 0 | [6 empty] | 0.73069 | 0
LCP_Inputs_ON_Electric_2023_04_03 | 2028 | Nuclear SMR | Generation | Electricity | WC | Dispatch-Generation | EmissionsCost | 0 | [6 empty] | 0.73069 | 0
LCP_Inputs_ON_Electric_2023_04_03 | 2028 | Nuclear SMR | Generation | Electricity | WC | Dispatch-Generation | FuelCost | 0 | [6 empty] | 0.73069 | 0
LCP_Inputs_ON_Electric_2023_04_03 | 2028 | Nuclear SMR | Generation | Electricity | WC | Dispatch-Generation | VOM | 0 | [6 empty] | 0.73069 | 0
LCP_Inputs_ON_Electric_2023_04_03 | 2028 | O/CCGT - CH4 Existing | Crossload | Electricity | MI | Dispatch-Crossload | EmissionsCost | 0 | [6 empty] | 0.73069 | 0
LCP_Inputs_ON_Electric_2023_04_03 | 2028 | O/CCGT - CH4 Existing | Crossload | Electricity | MI | Dispatch-Crossload | FuelCost | 0 | [6 empty] | 0.73069 | 0
LCP_Inputs_ON_Electric_2023_04_03 | 2028 | O/CCGT - CH4 Existing | Crossload | Electricity | MI | Dispatch-Crossload | VOM | 0 | [6 empty] | 0.73069 | 0
LCP_Inputs_ON_Electric_2023_04_03 | 2028 | O/CCGT - CH4 Existing | Crossload | Electricity | NY | Dispatch-Crossload | EmissionsCost | 0 | [6 empty] | 0.73069 | 0
LCP_Inputs_ON_Electric_2023_04_03 | 2028 | O/CCGT - CH4 Existing | Crossload | Electricity | NY | Dispatch-Crossload | FuelCost | 0 | [6 empty] | 0.73069 | 0
LCP_Inputs_ON_Electric_2023_04_03 | 2028 | O/CCGT - CH4 Existing | Crossload | Electricity | NY | Dispatch-Crossload | VOM | 0 | [6 empty] | 0.73069 | 0
LCP_Inputs_ON_Electric_2023_04_03 | 2028 | O/CCGT - CH4 Existing | Crossload | Electricity | ON | Dispatch-Crossload | EmissionsCost | 0 | [6 empty] | 0.73069 | 0
LCP_Inputs_ON_Electric_2023_04_03 | 2028 | O/CCGT - CH4 Existing | Crossload | Electricity | ON | Dispatch-Crossload | FuelCost | 0 | [6 empty] | 0.73069 | 0
LCP_Inputs_ON_Electric_2023_04_03 | 2028 | O/CCGT - CH4 Existing | Crossload | Electricity | ON | Dispatch-Crossload | VOM | 0 | [6 empty] | 0.73069 | 0
LCP_Inputs_ON_Electric_2023_04_03 | 2028 | O/CCGT - CH4 Existing | Crossload | Electricity | PJ | Dispatch-Crossload | EmissionsCost | 0 | [6 empty] | 0.73069 | 0
LCP_Inputs_ON_Electric_2023_04_03 | 2028 | O/CCGT - CH4 Existing | Crossload | Electricity | PJ | Dispatch-Crossload | FuelCost | 0 | [6 empty] | 0.73069 | 0
LCP_Inputs_ON_Electric_2023_04_03 | 2028 | O/CCGT - CH4 Existing | Crossload | Electricity | PJ | Dispatch-Crossload | VOM | 0 | [6 empty] | 0.73069 | 0
LCP_Inputs_ON_Electric_2023_04_03 | 2028 | O/CCGT - CH4 Existing | Crossload | Electricity | QC | Dispatch-Crossload | EmissionsCost | 0 | [6 empty] | 0.73069 | 0
LCP_Inputs_ON_Electric_2023_04_03 | 2028 | O/CCGT - CH4 Existing | Crossload | Electricity | QC | Dispatch-Crossload | FuelCost | 0 | [6 empty] | 0.73069 | 0
LCP_Inputs_ON_Electric_2023_04_03 | 2028 | O/CCGT - CH4 Existing | Crossload | Electricity | QC | Dispatch-Crossload | VOM | 0 | [6 empty] | 0.73069 | 0
LCP_Inputs_ON_Electric_2023_04_03 | 2028 | O/CCGT - CH4 Existing | Crossload | Electricity | WC | Dispatch-Crossload | EmissionsCost | 0 | [6 empty] | 0.73069 | 0
LCP_Inputs_ON_Electric_2023_04_03 | 2028 | O/CCGT - CH4 Existing | Crossload | Electricity | WC | Dispatch-Crossload | FuelCost | 0 | [6 empty] | 0.73069 | 0
LCP_Inputs_ON_Electric_2023_04_03 | 2028 | O/CCGT - CH4 Existing | Crossload | Electricity | WC | Dispatch-Crossload | VOM | 0 | [6 empty] | 0.73069 | 0
LCP_Inputs_ON_Electric_2023_04_03 | 2028 | O/CCGT - CH4 New | Crossload | Electricity | MI | Dispatch-Crossload | EmissionsCost | 0 | [6 empty] | 0.73069 | 0
LCP_Inputs_ON_Electric_2023_04_03 | 2028 | O/CCGT - CH4 New | Crossload | Electricity | MI | Dispatch-Crossload | FuelCost | 0 | [6 empty] | 0.73069 | 0
LCP_Inputs_ON_Electric_2023_04_03 | 2028 | O/CCGT - CH4 New | Crossload | Electricity | MI | Dispatch-Crossload | VOM | 0 | [6 empty] | 0.73069 | 0
LCP_Inputs_ON_Electric_2023_04_03 | 2028 | O/CCGT - CH4 New | Crossload | Electricity | NY | Dispatch-Crossload | EmissionsCost | 0 | [6 empty] | 0.73069 | 0
LCP_Inputs_ON_Electric_2023_04_03 | 2028 | O/CCGT - CH4 New | Crossload | Electricity | NY | Dispatch-Crossload | FuelCost | 0 | [6 empty] | 0.73069 | 0
LCP_Inputs_ON_Electric_2023_04_03 | 2028 | O/CCGT - CH4 New | Crossload | Electricity | NY | Dispatch-Crossload | VOM | 0 | [6 empty] | 0.73069 | 0
LCP_Inputs_ON_Electric_2023_04_03 | 2028 | O/CCGT - CH4 New | Crossload | Electricity | ON | Dispatch-Crossload | EmissionsCost | 0 | [6 empty] | 0.73069 | 0
LCP_Inputs_ON_Electric_2023_04_03 | 2028 | O/CCGT - CH4 New | Crossload | Electricity | ON | Dispatch-Crossload | FuelCost | 0 | [6 empty] | 0.73069 | 0
LCP_Inputs_ON_Electric_2023_04_03 | 2028 | O/CCGT - CH4 New | Crossload | Electricity | ON | Dispatch-Crossload | VOM | 0 | [6 empty] | 0.73069 | 0
LCP_Inputs_ON_Electric_2023_04_03 | 2028 | O/CCGT - CH4 New | Crossload | Electricity | PJ | Dispatch-Crossload | EmissionsCost | 0 | [6 empty] | 0.73069 | 0
LCP_Inputs_ON_Electric_2023_04_03 | 2028 | O/CCGT - CH4 New | Crossload | Electricity | PJ | Dispatch-Crossload | FuelCost | 0 | [6 empty] | 0.73069 | 0
LCP_Inputs_ON_Electric_2023_04_03 | 2028 | O/CCGT - CH4 New | Crossload | Electricity | PJ | Dispatch-Crossload | VOM | 0 | [6 empty] | 0.73069 | 0
LCP_Inputs_ON_Electric_2023_04_03 | 2028 | O/CCGT - CH4 New | Crossload | Electricity | QC | Dispatch-Crossload | EmissionsCost | 0 | [6 empty] | 0.73069 | 0
LCP_Inputs_ON_Electric_2023_04_03 | 2028 | O/CCGT - CH4 New | Crossload | Electricity | QC | Dispatch-Crossload | FuelCost | 0 | [6 empty] | 0.73069 | 0
LCP_Inputs_ON_Electric_2023_04_03 | 2028 | O/CCGT - CH4 New | Crossload | Electricity | QC | Dispatch-Crossload | VOM | 0 | [6 empty] | 0.73069 | 0
LCP_Inputs_ON_Electric_2023_04_03 | 2028 | O/CCGT - CH4 New | Crossload | Electricity | WC | Dispatch-Crossload | EmissionsCost | 0 | [6 empty] | 0.73069 | 0
LCP_Inputs_ON_Electric_2023_04_03 | 2028 | O/CCGT - CH4 New | Crossload | Electricity | WC | Dispatch-Crossload | FuelCost | 0 | [6 empty] | 0.73069 | 0
LCP_Inputs_ON_Electric_2023_04_03 | 2028 | O/CCGT - CH4 New | Crossload | Electricity | WC | Dispatch-Crossload | VOM | 0 | [6 empty] | 0.73069 | 0
LCP_Inputs_ON_Electric_2023_04_03 | 2028 | O/CCGT - H2 New | Crossload | Electricity | MI | Dispatch-Crossload | EmissionsCost | 0 | [6 empty] | 0.73069 | 0
LCP_Inputs_ON_Electric_2023_04_03 | 2028 | O/CCGT - H2 New | Crossload | Electricity | MI | Dispatch-Crossload | FuelCost | 0 | [6 empty] | 0.73069 | 0
LCP_Inputs_ON_Electric_2023_04_03 | 2028 | O/CCGT - H2 New | Crossload | Electricity | MI | Dispatch-Crossload | VOM | 0 | [6 empty] | 0.73069 | 0
LCP_Inputs_ON_Electric_2023_04_03 | 2028 | O/CCGT - H2 New | Crossload | Electricity | NY | Dispatch-Crossload | EmissionsCost | 0 | [6 empty] | 0.73069 | 0
LCP_Inputs_ON_Electric_2023_04_03 | 2028 | O/CCGT - H2 New | Crossload | Electricity | NY | Dispatch-Crossload | FuelCost | 0 | [6 empty] | 0.73069 | 0
LCP_Inputs_ON_Electric_2023_04_03 | 2028 | O/CCGT - H2 New | Crossload | Electricity | NY | Dispatch-Crossload | VOM | 0 | [6 empty] | 0.73069 | 0
LCP_Inputs_ON_Electric_2023_04_03 | 2028 | O/CCGT - H2 New | Crossload | Electricity | ON | Dispatch-Crossload | EmissionsCost | 0 | [6 empty] | 0.73069 | 0
LCP_Inputs_ON_Electric_2023_04_03 | 2028 | O/CCGT - H2 New | Crossload | Electricity | ON | Dispatch-Crossload | FuelCost | 0 | [6 empty] | 0.73069 | 0
LCP_Inputs_ON_Electric_2023_04_03 | 2028 | O/CCGT - H2 New | Crossload | Electricity | ON | Dispatch-Crossload | VOM | 0 | [6 empty] | 0.73069 | 0
LCP_Inputs_ON_Electric_2023_04_03 | 2028 | O/CCGT - H2 New | Crossload | Electricity | PJ | Dispatch-Crossload | EmissionsCost | 0 | [6 empty] | 0.73069 | 0
LCP_Inputs_ON_Electric_2023_04_03 | 2028 | O/CCGT - H2 New | Crossload | Electricity | PJ | Dispatch-Crossload | FuelCost | 0 | [6 empty] | 0.73069 | 0
LCP_Inputs_ON_Electric_2023_04_03 | 2028 | O/CCGT - H2 New | Crossload | Electricity | PJ | Dispatch-Crossload | VOM | 0 | [6 empty] | 0.73069 | 0
LCP_Inputs_ON_Electric_2023_04_03 | 2028 | O/CCGT - H2 New | Crossload | Electricity | QC | Dispatch-Crossload | EmissionsCost | 0 | [6 empty] | 0.73069 | 0
LCP_Inputs_ON_Electric_2023_04_03 | 2028 | O/CCGT - H2 New | Crossload | Electricity | QC | Dispatch-Crossload | FuelCost | 0 | [6 empty] | 0.73069 | 0
LCP_Inputs_ON_Electric_2023_04_03 | 2028 | O/CCGT - H2 New | Crossload | Electricity | QC | Dispatch-Crossload | VOM | 0 | [6 empty] | 0.73069 | 0
LCP_Inputs_ON_Electric_2023_04_03 | 2028 | O/CCGT - H2 New | Crossload | Electricity | WC | Dispatch-Crossload | EmissionsCost | 0 | [6 empty] | 0.73069 | 0
LCP_Inputs_ON_Electric_2023_04_03 | 2028 | O/CCGT - H2 New | Crossload | Electricity | WC | Dispatch-Crossload | FuelCost | 0 | [6 empty] | 0.73069 | 0
LCP_Inputs_ON_Electric_2023_04_03 | 2028 | O/CCGT - H2 New | Crossload | Electricity | WC | Dispatch-Crossload | VOM | 0 | [6 empty] | 0.73069 | 0
LCP_Inputs_ON_Electric_2023_04_03 | 2028 | SMR CCS | Crossload | Hydrogen | MI | Dispatch-Crossload | EmissionsCost | 0 | [6 empty] | 0.73069 | 0
LCP_Inputs_ON_Electric_2023_04_03 | 2028 | SMR CCS | Crossload | Hydrogen | MI | Dispatch-Crossload | FuelCost | 0 | [6 empty] | 0.73069 | 0
LCP_Inputs_ON_Electric_2023_04_03 | 2028 | SMR CCS | Crossload | Hydrogen | MI | Dispatch-Crossload | VOM | 0 | [6 empty] | 0.73069 | 0
LCP_Inputs_ON_Electric_2023_04_03 | 2028 | SMR CCS | Crossload | Hydrogen | NY | Dispatch-Crossload | EmissionsCost | 0 | [6 empty] | 0.73069 | 0
LCP_Inputs_ON_Electric_2023_04_03 | 2028 | SMR CCS | Crossload | Hydrogen | NY | Dispatch-Crossload | FuelCost | 0 | [6 empty] | 0.73069 | 0
LCP_Inputs_ON_Electric_2023_04_03 | 2028 | SMR CCS | Crossload | Hydrogen | NY | Dispatch-Crossload | VOM | 0 | [6 empty] | 0.73069 | 0
LCP_Inputs_ON_Electric_2023_04_03 | 2028 | SMR CCS | Crossload | Hydrogen | ON | Dispatch-Crossload | EmissionsCost | 0 | [6 empty] | 0.73069 | 0
LCP_Inputs_ON_Electric_2023_04_03 | 2028 | SMR CCS | Crossload | Hydrogen | ON | Dispatch-Crossload | FuelCost | 0 | [6 empty] | 0.73069 | 0
LCP_Inputs_ON_Electric_2023_04_03 | 2028 | SMR CCS | Crossload | Hydrogen | ON | Dispatch-Crossload | VOM | 0 | [6 empty] | 0.73069 | 0
LCP_Inputs_ON_Electric_2023_04_03 | 2028 | SMR CCS | Crossload | Hydrogen | PJ | Dispatch-Crossload | EmissionsCost | 0 | [6 empty] | 0.73069 | 0
LCP_Inputs_ON_Electric_2023_04_03 | 2028 | SMR CCS | Crossload | Hydrogen | PJ | Dispatch-Crossload | FuelCost | 0 | [6 empty] | 0.73069 | 0
LCP_Inputs_ON_Electric_2023_04_03 | 2028 | SMR CCS | Crossload | Hydrogen | PJ | Dispatch-Crossload | VOM | 0 | [6 empty] | 0.73069 | 0
LCP_Inputs_ON_Electric_2023_04_03 | 2028 | SMR CCS | Crossload | Hydrogen | QC | Dispatch-Crossload | EmissionsCost | 0 | [6 empty] | 0.73069 | 0
LCP_Inputs_ON_Electric_2023_04_03 | 2028 | SMR CCS | Crossload | Hydrogen | QC | Dispatch-Crossload | FuelCost | 0 | [6 empty] | 0.73069 | 0
LCP_Inputs_ON_Electric_2023_04_03 | 2028 | SMR CCS | Crossload | Hydrogen | QC | Dispatch-Crossload | VOM | 0 | [6 empty] | 0.73069 | 0
LCP_Inputs_ON_Electric_2023_04_03 | 2028 | SMR CCS | Crossload | Hydrogen | WC | Dispatch-Crossload | EmissionsCost | 0 | [6 empty] | 0.73069 | 0
LCP_Inputs_ON_Electric_2023_04_03 | 2028 | SMR CCS | Crossload | Hydrogen | WC | Dispatch-Crossload | FuelCost | 0 | [6 empty] | 0.73069 | 0
LCP_Inputs_ON_Electric_2023_04_03 | 2028 | SMR CCS | Crossload | Hydrogen | WC | Dispatch-Crossload | VOM | 0 | [6 empty] | 0.73069 | 0
LCP_Inputs_ON_Electric_2023_04_03 | 2028 | Solar PV | Generation | Electricity | MI | Dispatch-Generation | EmissionsCost | 0 | [6 empty] | 0.73069 | 0
LCP_Inputs_ON_Electric_2023_04_03 | 2028 | Solar PV | Generation | Electricity | MI | Dispatch-Generation | FuelCost | 0 | [6 empty] | 0.73069 | 0
LCP_Inputs_ON_Electric_2023_04_03 | 2028 | Solar PV | Generation | Electricity | MI | Dispatch-Generation | VOM | 0 | [6 empty] | 0.73069 | 0
LCP_Inputs_ON_Electric_2023_04_03 | 2028 | Solar PV | Generation | Electricity | NY | Dispatch-Generation | EmissionsCost | 0 | [6 empty] | 0.73069 | 0
LCP_Inputs_ON_Electric_2023_04_03 | 2028 | Solar PV | Generation | Electricity | NY | Dispatch-Generation | FuelCost | 0 | [6 empty] | 0.73069 | 0
LCP_Inputs_ON_Electric_2023_04_03 | 2028 | Solar PV | Generation | Electricity | NY | Dispatch-Generation | VOM | 0 | [6 empty] | 0.73069 | 0
LCP_Inputs_ON_Electric_2023_04_03 | 2028 | Solar PV | Generation | Electricity | ON | Dispatch-Generation | EmissionsCost | 0 | [6 empty] | 0.73069 | 0
LCP_Inputs_ON_Electric_2023_04_03 | 2028 | Solar PV | Generation | Electricity | ON | Dispatch-Generation | FuelCost | 0 | [6 empty] | 0.73069 | 0
LCP_Inputs_ON_Electric_2023_04_03 | 2028 | Solar PV | Generation | Electricity | ON | Dispatch-Generation | VOM | 0 | [6 empty] | 0.73069 | 0
LCP_Inputs_ON_Electric_2023_04_03 | 2028 | Solar PV | Generation | Electricity | PJ | Dispatch-Generation | EmissionsCost | 0 | [6 empty] | 0.73069 | 0
LCP_Inputs_ON_Electric_2023_04_03 | 2028 | Solar PV | Generation | Electricity | PJ | Dispatch-Generation | FuelCost | 0 | [6 empty] | 0.73069 | 0
LCP_Inputs_ON_Electric_2023_04_03 | 2028 | Solar PV | Generation | Electricity | PJ | Dispatch-Generation | VOM | 0 | [6 empty] | 0.73069 | 0
LCP_Inputs_ON_Electric_2023_04_03 | 2028 | Solar PV | Generation | Electricity | QC | Dispatch-Generation | EmissionsCost | 0 | [6 empty] | 0.73069 | 0
LCP_Inputs_ON_Electric_2023_04_03 | 2028 | Solar PV | Generation | Electricity | QC | Dispatch-Generation | FuelCost | 0 | [6 empty] | 0.73069 | 0
LCP_Inputs_ON_Electric_2023_04_03 | 2028 | Solar PV | Generation | Electricity | QC | Dispatch-Generation | VOM | 0 | [6 empty] | 0.73069 | 0
LCP_Inputs_ON_Electric_2023_04_03 | 2028 | Solar PV | Generation | Electricity | WC | Dispatch-Generation | EmissionsCost | 0 | [6 empty] | 0.73069 | 0
LCP_Inputs_ON_Electric_2023_04_03 | 2028 | Solar PV | Generation | Electricity | WC | Dispatch-Generation | FuelCost | 0 | [6 empty] | 0.73069 | 0
LCP_Inputs_ON_Electric_2023_04_03 | 2028 | Solar PV | Generation | Electricity | WC | Dispatch-Generation | VOM | 0 | [6 empty] | 0.73069 | 0
LCP_Inputs_ON_Electric_2023_04_03 | 2028 | Wind Offshore | Generation | Electricity | MI | Dispatch-Generation | EmissionsCost | 0 | [6 empty] | 0.73069 | 0
LCP_Inputs_ON_Electric_2023_04_03 | 2028 | Wind Offshore | Generation | Electricity | MI | Dispatch-Generation | FuelCost | 0 | [6 empty] | 0.73069 | 0
LCP_Inputs_ON_Electric_2023_04_03 | 2028 | Wind Offshore | Generation | Electricity | MI | Dispatch-Generation | VOM | 0 | [6 empty] | 0.73069 | 0
LCP_Inputs_ON_Electric_2023_04_03 | 2028 | Wind Offshore | Generation | Electricity | NY | Dispatch-Generation | EmissionsCost | 0 | [6 empty] | 0.73069 | 0
LCP_Inputs_ON_Electric_2023_04_03 | 2028 | Wind Offshore | Generation | Electricity | NY | Dispatch-Generation | FuelCost | 0 | [6 empty] | 0.73069 | 0
LCP_Inputs_ON_Electric_2023_04_03 | 2028 | Wind Offshore | Generation | Electricity | NY | Dispatch-Generation | VOM | 0 | [6 empty] | 0.73069 | 0
LCP_Inputs_ON_Electric_2023_04_03 | 2028 | Wind Offshore | Generation | Electricity | ON | Dispatch-Generation | EmissionsCost | 0 | [6 empty] | 0.73069 | 0
LCP_Inputs_ON_Electric_2023_04_03 | 2028 | Wind Offshore | Generation | Electricity | ON | Dispatch-Generation | FuelCost | 0 | [6 empty] | 0.73069 | 0
LCP_Inputs_ON_Electric_2023_04_03 | 2028 | Wind Offshore | Generation | Electricity | ON | Dispatch-Generation | VOM | 0 | [6 empty] | 0.73069 | 0
LCP_Inputs_ON_Electric_2023_04_03 | 2028 | Wind Offshore | Generation | Electricity | PJ | Dispatch-Generation | EmissionsCost | 0 | [6 empty] | 0.73069 | 0
LCP_Inputs_ON_Electric_2023_04_03 | 2028 | Wind Offshore | Generation | Electricity | PJ | Dispatch-Generation | FuelCost | 0 | [6 empty] | 0.73069 | 0
LCP_Inputs_ON_Electric_2023_04_03 | 2028 | Wind Offshore | Generation | Electricity | PJ | Dispatch-Generation | VOM | 0 | [6 empty] | 0.73069 | 0
LCP_Inputs_ON_Electric_2023_04_03 | 2028 | Wind Offshore | Generation | Electricity | QC | Dispatch-Generation | EmissionsCost | 0 | [6 empty] | 0.73069 | 0
LCP_Inputs_ON_Electric_2023_04_03 | 2028 | Wind Offshore | Generation | Electricity | QC | Dispatch-Generation | FuelCost | 0 | [6 empty] | 0.73069 | 0
LCP_Inputs_ON_Electric_2023_04_03 | 2028 | Wind Offshore | Generation | Electricity | QC | Dispatch-Generation | VOM | 0 | [6 empty] | 0.73069 | 0
LCP_Inputs_ON_Electric_2023_04_03 | 2028 | Wind Offshore | Generation | Electricity | WC | Dispatch-Generation | EmissionsCost | 0 | [6 empty] | 0.73069 | 0
LCP_Inputs_ON_Electric_2023_04_03 | 2028 | Wind Offshore | Generation | Electricity | WC | Dispatch-Generation | FuelCost | 0 | [6 empty] | 0.73069 | 0
LCP_Inputs_ON_Electric_2023_04_03 | 2028 | Wind Offshore | Generation | Electricity | WC | Dispatch-Generation | VOM | 0 | [6 empty] | 0.73069 | 0
LCP_Inputs_ON_Electric_2023_04_03 | 2028 | Wind Onshore | Generation | Electricity | MI | Dispatch-Generation | EmissionsCost | 0 | [6 empty] | 0.73069 | 0
LCP_Inputs_ON_Electric_2023_04_03 | 2028 | Wind Onshore | Generation | Electricity | MI | Dispatch-Generation | FuelCost | 0 | [6 empty] | 0.73069 | 0
LCP_Inputs_ON_Electric_2023_04_03 | 2028 | Wind Onshore | Generation | Electricity | MI | Dispatch-Generation | VOM | 0 | [6 empty] | 0.73069 | 0
LCP_Inputs_ON_Electric_2023_04_03 | 2028 | Wind Onshore | Generation | Electricity | NY | Dispatch-Generation | EmissionsCost | 0 | [6 empty] | 0.73069 | 0
LCP_Inputs_ON_Electric_2023_04_03 | 2028 | Wind Onshore | Generation | Electricity | NY | Dispatch-Generation | FuelCost | 0 | [6 empty] | 0.73069 | 0
LCP_Inputs_ON_Electric_2023_04_03 | 2028 | Wind Onshore | Generation | Electricity | NY | Dispatch-Generation | VOM | 0 | [6 empty] | 0.73069 | 0
LCP_Inputs_ON_Electric_2023_04_03 | 2028 | Wind Onshore | Generation | Electricity | ON | Dispatch-Generation | EmissionsCost | 0 | [6 empty] | 0.73069 | 0
LCP_Inputs_ON_Electric_2023_04_03 | 2028 | Wind Onshore | Generation | Electricity | ON | Dispatch-Generation | FuelCost | 0 | [6 empty] | 0.73069 | 0
LCP_Inputs_ON_Electric_2023_04_03 | 2028 | Wind Onshore | Generation | Electricity | ON | Dispatch-Generation | VOM | 0 | [6 empty] | 0.73069 | 0
LCP_Inputs_ON_Electric_2023_04_03 | 2028 | Wind Onshore | Generation | Electricity | PJ | Dispatch-Generation | EmissionsCost | 0 | [6 empty] | 0.73069 | 0
LCP_Inputs_ON_Electric_2023_04_03 | 2028 | Wind Onshore | Generation | Electricity | PJ | Dispatch-Generation | FuelCost | 0 | [6 empty] | 0.73069 | 0
LCP_Inputs_ON_Electric_2023_04_03 | 2028 | Wind Onshore | Generation | Electricity | PJ | Dispatch-Generation | VOM | 0 | [6 empty] | 0.73069 | 0
LCP_Inputs_ON_Electric_2023_04_03 | 2028 | Wind Onshore | Generation | Electricity | QC | Dispatch-Generation | EmissionsCost | 0 | [6 empty] | 0.73069 | 0
LCP_Inputs_ON_Electric_2023_04_03 | 2028 | Wind Onshore | Generation | Electricity | QC | Dispatch-Generation | FuelCost | 0 | [6 empty] | 0.73069 | 0
LCP_Inputs_ON_Electric_2023_04_03 | 2028 | Wind Onshore | Generation | Electricity | QC | Dispatch-Generation | VOM | 0 | [6 empty] | 0.73069 | 0
LCP_Inputs_ON_Electric_2023_04_03 | 2028 | Wind Onshore | Generation | Electricity | WC | Dispatch-Generation | EmissionsCost | 0 | [6 empty] | 0.73069 | 0
LCP_Inputs_ON_Electric_2023_04_03 | 2028 | Wind Onshore | Generation | Electricity | WC | Dispatch-Generation | FuelCost | 0 | [6 empty] | 0.73069 | 0
LCP_Inputs_ON_Electric_2023_04_03 | 2028 | Wind Onshore | Generation | Electricity | WC | Dispatch-Generation | VOM | 0 | [6 empty] | 0.73069 | 0
LCP_Inputs_ON_Electric_2023_04_03 | 2029 | Anaerobic Digestion | Generation | Methane | MI | Dispatch-Generation | EmissionsCost | 0 | [6 empty] | 0.70259 | 0
LCP_Inputs_ON_Electric_2023_04_03 | 2029 | Anaerobic Digestion | Generation | Methane | MI | Dispatch-Generation | FuelCost | 0 | [6 empty] | 0.70259 | 0
LCP_Inputs_ON_Electric_2023_04_03 | 2029 | Anaerobic Digestion | Generation | Methane | MI | Dispatch-Generation | VOM | 0 | [6 empty] | 0.70259 | 0
LCP_Inputs_ON_Electric_2023_04_03 | 2029 | Anaerobic Digestion | Generation | Methane | NY | Dispatch-Generation | EmissionsCost | 0 | [6 empty] | 0.70259 | 0
LCP_Inputs_ON_Electric_2023_04_03 | 2029 | Anaerobic Digestion | Generation | Methane | NY | Dispatch-Generation | FuelCost | 0 | [6 empty] | 0.70259 | 0
LCP_Inputs_ON_Electric_2023_04_03 | 2029 | Anaerobic Digestion | Generation | Methane | NY | Dispatch-Generation | VOM | 0 | [6 empty] | 0.70259 | 0
LCP_Inputs_ON_Electric_2023_04_03 | 2029 | Anaerobic Digestion | Generation | Methane | ON | Dispatch-Generation | EmissionsCost | 0 | [6 empty] | 0.70259 | 0
LCP_Inputs_ON_Electric_2023_04_03 | 2029 | Anaerobic Digestion | Generation | Methane | ON | Dispatch-Generation | FuelCost | 0 | [6 empty] | 0.70259 | 0
LCP_Inputs_ON_Electric_2023_04_03 | 2029 | Anaerobic Digestion | Generation | Methane | ON | Dispatch-Generation | VOM | 0 | [6 empty] | 0.70259 | 0
LCP_Inputs_ON_Electric_2023_04_03 | 2029 | Anaerobic Digestion | Generation | Methane | PJ | Dispatch-Generation | EmissionsCost | 0 | [6 empty] | 0.70259 | 0
LCP_Inputs_ON_Electric_2023_04_03 | 2029 | Anaerobic Digestion | Generation | Methane | PJ | Dispatch-Generation | FuelCost | 0 | [6 empty] | 0.70259 | 0
LCP_Inputs_ON_Electric_2023_04_03 | 2029 | Anaerobic Digestion | Generation | Methane | PJ | Dispatch-Generation | VOM | 0 | [6 empty] | 0.70259 | 0
LCP_Inputs_ON_Electric_2023_04_03 | 2029 | Anaerobic Digestion | Generation | Methane | QC | Dispatch-Generation | EmissionsCost | 0 | [6 empty] | 0.70259 | 0
LCP_Inputs_ON_Electric_2023_04_03 | 2029 | Anaerobic Digestion | Generation | Methane | QC | Dispatch-Generation | FuelCost | 0 | [6 empty] | 0.70259 | 0
LCP_Inputs_ON_Electric_2023_04_03 | 2029 | Anaerobic Digestion | Generation | Methane | QC | Dispatch-Generation | VOM | 0 | [6 empty] | 0.70259 | 0
LCP_Inputs_ON_Electric_2023_04_03 | 2029 | Anaerobic Digestion | Generation | Methane | WC | Dispatch-Generation | EmissionsCost | 0 | [6 empty] | 0.70259 | 0
LCP_Inputs_ON_Electric_2023_04_03 | 2029 | Anaerobic Digestion | Generation | Methane | WC | Dispatch-Generation | FuelCost | 0 | [6 empty] | 0.70259 | 0
LCP_Inputs_ON_Electric_2023_04_03 | 2029 | Anaerobic Digestion | Generation | Methane | WC | Dispatch-Generation | VOM | 0 | [6 empty] | 0.70259 | 0
LCP_Inputs_ON_Electric_2023_04_03 | 2029 | Battery Storage | Storage | Electricity | MI | Dispatch-Storage | EmissionsCost | 0 | [6 empty] | 0.70259 | 0
LCP_Inputs_ON_Electric_2023_04_03 | 2029 | Battery Storage | Storage | Electricity | MI | Dispatch-Storage | FuelCost | 0 | [6 empty] | 0.70259 | 0
LCP_Inputs_ON_Electric_2023_04_03 | 2029 | Battery Storage | Storage | Electricity | MI | Dispatch-Storage | VOM | 0 | [6 empty] | 0.70259 | 0
LCP_Inputs_ON_Electric_2023_04_03 | 2029 | Battery Storage | Storage | Electricity | NY | Dispatch-Storage | EmissionsCost | 0 | [6 empty] | 0.70259 | 0
LCP_Inputs_ON_Electric_2023_04_03 | 2029 | Battery Storage | Storage | Electricity | NY | Dispatch-Storage | FuelCost | 0 | [6 empty] | 0.70259 | 0
LCP_Inputs_ON_Electric_2023_04_03 | 2029 | Battery Storage | Storage | Electricity | NY | Dispatch-Storage | VOM | 0 | [6 empty] | 0.70259 | 0
LCP_Inputs_ON_Electric_2023_04_03 | 2029 | Battery Storage | Storage | Electricity | ON | Dispatch-Storage | EmissionsCost | 0 | [6 empty] | 0.70259 | 0
LCP_Inputs_ON_Electric_2023_04_03 | 2029 | Battery Storage | Storage | Electricity | ON | Dispatch-Storage | FuelCost | 0 | [6 empty] | 0.70259 | 0
LCP_Inputs_ON_Electric_2023_04_03 | 2029 | Battery Storage | Storage | Electricity | ON | Dispatch-Storage | VOM | 0 | [6 empty] | 0.70259 | 0
LCP_Inputs_ON_Electric_2023_04_03 | 2029 | Battery Storage | Storage | Electricity | PJ | Dispatch-Storage | EmissionsCost | 0 | [6 empty] | 0.70259 | 0
LCP_Inputs_ON_Electric_2023_04_03 | 2029 | Battery Storage | Storage | Electricity | PJ | Dispatch-Storage | FuelCost | 0 | [6 empty] | 0.70259 | 0
LCP_Inputs_ON_Electric_2023_04_03 | 2029 | Battery Storage | Storage | Electricity | PJ | Dispatch-Storage | VOM | 0 | [6 empty] | 0.70259 | 0
LCP_Inputs_ON_Electric_2023_04_03 | 2029 | Battery Storage | Storage | Electricity | QC | Dispatch-Storage | EmissionsCost | 0 | [6 empty] | 0.70259 | 0
LCP_Inputs_ON_Electric_2023_04_03 | 2029 | Battery Storage | Storage | Electricity | QC | Dispatch-Storage | FuelCost | 0 | [6 empty] | 0.70259 | 0
LCP_Inputs_ON_Electric_2023_04_03 | 2029 | Battery Storage | Storage | Electricity | QC | Dispatch-Storage | VOM | 0 | [6 empty] | 0.70259 | 0
LCP_Inputs_ON_Electric_2023_04_03 | 2029 | Battery Storage | Storage | Electricity | WC | Dispatch-Storage | EmissionsCost | 0 | [6 empty] | 0.70259 | 0
LCP_Inputs_ON_Electric_2023_04_03 | 2029 | Battery Storage | Storage | Electricity | WC | Dispatch-Storage | FuelCost | 0 | [6 empty] | 0.70259 | 0
LCP_Inputs_ON_Electric_2023_04_03 | 2029 | Battery Storage | Storage | Electricity | WC | Dispatch-Storage | VOM | 0 | [6 empty] | 0.70259 | 0
LCP_Inputs_ON_Electric_2023_04_03 | 2029 | Biomass | Generation | Electricity | MI | Dispatch-Generation | EmissionsCost | 0 | [6 empty] | 0.70259 | 0
LCP_Inputs_ON_Electric_2023_04_03 | 2029 | Biomass | Generation | Electricity | MI | Dispatch-Generation | FuelCost | 0 | [6 empty] | 0.70259 | 0
LCP_Inputs_ON_Electric_2023_04_03 | 2029 | Biomass | Generation | Electricity | MI | Dispatch-Generation | VOM | 0 | [6 empty] | 0.70259 | 0
LCP_Inputs_ON_Electric_2023_04_03 | 2029 | Biomass | Generation | Electricity | NY | Dispatch-Generation | EmissionsCost | 0 | [6 empty] | 0.70259 | 0
LCP_Inputs_ON_Electric_2023_04_03 | 2029 | Biomass | Generation | Electricity | NY | Dispatch-Generation | FuelCost | 0 | [6 empty] | 0.70259 | 0
LCP_Inputs_ON_Electric_2023_04_03 | 2029 | Biomass | Generation | Electricity | NY | Dispatch-Generation | VOM | 0 | [6 empty] | 0.70259 | 0
LCP_Inputs_ON_Electric_2023_04_03 | 2029 | Biomass | Generation | Electricity | ON | Dispatch-Generation | EmissionsCost | 0 | [6 empty] | 0.70259 | 0
LCP_Inputs_ON_Electric_2023_04_03 | 2029 | Biomass | Generation | Electricity | ON | Dispatch-Generation | FuelCost | 0 | [6 empty] | 0.70259 | 0
LCP_Inputs_ON_Electric_2023_04_03 | 2029 | Biomass | Generation | Electricity | ON | Dispatch-Generation | VOM | 0 | [6 empty] | 0.70259 | 0
LCP_Inputs_ON_Electric_2023_04_03 | 2029 | Biomass | Generation | Electricity | PJ | Dispatch-Generation | EmissionsCost | 0 | [6 empty] | 0.70259 | 0
LCP_Inputs_ON_Electric_2023_04_03 | 2029 | Biomass | Generation | Electricity | PJ | Dispatch-Generation | FuelCost | 0 | [6 empty] | 0.70259 | 0
LCP_Inputs_ON_Electric_2023_04_03 | 2029 | Biomass | Generation | Electricity | PJ | Dispatch-Generation | VOM | 0 | [6 empty] | 0.70259 | 0
LCP_Inputs_ON_Electric_2023_04_03 | 2029 | Biomass | Generation | Electricity | QC | Dispatch-Generation | EmissionsCost | 0 | [6 empty] | 0.70259 | 0
LCP_Inputs_ON_Electric_2023_04_03 | 2029 | Biomass | Generation | Electricity | QC | Dispatch-Generation | FuelCost | 0 | [6 empty] | 0.70259 | 0
LCP_Inputs_ON_Electric_2023_04_03 | 2029 | Biomass | Generation | Electricity | QC | Dispatch-Generation | VOM | 0 | [6 empty] | 0.70259 | 0
LCP_Inputs_ON_Electric_2023_04_03 | 2029 | Biomass | Generation | Electricity | WC | Dispatch-Generation | EmissionsCost | 0 | [6 empty] | 0.70259 | 0
LCP_Inputs_ON_Electric_2023_04_03 | 2029 | Biomass | Generation | Electricity | WC | Dispatch-Generation | FuelCost | 0 | [6 empty] | 0.70259 | 0
LCP_Inputs_ON_Electric_2023_04_03 | 2029 | Biomass | Generation | Electricity | WC | Dispatch-Generation | VOM | 0 | [6 empty] | 0.70259 | 0
LCP_Inputs_ON_Electric_2023_04_03 | 2029 | Biomass + CCS | Generation | Electricity | MI | Dispatch-Generation | EmissionsCost | 0 | [6 empty] | 0.70259 | 0
LCP_Inputs_ON_Electric_2023_04_03 | 2029 | Biomass + CCS | Generation | Electricity | MI | Dispatch-Generation | FuelCost | 0 | [6 empty] | 0.70259 | 0
LCP_Inputs_ON_Electric_2023_04_03 | 2029 | Biomass + CCS | Generation | Electricity | MI | Dispatch-Generation | VOM | 0 | [6 empty] | 0.70259 | 0
LCP_Inputs_ON_Electric_2023_04_03 | 2029 | Biomass + CCS | Generation | Electricity | NY | Dispatch-Generation | EmissionsCost | 0 | [6 empty] | 0.70259 | 0
LCP_Inputs_ON_Electric_2023_04_03 | 2029 | Biomass + CCS | Generation | Electricity | NY | Dispatch-Generation | FuelCost | 0 | [6 empty] | 0.70259 | 0
LCP_Inputs_ON_Electric_2023_04_03 | 2029 | Biomass + CCS | Generation | Electricity | NY | Dispatch-Generation | VOM | 0 | [6 empty] | 0.70259 | 0
LCP_Inputs_ON_Electric_2023_04_03 | 2029 | Biomass + CCS | Generation | Electricity | ON | Dispatch-Generation | EmissionsCost | 0 | [6 empty] | 0.70259 | 0
LCP_Inputs_ON_Electric_2023_04_03 | 2029 | Biomass + CCS | Generation | Electricity | ON | Dispatch-Generation | FuelCost | 0 | [6 empty] | 0.70259 | 0
LCP_Inputs_ON_Electric_2023_04_03 | 2029 | Biomass + CCS | Generation | Electricity | ON | Dispatch-Generation | VOM | 0 | [6 empty] | 0.70259 | 0
LCP_Inputs_ON_Electric_2023_04_03 | 2029 | Biomass + CCS | Generation | Electricity | PJ | Dispatch-Generation | EmissionsCost | 0 | [6 empty] | 0.70259 | 0
LCP_Inputs_ON_Electric_2023_04_03 | 2029 | Biomass + CCS | Generation | Electricity | PJ | Dispatch-Generation | FuelCost | 0 | [6 empty] | 0.70259 | 0
LCP_Inputs_ON_Electric_2023_04_03 | 2029 | Biomass + CCS | Generation | Electricity | PJ | Dispatch-Generation | VOM | 0 | [6 empty] | 0.70259 | 0
LCP_Inputs_ON_Electric_2023_04_03 | 2029 | Biomass + CCS | Generation | Electricity | QC | Dispatch-Generation | EmissionsCost | 0 | [6 empty] | 0.70259 | 0
LCP_Inputs_ON_Electric_2023_04_03 | 2029 | Biomass + CCS | Generation | Electricity | QC | Dispatch-Generation | FuelCost | 0 | [6 empty] | 0.70259 | 0
LCP_Inputs_ON_Electric_2023_04_03 | 2029 | Biomass + CCS | Generation | Electricity | QC | Dispatch-Generation | VOM | 0 | [6 empty] | 0.70259 | 0
LCP_Inputs_ON_Electric_2023_04_03 | 2029 | Biomass + CCS | Generation | Electricity | WC | Dispatch-Generation | EmissionsCost | 0 | [6 empty] | 0.70259 | 0
LCP_Inputs_ON_Electric_2023_04_03 | 2029 | Biomass + CCS | Generation | Electricity | WC | Dispatch-Generation | FuelCost | 0 | [6 empty] | 0.70259 | 0
LCP_Inputs_ON_Electric_2023_04_03 | 2029 | Biomass + CCS | Generation | Electricity | WC | Dispatch-Generation | VOM | 0 | [6 empty] | 0.70259 | 0
LCP_Inputs_ON_Electric_2023_04_03 | 2029 | CH4 + CCS | Generation | Methane | MI | Dispatch-Generation | EmissionsCost | 0 | [6 empty] | 0.70259 | 0
LCP_Inputs_ON_Electric_2023_04_03 | 2029 | CH4 + CCS | Generation | Methane | MI | Dispatch-Generation | FuelCost | 0 | [6 empty] | 0.70259 | 0
LCP_Inputs_ON_Electric_2023_04_03 | 2029 | CH4 + CCS | Generation | Methane | MI | Dispatch-Generation | VOM | 0 | [6 empty] | 0.70259 | 0
LCP_Inputs_ON_Electric_2023_04_03 | 2029 | CH4 + CCS | Generation | Methane | NY | Dispatch-Generation | EmissionsCost | 0 | [6 empty] | 0.70259 | 0
LCP_Inputs_ON_Electric_2023_04_03 | 2029 | CH4 + CCS | Generation | Methane | NY | Dispatch-Generation | FuelCost | 0 | [6 empty] | 0.70259 | 0
LCP_Inputs_ON_Electric_2023_04_03 | 2029 | CH4 + CCS | Generation | Methane | NY | Dispatch-Generation | VOM | 0 | [6 empty] | 0.70259 | 0
LCP_Inputs_ON_Electric_2023_04_03 | 2029 | CH4 + CCS | Generation | Methane | ON | Dispatch-Generation | EmissionsCost | 0 | [6 empty] | 0.70259 | 0
LCP_Inputs_ON_Electric_2023_04_03 | 2029 | CH4 + CCS | Generation | Methane | ON | Dispatch-Generation | FuelCost | 0 | [6 empty] | 0.70259 | 0
LCP_Inputs_ON_Electric_2023_04_03 | 2029 | CH4 + CCS | Generation | Methane | ON | Dispatch-Generation | VOM | 0 | [6 empty] | 0.70259 | 0
LCP_Inputs_ON_Electric_2023_04_03 | 2029 | CH4 + CCS | Generation | Methane | PJ | Dispatch-Generation | EmissionsCost | 0 | [6 empty] | 0.70259 | 0
LCP_Inputs_ON_Electric_2023_04_03 | 2029 | CH4 + CCS | Generation | Methane | PJ | Dispatch-Generation | FuelCost | 0 | [6 empty] | 0.70259 | 0
LCP_Inputs_ON_Electric_2023_04_03 | 2029 | CH4 + CCS | Generation | Methane | PJ | Dispatch-Generation | VOM | 0 | [6 empty] | 0.70259 | 0
LCP_Inputs_ON_Electric_2023_04_03 | 2029 | CH4 + CCS | Generation | Methane | QC | Dispatch-Generation | EmissionsCost | 0 | [6 empty] | 0.70259 | 0
LCP_Inputs_ON_Electric_2023_04_03 | 2029 | CH4 + CCS | Generation | Methane | QC | Dispatch-Generation | FuelCost | 0 | [6 empty] | 0.70259 | 0
LCP_Inputs_ON_Electric_2023_04_03 | 2029 | CH4 + CCS | Generation | Methane | QC | Dispatch-Generation | VOM | 0 | [6 empty] | 0.70259 | 0
LCP_Inputs_ON_Electric_2023_04_03 | 2029 | CH4 + CCS | Generation | Methane | WC | Dispatch-Generation | EmissionsCost | 0 | [6 empty] | 0.70259 | 0
LCP_Inputs_ON_Electric_2023_04_03 | 2029 | CH4 + CCS | Generation | Methane | WC | Dispatch-Generation | FuelCost | 0 | [6 empty] | 0.70259 | 0
LCP_Inputs_ON_Electric_2023_04_03 | 2029 | CH4 + CCS | Generation | Methane | WC | Dispatch-Generation | VOM | 0 | [6 empty] | 0.70259 | 0
LCP_Inputs_ON_Electric_2023_04_03 | 2029 | CH4 Import - NY 2020 | Import | Methane | MI | Dispatch-Import | EmissionsCost | 0 | [6 empty] | 0.70259 | 0
LCP_Inputs_ON_Electric_2023_04_03 | 2029 | CH4 Import - NY 2020 | Import | Methane | MI | Dispatch-Import | FuelCost | 0 | [6 empty] | 0.70259 | 0
LCP_Inputs_ON_Electric_2023_04_03 | 2029 | CH4 Import - NY 2020 | Import | Methane | MI | Dispatch-Import | VOM | 0 | [6 empty] | 0.70259 | 0
LCP_Inputs_ON_Electric_2023_04_03 | 2029 | CH4 Import - NY 2020 | Import | Methane | NY | Dispatch-Import | EmissionsCost | 282343065.1873 | [6 empty] | 0.70259 | 198370492.4832
LCP_Inputs_ON_Electric_2023_04_03 | 2029 | CH4 Import - NY 2020 | Import | Methane | NY | Dispatch-Import | FuelCost | 407790143.0843 | [6 empty] | 0.70259 | 286507945.4308
LCP_Inputs_ON_Electric_2023_04_03 | 2029 | CH4 Import - NY 2020 | Import | Methane | NY | Dispatch-Import | VOM | 0 | [6 empty] | 0.70259 | 0
LCP_Inputs_ON_Electric_2023_04_03 | 2029 | CH4 Import - NY 2020 | Import | Methane | ON | Dispatch-Import | EmissionsCost | 0 | [6 empty] | 0.70259 | 0
LCP_Inputs_ON_Electric_2023_04_03 | 2029 | CH4 Import - NY 2020 | Import | Methane | ON | Dispatch-Import | FuelCost | 0 | [6 empty] | 0.70259 | 0
LCP_Inputs_ON_Electric_2023_04_03 | 2029 | CH4 Import - NY 2020 | Import | Methane | ON | Dispatch-Import | VOM | 0 | [6 empty] | 0.70259 | 0
LCP_Inputs_ON_Electric_2023_04_03 | 2029 | CH4 Import - NY 2020 | Import | Methane | PJ | Dispatch-Import | EmissionsCost | 0 | [6 empty] | 0.70259 | 0
LCP_Inputs_ON_Electric_2023_04_03 | 2029 | CH4 Import - NY 2020 | Import | Methane | PJ | Dispatch-Import | FuelCost | 0 | [6 empty] | 0.70259 | 0
LCP_Inputs_ON_Electric_2023_04_03 | 2029 | CH4 Import - NY 2020 | Import | Methane | PJ | Dispatch-Import | VOM | 0 | [6 empty] | 0.70259 | 0
LCP_Inputs_ON_Electric_2023_04_03 | 2029 | CH4 Import - NY 2020 | Import | Methane | QC | Dispatch-Import | EmissionsCost | 0 | [6 empty] | 0.70259 | 0
LCP_Inputs_ON_Electric_2023_04_03 | 2029 | CH4 Import - NY 2020 | Import | Methane | QC | Dispatch-Import | FuelCost | 0 | [6 empty] | 0.70259 | 0
LCP_Inputs_ON_Electric_2023_04_03 | 2029 | CH4 Import - NY 2020 | Import | Methane | QC | Dispatch-Import | VOM | 0 | [6 empty] | 0.70259 | 0
LCP_Inputs_ON_Electric_2023_04_03 | 2029 | CH4 Import - NY 2020 | Import | Methane | WC | Dispatch-Import | EmissionsCost | 0 | [6 empty] | 0.70259 | 0
LCP_Inputs_ON_Electric_2023_04_03 | 2029 | CH4 Import - NY 2020 | Import | Methane | WC | Dispatch-Import | FuelCost | 0 | [6 empty] | 0.70259 | 0
LCP_Inputs_ON_Electric_2023_04_03 | 2029 | CH4 Import - NY 2020 | Import | Methane | WC | Dispatch-Import | VOM | 0 | [6 empty] | 0.70259 | 0
LCP_Inputs_ON_Electric_2023_04_03 | 2029 | CH4 Import - NY 2030 | Import | Methane | MI | Dispatch-Import | EmissionsCost | 0 | [6 empty] | 0.70259 | 0
LCP_Inputs_ON_Electric_2023_04_03 | 2029 | CH4 Import - NY 2030 | Import | Methane | MI | Dispatch-Import | FuelCost | 0 | [6 empty] | 0.70259 | 0
LCP_Inputs_ON_Electric_2023_04_03 | 2029 | CH4 Import - NY 2030 | Import | Methane | MI | Dispatch-Import | VOM | 0 | [6 empty] | 0.70259 | 0
LCP_Inputs_ON_Electric_2023_04_03 | 2029 | CH4 Import - NY 2030 | Import | Methane | NY | Dispatch-Import | EmissionsCost | 0 | [6 empty] | 0.70259 | 0
LCP_Inputs_ON_Electric_2023_04_03 | 2029 | CH4 Import - NY 2030 | Import | Methane | NY | Dispatch-Import | FuelCost | 0 | [6 empty] | 0.70259 | 0
LCP_Inputs_ON_Electric_2023_04_03 | 2029 | CH4 Import - NY 2030 | Import | Methane | NY | Dispatch-Import | VOM | 0 | [6 empty] | 0.70259 | 0
LCP_Inputs_ON_Electric_2023_04_03 | 2029 | CH4 Import - NY 2030 | Import | Methane | ON | Dispatch-Import | EmissionsCost | 0 | [6 empty] | 0.70259 | 0
LCP_Inputs_ON_Electric_2023_04_03 | 2029 | CH4 Import - NY 2030 | Import | Methane | ON | Dispatch-Import | FuelCost | 0 | [6 empty] | 0.70259 | 0
LCP_Inputs_ON_Electric_2023_04_03 | 2029 | CH4 Import - NY 2030 | Import | Methane | ON | Dispatch-Import | VOM | 0 | [6 empty] | 0.70259 | 0
LCP_Inputs_ON_Electric_2023_04_03 | 2029 | CH4 Import - NY 2030 | Import | Methane | PJ | Dispatch-Import | EmissionsCost | 0 | [6 empty] | 0.70259 | 0
LCP_Inputs_ON_Electric_2023_04_03 | 2029 | CH4 Import - NY 2030 | Import | Methane | PJ | Dispatch-Import | FuelCost | 0 | [6 empty] | 0.70259 | 0
LCP_Inputs_ON_Electric_2023_04_03 | 2029 | CH4 Import - NY 2030 | Import | Methane | PJ | Dispatch-Import | VOM | 0 | [6 empty] | 0.70259 | 0
LCP_Inputs_ON_Electric_2023_04_03 | 2029 | CH4 Import - NY 2030 | Import | Methane | QC | Dispatch-Import | EmissionsCost | 0 | [6 empty] | 0.70259 | 0
LCP_Inputs_ON_Electric_2023_04_03 | 2029 | CH4 Import - NY 2030 | Import | Methane | QC | Dispatch-Import | FuelCost | 0 | [6 empty] | 0.70259 | 0
LCP_Inputs_ON_Electric_2023_04_03 | 2029 | CH4 Import - NY 2030 | Import | Methane | QC | Dispatch-Import | VOM | 0 | [6 empty] | 0.70259 | 0
LCP_Inputs_ON_Electric_2023_04_03 | 2029 | CH4 Import - NY 2030 | Import | Methane | WC | Dispatch-Import | EmissionsCost | 0 | [6 empty] | 0.70259 | 0
LCP_Inputs_ON_Electric_2023_04_03 | 2029 | CH4 Import - NY 2030 | Import | Methane | WC | Dispatch-Import | FuelCost | 0 | [6 empty] | 0.70259 | 0
LCP_Inputs_ON_Electric_2023_04_03 | 2029 | CH4 Import - NY 2030 | Import | Methane | WC | Dispatch-Import | VOM | 0 | [6 empty] | 0.70259 | 0
LCP_Inputs_ON_Electric_2023_04_03 | 2029 | CH4 Import - NY 2040 | Import | Methane | MI | Dispatch-Import | EmissionsCost | 0 | [6 empty] | 0.70259 | 0
LCP_Inputs_ON_Electric_2023_04_03 | 2029 | CH4 Import - NY 2040 | Import | Methane | MI | Dispatch-Import | FuelCost | 0 | [6 empty] | 0.70259 | 0
LCP_Inputs_ON_Electric_2023_04_03 | 2029 | CH4 Import - NY 2040 | Import | Methane | MI | Dispatch-Import | VOM | 0 | [6 empty] | 0.70259 | 0
LCP_Inputs_ON_Electric_2023_04_03 | 2029 | CH4 Import - NY 2040 | Import | Methane | NY | Dispatch-Import | EmissionsCost | 0 | [6 empty] | 0.70259 | 0
LCP_Inputs_ON_Electric_2023_04_03 | 2029 | CH4 Import - NY 2040 | Import | Methane | NY | Dispatch-Import | FuelCost | 0 | [6 empty] | 0.70259 | 0
LCP_Inputs_ON_Electric_2023_04_03 | 2029 | CH4 Import - NY 2040 | Import | Methane | NY | Dispatch-Import | VOM | 0 | [6 empty] | 0.70259 | 0
LCP_Inputs_ON_Electric_2023_04_03 | 2029 | CH4 Import - NY 2040 | Import | Methane | ON | Dispatch-Import | EmissionsCost | 0 | [6 empty] | 0.70259 | 0
LCP_Inputs_ON_Electric_2023_04_03 | 2029 | CH4 Import - NY 2040 | Import | Methane | ON | Dispatch-Import | FuelCost | 0 | [6 empty] | 0.70259 | 0
LCP_Inputs_ON_Electric_2023_04_03 | 2029 | CH4 Import - NY 2040 | Import | Methane | ON | Dispatch-Import | VOM | 0 | [6 empty] | 0.70259 | 0
LCP_Inputs_ON_Electric_2023_04_03 | 2029 | CH4 Import - NY 2040 | Import | Methane | PJ | Dispatch-Import | EmissionsCost | 0 | [6 empty] | 0.70259 | 0
LCP_Inputs_ON_Electric_2023_04_03 | 2029 | CH4 Import - NY 2040 | Import | Methane | PJ | Dispatch-Import | FuelCost | 0 | [6 empty] | 0.70259 | 0
LCP_Inputs_ON_Electric_2023_04_03 | 2029 | CH4 Import - NY 2040 | Import | Methane | PJ | Dispatch-Import | VOM | 0 | [6 empty] | 0.70259 | 0
LCP_Inputs_ON_Electric_2023_04_03 | 2029 | CH4 Import - NY 2040 | Import | Methane | QC | Dispatch-Import | EmissionsCost | 0 | [6 empty] | 0.70259 | 0
LCP_Inputs_ON_Electric_2023_04_03 | 2029 | CH4 Import - NY 2040 | Import | Methane | QC | Dispatch-Import | FuelCost | 0 | [6 empty] | 0.70259 | 0
LCP_Inputs_ON_Electric_2023_04_03 | 2029 | CH4 Import - NY 2040 | Import | Methane | QC | Dispatch-Import | VOM | 0 | [6 empty] | 0.70259 | 0
LCP_Inputs_ON_Electric_2023_04_03 | 2029 | CH4 Import - NY 2040 | Import | Methane | WC | Dispatch-Import | EmissionsCost | 0 | [6 empty] | 0.70259 | 0
LCP_Inputs_ON_Electric_2023_04_03 | 2029 | CH4 Import - NY 2040 | Import | Methane | WC | Dispatch-Import | FuelCost | 0 | [6 empty] | 0.70259 | 0
LCP_Inputs_ON_Electric_2023_04_03 | 2029 | CH4 Import - NY 2040 | Import | Methane | WC | Dispatch-Import | VOM | 0 | [6 empty] | 0.70259 | 0
LCP_Inputs_ON_Electric_2023_04_03 | 2029 | CH4 Import - NY 2050 | Import | Methane | MI | Dispatch-Import | EmissionsCost | 0 | [6 empty] | 0.70259 | 0
LCP_Inputs_ON_Electric_2023_04_03 | 2029 | CH4 Import - NY 2050 | Import | Methane | MI | Dispatch-Import | FuelCost | 0 | [6 empty] | 0.70259 | 0
LCP_Inputs_ON_Electric_2023_04_03 | 2029 | CH4 Import - NY 2050 | Import | Methane | MI | Dispatch-Import | VOM | 0 | [6 empty] | 0.70259 | 0
LCP_Inputs_ON_Electric_2023_04_03 | 2029 | CH4 Import - NY 2050 | Import | Methane | NY | Dispatch-Import | EmissionsCost | 0 | [6 empty] | 0.70259 | 0
LCP_Inputs_ON_Electric_2023_04_03 | 2029 | CH4 Import - NY 2050 | Import | Methane | NY | Dispatch-Import | FuelCost | 0 | [6 empty] | 0.70259 | 0
LCP_Inputs_ON_Electric_2023_04_03 | 2029 | CH4 Import - NY 2050 | Import | Methane | NY | Dispatch-Import | VOM | 0 | [6 empty] | 0.70259 | 0
LCP_Inputs_ON_Electric_2023_04_03 | 2029 | CH4 Import - NY 2050 | Import | Methane | ON | Dispatch-Import | EmissionsCost | 0 | [6 empty] | 0.70259 | 0
LCP_Inputs_ON_Electric_2023_04_03 | 2029 | CH4 Import - NY 2050 | Import | Methane | ON | Dispatch-Import | FuelCost | 0 | [6 empty] | 0.70259 | 0
LCP_Inputs_ON_Electric_2023_04_03 | 2029 | CH4 Import - NY 2050 | Import | Methane | ON | Dispatch-Import | VOM | 0 | [6 empty] | 0.70259 | 0
LCP_Inputs_ON_Electric_2023_04_03 | 2029 | CH4 Import - NY 2050 | Import | Methane | PJ | Dispatch-Import | EmissionsCost | 0 | [6 empty] | 0.70259 | 0
LCP_Inputs_ON_Electric_2023_04_03 | 2029 | CH4 Import - NY 2050 | Import | Methane | PJ | Dispatch-Import | FuelCost | 0 | [6 empty] | 0.70259 | 0
LCP_Inputs_ON_Electric_2023_04_03 | 2029 | CH4 Import - NY 2050 | Import | Methane | PJ | Dispatch-Import | VOM | 0 | [6 empty] | 0.70259 | 0
LCP_Inputs_ON_Electric_2023_04_03 | 2029 | CH4 Import - NY 2050 | Import | Methane | QC | Dispatch-Import | EmissionsCost | 0 | [6 empty] | 0.70259 | 0
LCP_Inputs_ON_Electric_2023_04_03 | 2029 | CH4 Import - NY 2050 | Import | Methane | QC | Dispatch-Import | FuelCost | 0 | [6 empty] | 0.70259 | 0
LCP_Inputs_ON_Electric_2023_04_03 | 2029 | CH4 Import - NY 2050 | Import | Methane | QC | Dispatch-Import | VOM | 0 | [6 empty] | 0.70259 | 0
LCP_Inputs_ON_Electric_2023_04_03 | 2029 | CH4 Import - NY 2050 | Import | Methane | WC | Dispatch-Import | EmissionsCost | 0 | [6 empty] | 0.70259 | 0
LCP_Inputs_ON_Electric_2023_04_03 | 2029 | CH4 Import - NY 2050 | Import | Methane | WC | Dispatch-Import | FuelCost | 0 | [6 empty] | 0.70259 | 0
LCP_Inputs_ON_Electric_2023_04_03 | 2029 | CH4 Import - NY 2050 | Import | Methane | WC | Dispatch-Import | VOM | 0 | [6 empty] | 0.70259 | 0
LCP_Inputs_ON_Electric_2023_04_03 | 2029 | CH4 Import - WC 2020 | Import | Methane | MI | Dispatch-Import | EmissionsCost | 0 | [6 empty] | 0.70259 | 0
LCP_Inputs_ON_Electric_2023_04_03 | 2029 | CH4 Import - WC 2020 | Import | Methane | MI | Dispatch-Import | FuelCost | 0 | [6 empty] | 0.70259 | 0
LCP_Inputs_ON_Electric_2023_04_03 | 2029 | CH4 Import - WC 2020 | Import | Methane | MI | Dispatch-Import | VOM | 0 | [6 empty] | 0.70259 | 0
LCP_Inputs_ON_Electric_2023_04_03 | 2029 | CH4 Import - WC 2020 | Import | Methane | NY | Dispatch-Import | EmissionsCost | 0 | [6 empty] | 0.70259 | 0
LCP_Inputs_ON_Electric_2023_04_03 | 2029 | CH4 Import - WC 2020 | Import | Methane | NY | Dispatch-Import | FuelCost | 0 | [6 empty] | 0.70259 | 0
LCP_Inputs_ON_Electric_2023_04_03 | 2029 | CH4 Import - WC 2020 | Import | Methane | NY | Dispatch-Import | VOM | 0 | [6 empty] | 0.70259 | 0
LCP_Inputs_ON_Electric_2023_04_03 | 2029 | CH4 Import - WC 2020 | Import | Methane | ON | Dispatch-Import | EmissionsCost | 0 | [6 empty] | 0.70259 | 0
LCP_Inputs_ON_Electric_2023_04_03 | 2029 | CH4 Import - WC 2020 | Import | Methane | ON | Dispatch-Import | FuelCost | 0 | [6 empty] | 0.70259 | 0
LCP_Inputs_ON_Electric_2023_04_03 | 2029 | CH4 Import - WC 2020 | Import | Methane | ON | Dispatch-Import | VOM | 0 | [6 empty] | 0.70259 | 0
LCP_Inputs_ON_Electric_2023_04_03 | 2029 | CH4 Import - WC 2020 | Import | Methane | PJ | Dispatch-Import | EmissionsCost | 0 | [6 empty] | 0.70259 | 0
LCP_Inputs_ON_Electric_2023_04_03 | 2029 | CH4 Import - WC 2020 | Import | Methane | PJ | Dispatch-Import | FuelCost | 0 | [6 empty] | 0.70259 | 0
LCP_Inputs_ON_Electric_2023_04_03 | 2029 | CH4 Import - WC 2020 | Import | Methane | PJ | Dispatch-Import | VOM | 0 | [6 empty] | 0.70259 | 0
LCP_Inputs_ON_Electric_2023_04_03 | 2029 | CH4 Import - WC 2020 | Import | Methane | QC | Dispatch-Import | EmissionsCost | 0 | [6 empty] | 0.70259 | 0
LCP_Inputs_ON_Electric_2023_04_03 | 2029 | CH4 Import - WC 2020 | Import | Methane | QC | Dispatch-Import | FuelCost | 0 | [6 empty] | 0.70259 | 0
LCP_Inputs_ON_Electric_2023_04_03 | 2029 | CH4 Import - WC 2020 | Import | Methane | QC | Dispatch-Import | VOM | 0 | [6 empty] | 0.70259 | 0
LCP_Inputs_ON_Electric_2023_04_03 | 2029 | CH4 Import - WC 2020 | Import | Methane | WC | Dispatch-Import | EmissionsCost | 1306945408.6229 | [6 empty] | 0.70259 | 918242508.2241
LCP_Inputs_ON_Electric_2023_04_03 | 2029 | CH4 Import - WC 2020 | Import | Methane | WC | Dispatch-Import | FuelCost | 1887630761.6486 | [6 empty] | 0.70259 | 1326224334.8049
LCP_Inputs_ON_Electric_2023_04_03 | 2029 | CH4 Import - WC 2020 | Import | Methane | WC | Dispatch-Import | VOM | 0 | [6 empty] | 0.70259 | 0
LCP_Inputs_ON_Electric_2023_04_03 | 2029 | CH4 Import - WC 2030 | Import | Methane | MI | Dispatch-Import | EmissionsCost | 0 | [6 empty] | 0.70259 | 0
LCP_Inputs_ON_Electric_2023_04_03 | 2029 | CH4 Import - WC 2030 | Import | Methane | MI | Dispatch-Import | FuelCost | 0 | [6 empty] | 0.70259 | 0
LCP_Inputs_ON_Electric_2023_04_03 | 2029 | CH4 Import - WC 2030 | Import | Methane | MI | Dispatch-Import | VOM | 0 | [6 empty] | 0.70259 | 0
LCP_Inputs_ON_Electric_2023_04_03 | 2029 | CH4 Import - WC 2030 | Import | Methane | NY | Dispatch-Import | EmissionsCost | 0 | [6 empty] | 0.70259 | 0
LCP_Inputs_ON_Electric_2023_04_03 | 2029 | CH4 Import - WC 2030 | Import | Methane | NY | Dispatch-Import | FuelCost | 0 | [6 empty] | 0.70259 | 0
LCP_Inputs_ON_Electric_2023_04_03 | 2029 | CH4 Import - WC 2030 | Import | Methane | NY | Dispatch-Import | VOM | 0 | [6 empty] | 0.70259 | 0
LCP_Inputs_ON_Electric_2023_04_03 | 2029 | CH4 Import - WC 2030 | Import | Methane | ON | Dispatch-Import | EmissionsCost | 0 | [6 empty] | 0.70259 | 0
LCP_Inputs_ON_Electric_2023_04_03 | 2029 | CH4 Import - WC 2030 | Import | Methane | ON | Dispatch-Import | FuelCost | 0 | [6 empty] | 0.70259 | 0
LCP_Inputs_ON_Electric_2023_04_03 | 2029 | CH4 Import - WC 2030 | Import | Methane | ON | Dispatch-Import | VOM | 0 | [6 empty] | 0.70259 | 0
LCP_Inputs_ON_Electric_2023_04_03 | 2029 | CH4 Import - WC 2030 | Import | Methane | PJ | Dispatch-Import | EmissionsCost | 0 | [6 empty] | 0.70259 | 0
LCP_Inputs_ON_Electric_2023_04_03 | 2029 | CH4 Import - WC 2030 | Import | Methane | PJ | Dispatch-Import | FuelCost | 0 | [6 empty] | 0.70259 | 0
LCP_Inputs_ON_Electric_2023_04_03 | 2029 | CH4 Import - WC 2030 | Import | Methane | PJ | Dispatch-Import | VOM | 0 | [6 empty] | 0.70259 | 0
LCP_Inputs_ON_Electric_2023_04_03 | 2029 | CH4 Import - WC 2030 | Import | Methane | QC | Dispatch-Import | EmissionsCost | 0 | [6 empty] | 0.70259 | 0
LCP_Inputs_ON_Electric_2023_04_03 | 2029 | CH4 Import - WC 2030 | Import | Methane | QC | Dispatch-Import | FuelCost | 0 | [6 empty] | 0.70259 | 0
LCP_Inputs_ON_Electric_2023_04_03 | 2029 | CH4 Import - WC 2030 | Import | Methane | QC | Dispatch-Import | VOM | 0 | [6 empty] | 0.70259 | 0
LCP_Inputs_ON_Electric_2023_04_03 | 2029 | CH4 Import - WC 2030 | Import | Methane | WC | Dispatch-Import | EmissionsCost | 0 | [6 empty] | 0.70259 | 0
LCP_Inputs_ON_Electric_2023_04_03 | 2029 | CH4 Import - WC 2030 | Import | Methane | WC | Dispatch-Import | FuelCost | 0 | [6 empty] | 0.70259 | 0
LCP_Inputs_ON_Electric_2023_04_03 | 2029 | CH4 Import - WC 2030 | Import | Methane | WC | Dispatch-Import | VOM | 0 | [6 empty] | 0.70259 | 0
LCP_Inputs_ON_Electric_2023_04_03 | 2029 | CH4 Import - WC 2040 | Import | Methane | MI | Dispatch-Import | EmissionsCost | 0 | [6 empty] | 0.70259 | 0
LCP_Inputs_ON_Electric_2023_04_03 | 2029 | CH4 Import - WC 2040 | Import | Methane | MI | Dispatch-Import | FuelCost | 0 | [6 empty] | 0.70259 | 0
LCP_Inputs_ON_Electric_2023_04_03 | 2029 | CH4 Import - WC 2040 | Import | Methane | MI | Dispatch-Import | VOM | 0 | [6 empty] | 0.70259 | 0
LCP_Inputs_ON_Electric_2023_04_03 | 2029 | CH4 Import - WC 2040 | Import | Methane | NY | Dispatch-Import | EmissionsCost | 0 | [6 empty] | 0.70259 | 0
LCP_Inputs_ON_Electric_2023_04_03 | 2029 | CH4 Import - WC 2040 | Import | Methane | NY | Dispatch-Import | FuelCost | 0 | [6 empty] | 0.70259 | 0
LCP_Inputs_ON_Electric_2023_04_03 | 2029 | CH4 Import - WC 2040 | Import | Methane | NY | Dispatch-Import | VOM | 0 | [6 empty] | 0.70259 | 0
LCP_Inputs_ON_Electric_2023_04_03 | 2029 | CH4 Import - WC 2040 | Import | Methane | ON | Dispatch-Import | EmissionsCost | 0 | [6 empty] | 0.70259 | 0
LCP_Inputs_ON_Electric_2023_04_03 | 2029 | CH4 Import - WC 2040 | Import | Methane | ON | Dispatch-Import | FuelCost | 0 | [6 empty] | 0.70259 | 0
LCP_Inputs_ON_Electric_2023_04_03 | 2029 | CH4 Import - WC 2040 | Import | Methane | ON | Dispatch-Import | VOM | 0 | [6 empty] | 0.70259 | 0
LCP_Inputs_ON_Electric_2023_04_03 | 2029 | CH4 Import - WC 2040 | Import | Methane | PJ | Dispatch-Import | EmissionsCost | 0 | [6 empty] | 0.70259 | 0
LCP_Inputs_ON_Electric_2023_04_03 | 2029 | CH4 Import - WC 2040 | Import | Methane | PJ | Dispatch-Import | FuelCost | 0 | [6 empty] | 0.70259 | 0
LCP_Inputs_ON_Electric_2023_04_03 | 2029 | CH4 Import - WC 2040 | Import | Methane | PJ | Dispatch-Import | VOM | 0 | [6 empty] | 0.70259 | 0
LCP_Inputs_ON_Electric_2023_04_03 | 2029 | CH4 Import - WC 2040 | Import | Methane | QC | Dispatch-Import | EmissionsCost | 0 | [6 empty] | 0.70259 | 0
LCP_Inputs_ON_Electric_2023_04_03 | 2029 | CH4 Import - WC 2040 | Import | Methane | QC | Dispatch-Import | FuelCost | 0 | [6 empty] | 0.70259 | 0
LCP_Inputs_ON_Electric_2023_04_03 | 2029 | CH4 Import - WC 2040 | Import | Methane | QC | Dispatch-Import | VOM | 0 | [6 empty] | 0.70259 | 0
LCP_Inputs_ON_Electric_2023_04_03 | 2029 | CH4 Import - WC 2040 | Import | Methane | WC | Dispatch-Import | EmissionsCost | 0 | [6 empty] | 0.70259 | 0
LCP_Inputs_ON_Electric_2023_04_03 | 2029 | CH4 Import - WC 2040 | Import | Methane | WC | Dispatch-Import | FuelCost | 0 | [6 empty] | 0.70259 | 0
LCP_Inputs_ON_Electric_2023_04_03 | 2029 | CH4 Import - WC 2040 | Import | Methane | WC | Dispatch-Import | VOM | 0 | [6 empty] | 0.70259 | 0
LCP_Inputs_ON_Electric_2023_04_03 | 2029 | CH4 Import - WC 2050 | Import | Methane | MI | Dispatch-Import | EmissionsCost | 0 | [6 empty] | 0.70259 | 0
LCP_Inputs_ON_Electric_2023_04_03 | 2029 | CH4 Import - WC 2050 | Import | Methane | MI | Dispatch-Import | FuelCost | 0 | [6 empty] | 0.70259 | 0
LCP_Inputs_ON_Electric_2023_04_03 | 2029 | CH4 Import - WC 2050 | Import | Methane | MI | Dispatch-Import | VOM | 0 | [6 empty] | 0.70259 | 0
LCP_Inputs_ON_Electric_2023_04_03 | 2029 | CH4 Import - WC 2050 | Import | Methane | NY | Dispatch-Import | EmissionsCost | 0 | [6 empty] | 0.70259 | 0
LCP_Inputs_ON_Electric_2023_04_03 | 2029 | CH4 Import - WC 2050 | Import | Methane | NY | Dispatch-Import | FuelCost | 0 | [6 empty] | 0.70259 | 0
LCP_Inputs_ON_Electric_2023_04_03 | 2029 | CH4 Import - WC 2050 | Import | Methane | NY | Dispatch-Import | VOM | 0 | [6 empty] | 0.70259 | 0
LCP_Inputs_ON_Electric_2023_04_03 | 2029 | CH4 Import - WC 2050 | Import | Methane | ON | Dispatch-Import | EmissionsCost | 0 | [6 empty] | 0.70259 | 0
LCP_Inputs_ON_Electric_2023_04_03 | 2029 | CH4 Import - WC 2050 | Import | Methane | ON | Dispatch-Import | FuelCost | 0 | [6 empty] | 0.70259 | 0
LCP_Inputs_ON_Electric_2023_04_03 | 2029 | CH4 Import - WC 2050 | Import | Methane | ON | Dispatch-Import | VOM | 0 | [6 empty] | 0.70259 | 0
LCP_Inputs_ON_Electric_2023_04_03 | 2029 | CH4 Import - WC 2050 | Import | Methane | PJ | Dispatch-Import | EmissionsCost | 0 | [6 empty] | 0.70259 | 0
LCP_Inputs_ON_Electric_2023_04_03 | 2029 | CH4 Import - WC 2050 | Import | Methane | PJ | Dispatch-Import | FuelCost | 0 | [6 empty] | 0.70259 | 0
LCP_Inputs_ON_Electric_2023_04_03 | 2029 | CH4 Import - WC 2050 | Import | Methane | PJ | Dispatch-Import | VOM | 0 | [6 empty] | 0.70259 | 0
LCP_Inputs_ON_Electric_2023_04_03 | 2029 | CH4 Import - WC 2050 | Import | Methane | QC | Dispatch-Import | EmissionsCost | 0 | [6 empty] | 0.70259 | 0
LCP_Inputs_ON_Electric_2023_04_03 | 2029 | CH4 Import - WC 2050 | Import | Methane | QC | Dispatch-Import | FuelCost | 0 | [6 empty] | 0.70259 | 0
LCP_Inputs_ON_Electric_2023_04_03 | 2029 | CH4 Import - WC 2050 | Import | Methane | QC | Dispatch-Import | VOM | 0 | [6 empty] | 0.70259 | 0
LCP_Inputs_ON_Electric_2023_04_03 | 2029 | CH4 Import - WC 2050 | Import | Methane | WC | Dispatch-Import | EmissionsCost | 0 | [6 empty] | 0.70259 | 0
LCP_Inputs_ON_Electric_2023_04_03 | 2029 | CH4 Import - WC 2050 | Import | Methane | WC | Dispatch-Import | FuelCost | 0 | [6 empty] | 0.70259 | 0
LCP_Inputs_ON_Electric_2023_04_03 | 2029 | CH4 Import - WC 2050 | Import | Methane | WC | Dispatch-Import | VOM | 0 | [6 empty] | 0.70259 | 0
LCP_Inputs_ON_Electric_2023_04_03 | 2029 | CH4 Salt Cavern Storage - ON | Storage | Methane | MI | Dispatch-Storage | EmissionsCost | 0 | [6 empty] | 0.70259 | 0
LCP_Inputs_ON_Electric_2023_04_03 | 2029 | CH4 Salt Cavern Storage - ON | Storage | Methane | MI | Dispatch-Storage | FuelCost | 0 | [6 empty] | 0.70259 | 0
LCP_Inputs_ON_Electric_2023_04_03 | 2029 | CH4 Salt Cavern Storage - ON | Storage | Methane | MI | Dispatch-Storage | VOM | 0 | [6 empty] | 0.70259 | 0
LCP_Inputs_ON_Electric_2023_04_03 | 2029 | CH4 Salt Cavern Storage - ON | Storage | Methane | NY | Dispatch-Storage | EmissionsCost | 0 | [6 empty] | 0.70259 | 0
LCP_Inputs_ON_Electric_2023_04_03 | 2029 | CH4 Salt Cavern Storage - ON | Storage | Methane | NY | Dispatch-Storage | FuelCost | 0 | [6 empty] | 0.70259 | 0
LCP_Inputs_ON_Electric_2023_04_03 | 2029 | CH4 Salt Cavern Storage - ON | Storage | Methane | NY | Dispatch-Storage | VOM | 0 | [6 empty] | 0.70259 | 0
LCP_Inputs_ON_Electric_2023_04_03 | 2029 | CH4 Salt Cavern Storage - ON | Storage | Methane | ON | Dispatch-Storage | EmissionsCost | 0 | [6 empty] | 0.70259 | 0
LCP_Inputs_ON_Electric_2023_04_03 | 2029 | CH4 Salt Cavern Storage - ON | Storage | Methane | ON | Dispatch-Storage | FuelCost | 0 | [6 empty] | 0.70259 | 0
LCP_Inputs_ON_Electric_2023_04_03 | 2029 | CH4 Salt Cavern Storage - ON | Storage | Methane | ON | Dispatch-Storage | VOM | 691417.653 | [6 empty] | 0.70259 | 485780.8718
LCP_Inputs_ON_Electric_2023_04_03 | 2029 | CH4 Salt Cavern Storage - ON | Storage | Methane | PJ | Dispatch-Storage | EmissionsCost | 0 | [6 empty] | 0.70259 | 0
LCP_Inputs_ON_Electric_2023_04_03 | 2029 | CH4 Salt Cavern Storage - ON | Storage | Methane | PJ | Dispatch-Storage | FuelCost | 0 | [6 empty] | 0.70259 | 0
LCP_Inputs_ON_Electric_2023_04_03 | 2029 | CH4 Salt Cavern Storage - ON | Storage | Methane | PJ | Dispatch-Storage | VOM | 0 | [6 empty] | 0.70259 | 0
LCP_Inputs_ON_Electric_2023_04_03 | 2029 | CH4 Salt Cavern Storage - ON | Storage | Methane | QC | Dispatch-Storage | EmissionsCost | 0 | [6 empty] | 0.70259 | 0
LCP_Inputs_ON_Electric_2023_04_03 | 2029 | CH4 Salt Cavern Storage - ON | Storage | Methane | QC | Dispatch-Storage | FuelCost | 0 | [6 empty] | 0.70259 | 0
LCP_Inputs_ON_Electric_2023_04_03 | 2029 | CH4 Salt Cavern Storage - ON | Storage | Methane | QC | Dispatch-Storage | VOM | 0 | [6 empty] | 0.70259 | 0
LCP_Inputs_ON_Electric_2023_04_03 | 2029 | CH4 Salt Cavern Storage - ON | Storage | Methane | WC | Dispatch-Storage | EmissionsCost | 0 | [6 empty] | 0.70259 | 0
LCP_Inputs_ON_Electric_2023_04_03 | 2029 | CH4 Salt Cavern Storage - ON | Storage | Methane | WC | Dispatch-Storage | FuelCost | 0 | [6 empty] | 0.70259 | 0
LCP_Inputs_ON_Electric_2023_04_03 | 2029 | CH4 Salt Cavern Storage - ON | Storage | Methane | WC | Dispatch-Storage | VOM | 0 | [6 empty] | 0.70259 | 0
LCP_Inputs_ON_Electric_2023_04_03 | 2029 | Electrolyser 2020/2030 | Crossload | Hydrogen | MI | Dispatch-Crossload | EmissionsCost | 0 | [6 empty] | 0.70259 | 0
LCP_Inputs_ON_Electric_2023_04_03 | 2029 | Electrolyser 2020/2030 | Crossload | Hydrogen | MI | Dispatch-Crossload | FuelCost | 0 | [6 empty] | 0.70259 | 0
LCP_Inputs_ON_Electric_2023_04_03 | 2029 | Electrolyser 2020/2030 | Crossload | Hydrogen | MI | Dispatch-Crossload | VOM | 0 | [6 empty] | 0.70259 | 0
LCP_Inputs_ON_Electric_2023_04_03 | 2029 | Electrolyser 2020/2030 | Crossload | Hydrogen | NY | Dispatch-Crossload | EmissionsCost | 0 | [6 empty] | 0.70259 | 0
LCP_Inputs_ON_Electric_2023_04_03 | 2029 | Electrolyser 2020/2030 | Crossload | Hydrogen | NY | Dispatch-Crossload | FuelCost | 0 | [6 empty] | 0.70259 | 0
LCP_Inputs_ON_Electric_2023_04_03 | 2029 | Electrolyser 2020/2030 | Crossload | Hydrogen | NY | Dispatch-Crossload | VOM | 0 | [6 empty] | 0.70259 | 0
LCP_Inputs_ON_Electric_2023_04_03 | 2029 | Electrolyser 2020/2030 | Crossload | Hydrogen | ON | Dispatch-Crossload | EmissionsCost | 0 | [6 empty] | 0.70259 | 0
LCP_Inputs_ON_Electric_2023_04_03 | 2029 | Electrolyser 2020/2030 | Crossload | Hydrogen | ON | Dispatch-Crossload | FuelCost | 0 | [6 empty] | 0.70259 | 0
LCP_Inputs_ON_Electric_2023_04_03 | 2029 | Electrolyser 2020/2030 | Crossload | Hydrogen | ON | Dispatch-Crossload | VOM | 0 | [6 empty] | 0.70259 | 0
LCP_Inputs_ON_Electric_2023_04_03 | 2029 | Electrolyser 2020/2030 | Crossload | Hydrogen | PJ | Dispatch-Crossload | EmissionsCost | 0 | [6 empty] | 0.70259 | 0
LCP_Inputs_ON_Electric_2023_04_03 | 2029 | Electrolyser 2020/2030 | Crossload | Hydrogen | PJ | Dispatch-Crossload | FuelCost | 0 | [6 empty] | 0.70259 | 0
LCP_Inputs_ON_Electric_2023_04_03 | 2029 | Electrolyser 2020/2030 | Crossload | Hydrogen | PJ | Dispatch-Crossload | VOM | 0 | [6 empty] | 0.70259 | 0
LCP_Inputs_ON_Electric_2023_04_03 | 2029 | Electrolyser 2020/2030 | Crossload | Hydrogen | QC | Dispatch-Crossload | EmissionsCost | 0 | [6 empty] | 0.70259 | 0
LCP_Inputs_ON_Electric_2023_04_03 | 2029 | Electrolyser 2020/2030 | Crossload | Hydrogen | QC | Dispatch-Crossload | FuelCost | 0 | [6 empty] | 0.70259 | 0
LCP_Inputs_ON_Electric_2023_04_03 | 2029 | Electrolyser 2020/2030 | Crossload | Hydrogen | QC | Dispatch-Crossload | VOM | 0 | [6 empty] | 0.70259 | 0
LCP_Inputs_ON_Electric_2023_04_03 | 2029 | Electrolyser 2020/2030 | Crossload | Hydrogen | WC | Dispatch-Crossload | EmissionsCost | 0 | [6 empty] | 0.70259 | 0
LCP_Inputs_ON_Electric_2023_04_03 | 2029 | Electrolyser 2020/2030 | Crossload | Hydrogen | WC | Dispatch-Crossload | FuelCost | 0 | [6 empty] | 0.70259 | 0
LCP_Inputs_ON_Electric_2023_04_03 | 2029 | Electrolyser 2020/2030 | Crossload | Hydrogen | WC | Dispatch-Crossload | VOM | 0 | [6 empty] | 0.70259 | 0
LCP_Inputs_ON_Electric_2023_04_03 | 2029 | Electrolyser 2040 | Crossload | Hydrogen | MI | Dispatch-Crossload | EmissionsCost | 0 | [6 empty] | 0.70259 | 0
LCP_Inputs_ON_Electric_2023_04_03 | 2029 | Electrolyser 2040 | Crossload | Hydrogen | MI | Dispatch-Crossload | FuelCost | 0 | [6 empty] | 0.70259 | 0
LCP_Inputs_ON_Electric_2023_04_03 | 2029 | Electrolyser 2040 | Crossload | Hydrogen | MI | Dispatch-Crossload | VOM | 0 | [6 empty] | 0.70259 | 0
LCP_Inputs_ON_Electric_2023_04_03 | 2029 | Electrolyser 2040 | Crossload | Hydrogen | NY | Dispatch-Crossload | EmissionsCost | 0 | [6 empty] | 0.70259 | 0
LCP_Inputs_ON_Electric_2023_04_03 | 2029 | Electrolyser 2040 | Crossload | Hydrogen | NY | Dispatch-Crossload | FuelCost | 0 | [6 empty] | 0.70259 | 0
LCP_Inputs_ON_Electric_2023_04_03 | 2029 | Electrolyser 2040 | Crossload | Hydrogen | NY | Dispatch-Crossload | VOM | 0 | [6 empty] | 0.70259 | 0
LCP_Inputs_ON_Electric_2023_04_03 | 2029 | Electrolyser 2040 | Crossload | Hydrogen | ON | Dispatch-Crossload | EmissionsCost | 0 | [6 empty] | 0.70259 | 0
LCP_Inputs_ON_Electric_2023_04_03 | 2029 | Electrolyser 2040 | Crossload | Hydrogen | ON | Dispatch-Crossload | FuelCost | 0 | [6 empty] | 0.70259 | 0
LCP_Inputs_ON_Electric_2023_04_03 | 2029 | Electrolyser 2040 | Crossload | Hydrogen | ON | Dispatch-Crossload | VOM | 0 | [6 empty] | 0.70259 | 0
LCP_Inputs_ON_Electric_2023_04_03 | 2029 | Electrolyser 2040 | Crossload | Hydrogen | PJ | Dispatch-Crossload | EmissionsCost | 0 | [6 empty] | 0.70259 | 0
LCP_Inputs_ON_Electric_2023_04_03 | 2029 | Electrolyser 2040 | Crossload | Hydrogen | PJ | Dispatch-Crossload | FuelCost | 0 | [6 empty] | 0.70259 | 0
LCP_Inputs_ON_Electric_2023_04_03 | 2029 | Electrolyser 2040 | Crossload | Hydrogen | PJ | Dispatch-Crossload | VOM | 0 | [6 empty] | 0.70259 | 0
LCP_Inputs_ON_Electric_2023_04_03 | 2029 | Electrolyser 2040 | Crossload | Hydrogen | QC | Dispatch-Crossload | EmissionsCost | 0 | [6 empty] | 0.70259 | 0
LCP_Inputs_ON_Electric_2023_04_03 | 2029 | Electrolyser 2040 | Crossload | Hydrogen | QC | Dispatch-Crossload | FuelCost | 0 | [6 empty] | 0.70259 | 0
LCP_Inputs_ON_Electric_2023_04_03 | 2029 | Electrolyser 2040 | Crossload | Hydrogen | QC | Dispatch-Crossload | VOM | 0 | [6 empty] | 0.70259 | 0
LCP_Inputs_ON_Electric_2023_04_03 | 2029 | Electrolyser 2040 | Crossload | Hydrogen | WC | Dispatch-Crossload | EmissionsCost | 0 | [6 empty] | 0.70259 | 0
LCP_Inputs_ON_Electric_2023_04_03 | 2029 | Electrolyser 2040 | Crossload | Hydrogen | WC | Dispatch-Crossload | FuelCost | 0 | [6 empty] | 0.70259 | 0
LCP_Inputs_ON_Electric_2023_04_03 | 2029 | Electrolyser 2040 | Crossload | Hydrogen | WC | Dispatch-Crossload | VOM | 0 | [6 empty] | 0.70259 | 0
LCP_Inputs_ON_Electric_2023_04_03 | 2029 | Electrolyser 2050 | Crossload | Hydrogen | MI | Dispatch-Crossload | EmissionsCost | 0 | [6 empty] | 0.70259 | 0
LCP_Inputs_ON_Electric_2023_04_03 | 2029 | Electrolyser 2050 | Crossload | Hydrogen | MI | Dispatch-Crossload | FuelCost | 0 | [6 empty] | 0.70259 | 0
LCP_Inputs_ON_Electric_2023_04_03 | 2029 | Electrolyser 2050 | Crossload | Hydrogen | MI | Dispatch-Crossload | VOM | 0 | [6 empty] | 0.70259 | 0
LCP_Inputs_ON_Electric_2023_04_03 | 2029 | Electrolyser 2050 | Crossload | Hydrogen | NY | Dispatch-Crossload | EmissionsCost | 0 | [6 empty] | 0.70259 | 0
LCP_Inputs_ON_Electric_2023_04_03 | 2029 | Electrolyser 2050 | Crossload | Hydrogen | NY | Dispatch-Crossload | FuelCost | 0 | [6 empty] | 0.70259 | 0
LCP_Inputs_ON_Electric_2023_04_03 | 2029 | Electrolyser 2050 | Crossload | Hydrogen | NY | Dispatch-Crossload | VOM | 0 | [6 empty] | 0.70259 | 0
LCP_Inputs_ON_Electric_2023_04_03 | 2029 | Electrolyser 2050 | Crossload | Hydrogen | ON | Dispatch-Crossload | EmissionsCost | 0 | [6 empty] | 0.70259 | 0
LCP_Inputs_ON_Electric_2023_04_03 | 2029 | Electrolyser 2050 | Crossload | Hydrogen | ON | Dispatch-Crossload | FuelCost | 0 | [6 empty] | 0.70259 | 0
LCP_Inputs_ON_Electric_2023_04_03 | 2029 | Electrolyser 2050 | Crossload | Hydrogen | ON | Dispatch-Crossload | VOM | 0 | [6 empty] | 0.70259 | 0
LCP_Inputs_ON_Electric_2023_04_03 | 2029 | Electrolyser 2050 | Crossload | Hydrogen | PJ | Dispatch-Crossload | EmissionsCost | 0 | [6 empty] | 0.70259 | 0
LCP_Inputs_ON_Electric_2023_04_03 | 2029 | Electrolyser 2050 | Crossload | Hydrogen | PJ | Dispatch-Crossload | FuelCost | 0 | [6 empty] | 0.70259 | 0
LCP_Inputs_ON_Electric_2023_04_03 | 2029 | Electrolyser 2050 | Crossload | Hydrogen | PJ | Dispatch-Crossload | VOM | 0 | [6 empty] | 0.70259 | 0
LCP_Inputs_ON_Electric_2023_04_03 | 2029 | Electrolyser 2050 | Crossload | Hydrogen | QC | Dispatch-Crossload | EmissionsCost | 0 | [6 empty] | 0.70259 | 0
LCP_Inputs_ON_Electric_2023_04_03 | 2029 | Electrolyser 2050 | Crossload | Hydrogen | QC | Dispatch-Crossload | FuelCost | 0 | [6 empty] | 0.70259 | 0
LCP_Inputs_ON_Electric_2023_04_03 | 2029 | Electrolyser 2050 | Crossload | Hydrogen | QC | Dispatch-Crossload | VOM | 0 | [6 empty] | 0.70259 | 0
LCP_Inputs_ON_Electric_2023_04_03 | 2029 | Electrolyser 2050 | Crossload | Hydrogen | WC | Dispatch-Crossload | EmissionsCost | 0 | [6 empty] | 0.70259 | 0
LCP_Inputs_ON_Electric_2023_04_03 | 2029 | Electrolyser 2050 | Crossload | Hydrogen | WC | Dispatch-Crossload | FuelCost | 0 | [6 empty] | 0.70259 | 0
LCP_Inputs_ON_Electric_2023_04_03 | 2029 | Electrolyser 2050 | Crossload | Hydrogen | WC | Dispatch-Crossload | VOM | 0 | [6 empty] | 0.70259 | 0
LCP_Inputs_ON_Electric_2023_04_03 | 2029 | Fossil Fuel Thermal (Coal, Peat, Oil) | Generation | Electricity | MI | Dispatch-Generation | EmissionsCost | 0 | [6 empty] | 0.70259 | 0
LCP_Inputs_ON_Electric_2023_04_03 | 2029 | Fossil Fuel Thermal (Coal, Peat, Oil) | Generation | Electricity | MI | Dispatch-Generation | FuelCost | 0 | [6 empty] | 0.70259 | 0
LCP_Inputs_ON_Electric_2023_04_03 | 2029 | Fossil Fuel Thermal (Coal, Peat, Oil) | Generation | Electricity | MI | Dispatch-Generation | VOM | 0 | [6 empty] | 0.70259 | 0
LCP_Inputs_ON_Electric_2023_04_03 | 2029 | Fossil Fuel Thermal (Coal, Peat, Oil) | Generation | Electricity | NY | Dispatch-Generation | EmissionsCost | 0 | [6 empty] | 0.70259 | 0
LCP_Inputs_ON_Electric_2023_04_03 | 2029 | Fossil Fuel Thermal (Coal, Peat, Oil) | Generation | Electricity | NY | Dispatch-Generation | FuelCost | 0 | [6 empty] | 0.70259 | 0
LCP_Inputs_ON_Electric_2023_04_03 | 2029 | Fossil Fuel Thermal (Coal, Peat, Oil) | Generation | Electricity | NY | Dispatch-Generation | VOM | 0 | [6 empty] | 0.70259 | 0
LCP_Inputs_ON_Electric_2023_04_03 | 2029 | Fossil Fuel Thermal (Coal, Peat, Oil) | Generation | Electricity | ON | Dispatch-Generation | EmissionsCost | 0 | [6 empty] | 0.70259 | 0
LCP_Inputs_ON_Electric_2023_04_03 | 2029 | Fossil Fuel Thermal (Coal, Peat, Oil) | Generation | Electricity | ON | Dispatch-Generation | FuelCost | 0 | [6 empty] | 0.70259 | 0
LCP_Inputs_ON_Electric_2023_04_03 | 2029 | Fossil Fuel Thermal (Coal, Peat, Oil) | Generation | Electricity | ON | Dispatch-Generation | VOM | 0 | [6 empty] | 0.70259 | 0
LCP_Inputs_ON_Electric_2023_04_03 | 2029 | Fossil Fuel Thermal (Coal, Peat, Oil) | Generation | Electricity | PJ | Dispatch-Generation | EmissionsCost | 0 | [6 empty] | 0.70259 | 0
LCP_Inputs_ON_Electric_2023_04_03 | 2029 | Fossil Fuel Thermal (Coal, Peat, Oil) | Generation | Electricity | PJ | Dispatch-Generation | FuelCost | 0 | [6 empty] | 0.70259 | 0
LCP_Inputs_ON_Electric_2023_04_03 | 2029 | Fossil Fuel Thermal (Coal, Peat, Oil) | Generation | Electricity | PJ | Dispatch-Generation | VOM | 0 | [6 empty] | 0.70259 | 0
LCP_Inputs_ON_Electric_2023_04_03 | 2029 | Fossil Fuel Thermal (Coal, Peat, Oil) | Generation | Electricity | QC | Dispatch-Generation | EmissionsCost | 0 | [6 empty] | 0.70259 | 0
LCP_Inputs_ON_Electric_2023_04_03 | 2029 | Fossil Fuel Thermal (Coal, Peat, Oil) | Generation | Electricity | QC | Dispatch-Generation | FuelCost | 0 | [6 empty] | 0.70259 | 0
LCP_Inputs_ON_Electric_2023_04_03 | 2029 | Fossil Fuel Thermal (Coal, Peat, Oil) | Generation | Electricity | QC | Dispatch-Generation | VOM | 0 | [6 empty] | 0.70259 | 0
LCP_Inputs_ON_Electric_2023_04_03 | 2029 | Fossil Fuel Thermal (Coal, Peat, Oil) | Generation | Electricity | WC | Dispatch-Generation | EmissionsCost | 0 | [6 empty] | 0.70259 | 0
LCP_Inputs_ON_Electric_2023_04_03 | 2029 | Fossil Fuel Thermal (Coal, Peat, Oil) | Generation | Electricity | WC | Dispatch-Generation | FuelCost | 0 | [6 empty] | 0.70259 | 0
LCP_Inputs_ON_Electric_2023_04_03 | 2029 | Fossil Fuel Thermal (Coal, Peat, Oil) | Generation | Electricity | WC | Dispatch-Generation | VOM | 0 | [6 empty] | 0.70259 | 0
LCP_Inputs_ON_Electric_2023_04_03 | 2029 | Generic - Generator | Generation | Electricity | MI | Dispatch-Generation | EmissionsCost | 0 | [6 empty] | 0.70259 | 0
LCP_Inputs_ON_Electric_2023_04_03 | 2029 | Generic - Generator | Generation | Electricity | MI | Dispatch-Generation | FuelCost | 3913159882.2025 | [6 empty] | 0.70259 | 2749334227.4347
LCP_Inputs_ON_Electric_2023_04_03 | 2029 | Generic - Generator | Generation | Electricity | MI | Dispatch-Generation | VOM | 404848820.8371 | [6 empty] | 0.70259 | 284441411.4349
LCP_Inputs_ON_Electric_2023_04_03 | 2029 | Generic - Generator | Generation | Electricity | NY | Dispatch-Generation | EmissionsCost | 0 | [6 empty] | 0.70259 | 0
LCP_Inputs_ON_Electric_2023_04_03 | 2029 | Generic - Generator | Generation | Electricity | NY | Dispatch-Generation | FuelCost | 1634016854.2376 | [6 empty] | 0.70259 | 1148038567.4996
LCP_Inputs_ON_Electric_2023_04_03 | 2029 | Generic - Generator | Generation | Electricity | NY | Dispatch-Generation | VOM | 169052585.7823 | [6 empty] | 0.70259 | 118774104.386
LCP_Inputs_ON_Electric_2023_04_03 | 2029 | Generic - Generator | Generation | Electricity | ON | Dispatch-Generation | EmissionsCost | 0 | [6 empty] | 0.70259 | 0
LCP_Inputs_ON_Electric_2023_04_03 | 2029 | Generic - Generator | Generation | Electricity | ON | Dispatch-Generation | FuelCost | 0 | [6 empty] | 0.70259 | 0
LCP_Inputs_ON_Electric_2023_04_03 | 2029 | Generic - Generator | Generation | Electricity | ON | Dispatch-Generation | VOM | 0 | [6 empty] | 0.70259 | 0
LCP_Inputs_ON_Electric_2023_04_03 | 2029 | Generic - Generator | Generation | Electricity | PJ | Dispatch-Generation | EmissionsCost | 0 | [6 empty] | 0.70259 | 0
LCP_Inputs_ON_Electric_2023_04_03 | 2029 | Generic - Generator | Generation | Electricity | PJ | Dispatch-Generation | FuelCost | 14422259590.9655 | [6 empty] | 0.70259 | 10132888285.6869
LCP_Inputs_ON_Electric_2023_04_03 | 2029 | Generic - Generator | Generation | Electricity | PJ | Dispatch-Generation | VOM | 1492102281.7812 | [6 empty] | 0.70259 | 1048331271.3064
LCP_Inputs_ON_Electric_2023_04_03 | 2029 | Generic - Generator | Generation | Electricity | QC | Dispatch-Generation | EmissionsCost | 0 | [6 empty] | 0.70259 | 0
LCP_Inputs_ON_Electric_2023_04_03 | 2029 | Generic - Generator | Generation | Electricity | QC | Dispatch-Generation | FuelCost | 0 | [6 empty] | 0.70259 | 0
LCP_Inputs_ON_Electric_2023_04_03 | 2029 | Generic - Generator | Generation | Electricity | QC | Dispatch-Generation | VOM | 0 | [6 empty] | 0.70259 | 0
LCP_Inputs_ON_Electric_2023_04_03 | 2029 | Generic - Generator | Generation | Electricity | WC | Dispatch-Generation | EmissionsCost | 0 | [6 empty] | 0.70259 | 0
LCP_Inputs_ON_Electric_2023_04_03 | 2029 | Generic - Generator | Generation | Electricity | WC | Dispatch-Generation | FuelCost | 1069473.0011 | [6 empty] | 0.70259 | 751397.5446
LCP_Inputs_ON_Electric_2023_04_03 | 2029 | Generic - Generator | Generation | Electricity | WC | Dispatch-Generation | VOM | 110645.8454 | [6 empty] | 0.70259 | 77738.3033
LCP_Inputs_ON_Electric_2023_04_03 | 2029 | H2 Import - QC | Import | Hydrogen | MI | Dispatch-Import | EmissionsCost | 0 | [6 empty] | 0.70259 | 0
LCP_Inputs_ON_Electric_2023_04_03 | 2029 | H2 Import - QC | Import | Hydrogen | MI | Dispatch-Import | FuelCost | 0 | [6 empty] | 0.70259 | 0
LCP_Inputs_ON_Electric_2023_04_03 | 2029 | H2 Import - QC | Import | Hydrogen | MI | Dispatch-Import | VOM | 0 | [6 empty] | 0.70259 | 0
LCP_Inputs_ON_Electric_2023_04_03 | 2029 | H2 Import - QC | Import | Hydrogen | NY | Dispatch-Import | EmissionsCost | 0 | [6 empty] | 0.70259 | 0
LCP_Inputs_ON_Electric_2023_04_03 | 2029 | H2 Import - QC | Import | Hydrogen | NY | Dispatch-Import | FuelCost | 0 | [6 empty] | 0.70259 | 0
LCP_Inputs_ON_Electric_2023_04_03 | 2029 | H2 Import - QC | Import | Hydrogen | NY | Dispatch-Import | VOM | 0 | [6 empty] | 0.70259 | 0
LCP_Inputs_ON_Electric_2023_04_03 | 2029 | H2 Import - QC | Import | Hydrogen | ON | Dispatch-Import | EmissionsCost | 0 | [6 empty] | 0.70259 | 0
LCP_Inputs_ON_Electric_2023_04_03 | 2029 | H2 Import - QC | Import | Hydrogen | ON | Dispatch-Import | FuelCost | 0 | [6 empty] | 0.70259 | 0
LCP_Inputs_ON_Electric_2023_04_03 | 2029 | H2 Import - QC | Import | Hydrogen | ON | Dispatch-Import | VOM | 0 | [6 empty] | 0.70259 | 0
LCP_Inputs_ON_Electric_2023_04_03 | 2029 | H2 Import - QC | Import | Hydrogen | PJ | Dispatch-Import | EmissionsCost | 0 | [6 empty] | 0.70259 | 0
LCP_Inputs_ON_Electric_2023_04_03 | 2029 | H2 Import - QC | Import | Hydrogen | PJ | Dispatch-Import | FuelCost | 0 | [6 empty] | 0.70259 | 0
LCP_Inputs_ON_Electric_2023_04_03 | 2029 | H2 Import - QC | Import | Hydrogen | PJ | Dispatch-Import | VOM | 0 | [6 empty] | 0.70259 | 0
LCP_Inputs_ON_Electric_2023_04_03 | 2029 | H2 Import - QC | Import | Hydrogen | QC | Dispatch-Import | EmissionsCost | 0 | [6 empty] | 0.70259 | 0
LCP_Inputs_ON_Electric_2023_04_03 | 2029 | H2 Import - QC | Import | Hydrogen | QC | Dispatch-Import | FuelCost | 0 | [6 empty] | 0.70259 | 0
LCP_Inputs_ON_Electric_2023_04_03 | 2029 | H2 Import - QC | Import | Hydrogen | QC | Dispatch-Import | VOM | 0 | [6 empty] | 0.70259 | 0
LCP_Inputs_ON_Electric_2023_04_03 | 2029 | H2 Import - QC | Import | Hydrogen | WC | Dispatch-Import | EmissionsCost | 0 | [6 empty] | 0.70259 | 0
LCP_Inputs_ON_Electric_2023_04_03 | 2029 | H2 Import - QC | Import | Hydrogen | WC | Dispatch-Import | FuelCost | 0 | [6 empty] | 0.70259 | 0
LCP_Inputs_ON_Electric_2023_04_03 | 2029 | H2 Import - QC | Import | Hydrogen | WC | Dispatch-Import | VOM | 0 | [6 empty] | 0.70259 | 0
LCP_Inputs_ON_Electric_2023_04_03 | 2029 | H2 Import - WC | Import | Hydrogen | MI | Dispatch-Import | EmissionsCost | 0 | [6 empty] | 0.70259 | 0
LCP_Inputs_ON_Electric_2023_04_03 | 2029 | H2 Import - WC | Import | Hydrogen | MI | Dispatch-Import | FuelCost | 0 | [6 empty] | 0.70259 | 0
LCP_Inputs_ON_Electric_2023_04_03 | 2029 | H2 Import - WC | Import | Hydrogen | MI | Dispatch-Import | VOM | 0 | [6 empty] | 0.70259 | 0
LCP_Inputs_ON_Electric_2023_04_03 | 2029 | H2 Import - WC | Import | Hydrogen | NY | Dispatch-Import | EmissionsCost | 0 | [6 empty] | 0.70259 | 0
LCP_Inputs_ON_Electric_2023_04_03 | 2029 | H2 Import - WC | Import | Hydrogen | NY | Dispatch-Import | FuelCost | 0 | [6 empty] | 0.70259 | 0
LCP_Inputs_ON_Electric_2023_04_03 | 2029 | H2 Import - WC | Import | Hydrogen | NY | Dispatch-Import | VOM | 0 | [6 empty] | 0.70259 | 0
LCP_Inputs_ON_Electric_2023_04_03 | 2029 | H2 Import - WC | Import | Hydrogen | ON | Dispatch-Import | EmissionsCost | 0 | [6 empty] | 0.70259 | 0
LCP_Inputs_ON_Electric_2023_04_03 | 2029 | H2 Import - WC | Import | Hydrogen | ON | Dispatch-Import | FuelCost | 0 | [6 empty] | 0.70259 | 0
LCP_Inputs_ON_Electric_2023_04_03 | 2029 | H2 Import - WC | Import | Hydrogen | ON | Dispatch-Import | VOM | 0 | [6 empty] | 0.70259 | 0
LCP_Inputs_ON_Electric_2023_04_03 | 2029 | H2 Import - WC | Import | Hydrogen | PJ | Dispatch-Import | EmissionsCost | 0 | [6 empty] | 0.70259 | 0
LCP_Inputs_ON_Electric_2023_04_03 | 2029 | H2 Import - WC | Import | Hydrogen | PJ | Dispatch-Import | FuelCost | 0 | [6 empty] | 0.70259 | 0
LCP_Inputs_ON_Electric_2023_04_03 | 2029 | H2 Import - WC | Import | Hydrogen | PJ | Dispatch-Import | VOM | 0 | [6 empty] | 0.70259 | 0
LCP_Inputs_ON_Electric_2023_04_03 | 2029 | H2 Import - WC | Import | Hydrogen | QC | Dispatch-Import | EmissionsCost | 0 | [6 empty] | 0.70259 | 0
LCP_Inputs_ON_Electric_2023_04_03 | 2029 | H2 Import - WC | Import | Hydrogen | QC | Dispatch-Import | FuelCost | 0 | [6 empty] | 0.70259 | 0
LCP_Inputs_ON_Electric_2023_04_03 | 2029 | H2 Import - WC | Import | Hydrogen | QC | Dispatch-Import | VOM | 0 | [6 empty] | 0.70259 | 0
LCP_Inputs_ON_Electric_2023_04_03 | 2029 | H2 Import - WC | Import | Hydrogen | WC | Dispatch-Import | EmissionsCost | 0 | [6 empty] | 0.70259 | 0
LCP_Inputs_ON_Electric_2023_04_03 | 2029 | H2 Import - WC | Import | Hydrogen | WC | Dispatch-Import | FuelCost | 0 | [6 empty] | 0.70259 | 0
LCP_Inputs_ON_Electric_2023_04_03 | 2029 | H2 Import - WC | Import | Hydrogen | WC | Dispatch-Import | VOM | 0 | [6 empty] | 0.70259 | 0
LCP_Inputs_ON_Electric_2023_04_03 | 2029 | H2 Salt Cavern Storage - ON | Storage | Hydrogen | MI | Dispatch-Storage | EmissionsCost | 0 | [6 empty] | 0.70259 | 0
LCP_Inputs_ON_Electric_2023_04_03 | 2029 | H2 Salt Cavern Storage - ON | Storage | Hydrogen | MI | Dispatch-Storage | FuelCost | 0 | [6 empty] | 0.70259 | 0
LCP_Inputs_ON_Electric_2023_04_03 | 2029 | H2 Salt Cavern Storage - ON | Storage | Hydrogen | MI | Dispatch-Storage | VOM | 0 | [6 empty] | 0.70259 | 0
LCP_Inputs_ON_Electric_2023_04_03 | 2029 | H2 Salt Cavern Storage - ON | Storage | Hydrogen | NY | Dispatch-Storage | EmissionsCost | 0 | [6 empty] | 0.70259 | 0
LCP_Inputs_ON_Electric_2023_04_03 | 2029 | H2 Salt Cavern Storage - ON | Storage | Hydrogen | NY | Dispatch-Storage | FuelCost | 0 | [6 empty] | 0.70259 | 0
LCP_Inputs_ON_Electric_2023_04_03 | 2029 | H2 Salt Cavern Storage - ON | Storage | Hydrogen | NY | Dispatch-Storage | VOM | 0 | [6 empty] | 0.70259 | 0
LCP_Inputs_ON_Electric_2023_04_03 | 2029 | H2 Salt Cavern Storage - ON | Storage | Hydrogen | ON | Dispatch-Storage | EmissionsCost | 0 | [6 empty] | 0.70259 | 0
LCP_Inputs_ON_Electric_2023_04_03 | 2029 | H2 Salt Cavern Storage - ON | Storage | Hydrogen | ON | Dispatch-Storage | FuelCost | 0 | [6 empty] | 0.70259 | 0
LCP_Inputs_ON_Electric_2023_04_03 | 2029 | H2 Salt Cavern Storage - ON | Storage | Hydrogen | ON | Dispatch-Storage | VOM | 0 | [6 empty] | 0.70259 | 0
LCP_Inputs_ON_Electric_2023_04_03 | 2029 | H2 Salt Cavern Storage - ON | Storage | Hydrogen | PJ | Dispatch-Storage | EmissionsCost | 0 | [6 empty] | 0.70259 | 0
LCP_Inputs_ON_Electric_2023_04_03 | 2029 | H2 Salt Cavern Storage - ON | Storage | Hydrogen | PJ | Dispatch-Storage | FuelCost | 0 | [6 empty] | 0.70259 | 0
LCP_Inputs_ON_Electric_2023_04_03 | 2029 | H2 Salt Cavern Storage - ON | Storage | Hydrogen | PJ | Dispatch-Storage | VOM | 0 | [6 empty] | 0.70259 | 0
LCP_Inputs_ON_Electric_2023_04_03 | 2029 | H2 Salt Cavern Storage - ON | Storage | Hydrogen | QC | Dispatch-Storage | EmissionsCost | 0 | [6 empty] | 0.70259 | 0
LCP_Inputs_ON_Electric_2023_04_03 | 2029 | H2 Salt Cavern Storage - ON | Storage | Hydrogen | QC | Dispatch-Storage | FuelCost | 0 | [6 empty] | 0.70259 | 0
LCP_Inputs_ON_Electric_2023_04_03 | 2029 | H2 Salt Cavern Storage - ON | Storage | Hydrogen | QC | Dispatch-Storage | VOM | 0 | [6 empty] | 0.70259 | 0
LCP_Inputs_ON_Electric_2023_04_03 | 2029 | H2 Salt Cavern Storage - ON | Storage | Hydrogen | WC | Dispatch-Storage | EmissionsCost | 0 | [6 empty] | 0.70259 | 0
LCP_Inputs_ON_Electric_2023_04_03 | 2029 | H2 Salt Cavern Storage - ON | Storage | Hydrogen | WC | Dispatch-Storage | FuelCost | 0 | [6 empty] | 0.70259 | 0
LCP_Inputs_ON_Electric_2023_04_03 | 2029 | H2 Salt Cavern Storage - ON | Storage | Hydrogen | WC | Dispatch-Storage | VOM | 0 | [6 empty] | 0.70259 | 0
LCP_Inputs_ON_Electric_2023_04_03 | 2029 | Hydro | Generation | Electricity | MI | Dispatch-Generation | EmissionsCost | 0 | [6 empty] | 0.70259 | 0
LCP_Inputs_ON_Electric_2023_04_03 | 2029 | Hydro | Generation | Electricity | MI | Dispatch-Generation | FuelCost | 0 | [6 empty] | 0.70259 | 0
LCP_Inputs_ON_Electric_2023_04_03 | 2029 | Hydro | Generation | Electricity | MI | Dispatch-Generation | VOM | 0 | [6 empty] | 0.70259 | 0
LCP_Inputs_ON_Electric_2023_04_03 | 2029 | Hydro | Generation | Electricity | NY | Dispatch-Generation | EmissionsCost | 0 | [6 empty] | 0.70259 | 0
LCP_Inputs_ON_Electric_2023_04_03 | 2029 | Hydro | Generation | Electricity | NY | Dispatch-Generation | FuelCost | 0 | [6 empty] | 0.70259 | 0
LCP_Inputs_ON_Electric_2023_04_03 | 2029 | Hydro | Generation | Electricity | NY | Dispatch-Generation | VOM | 0 | [6 empty] | 0.70259 | 0
LCP_Inputs_ON_Electric_2023_04_03 | 2029 | Hydro | Generation | Electricity | ON | Dispatch-Generation | EmissionsCost | 0 | [6 empty] | 0.70259 | 0
LCP_Inputs_ON_Electric_2023_04_03 | 2029 | Hydro | Generation | Electricity | ON | Dispatch-Generation | FuelCost | 0 | [6 empty] | 0.70259 | 0
LCP_Inputs_ON_Electric_2023_04_03 | 2029 | Hydro | Generation | Electricity | ON | Dispatch-Generation | VOM | 0 | [6 empty] | 0.70259 | 0
LCP_Inputs_ON_Electric_2023_04_03 | 2029 | Hydro | Generation | Electricity | PJ | Dispatch-Generation | EmissionsCost | 0 | [6 empty] | 0.70259 | 0
LCP_Inputs_ON_Electric_2023_04_03 | 2029 | Hydro | Generation | Electricity | PJ | Dispatch-Generation | FuelCost | 0 | [6 empty] | 0.70259 | 0
LCP_Inputs_ON_Electric_2023_04_03 | 2029 | Hydro | Generation | Electricity | PJ | Dispatch-Generation | VOM | 0 | [6 empty] | 0.70259 | 0
LCP_Inputs_ON_Electric_2023_04_03 | 2029 | Hydro | Generation | Electricity | QC | Dispatch-Generation | EmissionsCost | 0 | [6 empty] | 0.70259 | 0
LCP_Inputs_ON_Electric_2023_04_03 | 2029 | Hydro | Generation | Electricity | QC | Dispatch-Generation | FuelCost | 0 | [6 empty] | 0.70259 | 0
LCP_Inputs_ON_Electric_2023_04_03 | 2029 | Hydro | Generation | Electricity | QC | Dispatch-Generation | VOM | 0 | [6 empty] | 0.70259 | 0
LCP_Inputs_ON_Electric_2023_04_03 | 2029 | Hydro | Generation | Electricity | WC | Dispatch-Generation | EmissionsCost | 0 | [6 empty] | 0.70259 | 0
LCP_Inputs_ON_Electric_2023_04_03 | 2029 | Hydro | Generation | Electricity | WC | Dispatch-Generation | FuelCost | 0 | [6 empty] | 0.70259 | 0
LCP_Inputs_ON_Electric_2023_04_03 | 2029 | Hydro | Generation | Electricity | WC | Dispatch-Generation | VOM | 0 | [6 empty] | 0.70259 | 0
LCP_Inputs_ON_Electric_2023_04_03 | 2029 | Hydro Pumped Storage | Storage | Electricity | MI | Dispatch-Storage | EmissionsCost | 0 | [6 empty] | 0.70259 | 0
LCP_Inputs_ON_Electric_2023_04_03 | 2029 | Hydro Pumped Storage | Storage | Electricity | MI | Dispatch-Storage | FuelCost | 0 | [6 empty] | 0.70259 | 0
LCP_Inputs_ON_Electric_2023_04_03 | 2029 | Hydro Pumped Storage | Storage | Electricity | MI | Dispatch-Storage | VOM | 0 | [6 empty] | 0.70259 | 0
LCP_Inputs_ON_Electric_2023_04_03 | 2029 | Hydro Pumped Storage | Storage | Electricity | NY | Dispatch-Storage | EmissionsCost | 0 | [6 empty] | 0.70259 | 0
LCP_Inputs_ON_Electric_2023_04_03 | 2029 | Hydro Pumped Storage | Storage | Electricity | NY | Dispatch-Storage | FuelCost | 0 | [6 empty] | 0.70259 | 0
LCP_Inputs_ON_Electric_2023_04_03 | 2029 | Hydro Pumped Storage | Storage | Electricity | NY | Dispatch-Storage | VOM | 0 | [6 empty] | 0.70259 | 0
LCP_Inputs_ON_Electric_2023_04_03 | 2029 | Hydro Pumped Storage | Storage | Electricity | ON | Dispatch-Storage | EmissionsCost | 0 | [6 empty] | 0.70259 | 0
LCP_Inputs_ON_Electric_2023_04_03 | 2029 | Hydro Pumped Storage | Storage | Electricity | ON | Dispatch-Storage | FuelCost | 0 | [6 empty] | 0.70259 | 0
LCP_Inputs_ON_Electric_2023_04_03 | 2029 | Hydro Pumped Storage | Storage | Electricity | ON | Dispatch-Storage | VOM | 0 | [6 empty] | 0.70259 | 0
LCP_Inputs_ON_Electric_2023_04_03 | 2029 | Hydro Pumped Storage | Storage | Electricity | PJ | Dispatch-Storage | EmissionsCost | 0 | [6 empty] | 0.70259 | 0
LCP_Inputs_ON_Electric_2023_04_03 | 2029 | Hydro Pumped Storage | Storage | Electricity | PJ | Dispatch-Storage | FuelCost | 0 | [6 empty] | 0.70259 | 0
LCP_Inputs_ON_Electric_2023_04_03 | 2029 | Hydro Pumped Storage | Storage | Electricity | PJ | Dispatch-Storage | VOM | 0 | [6 empty] | 0.70259 | 0
LCP_Inputs_ON_Electric_2023_04_03 | 2029 | Hydro Pumped Storage | Storage | Electricity | QC | Dispatch-Storage | EmissionsCost | 0 | [6 empty] | 0.70259 | 0
LCP_Inputs_ON_Electric_2023_04_03 | 2029 | Hydro Pumped Storage | Storage | Electricity | QC | Dispatch-Storage | FuelCost | 0 | [6 empty] | 0.70259 | 0
LCP_Inputs_ON_Electric_2023_04_03 | 2029 | Hydro Pumped Storage | Storage | Electricity | QC | Dispatch-Storage | VOM | 0 | [6 empty] | 0.70259 | 0
LCP_Inputs_ON_Electric_2023_04_03 | 2029 | Hydro Pumped Storage | Storage | Electricity | WC | Dispatch-Storage | EmissionsCost | 0 | [6 empty] | 0.70259 | 0
LCP_Inputs_ON_Electric_2023_04_03 | 2029 | Hydro Pumped Storage | Storage | Electricity | WC | Dispatch-Storage | FuelCost | 0 | [6 empty] | 0.70259 | 0
LCP_Inputs_ON_Electric_2023_04_03 | 2029 | Hydro Pumped Storage | Storage | Electricity | WC | Dispatch-Storage | VOM | 0 | [6 empty] | 0.70259 | 0
LCP_Inputs_ON_Electric_2023_04_03 | 2029 | Nuclear | Generation | Electricity | MI | Dispatch-Generation | EmissionsCost | 0 | [6 empty] | 0.70259 | 0
LCP_Inputs_ON_Electric_2023_04_03 | 2029 | Nuclear | Generation | Electricity | MI | Dispatch-Generation | FuelCost | 0 | [6 empty] | 0.70259 | 0
LCP_Inputs_ON_Electric_2023_04_03 | 2029 | Nuclear | Generation | Electricity | MI | Dispatch-Generation | VOM | 3301336446.912 | [6 empty] | 0.70259 | 2319475197.2833
LCP_Inputs_ON_Electric_2023_04_03 | 2029 | Nuclear | Generation | Electricity | NY | Dispatch-Generation | EmissionsCost | 0 | [6 empty] | 0.70259 | 0
LCP_Inputs_ON_Electric_2023_04_03 | 2029 | Nuclear | Generation | Electricity | NY | Dispatch-Generation | FuelCost | 0 | [6 empty] | 0.70259 | 0
LCP_Inputs_ON_Electric_2023_04_03 | 2029 | Nuclear | Generation | Electricity | NY | Dispatch-Generation | VOM | 2246155230.144 | [6 empty] | 0.70259 | 1578118870.7502
LCP_Inputs_ON_Electric_2023_04_03 | 2029 | Nuclear | Generation | Electricity | ON | Dispatch-Generation | EmissionsCost | 0 | [6 empty] | 0.70259 | 0
LCP_Inputs_ON_Electric_2023_04_03 | 2029 | Nuclear | Generation | Electricity | ON | Dispatch-Generation | FuelCost | 0 | [6 empty] | 0.70259 | 0
LCP_Inputs_ON_Electric_2023_04_03 | 2029 | Nuclear | Generation | Electricity | ON | Dispatch-Generation | VOM | 8790266640.96 | [6 empty] | 0.70259 | 6175924744.1396
LCP_Inputs_ON_Electric_2023_04_03 | 2029 | Nuclear | Generation | Electricity | PJ | Dispatch-Generation | EmissionsCost | 0 | [6 empty] | 0.70259 | 0
LCP_Inputs_ON_Electric_2023_04_03 | 2029 | Nuclear | Generation | Electricity | PJ | Dispatch-Generation | FuelCost | 0 | [6 empty] | 0.70259 | 0
LCP_Inputs_ON_Electric_2023_04_03 | 2029 | Nuclear | Generation | Electricity | PJ | Dispatch-Generation | VOM | 9110487814.4448 | [6 empty] | 0.70259 | 6400907893.0815
LCP_Inputs_ON_Electric_2023_04_03 | 2029 | Nuclear | Generation | Electricity | QC | Dispatch-Generation | EmissionsCost | 0 | [6 empty] | 0.70259 | 0
LCP_Inputs_ON_Electric_2023_04_03 | 2029 | Nuclear | Generation | Electricity | QC | Dispatch-Generation | FuelCost | 0 | [6 empty] | 0.70259 | 0
LCP_Inputs_ON_Electric_2023_04_03 | 2029 | Nuclear | Generation | Electricity | QC | Dispatch-Generation | VOM | 0 | [6 empty] | 0.70259 | 0
LCP_Inputs_ON_Electric_2023_04_03 | 2029 | Nuclear | Generation | Electricity | WC | Dispatch-Generation | EmissionsCost | 0 | [6 empty] | 0.70259 | 0
LCP_Inputs_ON_Electric_2023_04_03 | 2029 | Nuclear | Generation | Electricity | WC | Dispatch-Generation | FuelCost | 0 | [6 empty] | 0.70259 | 0
LCP_Inputs_ON_Electric_2023_04_03 | 2029 | Nuclear | Generation | Electricity | WC | Dispatch-Generation | VOM | 0 | [6 empty] | 0.70259 | 0
LCP_Inputs_ON_Electric_2023_04_03 | 2029 | Nuclear SMR | Generation | Electricity | MI | Dispatch-Generation | EmissionsCost | 0 | [6 empty] | 0.70259 | 0
LCP_Inputs_ON_Electric_2023_04_03 | 2029 | Nuclear SMR | Generation | Electricity | MI | Dispatch-Generation | FuelCost | 0 | [6 empty] | 0.70259 | 0
LCP_Inputs_ON_Electric_2023_04_03 | 2029 | Nuclear SMR | Generation | Electricity | MI | Dispatch-Generation | VOM | 0 | [6 empty] | 0.70259 | 0
LCP_Inputs_ON_Electric_2023_04_03 | 2029 | Nuclear SMR | Generation | Electricity | NY | Dispatch-Generation | EmissionsCost | 0 | [6 empty] | 0.70259 | 0
LCP_Inputs_ON_Electric_2023_04_03 | 2029 | Nuclear SMR | Generation | Electricity | NY | Dispatch-Generation | FuelCost | 0 | [6 empty] | 0.70259 | 0
LCP_Inputs_ON_Electric_2023_04_03 | 2029 | Nuclear SMR | Generation | Electricity | NY | Dispatch-Generation | VOM | 0 | [6 empty] | 0.70259 | 0
LCP_Inputs_ON_Electric_2023_04_03 | 2029 | Nuclear SMR | Generation | Electricity | ON | Dispatch-Generation | EmissionsCost | 0 | [6 empty] | 0.70259 | 0
LCP_Inputs_ON_Electric_2023_04_03 | 2029 | Nuclear SMR | Generation | Electricity | ON | Dispatch-Generation | FuelCost | 0 | [6 empty] | 0.70259 | 0
LCP_Inputs_ON_Electric_2023_04_03 | 2029 | Nuclear SMR | Generation | Electricity | ON | Dispatch-Generation | VOM | 0 | [6 empty] | 0.70259 | 0
LCP_Inputs_ON_Electric_2023_04_03 | 2029 | Nuclear SMR | Generation | Electricity | PJ | Dispatch-Generation | EmissionsCost | 0 | [6 empty] | 0.70259 | 0
LCP_Inputs_ON_Electric_2023_04_03 | 2029 | Nuclear SMR | Generation | Electricity | PJ | Dispatch-Generation | FuelCost | 0 | [6 empty] | 0.70259 | 0
LCP_Inputs_ON_Electric_2023_04_03 | 2029 | Nuclear SMR | Generation | Electricity | PJ | Dispatch-Generation | VOM | 0 | [6 empty] | 0.70259 | 0
LCP_Inputs_ON_Electric_2023_04_03 | 2029 | Nuclear SMR | Generation | Electricity | QC | Dispatch-Generation | EmissionsCost | 0 | [6 empty] | 0.70259 | 0
LCP_Inputs_ON_Electric_2023_04_03 | 2029 | Nuclear SMR | Generation | Electricity | QC | Dispatch-Generation | FuelCost | 0 | [6 empty] | 0.70259 | 0
LCP_Inputs_ON_Electric_2023_04_03 | 2029 | Nuclear SMR | Generation | Electricity | QC | Dispatch-Generation | VOM | 0 | [6 empty] | 0.70259 | 0
LCP_Inputs_ON_Electric_2023_04_03 | 2029 | Nuclear SMR | Generation | Electricity | WC | Dispatch-Generation | EmissionsCost | 0 | [6 empty] | 0.70259 | 0
LCP_Inputs_ON_Electric_2023_04_03 | 2029 | Nuclear SMR | Generation | Electricity | WC | Dispatch-Generation | FuelCost | 0 | [6 empty] | 0.70259 | 0
LCP_Inputs_ON_Electric_2023_04_03 | 2029 | Nuclear SMR | Generation | Electricity | WC | Dispatch-Generation | VOM | 0 | [6 empty] | 0.70259 | 0
LCP_Inputs_ON_Electric_2023_04_03 | 2029 | O/CCGT - CH4 Existing | Crossload | Electricity | MI | Dispatch-Crossload | EmissionsCost | 0 | [6 empty] | 0.70259 | 0
LCP_Inputs_ON_Electric_2023_04_03 | 2029 | O/CCGT - CH4 Existing | Crossload | Electricity | MI | Dispatch-Crossload | FuelCost | 0 | [6 empty] | 0.70259 | 0
LCP_Inputs_ON_Electric_2023_04_03 | 2029 | O/CCGT - CH4 Existing | Crossload | Electricity | MI | Dispatch-Crossload | VOM | 0 | [6 empty] | 0.70259 | 0
LCP_Inputs_ON_Electric_2023_04_03 | 2029 | O/CCGT - CH4 Existing | Crossload | Electricity | NY | Dispatch-Crossload | EmissionsCost | 0 | [6 empty] | 0.70259 | 0
LCP_Inputs_ON_Electric_2023_04_03 | 2029 | O/CCGT - CH4 Existing | Crossload | Electricity | NY | Dispatch-Crossload | FuelCost | 0 | [6 empty] | 0.70259 | 0
LCP_Inputs_ON_Electric_2023_04_03 | 2029 | O/CCGT - CH4 Existing | Crossload | Electricity | NY | Dispatch-Crossload | VOM | 0 | [6 empty] | 0.70259 | 0
LCP_Inputs_ON_Electric_2023_04_03 | 2029 | O/CCGT - CH4 Existing | Crossload | Electricity | ON | Dispatch-Crossload | EmissionsCost | 0 | [6 empty] | 0.70259 | 0
LCP_Inputs_ON_Electric_2023_04_03 | 2029 | O/CCGT - CH4 Existing | Crossload | Electricity | ON | Dispatch-Crossload | FuelCost | 0 | [6 empty] | 0.70259 | 0
LCP_Inputs_ON_Electric_2023_04_03 | 2029 | O/CCGT - CH4 Existing | Crossload | Electricity | ON | Dispatch-Crossload | VOM | 0 | [6 empty] | 0.70259 | 0
LCP_Inputs_ON_Electric_2023_04_03 | 2029 | O/CCGT - CH4 Existing | Crossload | Electricity | PJ | Dispatch-Crossload | EmissionsCost | 0 | [6 empty] | 0.70259 | 0
LCP_Inputs_ON_Electric_2023_04_03 | 2029 | O/CCGT - CH4 Existing | Crossload | Electricity | PJ | Dispatch-Crossload | FuelCost | 0 | [6 empty] | 0.70259 | 0
LCP_Inputs_ON_Electric_2023_04_03 | 2029 | O/CCGT - CH4 Existing | Crossload | Electricity | PJ | Dispatch-Crossload | VOM | 0 | [6 empty] | 0.70259 | 0
LCP_Inputs_ON_Electric_2023_04_03 | 2029 | O/CCGT - CH4 Existing | Crossload | Electricity | QC | Dispatch-Crossload | EmissionsCost | 0 | [6 empty] | 0.70259 | 0
LCP_Inputs_ON_Electric_2023_04_03 | 2029 | O/CCGT - CH4 Existing | Crossload | Electricity | QC | Dispatch-Crossload | FuelCost | 0 | [6 empty] | 0.70259 | 0
LCP_Inputs_ON_Electric_2023_04_03 | 2029 | O/CCGT - CH4 Existing | Crossload | Electricity | QC | Dispatch-Crossload | VOM | 0 | [6 empty] | 0.70259 | 0
LCP_Inputs_ON_Electric_2023_04_03 | 2029 | O/CCGT - CH4 Existing | Crossload | Electricity | WC | Dispatch-Crossload | EmissionsCost | 0 | [6 empty] | 0.70259 | 0
LCP_Inputs_ON_Electric_2023_04_03 | 2029 | O/CCGT - CH4 Existing | Crossload | Electricity | WC | Dispatch-Crossload | FuelCost | 0 | [6 empty] | 0.70259 | 0
LCP_Inputs_ON_Electric_2023_04_03 | 2029 | O/CCGT - CH4 Existing | Crossload | Electricity | WC | Dispatch-Crossload | VOM | 0 | [6 empty] | 0.70259 | 0
LCP_Inputs_ON_Electric_2023_04_03 | 2029 | O/CCGT - CH4 New | Crossload | Electricity | MI | Dispatch-Crossload | EmissionsCost | 0 | [6 empty] | 0.70259 | 0
LCP_Inputs_ON_Electric_2023_04_03 | 2029 | O/CCGT - CH4 New | Crossload | Electricity | MI | Dispatch-Crossload | FuelCost | 0 | [6 empty] | 0.70259 | 0
LCP_Inputs_ON_Electric_2023_04_03 | 2029 | O/CCGT - CH4 New | Crossload | Electricity | MI | Dispatch-Crossload | VOM | 0 | [6 empty] | 0.70259 | 0
LCP_Inputs_ON_Electric_2023_04_03 | 2029 | O/CCGT - CH4 New | Crossload | Electricity | NY | Dispatch-Crossload | EmissionsCost | 0 | [6 empty] | 0.70259 | 0
LCP_Inputs_ON_Electric_2023_04_03 | 2029 | O/CCGT - CH4 New | Crossload | Electricity | NY | Dispatch-Crossload | FuelCost | 0 | [6 empty] | 0.70259 | 0
LCP_Inputs_ON_Electric_2023_04_03 | 2029 | O/CCGT - CH4 New | Crossload | Electricity | NY | Dispatch-Crossload | VOM | 0 | [6 empty] | 0.70259 | 0
LCP_Inputs_ON_Electric_2023_04_03 | 2029 | O/CCGT - CH4 New | Crossload | Electricity | ON | Dispatch-Crossload | EmissionsCost | 0 | [6 empty] | 0.70259 | 0
LCP_Inputs_ON_Electric_2023_04_03 | 2029 | O/CCGT - CH4 New | Crossload | Electricity | ON | Dispatch-Crossload | FuelCost | 0 | [6 empty] | 0.70259 | 0
LCP_Inputs_ON_Electric_2023_04_03 | 2029 | O/CCGT - CH4 New | Crossload | Electricity | ON | Dispatch-Crossload | VOM | 0 | [6 empty] | 0.70259 | 0
LCP_Inputs_ON_Electric_2023_04_03 | 2029 | O/CCGT - CH4 New | Crossload | Electricity | PJ | Dispatch-Crossload | EmissionsCost | 0 | [6 empty] | 0.70259 | 0
LCP_Inputs_ON_Electric_2023_04_03 | 2029 | O/CCGT - CH4 New | Crossload | Electricity | PJ | Dispatch-Crossload | FuelCost | 0 | [6 empty] | 0.70259 | 0
LCP_Inputs_ON_Electric_2023_04_03 | 2029 | O/CCGT - CH4 New | Crossload | Electricity | PJ | Dispatch-Crossload | VOM | 0 | [6 empty] | 0.70259 | 0
LCP_Inputs_ON_Electric_2023_04_03 | 2029 | O/CCGT - CH4 New | Crossload | Electricity | QC | Dispatch-Crossload | EmissionsCost | 0 | [6 empty] | 0.70259 | 0
LCP_Inputs_ON_Electric_2023_04_03 | 2029 | O/CCGT - CH4 New | Crossload | Electricity | QC | Dispatch-Crossload | FuelCost | 0 | [6 empty] | 0.70259 | 0
LCP_Inputs_ON_Electric_2023_04_03 | 2029 | O/CCGT - CH4 New | Crossload | Electricity | QC | Dispatch-Crossload | VOM | 0 | [6 empty] | 0.70259 | 0
LCP_Inputs_ON_Electric_2023_04_03 | 2029 | O/CCGT - CH4 New | Crossload | Electricity | WC | Dispatch-Crossload | EmissionsCost | 0 | [6 empty] | 0.70259 | 0
LCP_Inputs_ON_Electric_2023_04_03 | 2029 | O/CCGT - CH4 New | Crossload | Electricity | WC | Dispatch-Crossload | FuelCost | 0 | [6 empty] | 0.70259 | 0
LCP_Inputs_ON_Electric_2023_04_03 | 2029 | O/CCGT - CH4 New | Crossload | Electricity | WC | Dispatch-Crossload | VOM | 0 | [6 empty] | 0.70259 | 0
LCP_Inputs_ON_Electric_2023_04_03 | 2029 | O/CCGT - H2 New | Crossload | Electricity | MI | Dispatch-Crossload | EmissionsCost | 0 | [6 empty] | 0.70259 | 0
LCP_Inputs_ON_Electric_2023_04_03 | 2029 | O/CCGT - H2 New | Crossload | Electricity | MI | Dispatch-Crossload | FuelCost | 0 | [6 empty] | 0.70259 | 0
LCP_Inputs_ON_Electric_2023_04_03 | 2029 | O/CCGT - H2 New | Crossload | Electricity | MI | Dispatch-Crossload | VOM | 0 | [6 empty] | 0.70259 | 0
LCP_Inputs_ON_Electric_2023_04_03 | 2029 | O/CCGT - H2 New | Crossload | Electricity | NY | Dispatch-Crossload | EmissionsCost | 0 | [6 empty] | 0.70259 | 0
LCP_Inputs_ON_Electric_2023_04_03 | 2029 | O/CCGT - H2 New | Crossload | Electricity | NY | Dispatch-Crossload | FuelCost | 0 | [6 empty] | 0.70259 | 0
LCP_Inputs_ON_Electric_2023_04_03 | 2029 | O/CCGT - H2 New | Crossload | Electricity | NY | Dispatch-Crossload | VOM | 0 | [6 empty] | 0.70259 | 0
LCP_Inputs_ON_Electric_2023_04_03 | 2029 | O/CCGT - H2 New | Crossload | Electricity | ON | Dispatch-Crossload | EmissionsCost | 0 | [6 empty] | 0.70259 | 0
LCP_Inputs_ON_Electric_2023_04_03 | 2029 | O/CCGT - H2 New | Crossload | Electricity | ON | Dispatch-Crossload | FuelCost | 0 | [6 empty] | 0.70259 | 0
LCP_Inputs_ON_Electric_2023_04_03 | 2029 | O/CCGT - H2 New | Crossload | Electricity | ON | Dispatch-Crossload | VOM | 0 | [6 empty] | 0.70259 | 0
LCP_Inputs_ON_Electric_2023_04_03 | 2029 | O/CCGT - H2 New | Crossload | Electricity | PJ | Dispatch-Crossload | EmissionsCost | 0 | [6 empty] | 0.70259 | 0
LCP_Inputs_ON_Electric_2023_04_03 | 2029 | O/CCGT - H2 New | Crossload | Electricity | PJ | Dispatch-Crossload | FuelCost | 0 | [6 empty] | 0.70259 | 0
LCP_Inputs_ON_Electric_2023_04_03 | 2029 | O/CCGT - H2 New | Crossload | Electricity | PJ | Dispatch-Crossload | VOM | 0 | [6 empty] | 0.70259 | 0
LCP_Inputs_ON_Electric_2023_04_03 | 2029 | O/CCGT - H2 New | Crossload | Electricity | QC | Dispatch-Crossload | EmissionsCost | 0 | [6 empty] | 0.70259 | 0
LCP_Inputs_ON_Electric_2023_04_03 | 2029 | O/CCGT - H2 New | Crossload | Electricity | QC | Dispatch-Crossload | FuelCost | 0 | [6 empty] | 0.70259 | 0
LCP_Inputs_ON_Electric_2023_04_03 | 2029 | O/CCGT - H2 New | Crossload | Electricity | QC | Dispatch-Crossload | VOM | 0 | [6 empty] | 0.70259 | 0
LCP_Inputs_ON_Electric_2023_04_03 | 2029 | O/CCGT - H2 New | Crossload | Electricity | WC | Dispatch-Crossload | EmissionsCost | 0 | [6 empty] | 0.70259 | 0
LCP_Inputs_ON_Electric_2023_04_03 | 2029 | O/CCGT - H2 New | Crossload | Electricity | WC | Dispatch-Crossload | FuelCost | 0 | [6 empty] | 0.70259 | 0
LCP_Inputs_ON_Electric_2023_04_03 | 2029 | O/CCGT - H2 New | Crossload | Electricity | WC | Dispatch-Crossload | VOM | 0 | [6 empty] | 0.70259 | 0
LCP_Inputs_ON_Electric_2023_04_03 | 2029 | SMR CCS | Crossload | Hydrogen | MI | Dispatch-Crossload | EmissionsCost | 0 | [6 empty] | 0.70259 | 0
LCP_Inputs_ON_Electric_2023_04_03 | 2029 | SMR CCS | Crossload | Hydrogen | MI | Dispatch-Crossload | FuelCost | 0 | [6 empty] | 0.70259 | 0
LCP_Inputs_ON_Electric_2023_04_03 | 2029 | SMR CCS | Crossload | Hydrogen | MI | Dispatch-Crossload | VOM | 0 | [6 empty] | 0.70259 | 0
LCP_Inputs_ON_Electric_2023_04_03 | 2029 | SMR CCS | Crossload | Hydrogen | NY | Dispatch-Crossload | EmissionsCost | 0 | [6 empty] | 0.70259 | 0
LCP_Inputs_ON_Electric_2023_04_03 | 2029 | SMR CCS | Crossload | Hydrogen | NY | Dispatch-Crossload | FuelCost | 0 | [6 empty] | 0.70259 | 0
LCP_Inputs_ON_Electric_2023_04_03 | 2029 | SMR CCS | Crossload | Hydrogen | NY | Dispatch-Crossload | VOM | 0 | [6 empty] | 0.70259 | 0
LCP_Inputs_ON_Electric_2023_04_03 | 2029 | SMR CCS | Crossload | Hydrogen | ON | Dispatch-Crossload | EmissionsCost | 0 | [6 empty] | 0.70259 | 0
LCP_Inputs_ON_Electric_2023_04_03 | 2029 | SMR CCS | Crossload | Hydrogen | ON | Dispatch-Crossload | FuelCost | 0 | [6 empty] | 0.70259 | 0
LCP_Inputs_ON_Electric_2023_04_03 | 2029 | SMR CCS | Crossload | Hydrogen | ON | Dispatch-Crossload | VOM | 0 | [6 empty] | 0.70259 | 0
LCP_Inputs_ON_Electric_2023_04_03 | 2029 | SMR CCS | Crossload | Hydrogen | PJ | Dispatch-Crossload | EmissionsCost | 0 | [6 empty] | 0.70259 | 0
LCP_Inputs_ON_Electric_2023_04_03 | 2029 | SMR CCS | Crossload | Hydrogen | PJ | Dispatch-Crossload | FuelCost | 0 | [6 empty] | 0.70259 | 0
LCP_Inputs_ON_Electric_2023_04_03 | 2029 | SMR CCS | Crossload | Hydrogen | PJ | Dispatch-Crossload | VOM | 0 | [6 empty] | 0.70259 | 0
LCP_Inputs_ON_Electric_2023_04_03 | 2029 | SMR CCS | Crossload | Hydrogen | QC | Dispatch-Crossload | EmissionsCost | 0 | [6 empty] | 0.70259 | 0
LCP_Inputs_ON_Electric_2023_04_03 | 2029 | SMR CCS | Crossload | Hydrogen | QC | Dispatch-Crossload | FuelCost | 0 | [6 empty] | 0.70259 | 0
LCP_Inputs_ON_Electric_2023_04_03 | 2029 | SMR CCS | Crossload | Hydrogen | QC | Dispatch-Crossload | VOM | 0 | [6 empty] | 0.70259 | 0
LCP_Inputs_ON_Electric_2023_04_03 | 2029 | SMR CCS | Crossload | Hydrogen | WC | Dispatch-Crossload | EmissionsCost | 0 | [6 empty] | 0.70259 | 0
LCP_Inputs_ON_Electric_2023_04_03 | 2029 | SMR CCS | Crossload | Hydrogen | WC | Dispatch-Crossload | FuelCost | 0 | [6 empty] | 0.70259 | 0
LCP_Inputs_ON_Electric_2023_04_03 | 2029 | SMR CCS | Crossload | Hydrogen | WC | Dispatch-Crossload | VOM | 0 | [6 empty] | 0.70259 | 0
LCP_Inputs_ON_Electric_2023_04_03 | 2029 | Solar PV | Generation | Electricity | MI | Dispatch-Generation | EmissionsCost | 0 | [6 empty] | 0.70259 | 0
LCP_Inputs_ON_Electric_2023_04_03 | 2029 | Solar PV | Generation | Electricity | MI | Dispatch-Generation | FuelCost | 0 | [6 empty] | 0.70259 | 0
LCP_Inputs_ON_Electric_2023_04_03 | 2029 | Solar PV | Generation | Electricity | MI | Dispatch-Generation | VOM | 0 | [6 empty] | 0.70259 | 0
LCP_Inputs_ON_Electric_2023_04_03 | 2029 | Solar PV | Generation | Electricity | NY | Dispatch-Generation | EmissionsCost | 0 | [6 empty] | 0.70259 | 0
LCP_Inputs_ON_Electric_2023_04_03 | 2029 | Solar PV | Generation | Electricity | NY | Dispatch-Generation | FuelCost | 0 | [6 empty] | 0.70259 | 0
LCP_Inputs_ON_Electric_2023_04_03 | 2029 | Solar PV | Generation | Electricity | NY | Dispatch-Generation | VOM | 0 | [6 empty] | 0.70259 | 0
LCP_Inputs_ON_Electric_2023_04_03 | 2029 | Solar PV | Generation | Electricity | ON | Dispatch-Generation | EmissionsCost | 0 | [6 empty] | 0.70259 | 0
LCP_Inputs_ON_Electric_2023_04_03 | 2029 | Solar PV | Generation | Electricity | ON | Dispatch-Generation | FuelCost | 0 | [6 empty] | 0.70259 | 0
LCP_Inputs_ON_Electric_2023_04_03 | 2029 | Solar PV | Generation | Electricity | ON | Dispatch-Generation | VOM | 0 | [6 empty] | 0.70259 | 0
LCP_Inputs_ON_Electric_2023_04_03 | 2029 | Solar PV | Generation | Electricity | PJ | Dispatch-Generation | EmissionsCost | 0 | [6 empty] | 0.70259 | 0
LCP_Inputs_ON_Electric_2023_04_03 | 2029 | Solar PV | Generation | Electricity | PJ | Dispatch-Generation | FuelCost | 0 | [6 empty] | 0.70259 | 0
LCP_Inputs_ON_Electric_2023_04_03 | 2029 | Solar PV | Generation | Electricity | PJ | Dispatch-Generation | VOM | 0 | [6 empty] | 0.70259 | 0
LCP_Inputs_ON_Electric_2023_04_03 | 2029 | Solar PV | Generation | Electricity | QC | Dispatch-Generation | EmissionsCost | 0 | [6 empty] | 0.70259 | 0
LCP_Inputs_ON_Electric_2023_04_03 | 2029 | Solar PV | Generation | Electricity | QC | Dispatch-Generation | FuelCost | 0 | [6 empty] | 0.70259 | 0
LCP_Inputs_ON_Electric_2023_04_03 | 2029 | Solar PV | Generation | Electricity | QC | Dispatch-Generation | VOM | 0 | [6 empty] | 0.70259 | 0
LCP_Inputs_ON_Electric_2023_04_03 | 2029 | Solar PV | Generation | Electricity | WC | Dispatch-Generation | EmissionsCost | 0 | [6 empty] | 0.70259 | 0
LCP_Inputs_ON_Electric_2023_04_03 | 2029 | Solar PV | Generation | Electricity | WC | Dispatch-Generation | FuelCost | 0 | [6 empty] | 0.70259 | 0
LCP_Inputs_ON_Electric_2023_04_03 | 2029 | Solar PV | Generation | Electricity | WC | Dispatch-Generation | VOM | 0 | [6 empty] | 0.70259 | 0
LCP_Inputs_ON_Electric_2023_04_03 | 2029 | Wind Offshore | Generation | Electricity | MI | Dispatch-Generation | EmissionsCost | 0 | [6 empty] | 0.70259 | 0
LCP_Inputs_ON_Electric_2023_04_03 | 2029 | Wind Offshore | Generation | Electricity | MI | Dispatch-Generation | FuelCost | 0 | [6 empty] | 0.70259 | 0
LCP_Inputs_ON_Electric_2023_04_03 | 2029 | Wind Offshore | Generation | Electricity | MI | Dispatch-Generation | VOM | 0 | [6 empty] | 0.70259 | 0
LCP_Inputs_ON_Electric_2023_04_03 | 2029 | Wind Offshore | Generation | Electricity | NY | Dispatch-Generation | EmissionsCost | 0 | [6 empty] | 0.70259 | 0
LCP_Inputs_ON_Electric_2023_04_03 | 2029 | Wind Offshore | Generation | Electricity | NY | Dispatch-Generation | FuelCost | 0 | [6 empty] | 0.70259 | 0
LCP_Inputs_ON_Electric_2023_04_03 | 2029 | Wind Offshore | Generation | Electricity | NY | Dispatch-Generation | VOM | 0 | [6 empty] | 0.70259 | 0
LCP_Inputs_ON_Electric_2023_04_03 | 2029 | Wind Offshore | Generation | Electricity | ON | Dispatch-Generation | EmissionsCost | 0 | [6 empty] | 0.70259 | 0
LCP_Inputs_ON_Electric_2023_04_03 | 2029 | Wind Offshore | Generation | Electricity | ON | Dispatch-Generation | FuelCost | 0 | [6 empty] | 0.70259 | 0
LCP_Inputs_ON_Electric_2023_04_03 | 2029 | Wind Offshore | Generation | Electricity | ON | Dispatch-Generation | VOM | 0 | [6 empty] | 0.70259 | 0
LCP_Inputs_ON_Electric_2023_04_03 | 2029 | Wind Offshore | Generation | Electricity | PJ | Dispatch-Generation | EmissionsCost | 0 | [6 empty] | 0.70259 | 0
LCP_Inputs_ON_Electric_2023_04_03 | 2029 | Wind Offshore | Generation | Electricity | PJ | Dispatch-Generation | FuelCost | 0 | [6 empty] | 0.70259 | 0
LCP_Inputs_ON_Electric_2023_04_03 | 2029 | Wind Offshore | Generation | Electricity | PJ | Dispatch-Generation | VOM | 0 | [6 empty] | 0.70259 | 0
LCP_Inputs_ON_Electric_2023_04_03 | 2029 | Wind Offshore | Generation | Electricity | QC | Dispatch-Generation | EmissionsCost | 0 | [6 empty] | 0.70259 | 0
LCP_Inputs_ON_Electric_2023_04_03 | 2029 | Wind Offshore | Generation | Electricity | QC | Dispatch-Generation | FuelCost | 0 | [6 empty] | 0.70259 | 0
LCP_Inputs_ON_Electric_2023_04_03 | 2029 | Wind Offshore | Generation | Electricity | QC | Dispatch-Generation | VOM | 0 | [6 empty] | 0.70259 | 0
LCP_Inputs_ON_Electric_2023_04_03 | 2029 | Wind Offshore | Generation | Electricity | WC | Dispatch-Generation | EmissionsCost | 0 | [6 empty] | 0.70259 | 0
LCP_Inputs_ON_Electric_2023_04_03 | 2029 | Wind Offshore | Generation | Electricity | WC | Dispatch-Generation | FuelCost | 0 | [6 empty] | 0.70259 | 0
LCP_Inputs_ON_Electric_2023_04_03 | 2029 | Wind Offshore | Generation | Electricity | WC | Dispatch-Generation | VOM | 0 | [6 empty] | 0.70259 | 0
LCP_Inputs_ON_Electric_2023_04_03 | 2029 | Wind Onshore | Generation | Electricity | MI | Dispatch-Generation | EmissionsCost | 0 | [6 empty] | 0.70259 | 0
LCP_Inputs_ON_Electric_2023_04_03 | 2029 | Wind Onshore | Generation | Electricity | MI | Dispatch-Generation | FuelCost | 0 | [6 empty] | 0.70259 | 0
LCP_Inputs_ON_Electric_2023_04_03 | 2029 | Wind Onshore | Generation | Electricity | MI | Dispatch-Generation | VOM | 0 | [6 empty] | 0.70259 | 0
LCP_Inputs_ON_Electric_2023_04_03 | 2029 | Wind Onshore | Generation | Electricity | NY | Dispatch-Generation | EmissionsCost | 0 | [6 empty] | 0.70259 | 0
LCP_Inputs_ON_Electric_2023_04_03 | 2029 | Wind Onshore | Generation | Electricity | NY | Dispatch-Generation | FuelCost | 0 | [6 empty] | 0.70259 | 0
LCP_Inputs_ON_Electric_2023_04_03 | 2029 | Wind Onshore | Generation | Electricity | NY | Dispatch-Generation | VOM | 0 | [6 empty] | 0.70259 | 0
LCP_Inputs_ON_Electric_2023_04_03 | 2029 | Wind Onshore | Generation | Electricity | ON | Dispatch-Generation | EmissionsCost | 0 | [6 empty] | 0.70259 | 0
LCP_Inputs_ON_Electric_2023_04_03 | 2029 | Wind Onshore | Generation | Electricity | ON | Dispatch-Generation | FuelCost | 0 | [6 empty] | 0.70259 | 0
LCP_Inputs_ON_Electric_2023_04_03 | 2029 | Wind Onshore | Generation | Electricity | ON | Dispatch-Generation | VOM | 0 | [6 empty] | 0.70259 | 0
LCP_Inputs_ON_Electric_2023_04_03 | 2029 | Wind Onshore | Generation | Electricity | PJ | Dispatch-Generation | EmissionsCost | 0 | [6 empty] | 0.70259 | 0
LCP_Inputs_ON_Electric_2023_04_03 | 2029 | Wind Onshore | Generation | Electricity | PJ | Dispatch-Generation | FuelCost | 0 | [6 empty] | 0.70259 | 0
LCP_Inputs_ON_Electric_2023_04_03 | 2029 | Wind Onshore | Generation | Electricity | PJ | Dispatch-Generation | VOM | 0 | [6 empty] | 0.70259 | 0
LCP_Inputs_ON_Electric_2023_04_03 | 2029 | Wind Onshore | Generation | Electricity | QC | Dispatch-Generation | EmissionsCost | 0 | [6 empty] | 0.70259 | 0
LCP_Inputs_ON_Electric_2023_04_03 | 2029 | Wind Onshore | Generation | Electricity | QC | Dispatch-Generation | FuelCost | 0 | [6 empty] | 0.70259 | 0
LCP_Inputs_ON_Electric_2023_04_03 | 2029 | Wind Onshore | Generation | Electricity | QC | Dispatch-Generation | VOM | 0 | [6 empty] | 0.70259 | 0
LCP_Inputs_ON_Electric_2023_04_03 | 2029 | Wind Onshore | Generation | Electricity | WC | Dispatch-Generation | EmissionsCost | 0 | [6 empty] | 0.70259 | 0
LCP_Inputs_ON_Electric_2023_04_03 | 2029 | Wind Onshore | Generation | Electricity | WC | Dispatch-Generation | FuelCost | 0 | [6 empty] | 0.70259 | 0
LCP_Inputs_ON_Electric_2023_04_03 | 2029 | Wind Onshore | Generation | Electricity | WC | Dispatch-Generation | VOM | 0 | [6 empty] | 0.70259 | 0
LCP_Inputs_ON_Electric_2023_04_03 | 2030 | Anaerobic Digestion | Generation | Methane | MI | Dispatch-Generation | EmissionsCost | 0 | [6 empty] | 0.67556 | 0
LCP_Inputs_ON_Electric_2023_04_03 | 2030 | Anaerobic Digestion | Generation | Methane | MI | Dispatch-Generation | FuelCost | 0 | [6 empty] | 0.67556 | 0
LCP_Inputs_ON_Electric_2023_04_03 | 2030 | Anaerobic Digestion | Generation | Methane | MI | Dispatch-Generation | VOM | 0 | [6 empty] | 0.67556 | 0
LCP_Inputs_ON_Electric_2023_04_03 | 2030 | Anaerobic Digestion | Generation | Methane | NY | Dispatch-Generation | EmissionsCost | 0 | [6 empty] | 0.67556 | 0
LCP_Inputs_ON_Electric_2023_04_03 | 2030 | Anaerobic Digestion | Generation | Methane | NY | Dispatch-Generation | FuelCost | 0 | [6 empty] | 0.67556 | 0
LCP_Inputs_ON_Electric_2023_04_03 | 2030 | Anaerobic Digestion | Generation | Methane | NY | Dispatch-Generation | VOM | 0 | [6 empty] | 0.67556 | 0
LCP_Inputs_ON_Electric_2023_04_03 | 2030 | Anaerobic Digestion | Generation | Methane | ON | Dispatch-Generation | EmissionsCost | 0 | [6 empty] | 0.67556 | 0
LCP_Inputs_ON_Electric_2023_04_03 | 2030 | Anaerobic Digestion | Generation | Methane | ON | Dispatch-Generation | FuelCost | 0 | [6 empty] | 0.67556 | 0
LCP_Inputs_ON_Electric_2023_04_03 | 2030 | Anaerobic Digestion | Generation | Methane | ON | Dispatch-Generation | VOM | 0 | [6 empty] | 0.67556 | 0
LCP_Inputs_ON_Electric_2023_04_03 | 2030 | Anaerobic Digestion | Generation | Methane | PJ | Dispatch-Generation | EmissionsCost | 0 | [6 empty] | 0.67556 | 0
LCP_Inputs_ON_Electric_2023_04_03 | 2030 | Anaerobic Digestion | Generation | Methane | PJ | Dispatch-Generation | FuelCost | 0 | [6 empty] | 0.67556 | 0
LCP_Inputs_ON_Electric_2023_04_03 | 2030 | Anaerobic Digestion | Generation | Methane | PJ | Dispatch-Generation | VOM | 0 | [6 empty] | 0.67556 | 0
LCP_Inputs_ON_Electric_2023_04_03 | 2030 | Anaerobic Digestion | Generation | Methane | QC | Dispatch-Generation | EmissionsCost | 0 | [6 empty] | 0.67556 | 0
LCP_Inputs_ON_Electric_2023_04_03 | 2030 | Anaerobic Digestion | Generation | Methane | QC | Dispatch-Generation | FuelCost | 0 | [6 empty] | 0.67556 | 0
LCP_Inputs_ON_Electric_2023_04_03 | 2030 | Anaerobic Digestion | Generation | Methane | QC | Dispatch-Generation | VOM | 0 | [6 empty] | 0.67556 | 0
LCP_Inputs_ON_Electric_2023_04_03 | 2030 | Anaerobic Digestion | Generation | Methane | WC | Dispatch-Generation | EmissionsCost | 0 | [6 empty] | 0.67556 | 0
LCP_Inputs_ON_Electric_2023_04_03 | 2030 | Anaerobic Digestion | Generation | Methane | WC | Dispatch-Generation | FuelCost | 0 | [6 empty] | 0.67556 | 0
LCP_Inputs_ON_Electric_2023_04_03 | 2030 | Anaerobic Digestion | Generation | Methane | WC | Dispatch-Generation | VOM | 0 | [6 empty] | 0.67556 | 0
LCP_Inputs_ON_Electric_2023_04_03 | 2030 | Battery Storage | Storage | Electricity | MI | Dispatch-Storage | EmissionsCost | 0 | [6 empty] | 0.67556 | 0
LCP_Inputs_ON_Electric_2023_04_03 | 2030 | Battery Storage | Storage | Electricity | MI | Dispatch-Storage | FuelCost | 0 | [6 empty] | 0.67556 | 0
LCP_Inputs_ON_Electric_2023_04_03 | 2030 | Battery Storage | Storage | Electricity | MI | Dispatch-Storage | VOM | 0 | [6 empty] | 0.67556 | 0
LCP_Inputs_ON_Electric_2023_04_03 | 2030 | Battery Storage | Storage | Electricity | NY | Dispatch-Storage | EmissionsCost | 0 | [6 empty] | 0.67556 | 0
LCP_Inputs_ON_Electric_2023_04_03 | 2030 | Battery Storage | Storage | Electricity | NY | Dispatch-Storage | FuelCost | 0 | [6 empty] | 0.67556 | 0
LCP_Inputs_ON_Electric_2023_04_03 | 2030 | Battery Storage | Storage | Electricity | NY | Dispatch-Storage | VOM | 0 | [6 empty] | 0.67556 | 0
LCP_Inputs_ON_Electric_2023_04_03 | 2030 | Battery Storage | Storage | Electricity | ON | Dispatch-Storage | EmissionsCost | 0 | [6 empty] | 0.67556 | 0
LCP_Inputs_ON_Electric_2023_04_03 | 2030 | Battery Storage | Storage | Electricity | ON | Dispatch-Storage | FuelCost | 0 | [6 empty] | 0.67556 | 0
LCP_Inputs_ON_Electric_2023_04_03 | 2030 | Battery Storage | Storage | Electricity | ON | Dispatch-Storage | VOM | 0 | [6 empty] | 0.67556 | 0
LCP_Inputs_ON_Electric_2023_04_03 | 2030 | Battery Storage | Storage | Electricity | PJ | Dispatch-Storage | EmissionsCost | 0 | [6 empty] | 0.67556 | 0
LCP_Inputs_ON_Electric_2023_04_03 | 2030 | Battery Storage | Storage | Electricity | PJ | Dispatch-Storage | FuelCost | 0 | [6 empty] | 0.67556 | 0
LCP_Inputs_ON_Electric_2023_04_03 | 2030 | Battery Storage | Storage | Electricity | PJ | Dispatch-Storage | VOM | 0 | [6 empty] | 0.67556 | 0
LCP_Inputs_ON_Electric_2023_04_03 | 2030 | Battery Storage | Storage | Electricity | QC | Dispatch-Storage | EmissionsCost | 0 | [6 empty] | 0.67556 | 0
LCP_Inputs_ON_Electric_2023_04_03 | 2030 | Battery Storage | Storage | Electricity | QC | Dispatch-Storage | FuelCost | 0 | [6 empty] | 0.67556 | 0
LCP_Inputs_ON_Electric_2023_04_03 | 2030 | Battery Storage | Storage | Electricity | QC | Dispatch-Storage | VOM | 0 | [6 empty] | 0.67556 | 0
LCP_Inputs_ON_Electric_2023_04_03 | 2030 | Battery Storage | Storage | Electricity | WC | Dispatch-Storage | EmissionsCost | 0 | [6 empty] | 0.67556 | 0
LCP_Inputs_ON_Electric_2023_04_03 | 2030 | Battery Storage | Storage | Electricity | WC | Dispatch-Storage | FuelCost | 0 | [6 empty] | 0.67556 | 0
LCP_Inputs_ON_Electric_2023_04_03 | 2030 | Battery Storage | Storage | Electricity | WC | Dispatch-Storage | VOM | 0 | [6 empty] | 0.67556 | 0
LCP_Inputs_ON_Electric_2023_04_03 | 2030 | Biomass | Generation | Electricity | MI | Dispatch-Generation | EmissionsCost | 0 | [6 empty] | 0.67556 | 0
LCP_Inputs_ON_Electric_2023_04_03 | 2030 | Biomass | Generation | Electricity | MI | Dispatch-Generation | FuelCost | 0 | [6 empty] | 0.67556 | 0
LCP_Inputs_ON_Electric_2023_04_03 | 2030 | Biomass | Generation | Electricity | MI | Dispatch-Generation | VOM | 0 | [6 empty] | 0.67556 | 0
LCP_Inputs_ON_Electric_2023_04_03 | 2030 | Biomass | Generation | Electricity | NY | Dispatch-Generation | EmissionsCost | 0 | [6 empty] | 0.67556 | 0
LCP_Inputs_ON_Electric_2023_04_03 | 2030 | Biomass | Generation | Electricity | NY | Dispatch-Generation | FuelCost | 0 | [6 empty] | 0.67556 | 0
LCP_Inputs_ON_Electric_2023_04_03 | 2030 | Biomass | Generation | Electricity | NY | Dispatch-Generation | VOM | 0 | [6 empty] | 0.67556 | 0
LCP_Inputs_ON_Electric_2023_04_03 | 2030 | Biomass | Generation | Electricity | ON | Dispatch-Generation | EmissionsCost | 0 | [6 empty] | 0.67556 | 0
LCP_Inputs_ON_Electric_2023_04_03 | 2030 | Biomass | Generation | Electricity | ON | Dispatch-Generation | FuelCost | 2498962.9091 | [6 empty] | 0.67556 | 1688209.8006
LCP_Inputs_ON_Electric_2023_04_03 | 2030 | Biomass | Generation | Electricity | ON | Dispatch-Generation | VOM | 32070.024 | [6 empty] | 0.67556 | 21665.3591
LCP_Inputs_ON_Electric_2023_04_03 | 2030 | Biomass | Generation | Electricity | PJ | Dispatch-Generation | EmissionsCost | 0 | [6 empty] | 0.67556 | 0
LCP_Inputs_ON_Electric_2023_04_03 | 2030 | Biomass | Generation | Electricity | PJ | Dispatch-Generation | FuelCost | 0 | [6 empty] | 0.67556 | 0
LCP_Inputs_ON_Electric_2023_04_03 | 2030 | Biomass | Generation | Electricity | PJ | Dispatch-Generation | VOM | 0 | [6 empty] | 0.67556 | 0
LCP_Inputs_ON_Electric_2023_04_03 | 2030 | Biomass | Generation | Electricity | QC | Dispatch-Generation | EmissionsCost | 0 | [6 empty] | 0.67556 | 0
LCP_Inputs_ON_Electric_2023_04_03 | 2030 | Biomass | Generation | Electricity | QC | Dispatch-Generation | FuelCost | 449170.9091 | [6 empty] | 0.67556 | 303443.7719
LCP_Inputs_ON_Electric_2023_04_03 | 2030 | Biomass | Generation | Electricity | QC | Dispatch-Generation | VOM | 5764.36 | [6 empty] | 0.67556 | 3894.1951
LCP_Inputs_ON_Electric_2023_04_03 | 2030 | Biomass | Generation | Electricity | WC | Dispatch-Generation | EmissionsCost | 0 | [6 empty] | 0.67556 | 0
LCP_Inputs_ON_Electric_2023_04_03 | 2030 | Biomass | Generation | Electricity | WC | Dispatch-Generation | FuelCost | 0 | [6 empty] | 0.67556 | 0
LCP_Inputs_ON_Electric_2023_04_03 | 2030 | Biomass | Generation | Electricity | WC | Dispatch-Generation | VOM | 0 | [6 empty] | 0.67556 | 0
LCP_Inputs_ON_Electric_2023_04_03 | 2030 | Biomass + CCS | Generation | Electricity | MI | Dispatch-Generation | EmissionsCost | 0 | [6 empty] | 0.67556 | 0
LCP_Inputs_ON_Electric_2023_04_03 | 2030 | Biomass + CCS | Generation | Electricity | MI | Dispatch-Generation | FuelCost | 0 | [6 empty] | 0.67556 | 0
LCP_Inputs_ON_Electric_2023_04_03 | 2030 | Biomass + CCS | Generation | Electricity | MI | Dispatch-Generation | VOM | 0 | [6 empty] | 0.67556 | 0
LCP_Inputs_ON_Electric_2023_04_03 | 2030 | Biomass + CCS | Generation | Electricity | NY | Dispatch-Generation | EmissionsCost | 0 | [6 empty] | 0.67556 | 0
LCP_Inputs_ON_Electric_2023_04_03 | 2030 | Biomass + CCS | Generation | Electricity | NY | Dispatch-Generation | FuelCost | 0 | [6 empty] | 0.67556 | 0
LCP_Inputs_ON_Electric_2023_04_03 | 2030 | Biomass + CCS | Generation | Electricity | NY | Dispatch-Generation | VOM | 0 | [6 empty] | 0.67556 | 0
LCP_Inputs_ON_Electric_2023_04_03 | 2030 | Biomass + CCS | Generation | Electricity | ON | Dispatch-Generation | EmissionsCost | 0 | [6 empty] | 0.67556 | 0
LCP_Inputs_ON_Electric_2023_04_03 | 2030 | Biomass + CCS | Generation | Electricity | ON | Dispatch-Generation | FuelCost | 0 | [6 empty] | 0.67556 | 0
LCP_Inputs_ON_Electric_2023_04_03 | 2030 | Biomass + CCS | Generation | Electricity | ON | Dispatch-Generation | VOM | 0 | [6 empty] | 0.67556 | 0
LCP_Inputs_ON_Electric_2023_04_03 | 2030 | Biomass + CCS | Generation | Electricity | PJ | Dispatch-Generation | EmissionsCost | 0 | [6 empty] | 0.67556 | 0
LCP_Inputs_ON_Electric_2023_04_03 | 2030 | Biomass + CCS | Generation | Electricity | PJ | Dispatch-Generation | FuelCost | 0 | [6 empty] | 0.67556 | 0
LCP_Inputs_ON_Electric_2023_04_03 | 2030 | Biomass + CCS | Generation | Electricity | PJ | Dispatch-Generation | VOM | 0 | [6 empty] | 0.67556 | 0
LCP_Inputs_ON_Electric_2023_04_03 | 2030 | Biomass + CCS | Generation | Electricity | QC | Dispatch-Generation | EmissionsCost | 0 | [6 empty] | 0.67556 | 0
LCP_Inputs_ON_Electric_2023_04_03 | 2030 | Biomass + CCS | Generation | Electricity | QC | Dispatch-Generation | FuelCost | 0 | [6 empty] | 0.67556 | 0
LCP_Inputs_ON_Electric_2023_04_03 | 2030 | Biomass + CCS | Generation | Electricity | QC | Dispatch-Generation | VOM | 0 | [6 empty] | 0.67556 | 0
LCP_Inputs_ON_Electric_2023_04_03 | 2030 | Biomass + CCS | Generation | Electricity | WC | Dispatch-Generation | EmissionsCost | 0 | [6 empty] | 0.67556 | 0
LCP_Inputs_ON_Electric_2023_04_03 | 2030 | Biomass + CCS | Generation | Electricity | WC | Dispatch-Generation | FuelCost | 0 | [6 empty] | 0.67556 | 0
LCP_Inputs_ON_Electric_2023_04_03 | 2030 | Biomass + CCS | Generation | Electricity | WC | Dispatch-Generation | VOM | 0 | [6 empty] | 0.67556 | 0
LCP_Inputs_ON_Electric_2023_04_03 | 2030 | CH4 + CCS | Generation | Methane | MI | Dispatch-Generation | EmissionsCost | 0 | [6 empty] | 0.67556 | 0
LCP_Inputs_ON_Electric_2023_04_03 | 2030 | CH4 + CCS | Generation | Methane | MI | Dispatch-Generation | FuelCost | 0 | [6 empty] | 0.67556 | 0
LCP_Inputs_ON_Electric_2023_04_03 | 2030 | CH4 + CCS | Generation | Methane | MI | Dispatch-Generation | VOM | 0 | [6 empty] | 0.67556 | 0
LCP_Inputs_ON_Electric_2023_04_03 | 2030 | CH4 + CCS | Generation | Methane | NY | Dispatch-Generation | EmissionsCost | 0 | [6 empty] | 0.67556 | 0
LCP_Inputs_ON_Electric_2023_04_03 | 2030 | CH4 + CCS | Generation | Methane | NY | Dispatch-Generation | FuelCost | 0 | [6 empty] | 0.67556 | 0
LCP_Inputs_ON_Electric_2023_04_03 | 2030 | CH4 + CCS | Generation | Methane | NY | Dispatch-Generation | VOM | 0 | [6 empty] | 0.67556 | 0
LCP_Inputs_ON_Electric_2023_04_03 | 2030 | CH4 + CCS | Generation | Methane | ON | Dispatch-Generation | EmissionsCost | 0 | [6 empty] | 0.67556 | 0
LCP_Inputs_ON_Electric_2023_04_03 | 2030 | CH4 + CCS | Generation | Methane | ON | Dispatch-Generation | FuelCost | 0 | [6 empty] | 0.67556 | 0
LCP_Inputs_ON_Electric_2023_04_03 | 2030 | CH4 + CCS | Generation | Methane | ON | Dispatch-Generation | VOM | 0 | [6 empty] | 0.67556 | 0
LCP_Inputs_ON_Electric_2023_04_03 | 2030 | CH4 + CCS | Generation | Methane | PJ | Dispatch-Generation | EmissionsCost | 0 | [6 empty] | 0.67556 | 0
LCP_Inputs_ON_Electric_2023_04_03 | 2030 | CH4 + CCS | Generation | Methane | PJ | Dispatch-Generation | FuelCost | 0 | [6 empty] | 0.67556 | 0
LCP_Inputs_ON_Electric_2023_04_03 | 2030 | CH4 + CCS | Generation | Methane | PJ | Dispatch-Generation | VOM | 0 | [6 empty] | 0.67556 | 0
LCP_Inputs_ON_Electric_2023_04_03 | 2030 | CH4 + CCS | Generation | Methane | QC | Dispatch-Generation | EmissionsCost | 0 | [6 empty] | 0.67556 | 0
LCP_Inputs_ON_Electric_2023_04_03 | 2030 | CH4 + CCS | Generation | Methane | QC | Dispatch-Generation | FuelCost | 0 | [6 empty] | 0.67556 | 0
LCP_Inputs_ON_Electric_2023_04_03 | 2030 | CH4 + CCS | Generation | Methane | QC | Dispatch-Generation | VOM | 0 | [6 empty] | 0.67556 | 0
LCP_Inputs_ON_Electric_2023_04_03 | 2030 | CH4 + CCS | Generation | Methane | WC | Dispatch-Generation | EmissionsCost | 0 | [6 empty] | 0.67556 | 0
LCP_Inputs_ON_Electric_2023_04_03 | 2030 | CH4 + CCS | Generation | Methane | WC | Dispatch-Generation | FuelCost | 0 | [6 empty] | 0.67556 | 0
LCP_Inputs_ON_Electric_2023_04_03 | 2030 | CH4 + CCS | Generation | Methane | WC | Dispatch-Generation | VOM | 0 | [6 empty] | 0.67556 | 0
LCP_Inputs_ON_Electric_2023_04_03 | 2030 | CH4 Import - NY 2020 | Import | Methane | MI | Dispatch-Import | EmissionsCost | 0 | [6 empty] | 0.67556 | 0
LCP_Inputs_ON_Electric_2023_04_03 | 2030 | CH4 Import - NY 2020 | Import | Methane | MI | Dispatch-Import | FuelCost | 0 | [6 empty] | 0.67556 | 0
LCP_Inputs_ON_Electric_2023_04_03 | 2030 | CH4 Import - NY 2020 | Import | Methane | MI | Dispatch-Import | VOM | 0 | [6 empty] | 0.67556 | 0
LCP_Inputs_ON_Electric_2023_04_03 | 2030 | CH4 Import - NY 2020 | Import | Methane | NY | Dispatch-Import | EmissionsCost | 0 | [6 empty] | 0.67556 | 0
LCP_Inputs_ON_Electric_2023_04_03 | 2030 | CH4 Import - NY 2020 | Import | Methane | NY | Dispatch-Import | FuelCost | 0 | [6 empty] | 0.67556 | 0
LCP_Inputs_ON_Electric_2023_04_03 | 2030 | CH4 Import - NY 2020 | Import | Methane | NY | Dispatch-Import | VOM | 0 | [6 empty] | 0.67556 | 0
LCP_Inputs_ON_Electric_2023_04_03 | 2030 | CH4 Import - NY 2020 | Import | Methane | ON | Dispatch-Import | EmissionsCost | 0 | [6 empty] | 0.67556 | 0
LCP_Inputs_ON_Electric_2023_04_03 | 2030 | CH4 Import - NY 2020 | Import | Methane | ON | Dispatch-Import | FuelCost | 0 | [6 empty] | 0.67556 | 0
LCP_Inputs_ON_Electric_2023_04_03 | 2030 | CH4 Import - NY 2020 | Import | Methane | ON | Dispatch-Import | VOM | 0 | [6 empty] | 0.67556 | 0
LCP_Inputs_ON_Electric_2023_04_03 | 2030 | CH4 Import - NY 2020 | Import | Methane | PJ | Dispatch-Import | EmissionsCost | 0 | [6 empty] | 0.67556 | 0
LCP_Inputs_ON_Electric_2023_04_03 | 2030 | CH4 Import - NY 2020 | Import | Methane | PJ | Dispatch-Import | FuelCost | 0 | [6 empty] | 0.67556 | 0
LCP_Inputs_ON_Electric_2023_04_03 | 2030 | CH4 Import - NY 2020 | Import | Methane | PJ | Dispatch-Import | VOM | 0 | [6 empty] | 0.67556 | 0
LCP_Inputs_ON_Electric_2023_04_03 | 2030 | CH4 Import - NY 2020 | Import | Methane | QC | Dispatch-Import | EmissionsCost | 0 | [6 empty] | 0.67556 | 0
LCP_Inputs_ON_Electric_2023_04_03 | 2030 | CH4 Import - NY 2020 | Import | Methane | QC | Dispatch-Import | FuelCost | 0 | [6 empty] | 0.67556 | 0
LCP_Inputs_ON_Electric_2023_04_03 | 2030 | CH4 Import - NY 2020 | Import | Methane | QC | Dispatch-Import | VOM | 0 | [6 empty] | 0.67556 | 0
LCP_Inputs_ON_Electric_2023_04_03 | 2030 | CH4 Import - NY 2020 | Import | Methane | WC | Dispatch-Import | EmissionsCost | 0 | [6 empty] | 0.67556 | 0
LCP_Inputs_ON_Electric_2023_04_03 | 2030 | CH4 Import - NY 2020 | Import | Methane | WC | Dispatch-Import | FuelCost | 0 | [6 empty] | 0.67556 | 0
LCP_Inputs_ON_Electric_2023_04_03 | 2030 | CH4 Import - NY 2020 | Import | Methane | WC | Dispatch-Import | VOM | 0 | [6 empty] | 0.67556 | 0
LCP_Inputs_ON_Electric_2023_04_03 | 2030 | CH4 Import - NY 2030 | Import | Methane | MI | Dispatch-Import | EmissionsCost | 0 | [6 empty] | 0.67556 | 0
LCP_Inputs_ON_Electric_2023_04_03 | 2030 | CH4 Import - NY 2030 | Import | Methane | MI | Dispatch-Import | FuelCost | 0 | [6 empty] | 0.67556 | 0
LCP_Inputs_ON_Electric_2023_04_03 | 2030 | CH4 Import - NY 2030 | Import | Methane | MI | Dispatch-Import | VOM | 0 | [6 empty] | 0.67556 | 0
LCP_Inputs_ON_Electric_2023_04_03 | 2030 | CH4 Import - NY 2030 | Import | Methane | NY | Dispatch-Import | EmissionsCost | 2371206202.7872 | [6 empty] | 0.67556 | 1601901947.5005
LCP_Inputs_ON_Electric_2023_04_03 | 2030 | CH4 Import - NY 2030 | Import | Methane | NY | Dispatch-Import | FuelCost | 644356120.8267 | [6 empty] | 0.67556 | 435303907.1941
LCP_Inputs_ON_Electric_2023_04_03 | 2030 | CH4 Import - NY 2030 | Import | Methane | NY | Dispatch-Import | VOM | 0 | [6 empty] | 0.67556 | 0
LCP_Inputs_ON_Electric_2023_04_03 | 2030 | CH4 Import - NY 2030 | Import | Methane | ON | Dispatch-Import | EmissionsCost | 0 | [6 empty] | 0.67556 | 0
LCP_Inputs_ON_Electric_2023_04_03 | 2030 | CH4 Import - NY 2030 | Import | Methane | ON | Dispatch-Import | FuelCost | 0 | [6 empty] | 0.67556 | 0
LCP_Inputs_ON_Electric_2023_04_03 | 2030 | CH4 Import - NY 2030 | Import | Methane | ON | Dispatch-Import | VOM | 0 | [6 empty] | 0.67556 | 0
LCP_Inputs_ON_Electric_2023_04_03 | 2030 | CH4 Import - NY 2030 | Import | Methane | PJ | Dispatch-Import | EmissionsCost | 0 | [6 empty] | 0.67556 | 0
LCP_Inputs_ON_Electric_2023_04_03 | 2030 | CH4 Import - NY 2030 | Import | Methane | PJ | Dispatch-Import | FuelCost | 0 | [6 empty] | 0.67556 | 0
LCP_Inputs_ON_Electric_2023_04_03 | 2030 | CH4 Import - NY 2030 | Import | Methane | PJ | Dispatch-Import | VOM | 0 | [6 empty] | 0.67556 | 0
LCP_Inputs_ON_Electric_2023_04_03 | 2030 | CH4 Import - NY 2030 | Import | Methane | QC | Dispatch-Import | EmissionsCost | 0 | [6 empty] | 0.67556 | 0
LCP_Inputs_ON_Electric_2023_04_03 | 2030 | CH4 Import - NY 2030 | Import | Methane | QC | Dispatch-Import | FuelCost | 0 | [6 empty] | 0.67556 | 0
LCP_Inputs_ON_Electric_2023_04_03 | 2030 | CH4 Import - NY 2030 | Import | Methane | QC | Dispatch-Import | VOM | 0 | [6 empty] | 0.67556 | 0
LCP_Inputs_ON_Electric_2023_04_03 | 2030 | CH4 Import - NY 2030 | Import | Methane | WC | Dispatch-Import | EmissionsCost | 0 | [6 empty] | 0.67556 | 0
LCP_Inputs_ON_Electric_2023_04_03 | 2030 | CH4 Import - NY 2030 | Import | Methane | WC | Dispatch-Import | FuelCost | 0 | [6 empty] | 0.67556 | 0
LCP_Inputs_ON_Electric_2023_04_03 | 2030 | CH4 Import - NY 2030 | Import | Methane | WC | Dispatch-Import | VOM | 0 | [6 empty] | 0.67556 | 0
LCP_Inputs_ON_Electric_2023_04_03 | 2030 | CH4 Import - NY 2040 | Import | Methane | MI | Dispatch-Import | EmissionsCost | 0 | [6 empty] | 0.67556 | 0
LCP_Inputs_ON_Electric_2023_04_03 | 2030 | CH4 Import - NY 2040 | Import | Methane | MI | Dispatch-Import | FuelCost | 0 | [6 empty] | 0.67556 | 0
LCP_Inputs_ON_Electric_2023_04_03 | 2030 | CH4 Import - NY 2040 | Import | Methane | MI | Dispatch-Import | VOM | 0 | [6 empty] | 0.67556 | 0
LCP_Inputs_ON_Electric_2023_04_03 | 2030 | CH4 Import - NY 2040 | Import | Methane | NY | Dispatch-Import | EmissionsCost | 0 | [6 empty] | 0.67556 | 0
LCP_Inputs_ON_Electric_2023_04_03 | 2030 | CH4 Import - NY 2040 | Import | Methane | NY | Dispatch-Import | FuelCost | 0 | [6 empty] | 0.67556 | 0
LCP_Inputs_ON_Electric_2023_04_03 | 2030 | CH4 Import - NY 2040 | Import | Methane | NY | Dispatch-Import | VOM | 0 | [6 empty] | 0.67556 | 0
LCP_Inputs_ON_Electric_2023_04_03 | 2030 | CH4 Import - NY 2040 | Import | Methane | ON | Dispatch-Import | EmissionsCost | 0 | [6 empty] | 0.67556 | 0
LCP_Inputs_ON_Electric_2023_04_03 | 2030 | CH4 Import - NY 2040 | Import | Methane | ON | Dispatch-Import | FuelCost | 0 | [6 empty] | 0.67556 | 0
LCP_Inputs_ON_Electric_2023_04_03 | 2030 | CH4 Import - NY 2040 | Import | Methane | ON | Dispatch-Import | VOM | 0 | [6 empty] | 0.67556 | 0
LCP_Inputs_ON_Electric_2023_04_03 | 2030 | CH4 Import - NY 2040 | Import | Methane | PJ | Dispatch-Import | EmissionsCost | 0 | [6 empty] | 0.67556 | 0
LCP_Inputs_ON_Electric_2023_04_03 | 2030 | CH4 Import - NY 2040 | Import | Methane | PJ | Dispatch-Import | FuelCost | 0 | [6 empty] | 0.67556 | 0
LCP_Inputs_ON_Electric_2023_04_03 | 2030 | CH4 Import - NY 2040 | Import | Methane | PJ | Dispatch-Import | VOM | 0 | [6 empty] | 0.67556 | 0
LCP_Inputs_ON_Electric_2023_04_03 | 2030 | CH4 Import - NY 2040 | Import | Methane | QC | Dispatch-Import | EmissionsCost | 0 | [6 empty] | 0.67556 | 0
LCP_Inputs_ON_Electric_2023_04_03 | 2030 | CH4 Import - NY 2040 | Import | Methane | QC | Dispatch-Import | FuelCost | 0 | [6 empty] | 0.67556 | 0
LCP_Inputs_ON_Electric_2023_04_03 | 2030 | CH4 Import - NY 2040 | Import | Methane | QC | Dispatch-Import | VOM | 0 | [6 empty] | 0.67556 | 0
LCP_Inputs_ON_Electric_2023_04_03 | 2030 | CH4 Import - NY 2040 | Import | Methane | WC | Dispatch-Import | EmissionsCost | 0 | [6 empty] | 0.67556 | 0
LCP_Inputs_ON_Electric_2023_04_03 | 2030 | CH4 Import - NY 2040 | Import | Methane | WC | Dispatch-Import | FuelCost | 0 | [6 empty] | 0.67556 | 0
LCP_Inputs_ON_Electric_2023_04_03 | 2030 | CH4 Import - NY 2040 | Import | Methane | WC | Dispatch-Import | VOM | 0 | [6 empty] | 0.67556 | 0
LCP_Inputs_ON_Electric_2023_04_03 | 2030 | CH4 Import - NY 2050 | Import | Methane | MI | Dispatch-Import | EmissionsCost | 0 | [6 empty] | 0.67556 | 0
LCP_Inputs_ON_Electric_2023_04_03 | 2030 | CH4 Import - NY 2050 | Import | Methane | MI | Dispatch-Import | FuelCost | 0 | [6 empty] | 0.67556 | 0
LCP_Inputs_ON_Electric_2023_04_03 | 2030 | CH4 Import - NY 2050 | Import | Methane | MI | Dispatch-Import | VOM | 0 | [6 empty] | 0.67556 | 0
LCP_Inputs_ON_Electric_2023_04_03 | 2030 | CH4 Import - NY 2050 | Import | Methane | NY | Dispatch-Import | EmissionsCost | 0 | [6 empty] | 0.67556 | 0
LCP_Inputs_ON_Electric_2023_04_03 | 2030 | CH4 Import - NY 2050 | Import | Methane | NY | Dispatch-Import | FuelCost | 0 | [6 empty] | 0.67556 | 0
LCP_Inputs_ON_Electric_2023_04_03 | 2030 | CH4 Import - NY 2050 | Import | Methane | NY | Dispatch-Import | VOM | 0 | [6 empty] | 0.67556 | 0
LCP_Inputs_ON_Electric_2023_04_03 | 2030 | CH4 Import - NY 2050 | Import | Methane | ON | Dispatch-Import | EmissionsCost | 0 | [6 empty] | 0.67556 | 0
LCP_Inputs_ON_Electric_2023_04_03 | 2030 | CH4 Import - NY 2050 | Import | Methane | ON | Dispatch-Import | FuelCost | 0 | [6 empty] | 0.67556 | 0
LCP_Inputs_ON_Electric_2023_04_03 | 2030 | CH4 Import - NY 2050 | Import | Methane | ON | Dispatch-Import | VOM | 0 | [6 empty] | 0.67556 | 0
LCP_Inputs_ON_Electric_2023_04_03 | 2030 | CH4 Import - NY 2050 | Import | Methane | PJ | Dispatch-Import | EmissionsCost | 0 | [6 empty] | 0.67556 | 0
LCP_Inputs_ON_Electric_2023_04_03 | 2030 | CH4 Import - NY 2050 | Import | Methane | PJ | Dispatch-Import | FuelCost | 0 | [6 empty] | 0.67556 | 0
LCP_Inputs_ON_Electric_2023_04_03 | 2030 | CH4 Import - NY 2050 | Import | Methane | PJ | Dispatch-Import | VOM | 0 | [6 empty] | 0.67556 | 0
LCP_Inputs_ON_Electric_2023_04_03 | 2030 | CH4 Import - NY 2050 | Import | Methane | QC | Dispatch-Import | EmissionsCost | 0 | [6 empty] | 0.67556 | 0
LCP_Inputs_ON_Electric_2023_04_03 | 2030 | CH4 Import - NY 2050 | Import | Methane | QC | Dispatch-Import | FuelCost | 0 | [6 empty] | 0.67556 | 0
LCP_Inputs_ON_Electric_2023_04_03 | 2030 | CH4 Import - NY 2050 | Import | Methane | QC | Dispatch-Import | VOM | 0 | [6 empty] | 0.67556 | 0
LCP_Inputs_ON_Electric_2023_04_03 | 2030 | CH4 Import - NY 2050 | Import | Methane | WC | Dispatch-Import | EmissionsCost | 0 | [6 empty] | 0.67556 | 0
LCP_Inputs_ON_Electric_2023_04_03 | 2030 | CH4 Import - NY 2050 | Import | Methane | WC | Dispatch-Import | FuelCost | 0 | [6 empty] | 0.67556 | 0
LCP_Inputs_ON_Electric_2023_04_03 | 2030 | CH4 Import - NY 2050 | Import | Methane | WC | Dispatch-Import | VOM | 0 | [6 empty] | 0.67556 | 0
LCP_Inputs_ON_Electric_2023_04_03 | 2030 | CH4 Import - WC 2020 | Import | Methane | MI | Dispatch-Import | EmissionsCost | 0 | [6 empty] | 0.67556 | 0
LCP_Inputs_ON_Electric_2023_04_03 | 2030 | CH4 Import - WC 2020 | Import | Methane | MI | Dispatch-Import | FuelCost | 0 | [6 empty] | 0.67556 | 0
LCP_Inputs_ON_Electric_2023_04_03 | 2030 | CH4 Import - WC 2020 | Import | Methane | MI | Dispatch-Import | VOM | 0 | [6 empty] | 0.67556 | 0
LCP_Inputs_ON_Electric_2023_04_03 | 2030 | CH4 Import - WC 2020 | Import | Methane | NY | Dispatch-Import | EmissionsCost | 0 | [6 empty] | 0.67556 | 0
LCP_Inputs_ON_Electric_2023_04_03 | 2030 | CH4 Import - WC 2020 | Import | Methane | NY | Dispatch-Import | FuelCost | 0 | [6 empty] | 0.67556 | 0
LCP_Inputs_ON_Electric_2023_04_03 | 2030 | CH4 Import - WC 2020 | Import | Methane | NY | Dispatch-Import | VOM | 0 | [6 empty] | 0.67556 | 0
LCP_Inputs_ON_Electric_2023_04_03 | 2030 | CH4 Import - WC 2020 | Import | Methane | ON | Dispatch-Import | EmissionsCost | 0 | [6 empty] | 0.67556 | 0
LCP_Inputs_ON_Electric_2023_04_03 | 2030 | CH4 Import - WC 2020 | Import | Methane | ON | Dispatch-Import | FuelCost | 0 | [6 empty] | 0.67556 | 0
LCP_Inputs_ON_Electric_2023_04_03 | 2030 | CH4 Import - WC 2020 | Import | Methane | ON | Dispatch-Import | VOM | 0 | [6 empty] | 0.67556 | 0
LCP_Inputs_ON_Electric_2023_04_03 | 2030 | CH4 Import - WC 2020 | Import | Methane | PJ | Dispatch-Import | EmissionsCost | 0 | [6 empty] | 0.67556 | 0
LCP_Inputs_ON_Electric_2023_04_03 | 2030 | CH4 Import - WC 2020 | Import | Methane | PJ | Dispatch-Import | FuelCost | 0 | [6 empty] | 0.67556 | 0
LCP_Inputs_ON_Electric_2023_04_03 | 2030 | CH4 Import - WC 2020 | Import | Methane | PJ | Dispatch-Import | VOM | 0 | [6 empty] | 0.67556 | 0
LCP_Inputs_ON_Electric_2023_04_03 | 2030 | CH4 Import - WC 2020 | Import | Methane | QC | Dispatch-Import | EmissionsCost | 0 | [6 empty] | 0.67556 | 0
LCP_Inputs_ON_Electric_2023_04_03 | 2030 | CH4 Import - WC 2020 | Import | Methane | QC | Dispatch-Import | FuelCost | 0 | [6 empty] | 0.67556 | 0
LCP_Inputs_ON_Electric_2023_04_03 | 2030 | CH4 Import - WC 2020 | Import | Methane | QC | Dispatch-Import | VOM | 0 | [6 empty] | 0.67556 | 0
LCP_Inputs_ON_Electric_2023_04_03 | 2030 | CH4 Import - WC 2020 | Import | Methane | WC | Dispatch-Import | EmissionsCost | 0 | [6 empty] | 0.67556 | 0
LCP_Inputs_ON_Electric_2023_04_03 | 2030 | CH4 Import - WC 2020 | Import | Methane | WC | Dispatch-Import | FuelCost | 0 | [6 empty] | 0.67556 | 0
LCP_Inputs_ON_Electric_2023_04_03 | 2030 | CH4 Import - WC 2020 | Import | Methane | WC | Dispatch-Import | VOM | 0 | [6 empty] | 0.67556 | 0
LCP_Inputs_ON_Electric_2023_04_03 | 2030 | CH4 Import - WC 2030 | Import | Methane | MI | Dispatch-Import | EmissionsCost | 0 | [6 empty] | 0.67556 | 0
LCP_Inputs_ON_Electric_2023_04_03 | 2030 | CH4 Import - WC 2030 | Import | Methane | MI | Dispatch-Import | FuelCost | 0 | [6 empty] | 0.67556 | 0
LCP_Inputs_ON_Electric_2023_04_03 | 2030 | CH4 Import - WC 2030 | Import | Methane | MI | Dispatch-Import | VOM | 0 | [6 empty] | 0.67556 | 0
LCP_Inputs_ON_Electric_2023_04_03 | 2030 | CH4 Import - WC 2030 | Import | Methane | NY | Dispatch-Import | EmissionsCost | 0 | [6 empty] | 0.67556 | 0
LCP_Inputs_ON_Electric_2023_04_03 | 2030 | CH4 Import - WC 2030 | Import | Methane | NY | Dispatch-Import | FuelCost | 0 | [6 empty] | 0.67556 | 0
LCP_Inputs_ON_Electric_2023_04_03 | 2030 | CH4 Import - WC 2030 | Import | Methane | NY | Dispatch-Import | VOM | 0 | [6 empty] | 0.67556 | 0
LCP_Inputs_ON_Electric_2023_04_03 | 2030 | CH4 Import - WC 2030 | Import | Methane | ON | Dispatch-Import | EmissionsCost | 0 | [6 empty] | 0.67556 | 0
LCP_Inputs_ON_Electric_2023_04_03 | 2030 | CH4 Import - WC 2030 | Import | Methane | ON | Dispatch-Import | FuelCost | 0 | [6 empty] | 0.67556 | 0
LCP_Inputs_ON_Electric_2023_04_03 | 2030 | CH4 Import - WC 2030 | Import | Methane | ON | Dispatch-Import | VOM | 0 | [6 empty] | 0.67556 | 0
LCP_Inputs_ON_Electric_2023_04_03 | 2030 | CH4 Import - WC 2030 | Import | Methane | PJ | Dispatch-Import | EmissionsCost | 0 | [6 empty] | 0.67556 | 0
LCP_Inputs_ON_Electric_2023_04_03 | 2030 | CH4 Import - WC 2030 | Import | Methane | PJ | Dispatch-Import | FuelCost | 0 | [6 empty] | 0.67556 | 0
LCP_Inputs_ON_Electric_2023_04_03 | 2030 | CH4 Import - WC 2030 | Import | Methane | PJ | Dispatch-Import | VOM | 0 | [6 empty] | 0.67556 | 0
LCP_Inputs_ON_Electric_2023_04_03 | 2030 | CH4 Import - WC 2030 | Import | Methane | QC | Dispatch-Import | EmissionsCost | 0 | [6 empty] | 0.67556 | 0
LCP_Inputs_ON_Electric_2023_04_03 | 2030 | CH4 Import - WC 2030 | Import | Methane | QC | Dispatch-Import | FuelCost | 0 | [6 empty] | 0.67556 | 0
LCP_Inputs_ON_Electric_2023_04_03 | 2030 | CH4 Import - WC 2030 | Import | Methane | QC | Dispatch-Import | VOM | 0 | [6 empty] | 0.67556 | 0
LCP_Inputs_ON_Electric_2023_04_03 | 2030 | CH4 Import - WC 2030 | Import | Methane | WC | Dispatch-Import | EmissionsCost | 9010810122.2355 | [6 empty] | 0.67556 | 6087380450.6751
LCP_Inputs_ON_Electric_2023_04_03 | 2030 | CH4 Import - WC 2030 | Import | Methane | WC | Dispatch-Import | FuelCost | 2448614822.7197 | [6 empty] | 0.67556 | 1654196437.4852
LCP_Inputs_ON_Electric_2023_04_03 | 2030 | CH4 Import - WC 2030 | Import | Methane | WC | Dispatch-Import | VOM | 0 | [6 empty] | 0.67556 | 0
LCP_Inputs_ON_Electric_2023_04_03 | 2030 | CH4 Import - WC 2040 | Import | Methane | MI | Dispatch-Import | EmissionsCost | 0 | [6 empty] | 0.67556 | 0
LCP_Inputs_ON_Electric_2023_04_03 | 2030 | CH4 Import - WC 2040 | Import | Methane | MI | Dispatch-Import | FuelCost | 0 | [6 empty] | 0.67556 | 0
LCP_Inputs_ON_Electric_2023_04_03 | 2030 | CH4 Import - WC 2040 | Import | Methane | MI | Dispatch-Import | VOM | 0 | [6 empty] | 0.67556 | 0
LCP_Inputs_ON_Electric_2023_04_03 | 2030 | CH4 Import - WC 2040 | Import | Methane | NY | Dispatch-Import | EmissionsCost | 0 | [6 empty] | 0.67556 | 0
LCP_Inputs_ON_Electric_2023_04_03 | 2030 | CH4 Import - WC 2040 | Import | Methane | NY | Dispatch-Import | FuelCost | 0 | [6 empty] | 0.67556 | 0
LCP_Inputs_ON_Electric_2023_04_03 | 2030 | CH4 Import - WC 2040 | Import | Methane | NY | Dispatch-Import | VOM | 0 | [6 empty] | 0.67556 | 0
LCP_Inputs_ON_Electric_2023_04_03 | 2030 | CH4 Import - WC 2040 | Import | Methane | ON | Dispatch-Import | EmissionsCost | 0 | [6 empty] | 0.67556 | 0
LCP_Inputs_ON_Electric_2023_04_03 | 2030 | CH4 Import - WC 2040 | Import | Methane | ON | Dispatch-Import | FuelCost | 0 | [6 empty] | 0.67556 | 0
LCP_Inputs_ON_Electric_2023_04_03 | 2030 | CH4 Import - WC 2040 | Import | Methane | ON | Dispatch-Import | VOM | 0 | [6 empty] | 0.67556 | 0
LCP_Inputs_ON_Electric_2023_04_03 | 2030 | CH4 Import - WC 2040 | Import | Methane | PJ | Dispatch-Import | EmissionsCost | 0 | [6 empty] | 0.67556 | 0
LCP_Inputs_ON_Electric_2023_04_03 | 2030 | CH4 Import - WC 2040 | Import | Methane | PJ | Dispatch-Import | FuelCost | 0 | [6 empty] | 0.67556 | 0
LCP_Inputs_ON_Electric_2023_04_03 | 2030 | CH4 Import - WC 2040 | Import | Methane | PJ | Dispatch-Import | VOM | 0 | [6 empty] | 0.67556 | 0
LCP_Inputs_ON_Electric_2023_04_03 | 2030 | CH4 Import - WC 2040 | Import | Methane | QC | Dispatch-Import | EmissionsCost | 0 | [6 empty] | 0.67556 | 0
LCP_Inputs_ON_Electric_2023_04_03 | 2030 | CH4 Import - WC 2040 | Import | Methane | QC | Dispatch-Import | FuelCost | 0 | [6 empty] | 0.67556 | 0
LCP_Inputs_ON_Electric_2023_04_03 | 2030 | CH4 Import - WC 2040 | Import | Methane | QC | Dispatch-Import | VOM | 0 | [6 empty] | 0.67556 | 0
LCP_Inputs_ON_Electric_2023_04_03 | 2030 | CH4 Import - WC 2040 | Import | Methane | WC | Dispatch-Import | EmissionsCost | 0 | [6 empty] | 0.67556 | 0
LCP_Inputs_ON_Electric_2023_04_03 | 2030 | CH4 Import - WC 2040 | Import | Methane | WC | Dispatch-Import | FuelCost | 0 | [6 empty] | 0.67556 | 0
LCP_Inputs_ON_Electric_2023_04_03 | 2030 | CH4 Import - WC 2040 | Import | Methane | WC | Dispatch-Import | VOM | 0 | [6 empty] | 0.67556 | 0
LCP_Inputs_ON_Electric_2023_04_03 | 2030 | CH4 Import - WC 2050 | Import | Methane | MI | Dispatch-Import | EmissionsCost | 0 | [6 empty] | 0.67556 | 0
LCP_Inputs_ON_Electric_2023_04_03 | 2030 | CH4 Import - WC 2050 | Import | Methane | MI | Dispatch-Import | FuelCost | 0 | [6 empty] | 0.67556 | 0
LCP_Inputs_ON_Electric_2023_04_03 | 2030 | CH4 Import - WC 2050 | Import | Methane | MI | Dispatch-Import | VOM | 0 | [6 empty] | 0.67556 | 0
LCP_Inputs_ON_Electric_2023_04_03 | 2030 | CH4 Import - WC 2050 | Import | Methane | NY | Dispatch-Import | EmissionsCost | 0 | [6 empty] | 0.67556 | 0
LCP_Inputs_ON_Electric_2023_04_03 | 2030 | CH4 Import - WC 2050 | Import | Methane | NY | Dispatch-Import | FuelCost | 0 | [6 empty] | 0.67556 | 0
LCP_Inputs_ON_Electric_2023_04_03 | 2030 | CH4 Import - WC 2050 | Import | Methane | NY | Dispatch-Import | VOM | 0 | [6 empty] | 0.67556 | 0
LCP_Inputs_ON_Electric_2023_04_03 | 2030 | CH4 Import - WC 2050 | Import | Methane | ON | Dispatch-Import | EmissionsCost | 0 | [6 empty] | 0.67556 | 0
LCP_Inputs_ON_Electric_2023_04_03 | 2030 | CH4 Import - WC 2050 | Import | Methane | ON | Dispatch-Import | FuelCost | 0 | [6 empty] | 0.67556 | 0
LCP_Inputs_ON_Electric_2023_04_03 | 2030 | CH4 Import - WC 2050 | Import | Methane | ON | Dispatch-Import | VOM | 0 | [6 empty] | 0.67556 | 0
LCP_Inputs_ON_Electric_2023_04_03 | 2030 | CH4 Import - WC 2050 | Import | Methane | PJ | Dispatch-Import | EmissionsCost | 0 | [6 empty] | 0.67556 | 0
LCP_Inputs_ON_Electric_2023_04_03 | 2030 | CH4 Import - WC 2050 | Import | Methane | PJ | Dispatch-Import | FuelCost | 0 | [6 empty] | 0.67556 | 0
LCP_Inputs_ON_Electric_2023_04_03 | 2030 | CH4 Import - WC 2050 | Import | Methane | PJ | Dispatch-Import | VOM | 0 | [6 empty] | 0.67556 | 0
LCP_Inputs_ON_Electric_2023_04_03 | 2030 | CH4 Import - WC 2050 | Import | Methane | QC | Dispatch-Import | EmissionsCost | 0 | [6 empty] | 0.67556 | 0
LCP_Inputs_ON_Electric_2023_04_03 | 2030 | CH4 Import - WC 2050 | Import | Methane | QC | Dispatch-Import | FuelCost | 0 | [6 empty] | 0.67556 | 0
LCP_Inputs_ON_Electric_2023_04_03 | 2030 | CH4 Import - WC 2050 | Import | Methane | QC | Dispatch-Import | VOM | 0 | [6 empty] | 0.67556 | 0
LCP_Inputs_ON_Electric_2023_04_03 | 2030 | CH4 Import - WC 2050 | Import | Methane | WC | Dispatch-Import | EmissionsCost | 0 | [6 empty] | 0.67556 | 0
LCP_Inputs_ON_Electric_2023_04_03 | 2030 | CH4 Import - WC 2050 | Import | Methane | WC | Dispatch-Import | FuelCost | 0 | [6 empty] | 0.67556 | 0
LCP_Inputs_ON_Electric_2023_04_03 | 2030 | CH4 Import - WC 2050 | Import | Methane | WC | Dispatch-Import | VOM | 0 | [6 empty] | 0.67556 | 0
LCP_Inputs_ON_Electric_2023_04_03 | 2030 | CH4 Salt Cavern Storage - ON | Storage | Methane | MI | Dispatch-Storage | EmissionsCost | 0 | [6 empty] | 0.67556 | 0
LCP_Inputs_ON_Electric_2023_04_03 | 2030 | CH4 Salt Cavern Storage - ON | Storage | Methane | MI | Dispatch-Storage | FuelCost | 0 | [6 empty] | 0.67556 | 0
LCP_Inputs_ON_Electric_2023_04_03 | 2030 | CH4 Salt Cavern Storage - ON | Storage | Methane | MI | Dispatch-Storage | VOM | 0 | [6 empty] | 0.67556 | 0
LCP_Inputs_ON_Electric_2023_04_03 | 2030 | CH4 Salt Cavern Storage - ON | Storage | Methane | NY | Dispatch-Storage | EmissionsCost | 0 | [6 empty] | 0.67556 | 0
LCP_Inputs_ON_Electric_2023_04_03 | 2030 | CH4 Salt Cavern Storage - ON | Storage | Methane | NY | Dispatch-Storage | FuelCost | 0 | [6 empty] | 0.67556 | 0
LCP_Inputs_ON_Electric_2023_04_03 | 2030 | CH4 Salt Cavern Storage - ON | Storage | Methane | NY | Dispatch-Storage | VOM | 0 | [6 empty] | 0.67556 | 0
LCP_Inputs_ON_Electric_2023_04_03 | 2030 | CH4 Salt Cavern Storage - ON | Storage | Methane | ON | Dispatch-Storage | EmissionsCost | 0 | [6 empty] | 0.67556 | 0
LCP_Inputs_ON_Electric_2023_04_03 | 2030 | CH4 Salt Cavern Storage - ON | Storage | Methane | ON | Dispatch-Storage | FuelCost | 0 | [6 empty] | 0.67556 | 0
LCP_Inputs_ON_Electric_2023_04_03 | 2030 | CH4 Salt Cavern Storage - ON | Storage | Methane | ON | Dispatch-Storage | VOM | 1318707.6423 | [6 empty] | 0.67556 | 890871.6323
LCP_Inputs_ON_Electric_2023_04_03 | 2030 | CH4 Salt Cavern Storage - ON | Storage | Methane | PJ | Dispatch-Storage | EmissionsCost | 0 | [6 empty] | 0.67556 | 0
LCP_Inputs_ON_Electric_2023_04_03 | 2030 | CH4 Salt Cavern Storage - ON | Storage | Methane | PJ | Dispatch-Storage | FuelCost | 0 | [6 empty] | 0.67556 | 0
LCP_Inputs_ON_Electric_2023_04_03 | 2030 | CH4 Salt Cavern Storage - ON | Storage | Methane | PJ | Dispatch-Storage | VOM | 0 | [6 empty] | 0.67556 | 0
LCP_Inputs_ON_Electric_2023_04_03 | 2030 | CH4 Salt Cavern Storage - ON | Storage | Methane | QC | Dispatch-Storage | EmissionsCost | 0 | [6 empty] | 0.67556 | 0
LCP_Inputs_ON_Electric_2023_04_03 | 2030 | CH4 Salt Cavern Storage - ON | Storage | Methane | QC | Dispatch-Storage | FuelCost | 0 | [6 empty] | 0.67556 | 0
LCP_Inputs_ON_Electric_2023_04_03 | 2030 | CH4 Salt Cavern Storage - ON | Storage | Methane | QC | Dispatch-Storage | VOM | 0 | [6 empty] | 0.67556 | 0
LCP_Inputs_ON_Electric_2023_04_03 | 2030 | CH4 Salt Cavern Storage - ON | Storage | Methane | WC | Dispatch-Storage | EmissionsCost | 0 | [6 empty] | 0.67556 | 0
LCP_Inputs_ON_Electric_2023_04_03 | 2030 | CH4 Salt Cavern Storage - ON | Storage | Methane | WC | Dispatch-Storage | FuelCost | 0 | [6 empty] | 0.67556 | 0
LCP_Inputs_ON_Electric_2023_04_03 | 2030 | CH4 Salt Cavern Storage - ON | Storage | Methane | WC | Dispatch-Storage | VOM | 0 | [6 empty] | 0.67556 | 0
LCP_Inputs_ON_Electric_2023_04_03 | 2030 | Electrolyser 2020/2030 | Crossload | Hydrogen | MI | Dispatch-Crossload | EmissionsCost | 0 | [6 empty] | 0.67556 | 0
LCP_Inputs_ON_Electric_2023_04_03 | 2030 | Electrolyser 2020/2030 | Crossload | Hydrogen | MI | Dispatch-Crossload | FuelCost | 0 | [6 empty] | 0.67556 | 0
LCP_Inputs_ON_Electric_2023_04_03 | 2030 | Electrolyser 2020/2030 | Crossload | Hydrogen | MI | Dispatch-Crossload | VOM | 0 | [6 empty] | 0.67556 | 0
LCP_Inputs_ON_Electric_2023_04_03 | 2030 | Electrolyser 2020/2030 | Crossload | Hydrogen | NY | Dispatch-Crossload | EmissionsCost | 0 | [6 empty] | 0.67556 | 0
LCP_Inputs_ON_Electric_2023_04_03 | 2030 | Electrolyser 2020/2030 | Crossload | Hydrogen | NY | Dispatch-Crossload | FuelCost | 0 | [6 empty] | 0.67556 | 0
LCP_Inputs_ON_Electric_2023_04_03 | 2030 | Electrolyser 2020/2030 | Crossload | Hydrogen | NY | Dispatch-Crossload | VOM | 0 | [6 empty] | 0.67556 | 0
LCP_Inputs_ON_Electric_2023_04_03 | 2030 | Electrolyser 2020/2030 | Crossload | Hydrogen | ON | Dispatch-Crossload | EmissionsCost | 0 | [6 empty] | 0.67556 | 0
LCP_Inputs_ON_Electric_2023_04_03 | 2030 | Electrolyser 2020/2030 | Crossload | Hydrogen | ON | Dispatch-Crossload | FuelCost | 0 | [6 empty] | 0.67556 | 0
LCP_Inputs_ON_Electric_2023_04_03 | 2030 | Electrolyser 2020/2030 | Crossload | Hydrogen | ON | Dispatch-Crossload | VOM | 0 | [6 empty] | 0.67556 | 0
LCP_Inputs_ON_Electric_2023_04_03 | 2030 | Electrolyser 2020/2030 | Crossload | Hydrogen | PJ | Dispatch-Crossload | EmissionsCost | 0 | [6 empty] | 0.67556 | 0
LCP_Inputs_ON_Electric_2023_04_03 | 2030 | Electrolyser 2020/2030 | Crossload | Hydrogen | PJ | Dispatch-Crossload | FuelCost | 0 | [6 empty] | 0.67556 | 0
LCP_Inputs_ON_Electric_2023_04_03 | 2030 | Electrolyser 2020/2030 | Crossload | Hydrogen | PJ | Dispatch-Crossload | VOM | 0 | [6 empty] | 0.67556 | 0
LCP_Inputs_ON_Electric_2023_04_03 | 2030 | Electrolyser 2020/2030 | Crossload | Hydrogen | QC | Dispatch-Crossload | EmissionsCost | 0 | [6 empty] | 0.67556 | 0
LCP_Inputs_ON_Electric_2023_04_03 | 2030 | Electrolyser 2020/2030 | Crossload | Hydrogen | QC | Dispatch-Crossload | FuelCost | 0 | [6 empty] | 0.67556 | 0
LCP_Inputs_ON_Electric_2023_04_03 | 2030 | Electrolyser 2020/2030 | Crossload | Hydrogen | QC | Dispatch-Crossload | VOM | 0 | [6 empty] | 0.67556 | 0
LCP_Inputs_ON_Electric_2023_04_03 | 2030 | Electrolyser 2020/2030 | Crossload | Hydrogen | WC | Dispatch-Crossload | EmissionsCost | 0 | [6 empty] | 0.67556 | 0
LCP_Inputs_ON_Electric_2023_04_03 | 2030 | Electrolyser 2020/2030 | Crossload | Hydrogen | WC | Dispatch-Crossload | FuelCost | 0 | [6 empty] | 0.67556 | 0
LCP_Inputs_ON_Electric_2023_04_03 | 2030 | Electrolyser 2020/2030 | Crossload | Hydrogen | WC | Dispatch-Crossload | VOM | 0 | [6 empty] | 0.67556 | 0
LCP_Inputs_ON_Electric_2023_04_03 | 2030 | Electrolyser 2040 | Crossload | Hydrogen | MI | Dispatch-Crossload | EmissionsCost | 0 | [6 empty] | 0.67556 | 0
LCP_Inputs_ON_Electric_2023_04_03 | 2030 | Electrolyser 2040 | Crossload | Hydrogen | MI | Dispatch-Crossload | FuelCost | 0 | [6 empty] | 0.67556 | 0
LCP_Inputs_ON_Electric_2023_04_03 | 2030 | Electrolyser 2040 | Crossload | Hydrogen | MI | Dispatch-Crossload | VOM | 0 | [6 empty] | 0.67556 | 0
LCP_Inputs_ON_Electric_2023_04_03 | 2030 | Electrolyser 2040 | Crossload | Hydrogen | NY | Dispatch-Crossload | EmissionsCost | 0 | [6 empty] | 0.67556 | 0
LCP_Inputs_ON_Electric_2023_04_03 | 2030 | Electrolyser 2040 | Crossload | Hydrogen | NY | Dispatch-Crossload | FuelCost | 0 | [6 empty] | 0.67556 | 0
LCP_Inputs_ON_Electric_2023_04_03 | 2030 | Electrolyser 2040 | Crossload | Hydrogen | NY | Dispatch-Crossload | VOM | 0 | [6 empty] | 0.67556 | 0
LCP_Inputs_ON_Electric_2023_04_03 | 2030 | Electrolyser 2040 | Crossload | Hydrogen | ON | Dispatch-Crossload | EmissionsCost | 0 | [6 empty] | 0.67556 | 0
LCP_Inputs_ON_Electric_2023_04_03 | 2030 | Electrolyser 2040 | Crossload | Hydrogen | ON | Dispatch-Crossload | FuelCost | 0 | [6 empty] | 0.67556 | 0
LCP_Inputs_ON_Electric_2023_04_03 | 2030 | Electrolyser 2040 | Crossload | Hydrogen | ON | Dispatch-Crossload | VOM | 0 | [6 empty] | 0.67556 | 0
LCP_Inputs_ON_Electric_2023_04_03 | 2030 | Electrolyser 2040 | Crossload | Hydrogen | PJ | Dispatch-Crossload | EmissionsCost | 0 | [6 empty] | 0.67556 | 0
LCP_Inputs_ON_Electric_2023_04_03 | 2030 | Electrolyser 2040 | Crossload | Hydrogen | PJ | Dispatch-Crossload | FuelCost | 0 | [6 empty] | 0.67556 | 0
LCP_Inputs_ON_Electric_2023_04_03 | 2030 | Electrolyser 2040 | Crossload | Hydrogen | PJ | Dispatch-Crossload | VOM | 0 | [6 empty] | 0.67556 | 0
LCP_Inputs_ON_Electric_2023_04_03 | 2030 | Electrolyser 2040 | Crossload | Hydrogen | QC | Dispatch-Crossload | EmissionsCost | 0 | [6 empty] | 0.67556 | 0
LCP_Inputs_ON_Electric_2023_04_03 | 2030 | Electrolyser 2040 | Crossload | Hydrogen | QC | Dispatch-Crossload | FuelCost | 0 | [6 empty] | 0.67556 | 0
LCP_Inputs_ON_Electric_2023_04_03 | 2030 | Electrolyser 2040 | Crossload | Hydrogen | QC | Dispatch-Crossload | VOM | 0 | [6 empty] | 0.67556 | 0
LCP_Inputs_ON_Electric_2023_04_03 | 2030 | Electrolyser 2040 | Crossload | Hydrogen | WC | Dispatch-Crossload | EmissionsCost | 0 | [6 empty] | 0.67556 | 0
LCP_Inputs_ON_Electric_2023_04_03 | 2030 | Electrolyser 2040 | Crossload | Hydrogen | WC | Dispatch-Crossload | FuelCost | 0 | [6 empty] | 0.67556 | 0
LCP_Inputs_ON_Electric_2023_04_03 | 2030 | Electrolyser 2040 | Crossload | Hydrogen | WC | Dispatch-Crossload | VOM | 0 | [6 empty] | 0.67556 | 0
LCP_Inputs_ON_Electric_2023_04_03 | 2030 | Electrolyser 2050 | Crossload | Hydrogen | MI | Dispatch-Crossload | EmissionsCost | 0 | [6 empty] | 0.67556 | 0
LCP_Inputs_ON_Electric_2023_04_03 | 2030 | Electrolyser 2050 | Crossload | Hydrogen | MI | Dispatch-Crossload | FuelCost | 0 | [6 empty] | 0.67556 | 0
LCP_Inputs_ON_Electric_2023_04_03 | 2030 | Electrolyser 2050 | Crossload | Hydrogen | MI | Dispatch-Crossload | VOM | 0 | [6 empty] | 0.67556 | 0
LCP_Inputs_ON_Electric_2023_04_03 | 2030 | Electrolyser 2050 | Crossload | Hydrogen | NY | Dispatch-Crossload | EmissionsCost | 0 | [6 empty] | 0.67556 | 0
LCP_Inputs_ON_Electric_2023_04_03 | 2030 | Electrolyser 2050 | Crossload | Hydrogen | NY | Dispatch-Crossload | FuelCost | 0 | [6 empty] | 0.67556 | 0
LCP_Inputs_ON_Electric_2023_04_03 | 2030 | Electrolyser 2050 | Crossload | Hydrogen | NY | Dispatch-Crossload | VOM | 0 | [6 empty] | 0.67556 | 0
LCP_Inputs_ON_Electric_2023_04_03 | 2030 | Electrolyser 2050 | Crossload | Hydrogen | ON | Dispatch-Crossload | EmissionsCost | 0 | [6 empty] | 0.67556 | 0
LCP_Inputs_ON_Electric_2023_04_03 | 2030 | Electrolyser 2050 | Crossload | Hydrogen | ON | Dispatch-Crossload | FuelCost | 0 | [6 empty] | 0.67556 | 0
LCP_Inputs_ON_Electric_2023_04_03 | 2030 | Electrolyser 2050 | Crossload | Hydrogen | ON | Dispatch-Crossload | VOM | 0 | [6 empty] | 0.67556 | 0
LCP_Inputs_ON_Electric_2023_04_03 | 2030 | Electrolyser 2050 | Crossload | Hydrogen | PJ | Dispatch-Crossload | EmissionsCost | 0 | [6 empty] | 0.67556 | 0
LCP_Inputs_ON_Electric_2023_04_03 | 2030 | Electrolyser 2050 | Crossload | Hydrogen | PJ | Dispatch-Crossload | FuelCost | 0 | [6 empty] | 0.67556 | 0
LCP_Inputs_ON_Electric_2023_04_03 | 2030 | Electrolyser 2050 | Crossload | Hydrogen | PJ | Dispatch-Crossload | VOM | 0 | [6 empty] | 0.67556 | 0
LCP_Inputs_ON_Electric_2023_04_03 | 2030 | Electrolyser 2050 | Crossload | Hydrogen | QC | Dispatch-Crossload | EmissionsCost | 0 | [6 empty] | 0.67556 | 0
LCP_Inputs_ON_Electric_2023_04_03 | 2030 | Electrolyser 2050 | Crossload | Hydrogen | QC | Dispatch-Crossload | FuelCost | 0 | [6 empty] | 0.67556 | 0
LCP_Inputs_ON_Electric_2023_04_03 | 2030 | Electrolyser 2050 | Crossload | Hydrogen | QC | Dispatch-Crossload | VOM | 0 | [6 empty] | 0.67556 | 0
LCP_Inputs_ON_Electric_2023_04_03 | 2030 | Electrolyser 2050 | Crossload | Hydrogen | WC | Dispatch-Crossload | EmissionsCost | 0 | [6 empty] | 0.67556 | 0
LCP_Inputs_ON_Electric_2023_04_03 | 2030 | Electrolyser 2050 | Crossload | Hydrogen | WC | Dispatch-Crossload | FuelCost | 0 | [6 empty] | 0.67556 | 0
LCP_Inputs_ON_Electric_2023_04_03 | 2030 | Electrolyser 2050 | Crossload | Hydrogen | WC | Dispatch-Crossload | VOM | 0 | [6 empty] | 0.67556 | 0
LCP_Inputs_ON_Electric_2023_04_03 | 2030 | Fossil Fuel Thermal (Coal, Peat, Oil) | Generation | Electricity | MI | Dispatch-Generation | EmissionsCost | 0 | [6 empty] | 0.67556 | 0
LCP_Inputs_ON_Electric_2023_04_03 | 2030 | Fossil Fuel Thermal (Coal, Peat, Oil) | Generation | Electricity | MI | Dispatch-Generation | FuelCost | 0 | [6 empty] | 0.67556 | 0
LCP_Inputs_ON_Electric_2023_04_03 | 2030 | Fossil Fuel Thermal (Coal, Peat, Oil) | Generation | Electricity | MI | Dispatch-Generation | VOM | 0 | [6 empty] | 0.67556 | 0
LCP_Inputs_ON_Electric_2023_04_03 | 2030 | Fossil Fuel Thermal (Coal, Peat, Oil) | Generation | Electricity | NY | Dispatch-Generation | EmissionsCost | 0 | [6 empty] | 0.67556 | 0
LCP_Inputs_ON_Electric_2023_04_03 | 2030 | Fossil Fuel Thermal (Coal, Peat, Oil) | Generation | Electricity | NY | Dispatch-Generation | FuelCost | 0 | [6 empty] | 0.67556 | 0
LCP_Inputs_ON_Electric_2023_04_03 | 2030 | Fossil Fuel Thermal (Coal, Peat, Oil) | Generation | Electricity | NY | Dispatch-Generation | VOM | 0 | [6 empty] | 0.67556 | 0
LCP_Inputs_ON_Electric_2023_04_03 | 2030 | Fossil Fuel Thermal (Coal, Peat, Oil) | Generation | Electricity | ON | Dispatch-Generation | EmissionsCost | 0 | [6 empty] | 0.67556 | 0
LCP_Inputs_ON_Electric_2023_04_03 | 2030 | Fossil Fuel Thermal (Coal, Peat, Oil) | Generation | Electricity | ON | Dispatch-Generation | FuelCost | 0 | [6 empty] | 0.67556 | 0
LCP_Inputs_ON_Electric_2023_04_03 | 2030 | Fossil Fuel Thermal (Coal, Peat, Oil) | Generation | Electricity | ON | Dispatch-Generation | VOM | 0 | [6 empty] | 0.67556 | 0
LCP_Inputs_ON_Electric_2023_04_03 | 2030 | Fossil Fuel Thermal (Coal, Peat, Oil) | Generation | Electricity | PJ | Dispatch-Generation | EmissionsCost | 0 | [6 empty] | 0.67556 | 0
LCP_Inputs_ON_Electric_2023_04_03 | 2030 | Fossil Fuel Thermal (Coal, Peat, Oil) | Generation | Electricity | PJ | Dispatch-Generation | FuelCost | 0 | [6 empty] | 0.67556 | 0
LCP_Inputs_ON_Electric_2023_04_03 | 2030 | Fossil Fuel Thermal (Coal, Peat, Oil) | Generation | Electricity | PJ | Dispatch-Generation | VOM | 0 | [6 empty] | 0.67556 | 0
LCP_Inputs_ON_Electric_2023_04_03 | 2030 | Fossil Fuel Thermal (Coal, Peat, Oil) | Generation | Electricity | QC | Dispatch-Generation | EmissionsCost | 0 | [6 empty] | 0.67556 | 0
LCP_Inputs_ON_Electric_2023_04_03 | 2030 | Fossil Fuel Thermal (Coal, Peat, Oil) | Generation | Electricity | QC | Dispatch-Generation | FuelCost | 0 | [6 empty] | 0.67556 | 0
LCP_Inputs_ON_Electric_2023_04_03 | 2030 | Fossil Fuel Thermal (Coal, Peat, Oil) | Generation | Electricity | QC | Dispatch-Generation | VOM | 0 | [6 empty] | 0.67556 | 0
LCP_Inputs_ON_Electric_2023_04_03 | 2030 | Fossil Fuel Thermal (Coal, Peat, Oil) | Generation | Electricity | WC | Dispatch-Generation | EmissionsCost | 0 | [6 empty] | 0.67556 | 0
LCP_Inputs_ON_Electric_2023_04_03 | 2030 | Fossil Fuel Thermal (Coal, Peat, Oil) | Generation | Electricity | WC | Dispatch-Generation | FuelCost | 0 | [6 empty] | 0.67556 | 0
LCP_Inputs_ON_Electric_2023_04_03 | 2030 | Fossil Fuel Thermal (Coal, Peat, Oil) | Generation | Electricity | WC | Dispatch-Generation | VOM | 0 | [6 empty] | 0.67556 | 0
LCP_Inputs_ON_Electric_2023_04_03 | 2030 | Generic - Generator | Generation | Electricity | MI | Dispatch-Generation | EmissionsCost | 0 | [6 empty] | 0.67556 | 0
LCP_Inputs_ON_Electric_2023_04_03 | 2030 | Generic - Generator | Generation | Electricity | MI | Dispatch-Generation | FuelCost | 1888661061.9582 | [6 empty] | 0.67556 | 1275911740.5155
LCP_Inputs_ON_Electric_2023_04_03 | 2030 | Generic - Generator | Generation | Electricity | MI | Dispatch-Generation | VOM | 65954345.2022 | [6 empty] | 0.67556 | 44556392.397
LCP_Inputs_ON_Electric_2023_04_03 | 2030 | Generic - Generator | Generation | Electricity | NY | Dispatch-Generation | EmissionsCost | 0 | [6 empty] | 0.67556 | 0
LCP_Inputs_ON_Electric_2023_04_03 | 2030 | Generic - Generator | Generation | Electricity | NY | Dispatch-Generation | FuelCost | 707198617.0396 | [6 empty] | 0.67556 | 477758045.9151
LCP_Inputs_ON_Electric_2023_04_03 | 2030 | Generic - Generator | Generation | Electricity | NY | Dispatch-Generation | VOM | 24696237.2732 | [6 empty] | 0.67556 | 16683893.0066
LCP_Inputs_ON_Electric_2023_04_03 | 2030 | Generic - Generator | Generation | Electricity | ON | Dispatch-Generation | EmissionsCost | 0 | [6 empty] | 0.67556 | 0
LCP_Inputs_ON_Electric_2023_04_03 | 2030 | Generic - Generator | Generation | Electricity | ON | Dispatch-Generation | FuelCost | 0 | [6 empty] | 0.67556 | 0
LCP_Inputs_ON_Electric_2023_04_03 | 2030 | Generic - Generator | Generation | Electricity | ON | Dispatch-Generation | VOM | 0 | [6 empty] | 0.67556 | 0
LCP_Inputs_ON_Electric_2023_04_03 | 2030 | Generic - Generator | Generation | Electricity | PJ | Dispatch-Generation | EmissionsCost | 0 | [6 empty] | 0.67556 | 0
LCP_Inputs_ON_Electric_2023_04_03 | 2030 | Generic - Generator | Generation | Electricity | PJ | Dispatch-Generation | FuelCost | 7344810066.1693 | [6 empty] | 0.67556 | 4961890507.535
LCP_Inputs_ON_Electric_2023_04_03 | 2030 | Generic - Generator | Generation | Electricity | PJ | Dispatch-Generation | VOM | 256489715.5482 | [6 empty] | 0.67556 | 173275261.4967
LCP_Inputs_ON_Electric_2023_04_03 | 2030 | Generic - Generator | Generation | Electricity | QC | Dispatch-Generation | EmissionsCost | 0 | [6 empty] | 0.67556 | 0
LCP_Inputs_ON_Electric_2023_04_03 | 2030 | Generic - Generator | Generation | Electricity | QC | Dispatch-Generation | FuelCost | 0 | [6 empty] | 0.67556 | 0
LCP_Inputs_ON_Electric_2023_04_03 | 2030 | Generic - Generator | Generation | Electricity | QC | Dispatch-Generation | VOM | 0 | [6 empty] | 0.67556 | 0
LCP_Inputs_ON_Electric_2023_04_03 | 2030 | Generic - Generator | Generation | Electricity | WC | Dispatch-Generation | EmissionsCost | 0 | [6 empty] | 0.67556 | 0
LCP_Inputs_ON_Electric_2023_04_03 | 2030 | Generic - Generator | Generation | Electricity | WC | Dispatch-Generation | FuelCost | 1737227.6587 | [6 empty] | 0.67556 | 1173608.7593
LCP_Inputs_ON_Electric_2023_04_03 | 2030 | Generic - Generator | Generation | Electricity | WC | Dispatch-Generation | VOM | 60666.1063 | [6 empty] | 0.67556 | 40983.8477
LCP_Inputs_ON_Electric_2023_04_03 | 2030 | H2 Import - QC | Import | Hydrogen | MI | Dispatch-Import | EmissionsCost | 0 | [6 empty] | 0.67556 | 0
LCP_Inputs_ON_Electric_2023_04_03 | 2030 | H2 Import - QC | Import | Hydrogen | MI | Dispatch-Import | FuelCost | 0 | [6 empty] | 0.67556 | 0
LCP_Inputs_ON_Electric_2023_04_03 | 2030 | H2 Import - QC | Import | Hydrogen | MI | Dispatch-Import | VOM | 0 | [6 empty] | 0.67556 | 0
LCP_Inputs_ON_Electric_2023_04_03 | 2030 | H2 Import - QC | Import | Hydrogen | NY | Dispatch-Import | EmissionsCost | 0 | [6 empty] | 0.67556 | 0
LCP_Inputs_ON_Electric_2023_04_03 | 2030 | H2 Import - QC | Import | Hydrogen | NY | Dispatch-Import | FuelCost | 0 | [6 empty] | 0.67556 | 0
LCP_Inputs_ON_Electric_2023_04_03 | 2030 | H2 Import - QC | Import | Hydrogen | NY | Dispatch-Import | VOM | 0 | [6 empty] | 0.67556 | 0
LCP_Inputs_ON_Electric_2023_04_03 | 2030 | H2 Import - QC | Import | Hydrogen | ON | Dispatch-Import | EmissionsCost | 0 | [6 empty] | 0.67556 | 0
LCP_Inputs_ON_Electric_2023_04_03 | 2030 | H2 Import - QC | Import | Hydrogen | ON | Dispatch-Import | FuelCost | 0 | [6 empty] | 0.67556 | 0
LCP_Inputs_ON_Electric_2023_04_03 | 2030 | H2 Import - QC | Import | Hydrogen | ON | Dispatch-Import | VOM | 0 | [6 empty] | 0.67556 | 0
LCP_Inputs_ON_Electric_2023_04_03 | 2030 | H2 Import - QC | Import | Hydrogen | PJ | Dispatch-Import | EmissionsCost | 0 | [6 empty] | 0.67556 | 0
LCP_Inputs_ON_Electric_2023_04_03 | 2030 | H2 Import - QC | Import | Hydrogen | PJ | Dispatch-Import | FuelCost | 0 | [6 empty] | 0.67556 | 0
LCP_Inputs_ON_Electric_2023_04_03 | 2030 | H2 Import - QC | Import | Hydrogen | PJ | Dispatch-Import | VOM | 0 | [6 empty] | 0.67556 | 0
LCP_Inputs_ON_Electric_2023_04_03 | 2030 | H2 Import - QC | Import | Hydrogen | QC | Dispatch-Import | EmissionsCost | 0 | [6 empty] | 0.67556 | 0
LCP_Inputs_ON_Electric_2023_04_03 | 2030 | H2 Import - QC | Import | Hydrogen | QC | Dispatch-Import | FuelCost | 0 | [6 empty] | 0.67556 | 0
LCP_Inputs_ON_Electric_2023_04_03 | 2030 | H2 Import - QC | Import | Hydrogen | QC | Dispatch-Import | VOM | 0 | [6 empty] | 0.67556 | 0
LCP_Inputs_ON_Electric_2023_04_03 | 2030 | H2 Import - QC | Import | Hydrogen | WC | Dispatch-Import | EmissionsCost | 0 | [6 empty] | 0.67556 | 0
LCP_Inputs_ON_Electric_2023_04_03 | 2030 | H2 Import - QC | Import | Hydrogen | WC | Dispatch-Import | FuelCost | 0 | [6 empty] | 0.67556 | 0
LCP_Inputs_ON_Electric_2023_04_03 | 2030 | H2 Import - QC | Import | Hydrogen | WC | Dispatch-Import | VOM | 0 | [6 empty] | 0.67556 | 0
LCP_Inputs_ON_Electric_2023_04_03 | 2030 | H2 Import - WC | Import | Hydrogen | MI | Dispatch-Import | EmissionsCost | 0 | [6 empty] | 0.67556 | 0
LCP_Inputs_ON_Electric_2023_04_03 | 2030 | H2 Import - WC | Import | Hydrogen | MI | Dispatch-Import | FuelCost | 0 | [6 empty] | 0.67556 | 0
LCP_Inputs_ON_Electric_2023_04_03 | 2030 | H2 Import - WC | Import | Hydrogen | MI | Dispatch-Import | VOM | 0 | [6 empty] | 0.67556 | 0
LCP_Inputs_ON_Electric_2023_04_03 | 2030 | H2 Import - WC | Import | Hydrogen | NY | Dispatch-Import | EmissionsCost | 0 | [6 empty] | 0.67556 | 0
LCP_Inputs_ON_Electric_2023_04_03 | 2030 | H2 Import - WC | Import | Hydrogen | NY | Dispatch-Import | FuelCost | 0 | [6 empty] | 0.67556 | 0
LCP_Inputs_ON_Electric_2023_04_03 | 2030 | H2 Import - WC | Import | Hydrogen | NY | Dispatch-Import | VOM | 0 | [6 empty] | 0.67556 | 0
LCP_Inputs_ON_Electric_2023_04_03 | 2030 | H2 Import - WC | Import | Hydrogen | ON | Dispatch-Import | EmissionsCost | 0 | [6 empty] | 0.67556 | 0
LCP_Inputs_ON_Electric_2023_04_03 | 2030 | H2 Import - WC | Import | Hydrogen | ON | Dispatch-Import | FuelCost | 0 | [6 empty] | 0.67556 | 0
LCP_Inputs_ON_Electric_2023_04_03 | 2030 | H2 Import - WC | Import | Hydrogen | ON | Dispatch-Import | VOM | 0 | [6 empty] | 0.67556 | 0
LCP_Inputs_ON_Electric_2023_04_03 | 2030 | H2 Import - WC | Import | Hydrogen | PJ | Dispatch-Import | EmissionsCost | 0 | [6 empty] | 0.67556 | 0
LCP_Inputs_ON_Electric_2023_04_03 | 2030 | H2 Import - WC | Import | Hydrogen | PJ | Dispatch-Import | FuelCost | 0 | [6 empty] | 0.67556 | 0
LCP_Inputs_ON_Electric_2023_04_03 | 2030 | H2 Import - WC | Import | Hydrogen | PJ | Dispatch-Import | VOM | 0 | [6 empty] | 0.67556 | 0
LCP_Inputs_ON_Electric_2023_04_03 | 2030 | H2 Import - WC | Import | Hydrogen | QC | Dispatch-Import | EmissionsCost | 0 | [6 empty] | 0.67556 | 0
LCP_Inputs_ON_Electric_2023_04_03 | 2030 | H2 Import - WC | Import | Hydrogen | QC | Dispatch-Import | FuelCost | 0 | [6 empty] | 0.67556 | 0
LCP_Inputs_ON_Electric_2023_04_03 | 2030 | H2 Import - WC | Import | Hydrogen | QC | Dispatch-Import | VOM | 0 | [6 empty] | 0.67556 | 0
LCP_Inputs_ON_Electric_2023_04_03 | 2030 | H2 Import - WC | Import | Hydrogen | WC | Dispatch-Import | EmissionsCost | 0 | [6 empty] | 0.67556 | 0
LCP_Inputs_ON_Electric_2023_04_03 | 2030 | H2 Import - WC | Import | Hydrogen | WC | Dispatch-Import | FuelCost | 0 | [6 empty] | 0.67556 | 0
LCP_Inputs_ON_Electric_2023_04_03 | 2030 | H2 Import - WC | Import | Hydrogen | WC | Dispatch-Import | VOM | 0 | [6 empty] | 0.67556 | 0
LCP_Inputs_ON_Electric_2023_04_03 | 2030 | H2 Salt Cavern Storage - ON | Storage | Hydrogen | MI | Dispatch-Storage | EmissionsCost | 0 | [6 empty] | 0.67556 | 0
LCP_Inputs_ON_Electric_2023_04_03 | 2030 | H2 Salt Cavern Storage - ON | Storage | Hydrogen | MI | Dispatch-Storage | FuelCost | 0 | [6 empty] | 0.67556 | 0
LCP_Inputs_ON_Electric_2023_04_03 | 2030 | H2 Salt Cavern Storage - ON | Storage | Hydrogen | MI | Dispatch-Storage | VOM | 0 | [6 empty] | 0.67556 | 0
LCP_Inputs_ON_Electric_2023_04_03 | 2030 | H2 Salt Cavern Storage - ON | Storage | Hydrogen | NY | Dispatch-Storage | EmissionsCost | 0 | [6 empty] | 0.67556 | 0
LCP_Inputs_ON_Electric_2023_04_03 | 2030 | H2 Salt Cavern Storage - ON | Storage | Hydrogen | NY | Dispatch-Storage | FuelCost | 0 | [6 empty] | 0.67556 | 0
LCP_Inputs_ON_Electric_2023_04_03 | 2030 | H2 Salt Cavern Storage - ON | Storage | Hydrogen | NY | Dispatch-Storage | VOM | 0 | [6 empty] | 0.67556 | 0
LCP_Inputs_ON_Electric_2023_04_03 | 2030 | H2 Salt Cavern Storage - ON | Storage | Hydrogen | ON | Dispatch-Storage | EmissionsCost | 0 | [6 empty] | 0.67556 | 0
LCP_Inputs_ON_Electric_2023_04_03 | 2030 | H2 Salt Cavern Storage - ON | Storage | Hydrogen | ON | Dispatch-Storage | FuelCost | 0 | [6 empty] | 0.67556 | 0
LCP_Inputs_ON_Electric_2023_04_03 | 2030 | H2 Salt Cavern Storage - ON | Storage | Hydrogen | ON | Dispatch-Storage | VOM | 10230556.9235 | [6 empty] | 0.67556 | 6911397.6847
LCP_Inputs_ON_Electric_2023_04_03 | 2030 | H2 Salt Cavern Storage - ON | Storage | Hydrogen | PJ | Dispatch-Storage | EmissionsCost | 0 | [6 empty] | 0.67556 | 0
LCP_Inputs_ON_Electric_2023_04_03 | 2030 | H2 Salt Cavern Storage - ON | Storage | Hydrogen | PJ | Dispatch-Storage | FuelCost | 0 | [6 empty] | 0.67556 | 0
LCP_Inputs_ON_Electric_2023_04_03 | 2030 | H2 Salt Cavern Storage - ON | Storage | Hydrogen | PJ | Dispatch-Storage | VOM | 0 | [6 empty] | 0.67556 | 0
LCP_Inputs_ON_Electric_2023_04_03 | 2030 | H2 Salt Cavern Storage - ON | Storage | Hydrogen | QC | Dispatch-Storage | EmissionsCost | 0 | [6 empty] | 0.67556 | 0
LCP_Inputs_ON_Electric_2023_04_03 | 2030 | H2 Salt Cavern Storage - ON | Storage | Hydrogen | QC | Dispatch-Storage | FuelCost | 0 | [6 empty] | 0.67556 | 0
LCP_Inputs_ON_Electric_2023_04_03 | 2030 | H2 Salt Cavern Storage - ON | Storage | Hydrogen | QC | Dispatch-Storage | VOM | 0 | [6 empty] | 0.67556 | 0
LCP_Inputs_ON_Electric_2023_04_03 | 2030 | H2 Salt Cavern Storage - ON | Storage | Hydrogen | WC | Dispatch-Storage | EmissionsCost | 0 | [6 empty] | 0.67556 | 0
LCP_Inputs_ON_Electric_2023_04_03 | 2030 | H2 Salt Cavern Storage - ON | Storage | Hydrogen | WC | Dispatch-Storage | FuelCost | 0 | [6 empty] | 0.67556 | 0
LCP_Inputs_ON_Electric_2023_04_03 | 2030 | H2 Salt Cavern Storage - ON | Storage | Hydrogen | WC | Dispatch-Storage | VOM | 0 | [6 empty] | 0.67556 | 0
LCP_Inputs_ON_Electric_2023_04_03 | 2030 | Hydro | Generation | Electricity | MI | Dispatch-Generation | EmissionsCost | 0 | [6 empty] | 0.67556 | 0
LCP_Inputs_ON_Electric_2023_04_03 | 2030 | Hydro | Generation | Electricity | MI | Dispatch-Generation | FuelCost | 0 | [6 empty] | 0.67556 | 0
LCP_Inputs_ON_Electric_2023_04_03 | 2030 | Hydro | Generation | Electricity | MI | Dispatch-Generation | VOM | 0 | [6 empty] | 0.67556 | 0
LCP_Inputs_ON_Electric_2023_04_03 | 2030 | Hydro | Generation | Electricity | NY | Dispatch-Generation | EmissionsCost | 0 | [6 empty] | 0.67556 | 0
LCP_Inputs_ON_Electric_2023_04_03 | 2030 | Hydro | Generation | Electricity | NY | Dispatch-Generation | FuelCost | 0 | [6 empty] | 0.67556 | 0
LCP_Inputs_ON_Electric_2023_04_03 | 2030 | Hydro | Generation | Electricity | NY | Dispatch-Generation | VOM | 0 | [6 empty] | 0.67556 | 0
LCP_Inputs_ON_Electric_2023_04_03 | 2030 | Hydro | Generation | Electricity | ON | Dispatch-Generation | EmissionsCost | 0 | [6 empty] | 0.67556 | 0
LCP_Inputs_ON_Electric_2023_04_03 | 2030 | Hydro | Generation | Electricity | ON | Dispatch-Generation | FuelCost | 0 | [6 empty] | 0.67556 | 0
LCP_Inputs_ON_Electric_2023_04_03 | 2030 | Hydro | Generation | Electricity | ON | Dispatch-Generation | VOM | 0 | [6 empty] | 0.67556 | 0
LCP_Inputs_ON_Electric_2023_04_03 | 2030 | Hydro | Generation | Electricity | PJ | Dispatch-Generation | EmissionsCost | 0 | [6 empty] | 0.67556 | 0
LCP_Inputs_ON_Electric_2023_04_03 | 2030 | Hydro | Generation | Electricity | PJ | Dispatch-Generation | FuelCost | 0 | [6 empty] | 0.67556 | 0
LCP_Inputs_ON_Electric_2023_04_03 | 2030 | Hydro | Generation | Electricity | PJ | Dispatch-Generation | VOM | 0 | [6 empty] | 0.67556 | 0
LCP_Inputs_ON_Electric_2023_04_03 | 2030 | Hydro | Generation | Electricity | QC | Dispatch-Generation | EmissionsCost | 0 | [6 empty] | 0.67556 | 0
LCP_Inputs_ON_Electric_2023_04_03 | 2030 | Hydro | Generation | Electricity | QC | Dispatch-Generation | FuelCost | 0 | [6 empty] | 0.67556 | 0
LCP_Inputs_ON_Electric_2023_04_03 | 2030 | Hydro | Generation | Electricity | QC | Dispatch-Generation | VOM | 0 | [6 empty] | 0.67556 | 0
LCP_Inputs_ON_Electric_2023_04_03 | 2030 | Hydro | Generation | Electricity | WC | Dispatch-Generation | EmissionsCost | 0 | [6 empty] | 0.67556 | 0
LCP_Inputs_ON_Electric_2023_04_03 | 2030 | Hydro | Generation | Electricity | WC | Dispatch-Generation | FuelCost | 0 | [6 empty] | 0.67556 | 0
LCP_Inputs_ON_Electric_2023_04_03 | 2030 | Hydro | Generation | Electricity | WC | Dispatch-Generation | VOM | 0 | [6 empty] | 0.67556 | 0
LCP_Inputs_ON_Electric_2023_04_03 | 2030 | Hydro Pumped Storage | Storage | Electricity | MI | Dispatch-Storage | EmissionsCost | 0 | [6 empty] | 0.67556 | 0
LCP_Inputs_ON_Electric_2023_04_03 | 2030 | Hydro Pumped Storage | Storage | Electricity | MI | Dispatch-Storage | FuelCost | 0 | [6 empty] | 0.67556 | 0
LCP_Inputs_ON_Electric_2023_04_03 | 2030 | Hydro Pumped Storage | Storage | Electricity | MI | Dispatch-Storage | VOM | 0 | [6 empty] | 0.67556 | 0
LCP_Inputs_ON_Electric_2023_04_03 | 2030 | Hydro Pumped Storage | Storage | Electricity | NY | Dispatch-Storage | EmissionsCost | 0 | [6 empty] | 0.67556 | 0
LCP_Inputs_ON_Electric_2023_04_03 | 2030 | Hydro Pumped Storage | Storage | Electricity | NY | Dispatch-Storage | FuelCost | 0 | [6 empty] | 0.67556 | 0
LCP_Inputs_ON_Electric_2023_04_03 | 2030 | Hydro Pumped Storage | Storage | Electricity | NY | Dispatch-Storage | VOM | 0 | [6 empty] | 0.67556 | 0
LCP_Inputs_ON_Electric_2023_04_03 | 2030 | Hydro Pumped Storage | Storage | Electricity | ON | Dispatch-Storage | EmissionsCost | 0 | [6 empty] | 0.67556 | 0
LCP_Inputs_ON_Electric_2023_04_03 | 2030 | Hydro Pumped Storage | Storage | Electricity | ON | Dispatch-Storage | FuelCost | 0 | [6 empty] | 0.67556 | 0
LCP_Inputs_ON_Electric_2023_04_03 | 2030 | Hydro Pumped Storage | Storage | Electricity | ON | Dispatch-Storage | VOM | 0 | [6 empty] | 0.67556 | 0
LCP_Inputs_ON_Electric_2023_04_03 | 2030 | Hydro Pumped Storage | Storage | Electricity | PJ | Dispatch-Storage | EmissionsCost | 0 | [6 empty] | 0.67556 | 0
LCP_Inputs_ON_Electric_2023_04_03 | 2030 | Hydro Pumped Storage | Storage | Electricity | PJ | Dispatch-Storage | FuelCost | 0 | [6 empty] | 0.67556 | 0
LCP_Inputs_ON_Electric_2023_04_03 | 2030 | Hydro Pumped Storage | Storage | Electricity | PJ | Dispatch-Storage | VOM | 0 | [6 empty] | 0.67556 | 0
LCP_Inputs_ON_Electric_2023_04_03 | 2030 | Hydro Pumped Storage | Storage | Electricity | QC | Dispatch-Storage | EmissionsCost | 0 | [6 empty] | 0.67556 | 0
LCP_Inputs_ON_Electric_2023_04_03 | 2030 | Hydro Pumped Storage | Storage | Electricity | QC | Dispatch-Storage | FuelCost | 0 | [6 empty] | 0.67556 | 0
LCP_Inputs_ON_Electric_2023_04_03 | 2030 | Hydro Pumped Storage | Storage | Electricity | QC | Dispatch-Storage | VOM | 0 | [6 empty] | 0.67556 | 0
LCP_Inputs_ON_Electric_2023_04_03 | 2030 | Hydro Pumped Storage | Storage | Electricity | WC | Dispatch-Storage | EmissionsCost | 0 | [6 empty] | 0.67556 | 0
LCP_Inputs_ON_Electric_2023_04_03 | 2030 | Hydro Pumped Storage | Storage | Electricity | WC | Dispatch-Storage | FuelCost | 0 | [6 empty] | 0.67556 | 0
LCP_Inputs_ON_Electric_2023_04_03 | 2030 | Hydro Pumped Storage | Storage | Electricity | WC | Dispatch-Storage | VOM | 0 | [6 empty] | 0.67556 | 0
LCP_Inputs_ON_Electric_2023_04_03 | 2030 | Nuclear | Generation | Electricity | MI | Dispatch-Generation | EmissionsCost | 0 | [6 empty] | 0.67556 | 0
LCP_Inputs_ON_Electric_2023_04_03 | 2030 | Nuclear | Generation | Electricity | MI | Dispatch-Generation | FuelCost | 0 | [6 empty] | 0.67556 | 0
LCP_Inputs_ON_Electric_2023_04_03 | 2030 | Nuclear | Generation | Electricity | MI | Dispatch-Generation | VOM | 2762866296.96 | [6 empty] | 0.67556 | 1866493473.4826
LCP_Inputs_ON_Electric_2023_04_03 | 2030 | Nuclear | Generation | Electricity | NY | Dispatch-Generation | EmissionsCost | 0 | [6 empty] | 0.67556 | 0
LCP_Inputs_ON_Electric_2023_04_03 | 2030 | Nuclear | Generation | Electricity | NY | Dispatch-Generation | FuelCost | 0 | [6 empty] | 0.67556 | 0
LCP_Inputs_ON_Electric_2023_04_03 | 2030 | Nuclear | Generation | Electricity | NY | Dispatch-Generation | VOM | 2246155230.144 | [6 empty] | 0.67556 | 1517421991.106
LCP_Inputs_ON_Electric_2023_04_03 | 2030 | Nuclear | Generation | Electricity | ON | Dispatch-Generation | EmissionsCost | 0 | [6 empty] | 0.67556 | 0
LCP_Inputs_ON_Electric_2023_04_03 | 2030 | Nuclear | Generation | Electricity | ON | Dispatch-Generation | FuelCost | 0 | [6 empty] | 0.67556 | 0
LCP_Inputs_ON_Electric_2023_04_03 | 2030 | Nuclear | Generation | Electricity | ON | Dispatch-Generation | VOM | 7202995454.9077 | [6 empty] | 0.67556 | 4866085637.5507
LCP_Inputs_ON_Electric_2023_04_03 | 2030 | Nuclear | Generation | Electricity | PJ | Dispatch-Generation | EmissionsCost | 0 | [6 empty] | 0.67556 | 0
LCP_Inputs_ON_Electric_2023_04_03 | 2030 | Nuclear | Generation | Electricity | PJ | Dispatch-Generation | FuelCost | 0 | [6 empty] | 0.67556 | 0
LCP_Inputs_ON_Electric_2023_04_03 | 2030 | Nuclear | Generation | Electricity | PJ | Dispatch-Generation | VOM | 6401347648.6848 | [6 empty] | 0.67556 | 4324521103.6487
LCP_Inputs_ON_Electric_2023_04_03 | 2030 | Nuclear | Generation | Electricity | QC | Dispatch-Generation | EmissionsCost | 0 | [6 empty] | 0.67556 | 0
LCP_Inputs_ON_Electric_2023_04_03 | 2030 | Nuclear | Generation | Electricity | QC | Dispatch-Generation | FuelCost | 0 | [6 empty] | 0.67556 | 0
LCP_Inputs_ON_Electric_2023_04_03 | 2030 | Nuclear | Generation | Electricity | QC | Dispatch-Generation | VOM | 0 | [6 empty] | 0.67556 | 0
LCP_Inputs_ON_Electric_2023_04_03 | 2030 | Nuclear | Generation | Electricity | WC | Dispatch-Generation | EmissionsCost | 0 | [6 empty] | 0.67556 | 0
LCP_Inputs_ON_Electric_2023_04_03 | 2030 | Nuclear | Generation | Electricity | WC | Dispatch-Generation | FuelCost | 0 | [6 empty] | 0.67556 | 0
LCP_Inputs_ON_Electric_2023_04_03 | 2030 | Nuclear | Generation | Electricity | WC | Dispatch-Generation | VOM | 0 | [6 empty] | 0.67556 | 0
LCP_Inputs_ON_Electric_2023_04_03 | 2030 | Nuclear SMR | Generation | Electricity | MI | Dispatch-Generation | EmissionsCost | 0 | [6 empty] | 0.67556 | 0
LCP_Inputs_ON_Electric_2023_04_03 | 2030 | Nuclear SMR | Generation | Electricity | MI | Dispatch-Generation | FuelCost | 0 | [6 empty] | 0.67556 | 0
LCP_Inputs_ON_Electric_2023_04_03 | 2030 | Nuclear SMR | Generation | Electricity | MI | Dispatch-Generation | VOM | 0 | [6 empty] | 0.67556 | 0
LCP_Inputs_ON_Electric_2023_04_03 | 2030 | Nuclear SMR | Generation | Electricity | NY | Dispatch-Generation | EmissionsCost | 0 | [6 empty] | 0.67556 | 0
LCP_Inputs_ON_Electric_2023_04_03 | 2030 | Nuclear SMR | Generation | Electricity | NY | Dispatch-Generation | FuelCost | 0 | [6 empty] | 0.67556 | 0
LCP_Inputs_ON_Electric_2023_04_03 | 2030 | Nuclear SMR | Generation | Electricity | NY | Dispatch-Generation | VOM | 0 | [6 empty] | 0.67556 | 0
LCP_Inputs_ON_Electric_2023_04_03 | 2030 | Nuclear SMR | Generation | Electricity | ON | Dispatch-Generation | EmissionsCost | 0 | [6 empty] | 0.67556 | 0
LCP_Inputs_ON_Electric_2023_04_03 | 2030 | Nuclear SMR | Generation | Electricity | ON | Dispatch-Generation | FuelCost | 0 | [6 empty] | 0.67556 | 0
LCP_Inputs_ON_Electric_2023_04_03 | 2030 | Nuclear SMR | Generation | Electricity | ON | Dispatch-Generation | VOM | 19000000.8 | [6 empty] | 0.67556 | 12835719.7481
LCP_Inputs_ON_Electric_2023_04_03 | 2030 | Nuclear SMR | Generation | Electricity | PJ | Dispatch-Generation | EmissionsCost | 0 | [6 empty] | 0.67556 | 0
LCP_Inputs_ON_Electric_2023_04_03 | 2030 | Nuclear SMR | Generation | Electricity | PJ | Dispatch-Generation | FuelCost | 0 | [6 empty] | 0.67556 | 0
LCP_Inputs_ON_Electric_2023_04_03 | 2030 | Nuclear SMR | Generation | Electricity | PJ | Dispatch-Generation | VOM | 0 | [6 empty] | 0.67556 | 0
LCP_Inputs_ON_Electric_2023_04_03 | 2030 | Nuclear SMR | Generation | Electricity | QC | Dispatch-Generation | EmissionsCost | 0 | [6 empty] | 0.67556 | 0
LCP_Inputs_ON_Electric_2023_04_03 | 2030 | Nuclear SMR | Generation | Electricity | QC | Dispatch-Generation | FuelCost | 0 | [6 empty] | 0.67556 | 0
LCP_Inputs_ON_Electric_2023_04_03 | 2030 | Nuclear SMR | Generation | Electricity | QC | Dispatch-Generation | VOM | 0 | [6 empty] | 0.67556 | 0
LCP_Inputs_ON_Electric_2023_04_03 | 2030 | Nuclear SMR | Generation | Electricity | WC | Dispatch-Generation | EmissionsCost | 0 | [6 empty] | 0.67556 | 0
LCP_Inputs_ON_Electric_2023_04_03 | 2030 | Nuclear SMR | Generation | Electricity | WC | Dispatch-Generation | FuelCost | 0 | [6 empty] | 0.67556 | 0
LCP_Inputs_ON_Electric_2023_04_03 | 2030 | Nuclear SMR | Generation | Electricity | WC | Dispatch-Generation | VOM | 0 | [6 empty] | 0.67556 | 0
LCP_Inputs_ON_Electric_2023_04_03 | 2030 | O/CCGT - CH4 Existing | Crossload | Electricity | MI | Dispatch-Crossload | EmissionsCost | 0 | [6 empty] | 0.67556 | 0
LCP_Inputs_ON_Electric_2023_04_03 | 2030 | O/CCGT - CH4 Existing | Crossload | Electricity | MI | Dispatch-Crossload | FuelCost | 0 | [6 empty] | 0.67556 | 0
LCP_Inputs_ON_Electric_2023_04_03 | 2030 | O/CCGT - CH4 Existing | Crossload | Electricity | MI | Dispatch-Crossload | VOM | 0 | [6 empty] | 0.67556 | 0
LCP_Inputs_ON_Electric_2023_04_03 | 2030 | O/CCGT - CH4 Existing | Crossload | Electricity | NY | Dispatch-Crossload | EmissionsCost | 0 | [6 empty] | 0.67556 | 0
LCP_Inputs_ON_Electric_2023_04_03 | 2030 | O/CCGT - CH4 Existing | Crossload | Electricity | NY | Dispatch-Crossload | FuelCost | 0 | [6 empty] | 0.67556 | 0
LCP_Inputs_ON_Electric_2023_04_03 | 2030 | O/CCGT - CH4 Existing | Crossload | Electricity | NY | Dispatch-Crossload | VOM | 0 | [6 empty] | 0.67556 | 0
LCP_Inputs_ON_Electric_2023_04_03 | 2030 | O/CCGT - CH4 Existing | Crossload | Electricity | ON | Dispatch-Crossload | EmissionsCost | 9180015.4005 | [6 empty] | 0.67556 | 6201689.4739
LCP_Inputs_ON_Electric_2023_04_03 | 2030 | O/CCGT - CH4 Existing | Crossload | Electricity | ON | Dispatch-Crossload | FuelCost | 0 | [6 empty] | 0.67556 | 0
LCP_Inputs_ON_Electric_2023_04_03 | 2030 | O/CCGT - CH4 Existing | Crossload | Electricity | ON | Dispatch-Crossload | VOM | 333612.5238 | [6 empty] | 0.67556 | 225376.6673
LCP_Inputs_ON_Electric_2023_04_03 | 2030 | O/CCGT - CH4 Existing | Crossload | Electricity | PJ | Dispatch-Crossload | EmissionsCost | 0 | [6 empty] | 0.67556 | 0
LCP_Inputs_ON_Electric_2023_04_03 | 2030 | O/CCGT - CH4 Existing | Crossload | Electricity | PJ | Dispatch-Crossload | FuelCost | 0 | [6 empty] | 0.67556 | 0
LCP_Inputs_ON_Electric_2023_04_03 | 2030 | O/CCGT - CH4 Existing | Crossload | Electricity | PJ | Dispatch-Crossload | VOM | 0 | [6 empty] | 0.67556 | 0
LCP_Inputs_ON_Electric_2023_04_03 | 2030 | O/CCGT - CH4 Existing | Crossload | Electricity | QC | Dispatch-Crossload | EmissionsCost | 0 | [6 empty] | 0.67556 | 0
LCP_Inputs_ON_Electric_2023_04_03 | 2030 | O/CCGT - CH4 Existing | Crossload | Electricity | QC | Dispatch-Crossload | FuelCost | 0 | [6 empty] | 0.67556 | 0
LCP_Inputs_ON_Electric_2023_04_03 | 2030 | O/CCGT - CH4 Existing | Crossload | Electricity | QC | Dispatch-Crossload | VOM | 0 | [6 empty] | 0.67556 | 0
LCP_Inputs_ON_Electric_2023_04_03 | 2030 | O/CCGT - CH4 Existing | Crossload | Electricity | WC | Dispatch-Crossload | EmissionsCost | 0 | [6 empty] | 0.67556 | 0
LCP_Inputs_ON_Electric_2023_04_03 | 2030 | O/CCGT - CH4 Existing | Crossload | Electricity | WC | Dispatch-Crossload | FuelCost | 0 | [6 empty] | 0.67556 | 0
LCP_Inputs_ON_Electric_2023_04_03 | 2030 | O/CCGT - CH4 Existing | Crossload | Electricity | WC | Dispatch-Crossload | VOM | 0 | [6 empty] | 0.67556 | 0
LCP_Inputs_ON_Electric_2023_04_03 | 2030 | O/CCGT - CH4 New | Crossload | Electricity | MI | Dispatch-Crossload | EmissionsCost | 0 | [6 empty] | 0.67556 | 0
LCP_Inputs_ON_Electric_2023_04_03 | 2030 | O/CCGT - CH4 New | Crossload | Electricity | MI | Dispatch-Crossload | FuelCost | 0 | [6 empty] | 0.67556 | 0
LCP_Inputs_ON_Electric_2023_04_03 | 2030 | O/CCGT - CH4 New | Crossload | Electricity | MI | Dispatch-Crossload | VOM | 0 | [6 empty] | 0.67556 | 0
LCP_Inputs_ON_Electric_2023_04_03 | 2030 | O/CCGT - CH4 New | Crossload | Electricity | NY | Dispatch-Crossload | EmissionsCost | 0 | [6 empty] | 0.67556 | 0
LCP_Inputs_ON_Electric_2023_04_03 | 2030 | O/CCGT - CH4 New | Crossload | Electricity | NY | Dispatch-Crossload | FuelCost | 0 | [6 empty] | 0.67556 | 0
LCP_Inputs_ON_Electric_2023_04_03 | 2030 | O/CCGT - CH4 New | Crossload | Electricity | NY | Dispatch-Crossload | VOM | 0 | [6 empty] | 0.67556 | 0
LCP_Inputs_ON_Electric_2023_04_03 | 2030 | O/CCGT - CH4 New | Crossload | Electricity | ON | Dispatch-Crossload | EmissionsCost | 361423.3129 | [6 empty] | 0.67556 | 244164.64
LCP_Inputs_ON_Electric_2023_04_03 | 2030 | O/CCGT - CH4 New | Crossload | Electricity | ON | Dispatch-Crossload | FuelCost | 0 | [6 empty] | 0.67556 | 0
LCP_Inputs_ON_Electric_2023_04_03 | 2030 | O/CCGT - CH4 New | Crossload | Electricity | ON | Dispatch-Crossload | VOM | 13134.547 | [6 empty] | 0.67556 | 8873.2293
LCP_Inputs_ON_Electric_2023_04_03 | 2030 | O/CCGT - CH4 New | Crossload | Electricity | PJ | Dispatch-Crossload | EmissionsCost | 0 | [6 empty] | 0.67556 | 0
LCP_Inputs_ON_Electric_2023_04_03 | 2030 | O/CCGT - CH4 New | Crossload | Electricity | PJ | Dispatch-Crossload | FuelCost | 0 | [6 empty] | 0.67556 | 0
LCP_Inputs_ON_Electric_2023_04_03 | 2030 | O/CCGT - CH4 New | Crossload | Electricity | PJ | Dispatch-Crossload | VOM | 0 | [6 empty] | 0.67556 | 0
LCP_Inputs_ON_Electric_2023_04_03 | 2030 | O/CCGT - CH4 New | Crossload | Electricity | QC | Dispatch-Crossload | EmissionsCost | 0 | [6 empty] | 0.67556 | 0
LCP_Inputs_ON_Electric_2023_04_03 | 2030 | O/CCGT - CH4 New | Crossload | Electricity | QC | Dispatch-Crossload | FuelCost | 0 | [6 empty] | 0.67556 | 0
LCP_Inputs_ON_Electric_2023_04_03 | 2030 | O/CCGT - CH4 New | Crossload | Electricity | QC | Dispatch-Crossload | VOM | 0 | [6 empty] | 0.67556 | 0
LCP_Inputs_ON_Electric_2023_04_03 | 2030 | O/CCGT - CH4 New | Crossload | Electricity | WC | Dispatch-Crossload | EmissionsCost | 0 | [6 empty] | 0.67556 | 0
LCP_Inputs_ON_Electric_2023_04_03 | 2030 | O/CCGT - CH4 New | Crossload | Electricity | WC | Dispatch-Crossload | FuelCost | 0 | [6 empty] | 0.67556 | 0
LCP_Inputs_ON_Electric_2023_04_03 | 2030 | O/CCGT - CH4 New | Crossload | Electricity | WC | Dispatch-Crossload | VOM | 0 | [6 empty] | 0.67556 | 0
LCP_Inputs_ON_Electric_2023_04_03 | 2030 | O/CCGT - H2 New | Crossload | Electricity | MI | Dispatch-Crossload | EmissionsCost | 0 | [6 empty] | 0.67556 | 0
LCP_Inputs_ON_Electric_2023_04_03 | 2030 | O/CCGT - H2 New | Crossload | Electricity | MI | Dispatch-Crossload | FuelCost | 0 | [6 empty] | 0.67556 | 0
LCP_Inputs_ON_Electric_2023_04_03 | 2030 | O/CCGT - H2 New | Crossload | Electricity | MI | Dispatch-Crossload | VOM | 0 | [6 empty] | 0.67556 | 0
LCP_Inputs_ON_Electric_2023_04_03 | 2030 | O/CCGT - H2 New | Crossload | Electricity | NY | Dispatch-Crossload | EmissionsCost | 0 | [6 empty] | 0.67556 | 0
LCP_Inputs_ON_Electric_2023_04_03 | 2030 | O/CCGT - H2 New | Crossload | Electricity | NY | Dispatch-Crossload | FuelCost | 0 | [6 empty] | 0.67556 | 0
LCP_Inputs_ON_Electric_2023_04_03 | 2030 | O/CCGT - H2 New | Crossload | Electricity | NY | Dispatch-Crossload | VOM | 0 | [6 empty] | 0.67556 | 0
LCP_Inputs_ON_Electric_2023_04_03 | 2030 | O/CCGT - H2 New | Crossload | Electricity | ON | Dispatch-Crossload | EmissionsCost | 0 | [6 empty] | 0.67556 | 0
LCP_Inputs_ON_Electric_2023_04_03 | 2030 | O/CCGT - H2 New | Crossload | Electricity | ON | Dispatch-Crossload | FuelCost | 0 | [6 empty] | 0.67556 | 0
LCP_Inputs_ON_Electric_2023_04_03 | 2030 | O/CCGT - H2 New | Crossload | Electricity | ON | Dispatch-Crossload | VOM | 1464727.4743 | [6 empty] | 0.67556 | 989517.3987
LCP_Inputs_ON_Electric_2023_04_03 | 2030 | O/CCGT - H2 New | Crossload | Electricity | PJ | Dispatch-Crossload | EmissionsCost | 0 | [6 empty] | 0.67556 | 0
LCP_Inputs_ON_Electric_2023_04_03 | 2030 | O/CCGT - H2 New | Crossload | Electricity | PJ | Dispatch-Crossload | FuelCost | 0 | [6 empty] | 0.67556 | 0
LCP_Inputs_ON_Electric_2023_04_03 | 2030 | O/CCGT - H2 New | Crossload | Electricity | PJ | Dispatch-Crossload | VOM | 0 | [6 empty] | 0.67556 | 0
LCP_Inputs_ON_Electric_2023_04_03 | 2030 | O/CCGT - H2 New | Crossload | Electricity | QC | Dispatch-Crossload | EmissionsCost | 0 | [6 empty] | 0.67556 | 0
LCP_Inputs_ON_Electric_2023_04_03 | 2030 | O/CCGT - H2 New | Crossload | Electricity | QC | Dispatch-Crossload | FuelCost | 0 | [6 empty] | 0.67556 | 0
LCP_Inputs_ON_Electric_2023_04_03 | 2030 | O/CCGT - H2 New | Crossload | Electricity | QC | Dispatch-Crossload | VOM | 0 | [6 empty] | 0.67556 | 0
LCP_Inputs_ON_Electric_2023_04_03 | 2030 | O/CCGT - H2 New | Crossload | Electricity | WC | Dispatch-Crossload | EmissionsCost | 0 | [6 empty] | 0.67556 | 0
LCP_Inputs_ON_Electric_2023_04_03 | 2030 | O/CCGT - H2 New | Crossload | Electricity | WC | Dispatch-Crossload | FuelCost | 0 | [6 empty] | 0.67556 | 0
LCP_Inputs_ON_Electric_2023_04_03 | 2030 | O/CCGT - H2 New | Crossload | Electricity | WC | Dispatch-Crossload | VOM | 0 | [6 empty] | 0.67556 | 0
LCP_Inputs_ON_Electric_2023_04_03 | 2030 | SMR CCS | Crossload | Hydrogen | MI | Dispatch-Crossload | EmissionsCost | 0 | [6 empty] | 0.67556 | 0
LCP_Inputs_ON_Electric_2023_04_03 | 2030 | SMR CCS | Crossload | Hydrogen | MI | Dispatch-Crossload | FuelCost | 0 | [6 empty] | 0.67556 | 0
LCP_Inputs_ON_Electric_2023_04_03 | 2030 | SMR CCS | Crossload | Hydrogen | MI | Dispatch-Crossload | VOM | 0 | [6 empty] | 0.67556 | 0
LCP_Inputs_ON_Electric_2023_04_03 | 2030 | SMR CCS | Crossload | Hydrogen | NY | Dispatch-Crossload | EmissionsCost | 0 | [6 empty] | 0.67556 | 0
LCP_Inputs_ON_Electric_2023_04_03 | 2030 | SMR CCS | Crossload | Hydrogen | NY | Dispatch-Crossload | FuelCost | 0 | [6 empty] | 0.67556 | 0
LCP_Inputs_ON_Electric_2023_04_03 | 2030 | SMR CCS | Crossload | Hydrogen | NY | Dispatch-Crossload | VOM | 0 | [6 empty] | 0.67556 | 0
LCP_Inputs_ON_Electric_2023_04_03 | 2030 | SMR CCS | Crossload | Hydrogen | ON | Dispatch-Crossload | EmissionsCost | 76580835.5373 | [6 empty] | 0.67556 | 51735268.5078
LCP_Inputs_ON_Electric_2023_04_03 | 2030 | SMR CCS | Crossload | Hydrogen | ON | Dispatch-Crossload | FuelCost | 0 | [6 empty] | 0.67556 | 0
LCP_Inputs_ON_Electric_2023_04_03 | 2030 | SMR CCS | Crossload | Hydrogen | ON | Dispatch-Crossload | VOM | 91254385.794 | [6 empty] | 0.67556 | 61648193.2906
LCP_Inputs_ON_Electric_2023_04_03 | 2030 | SMR CCS | Crossload | Hydrogen | PJ | Dispatch-Crossload | EmissionsCost | 0 | [6 empty] | 0.67556 | 0
LCP_Inputs_ON_Electric_2023_04_03 | 2030 | SMR CCS | Crossload | Hydrogen | PJ | Dispatch-Crossload | FuelCost | 0 | [6 empty] | 0.67556 | 0
LCP_Inputs_ON_Electric_2023_04_03 | 2030 | SMR CCS | Crossload | Hydrogen | PJ | Dispatch-Crossload | VOM | 0 | [6 empty] | 0.67556 | 0
LCP_Inputs_ON_Electric_2023_04_03 | 2030 | SMR CCS | Crossload | Hydrogen | QC | Dispatch-Crossload | EmissionsCost | 0 | [6 empty] | 0.67556 | 0
LCP_Inputs_ON_Electric_2023_04_03 | 2030 | SMR CCS | Crossload | Hydrogen | QC | Dispatch-Crossload | FuelCost | 0 | [6 empty] | 0.67556 | 0
LCP_Inputs_ON_Electric_2023_04_03 | 2030 | SMR CCS | Crossload | Hydrogen | QC | Dispatch-Crossload | VOM | 0 | [6 empty] | 0.67556 | 0
LCP_Inputs_ON_Electric_2023_04_03 | 2030 | SMR CCS | Crossload | Hydrogen | WC | Dispatch-Crossload | EmissionsCost | 0 | [6 empty] | 0.67556 | 0
LCP_Inputs_ON_Electric_2023_04_03 | 2030 | SMR CCS | Crossload | Hydrogen | WC | Dispatch-Crossload | FuelCost | 0 | [6 empty] | 0.67556 | 0
LCP_Inputs_ON_Electric_2023_04_03 | 2030 | SMR CCS | Crossload | Hydrogen | WC | Dispatch-Crossload | VOM | 0 | [6 empty] | 0.67556 | 0
LCP_Inputs_ON_Electric_2023_04_03 | 2030 | Solar PV | Generation | Electricity | MI | Dispatch-Generation | EmissionsCost | 0 | [6 empty] | 0.67556 | 0
LCP_Inputs_ON_Electric_2023_04_03 | 2030 | Solar PV | Generation | Electricity | MI | Dispatch-Generation | FuelCost | 0 | [6 empty] | 0.67556 | 0
LCP_Inputs_ON_Electric_2023_04_03 | 2030 | Solar PV | Generation | Electricity | MI | Dispatch-Generation | VOM | 0 | [6 empty] | 0.67556 | 0
LCP_Inputs_ON_Electric_2023_04_03 | 2030 | Solar PV | Generation | Electricity | NY | Dispatch-Generation | EmissionsCost | 0 | [6 empty] | 0.67556 | 0
LCP_Inputs_ON_Electric_2023_04_03 | 2030 | Solar PV | Generation | Electricity | NY | Dispatch-Generation | FuelCost | 0 | [6 empty] | 0.67556 | 0
LCP_Inputs_ON_Electric_2023_04_03 | 2030 | Solar PV | Generation | Electricity | NY | Dispatch-Generation | VOM | 0 | [6 empty] | 0.67556 | 0
LCP_Inputs_ON_Electric_2023_04_03 | 2030 | Solar PV | Generation | Electricity | ON | Dispatch-Generation | EmissionsCost | 0 | [6 empty] | 0.67556 | 0
LCP_Inputs_ON_Electric_2023_04_03 | 2030 | Solar PV | Generation | Electricity | ON | Dispatch-Generation | FuelCost | 0 | [6 empty] | 0.67556 | 0
LCP_Inputs_ON_Electric_2023_04_03 | 2030 | Solar PV | Generation | Electricity | ON | Dispatch-Generation | VOM | 0 | [6 empty] | 0.67556 | 0
LCP_Inputs_ON_Electric_2023_04_03 | 2030 | Solar PV | Generation | Electricity | PJ | Dispatch-Generation | EmissionsCost | 0 | [6 empty] | 0.67556 | 0
LCP_Inputs_ON_Electric_2023_04_03 | 2030 | Solar PV | Generation | Electricity | PJ | Dispatch-Generation | FuelCost | 0 | [6 empty] | 0.67556 | 0
LCP_Inputs_ON_Electric_2023_04_03 | 2030 | Solar PV | Generation | Electricity | PJ | Dispatch-Generation | VOM | 0 | [6 empty] | 0.67556 | 0
LCP_Inputs_ON_Electric_2023_04_03 | 2030 | Solar PV | Generation | Electricity | QC | Dispatch-Generation | EmissionsCost | 0 | [6 empty] | 0.67556 | 0
LCP_Inputs_ON_Electric_2023_04_03 | 2030 | Solar PV | Generation | Electricity | QC | Dispatch-Generation | FuelCost | 0 | [6 empty] | 0.67556 | 0
LCP_Inputs_ON_Electric_2023_04_03 | 2030 | Solar PV | Generation | Electricity | QC | Dispatch-Generation | VOM | 0 | [6 empty] | 0.67556 | 0
LCP_Inputs_ON_Electric_2023_04_03 | 2030 | Solar PV | Generation | Electricity | WC | Dispatch-Generation | EmissionsCost | 0 | [6 empty] | 0.67556 | 0
LCP_Inputs_ON_Electric_2023_04_03 | 2030 | Solar PV | Generation | Electricity | WC | Dispatch-Generation | FuelCost | 0 | [6 empty] | 0.67556 | 0
LCP_Inputs_ON_Electric_2023_04_03 | 2030 | Solar PV | Generation | Electricity | WC | Dispatch-Generation | VOM | 0 | [6 empty] | 0.67556 | 0
LCP_Inputs_ON_Electric_2023_04_03 | 2030 | Wind Offshore | Generation | Electricity | MI | Dispatch-Generation | EmissionsCost | 0 | [6 empty] | 0.67556 | 0
LCP_Inputs_ON_Electric_2023_04_03 | 2030 | Wind Offshore | Generation | Electricity | MI | Dispatch-Generation | FuelCost | 0 | [6 empty] | 0.67556 | 0
LCP_Inputs_ON_Electric_2023_04_03 | 2030 | Wind Offshore | Generation | Electricity | MI | Dispatch-Generation | VOM | 0 | [6 empty] | 0.67556 | 0
LCP_Inputs_ON_Electric_2023_04_03 | 2030 | Wind Offshore | Generation | Electricity | NY | Dispatch-Generation | EmissionsCost | 0 | [6 empty] | 0.67556 | 0
LCP_Inputs_ON_Electric_2023_04_03 | 2030 | Wind Offshore | Generation | Electricity | NY | Dispatch-Generation | FuelCost | 0 | [6 empty] | 0.67556 | 0
LCP_Inputs_ON_Electric_2023_04_03 | 2030 | Wind Offshore | Generation | Electricity | NY | Dispatch-Generation | VOM | 0 | [6 empty] | 0.67556 | 0
LCP_Inputs_ON_Electric_2023_04_03 | 2030 | Wind Offshore | Generation | Electricity | ON | Dispatch-Generation | EmissionsCost | 0 | [6 empty] | 0.67556 | 0
LCP_Inputs_ON_Electric_2023_04_03 | 2030 | Wind Offshore | Generation | Electricity | ON | Dispatch-Generation | FuelCost | 0 | [6 empty] | 0.67556 | 0
LCP_Inputs_ON_Electric_2023_04_03 | 2030 | Wind Offshore | Generation | Electricity | ON | Dispatch-Generation | VOM | 0 | [6 empty] | 0.67556 | 0
LCP_Inputs_ON_Electric_2023_04_03 | 2030 | Wind Offshore | Generation | Electricity | PJ | Dispatch-Generation | EmissionsCost | 0 | [6 empty] | 0.67556 | 0
LCP_Inputs_ON_Electric_2023_04_03 | 2030 | Wind Offshore | Generation | Electricity | PJ | Dispatch-Generation | FuelCost | 0 | [6 empty] | 0.67556 | 0
LCP_Inputs_ON_Electric_2023_04_03 | 2030 | Wind Offshore | Generation | Electricity | PJ | Dispatch-Generation | VOM | 0 | [6 empty] | 0.67556 | 0
LCP_Inputs_ON_Electric_2023_04_03 | 2030 | Wind Offshore | Generation | Electricity | QC | Dispatch-Generation | EmissionsCost | 0 | [6 empty] | 0.67556 | 0
LCP_Inputs_ON_Electric_2023_04_03 | 2030 | Wind Offshore | Generation | Electricity | QC | Dispatch-Generation | FuelCost | 0 | [6 empty] | 0.67556 | 0
LCP_Inputs_ON_Electric_2023_04_03 | 2030 | Wind Offshore | Generation | Electricity | QC | Dispatch-Generation | VOM | 0 | [6 empty] | 0.67556 | 0
LCP_Inputs_ON_Electric_2023_04_03 | 2030 | Wind Offshore | Generation | Electricity | WC | Dispatch-Generation | EmissionsCost | 0 | [6 empty] | 0.67556 | 0
LCP_Inputs_ON_Electric_2023_04_03 | 2030 | Wind Offshore | Generation | Electricity | WC | Dispatch-Generation | FuelCost | 0 | [6 empty] | 0.67556 | 0
LCP_Inputs_ON_Electric_2023_04_03 | 2030 | Wind Offshore | Generation | Electricity | WC | Dispatch-Generation | VOM | 0 | [6 empty] | 0.67556 | 0
LCP_Inputs_ON_Electric_2023_04_03 | 2030 | Wind Onshore | Generation | Electricity | MI | Dispatch-Generation | EmissionsCost | 0 | [6 empty] | 0.67556 | 0
LCP_Inputs_ON_Electric_2023_04_03 | 2030 | Wind Onshore | Generation | Electricity | MI | Dispatch-Generation | FuelCost | 0 | [6 empty] | 0.67556 | 0
LCP_Inputs_ON_Electric_2023_04_03 | 2030 | Wind Onshore | Generation | Electricity | MI | Dispatch-Generation | VOM | 0 | [6 empty] | 0.67556 | 0
LCP_Inputs_ON_Electric_2023_04_03 | 2030 | Wind Onshore | Generation | Electricity | NY | Dispatch-Generation | EmissionsCost | 0 | [6 empty] | 0.67556 | 0
LCP_Inputs_ON_Electric_2023_04_03 | 2030 | Wind Onshore | Generation | Electricity | NY | Dispatch-Generation | FuelCost | 0 | [6 empty] | 0.67556 | 0
LCP_Inputs_ON_Electric_2023_04_03 | 2030 | Wind Onshore | Generation | Electricity | NY | Dispatch-Generation | VOM | 0 | [6 empty] | 0.67556 | 0
LCP_Inputs_ON_Electric_2023_04_03 | 2030 | Wind Onshore | Generation | Electricity | ON | Dispatch-Generation | EmissionsCost | 0 | [6 empty] | 0.67556 | 0
LCP_Inputs_ON_Electric_2023_04_03 | 2030 | Wind Onshore | Generation | Electricity | ON | Dispatch-Generation | FuelCost | 0 | [6 empty] | 0.67556 | 0
LCP_Inputs_ON_Electric_2023_04_03 | 2030 | Wind Onshore | Generation | Electricity | ON | Dispatch-Generation | VOM | 0 | [6 empty] | 0.67556 | 0
LCP_Inputs_ON_Electric_2023_04_03 | 2030 | Wind Onshore | Generation | Electricity | PJ | Dispatch-Generation | EmissionsCost | 0 | [6 empty] | 0.67556 | 0
LCP_Inputs_ON_Electric_2023_04_03 | 2030 | Wind Onshore | Generation | Electricity | PJ | Dispatch-Generation | FuelCost | 0 | [6 empty] | 0.67556 | 0
LCP_Inputs_ON_Electric_2023_04_03 | 2030 | Wind Onshore | Generation | Electricity | PJ | Dispatch-Generation | VOM | 0 | [6 empty] | 0.67556 | 0
LCP_Inputs_ON_Electric_2023_04_03 | 2030 | Wind Onshore | Generation | Electricity | QC | Dispatch-Generation | EmissionsCost | 0 | [6 empty] | 0.67556 | 0
LCP_Inputs_ON_Electric_2023_04_03 | 2030 | Wind Onshore | Generation | Electricity | QC | Dispatch-Generation | FuelCost | 0 | [6 empty] | 0.67556 | 0
LCP_Inputs_ON_Electric_2023_04_03 | 2030 | Wind Onshore | Generation | Electricity | QC | Dispatch-Generation | VOM | 0 | [6 empty] | 0.67556 | 0
LCP_Inputs_ON_Electric_2023_04_03 | 2030 | Wind Onshore | Generation | Electricity | WC | Dispatch-Generation | EmissionsCost | 0 | [6 empty] | 0.67556 | 0
LCP_Inputs_ON_Electric_2023_04_03 | 2030 | Wind Onshore | Generation | Electricity | WC | Dispatch-Generation | FuelCost | 0 | [6 empty] | 0.67556 | 0
LCP_Inputs_ON_Electric_2023_04_03 | 2030 | Wind Onshore | Generation | Electricity | WC | Dispatch-Generation | VOM | 0 | [6 empty] | 0.67556 | 0
LCP_Inputs_ON_Electric_2023_04_03 | 2031 | Anaerobic Digestion | Generation | Methane | MI | Dispatch-Generation | EmissionsCost | 0 | [6 empty] | 0.64958 | 0
LCP_Inputs_ON_Electric_2023_04_03 | 2031 | Anaerobic Digestion | Generation | Methane | MI | Dispatch-Generation | FuelCost | 0 | [6 empty] | 0.64958 | 0
LCP_Inputs_ON_Electric_2023_04_03 | 2031 | Anaerobic Digestion | Generation | Methane | MI | Dispatch-Generation | VOM | 0 | [6 empty] | 0.64958 | 0
LCP_Inputs_ON_Electric_2023_04_03 | 2031 | Anaerobic Digestion | Generation | Methane | NY | Dispatch-Generation | EmissionsCost | 0 | [6 empty] | 0.64958 | 0
LCP_Inputs_ON_Electric_2023_04_03 | 2031 | Anaerobic Digestion | Generation | Methane | NY | Dispatch-Generation | FuelCost | 0 | [6 empty] | 0.64958 | 0
LCP_Inputs_ON_Electric_2023_04_03 | 2031 | Anaerobic Digestion | Generation | Methane | NY | Dispatch-Generation | VOM | 0 | [6 empty] | 0.64958 | 0
LCP_Inputs_ON_Electric_2023_04_03 | 2031 | Anaerobic Digestion | Generation | Methane | ON | Dispatch-Generation | EmissionsCost | 0 | [6 empty] | 0.64958 | 0
LCP_Inputs_ON_Electric_2023_04_03 | 2031 | Anaerobic Digestion | Generation | Methane | ON | Dispatch-Generation | FuelCost | 0 | [6 empty] | 0.64958 | 0
LCP_Inputs_ON_Electric_2023_04_03 | 2031 | Anaerobic Digestion | Generation | Methane | ON | Dispatch-Generation | VOM | 0 | [6 empty] | 0.64958 | 0
LCP_Inputs_ON_Electric_2023_04_03 | 2031 | Anaerobic Digestion | Generation | Methane | PJ | Dispatch-Generation | EmissionsCost | 0 | [6 empty] | 0.64958 | 0
LCP_Inputs_ON_Electric_2023_04_03 | 2031 | Anaerobic Digestion | Generation | Methane | PJ | Dispatch-Generation | FuelCost | 0 | [6 empty] | 0.64958 | 0
LCP_Inputs_ON_Electric_2023_04_03 | 2031 | Anaerobic Digestion | Generation | Methane | PJ | Dispatch-Generation | VOM | 0 | [6 empty] | 0.64958 | 0
LCP_Inputs_ON_Electric_2023_04_03 | 2031 | Anaerobic Digestion | Generation | Methane | QC | Dispatch-Generation | EmissionsCost | 0 | [6 empty] | 0.64958 | 0
LCP_Inputs_ON_Electric_2023_04_03 | 2031 | Anaerobic Digestion | Generation | Methane | QC | Dispatch-Generation | FuelCost | 0 | [6 empty] | 0.64958 | 0
LCP_Inputs_ON_Electric_2023_04_03 | 2031 | Anaerobic Digestion | Generation | Methane | QC | Dispatch-Generation | VOM | 0 | [6 empty] | 0.64958 | 0
LCP_Inputs_ON_Electric_2023_04_03 | 2031 | Anaerobic Digestion | Generation | Methane | WC | Dispatch-Generation | EmissionsCost | 0 | [6 empty] | 0.64958 | 0
LCP_Inputs_ON_Electric_2023_04_03 | 2031 | Anaerobic Digestion | Generation | Methane | WC | Dispatch-Generation | FuelCost | 0 | [6 empty] | 0.64958 | 0
LCP_Inputs_ON_Electric_2023_04_03 | 2031 | Anaerobic Digestion | Generation | Methane | WC | Dispatch-Generation | VOM | 0 | [6 empty] | 0.64958 | 0
LCP_Inputs_ON_Electric_2023_04_03 | 2031 | Battery Storage | Storage | Electricity | MI | Dispatch-Storage | EmissionsCost | 0 | [6 empty] | 0.64958 | 0
LCP_Inputs_ON_Electric_2023_04_03 | 2031 | Battery Storage | Storage | Electricity | MI | Dispatch-Storage | FuelCost | 0 | [6 empty] | 0.64958 | 0
LCP_Inputs_ON_Electric_2023_04_03 | 2031 | Battery Storage | Storage | Electricity | MI | Dispatch-Storage | VOM | 0 | [6 empty] | 0.64958 | 0
LCP_Inputs_ON_Electric_2023_04_03 | 2031 | Battery Storage | Storage | Electricity | NY | Dispatch-Storage | EmissionsCost | 0 | [6 empty] | 0.64958 | 0
LCP_Inputs_ON_Electric_2023_04_03 | 2031 | Battery Storage | Storage | Electricity | NY | Dispatch-Storage | FuelCost | 0 | [6 empty] | 0.64958 | 0
LCP_Inputs_ON_Electric_2023_04_03 | 2031 | Battery Storage | Storage | Electricity | NY | Dispatch-Storage | VOM | 0 | [6 empty] | 0.64958 | 0
LCP_Inputs_ON_Electric_2023_04_03 | 2031 | Battery Storage | Storage | Electricity | ON | Dispatch-Storage | EmissionsCost | 0 | [6 empty] | 0.64958 | 0
LCP_Inputs_ON_Electric_2023_04_03 | 2031 | Battery Storage | Storage | Electricity | ON | Dispatch-Storage | FuelCost | 0 | [6 empty] | 0.64958 | 0
LCP_Inputs_ON_Electric_2023_04_03 | 2031 | Battery Storage | Storage | Electricity | ON | Dispatch-Storage | VOM | 0 | [6 empty] | 0.64958 | 0
LCP_Inputs_ON_Electric_2023_04_03 | 2031 | Battery Storage | Storage | Electricity | PJ | Dispatch-Storage | EmissionsCost | 0 | [6 empty] | 0.64958 | 0
LCP_Inputs_ON_Electric_2023_04_03 | 2031 | Battery Storage | Storage | Electricity | PJ | Dispatch-Storage | FuelCost | 0 | [6 empty] | 0.64958 | 0
LCP_Inputs_ON_Electric_2023_04_03 | 2031 | Battery Storage | Storage | Electricity | PJ | Dispatch-Storage | VOM | 0 | [6 empty] | 0.64958 | 0
LCP_Inputs_ON_Electric_2023_04_03 | 2031 | Battery Storage | Storage | Electricity | QC | Dispatch-Storage | EmissionsCost | 0 | [6 empty] | 0.64958 | 0
LCP_Inputs_ON_Electric_2023_04_03 | 2031 | Battery Storage | Storage | Electricity | QC | Dispatch-Storage | FuelCost | 0 | [6 empty] | 0.64958 | 0
LCP_Inputs_ON_Electric_2023_04_03 | 2031 | Battery Storage | Storage | Electricity | QC | Dispatch-Storage | VOM | 0 | [6 empty] | 0.64958 | 0
LCP_Inputs_ON_Electric_2023_04_03 | 2031 | Battery Storage | Storage | Electricity | WC | Dispatch-Storage | EmissionsCost | 0 | [6 empty] | 0.64958 | 0
LCP_Inputs_ON_Electric_2023_04_03 | 2031 | Battery Storage | Storage | Electricity | WC | Dispatch-Storage | FuelCost | 0 | [6 empty] | 0.64958 | 0
LCP_Inputs_ON_Electric_2023_04_03 | 2031 | Battery Storage | Storage | Electricity | WC | Dispatch-Storage | VOM | 0 | [6 empty] | 0.64958 | 0
LCP_Inputs_ON_Electric_2023_04_03 | 2031 | Biomass | Generation | Electricity | MI | Dispatch-Generation | EmissionsCost | 0 | [6 empty] | 0.64958 | 0
LCP_Inputs_ON_Electric_2023_04_03 | 2031 | Biomass | Generation | Electricity | MI | Dispatch-Generation | FuelCost | 0 | [6 empty] | 0.64958 | 0
LCP_Inputs_ON_Electric_2023_04_03 | 2031 | Biomass | Generation | Electricity | MI | Dispatch-Generation | VOM | 0 | [6 empty] | 0.64958 | 0
LCP_Inputs_ON_Electric_2023_04_03 | 2031 | Biomass | Generation | Electricity | NY | Dispatch-Generation | EmissionsCost | 0 | [6 empty] | 0.64958 | 0
LCP_Inputs_ON_Electric_2023_04_03 | 2031 | Biomass | Generation | Electricity | NY | Dispatch-Generation | FuelCost | 0 | [6 empty] | 0.64958 | 0
LCP_Inputs_ON_Electric_2023_04_03 | 2031 | Biomass | Generation | Electricity | NY | Dispatch-Generation | VOM | 0 | [6 empty] | 0.64958 | 0
LCP_Inputs_ON_Electric_2023_04_03 | 2031 | Biomass | Generation | Electricity | ON | Dispatch-Generation | EmissionsCost | 0 | [6 empty] | 0.64958 | 0
LCP_Inputs_ON_Electric_2023_04_03 | 2031 | Biomass | Generation | Electricity | ON | Dispatch-Generation | FuelCost | 2498962.9091 | [6 empty] | 0.64958 | 1623278.6544
LCP_Inputs_ON_Electric_2023_04_03 | 2031 | Biomass | Generation | Electricity | ON | Dispatch-Generation | VOM | 32070.024 | [6 empty] | 0.64958 | 20832.0761
LCP_Inputs_ON_Electric_2023_04_03 | 2031 | Biomass | Generation | Electricity | PJ | Dispatch-Generation | EmissionsCost | 0 | [6 empty] | 0.64958 | 0
LCP_Inputs_ON_Electric_2023_04_03 | 2031 | Biomass | Generation | Electricity | PJ | Dispatch-Generation | FuelCost | 0 | [6 empty] | 0.64958 | 0
LCP_Inputs_ON_Electric_2023_04_03 | 2031 | Biomass | Generation | Electricity | PJ | Dispatch-Generation | VOM | 0 | [6 empty] | 0.64958 | 0
LCP_Inputs_ON_Electric_2023_04_03 | 2031 | Biomass | Generation | Electricity | QC | Dispatch-Generation | EmissionsCost | 0 | [6 empty] | 0.64958 | 0
LCP_Inputs_ON_Electric_2023_04_03 | 2031 | Biomass | Generation | Electricity | QC | Dispatch-Generation | FuelCost | 449170.9091 | [6 empty] | 0.64958 | 291772.8576
LCP_Inputs_ON_Electric_2023_04_03 | 2031 | Biomass | Generation | Electricity | QC | Dispatch-Generation | VOM | 5764.36 | [6 empty] | 0.64958 | 3744.4183
LCP_Inputs_ON_Electric_2023_04_03 | 2031 | Biomass | Generation | Electricity | WC | Dispatch-Generation | EmissionsCost | 0 | [6 empty] | 0.64958 | 0
LCP_Inputs_ON_Electric_2023_04_03 | 2031 | Biomass | Generation | Electricity | WC | Dispatch-Generation | FuelCost | 0 | [6 empty] | 0.64958 | 0
LCP_Inputs_ON_Electric_2023_04_03 | 2031 | Biomass | Generation | Electricity | WC | Dispatch-Generation | VOM | 0 | [6 empty] | 0.64958 | 0
LCP_Inputs_ON_Electric_2023_04_03 | 2031 | Biomass + CCS | Generation | Electricity | MI | Dispatch-Generation | EmissionsCost | 0 | [6 empty] | 0.64958 | 0
LCP_Inputs_ON_Electric_2023_04_03 | 2031 | Biomass + CCS | Generation | Electricity | MI | Dispatch-Generation | FuelCost | 0 | [6 empty] | 0.64958 | 0
LCP_Inputs_ON_Electric_2023_04_03 | 2031 | Biomass + CCS | Generation | Electricity | MI | Dispatch-Generation | VOM | 0 | [6 empty] | 0.64958 | 0
LCP_Inputs_ON_Electric_2023_04_03 | 2031 | Biomass + CCS | Generation | Electricity | NY | Dispatch-Generation | EmissionsCost | 0 | [6 empty] | 0.64958 | 0
LCP_Inputs_ON_Electric_2023_04_03 | 2031 | Biomass + CCS | Generation | Electricity | NY | Dispatch-Generation | FuelCost | 0 | [6 empty] | 0.64958 | 0
LCP_Inputs_ON_Electric_2023_04_03 | 2031 | Biomass + CCS | Generation | Electricity | NY | Dispatch-Generation | VOM | 0 | [6 empty] | 0.64958 | 0
LCP_Inputs_ON_Electric_2023_04_03 | 2031 | Biomass + CCS | Generation | Electricity | ON | Dispatch-Generation | EmissionsCost | 0 | [6 empty] | 0.64958 | 0
LCP_Inputs_ON_Electric_2023_04_03 | 2031 | Biomass + CCS | Generation | Electricity | ON | Dispatch-Generation | FuelCost | 0 | [6 empty] | 0.64958 | 0
LCP_Inputs_ON_Electric_2023_04_03 | 2031 | Biomass + CCS | Generation | Electricity | ON | Dispatch-Generation | VOM | 0 | [6 empty] | 0.64958 | 0
LCP_Inputs_ON_Electric_2023_04_03 | 2031 | Biomass + CCS | Generation | Electricity | PJ | Dispatch-Generation | EmissionsCost | 0 | [6 empty] | 0.64958 | 0
LCP_Inputs_ON_Electric_2023_04_03 | 2031 | Biomass + CCS | Generation | Electricity | PJ | Dispatch-Generation | FuelCost | 0 | [6 empty] | 0.64958 | 0
LCP_Inputs_ON_Electric_2023_04_03 | 2031 | Biomass + CCS | Generation | Electricity | PJ | Dispatch-Generation | VOM | 0 | [6 empty] | 0.64958 | 0
LCP_Inputs_ON_Electric_2023_04_03 | 2031 | Biomass + CCS | Generation | Electricity | QC | Dispatch-Generation | EmissionsCost | 0 | [6 empty] | 0.64958 | 0
LCP_Inputs_ON_Electric_2023_04_03 | 2031 | Biomass + CCS | Generation | Electricity | QC | Dispatch-Generation | FuelCost | 0 | [6 empty] | 0.64958 | 0
LCP_Inputs_ON_Electric_2023_04_03 | 2031 | Biomass + CCS | Generation | Electricity | QC | Dispatch-Generation | VOM | 0 | [6 empty] | 0.64958 | 0
LCP_Inputs_ON_Electric_2023_04_03 | 2031 | Biomass + CCS | Generation | Electricity | WC | Dispatch-Generation | EmissionsCost | 0 | [6 empty] | 0.64958 | 0
LCP_Inputs_ON_Electric_2023_04_03 | 2031 | Biomass + CCS | Generation | Electricity | WC | Dispatch-Generation | FuelCost | 0 | [6 empty] | 0.64958 | 0
LCP_Inputs_ON_Electric_2023_04_03 | 2031 | Biomass + CCS | Generation | Electricity | WC | Dispatch-Generation | VOM | 0 | [6 empty] | 0.64958 | 0
LCP_Inputs_ON_Electric_2023_04_03 | 2031 | CH4 + CCS | Generation | Methane | MI | Dispatch-Generation | EmissionsCost | 0 | [6 empty] | 0.64958 | 0
LCP_Inputs_ON_Electric_2023_04_03 | 2031 | CH4 + CCS | Generation | Methane | MI | Dispatch-Generation | FuelCost | 0 | [6 empty] | 0.64958 | 0
LCP_Inputs_ON_Electric_2023_04_03 | 2031 | CH4 + CCS | Generation | Methane | MI | Dispatch-Generation | VOM | 0 | [6 empty] | 0.64958 | 0
LCP_Inputs_ON_Electric_2023_04_03 | 2031 | CH4 + CCS | Generation | Methane | NY | Dispatch-Generation | EmissionsCost | 0 | [6 empty] | 0.64958 | 0
LCP_Inputs_ON_Electric_2023_04_03 | 2031 | CH4 + CCS | Generation | Methane | NY | Dispatch-Generation | FuelCost | 0 | [6 empty] | 0.64958 | 0
LCP_Inputs_ON_Electric_2023_04_03 | 2031 | CH4 + CCS | Generation | Methane | NY | Dispatch-Generation | VOM | 0 | [6 empty] | 0.64958 | 0
LCP_Inputs_ON_Electric_2023_04_03 | 2031 | CH4 + CCS | Generation | Methane | ON | Dispatch-Generation | EmissionsCost | 0 | [6 empty] | 0.64958 | 0
LCP_Inputs_ON_Electric_2023_04_03 | 2031 | CH4 + CCS | Generation | Methane | ON | Dispatch-Generation | FuelCost | 0 | [6 empty] | 0.64958 | 0
LCP_Inputs_ON_Electric_2023_04_03 | 2031 | CH4 + CCS | Generation | Methane | ON | Dispatch-Generation | VOM | 0 | [6 empty] | 0.64958 | 0
LCP_Inputs_ON_Electric_2023_04_03 | 2031 | CH4 + CCS | Generation | Methane | PJ | Dispatch-Generation | EmissionsCost | 0 | [6 empty] | 0.64958 | 0
LCP_Inputs_ON_Electric_2023_04_03 | 2031 | CH4 + CCS | Generation | Methane | PJ | Dispatch-Generation | FuelCost | 0 | [6 empty] | 0.64958 | 0
LCP_Inputs_ON_Electric_2023_04_03 | 2031 | CH4 + CCS | Generation | Methane | PJ | Dispatch-Generation | VOM | 0 | [6 empty] | 0.64958 | 0
LCP_Inputs_ON_Electric_2023_04_03 | 2031 | CH4 + CCS | Generation | Methane | QC | Dispatch-Generation | EmissionsCost | 0 | [6 empty] | 0.64958 | 0
LCP_Inputs_ON_Electric_2023_04_03 | 2031 | CH4 + CCS | Generation | Methane | QC | Dispatch-Generation | FuelCost | 0 | [6 empty] | 0.64958 | 0
LCP_Inputs_ON_Electric_2023_04_03 | 2031 | CH4 + CCS | Generation | Methane | QC | Dispatch-Generation | VOM | 0 | [6 empty] | 0.64958 | 0
LCP_Inputs_ON_Electric_2023_04_03 | 2031 | CH4 + CCS | Generation | Methane | WC | Dispatch-Generation | EmissionsCost | 0 | [6 empty] | 0.64958 | 0
LCP_Inputs_ON_Electric_2023_04_03 | 2031 | CH4 + CCS | Generation | Methane | WC | Dispatch-Generation | FuelCost | 0 | [6 empty] | 0.64958 | 0
LCP_Inputs_ON_Electric_2023_04_03 | 2031 | CH4 + CCS | Generation | Methane | WC | Dispatch-Generation | VOM | 0 | [6 empty] | 0.64958 | 0
LCP_Inputs_ON_Electric_2023_04_03 | 2031 | CH4 Import - NY 2020 | Import | Methane | MI | Dispatch-Import | EmissionsCost | 0 | [6 empty] | 0.64958 | 0
LCP_Inputs_ON_Electric_2023_04_03 | 2031 | CH4 Import - NY 2020 | Import | Methane | MI | Dispatch-Import | FuelCost | 0 | [6 empty] | 0.64958 | 0
LCP_Inputs_ON_Electric_2023_04_03 | 2031 | CH4 Import - NY 2020 | Import | Methane | MI | Dispatch-Import | VOM | 0 | [6 empty] | 0.64958 | 0
LCP_Inputs_ON_Electric_2023_04_03 | 2031 | CH4 Import - NY 2020 | Import | Methane | NY | Dispatch-Import | EmissionsCost | 0 | [6 empty] | 0.64958 | 0
LCP_Inputs_ON_Electric_2023_04_03 | 2031 | CH4 Import - NY 2020 | Import | Methane | NY | Dispatch-Import | FuelCost | 0 | [6 empty] | 0.64958 | 0
LCP_Inputs_ON_Electric_2023_04_03 | 2031 | CH4 Import - NY 2020 | Import | Methane | NY | Dispatch-Import | VOM | 0 | [6 empty] | 0.64958 | 0
LCP_Inputs_ON_Electric_2023_04_03 | 2031 | CH4 Import - NY 2020 | Import | Methane | ON | Dispatch-Import | EmissionsCost | 0 | [6 empty] | 0.64958 | 0
LCP_Inputs_ON_Electric_2023_04_03 | 2031 | CH4 Import - NY 2020 | Import | Methane | ON | Dispatch-Import | FuelCost | 0 | [6 empty] | 0.64958 | 0
LCP_Inputs_ON_Electric_2023_04_03 | 2031 | CH4 Import - NY 2020 | Import | Methane | ON | Dispatch-Import | VOM | 0 | [6 empty] | 0.64958 | 0
LCP_Inputs_ON_Electric_2023_04_03 | 2031 | CH4 Import - NY 2020 | Import | Methane | PJ | Dispatch-Import | EmissionsCost | 0 | [6 empty] | 0.64958 | 0
LCP_Inputs_ON_Electric_2023_04_03 | 2031 | CH4 Import - NY 2020 | Import | Methane | PJ | Dispatch-Import | FuelCost | 0 | [6 empty] | 0.64958 | 0
LCP_Inputs_ON_Electric_2023_04_03 | 2031 | CH4 Import - NY 2020 | Import | Methane | PJ | Dispatch-Import | VOM | 0 | [6 empty] | 0.64958 | 0
LCP_Inputs_ON_Electric_2023_04_03 | 2031 | CH4 Import - NY 2020 | Import | Methane | QC | Dispatch-Import | EmissionsCost | 0 | [6 empty] | 0.64958 | 0
LCP_Inputs_ON_Electric_2023_04_03 | 2031 | CH4 Import - NY 2020 | Import | Methane | QC | Dispatch-Import | FuelCost | 0 | [6 empty] | 0.64958 | 0
LCP_Inputs_ON_Electric_2023_04_03 | 2031 | CH4 Import - NY 2020 | Import | Methane | QC | Dispatch-Import | VOM | 0 | [6 empty] | 0.64958 | 0
LCP_Inputs_ON_Electric_2023_04_03 | 2031 | CH4 Import - NY 2020 | Import | Methane | WC | Dispatch-Import | EmissionsCost | 0 | [6 empty] | 0.64958 | 0
LCP_Inputs_ON_Electric_2023_04_03 | 2031 | CH4 Import - NY 2020 | Import | Methane | WC | Dispatch-Import | FuelCost | 0 | [6 empty] | 0.64958 | 0
LCP_Inputs_ON_Electric_2023_04_03 | 2031 | CH4 Import - NY 2020 | Import | Methane | WC | Dispatch-Import | VOM | 0 | [6 empty] | 0.64958 | 0
LCP_Inputs_ON_Electric_2023_04_03 | 2031 | CH4 Import - NY 2030 | Import | Methane | MI | Dispatch-Import | EmissionsCost | 0 | [6 empty] | 0.64958 | 0
LCP_Inputs_ON_Electric_2023_04_03 | 2031 | CH4 Import - NY 2030 | Import | Methane | MI | Dispatch-Import | FuelCost | 0 | [6 empty] | 0.64958 | 0
LCP_Inputs_ON_Electric_2023_04_03 | 2031 | CH4 Import - NY 2030 | Import | Methane | MI | Dispatch-Import | VOM | 0 | [6 empty] | 0.64958 | 0
LCP_Inputs_ON_Electric_2023_04_03 | 2031 | CH4 Import - NY 2030 | Import | Methane | NY | Dispatch-Import | EmissionsCost | 2371206202.7872 | [6 empty] | 0.64958 | 1540290334.1351
LCP_Inputs_ON_Electric_2023_04_03 | 2031 | CH4 Import - NY 2030 | Import | Methane | NY | Dispatch-Import | FuelCost | 644356120.8267 | [6 empty] | 0.64958 | 418561449.2251
LCP_Inputs_ON_Electric_2023_04_03 | 2031 | CH4 Import - NY 2030 | Import | Methane | NY | Dispatch-Import | VOM | 0 | [6 empty] | 0.64958 | 0
LCP_Inputs_ON_Electric_2023_04_03 | 2031 | CH4 Import - NY 2030 | Import | Methane | ON | Dispatch-Import | EmissionsCost | 0 | [6 empty] | 0.64958 | 0
LCP_Inputs_ON_Electric_2023_04_03 | 2031 | CH4 Import - NY 2030 | Import | Methane | ON | Dispatch-Import | FuelCost | 0 | [6 empty] | 0.64958 | 0
LCP_Inputs_ON_Electric_2023_04_03 | 2031 | CH4 Import - NY 2030 | Import | Methane | ON | Dispatch-Import | VOM | 0 | [6 empty] | 0.64958 | 0
LCP_Inputs_ON_Electric_2023_04_03 | 2031 | CH4 Import - NY 2030 | Import | Methane | PJ | Dispatch-Import | EmissionsCost | 0 | [6 empty] | 0.64958 | 0
LCP_Inputs_ON_Electric_2023_04_03 | 2031 | CH4 Import - NY 2030 | Import | Methane | PJ | Dispatch-Import | FuelCost | 0 | [6 empty] | 0.64958 | 0
LCP_Inputs_ON_Electric_2023_04_03 | 2031 | CH4 Import - NY 2030 | Import | Methane | PJ | Dispatch-Import | VOM | 0 | [6 empty] | 0.64958 | 0
LCP_Inputs_ON_Electric_2023_04_03 | 2031 | CH4 Import - NY 2030 | Import | Methane | QC | Dispatch-Import | EmissionsCost | 0 | [6 empty] | 0.64958 | 0
LCP_Inputs_ON_Electric_2023_04_03 | 2031 | CH4 Import - NY 2030 | Import | Methane | QC | Dispatch-Import | FuelCost | 0 | [6 empty] | 0.64958 | 0
LCP_Inputs_ON_Electric_2023_04_03 | 2031 | CH4 Import - NY 2030 | Import | Methane | QC | Dispatch-Import | VOM | 0 | [6 empty] | 0.64958 | 0
LCP_Inputs_ON_Electric_2023_04_03 | 2031 | CH4 Import - NY 2030 | Import | Methane | WC | Dispatch-Import | EmissionsCost | 0 | [6 empty] | 0.64958 | 0
LCP_Inputs_ON_Electric_2023_04_03 | 2031 | CH4 Import - NY 2030 | Import | Methane | WC | Dispatch-Import | FuelCost | 0 | [6 empty] | 0.64958 | 0
LCP_Inputs_ON_Electric_2023_04_03 | 2031 | CH4 Import - NY 2030 | Import | Methane | WC | Dispatch-Import | VOM | 0 | [6 empty] | 0.64958 | 0
LCP_Inputs_ON_Electric_2023_04_03 | 2031 | CH4 Import - NY 2040 | Import | Methane | MI | Dispatch-Import | EmissionsCost | 0 | [6 empty] | 0.64958 | 0
LCP_Inputs_ON_Electric_2023_04_03 | 2031 | CH4 Import - NY 2040 | Import | Methane | MI | Dispatch-Import | FuelCost | 0 | [6 empty] | 0.64958 | 0
LCP_Inputs_ON_Electric_2023_04_03 | 2031 | CH4 Import - NY 2040 | Import | Methane | MI | Dispatch-Import | VOM | 0 | [6 empty] | 0.64958 | 0
LCP_Inputs_ON_Electric_2023_04_03 | 2031 | CH4 Import - NY 2040 | Import | Methane | NY | Dispatch-Import | EmissionsCost | 0 | [6 empty] | 0.64958 | 0
LCP_Inputs_ON_Electric_2023_04_03 | 2031 | CH4 Import - NY 2040 | Import | Methane | NY | Dispatch-Import | FuelCost | 0 | [6 empty] | 0.64958 | 0
LCP_Inputs_ON_Electric_2023_04_03 | 2031 | CH4 Import - NY 2040 | Import | Methane | NY | Dispatch-Import | VOM | 0 | [6 empty] | 0.64958 | 0
LCP_Inputs_ON_Electric_2023_04_03 | 2031 | CH4 Import - NY 2040 | Import | Methane | ON | Dispatch-Import | EmissionsCost | 0 | [6 empty] | 0.64958 | 0
LCP_Inputs_ON_Electric_2023_04_03 | 2031 | CH4 Import - NY 2040 | Import | Methane | ON | Dispatch-Import | FuelCost | 0 | [6 empty] | 0.64958 | 0
LCP_Inputs_ON_Electric_2023_04_03 | 2031 | CH4 Import - NY 2040 | Import | Methane | ON | Dispatch-Import | VOM | 0 | [6 empty] | 0.64958 | 0
LCP_Inputs_ON_Electric_2023_04_03 | 2031 | CH4 Import - NY 2040 | Import | Methane | PJ | Dispatch-Import | EmissionsCost | 0 | [6 empty] | 0.64958 | 0
LCP_Inputs_ON_Electric_2023_04_03 | 2031 | CH4 Import - NY 2040 | Import | Methane | PJ | Dispatch-Import | FuelCost | 0 | [6 empty] | 0.64958 | 0
LCP_Inputs_ON_Electric_2023_04_03 | 2031 | CH4 Import - NY 2040 | Import | Methane | PJ | Dispatch-Import | VOM | 0 | [6 empty] | 0.64958 | 0
LCP_Inputs_ON_Electric_2023_04_03 | 2031 | CH4 Import - NY 2040 | Import | Methane | QC | Dispatch-Import | EmissionsCost | 0 | [6 empty] | 0.64958 | 0
LCP_Inputs_ON_Electric_2023_04_03 | 2031 | CH4 Import - NY 2040 | Import | Methane | QC | Dispatch-Import | FuelCost | 0 | [6 empty] | 0.64958 | 0
LCP_Inputs_ON_Electric_2023_04_03 | 2031 | CH4 Import - NY 2040 | Import | Methane | QC | Dispatch-Import | VOM | 0 | [6 empty] | 0.64958 | 0
LCP_Inputs_ON_Electric_2023_04_03 | 2031 | CH4 Import - NY 2040 | Import | Methane | WC | Dispatch-Import | EmissionsCost | 0 | [6 empty] | 0.64958 | 0
LCP_Inputs_ON_Electric_2023_04_03 | 2031 | CH4 Import - NY 2040 | Import | Methane | WC | Dispatch-Import | FuelCost | 0 | [6 empty] | 0.64958 | 0
LCP_Inputs_ON_Electric_2023_04_03 | 2031 | CH4 Import - NY 2040 | Import | Methane | WC | Dispatch-Import | VOM | 0 | [6 empty] | 0.64958 | 0
LCP_Inputs_ON_Electric_2023_04_03 | 2031 | CH4 Import - NY 2050 | Import | Methane | MI | Dispatch-Import | EmissionsCost | 0 | [6 empty] | 0.64958 | 0
LCP_Inputs_ON_Electric_2023_04_03 | 2031 | CH4 Import - NY 2050 | Import | Methane | MI | Dispatch-Import | FuelCost | 0 | [6 empty] | 0.64958 | 0
LCP_Inputs_ON_Electric_2023_04_03 | 2031 | CH4 Import - NY 2050 | Import | Methane | MI | Dispatch-Import | VOM | 0 | [6 empty] | 0.64958 | 0
LCP_Inputs_ON_Electric_2023_04_03 | 2031 | CH4 Import - NY 2050 | Import | Methane | NY | Dispatch-Import | EmissionsCost | 0 | [6 empty] | 0.64958 | 0
LCP_Inputs_ON_Electric_2023_04_03 | 2031 | CH4 Import - NY 2050 | Import | Methane | NY | Dispatch-Import | FuelCost | 0 | [6 empty] | 0.64958 | 0
LCP_Inputs_ON_Electric_2023_04_03 | 2031 | CH4 Import - NY 2050 | Import | Methane | NY | Dispatch-Import | VOM | 0 | [6 empty] | 0.64958 | 0
LCP_Inputs_ON_Electric_2023_04_03 | 2031 | CH4 Import - NY 2050 | Import | Methane | ON | Dispatch-Import | EmissionsCost | 0 | [6 empty] | 0.64958 | 0
LCP_Inputs_ON_Electric_2023_04_03 | 2031 | CH4 Import - NY 2050 | Import | Methane | ON | Dispatch-Import | FuelCost | 0 | [6 empty] | 0.64958 | 0
LCP_Inputs_ON_Electric_2023_04_03 | 2031 | CH4 Import - NY 2050 | Import | Methane | ON | Dispatch-Import | VOM | 0 | [6 empty] | 0.64958 | 0
LCP_Inputs_ON_Electric_2023_04_03 | 2031 | CH4 Import - NY 2050 | Import | Methane | PJ | Dispatch-Import | EmissionsCost | 0 | [6 empty] | 0.64958 | 0
LCP_Inputs_ON_Electric_2023_04_03 | 2031 | CH4 Import - NY 2050 | Import | Methane | PJ | Dispatch-Import | FuelCost | 0 | [6 empty] | 0.64958 | 0
LCP_Inputs_ON_Electric_2023_04_03 | 2031 | CH4 Import - NY 2050 | Import | Methane | PJ | Dispatch-Import | VOM | 0 | [6 empty] | 0.64958 | 0
LCP_Inputs_ON_Electric_2023_04_03 | 2031 | CH4 Import - NY 2050 | Import | Methane | QC | Dispatch-Import | EmissionsCost | 0 | [6 empty] | 0.64958 | 0
LCP_Inputs_ON_Electric_2023_04_03 | 2031 | CH4 Import - NY 2050 | Import | Methane | QC | Dispatch-Import | FuelCost | 0 | [6 empty] | 0.64958 | 0
LCP_Inputs_ON_Electric_2023_04_03 | 2031 | CH4 Import - NY 2050 | Import | Methane | QC | Dispatch-Import | VOM | 0 | [6 empty] | 0.64958 | 0
LCP_Inputs_ON_Electric_2023_04_03 | 2031 | CH4 Import - NY 2050 | Import | Methane | WC | Dispatch-Import | EmissionsCost | 0 | [6 empty] | 0.64958 | 0
LCP_Inputs_ON_Electric_2023_04_03 | 2031 | CH4 Import - NY 2050 | Import | Methane | WC | Dispatch-Import | FuelCost | 0 | [6 empty] | 0.64958 | 0
LCP_Inputs_ON_Electric_2023_04_03 | 2031 | CH4 Import - NY 2050 | Import | Methane | WC | Dispatch-Import | VOM | 0 | [6 empty] | 0.64958 | 0
LCP_Inputs_ON_Electric_2023_04_03 | 2031 | CH4 Import - WC 2020 | Import | Methane | MI | Dispatch-Import | EmissionsCost | 0 | [6 empty] | 0.64958 | 0
LCP_Inputs_ON_Electric_2023_04_03 | 2031 | CH4 Import - WC 2020 | Import | Methane | MI | Dispatch-Import | FuelCost | 0 | [6 empty] | 0.64958 | 0
LCP_Inputs_ON_Electric_2023_04_03 | 2031 | CH4 Import - WC 2020 | Import | Methane | MI | Dispatch-Import | VOM | 0 | [6 empty] | 0.64958 | 0
LCP_Inputs_ON_Electric_2023_04_03 | 2031 | CH4 Import - WC 2020 | Import | Methane | NY | Dispatch-Import | EmissionsCost | 0 | [6 empty] | 0.64958 | 0
LCP_Inputs_ON_Electric_2023_04_03 | 2031 | CH4 Import - WC 2020 | Import | Methane | NY | Dispatch-Import | FuelCost | 0 | [6 empty] | 0.64958 | 0
LCP_Inputs_ON_Electric_2023_04_03 | 2031 | CH4 Import - WC 2020 | Import | Methane | NY | Dispatch-Import | VOM | 0 | [6 empty] | 0.64958 | 0
LCP_Inputs_ON_Electric_2023_04_03 | 2031 | CH4 Import - WC 2020 | Import | Methane | ON | Dispatch-Import | EmissionsCost | 0 | [6 empty] | 0.64958 | 0
LCP_Inputs_ON_Electric_2023_04_03 | 2031 | CH4 Import - WC 2020 | Import | Methane | ON | Dispatch-Import | FuelCost | 0 | [6 empty] | 0.64958 | 0
LCP_Inputs_ON_Electric_2023_04_03 | 2031 | CH4 Import - WC 2020 | Import | Methane | ON | Dispatch-Import | VOM | 0 | [6 empty] | 0.64958 | 0
LCP_Inputs_ON_Electric_2023_04_03 | 2031 | CH4 Import - WC 2020 | Import | Methane | PJ | Dispatch-Import | EmissionsCost | 0 | [6 empty] | 0.64958 | 0
LCP_Inputs_ON_Electric_2023_04_03 | 2031 | CH4 Import - WC 2020 | Import | Methane | PJ | Dispatch-Import | FuelCost | 0 | [6 empty] | 0.64958 | 0
LCP_Inputs_ON_Electric_2023_04_03 | 2031 | CH4 Import - WC 2020 | Import | Methane | PJ | Dispatch-Import | VOM | 0 | [6 empty] | 0.64958 | 0
LCP_Inputs_ON_Electric_2023_04_03 | 2031 | CH4 Import - WC 2020 | Import | Methane | QC | Dispatch-Import | EmissionsCost | 0 | [6 empty] | 0.64958 | 0
LCP_Inputs_ON_Electric_2023_04_03 | 2031 | CH4 Import - WC 2020 | Import | Methane | QC | Dispatch-Import | FuelCost | 0 | [6 empty] | 0.64958 | 0
LCP_Inputs_ON_Electric_2023_04_03 | 2031 | CH4 Import - WC 2020 | Import | Methane | QC | Dispatch-Import | VOM | 0 | [6 empty] | 0.64958 | 0
LCP_Inputs_ON_Electric_2023_04_03 | 2031 | CH4 Import - WC 2020 | Import | Methane | WC | Dispatch-Import | EmissionsCost | 0 | [6 empty] | 0.64958 | 0
LCP_Inputs_ON_Electric_2023_04_03 | 2031 | CH4 Import - WC 2020 | Import | Methane | WC | Dispatch-Import | FuelCost | 0 | [6 empty] | 0.64958 | 0
LCP_Inputs_ON_Electric_2023_04_03 | 2031 | CH4 Import - WC 2020 | Import | Methane | WC | Dispatch-Import | VOM | 0 | [6 empty] | 0.64958 | 0
LCP_Inputs_ON_Electric_2023_04_03 | 2031 | CH4 Import - WC 2030 | Import | Methane | MI | Dispatch-Import | EmissionsCost | 0 | [6 empty] | 0.64958 | 0
LCP_Inputs_ON_Electric_2023_04_03 | 2031 | CH4 Import - WC 2030 | Import | Methane | MI | Dispatch-Import | FuelCost | 0 | [6 empty] | 0.64958 | 0
LCP_Inputs_ON_Electric_2023_04_03 | 2031 | CH4 Import - WC 2030 | Import | Methane | MI | Dispatch-Import | VOM | 0 | [6 empty] | 0.64958 | 0
LCP_Inputs_ON_Electric_2023_04_03 | 2031 | CH4 Import - WC 2030 | Import | Methane | NY | Dispatch-Import | EmissionsCost | 0 | [6 empty] | 0.64958 | 0
LCP_Inputs_ON_Electric_2023_04_03 | 2031 | CH4 Import - WC 2030 | Import | Methane | NY | Dispatch-Import | FuelCost | 0 | [6 empty] | 0.64958 | 0
LCP_Inputs_ON_Electric_2023_04_03 | 2031 | CH4 Import - WC 2030 | Import | Methane | NY | Dispatch-Import | VOM | 0 | [6 empty] | 0.64958 | 0
LCP_Inputs_ON_Electric_2023_04_03 | 2031 | CH4 Import - WC 2030 | Import | Methane | ON | Dispatch-Import | EmissionsCost | 0 | [6 empty] | 0.64958 | 0
LCP_Inputs_ON_Electric_2023_04_03 | 2031 | CH4 Import - WC 2030 | Import | Methane | ON | Dispatch-Import | FuelCost | 0 | [6 empty] | 0.64958 | 0
LCP_Inputs_ON_Electric_2023_04_03 | 2031 | CH4 Import - WC 2030 | Import | Methane | ON | Dispatch-Import | VOM | 0 | [6 empty] | 0.64958 | 0
LCP_Inputs_ON_Electric_2023_04_03 | 2031 | CH4 Import - WC 2030 | Import | Methane | PJ | Dispatch-Import | EmissionsCost | 0 | [6 empty] | 0.64958 | 0
LCP_Inputs_ON_Electric_2023_04_03 | 2031 | CH4 Import - WC 2030 | Import | Methane | PJ | Dispatch-Import | FuelCost | 0 | [6 empty] | 0.64958 | 0
LCP_Inputs_ON_Electric_2023_04_03 | 2031 | CH4 Import - WC 2030 | Import | Methane | PJ | Dispatch-Import | VOM | 0 | [6 empty] | 0.64958 | 0
LCP_Inputs_ON_Electric_2023_04_03 | 2031 | CH4 Import - WC 2030 | Import | Methane | QC | Dispatch-Import | EmissionsCost | 0 | [6 empty] | 0.64958 | 0
LCP_Inputs_ON_Electric_2023_04_03 | 2031 | CH4 Import - WC 2030 | Import | Methane | QC | Dispatch-Import | FuelCost | 0 | [6 empty] | 0.64958 | 0
LCP_Inputs_ON_Electric_2023_04_03 | 2031 | CH4 Import - WC 2030 | Import | Methane | QC | Dispatch-Import | VOM | 0 | [6 empty] | 0.64958 | 0
LCP_Inputs_ON_Electric_2023_04_03 | 2031 | CH4 Import - WC 2030 | Import | Methane | WC | Dispatch-Import | EmissionsCost | 9010810122.2355 | [6 empty] | 0.64958 | 5853250433.3414
LCP_Inputs_ON_Electric_2023_04_03 | 2031 | CH4 Import - WC 2030 | Import | Methane | WC | Dispatch-Import | FuelCost | 2448614822.7197 | [6 empty] | 0.64958 | 1590573497.5819
LCP_Inputs_ON_Electric_2023_04_03 | 2031 | CH4 Import - WC 2030 | Import | Methane | WC | Dispatch-Import | VOM | 0 | [6 empty] | 0.64958 | 0
LCP_Inputs_ON_Electric_2023_04_03 | 2031 | CH4 Import - WC 2040 | Import | Methane | MI | Dispatch-Import | EmissionsCost | 0 | [6 empty] | 0.64958 | 0
LCP_Inputs_ON_Electric_2023_04_03 | 2031 | CH4 Import - WC 2040 | Import | Methane | MI | Dispatch-Import | FuelCost | 0 | [6 empty] | 0.64958 | 0
LCP_Inputs_ON_Electric_2023_04_03 | 2031 | CH4 Import - WC 2040 | Import | Methane | MI | Dispatch-Import | VOM | 0 | [6 empty] | 0.64958 | 0
LCP_Inputs_ON_Electric_2023_04_03 | 2031 | CH4 Import - WC 2040 | Import | Methane | NY | Dispatch-Import | EmissionsCost | 0 | [6 empty] | 0.64958 | 0
LCP_Inputs_ON_Electric_2023_04_03 | 2031 | CH4 Import - WC 2040 | Import | Methane | NY | Dispatch-Import | FuelCost | 0 | [6 empty] | 0.64958 | 0
LCP_Inputs_ON_Electric_2023_04_03 | 2031 | CH4 Import - WC 2040 | Import | Methane | NY | Dispatch-Import | VOM | 0 | [6 empty] | 0.64958 | 0
LCP_Inputs_ON_Electric_2023_04_03 | 2031 | CH4 Import - WC 2040 | Import | Methane | ON | Dispatch-Import | EmissionsCost | 0 | [6 empty] | 0.64958 | 0
LCP_Inputs_ON_Electric_2023_04_03 | 2031 | CH4 Import - WC 2040 | Import | Methane | ON | Dispatch-Import | FuelCost | 0 | [6 empty] | 0.64958 | 0
LCP_Inputs_ON_Electric_2023_04_03 | 2031 | CH4 Import - WC 2040 | Import | Methane | ON | Dispatch-Import | VOM | 0 | [6 empty] | 0.64958 | 0
LCP_Inputs_ON_Electric_2023_04_03 | 2031 | CH4 Import - WC 2040 | Import | Methane | PJ | Dispatch-Import | EmissionsCost | 0 | [6 empty] | 0.64958 | 0
LCP_Inputs_ON_Electric_2023_04_03 | 2031 | CH4 Import - WC 2040 | Import | Methane | PJ | Dispatch-Import | FuelCost | 0 | [6 empty] | 0.64958 | 0
LCP_Inputs_ON_Electric_2023_04_03 | 2031 | CH4 Import - WC 2040 | Import | Methane | PJ | Dispatch-Import | VOM | 0 | [6 empty] | 0.64958 | 0
LCP_Inputs_ON_Electric_2023_04_03 | 2031 | CH4 Import - WC 2040 | Import | Methane | QC | Dispatch-Import | EmissionsCost | 0 | [6 empty] | 0.64958 | 0
LCP_Inputs_ON_Electric_2023_04_03 | 2031 | CH4 Import - WC 2040 | Import | Methane | QC | Dispatch-Import | FuelCost | 0 | [6 empty] | 0.64958 | 0
LCP_Inputs_ON_Electric_2023_04_03 | 2031 | CH4 Import - WC 2040 | Import | Methane | QC | Dispatch-Import | VOM | 0 | [6 empty] | 0.64958 | 0
LCP_Inputs_ON_Electric_2023_04_03 | 2031 | CH4 Import - WC 2040 | Import | Methane | WC | Dispatch-Import | EmissionsCost | 0 | [6 empty] | 0.64958 | 0
LCP_Inputs_ON_Electric_2023_04_03 | 2031 | CH4 Import - WC 2040 | Import | Methane | WC | Dispatch-Import | FuelCost | 0 | [6 empty] | 0.64958 | 0
LCP_Inputs_ON_Electric_2023_04_03 | 2031 | CH4 Import - WC 2040 | Import | Methane | WC | Dispatch-Import | VOM | 0 | [6 empty] | 0.64958 | 0
LCP_Inputs_ON_Electric_2023_04_03 | 2031 | CH4 Import - WC 2050 | Import | Methane | MI | Dispatch-Import | EmissionsCost | 0 | [6 empty] | 0.64958 | 0
LCP_Inputs_ON_Electric_2023_04_03 | 2031 | CH4 Import - WC 2050 | Import | Methane | MI | Dispatch-Import | FuelCost | 0 | [6 empty] | 0.64958 | 0
LCP_Inputs_ON_Electric_2023_04_03 | 2031 | CH4 Import - WC 2050 | Import | Methane | MI | Dispatch-Import | VOM | 0 | [6 empty] | 0.64958 | 0
LCP_Inputs_ON_Electric_2023_04_03 | 2031 | CH4 Import - WC 2050 | Import | Methane | NY | Dispatch-Import | EmissionsCost | 0 | [6 empty] | 0.64958 | 0
LCP_Inputs_ON_Electric_2023_04_03 | 2031 | CH4 Import - WC 2050 | Import | Methane | NY | Dispatch-Import | FuelCost | 0 | [6 empty] | 0.64958 | 0
LCP_Inputs_ON_Electric_2023_04_03 | 2031 | CH4 Import - WC 2050 | Import | Methane | NY | Dispatch-Import | VOM | 0 | [6 empty] | 0.64958 | 0
LCP_Inputs_ON_Electric_2023_04_03 | 2031 | CH4 Import - WC 2050 | Import | Methane | ON | Dispatch-Import | EmissionsCost | 0 | [6 empty] | 0.64958 | 0
LCP_Inputs_ON_Electric_2023_04_03 | 2031 | CH4 Import - WC 2050 | Import | Methane | ON | Dispatch-Import | FuelCost | 0 | [6 empty] | 0.64958 | 0
LCP_Inputs_ON_Electric_2023_04_03 | 2031 | CH4 Import - WC 2050 | Import | Methane | ON | Dispatch-Import | VOM | 0 | [6 empty] | 0.64958 | 0
LCP_Inputs_ON_Electric_2023_04_03 | 2031 | CH4 Import - WC 2050 | Import | Methane | PJ | Dispatch-Import | EmissionsCost | 0 | [6 empty] | 0.64958 | 0
LCP_Inputs_ON_Electric_2023_04_03 | 2031 | CH4 Import - WC 2050 | Import | Methane | PJ | Dispatch-Import | FuelCost | 0 | [6 empty] | 0.64958 | 0
LCP_Inputs_ON_Electric_2023_04_03 | 2031 | CH4 Import - WC 2050 | Import | Methane | PJ | Dispatch-Import | VOM | 0 | [6 empty] | 0.64958 | 0
LCP_Inputs_ON_Electric_2023_04_03 | 2031 | CH4 Import - WC 2050 | Import | Methane | QC | Dispatch-Import | EmissionsCost | 0 | [6 empty] | 0.64958 | 0
LCP_Inputs_ON_Electric_2023_04_03 | 2031 | CH4 Import - WC 2050 | Import | Methane | QC | Dispatch-Import | FuelCost | 0 | [6 empty] | 0.64958 | 0
LCP_Inputs_ON_Electric_2023_04_03 | 2031 | CH4 Import - WC 2050 | Import | Methane | QC | Dispatch-Import | VOM | 0 | [6 empty] | 0.64958 | 0
LCP_Inputs_ON_Electric_2023_04_03 | 2031 | CH4 Import - WC 2050 | Import | Methane | WC | Dispatch-Import | EmissionsCost | 0 | [6 empty] | 0.64958 | 0
LCP_Inputs_ON_Electric_2023_04_03 | 2031 | CH4 Import - WC 2050 | Import | Methane | WC | Dispatch-Import | FuelCost | 0 | [6 empty] | 0.64958 | 0
LCP_Inputs_ON_Electric_2023_04_03 | 2031 | CH4 Import - WC 2050 | Import | Methane | WC | Dispatch-Import | VOM | 0 | [6 empty] | 0.64958 | 0
LCP_Inputs_ON_Electric_2023_04_03 | 2031 | CH4 Salt Cavern Storage - ON | Storage | Methane | MI | Dispatch-Storage | EmissionsCost | 0 | [6 empty] | 0.64958 | 0
LCP_Inputs_ON_Electric_2023_04_03 | 2031 | CH4 Salt Cavern Storage - ON | Storage | Methane | MI | Dispatch-Storage | FuelCost | 0 | [6 empty] | 0.64958 | 0
LCP_Inputs_ON_Electric_2023_04_03 | 2031 | CH4 Salt Cavern Storage - ON | Storage | Methane | MI | Dispatch-Storage | VOM | 0 | [6 empty] | 0.64958 | 0
LCP_Inputs_ON_Electric_2023_04_03 | 2031 | CH4 Salt Cavern Storage - ON | Storage | Methane | NY | Dispatch-Storage | EmissionsCost | 0 | [6 empty] | 0.64958 | 0
LCP_Inputs_ON_Electric_2023_04_03 | 2031 | CH4 Salt Cavern Storage - ON | Storage | Methane | NY | Dispatch-Storage | FuelCost | 0 | [6 empty] | 0.64958 | 0
LCP_Inputs_ON_Electric_2023_04_03 | 2031 | CH4 Salt Cavern Storage - ON | Storage | Methane | NY | Dispatch-Storage | VOM | 0 | [6 empty] | 0.64958 | 0
LCP_Inputs_ON_Electric_2023_04_03 | 2031 | CH4 Salt Cavern Storage - ON | Storage | Methane | ON | Dispatch-Storage | EmissionsCost | 0 | [6 empty] | 0.64958 | 0
LCP_Inputs_ON_Electric_2023_04_03 | 2031 | CH4 Salt Cavern Storage - ON | Storage | Methane | ON | Dispatch-Storage | FuelCost | 0 | [6 empty] | 0.64958 | 0
LCP_Inputs_ON_Electric_2023_04_03 | 2031 | CH4 Salt Cavern Storage - ON | Storage | Methane | ON | Dispatch-Storage | VOM | 1318707.6423 | [6 empty] | 0.64958 | 856607.3387
LCP_Inputs_ON_Electric_2023_04_03 | 2031 | CH4 Salt Cavern Storage - ON | Storage | Methane | PJ | Dispatch-Storage | EmissionsCost | 0 | [6 empty] | 0.64958 | 0
LCP_Inputs_ON_Electric_2023_04_03 | 2031 | CH4 Salt Cavern Storage - ON | Storage | Methane | PJ | Dispatch-Storage | FuelCost | 0 | [6 empty] | 0.64958 | 0
LCP_Inputs_ON_Electric_2023_04_03 | 2031 | CH4 Salt Cavern Storage - ON | Storage | Methane | PJ | Dispatch-Storage | VOM | 0 | [6 empty] | 0.64958 | 0
LCP_Inputs_ON_Electric_2023_04_03 | 2031 | CH4 Salt Cavern Storage - ON | Storage | Methane | QC | Dispatch-Storage | EmissionsCost | 0 | [6 empty] | 0.64958 | 0
LCP_Inputs_ON_Electric_2023_04_03 | 2031 | CH4 Salt Cavern Storage - ON | Storage | Methane | QC | Dispatch-Storage | FuelCost | 0 | [6 empty] | 0.64958 | 0
LCP_Inputs_ON_Electric_2023_04_03 | 2031 | CH4 Salt Cavern Storage - ON | Storage | Methane | QC | Dispatch-Storage | VOM | 0 | [6 empty] | 0.64958 | 0
LCP_Inputs_ON_Electric_2023_04_03 | 2031 | CH4 Salt Cavern Storage - ON | Storage | Methane | WC | Dispatch-Storage | EmissionsCost | 0 | [6 empty] | 0.64958 | 0
LCP_Inputs_ON_Electric_2023_04_03 | 2031 | CH4 Salt Cavern Storage - ON | Storage | Methane | WC | Dispatch-Storage | FuelCost | 0 | [6 empty] | 0.64958 | 0
LCP_Inputs_ON_Electric_2023_04_03 | 2031 | CH4 Salt Cavern Storage - ON | Storage | Methane | WC | Dispatch-Storage | VOM | 0 | [6 empty] | 0.64958 | 0
LCP_Inputs_ON_Electric_2023_04_03 | 2031 | Electrolyser 2020/2030 | Crossload | Hydrogen | MI | Dispatch-Crossload | EmissionsCost | 0 | [6 empty] | 0.64958 | 0
LCP_Inputs_ON_Electric_2023_04_03 | 2031 | Electrolyser 2020/2030 | Crossload | Hydrogen | MI | Dispatch-Crossload | FuelCost | 0 | [6 empty] | 0.64958 | 0
LCP_Inputs_ON_Electric_2023_04_03 | 2031 | Electrolyser 2020/2030 | Crossload | Hydrogen | MI | Dispatch-Crossload | VOM | 0 | [6 empty] | 0.64958 | 0
LCP_Inputs_ON_Electric_2023_04_03 | 2031 | Electrolyser 2020/2030 | Crossload | Hydrogen | NY | Dispatch-Crossload | EmissionsCost | 0 | [6 empty] | 0.64958 | 0
LCP_Inputs_ON_Electric_2023_04_03 | 2031 | Electrolyser 2020/2030 | Crossload | Hydrogen | NY | Dispatch-Crossload | FuelCost | 0 | [6 empty] | 0.64958 | 0
LCP_Inputs_ON_Electric_2023_04_03 | 2031 | Electrolyser 2020/2030 | Crossload | Hydrogen | NY | Dispatch-Crossload | VOM | 0 | [6 empty] | 0.64958 | 0
LCP_Inputs_ON_Electric_2023_04_03 | 2031 | Electrolyser 2020/2030 | Crossload | Hydrogen | ON | Dispatch-Crossload | EmissionsCost | 0 | [6 empty] | 0.64958 | 0
LCP_Inputs_ON_Electric_2023_04_03 | 2031 | Electrolyser 2020/2030 | Crossload | Hydrogen | ON | Dispatch-Crossload | FuelCost | 0 | [6 empty] | 0.64958 | 0
LCP_Inputs_ON_Electric_2023_04_03 | 2031 | Electrolyser 2020/2030 | Crossload | Hydrogen | ON | Dispatch-Crossload | VOM | 0 | [6 empty] | 0.64958 | 0
LCP_Inputs_ON_Electric_2023_04_03 | 2031 | Electrolyser 2020/2030 | Crossload | Hydrogen | PJ | Dispatch-Crossload | EmissionsCost | 0 | [6 empty] | 0.64958 | 0
LCP_Inputs_ON_Electric_2023_04_03 | 2031 | Electrolyser 2020/2030 | Crossload | Hydrogen | PJ | Dispatch-Crossload | FuelCost | 0 | [6 empty] | 0.64958 | 0
LCP_Inputs_ON_Electric_2023_04_03 | 2031 | Electrolyser 2020/2030 | Crossload | Hydrogen | PJ | Dispatch-Crossload | VOM | 0 | [6 empty] | 0.64958 | 0
LCP_Inputs_ON_Electric_2023_04_03 | 2031 | Electrolyser 2020/2030 | Crossload | Hydrogen | QC | Dispatch-Crossload | EmissionsCost | 0 | [6 empty] | 0.64958 | 0
LCP_Inputs_ON_Electric_2023_04_03 | 2031 | Electrolyser 2020/2030 | Crossload | Hydrogen | QC | Dispatch-Crossload | FuelCost | 0 | [6 empty] | 0.64958 | 0
LCP_Inputs_ON_Electric_2023_04_03 | 2031 | Electrolyser 2020/2030 | Crossload | Hydrogen | QC | Dispatch-Crossload | VOM | 0 | [6 empty] | 0.64958 | 0
LCP_Inputs_ON_Electric_2023_04_03 | 2031 | Electrolyser 2020/2030 | Crossload | Hydrogen | WC | Dispatch-Crossload | EmissionsCost | 0 | [6 empty] | 0.64958 | 0
LCP_Inputs_ON_Electric_2023_04_03 | 2031 | Electrolyser 2020/2030 | Crossload | Hydrogen | WC | Dispatch-Crossload | FuelCost | 0 | [6 empty] | 0.64958 | 0
LCP_Inputs_ON_Electric_2023_04_03 | 2031 | Electrolyser 2020/2030 | Crossload | Hydrogen | WC | Dispatch-Crossload | VOM | 0 | [6 empty] | 0.64958 | 0
LCP_Inputs_ON_Electric_2023_04_03 | 2031 | Electrolyser 2040 | Crossload | Hydrogen | MI | Dispatch-Crossload | EmissionsCost | 0 | [6 empty] | 0.64958 | 0
LCP_Inputs_ON_Electric_2023_04_03 | 2031 | Electrolyser 2040 | Crossload | Hydrogen | MI | Dispatch-Crossload | FuelCost | 0 | [6 empty] | 0.64958 | 0
LCP_Inputs_ON_Electric_2023_04_03 | 2031 | Electrolyser 2040 | Crossload | Hydrogen | MI | Dispatch-Crossload | VOM | 0 | [6 empty] | 0.64958 | 0
LCP_Inputs_ON_Electric_2023_04_03 | 2031 | Electrolyser 2040 | Crossload | Hydrogen | NY | Dispatch-Crossload | EmissionsCost | 0 | [6 empty] | 0.64958 | 0
LCP_Inputs_ON_Electric_2023_04_03 | 2031 | Electrolyser 2040 | Crossload | Hydrogen | NY | Dispatch-Crossload | FuelCost | 0 | [6 empty] | 0.64958 | 0
LCP_Inputs_ON_Electric_2023_04_03 | 2031 | Electrolyser 2040 | Crossload | Hydrogen | NY | Dispatch-Crossload | VOM | 0 | [6 empty] | 0.64958 | 0
LCP_Inputs_ON_Electric_2023_04_03 | 2031 | Electrolyser 2040 | Crossload | Hydrogen | ON | Dispatch-Crossload | EmissionsCost | 0 | [6 empty] | 0.64958 | 0
LCP_Inputs_ON_Electric_2023_04_03 | 2031 | Electrolyser 2040 | Crossload | Hydrogen | ON | Dispatch-Crossload | FuelCost | 0 | [6 empty] | 0.64958 | 0
LCP_Inputs_ON_Electric_2023_04_03 | 2031 | Electrolyser 2040 | Crossload | Hydrogen | ON | Dispatch-Crossload | VOM | 0 | [6 empty] | 0.64958 | 0
LCP_Inputs_ON_Electric_2023_04_03 | 2031 | Electrolyser 2040 | Crossload | Hydrogen | PJ | Dispatch-Crossload | EmissionsCost | 0 | [6 empty] | 0.64958 | 0
LCP_Inputs_ON_Electric_2023_04_03 | 2031 | Electrolyser 2040 | Crossload | Hydrogen | PJ | Dispatch-Crossload | FuelCost | 0 | [6 empty] | 0.64958 | 0
LCP_Inputs_ON_Electric_2023_04_03 | 2031 | Electrolyser 2040 | Crossload | Hydrogen | PJ | Dispatch-Crossload | VOM | 0 | [6 empty] | 0.64958 | 0
LCP_Inputs_ON_Electric_2023_04_03 | 2031 | Electrolyser 2040 | Crossload | Hydrogen | QC | Dispatch-Crossload | EmissionsCost | 0 | [6 empty] | 0.64958 | 0
LCP_Inputs_ON_Electric_2023_04_03 | 2031 | Electrolyser 2040 | Crossload | Hydrogen | QC | Dispatch-Crossload | FuelCost | 0 | [6 empty] | 0.64958 | 0
LCP_Inputs_ON_Electric_2023_04_03 | 2031 | Electrolyser 2040 | Crossload | Hydrogen | QC | Dispatch-Crossload | VOM | 0 | [6 empty] | 0.64958 | 0
LCP_Inputs_ON_Electric_2023_04_03 | 2031 | Electrolyser 2040 | Crossload | Hydrogen | WC | Dispatch-Crossload | EmissionsCost | 0 | [6 empty] | 0.64958 | 0
LCP_Inputs_ON_Electric_2023_04_03 | 2031 | Electrolyser 2040 | Crossload | Hydrogen | WC | Dispatch-Crossload | FuelCost | 0 | [6 empty] | 0.64958 | 0
LCP_Inputs_ON_Electric_2023_04_03 | 2031 | Electrolyser 2040 | Crossload | Hydrogen | WC | Dispatch-Crossload | VOM | 0 | [6 empty] | 0.64958 | 0
LCP_Inputs_ON_Electric_2023_04_03 | 2031 | Electrolyser 2050 | Crossload | Hydrogen | MI | Dispatch-Crossload | EmissionsCost | 0 | [6 empty] | 0.64958 | 0
LCP_Inputs_ON_Electric_2023_04_03 | 2031 | Electrolyser 2050 | Crossload | Hydrogen | MI | Dispatch-Crossload | FuelCost | 0 | [6 empty] | 0.64958 | 0
LCP_Inputs_ON_Electric_2023_04_03 | 2031 | Electrolyser 2050 | Crossload | Hydrogen | MI | Dispatch-Crossload | VOM | 0 | [6 empty] | 0.64958 | 0
LCP_Inputs_ON_Electric_2023_04_03 | 2031 | Electrolyser 2050 | Crossload | Hydrogen | NY | Dispatch-Crossload | EmissionsCost | 0 | [6 empty] | 0.64958 | 0
LCP_Inputs_ON_Electric_2023_04_03 | 2031 | Electrolyser 2050 | Crossload | Hydrogen | NY | Dispatch-Crossload | FuelCost | 0 | [6 empty] | 0.64958 | 0
LCP_Inputs_ON_Electric_2023_04_03 | 2031 | Electrolyser 2050 | Crossload | Hydrogen | NY | Dispatch-Crossload | VOM | 0 | [6 empty] | 0.64958 | 0
LCP_Inputs_ON_Electric_2023_04_03 | 2031 | Electrolyser 2050 | Crossload | Hydrogen | ON | Dispatch-Crossload | EmissionsCost | 0 | [6 empty] | 0.64958 | 0
LCP_Inputs_ON_Electric_2023_04_03 | 2031 | Electrolyser 2050 | Crossload | Hydrogen | ON | Dispatch-Crossload | FuelCost | 0 | [6 empty] | 0.64958 | 0
LCP_Inputs_ON_Electric_2023_04_03 | 2031 | Electrolyser 2050 | Crossload | Hydrogen | ON | Dispatch-Crossload | VOM | 0 | [6 empty] | 0.64958 | 0
LCP_Inputs_ON_Electric_2023_04_03 | 2031 | Electrolyser 2050 | Crossload | Hydrogen | PJ | Dispatch-Crossload | EmissionsCost | 0 | [6 empty] | 0.64958 | 0
LCP_Inputs_ON_Electric_2023_04_03 | 2031 | Electrolyser 2050 | Crossload | Hydrogen | PJ | Dispatch-Crossload | FuelCost | 0 | [6 empty] | 0.64958 | 0
LCP_Inputs_ON_Electric_2023_04_03 | 2031 | Electrolyser 2050 | Crossload | Hydrogen | PJ | Dispatch-Crossload | VOM | 0 | [6 empty] | 0.64958 | 0
LCP_Inputs_ON_Electric_2023_04_03 | 2031 | Electrolyser 2050 | Crossload | Hydrogen | QC | Dispatch-Crossload | EmissionsCost | 0 | [6 empty] | 0.64958 | 0
LCP_Inputs_ON_Electric_2023_04_03 | 2031 | Electrolyser 2050 | Crossload | Hydrogen | QC | Dispatch-Crossload | FuelCost | 0 | [6 empty] | 0.64958 | 0
LCP_Inputs_ON_Electric_2023_04_03 | 2031 | Electrolyser 2050 | Crossload | Hydrogen | QC | Dispatch-Crossload | VOM | 0 | [6 empty] | 0.64958 | 0
LCP_Inputs_ON_Electric_2023_04_03 | 2031 | Electrolyser 2050 | Crossload | Hydrogen | WC | Dispatch-Crossload | EmissionsCost | 0 | [6 empty] | 0.64958 | 0
LCP_Inputs_ON_Electric_2023_04_03 | 2031 | Electrolyser 2050 | Crossload | Hydrogen | WC | Dispatch-Crossload | FuelCost | 0 | [6 empty] | 0.64958 | 0
LCP_Inputs_ON_Electric_2023_04_03 | 2031 | Electrolyser 2050 | Crossload | Hydrogen | WC | Dispatch-Crossload | VOM | 0 | [6 empty] | 0.64958 | 0
LCP_Inputs_ON_Electric_2023_04_03 | 2031 | Fossil Fuel Thermal (Coal, Peat, Oil) | Generation | Electricity | MI | Dispatch-Generation | EmissionsCost | 0 | [6 empty] | 0.64958 | 0
LCP_Inputs_ON_Electric_2023_04_03 | 2031 | Fossil Fuel Thermal (Coal, Peat, Oil) | Generation | Electricity | MI | Dispatch-Generation | FuelCost | 0 | [6 empty] | 0.64958 | 0
LCP_Inputs_ON_Electric_2023_04_03 | 2031 | Fossil Fuel Thermal (Coal, Peat, Oil) | Generation | Electricity | MI | Dispatch-Generation | VOM | 0 | [6 empty] | 0.64958 | 0
LCP_Inputs_ON_Electric_2023_04_03 | 2031 | Fossil Fuel Thermal (Coal, Peat, Oil) | Generation | Electricity | NY | Dispatch-Generation | EmissionsCost | 0 | [6 empty] | 0.64958 | 0
LCP_Inputs_ON_Electric_2023_04_03 | 2031 | Fossil Fuel Thermal (Coal, Peat, Oil) | Generation | Electricity | NY | Dispatch-Generation | FuelCost | 0 | [6 empty] | 0.64958 | 0
LCP_Inputs_ON_Electric_2023_04_03 | 2031 | Fossil Fuel Thermal (Coal, Peat, Oil) | Generation | Electricity | NY | Dispatch-Generation | VOM | 0 | [6 empty] | 0.64958 | 0
LCP_Inputs_ON_Electric_2023_04_03 | 2031 | Fossil Fuel Thermal (Coal, Peat, Oil) | Generation | Electricity | ON | Dispatch-Generation | EmissionsCost | 0 | [6 empty] | 0.64958 | 0
LCP_Inputs_ON_Electric_2023_04_03 | 2031 | Fossil Fuel Thermal (Coal, Peat, Oil) | Generation | Electricity | ON | Dispatch-Generation | FuelCost | 0 | [6 empty] | 0.64958 | 0
LCP_Inputs_ON_Electric_2023_04_03 | 2031 | Fossil Fuel Thermal (Coal, Peat, Oil) | Generation | Electricity | ON | Dispatch-Generation | VOM | 0 | [6 empty] | 0.64958 | 0
LCP_Inputs_ON_Electric_2023_04_03 | 2031 | Fossil Fuel Thermal (Coal, Peat, Oil) | Generation | Electricity | PJ | Dispatch-Generation | EmissionsCost | 0 | [6 empty] | 0.64958 | 0
LCP_Inputs_ON_Electric_2023_04_03 | 2031 | Fossil Fuel Thermal (Coal, Peat, Oil) | Generation | Electricity | PJ | Dispatch-Generation | FuelCost | 0 | [6 empty] | 0.64958 | 0
LCP_Inputs_ON_Electric_2023_04_03 | 2031 | Fossil Fuel Thermal (Coal, Peat, Oil) | Generation | Electricity | PJ | Dispatch-Generation | VOM | 0 | [6 empty] | 0.64958 | 0
LCP_Inputs_ON_Electric_2023_04_03 | 2031 | Fossil Fuel Thermal (Coal, Peat, Oil) | Generation | Electricity | QC | Dispatch-Generation | EmissionsCost | 0 | [6 empty] | 0.64958 | 0
LCP_Inputs_ON_Electric_2023_04_03 | 2031 | Fossil Fuel Thermal (Coal, Peat, Oil) | Generation | Electricity | QC | Dispatch-Generation | FuelCost | 0 | [6 empty] | 0.64958 | 0
LCP_Inputs_ON_Electric_2023_04_03 | 2031 | Fossil Fuel Thermal (Coal, Peat, Oil) | Generation | Electricity | QC | Dispatch-Generation | VOM | 0 | [6 empty] | 0.64958 | 0
LCP_Inputs_ON_Electric_2023_04_03 | 2031 | Fossil Fuel Thermal (Coal, Peat, Oil) | Generation | Electricity | WC | Dispatch-Generation | EmissionsCost | 0 | [6 empty] | 0.64958 | 0
LCP_Inputs_ON_Electric_2023_04_03 | 2031 | Fossil Fuel Thermal (Coal, Peat, Oil) | Generation | Electricity | WC | Dispatch-Generation | FuelCost | 0 | [6 empty] | 0.64958 | 0
LCP_Inputs_ON_Electric_2023_04_03 | 2031 | Fossil Fuel Thermal (Coal, Peat, Oil) | Generation | Electricity | WC | Dispatch-Generation | VOM | 0 | [6 empty] | 0.64958 | 0
LCP_Inputs_ON_Electric_2023_04_03 | 2031 | Generic - Generator | Generation | Electricity | MI | Dispatch-Generation | EmissionsCost | 0 | [6 empty] | 0.64958 | 0
LCP_Inputs_ON_Electric_2023_04_03 | 2031 | Generic - Generator | Generation | Electricity | MI | Dispatch-Generation | FuelCost | 1888661061.9582 | [6 empty] | 0.64958 | 1226838212.0341
LCP_Inputs_ON_Electric_2023_04_03 | 2031 | Generic - Generator | Generation | Electricity | MI | Dispatch-Generation | VOM | 65954345.2022 | [6 empty] | 0.64958 | 42842684.9971
LCP_Inputs_ON_Electric_2023_04_03 | 2031 | Generic - Generator | Generation | Electricity | NY | Dispatch-Generation | EmissionsCost | 0 | [6 empty] | 0.64958 | 0
LCP_Inputs_ON_Electric_2023_04_03 | 2031 | Generic - Generator | Generation | Electricity | NY | Dispatch-Generation | FuelCost | 707198617.0396 | [6 empty] | 0.64958 | 459382736.4568
LCP_Inputs_ON_Electric_2023_04_03 | 2031 | Generic - Generator | Generation | Electricity | NY | Dispatch-Generation | VOM | 24696237.2732 | [6 empty] | 0.64958 | 16042204.814
LCP_Inputs_ON_Electric_2023_04_03 | 2031 | Generic - Generator | Generation | Electricity | ON | Dispatch-Generation | EmissionsCost | 0 | [6 empty] | 0.64958 | 0
LCP_Inputs_ON_Electric_2023_04_03 | 2031 | Generic - Generator | Generation | Electricity | ON | Dispatch-Generation | FuelCost | 0 | [6 empty] | 0.64958 | 0
LCP_Inputs_ON_Electric_2023_04_03 | 2031 | Generic - Generator | Generation | Electricity | ON | Dispatch-Generation | VOM | 0 | [6 empty] | 0.64958 | 0
LCP_Inputs_ON_Electric_2023_04_03 | 2031 | Generic - Generator | Generation | Electricity | PJ | Dispatch-Generation | EmissionsCost | 0 | [6 empty] | 0.64958 | 0
LCP_Inputs_ON_Electric_2023_04_03 | 2031 | Generic - Generator | Generation | Electricity | PJ | Dispatch-Generation | FuelCost | 7344810066.1693 | [6 empty] | 0.64958 | 4771048564.9375
LCP_Inputs_ON_Electric_2023_04_03 | 2031 | Generic - Generator | Generation | Electricity | PJ | Dispatch-Generation | VOM | 256489715.5482 | [6 empty] | 0.64958 | 166610828.3622
LCP_Inputs_ON_Electric_2023_04_03 | 2031 | Generic - Generator | Generation | Electricity | QC | Dispatch-Generation | EmissionsCost | 0 | [6 empty] | 0.64958 | 0
LCP_Inputs_ON_Electric_2023_04_03 | 2031 | Generic - Generator | Generation | Electricity | QC | Dispatch-Generation | FuelCost | 0 | [6 empty] | 0.64958 | 0
LCP_Inputs_ON_Electric_2023_04_03 | 2031 | Generic - Generator | Generation | Electricity | QC | Dispatch-Generation | VOM | 0 | [6 empty] | 0.64958 | 0
LCP_Inputs_ON_Electric_2023_04_03 | 2031 | Generic - Generator | Generation | Electricity | WC | Dispatch-Generation | EmissionsCost | 0 | [6 empty] | 0.64958 | 0
LCP_Inputs_ON_Electric_2023_04_03 | 2031 | Generic - Generator | Generation | Electricity | WC | Dispatch-Generation | FuelCost | 1737227.6587 | [6 empty] | 0.64958 | 1128469.9609
LCP_Inputs_ON_Electric_2023_04_03 | 2031 | Generic - Generator | Generation | Electricity | WC | Dispatch-Generation | VOM | 60666.1063 | [6 empty] | 0.64958 | 39407.5458
LCP_Inputs_ON_Electric_2023_04_03 | 2031 | H2 Import - QC | Import | Hydrogen | MI | Dispatch-Import | EmissionsCost | 0 | [6 empty] | 0.64958 | 0
LCP_Inputs_ON_Electric_2023_04_03 | 2031 | H2 Import - QC | Import | Hydrogen | MI | Dispatch-Import | FuelCost | 0 | [6 empty] | 0.64958 | 0
LCP_Inputs_ON_Electric_2023_04_03 | 2031 | H2 Import - QC | Import | Hydrogen | MI | Dispatch-Import | VOM | 0 | [6 empty] | 0.64958 | 0
LCP_Inputs_ON_Electric_2023_04_03 | 2031 | H2 Import - QC | Import | Hydrogen | NY | Dispatch-Import | EmissionsCost | 0 | [6 empty] | 0.64958 | 0
LCP_Inputs_ON_Electric_2023_04_03 | 2031 | H2 Import - QC | Import | Hydrogen | NY | Dispatch-Import | FuelCost | 0 | [6 empty] | 0.64958 | 0
LCP_Inputs_ON_Electric_2023_04_03 | 2031 | H2 Import - QC | Import | Hydrogen | NY | Dispatch-Import | VOM | 0 | [6 empty] | 0.64958 | 0
LCP_Inputs_ON_Electric_2023_04_03 | 2031 | H2 Import - QC | Import | Hydrogen | ON | Dispatch-Import | EmissionsCost | 0 | [6 empty] | 0.64958 | 0
LCP_Inputs_ON_Electric_2023_04_03 | 2031 | H2 Import - QC | Import | Hydrogen | ON | Dispatch-Import | FuelCost | 0 | [6 empty] | 0.64958 | 0
LCP_Inputs_ON_Electric_2023_04_03 | 2031 | H2 Import - QC | Import | Hydrogen | ON | Dispatch-Import | VOM | 0 | [6 empty] | 0.64958 | 0
LCP_Inputs_ON_Electric_2023_04_03 | 2031 | H2 Import - QC | Import | Hydrogen | PJ | Dispatch-Import | EmissionsCost | 0 | [6 empty] | 0.64958 | 0
LCP_Inputs_ON_Electric_2023_04_03 | 2031 | H2 Import - QC | Import | Hydrogen | PJ | Dispatch-Import | FuelCost | 0 | [6 empty] | 0.64958 | 0
LCP_Inputs_ON_Electric_2023_04_03 | 2031 | H2 Import - QC | Import | Hydrogen | PJ | Dispatch-Import | VOM | 0 | [6 empty] | 0.64958 | 0
LCP_Inputs_ON_Electric_2023_04_03 | 2031 | H2 Import - QC | Import | Hydrogen | QC | Dispatch-Import | EmissionsCost | 0 | [6 empty] | 0.64958 | 0
LCP_Inputs_ON_Electric_2023_04_03 | 2031 | H2 Import - QC | Import | Hydrogen | QC | Dispatch-Import | FuelCost | 0 | [6 empty] | 0.64958 | 0
LCP_Inputs_ON_Electric_2023_04_03 | 2031 | H2 Import - QC | Import | Hydrogen | QC | Dispatch-Import | VOM | 0 | [6 empty] | 0.64958 | 0
LCP_Inputs_ON_Electric_2023_04_03 | 2031 | H2 Import - QC | Import | Hydrogen | WC | Dispatch-Import | EmissionsCost | 0 | [6 empty] | 0.64958 | 0
LCP_Inputs_ON_Electric_2023_04_03 | 2031 | H2 Import - QC | Import | Hydrogen | WC | Dispatch-Import | FuelCost | 0 | [6 empty] | 0.64958 | 0
LCP_Inputs_ON_Electric_2023_04_03 | 2031 | H2 Import - QC | Import | Hydrogen | WC | Dispatch-Import | VOM | 0 | [6 empty] | 0.64958 | 0
LCP_Inputs_ON_Electric_2023_04_03 | 2031 | H2 Import - WC | Import | Hydrogen | MI | Dispatch-Import | EmissionsCost | 0 | [6 empty] | 0.64958 | 0
LCP_Inputs_ON_Electric_2023_04_03 | 2031 | H2 Import - WC | Import | Hydrogen | MI | Dispatch-Import | FuelCost | 0 | [6 empty] | 0.64958 | 0
LCP_Inputs_ON_Electric_2023_04_03 | 2031 | H2 Import - WC | Import | Hydrogen | MI | Dispatch-Import | VOM | 0 | [6 empty] | 0.64958 | 0
LCP_Inputs_ON_Electric_2023_04_03 | 2031 | H2 Import - WC | Import | Hydrogen | NY | Dispatch-Import | EmissionsCost | 0 | [6 empty] | 0.64958 | 0
LCP_Inputs_ON_Electric_2023_04_03 | 2031 | H2 Import - WC | Import | Hydrogen | NY | Dispatch-Import | FuelCost | 0 | [6 empty] | 0.64958 | 0
LCP_Inputs_ON_Electric_2023_04_03 | 2031 | H2 Import - WC | Import | Hydrogen | NY | Dispatch-Import | VOM | 0 | [6 empty] | 0.64958 | 0
LCP_Inputs_ON_Electric_2023_04_03 | 2031 | H2 Import - WC | Import | Hydrogen | ON | Dispatch-Import | EmissionsCost | 0 | [6 empty] | 0.64958 | 0
LCP_Inputs_ON_Electric_2023_04_03 | 2031 | H2 Import - WC | Import | Hydrogen | ON | Dispatch-Import | FuelCost | 0 | [6 empty] | 0.64958 | 0
LCP_Inputs_ON_Electric_2023_04_03 | 2031 | H2 Import - WC | Import | Hydrogen | ON | Dispatch-Import | VOM | 0 | [6 empty] | 0.64958 | 0
LCP_Inputs_ON_Electric_2023_04_03 | 2031 | H2 Import - WC | Import | Hydrogen | PJ | Dispatch-Import | EmissionsCost | 0 | [6 empty] | 0.64958 | 0
LCP_Inputs_ON_Electric_2023_04_03 | 2031 | H2 Import - WC | Import | Hydrogen | PJ | Dispatch-Import | FuelCost | 0 | [6 empty] | 0.64958 | 0
LCP_Inputs_ON_Electric_2023_04_03 | 2031 | H2 Import - WC | Import | Hydrogen | PJ | Dispatch-Import | VOM | 0 | [6 empty] | 0.64958 | 0
LCP_Inputs_ON_Electric_2023_04_03 | 2031 | H2 Import - WC | Import | Hydrogen | QC | Dispatch-Import | EmissionsCost | 0 | [6 empty] | 0.64958 | 0
LCP_Inputs_ON_Electric_2023_04_03 | 2031 | H2 Import - WC | Import | Hydrogen | QC | Dispatch-Import | FuelCost | 0 | [6 empty] | 0.64958 | 0
LCP_Inputs_ON_Electric_2023_04_03 | 2031 | H2 Import - WC | Import | Hydrogen | QC | Dispatch-Import | VOM | 0 | [6 empty] | 0.64958 | 0
LCP_Inputs_ON_Electric_2023_04_03 | 2031 | H2 Import - WC | Import | Hydrogen | WC | Dispatch-Import | EmissionsCost | 0 | [6 empty] | 0.64958 | 0
LCP_Inputs_ON_Electric_2023_04_03 | 2031 | H2 Import - WC | Import | Hydrogen | WC | Dispatch-Import | FuelCost | 0 | [6 empty] | 0.64958 | 0
LCP_Inputs_ON_Electric_2023_04_03 | 2031 | H2 Import - WC | Import | Hydrogen | WC | Dispatch-Import | VOM | 0 | [6 empty] | 0.64958 | 0
LCP_Inputs_ON_Electric_2023_04_03 | 2031 | H2 Salt Cavern Storage - ON | Storage | Hydrogen | MI | Dispatch-Storage | EmissionsCost | 0 | [6 empty] | 0.64958 | 0
LCP_Inputs_ON_Electric_2023_04_03 | 2031 | H2 Salt Cavern Storage - ON | Storage | Hydrogen | MI | Dispatch-Storage | FuelCost | 0 | [6 empty] | 0.64958 | 0
LCP_Inputs_ON_Electric_2023_04_03 | 2031 | H2 Salt Cavern Storage - ON | Storage | Hydrogen | MI | Dispatch-Storage | VOM | 0 | [6 empty] | 0.64958 | 0
LCP_Inputs_ON_Electric_2023_04_03 | 2031 | H2 Salt Cavern Storage - ON | Storage | Hydrogen | NY | Dispatch-Storage | EmissionsCost | 0 | [6 empty] | 0.64958 | 0
LCP_Inputs_ON_Electric_2023_04_03 | 2031 | H2 Salt Cavern Storage - ON | Storage | Hydrogen | NY | Dispatch-Storage | FuelCost | 0 | [6 empty] | 0.64958 | 0
LCP_Inputs_ON_Electric_2023_04_03 | 2031 | H2 Salt Cavern Storage - ON | Storage | Hydrogen | NY | Dispatch-Storage | VOM | 0 | [6 empty] | 0.64958 | 0
LCP_Inputs_ON_Electric_2023_04_03 | 2031 | H2 Salt Cavern Storage - ON | Storage | Hydrogen | ON | Dispatch-Storage | EmissionsCost | 0 | [6 empty] | 0.64958 | 0
LCP_Inputs_ON_Electric_2023_04_03 | 2031 | H2 Salt Cavern Storage - ON | Storage | Hydrogen | ON | Dispatch-Storage | FuelCost | 0 | [6 empty] | 0.64958 | 0
LCP_Inputs_ON_Electric_2023_04_03 | 2031 | H2 Salt Cavern Storage - ON | Storage | Hydrogen | ON | Dispatch-Storage | VOM | 10230556.9235 | [6 empty] | 0.64958 | 6645574.6968
LCP_Inputs_ON_Electric_2023_04_03 | 2031 | H2 Salt Cavern Storage - ON | Storage | Hydrogen | PJ | Dispatch-Storage | EmissionsCost | 0 | [6 empty] | 0.64958 | 0
LCP_Inputs_ON_Electric_2023_04_03 | 2031 | H2 Salt Cavern Storage - ON | Storage | Hydrogen | PJ | Dispatch-Storage | FuelCost | 0 | [6 empty] | 0.64958 | 0
LCP_Inputs_ON_Electric_2023_04_03 | 2031 | H2 Salt Cavern Storage - ON | Storage | Hydrogen | PJ | Dispatch-Storage | VOM | 0 | [6 empty] | 0.64958 | 0
LCP_Inputs_ON_Electric_2023_04_03 | 2031 | H2 Salt Cavern Storage - ON | Storage | Hydrogen | QC | Dispatch-Storage | EmissionsCost | 0 | [6 empty] | 0.64958 | 0
LCP_Inputs_ON_Electric_2023_04_03 | 2031 | H2 Salt Cavern Storage - ON | Storage | Hydrogen | QC | Dispatch-Storage | FuelCost | 0 | [6 empty] | 0.64958 | 0
LCP_Inputs_ON_Electric_2023_04_03 | 2031 | H2 Salt Cavern Storage - ON | Storage | Hydrogen | QC | Dispatch-Storage | VOM | 0 | [6 empty] | 0.64958 | 0
LCP_Inputs_ON_Electric_2023_04_03 | 2031 | H2 Salt Cavern Storage - ON | Storage | Hydrogen | WC | Dispatch-Storage | EmissionsCost | 0 | [6 empty] | 0.64958 | 0
LCP_Inputs_ON_Electric_2023_04_03 | 2031 | H2 Salt Cavern Storage - ON | Storage | Hydrogen | WC | Dispatch-Storage | FuelCost | 0 | [6 empty] | 0.64958 | 0
LCP_Inputs_ON_Electric_2023_04_03 | 2031 | H2 Salt Cavern Storage - ON | Storage | Hydrogen | WC | Dispatch-Storage | VOM | 0 | [6 empty] | 0.64958 | 0
LCP_Inputs_ON_Electric_2023_04_03 | 2031 | Hydro | Generation | Electricity | MI | Dispatch-Generation | EmissionsCost | 0 | [6 empty] | 0.64958 | 0
LCP_Inputs_ON_Electric_2023_04_03 | 2031 | Hydro | Generation | Electricity | MI | Dispatch-Generation | FuelCost | 0 | [6 empty] | 0.64958 | 0
LCP_Inputs_ON_Electric_2023_04_03 | 2031 | Hydro | Generation | Electricity | MI | Dispatch-Generation | VOM | 0 | [6 empty] | 0.64958 | 0
LCP_Inputs_ON_Electric_2023_04_03 | 2031 | Hydro | Generation | Electricity | NY | Dispatch-Generation | EmissionsCost | 0 | [6 empty] | 0.64958 | 0
LCP_Inputs_ON_Electric_2023_04_03 | 2031 | Hydro | Generation | Electricity | NY | Dispatch-Generation | FuelCost | 0 | [6 empty] | 0.64958 | 0
LCP_Inputs_ON_Electric_2023_04_03 | 2031 | Hydro | Generation | Electricity | NY | Dispatch-Generation | VOM | 0 | [6 empty] | 0.64958 | 0
LCP_Inputs_ON_Electric_2023_04_03 | 2031 | Hydro | Generation | Electricity | ON | Dispatch-Generation | EmissionsCost | 0 | [6 empty] | 0.64958 | 0
LCP_Inputs_ON_Electric_2023_04_03 | 2031 | Hydro | Generation | Electricity | ON | Dispatch-Generation | FuelCost | 0 | [6 empty] | 0.64958 | 0
LCP_Inputs_ON_Electric_2023_04_03 | 2031 | Hydro | Generation | Electricity | ON | Dispatch-Generation | VOM | 0 | [6 empty] | 0.64958 | 0
LCP_Inputs_ON_Electric_2023_04_03 | 2031 | Hydro | Generation | Electricity | PJ | Dispatch-Generation | EmissionsCost | 0 | [6 empty] | 0.64958 | 0
LCP_Inputs_ON_Electric_2023_04_03 | 2031 | Hydro | Generation | Electricity | PJ | Dispatch-Generation | FuelCost | 0 | [6 empty] | 0.64958 | 0
LCP_Inputs_ON_Electric_2023_04_03 | 2031 | Hydro | Generation | Electricity | PJ | Dispatch-Generation | VOM | 0 | [6 empty] | 0.64958 | 0
LCP_Inputs_ON_Electric_2023_04_03 | 2031 | Hydro | Generation | Electricity | QC | Dispatch-Generation | EmissionsCost | 0 | [6 empty] | 0.64958 | 0
LCP_Inputs_ON_Electric_2023_04_03 | 2031 | Hydro | Generation | Electricity | QC | Dispatch-Generation | FuelCost | 0 | [6 empty] | 0.64958 | 0
LCP_Inputs_ON_Electric_2023_04_03 | 2031 | Hydro | Generation | Electricity | QC | Dispatch-Generation | VOM | 0 | [6 empty] | 0.64958 | 0
LCP_Inputs_ON_Electric_2023_04_03 | 2031 | Hydro | Generation | Electricity | WC | Dispatch-Generation | EmissionsCost | 0 | [6 empty] | 0.64958 | 0
LCP_Inputs_ON_Electric_2023_04_03 | 2031 | Hydro | Generation | Electricity | WC | Dispatch-Generation | FuelCost | 0 | [6 empty] | 0.64958 | 0
LCP_Inputs_ON_Electric_2023_04_03 | 2031 | Hydro | Generation | Electricity | WC | Dispatch-Generation | VOM | 0 | [6 empty] | 0.64958 | 0
LCP_Inputs_ON_Electric_2023_04_03 | 2031 | Hydro Pumped Storage | Storage | Electricity | MI | Dispatch-Storage | EmissionsCost | 0 | [6 empty] | 0.64958 | 0
LCP_Inputs_ON_Electric_2023_04_03 | 2031 | Hydro Pumped Storage | Storage | Electricity | MI | Dispatch-Storage | FuelCost | 0 | [6 empty] | 0.64958 | 0
LCP_Inputs_ON_Electric_2023_04_03 | 2031 | Hydro Pumped Storage | Storage | Electricity | MI | Dispatch-Storage | VOM | 0 | [6 empty] | 0.64958 | 0
LCP_Inputs_ON_Electric_2023_04_03 | 2031 | Hydro Pumped Storage | Storage | Electricity | NY | Dispatch-Storage | EmissionsCost | 0 | [6 empty] | 0.64958 | 0
LCP_Inputs_ON_Electric_2023_04_03 | 2031 | Hydro Pumped Storage | Storage | Electricity | NY | Dispatch-Storage | FuelCost | 0 | [6 empty] | 0.64958 | 0
LCP_Inputs_ON_Electric_2023_04_03 | 2031 | Hydro Pumped Storage | Storage | Electricity | NY | Dispatch-Storage | VOM | 0 | [6 empty] | 0.64958 | 0
LCP_Inputs_ON_Electric_2023_04_03 | 2031 | Hydro Pumped Storage | Storage | Electricity | ON | Dispatch-Storage | EmissionsCost | 0 | [6 empty] | 0.64958 | 0
LCP_Inputs_ON_Electric_2023_04_03 | 2031 | Hydro Pumped Storage | Storage | Electricity | ON | Dispatch-Storage | FuelCost | 0 | [6 empty] | 0.64958 | 0
LCP_Inputs_ON_Electric_2023_04_03 | 2031 | Hydro Pumped Storage | Storage | Electricity | ON | Dispatch-Storage | VOM | 0 | [6 empty] | 0.64958 | 0
LCP_Inputs_ON_Electric_2023_04_03 | 2031 | Hydro Pumped Storage | Storage | Electricity | PJ | Dispatch-Storage | EmissionsCost | 0 | [6 empty] | 0.64958 | 0
LCP_Inputs_ON_Electric_2023_04_03 | 2031 | Hydro Pumped Storage | Storage | Electricity | PJ | Dispatch-Storage | FuelCost | 0 | [6 empty] | 0.64958 | 0
LCP_Inputs_ON_Electric_2023_04_03 | 2031 | Hydro Pumped Storage | Storage | Electricity | PJ | Dispatch-Storage | VOM | 0 | [6 empty] | 0.64958 | 0
LCP_Inputs_ON_Electric_2023_04_03 | 2031 | Hydro Pumped Storage | Storage | Electricity | QC | Dispatch-Storage | EmissionsCost | 0 | [6 empty] | 0.64958 | 0
LCP_Inputs_ON_Electric_2023_04_03 | 2031 | Hydro Pumped Storage | Storage | Electricity | QC | Dispatch-Storage | FuelCost | 0 | [6 empty] | 0.64958 | 0
LCP_Inputs_ON_Electric_2023_04_03 | 2031 | Hydro Pumped Storage | Storage | Electricity | QC | Dispatch-Storage | VOM | 0 | [6 empty] | 0.64958 | 0
LCP_Inputs_ON_Electric_2023_04_03 | 2031 | Hydro Pumped Storage | Storage | Electricity | WC | Dispatch-Storage | EmissionsCost | 0 | [6 empty] | 0.64958 | 0
LCP_Inputs_ON_Electric_2023_04_03 | 2031 | Hydro Pumped Storage | Storage | Electricity | WC | Dispatch-Storage | FuelCost | 0 | [6 empty] | 0.64958 | 0
LCP_Inputs_ON_Electric_2023_04_03 | 2031 | Hydro Pumped Storage | Storage | Electricity | WC | Dispatch-Storage | VOM | 0 | [6 empty] | 0.64958 | 0
LCP_Inputs_ON_Electric_2023_04_03 | 2031 | Nuclear | Generation | Electricity | MI | Dispatch-Generation | EmissionsCost | 0 | [6 empty] | 0.64958 | 0
LCP_Inputs_ON_Electric_2023_04_03 | 2031 | Nuclear | Generation | Electricity | MI | Dispatch-Generation | FuelCost | 0 | [6 empty] | 0.64958 | 0
LCP_Inputs_ON_Electric_2023_04_03 | 2031 | Nuclear | Generation | Electricity | MI | Dispatch-Generation | VOM | 2762866296.96 | [6 empty] | 0.64958 | 1794705262.964
LCP_Inputs_ON_Electric_2023_04_03 | 2031 | Nuclear | Generation | Electricity | NY | Dispatch-Generation | EmissionsCost | 0 | [6 empty] | 0.64958 | 0
LCP_Inputs_ON_Electric_2023_04_03 | 2031 | Nuclear | Generation | Electricity | NY | Dispatch-Generation | FuelCost | 0 | [6 empty] | 0.64958 | 0
LCP_Inputs_ON_Electric_2023_04_03 | 2031 | Nuclear | Generation | Electricity | NY | Dispatch-Generation | VOM | 2246155230.144 | [6 empty] | 0.64958 | 1459059606.8326
LCP_Inputs_ON_Electric_2023_04_03 | 2031 | Nuclear | Generation | Electricity | ON | Dispatch-Generation | EmissionsCost | 0 | [6 empty] | 0.64958 | 0
LCP_Inputs_ON_Electric_2023_04_03 | 2031 | Nuclear | Generation | Electricity | ON | Dispatch-Generation | FuelCost | 0 | [6 empty] | 0.64958 | 0
LCP_Inputs_ON_Electric_2023_04_03 | 2031 | Nuclear | Generation | Electricity | ON | Dispatch-Generation | VOM | 7202995454.9077 | [6 empty] | 0.64958 | 4678928497.6449
LCP_Inputs_ON_Electric_2023_04_03 | 2031 | Nuclear | Generation | Electricity | PJ | Dispatch-Generation | EmissionsCost | 0 | [6 empty] | 0.64958 | 0
LCP_Inputs_ON_Electric_2023_04_03 | 2031 | Nuclear | Generation | Electricity | PJ | Dispatch-Generation | FuelCost | 0 | [6 empty] | 0.64958 | 0
LCP_Inputs_ON_Electric_2023_04_03 | 2031 | Nuclear | Generation | Electricity | PJ | Dispatch-Generation | VOM | 6401347648.6848 | [6 empty] | 0.64958 | 4158193368.893
LCP_Inputs_ON_Electric_2023_04_03 | 2031 | Nuclear | Generation | Electricity | QC | Dispatch-Generation | EmissionsCost | 0 | [6 empty] | 0.64958 | 0
LCP_Inputs_ON_Electric_2023_04_03 | 2031 | Nuclear | Generation | Electricity | QC | Dispatch-Generation | FuelCost | 0 | [6 empty] | 0.64958 | 0
LCP_Inputs_ON_Electric_2023_04_03 | 2031 | Nuclear | Generation | Electricity | QC | Dispatch-Generation | VOM | 0 | [6 empty] | 0.64958 | 0
LCP_Inputs_ON_Electric_2023_04_03 | 2031 | Nuclear | Generation | Electricity | WC | Dispatch-Generation | EmissionsCost | 0 | [6 empty] | 0.64958 | 0
LCP_Inputs_ON_Electric_2023_04_03 | 2031 | Nuclear | Generation | Electricity | WC | Dispatch-Generation | FuelCost | 0 | [6 empty] | 0.64958 | 0
LCP_Inputs_ON_Electric_2023_04_03 | 2031 | Nuclear | Generation | Electricity | WC | Dispatch-Generation | VOM | 0 | [6 empty] | 0.64958 | 0
LCP_Inputs_ON_Electric_2023_04_03 | 2031 | Nuclear SMR | Generation | Electricity | MI | Dispatch-Generation | EmissionsCost | 0 | [6 empty] | 0.64958 | 0
LCP_Inputs_ON_Electric_2023_04_03 | 2031 | Nuclear SMR | Generation | Electricity | MI | Dispatch-Generation | FuelCost | 0 | [6 empty] | 0.64958 | 0
LCP_Inputs_ON_Electric_2023_04_03 | 2031 | Nuclear SMR | Generation | Electricity | MI | Dispatch-Generation | VOM | 0 | [6 empty] | 0.64958 | 0
LCP_Inputs_ON_Electric_2023_04_03 | 2031 | Nuclear SMR | Generation | Electricity | NY | Dispatch-Generation | EmissionsCost | 0 | [6 empty] | 0.64958 | 0
LCP_Inputs_ON_Electric_2023_04_03 | 2031 | Nuclear SMR | Generation | Electricity | NY | Dispatch-Generation | FuelCost | 0 | [6 empty] | 0.64958 | 0
LCP_Inputs_ON_Electric_2023_04_03 | 2031 | Nuclear SMR | Generation | Electricity | NY | Dispatch-Generation | VOM | 0 | [6 empty] | 0.64958 | 0
LCP_Inputs_ON_Electric_2023_04_03 | 2031 | Nuclear SMR | Generation | Electricity | ON | Dispatch-Generation | EmissionsCost | 0 | [6 empty] | 0.64958 | 0
LCP_Inputs_ON_Electric_2023_04_03 | 2031 | Nuclear SMR | Generation | Electricity | ON | Dispatch-Generation | FuelCost | 0 | [6 empty] | 0.64958 | 0
LCP_Inputs_ON_Electric_2023_04_03 | 2031 | Nuclear SMR | Generation | Electricity | ON | Dispatch-Generation | VOM | 19000000.8 | [6 empty] | 0.64958 | 12342038.2194
LCP_Inputs_ON_Electric_2023_04_03 | 2031 | Nuclear SMR | Generation | Electricity | PJ | Dispatch-Generation | EmissionsCost | 0 | [6 empty] | 0.64958 | 0
LCP_Inputs_ON_Electric_2023_04_03 | 2031 | Nuclear SMR | Generation | Electricity | PJ | Dispatch-Generation | FuelCost | 0 | [6 empty] | 0.64958 | 0
LCP_Inputs_ON_Electric_2023_04_03 | 2031 | Nuclear SMR | Generation | Electricity | PJ | Dispatch-Generation | VOM | 0 | [6 empty] | 0.64958 | 0
LCP_Inputs_ON_Electric_2023_04_03 | 2031 | Nuclear SMR | Generation | Electricity | QC | Dispatch-Generation | EmissionsCost | 0 | [6 empty] | 0.64958 | 0
LCP_Inputs_ON_Electric_2023_04_03 | 2031 | Nuclear SMR | Generation | Electricity | QC | Dispatch-Generation | FuelCost | 0 | [6 empty] | 0.64958 | 0
LCP_Inputs_ON_Electric_2023_04_03 | 2031 | Nuclear SMR | Generation | Electricity | QC | Dispatch-Generation | VOM | 0 | [6 empty] | 0.64958 | 0
LCP_Inputs_ON_Electric_2023_04_03 | 2031 | Nuclear SMR | Generation | Electricity | WC | Dispatch-Generation | EmissionsCost | 0 | [6 empty] | 0.64958 | 0
LCP_Inputs_ON_Electric_2023_04_03 | 2031 | Nuclear SMR | Generation | Electricity | WC | Dispatch-Generation | FuelCost | 0 | [6 empty] | 0.64958 | 0
LCP_Inputs_ON_Electric_2023_04_03 | 2031 | Nuclear SMR | Generation | Electricity | WC | Dispatch-Generation | VOM | 0 | [6 empty] | 0.64958 | 0
LCP_Inputs_ON_Electric_2023_04_03 | 2031 | O/CCGT - CH4 Existing | Crossload | Electricity | MI | Dispatch-Crossload | EmissionsCost | 0 | [6 empty] | 0.64958 | 0
LCP_Inputs_ON_Electric_2023_04_03 | 2031 | O/CCGT - CH4 Existing | Crossload | Electricity | MI | Dispatch-Crossload | FuelCost | 0 | [6 empty] | 0.64958 | 0
LCP_Inputs_ON_Electric_2023_04_03 | 2031 | O/CCGT - CH4 Existing | Crossload | Electricity | MI | Dispatch-Crossload | VOM | 0 | [6 empty] | 0.64958 | 0
LCP_Inputs_ON_Electric_2023_04_03 | 2031 | O/CCGT - CH4 Existing | Crossload | Electricity | NY | Dispatch-Crossload | EmissionsCost | 0 | [6 empty] | 0.64958 | 0
LCP_Inputs_ON_Electric_2023_04_03 | 2031 | O/CCGT - CH4 Existing | Crossload | Electricity | NY | Dispatch-Crossload | FuelCost | 0 | [6 empty] | 0.64958 | 0
LCP_Inputs_ON_Electric_2023_04_03 | 2031 | O/CCGT - CH4 Existing | Crossload | Electricity | NY | Dispatch-Crossload | VOM | 0 | [6 empty] | 0.64958 | 0
LCP_Inputs_ON_Electric_2023_04_03 | 2031 | O/CCGT - CH4 Existing | Crossload | Electricity | ON | Dispatch-Crossload | EmissionsCost | 9180015.4005 | [6 empty] | 0.64958 | 5963162.9556
LCP_Inputs_ON_Electric_2023_04_03 | 2031 | O/CCGT - CH4 Existing | Crossload | Electricity | ON | Dispatch-Crossload | FuelCost | 0 | [6 empty] | 0.64958 | 0
LCP_Inputs_ON_Electric_2023_04_03 | 2031 | O/CCGT - CH4 Existing | Crossload | Electricity | ON | Dispatch-Crossload | VOM | 333612.5238 | [6 empty] | 0.64958 | 216708.334
LCP_Inputs_ON_Electric_2023_04_03 | 2031 | O/CCGT - CH4 Existing | Crossload | Electricity | PJ | Dispatch-Crossload | EmissionsCost | 0 | [6 empty] | 0.64958 | 0
LCP_Inputs_ON_Electric_2023_04_03 | 2031 | O/CCGT - CH4 Existing | Crossload | Electricity | PJ | Dispatch-Crossload | FuelCost | 0 | [6 empty] | 0.64958 | 0
LCP_Inputs_ON_Electric_2023_04_03 | 2031 | O/CCGT - CH4 Existing | Crossload | Electricity | PJ | Dispatch-Crossload | VOM | 0 | [6 empty] | 0.64958 | 0
LCP_Inputs_ON_Electric_2023_04_03 | 2031 | O/CCGT - CH4 Existing | Crossload | Electricity | QC | Dispatch-Crossload | EmissionsCost | 0 | [6 empty] | 0.64958 | 0
LCP_Inputs_ON_Electric_2023_04_03 | 2031 | O/CCGT - CH4 Existing | Crossload | Electricity | QC | Dispatch-Crossload | FuelCost | 0 | [6 empty] | 0.64958 | 0
LCP_Inputs_ON_Electric_2023_04_03 | 2031 | O/CCGT - CH4 Existing | Crossload | Electricity | QC | Dispatch-Crossload | VOM | 0 | [6 empty] | 0.64958 | 0
LCP_Inputs_ON_Electric_2023_04_03 | 2031 | O/CCGT - CH4 Existing | Crossload | Electricity | WC | Dispatch-Crossload | EmissionsCost | 0 | [6 empty] | 0.64958 | 0
LCP_Inputs_ON_Electric_2023_04_03 | 2031 | O/CCGT - CH4 Existing | Crossload | Electricity | WC | Dispatch-Crossload | FuelCost | 0 | [6 empty] | 0.64958 | 0
LCP_Inputs_ON_Electric_2023_04_03 | 2031 | O/CCGT - CH4 Existing | Crossload | Electricity | WC | Dispatch-Crossload | VOM | 0 | [6 empty] | 0.64958 | 0
LCP_Inputs_ON_Electric_2023_04_03 | 2031 | O/CCGT - CH4 New | Crossload | Electricity | MI | Dispatch-Crossload | EmissionsCost | 0 | [6 empty] | 0.64958 | 0
LCP_Inputs_ON_Electric_2023_04_03 | 2031 | O/CCGT - CH4 New | Crossload | Electricity | MI | Dispatch-Crossload | FuelCost | 0 | [6 empty] | 0.64958 | 0
LCP_Inputs_ON_Electric_2023_04_03 | 2031 | O/CCGT - CH4 New | Crossload | Electricity | MI | Dispatch-Crossload | VOM | 0 | [6 empty] | 0.64958 | 0
LCP_Inputs_ON_Electric_2023_04_03 | 2031 | O/CCGT - CH4 New | Crossload | Electricity | NY | Dispatch-Crossload | EmissionsCost | 0 | [6 empty] | 0.64958 | 0
LCP_Inputs_ON_Electric_2023_04_03 | 2031 | O/CCGT - CH4 New | Crossload | Electricity | NY | Dispatch-Crossload | FuelCost | 0 | [6 empty] | 0.64958 | 0
LCP_Inputs_ON_Electric_2023_04_03 | 2031 | O/CCGT - CH4 New | Crossload | Electricity | NY | Dispatch-Crossload | VOM | 0 | [6 empty] | 0.64958 | 0
LCP_Inputs_ON_Electric_2023_04_03 | 2031 | O/CCGT - CH4 New | Crossload | Electricity | ON | Dispatch-Crossload | EmissionsCost | 361423.3129 | [6 empty] | 0.64958 | 234773.6923
LCP_Inputs_ON_Electric_2023_04_03 | 2031 | O/CCGT - CH4 New | Crossload | Electricity | ON | Dispatch-Crossload | FuelCost | 0 | [6 empty] | 0.64958 | 0
LCP_Inputs_ON_Electric_2023_04_03 | 2031 | O/CCGT - CH4 New | Crossload | Electricity | ON | Dispatch-Crossload | VOM | 13134.547 | [6 empty] | 0.64958 | 8531.9513
LCP_Inputs_ON_Electric_2023_04_03 | 2031 | O/CCGT - CH4 New | Crossload | Electricity | PJ | Dispatch-Crossload | EmissionsCost | 0 | [6 empty] | 0.64958 | 0
LCP_Inputs_ON_Electric_2023_04_03 | 2031 | O/CCGT - CH4 New | Crossload | Electricity | PJ | Dispatch-Crossload | FuelCost | 0 | [6 empty] | 0.64958 | 0
LCP_Inputs_ON_Electric_2023_04_03 | 2031 | O/CCGT - CH4 New | Crossload | Electricity | PJ | Dispatch-Crossload | VOM | 0 | [6 empty] | 0.64958 | 0
LCP_Inputs_ON_Electric_2023_04_03 | 2031 | O/CCGT - CH4 New | Crossload | Electricity | QC | Dispatch-Crossload | EmissionsCost | 0 | [6 empty] | 0.64958 | 0
LCP_Inputs_ON_Electric_2023_04_03 | 2031 | O/CCGT - CH4 New | Crossload | Electricity | QC | Dispatch-Crossload | FuelCost | 0 | [6 empty] | 0.64958 | 0
LCP_Inputs_ON_Electric_2023_04_03 | 2031 | O/CCGT - CH4 New | Crossload | Electricity | QC | Dispatch-Crossload | VOM | 0 | [6 empty] | 0.64958 | 0
LCP_Inputs_ON_Electric_2023_04_03 | 2031 | O/CCGT - CH4 New | Crossload | Electricity | WC | Dispatch-Crossload | EmissionsCost | 0 | [6 empty] | 0.64958 | 0
LCP_Inputs_ON_Electric_2023_04_03 | 2031 | O/CCGT - CH4 New | Crossload | Electricity | WC | Dispatch-Crossload | FuelCost | 0 | [6 empty] | 0.64958 | 0
LCP_Inputs_ON_Electric_2023_04_03 | 2031 | O/CCGT - CH4 New | Crossload | Electricity | WC | Dispatch-Crossload | VOM | 0 | [6 empty] | 0.64958 | 0
LCP_Inputs_ON_Electric_2023_04_03 | 2031 | O/CCGT - H2 New | Crossload | Electricity | MI | Dispatch-Crossload | EmissionsCost | 0 | [6 empty] | 0.64958 | 0
LCP_Inputs_ON_Electric_2023_04_03 | 2031 | O/CCGT - H2 New | Crossload | Electricity | MI | Dispatch-Crossload | FuelCost | 0 | [6 empty] | 0.64958 | 0
LCP_Inputs_ON_Electric_2023_04_03 | 2031 | O/CCGT - H2 New | Crossload | Electricity | MI | Dispatch-Crossload | VOM | 0 | [6 empty] | 0.64958 | 0
LCP_Inputs_ON_Electric_2023_04_03 | 2031 | O/CCGT - H2 New | Crossload | Electricity | NY | Dispatch-Crossload | EmissionsCost | 0 | [6 empty] | 0.64958 | 0
LCP_Inputs_ON_Electric_2023_04_03 | 2031 | O/CCGT - H2 New | Crossload | Electricity | NY | Dispatch-Crossload | FuelCost | 0 | [6 empty] | 0.64958 | 0
LCP_Inputs_ON_Electric_2023_04_03 | 2031 | O/CCGT - H2 New | Crossload | Electricity | NY | Dispatch-Crossload | VOM | 0 | [6 empty] | 0.64958 | 0
LCP_Inputs_ON_Electric_2023_04_03 | 2031 | O/CCGT - H2 New | Crossload | Electricity | ON | Dispatch-Crossload | EmissionsCost | 0 | [6 empty] | 0.64958 | 0
LCP_Inputs_ON_Electric_2023_04_03 | 2031 | O/CCGT - H2 New | Crossload | Electricity | ON | Dispatch-Crossload | FuelCost | 0 | [6 empty] | 0.64958 | 0
LCP_Inputs_ON_Electric_2023_04_03 | 2031 | O/CCGT - H2 New | Crossload | Electricity | ON | Dispatch-Crossload | VOM | 1464727.4743 | [6 empty] | 0.64958 | 951459.0372
LCP_Inputs_ON_Electric_2023_04_03 | 2031 | O/CCGT - H2 New | Crossload | Electricity | PJ | Dispatch-Crossload | EmissionsCost | 0 | [6 empty] | 0.64958 | 0
LCP_Inputs_ON_Electric_2023_04_03 | 2031 | O/CCGT - H2 New | Crossload | Electricity | PJ | Dispatch-Crossload | FuelCost | 0 | [6 empty] | 0.64958 | 0
LCP_Inputs_ON_Electric_2023_04_03 | 2031 | O/CCGT - H2 New | Crossload | Electricity | PJ | Dispatch-Crossload | VOM | 0 | [6 empty] | 0.64958 | 0
LCP_Inputs_ON_Electric_2023_04_03 | 2031 | O/CCGT - H2 New | Crossload | Electricity | QC | Dispatch-Crossload | EmissionsCost | 0 | [6 empty] | 0.64958 | 0
LCP_Inputs_ON_Electric_2023_04_03 | 2031 | O/CCGT - H2 New | Crossload | Electricity | QC | Dispatch-Crossload | FuelCost | 0 | [6 empty] | 0.64958 | 0
LCP_Inputs_ON_Electric_2023_04_03 | 2031 | O/CCGT - H2 New | Crossload | Electricity | QC | Dispatch-Crossload | VOM | 0 | [6 empty] | 0.64958 | 0
LCP_Inputs_ON_Electric_2023_04_03 | 2031 | O/CCGT - H2 New | Crossload | Electricity | WC | Dispatch-Crossload | EmissionsCost | 0 | [6 empty] | 0.64958 | 0
LCP_Inputs_ON_Electric_2023_04_03 | 2031 | O/CCGT - H2 New | Crossload | Electricity | WC | Dispatch-Crossload | FuelCost | 0 | [6 empty] | 0.64958 | 0
LCP_Inputs_ON_Electric_2023_04_03 | 2031 | O/CCGT - H2 New | Crossload | Electricity | WC | Dispatch-Crossload | VOM | 0 | [6 empty] | 0.64958 | 0
LCP_Inputs_ON_Electric_2023_04_03 | 2031 | SMR CCS | Crossload | Hydrogen | MI | Dispatch-Crossload | EmissionsCost | 0 | [6 empty] | 0.64958 | 0
LCP_Inputs_ON_Electric_2023_04_03 | 2031 | SMR CCS | Crossload | Hydrogen | MI | Dispatch-Crossload | FuelCost | 0 | [6 empty] | 0.64958 | 0
LCP_Inputs_ON_Electric_2023_04_03 | 2031 | SMR CCS | Crossload | Hydrogen | MI | Dispatch-Crossload | VOM | 0 | [6 empty] | 0.64958 | 0
LCP_Inputs_ON_Electric_2023_04_03 | 2031 | SMR CCS | Crossload | Hydrogen | NY | Dispatch-Crossload | EmissionsCost | 0 | [6 empty] | 0.64958 | 0
LCP_Inputs_ON_Electric_2023_04_03 | 2031 | SMR CCS | Crossload | Hydrogen | NY | Dispatch-Crossload | FuelCost | 0 | [6 empty] | 0.64958 | 0
LCP_Inputs_ON_Electric_2023_04_03 | 2031 | SMR CCS | Crossload | Hydrogen | NY | Dispatch-Crossload | VOM | 0 | [6 empty] | 0.64958 | 0
LCP_Inputs_ON_Electric_2023_04_03 | 2031 | SMR CCS | Crossload | Hydrogen | ON | Dispatch-Crossload | EmissionsCost | 76580835.5373 | [6 empty] | 0.64958 | 49745450.4882
LCP_Inputs_ON_Electric_2023_04_03 | 2031 | SMR CCS | Crossload | Hydrogen | ON | Dispatch-Crossload | FuelCost | 0 | [6 empty] | 0.64958 | 0
LCP_Inputs_ON_Electric_2023_04_03 | 2031 | SMR CCS | Crossload | Hydrogen | ON | Dispatch-Crossload | VOM | 91254385.794 | [6 empty] | 0.64958 | 59277108.9333
LCP_Inputs_ON_Electric_2023_04_03 | 2031 | SMR CCS | Crossload | Hydrogen | PJ | Dispatch-Crossload | EmissionsCost | 0 | [6 empty] | 0.64958 | 0
LCP_Inputs_ON_Electric_2023_04_03 | 2031 | SMR CCS | Crossload | Hydrogen | PJ | Dispatch-Crossload | FuelCost | 0 | [6 empty] | 0.64958 | 0
LCP_Inputs_ON_Electric_2023_04_03 | 2031 | SMR CCS | Crossload | Hydrogen | PJ | Dispatch-Crossload | VOM | 0 | [6 empty] | 0.64958 | 0
LCP_Inputs_ON_Electric_2023_04_03 | 2031 | SMR CCS | Crossload | Hydrogen | QC | Dispatch-Crossload | EmissionsCost | 0 | [6 empty] | 0.64958 | 0
LCP_Inputs_ON_Electric_2023_04_03 | 2031 | SMR CCS | Crossload | Hydrogen | QC | Dispatch-Crossload | FuelCost | 0 | [6 empty] | 0.64958 | 0
LCP_Inputs_ON_Electric_2023_04_03 | 2031 | SMR CCS | Crossload | Hydrogen | QC | Dispatch-Crossload | VOM | 0 | [6 empty] | 0.64958 | 0
LCP_Inputs_ON_Electric_2023_04_03 | 2031 | SMR CCS | Crossload | Hydrogen | WC | Dispatch-Crossload | EmissionsCost | 0 | [6 empty] | 0.64958 | 0
LCP_Inputs_ON_Electric_2023_04_03 | 2031 | SMR CCS | Crossload | Hydrogen | WC | Dispatch-Crossload | FuelCost | 0 | [6 empty] | 0.64958 | 0
LCP_Inputs_ON_Electric_2023_04_03 | 2031 | SMR CCS | Crossload | Hydrogen | WC | Dispatch-Crossload | VOM | 0 | [6 empty] | 0.64958 | 0
LCP_Inputs_ON_Electric_2023_04_03 | 2031 | Solar PV | Generation | Electricity | MI | Dispatch-Generation | EmissionsCost | 0 | [6 empty] | 0.64958 | 0
LCP_Inputs_ON_Electric_2023_04_03 | 2031 | Solar PV | Generation | Electricity | MI | Dispatch-Generation | FuelCost | 0 | [6 empty] | 0.64958 | 0
LCP_Inputs_ON_Electric_2023_04_03 | 2031 | Solar PV | Generation | Electricity | MI | Dispatch-Generation | VOM | 0 | [6 empty] | 0.64958 | 0
LCP_Inputs_ON_Electric_2023_04_03 | 2031 | Solar PV | Generation | Electricity | NY | Dispatch-Generation | EmissionsCost | 0 | [6 empty] | 0.64958 | 0
LCP_Inputs_ON_Electric_2023_04_03 | 2031 | Solar PV | Generation | Electricity | NY | Dispatch-Generation | FuelCost | 0 | [6 empty] | 0.64958 | 0
LCP_Inputs_ON_Electric_2023_04_03 | 2031 | Solar PV | Generation | Electricity | NY | Dispatch-Generation | VOM | 0 | [6 empty] | 0.64958 | 0
LCP_Inputs_ON_Electric_2023_04_03 | 2031 | Solar PV | Generation | Electricity | ON | Dispatch-Generation | EmissionsCost | 0 | [6 empty] | 0.64958 | 0
LCP_Inputs_ON_Electric_2023_04_03 | 2031 | Solar PV | Generation | Electricity | ON | Dispatch-Generation | FuelCost | 0 | [6 empty] | 0.64958 | 0
LCP_Inputs_ON_Electric_2023_04_03 | 2031 | Solar PV | Generation | Electricity | ON | Dispatch-Generation | VOM | 0 | [6 empty] | 0.64958 | 0
LCP_Inputs_ON_Electric_2023_04_03 | 2031 | Solar PV | Generation | Electricity | PJ | Dispatch-Generation | EmissionsCost | 0 | [6 empty] | 0.64958 | 0
LCP_Inputs_ON_Electric_2023_04_03 | 2031 | Solar PV | Generation | Electricity | PJ | Dispatch-Generation | FuelCost | 0 | [6 empty] | 0.64958 | 0
LCP_Inputs_ON_Electric_2023_04_03 | 2031 | Solar PV | Generation | Electricity | PJ | Dispatch-Generation | VOM | 0 | [6 empty] | 0.64958 | 0
LCP_Inputs_ON_Electric_2023_04_03 | 2031 | Solar PV | Generation | Electricity | QC | Dispatch-Generation | EmissionsCost | 0 | [6 empty] | 0.64958 | 0
LCP_Inputs_ON_Electric_2023_04_03 | 2031 | Solar PV | Generation | Electricity | QC | Dispatch-Generation | FuelCost | 0 | [6 empty] | 0.64958 | 0
LCP_Inputs_ON_Electric_2023_04_03 | 2031 | Solar PV | Generation | Electricity | QC | Dispatch-Generation | VOM | 0 | [6 empty] | 0.64958 | 0
LCP_Inputs_ON_Electric_2023_04_03 | 2031 | Solar PV | Generation | Electricity | WC | Dispatch-Generation | EmissionsCost | 0 | [6 empty] | 0.64958 | 0
LCP_Inputs_ON_Electric_2023_04_03 | 2031 | Solar PV | Generation | Electricity | WC | Dispatch-Generation | FuelCost | 0 | [6 empty] | 0.64958 | 0
LCP_Inputs_ON_Electric_2023_04_03 | 2031 | Solar PV | Generation | Electricity | WC | Dispatch-Generation | VOM | 0 | [6 empty] | 0.64958 | 0
LCP_Inputs_ON_Electric_2023_04_03 | 2031 | Wind Offshore | Generation | Electricity | MI | Dispatch-Generation | EmissionsCost | 0 | [6 empty] | 0.64958 | 0
LCP_Inputs_ON_Electric_2023_04_03 | 2031 | Wind Offshore | Generation | Electricity | MI | Dispatch-Generation | FuelCost | 0 | [6 empty] | 0.64958 | 0
LCP_Inputs_ON_Electric_2023_04_03 | 2031 | Wind Offshore | Generation | Electricity | MI | Dispatch-Generation | VOM | 0 | [6 empty] | 0.64958 | 0
LCP_Inputs_ON_Electric_2023_04_03 | 2031 | Wind Offshore | Generation | Electricity | NY | Dispatch-Generation | EmissionsCost | 0 | [6 empty] | 0.64958 | 0
LCP_Inputs_ON_Electric_2023_04_03 | 2031 | Wind Offshore | Generation | Electricity | NY | Dispatch-Generation | FuelCost | 0 | [6 empty] | 0.64958 | 0
LCP_Inputs_ON_Electric_2023_04_03 | 2031 | Wind Offshore | Generation | Electricity | NY | Dispatch-Generation | VOM | 0 | [6 empty] | 0.64958 | 0
LCP_Inputs_ON_Electric_2023_04_03 | 2031 | Wind Offshore | Generation | Electricity | ON | Dispatch-Generation | EmissionsCost | 0 | [6 empty] | 0.64958 | 0
LCP_Inputs_ON_Electric_2023_04_03 | 2031 | Wind Offshore | Generation | Electricity | ON | Dispatch-Generation | FuelCost | 0 | [6 empty] | 0.64958 | 0
LCP_Inputs_ON_Electric_2023_04_03 | 2031 | Wind Offshore | Generation | Electricity | ON | Dispatch-Generation | VOM | 0 | [6 empty] | 0.64958 | 0
LCP_Inputs_ON_Electric_2023_04_03 | 2031 | Wind Offshore | Generation | Electricity | PJ | Dispatch-Generation | EmissionsCost | 0 | [6 empty] | 0.64958 | 0
LCP_Inputs_ON_Electric_2023_04_03 | 2031 | Wind Offshore | Generation | Electricity | PJ | Dispatch-Generation | FuelCost | 0 | [6 empty] | 0.64958 | 0
LCP_Inputs_ON_Electric_2023_04_03 | 2031 | Wind Offshore | Generation | Electricity | PJ | Dispatch-Generation | VOM | 0 | [6 empty] | 0.64958 | 0
LCP_Inputs_ON_Electric_2023_04_03 | 2031 | Wind Offshore | Generation | Electricity | QC | Dispatch-Generation | EmissionsCost | 0 | [6 empty] | 0.64958 | 0
LCP_Inputs_ON_Electric_2023_04_03 | 2031 | Wind Offshore | Generation | Electricity | QC | Dispatch-Generation | FuelCost | 0 | [6 empty] | 0.64958 | 0
LCP_Inputs_ON_Electric_2023_04_03 | 2031 | Wind Offshore | Generation | Electricity | QC | Dispatch-Generation | VOM | 0 | [6 empty] | 0.64958 | 0
LCP_Inputs_ON_Electric_2023_04_03 | 2031 | Wind Offshore | Generation | Electricity | WC | Dispatch-Generation | EmissionsCost | 0 | [6 empty] | 0.64958 | 0
LCP_Inputs_ON_Electric_2023_04_03 | 2031 | Wind Offshore | Generation | Electricity | WC | Dispatch-Generation | FuelCost | 0 | [6 empty] | 0.64958 | 0
LCP_Inputs_ON_Electric_2023_04_03 | 2031 | Wind Offshore | Generation | Electricity | WC | Dispatch-Generation | VOM | 0 | [6 empty] | 0.64958 | 0
LCP_Inputs_ON_Electric_2023_04_03 | 2031 | Wind Onshore | Generation | Electricity | MI | Dispatch-Generation | EmissionsCost | 0 | [6 empty] | 0.64958 | 0
LCP_Inputs_ON_Electric_2023_04_03 | 2031 | Wind Onshore | Generation | Electricity | MI | Dispatch-Generation | FuelCost | 0 | [6 empty] | 0.64958 | 0
LCP_Inputs_ON_Electric_2023_04_03 | 2031 | Wind Onshore | Generation | Electricity | MI | Dispatch-Generation | VOM | 0 | [6 empty] | 0.64958 | 0
LCP_Inputs_ON_Electric_2023_04_03 | 2031 | Wind Onshore | Generation | Electricity | NY | Dispatch-Generation | EmissionsCost | 0 | [6 empty] | 0.64958 | 0
LCP_Inputs_ON_Electric_2023_04_03 | 2031 | Wind Onshore | Generation | Electricity | NY | Dispatch-Generation | FuelCost | 0 | [6 empty] | 0.64958 | 0
LCP_Inputs_ON_Electric_2023_04_03 | 2031 | Wind Onshore | Generation | Electricity | NY | Dispatch-Generation | VOM | 0 | [6 empty] | 0.64958 | 0
LCP_Inputs_ON_Electric_2023_04_03 | 2031 | Wind Onshore | Generation | Electricity | ON | Dispatch-Generation | EmissionsCost | 0 | [6 empty] | 0.64958 | 0
LCP_Inputs_ON_Electric_2023_04_03 | 2031 | Wind Onshore | Generation | Electricity | ON | Dispatch-Generation | FuelCost | 0 | [6 empty] | 0.64958 | 0
LCP_Inputs_ON_Electric_2023_04_03 | 2031 | Wind Onshore | Generation | Electricity | ON | Dispatch-Generation | VOM | 0 | [6 empty] | 0.64958 | 0
LCP_Inputs_ON_Electric_2023_04_03 | 2031 | Wind Onshore | Generation | Electricity | PJ | Dispatch-Generation | EmissionsCost | 0 | [6 empty] | 0.64958 | 0
LCP_Inputs_ON_Electric_2023_04_03 | 2031 | Wind Onshore | Generation | Electricity | PJ | Dispatch-Generation | FuelCost | 0 | [6 empty] | 0.64958 | 0
LCP_Inputs_ON_Electric_2023_04_03 | 2031 | Wind Onshore | Generation | Electricity | PJ | Dispatch-Generation | VOM | 0 | [6 empty] | 0.64958 | 0
LCP_Inputs_ON_Electric_2023_04_03 | 2031 | Wind Onshore | Generation | Electricity | QC | Dispatch-Generation | EmissionsCost | 0 | [6 empty] | 0.64958 | 0
LCP_Inputs_ON_Electric_2023_04_03 | 2031 | Wind Onshore | Generation | Electricity | QC | Dispatch-Generation | FuelCost | 0 | [6 empty] | 0.64958 | 0
LCP_Inputs_ON_Electric_2023_04_03 | 2031 | Wind Onshore | Generation | Electricity | QC | Dispatch-Generation | VOM | 0 | [6 empty] | 0.64958 | 0
LCP_Inputs_ON_Electric_2023_04_03 | 2031 | Wind Onshore | Generation | Electricity | WC | Dispatch-Generation | EmissionsCost | 0 | [6 empty] | 0.64958 | 0
LCP_Inputs_ON_Electric_2023_04_03 | 2031 | Wind Onshore | Generation | Electricity | WC | Dispatch-Generation | FuelCost | 0 | [6 empty] | 0.64958 | 0
LCP_Inputs_ON_Electric_2023_04_03 | 2031 | Wind Onshore | Generation | Electricity | WC | Dispatch-Generation | VOM | 0 | [6 empty] | 0.64958 | 0
LCP_Inputs_ON_Electric_2023_04_03 | 2032 | Anaerobic Digestion | Generation | Methane | MI | Dispatch-Generation | EmissionsCost | 0 | [6 empty] | 0.6246 | 0
LCP_Inputs_ON_Electric_2023_04_03 | 2032 | Anaerobic Digestion | Generation | Methane | MI | Dispatch-Generation | FuelCost | 0 | [6 empty] | 0.6246 | 0
LCP_Inputs_ON_Electric_2023_04_03 | 2032 | Anaerobic Digestion | Generation | Methane | MI | Dispatch-Generation | VOM | 0 | [6 empty] | 0.6246 | 0
LCP_Inputs_ON_Electric_2023_04_03 | 2032 | Anaerobic Digestion | Generation | Methane | NY | Dispatch-Generation | EmissionsCost | 0 | [6 empty] | 0.6246 | 0
LCP_Inputs_ON_Electric_2023_04_03 | 2032 | Anaerobic Digestion | Generation | Methane | NY | Dispatch-Generation | FuelCost | 0 | [6 empty] | 0.6246 | 0
LCP_Inputs_ON_Electric_2023_04_03 | 2032 | Anaerobic Digestion | Generation | Methane | NY | Dispatch-Generation | VOM | 0 | [6 empty] | 0.6246 | 0
LCP_Inputs_ON_Electric_2023_04_03 | 2032 | Anaerobic Digestion | Generation | Methane | ON | Dispatch-Generation | EmissionsCost | 0 | [6 empty] | 0.6246 | 0
LCP_Inputs_ON_Electric_2023_04_03 | 2032 | Anaerobic Digestion | Generation | Methane | ON | Dispatch-Generation | FuelCost | 0 | [6 empty] | 0.6246 | 0
LCP_Inputs_ON_Electric_2023_04_03 | 2032 | Anaerobic Digestion | Generation | Methane | ON | Dispatch-Generation | VOM | 0 | [6 empty] | 0.6246 | 0
LCP_Inputs_ON_Electric_2023_04_03 | 2032 | Anaerobic Digestion | Generation | Methane | PJ | Dispatch-Generation | EmissionsCost | 0 | [6 empty] | 0.6246 | 0
LCP_Inputs_ON_Electric_2023_04_03 | 2032 | Anaerobic Digestion | Generation | Methane | PJ | Dispatch-Generation | FuelCost | 0 | [6 empty] | 0.6246 | 0
LCP_Inputs_ON_Electric_2023_04_03 | 2032 | Anaerobic Digestion | Generation | Methane | PJ | Dispatch-Generation | VOM | 0 | [6 empty] | 0.6246 | 0
LCP_Inputs_ON_Electric_2023_04_03 | 2032 | Anaerobic Digestion | Generation | Methane | QC | Dispatch-Generation | EmissionsCost | 0 | [6 empty] | 0.6246 | 0
LCP_Inputs_ON_Electric_2023_04_03 | 2032 | Anaerobic Digestion | Generation | Methane | QC | Dispatch-Generation | FuelCost | 0 | [6 empty] | 0.6246 | 0
LCP_Inputs_ON_Electric_2023_04_03 | 2032 | Anaerobic Digestion | Generation | Methane | QC | Dispatch-Generation | VOM | 0 | [6 empty] | 0.6246 | 0
LCP_Inputs_ON_Electric_2023_04_03 | 2032 | Anaerobic Digestion | Generation | Methane | WC | Dispatch-Generation | EmissionsCost | 0 | [6 empty] | 0.6246 | 0
LCP_Inputs_ON_Electric_2023_04_03 | 2032 | Anaerobic Digestion | Generation | Methane | WC | Dispatch-Generation | FuelCost | 0 | [6 empty] | 0.6246 | 0
LCP_Inputs_ON_Electric_2023_04_03 | 2032 | Anaerobic Digestion | Generation | Methane | WC | Dispatch-Generation | VOM | 0 | [6 empty] | 0.6246 | 0
LCP_Inputs_ON_Electric_2023_04_03 | 2032 | Battery Storage | Storage | Electricity | MI | Dispatch-Storage | EmissionsCost | 0 | [6 empty] | 0.6246 | 0
LCP_Inputs_ON_Electric_2023_04_03 | 2032 | Battery Storage | Storage | Electricity | MI | Dispatch-Storage | FuelCost | 0 | [6 empty] | 0.6246 | 0
LCP_Inputs_ON_Electric_2023_04_03 | 2032 | Battery Storage | Storage | Electricity | MI | Dispatch-Storage | VOM | 0 | [6 empty] | 0.6246 | 0
LCP_Inputs_ON_Electric_2023_04_03 | 2032 | Battery Storage | Storage | Electricity | NY | Dispatch-Storage | EmissionsCost | 0 | [6 empty] | 0.6246 | 0
LCP_Inputs_ON_Electric_2023_04_03 | 2032 | Battery Storage | Storage | Electricity | NY | Dispatch-Storage | FuelCost | 0 | [6 empty] | 0.6246 | 0
LCP_Inputs_ON_Electric_2023_04_03 | 2032 | Battery Storage | Storage | Electricity | NY | Dispatch-Storage | VOM | 0 | [6 empty] | 0.6246 | 0
LCP_Inputs_ON_Electric_2023_04_03 | 2032 | Battery Storage | Storage | Electricity | ON | Dispatch-Storage | EmissionsCost | 0 | [6 empty] | 0.6246 | 0
LCP_Inputs_ON_Electric_2023_04_03 | 2032 | Battery Storage | Storage | Electricity | ON | Dispatch-Storage | FuelCost | 0 | [6 empty] | 0.6246 | 0
LCP_Inputs_ON_Electric_2023_04_03 | 2032 | Battery Storage | Storage | Electricity | ON | Dispatch-Storage | VOM | 0 | [6 empty] | 0.6246 | 0
LCP_Inputs_ON_Electric_2023_04_03 | 2032 | Battery Storage | Storage | Electricity | PJ | Dispatch-Storage | EmissionsCost | 0 | [6 empty] | 0.6246 | 0
LCP_Inputs_ON_Electric_2023_04_03 | 2032 | Battery Storage | Storage | Electricity | PJ | Dispatch-Storage | FuelCost | 0 | [6 empty] | 0.6246 | 0
LCP_Inputs_ON_Electric_2023_04_03 | 2032 | Battery Storage | Storage | Electricity | PJ | Dispatch-Storage | VOM | 0 | [6 empty] | 0.6246 | 0
LCP_Inputs_ON_Electric_2023_04_03 | 2032 | Battery Storage | Storage | Electricity | QC | Dispatch-Storage | EmissionsCost | 0 | [6 empty] | 0.6246 | 0
LCP_Inputs_ON_Electric_2023_04_03 | 2032 | Battery Storage | Storage | Electricity | QC | Dispatch-Storage | FuelCost | 0 | [6 empty] | 0.6246 | 0
LCP_Inputs_ON_Electric_2023_04_03 | 2032 | Battery Storage | Storage | Electricity | QC | Dispatch-Storage | VOM | 0 | [6 empty] | 0.6246 | 0
LCP_Inputs_ON_Electric_2023_04_03 | 2032 | Battery Storage | Storage | Electricity | WC | Dispatch-Storage | EmissionsCost | 0 | [6 empty] | 0.6246 | 0
LCP_Inputs_ON_Electric_2023_04_03 | 2032 | Battery Storage | Storage | Electricity | WC | Dispatch-Storage | FuelCost | 0 | [6 empty] | 0.6246 | 0
LCP_Inputs_ON_Electric_2023_04_03 | 2032 | Battery Storage | Storage | Electricity | WC | Dispatch-Storage | VOM | 0 | [6 empty] | 0.6246 | 0
LCP_Inputs_ON_Electric_2023_04_03 | 2032 | Biomass | Generation | Electricity | MI | Dispatch-Generation | EmissionsCost | 0 | [6 empty] | 0.6246 | 0
LCP_Inputs_ON_Electric_2023_04_03 | 2032 | Biomass | Generation | Electricity | MI | Dispatch-Generation | FuelCost | 0 | [6 empty] | 0.6246 | 0
LCP_Inputs_ON_Electric_2023_04_03 | 2032 | Biomass | Generation | Electricity | MI | Dispatch-Generation | VOM | 0 | [6 empty] | 0.6246 | 0
LCP_Inputs_ON_Electric_2023_04_03 | 2032 | Biomass | Generation | Electricity | NY | Dispatch-Generation | EmissionsCost | 0 | [6 empty] | 0.6246 | 0
LCP_Inputs_ON_Electric_2023_04_03 | 2032 | Biomass | Generation | Electricity | NY | Dispatch-Generation | FuelCost | 0 | [6 empty] | 0.6246 | 0
LCP_Inputs_ON_Electric_2023_04_03 | 2032 | Biomass | Generation | Electricity | NY | Dispatch-Generation | VOM | 0 | [6 empty] | 0.6246 | 0
LCP_Inputs_ON_Electric_2023_04_03 | 2032 | Biomass | Generation | Electricity | ON | Dispatch-Generation | EmissionsCost | 0 | [6 empty] | 0.6246 | 0
LCP_Inputs_ON_Electric_2023_04_03 | 2032 | Biomass | Generation | Electricity | ON | Dispatch-Generation | FuelCost | 2498962.9091 | [6 empty] | 0.6246 | 1560844.86
LCP_Inputs_ON_Electric_2023_04_03 | 2032 | Biomass | Generation | Electricity | ON | Dispatch-Generation | VOM | 32070.024 | [6 empty] | 0.6246 | 20030.8424
LCP_Inputs_ON_Electric_2023_04_03 | 2032 | Biomass | Generation | Electricity | PJ | Dispatch-Generation | EmissionsCost | 0 | [6 empty] | 0.6246 | 0
LCP_Inputs_ON_Electric_2023_04_03 | 2032 | Biomass | Generation | Electricity | PJ | Dispatch-Generation | FuelCost | 0 | [6 empty] | 0.6246 | 0
LCP_Inputs_ON_Electric_2023_04_03 | 2032 | Biomass | Generation | Electricity | PJ | Dispatch-Generation | VOM | 0 | [6 empty] | 0.6246 | 0
LCP_Inputs_ON_Electric_2023_04_03 | 2032 | Biomass | Generation | Electricity | QC | Dispatch-Generation | EmissionsCost | 0 | [6 empty] | 0.6246 | 0
LCP_Inputs_ON_Electric_2023_04_03 | 2032 | Biomass | Generation | Electricity | QC | Dispatch-Generation | FuelCost | 449170.9091 | [6 empty] | 0.6246 | 280550.8246
LCP_Inputs_ON_Electric_2023_04_03 | 2032 | Biomass | Generation | Electricity | QC | Dispatch-Generation | VOM | 5764.36 | [6 empty] | 0.6246 | 3600.4022
LCP_Inputs_ON_Electric_2023_04_03 | 2032 | Biomass | Generation | Electricity | WC | Dispatch-Generation | EmissionsCost | 0 | [6 empty] | 0.6246 | 0
LCP_Inputs_ON_Electric_2023_04_03 | 2032 | Biomass | Generation | Electricity | WC | Dispatch-Generation | FuelCost | 0 | [6 empty] | 0.6246 | 0
LCP_Inputs_ON_Electric_2023_04_03 | 2032 | Biomass | Generation | Electricity | WC | Dispatch-Generation | VOM | 0 | [6 empty] | 0.6246 | 0
LCP_Inputs_ON_Electric_2023_04_03 | 2032 | Biomass + CCS | Generation | Electricity | MI | Dispatch-Generation | EmissionsCost | 0 | [6 empty] | 0.6246 | 0
LCP_Inputs_ON_Electric_2023_04_03 | 2032 | Biomass + CCS | Generation | Electricity | MI | Dispatch-Generation | FuelCost | 0 | [6 empty] | 0.6246 | 0
LCP_Inputs_ON_Electric_2023_04_03 | 2032 | Biomass + CCS | Generation | Electricity | MI | Dispatch-Generation | VOM | 0 | [6 empty] | 0.6246 | 0
LCP_Inputs_ON_Electric_2023_04_03 | 2032 | Biomass + CCS | Generation | Electricity | NY | Dispatch-Generation | EmissionsCost | 0 | [6 empty] | 0.6246 | 0
LCP_Inputs_ON_Electric_2023_04_03 | 2032 | Biomass + CCS | Generation | Electricity | NY | Dispatch-Generation | FuelCost | 0 | [6 empty] | 0.6246 | 0
LCP_Inputs_ON_Electric_2023_04_03 | 2032 | Biomass + CCS | Generation | Electricity | NY | Dispatch-Generation | VOM | 0 | [6 empty] | 0.6246 | 0
LCP_Inputs_ON_Electric_2023_04_03 | 2032 | Biomass + CCS | Generation | Electricity | ON | Dispatch-Generation | EmissionsCost | 0 | [6 empty] | 0.6246 | 0
LCP_Inputs_ON_Electric_2023_04_03 | 2032 | Biomass + CCS | Generation | Electricity | ON | Dispatch-Generation | FuelCost | 0 | [6 empty] | 0.6246 | 0
LCP_Inputs_ON_Electric_2023_04_03 | 2032 | Biomass + CCS | Generation | Electricity | ON | Dispatch-Generation | VOM | 0 | [6 empty] | 0.6246 | 0
LCP_Inputs_ON_Electric_2023_04_03 | 2032 | Biomass + CCS | Generation | Electricity | PJ | Dispatch-Generation | EmissionsCost | 0 | [6 empty] | 0.6246 | 0
LCP_Inputs_ON_Electric_2023_04_03 | 2032 | Biomass + CCS | Generation | Electricity | PJ | Dispatch-Generation | FuelCost | 0 | [6 empty] | 0.6246 | 0
LCP_Inputs_ON_Electric_2023_04_03 | 2032 | Biomass + CCS | Generation | Electricity | PJ | Dispatch-Generation | VOM | 0 | [6 empty] | 0.6246 | 0
LCP_Inputs_ON_Electric_2023_04_03 | 2032 | Biomass + CCS | Generation | Electricity | QC | Dispatch-Generation | EmissionsCost | 0 | [6 empty] | 0.6246 | 0
LCP_Inputs_ON_Electric_2023_04_03 | 2032 | Biomass + CCS | Generation | Electricity | QC | Dispatch-Generation | FuelCost | 0 | [6 empty] | 0.6246 | 0
LCP_Inputs_ON_Electric_2023_04_03 | 2032 | Biomass + CCS | Generation | Electricity | QC | Dispatch-Generation | VOM | 0 | [6 empty] | 0.6246 | 0
LCP_Inputs_ON_Electric_2023_04_03 | 2032 | Biomass + CCS | Generation | Electricity | WC | Dispatch-Generation | EmissionsCost | 0 | [6 empty] | 0.6246 | 0
LCP_Inputs_ON_Electric_2023_04_03 | 2032 | Biomass + CCS | Generation | Electricity | WC | Dispatch-Generation | FuelCost | 0 | [6 empty] | 0.6246 | 0
LCP_Inputs_ON_Electric_2023_04_03 | 2032 | Biomass + CCS | Generation | Electricity | WC | Dispatch-Generation | VOM | 0 | [6 empty] | 0.6246 | 0
LCP_Inputs_ON_Electric_2023_04_03 | 2032 | CH4 + CCS | Generation | Methane | MI | Dispatch-Generation | EmissionsCost | 0 | [6 empty] | 0.6246 | 0
LCP_Inputs_ON_Electric_2023_04_03 | 2032 | CH4 + CCS | Generation | Methane | MI | Dispatch-Generation | FuelCost | 0 | [6 empty] | 0.6246 | 0
LCP_Inputs_ON_Electric_2023_04_03 | 2032 | CH4 + CCS | Generation | Methane | MI | Dispatch-Generation | VOM | 0 | [6 empty] | 0.6246 | 0
LCP_Inputs_ON_Electric_2023_04_03 | 2032 | CH4 + CCS | Generation | Methane | NY | Dispatch-Generation | EmissionsCost | 0 | [6 empty] | 0.6246 | 0
LCP_Inputs_ON_Electric_2023_04_03 | 2032 | CH4 + CCS | Generation | Methane | NY | Dispatch-Generation | FuelCost | 0 | [6 empty] | 0.6246 | 0
LCP_Inputs_ON_Electric_2023_04_03 | 2032 | CH4 + CCS | Generation | Methane | NY | Dispatch-Generation | VOM | 0 | [6 empty] | 0.6246 | 0
LCP_Inputs_ON_Electric_2023_04_03 | 2032 | CH4 + CCS | Generation | Methane | ON | Dispatch-Generation | EmissionsCost | 0 | [6 empty] | 0.6246 | 0
LCP_Inputs_ON_Electric_2023_04_03 | 2032 | CH4 + CCS | Generation | Methane | ON | Dispatch-Generation | FuelCost | 0 | [6 empty] | 0.6246 | 0
LCP_Inputs_ON_Electric_2023_04_03 | 2032 | CH4 + CCS | Generation | Methane | ON | Dispatch-Generation | VOM | 0 | [6 empty] | 0.6246 | 0
LCP_Inputs_ON_Electric_2023_04_03 | 2032 | CH4 + CCS | Generation | Methane | PJ | Dispatch-Generation | EmissionsCost | 0 | [6 empty] | 0.6246 | 0
LCP_Inputs_ON_Electric_2023_04_03 | 2032 | CH4 + CCS | Generation | Methane | PJ | Dispatch-Generation | FuelCost | 0 | [6 empty] | 0.6246 | 0
LCP_Inputs_ON_Electric_2023_04_03 | 2032 | CH4 + CCS | Generation | Methane | PJ | Dispatch-Generation | VOM | 0 | [6 empty] | 0.6246 | 0
LCP_Inputs_ON_Electric_2023_04_03 | 2032 | CH4 + CCS | Generation | Methane | QC | Dispatch-Generation | EmissionsCost | 0 | [6 empty] | 0.6246 | 0
LCP_Inputs_ON_Electric_2023_04_03 | 2032 | CH4 + CCS | Generation | Methane | QC | Dispatch-Generation | FuelCost | 0 | [6 empty] | 0.6246 | 0
LCP_Inputs_ON_Electric_2023_04_03 | 2032 | CH4 + CCS | Generation | Methane | QC | Dispatch-Generation | VOM | 0 | [6 empty] | 0.6246 | 0
LCP_Inputs_ON_Electric_2023_04_03 | 2032 | CH4 + CCS | Generation | Methane | WC | Dispatch-Generation | EmissionsCost | 0 | [6 empty] | 0.6246 | 0
LCP_Inputs_ON_Electric_2023_04_03 | 2032 | CH4 + CCS | Generation | Methane | WC | Dispatch-Generation | FuelCost | 0 | [6 empty] | 0.6246 | 0
LCP_Inputs_ON_Electric_2023_04_03 | 2032 | CH4 + CCS | Generation | Methane | WC | Dispatch-Generation | VOM | 0 | [6 empty] | 0.6246 | 0
LCP_Inputs_ON_Electric_2023_04_03 | 2032 | CH4 Import - NY 2020 | Import | Methane | MI | Dispatch-Import | EmissionsCost | 0 | [6 empty] | 0.6246 | 0
LCP_Inputs_ON_Electric_2023_04_03 | 2032 | CH4 Import - NY 2020 | Import | Methane | MI | Dispatch-Import | FuelCost | 0 | [6 empty] | 0.6246 | 0
LCP_Inputs_ON_Electric_2023_04_03 | 2032 | CH4 Import - NY 2020 | Import | Methane | MI | Dispatch-Import | VOM | 0 | [6 empty] | 0.6246 | 0
LCP_Inputs_ON_Electric_2023_04_03 | 2032 | CH4 Import - NY 2020 | Import | Methane | NY | Dispatch-Import | EmissionsCost | 0 | [6 empty] | 0.6246 | 0
LCP_Inputs_ON_Electric_2023_04_03 | 2032 | CH4 Import - NY 2020 | Import | Methane | NY | Dispatch-Import | FuelCost | 0 | [6 empty] | 0.6246 | 0
LCP_Inputs_ON_Electric_2023_04_03 | 2032 | CH4 Import - NY 2020 | Import | Methane | NY | Dispatch-Import | VOM | 0 | [6 empty] | 0.6246 | 0
LCP_Inputs_ON_Electric_2023_04_03 | 2032 | CH4 Import - NY 2020 | Import | Methane | ON | Dispatch-Import | EmissionsCost | 0 | [6 empty] | 0.6246 | 0
LCP_Inputs_ON_Electric_2023_04_03 | 2032 | CH4 Import - NY 2020 | Import | Methane | ON | Dispatch-Import | FuelCost | 0 | [6 empty] | 0.6246 | 0
LCP_Inputs_ON_Electric_2023_04_03 | 2032 | CH4 Import - NY 2020 | Import | Methane | ON | Dispatch-Import | VOM | 0 | [6 empty] | 0.6246 | 0
LCP_Inputs_ON_Electric_2023_04_03 | 2032 | CH4 Import - NY 2020 | Import | Methane | PJ | Dispatch-Import | EmissionsCost | 0 | [6 empty] | 0.6246 | 0
LCP_Inputs_ON_Electric_2023_04_03 | 2032 | CH4 Import - NY 2020 | Import | Methane | PJ | Dispatch-Import | FuelCost | 0 | [6 empty] | 0.6246 | 0
LCP_Inputs_ON_Electric_2023_04_03 | 2032 | CH4 Import - NY 2020 | Import | Methane | PJ | Dispatch-Import | VOM | 0 | [6 empty] | 0.6246 | 0
LCP_Inputs_ON_Electric_2023_04_03 | 2032 | CH4 Import - NY 2020 | Import | Methane | QC | Dispatch-Import | EmissionsCost | 0 | [6 empty] | 0.6246 | 0
LCP_Inputs_ON_Electric_2023_04_03 | 2032 | CH4 Import - NY 2020 | Import | Methane | QC | Dispatch-Import | FuelCost | 0 | [6 empty] | 0.6246 | 0
LCP_Inputs_ON_Electric_2023_04_03 | 2032 | CH4 Import - NY 2020 | Import | Methane | QC | Dispatch-Import | VOM | 0 | [6 empty] | 0.6246 | 0
LCP_Inputs_ON_Electric_2023_04_03 | 2032 | CH4 Import - NY 2020 | Import | Methane | WC | Dispatch-Import | EmissionsCost | 0 | [6 empty] | 0.6246 | 0
LCP_Inputs_ON_Electric_2023_04_03 | 2032 | CH4 Import - NY 2020 | Import | Methane | WC | Dispatch-Import | FuelCost | 0 | [6 empty] | 0.6246 | 0
LCP_Inputs_ON_Electric_2023_04_03 | 2032 | CH4 Import - NY 2020 | Import | Methane | WC | Dispatch-Import | VOM | 0 | [6 empty] | 0.6246 | 0
LCP_Inputs_ON_Electric_2023_04_03 | 2032 | CH4 Import - NY 2030 | Import | Methane | MI | Dispatch-Import | EmissionsCost | 0 | [6 empty] | 0.6246 | 0
LCP_Inputs_ON_Electric_2023_04_03 | 2032 | CH4 Import - NY 2030 | Import | Methane | MI | Dispatch-Import | FuelCost | 0 | [6 empty] | 0.6246 | 0
LCP_Inputs_ON_Electric_2023_04_03 | 2032 | CH4 Import - NY 2030 | Import | Methane | MI | Dispatch-Import | VOM | 0 | [6 empty] | 0.6246 | 0
LCP_Inputs_ON_Electric_2023_04_03 | 2032 | CH4 Import - NY 2030 | Import | Methane | NY | Dispatch-Import | EmissionsCost | 2371206202.7872 | [6 empty] | 0.6246 | 1481048398.2069
LCP_Inputs_ON_Electric_2023_04_03 | 2032 | CH4 Import - NY 2030 | Import | Methane | NY | Dispatch-Import | FuelCost | 644356120.8267 | [6 empty] | 0.6246 | 402462931.9472
LCP_Inputs_ON_Electric_2023_04_03 | 2032 | CH4 Import - NY 2030 | Import | Methane | NY | Dispatch-Import | VOM | 0 | [6 empty] | 0.6246 | 0
LCP_Inputs_ON_Electric_2023_04_03 | 2032 | CH4 Import - NY 2030 | Import | Methane | ON | Dispatch-Import | EmissionsCost | 0 | [6 empty] | 0.6246 | 0
LCP_Inputs_ON_Electric_2023_04_03 | 2032 | CH4 Import - NY 2030 | Import | Methane | ON | Dispatch-Import | FuelCost | 0 | [6 empty] | 0.6246 | 0
LCP_Inputs_ON_Electric_2023_04_03 | 2032 | CH4 Import - NY 2030 | Import | Methane | ON | Dispatch-Import | VOM | 0 | [6 empty] | 0.6246 | 0
LCP_Inputs_ON_Electric_2023_04_03 | 2032 | CH4 Import - NY 2030 | Import | Methane | PJ | Dispatch-Import | EmissionsCost | 0 | [6 empty] | 0.6246 | 0
LCP_Inputs_ON_Electric_2023_04_03 | 2032 | CH4 Import - NY 2030 | Import | Methane | PJ | Dispatch-Import | FuelCost | 0 | [6 empty] | 0.6246 | 0
LCP_Inputs_ON_Electric_2023_04_03 | 2032 | CH4 Import - NY 2030 | Import | Methane | PJ | Dispatch-Import | VOM | 0 | [6 empty] | 0.6246 | 0
LCP_Inputs_ON_Electric_2023_04_03 | 2032 | CH4 Import - NY 2030 | Import | Methane | QC | Dispatch-Import | EmissionsCost | 0 | [6 empty] | 0.6246 | 0
LCP_Inputs_ON_Electric_2023_04_03 | 2032 | CH4 Import - NY 2030 | Import | Methane | QC | Dispatch-Import | FuelCost | 0 | [6 empty] | 0.6246 | 0
LCP_Inputs_ON_Electric_2023_04_03 | 2032 | CH4 Import - NY 2030 | Import | Methane | QC | Dispatch-Import | VOM | 0 | [6 empty] | 0.6246 | 0
LCP_Inputs_ON_Electric_2023_04_03 | 2032 | CH4 Import - NY 2030 | Import | Methane | WC | Dispatch-Import | EmissionsCost | 0 | [6 empty] | 0.6246 | 0
LCP_Inputs_ON_Electric_2023_04_03 | 2032 | CH4 Import - NY 2030 | Import | Methane | WC | Dispatch-Import | FuelCost | 0 | [6 empty] | 0.6246 | 0
LCP_Inputs_ON_Electric_2023_04_03 | 2032 | CH4 Import - NY 2030 | Import | Methane | WC | Dispatch-Import | VOM | 0 | [6 empty] | 0.6246 | 0
LCP_Inputs_ON_Electric_2023_04_03 | 2032 | CH4 Import - NY 2040 | Import | Methane | MI | Dispatch-Import | EmissionsCost | 0 | [6 empty] | 0.6246 | 0
LCP_Inputs_ON_Electric_2023_04_03 | 2032 | CH4 Import - NY 2040 | Import | Methane | MI | Dispatch-Import | FuelCost | 0 | [6 empty] | 0.6246 | 0
LCP_Inputs_ON_Electric_2023_04_03 | 2032 | CH4 Import - NY 2040 | Import | Methane | MI | Dispatch-Import | VOM | 0 | [6 empty] | 0.6246 | 0
LCP_Inputs_ON_Electric_2023_04_03 | 2032 | CH4 Import - NY 2040 | Import | Methane | NY | Dispatch-Import | EmissionsCost | 0 | [6 empty] | 0.6246 | 0
LCP_Inputs_ON_Electric_2023_04_03 | 2032 | CH4 Import - NY 2040 | Import | Methane | NY | Dispatch-Import | FuelCost | 0 | [6 empty] | 0.6246 | 0
LCP_Inputs_ON_Electric_2023_04_03 | 2032 | CH4 Import - NY 2040 | Import | Methane | NY | Dispatch-Import | VOM | 0 | [6 empty] | 0.6246 | 0
LCP_Inputs_ON_Electric_2023_04_03 | 2032 | CH4 Import - NY 2040 | Import | Methane | ON | Dispatch-Import | EmissionsCost | 0 | [6 empty] | 0.6246 | 0
LCP_Inputs_ON_Electric_2023_04_03 | 2032 | CH4 Import - NY 2040 | Import | Methane | ON | Dispatch-Import | FuelCost | 0 | [6 empty] | 0.6246 | 0
LCP_Inputs_ON_Electric_2023_04_03 | 2032 | CH4 Import - NY 2040 | Import | Methane | ON | Dispatch-Import | VOM | 0 | [6 empty] | 0.6246 | 0
LCP_Inputs_ON_Electric_2023_04_03 | 2032 | CH4 Import - NY 2040 | Import | Methane | PJ | Dispatch-Import | EmissionsCost | 0 | [6 empty] | 0.6246 | 0
LCP_Inputs_ON_Electric_2023_04_03 | 2032 | CH4 Import - NY 2040 | Import | Methane | PJ | Dispatch-Import | FuelCost | 0 | [6 empty] | 0.6246 | 0
LCP_Inputs_ON_Electric_2023_04_03 | 2032 | CH4 Import - NY 2040 | Import | Methane | PJ | Dispatch-Import | VOM | 0 | [6 empty] | 0.6246 | 0
LCP_Inputs_ON_Electric_2023_04_03 | 2032 | CH4 Import - NY 2040 | Import | Methane | QC | Dispatch-Import | EmissionsCost | 0 | [6 empty] | 0.6246 | 0
LCP_Inputs_ON_Electric_2023_04_03 | 2032 | CH4 Import - NY 2040 | Import | Methane | QC | Dispatch-Import | FuelCost | 0 | [6 empty] | 0.6246 | 0
LCP_Inputs_ON_Electric_2023_04_03 | 2032 | CH4 Import - NY 2040 | Import | Methane | QC | Dispatch-Import | VOM | 0 | [6 empty] | 0.6246 | 0
LCP_Inputs_ON_Electric_2023_04_03 | 2032 | CH4 Import - NY 2040 | Import | Methane | WC | Dispatch-Import | EmissionsCost | 0 | [6 empty] | 0.6246 | 0
LCP_Inputs_ON_Electric_2023_04_03 | 2032 | CH4 Import - NY 2040 | Import | Methane | WC | Dispatch-Import | FuelCost | 0 | [6 empty] | 0.6246 | 0
LCP_Inputs_ON_Electric_2023_04_03 | 2032 | CH4 Import - NY 2040 | Import | Methane | WC | Dispatch-Import | VOM | 0 | [6 empty] | 0.6246 | 0
LCP_Inputs_ON_Electric_2023_04_03 | 2032 | CH4 Import - NY 2050 | Import | Methane | MI | Dispatch-Import | EmissionsCost | 0 | [6 empty] | 0.6246 | 0
LCP_Inputs_ON_Electric_2023_04_03 | 2032 | CH4 Import - NY 2050 | Import | Methane | MI | Dispatch-Import | FuelCost | 0 | [6 empty] | 0.6246 | 0
LCP_Inputs_ON_Electric_2023_04_03 | 2032 | CH4 Import - NY 2050 | Import | Methane | MI | Dispatch-Import | VOM | 0 | [6 empty] | 0.6246 | 0
LCP_Inputs_ON_Electric_2023_04_03 | 2032 | CH4 Import - NY 2050 | Import | Methane | NY | Dispatch-Import | EmissionsCost | 0 | [6 empty] | 0.6246 | 0
LCP_Inputs_ON_Electric_2023_04_03 | 2032 | CH4 Import - NY 2050 | Import | Methane | NY | Dispatch-Import | FuelCost | 0 | [6 empty] | 0.6246 | 0
LCP_Inputs_ON_Electric_2023_04_03 | 2032 | CH4 Import - NY 2050 | Import | Methane | NY | Dispatch-Import | VOM | 0 | [6 empty] | 0.6246 | 0
LCP_Inputs_ON_Electric_2023_04_03 | 2032 | CH4 Import - NY 2050 | Import | Methane | ON | Dispatch-Import | EmissionsCost | 0 | [6 empty] | 0.6246 | 0
LCP_Inputs_ON_Electric_2023_04_03 | 2032 | CH4 Import - NY 2050 | Import | Methane | ON | Dispatch-Import | FuelCost | 0 | [6 empty] | 0.6246 | 0
LCP_Inputs_ON_Electric_2023_04_03 | 2032 | CH4 Import - NY 2050 | Import | Methane | ON | Dispatch-Import | VOM | 0 | [6 empty] | 0.6246 | 0
LCP_Inputs_ON_Electric_2023_04_03 | 2032 | CH4 Import - NY 2050 | Import | Methane | PJ | Dispatch-Import | EmissionsCost | 0 | [6 empty] | 0.6246 | 0
LCP_Inputs_ON_Electric_2023_04_03 | 2032 | CH4 Import - NY 2050 | Import | Methane | PJ | Dispatch-Import | FuelCost | 0 | [6 empty] | 0.6246 | 0
LCP_Inputs_ON_Electric_2023_04_03 | 2032 | CH4 Import - NY 2050 | Import | Methane | PJ | Dispatch-Import | VOM | 0 | [6 empty] | 0.6246 | 0
LCP_Inputs_ON_Electric_2023_04_03 | 2032 | CH4 Import - NY 2050 | Import | Methane | QC | Dispatch-Import | EmissionsCost | 0 | [6 empty] | 0.6246 | 0
LCP_Inputs_ON_Electric_2023_04_03 | 2032 | CH4 Import - NY 2050 | Import | Methane | QC | Dispatch-Import | FuelCost | 0 | [6 empty] | 0.6246 | 0
LCP_Inputs_ON_Electric_2023_04_03 | 2032 | CH4 Import - NY 2050 | Import | Methane | QC | Dispatch-Import | VOM | 0 | [6 empty] | 0.6246 | 0
LCP_Inputs_ON_Electric_2023_04_03 | 2032 | CH4 Import - NY 2050 | Import | Methane | WC | Dispatch-Import | EmissionsCost | 0 | [6 empty] | 0.6246 | 0
LCP_Inputs_ON_Electric_2023_04_03 | 2032 | CH4 Import - NY 2050 | Import | Methane | WC | Dispatch-Import | FuelCost | 0 | [6 empty] | 0.6246 | 0
LCP_Inputs_ON_Electric_2023_04_03 | 2032 | CH4 Import - NY 2050 | Import | Methane | WC | Dispatch-Import | VOM | 0 | [6 empty] | 0.6246 | 0
LCP_Inputs_ON_Electric_2023_04_03 | 2032 | CH4 Import - WC 2020 | Import | Methane | MI | Dispatch-Import | EmissionsCost | 0 | [6 empty] | 0.6246 | 0
LCP_Inputs_ON_Electric_2023_04_03 | 2032 | CH4 Import - WC 2020 | Import | Methane | MI | Dispatch-Import | FuelCost | 0 | [6 empty] | 0.6246 | 0
LCP_Inputs_ON_Electric_2023_04_03 | 2032 | CH4 Import - WC 2020 | Import | Methane | MI | Dispatch-Import | VOM | 0 | [6 empty] | 0.6246 | 0
LCP_Inputs_ON_Electric_2023_04_03 | 2032 | CH4 Import - WC 2020 | Import | Methane | NY | Dispatch-Import | EmissionsCost | 0 | [6 empty] | 0.6246 | 0
LCP_Inputs_ON_Electric_2023_04_03 | 2032 | CH4 Import - WC 2020 | Import | Methane | NY | Dispatch-Import | FuelCost | 0 | [6 empty] | 0.6246 | 0
LCP_Inputs_ON_Electric_2023_04_03 | 2032 | CH4 Import - WC 2020 | Import | Methane | NY | Dispatch-Import | VOM | 0 | [6 empty] | 0.6246 | 0
LCP_Inputs_ON_Electric_2023_04_03 | 2032 | CH4 Import - WC 2020 | Import | Methane | ON | Dispatch-Import | EmissionsCost | 0 | [6 empty] | 0.6246 | 0
LCP_Inputs_ON_Electric_2023_04_03 | 2032 | CH4 Import - WC 2020 | Import | Methane | ON | Dispatch-Import | FuelCost | 0 | [6 empty] | 0.6246 | 0
LCP_Inputs_ON_Electric_2023_04_03 | 2032 | CH4 Import - WC 2020 | Import | Methane | ON | Dispatch-Import | VOM | 0 | [6 empty] | 0.6246 | 0
LCP_Inputs_ON_Electric_2023_04_03 | 2032 | CH4 Import - WC 2020 | Import | Methane | PJ | Dispatch-Import | EmissionsCost | 0 | [6 empty] | 0.6246 | 0
LCP_Inputs_ON_Electric_2023_04_03 | 2032 | CH4 Import - WC 2020 | Import | Methane | PJ | Dispatch-Import | FuelCost | 0 | [6 empty] | 0.6246 | 0
LCP_Inputs_ON_Electric_2023_04_03 | 2032 | CH4 Import - WC 2020 | Import | Methane | PJ | Dispatch-Import | VOM | 0 | [6 empty] | 0.6246 | 0
LCP_Inputs_ON_Electric_2023_04_03 | 2032 | CH4 Import - WC 2020 | Import | Methane | QC | Dispatch-Import | EmissionsCost | 0 | [6 empty] | 0.6246 | 0
LCP_Inputs_ON_Electric_2023_04_03 | 2032 | CH4 Import - WC 2020 | Import | Methane | QC | Dispatch-Import | FuelCost | 0 | [6 empty] | 0.6246 | 0
LCP_Inputs_ON_Electric_2023_04_03 | 2032 | CH4 Import - WC 2020 | Import | Methane | QC | Dispatch-Import | VOM | 0 | [6 empty] | 0.6246 | 0
LCP_Inputs_ON_Electric_2023_04_03 | 2032 | CH4 Import - WC 2020 | Import | Methane | WC | Dispatch-Import | EmissionsCost | 0 | [6 empty] | 0.6246 | 0
LCP_Inputs_ON_Electric_2023_04_03 | 2032 | CH4 Import - WC 2020 | Import | Methane | WC | Dispatch-Import | FuelCost | 0 | [6 empty] | 0.6246 | 0
LCP_Inputs_ON_Electric_2023_04_03 | 2032 | CH4 Import - WC 2020 | Import | Methane | WC | Dispatch-Import | VOM | 0 | [6 empty] | 0.6246 | 0
LCP_Inputs_ON_Electric_2023_04_03 | 2032 | CH4 Import - WC 2030 | Import | Methane | MI | Dispatch-Import | EmissionsCost | 0 | [6 empty] | 0.6246 | 0
LCP_Inputs_ON_Electric_2023_04_03 | 2032 | CH4 Import - WC 2030 | Import | Methane | MI | Dispatch-Import | FuelCost | 0 | [6 empty] | 0.6246 | 0
LCP_Inputs_ON_Electric_2023_04_03 | 2032 | CH4 Import - WC 2030 | Import | Methane | MI | Dispatch-Import | VOM | 0 | [6 empty] | 0.6246 | 0
LCP_Inputs_ON_Electric_2023_04_03 | 2032 | CH4 Import - WC 2030 | Import | Methane | NY | Dispatch-Import | EmissionsCost | 0 | [6 empty] | 0.6246 | 0
LCP_Inputs_ON_Electric_2023_04_03 | 2032 | CH4 Import - WC 2030 | Import | Methane | NY | Dispatch-Import | FuelCost | 0 | [6 empty] | 0.6246 | 0
LCP_Inputs_ON_Electric_2023_04_03 | 2032 | CH4 Import - WC 2030 | Import | Methane | NY | Dispatch-Import | VOM | 0 | [6 empty] | 0.6246 | 0
LCP_Inputs_ON_Electric_2023_04_03 | 2032 | CH4 Import - WC 2030 | Import | Methane | ON | Dispatch-Import | EmissionsCost | 0 | [6 empty] | 0.6246 | 0
LCP_Inputs_ON_Electric_2023_04_03 | 2032 | CH4 Import - WC 2030 | Import | Methane | ON | Dispatch-Import | FuelCost | 0 | [6 empty] | 0.6246 | 0
LCP_Inputs_ON_Electric_2023_04_03 | 2032 | CH4 Import - WC 2030 | Import | Methane | ON | Dispatch-Import | VOM | 0 | [6 empty] | 0.6246 | 0
LCP_Inputs_ON_Electric_2023_04_03 | 2032 | CH4 Import - WC 2030 | Import | Methane | PJ | Dispatch-Import | EmissionsCost | 0 | [6 empty] | 0.6246 | 0
LCP_Inputs_ON_Electric_2023_04_03 | 2032 | CH4 Import - WC 2030 | Import | Methane | PJ | Dispatch-Import | FuelCost | 0 | [6 empty] | 0.6246 | 0
LCP_Inputs_ON_Electric_2023_04_03 | 2032 | CH4 Import - WC 2030 | Import | Methane | PJ | Dispatch-Import | VOM | 0 | [6 empty] | 0.6246 | 0
LCP_Inputs_ON_Electric_2023_04_03 | 2032 | CH4 Import - WC 2030 | Import | Methane | QC | Dispatch-Import | EmissionsCost | 0 | [6 empty] | 0.6246 | 0
LCP_Inputs_ON_Electric_2023_04_03 | 2032 | CH4 Import - WC 2030 | Import | Methane | QC | Dispatch-Import | FuelCost | 0 | [6 empty] | 0.6246 | 0
LCP_Inputs_ON_Electric_2023_04_03 | 2032 | CH4 Import - WC 2030 | Import | Methane | QC | Dispatch-Import | VOM | 0 | [6 empty] | 0.6246 | 0
LCP_Inputs_ON_Electric_2023_04_03 | 2032 | CH4 Import - WC 2030 | Import | Methane | WC | Dispatch-Import | EmissionsCost | 9010810122.2355 | [6 empty] | 0.6246 | 5628125416.6744
LCP_Inputs_ON_Electric_2023_04_03 | 2032 | CH4 Import - WC 2030 | Import | Methane | WC | Dispatch-Import | FuelCost | 2448614822.7197 | [6 empty] | 0.6246 | 1529397593.8287
LCP_Inputs_ON_Electric_2023_04_03 | 2032 | CH4 Import - WC 2030 | Import | Methane | WC | Dispatch-Import | VOM | 0 | [6 empty] | 0.6246 | 0
LCP_Inputs_ON_Electric_2023_04_03 | 2032 | CH4 Import - WC 2040 | Import | Methane | MI | Dispatch-Import | EmissionsCost | 0 | [6 empty] | 0.6246 | 0
LCP_Inputs_ON_Electric_2023_04_03 | 2032 | CH4 Import - WC 2040 | Import | Methane | MI | Dispatch-Import | FuelCost | 0 | [6 empty] | 0.6246 | 0
LCP_Inputs_ON_Electric_2023_04_03 | 2032 | CH4 Import - WC 2040 | Import | Methane | MI | Dispatch-Import | VOM | 0 | [6 empty] | 0.6246 | 0
LCP_Inputs_ON_Electric_2023_04_03 | 2032 | CH4 Import - WC 2040 | Import | Methane | NY | Dispatch-Import | EmissionsCost | 0 | [6 empty] | 0.6246 | 0
LCP_Inputs_ON_Electric_2023_04_03 | 2032 | CH4 Import - WC 2040 | Import | Methane | NY | Dispatch-Import | FuelCost | 0 | [6 empty] | 0.6246 | 0
LCP_Inputs_ON_Electric_2023_04_03 | 2032 | CH4 Import - WC 2040 | Import | Methane | NY | Dispatch-Import | VOM | 0 | [6 empty] | 0.6246 | 0
LCP_Inputs_ON_Electric_2023_04_03 | 2032 | CH4 Import - WC 2040 | Import | Methane | ON | Dispatch-Import | EmissionsCost | 0 | [6 empty] | 0.6246 | 0
LCP_Inputs_ON_Electric_2023_04_03 | 2032 | CH4 Import - WC 2040 | Import | Methane | ON | Dispatch-Import | FuelCost | 0 | [6 empty] | 0.6246 | 0
LCP_Inputs_ON_Electric_2023_04_03 | 2032 | CH4 Import - WC 2040 | Import | Methane | ON | Dispatch-Import | VOM | 0 | [6 empty] | 0.6246 | 0
LCP_Inputs_ON_Electric_2023_04_03 | 2032 | CH4 Import - WC 2040 | Import | Methane | PJ | Dispatch-Import | EmissionsCost | 0 | [6 empty] | 0.6246 | 0
LCP_Inputs_ON_Electric_2023_04_03 | 2032 | CH4 Import - WC 2040 | Import | Methane | PJ | Dispatch-Import | FuelCost | 0 | [6 empty] | 0.6246 | 0
LCP_Inputs_ON_Electric_2023_04_03 | 2032 | CH4 Import - WC 2040 | Import | Methane | PJ | Dispatch-Import | VOM | 0 | [6 empty] | 0.6246 | 0
LCP_Inputs_ON_Electric_2023_04_03 | 2032 | CH4 Import - WC 2040 | Import | Methane | QC | Dispatch-Import | EmissionsCost | 0 | [6 empty] | 0.6246 | 0
LCP_Inputs_ON_Electric_2023_04_03 | 2032 | CH4 Import - WC 2040 | Import | Methane | QC | Dispatch-Import | FuelCost | 0 | [6 empty] | 0.6246 | 0
LCP_Inputs_ON_Electric_2023_04_03 | 2032 | CH4 Import - WC 2040 | Import | Methane | QC | Dispatch-Import | VOM | 0 | [6 empty] | 0.6246 | 0
LCP_Inputs_ON_Electric_2023_04_03 | 2032 | CH4 Import - WC 2040 | Import | Methane | WC | Dispatch-Import | EmissionsCost | 0 | [6 empty] | 0.6246 | 0
LCP_Inputs_ON_Electric_2023_04_03 | 2032 | CH4 Import - WC 2040 | Import | Methane | WC | Dispatch-Import | FuelCost | 0 | [6 empty] | 0.6246 | 0
LCP_Inputs_ON_Electric_2023_04_03 | 2032 | CH4 Import - WC 2040 | Import | Methane | WC | Dispatch-Import | VOM | 0 | [6 empty] | 0.6246 | 0
LCP_Inputs_ON_Electric_2023_04_03 | 2032 | CH4 Import - WC 2050 | Import | Methane | MI | Dispatch-Import | EmissionsCost | 0 | [6 empty] | 0.6246 | 0
LCP_Inputs_ON_Electric_2023_04_03 | 2032 | CH4 Import - WC 2050 | Import | Methane | MI | Dispatch-Import | FuelCost | 0 | [6 empty] | 0.6246 | 0
LCP_Inputs_ON_Electric_2023_04_03 | 2032 | CH4 Import - WC 2050 | Import | Methane | MI | Dispatch-Import | VOM | 0 | [6 empty] | 0.6246 | 0
LCP_Inputs_ON_Electric_2023_04_03 | 2032 | CH4 Import - WC 2050 | Import | Methane | NY | Dispatch-Import | EmissionsCost | 0 | [6 empty] | 0.6246 | 0
LCP_Inputs_ON_Electric_2023_04_03 | 2032 | CH4 Import - WC 2050 | Import | Methane | NY | Dispatch-Import | FuelCost | 0 | [6 empty] | 0.6246 | 0
LCP_Inputs_ON_Electric_2023_04_03 | 2032 | CH4 Import - WC 2050 | Import | Methane | NY | Dispatch-Import | VOM | 0 | [6 empty] | 0.6246 | 0
LCP_Inputs_ON_Electric_2023_04_03 | 2032 | CH4 Import - WC 2050 | Import | Methane | ON | Dispatch-Import | EmissionsCost | 0 | [6 empty] | 0.6246 | 0
LCP_Inputs_ON_Electric_2023_04_03 | 2032 | CH4 Import - WC 2050 | Import | Methane | ON | Dispatch-Import | FuelCost | 0 | [6 empty] | 0.6246 | 0
LCP_Inputs_ON_Electric_2023_04_03 | 2032 | CH4 Import - WC 2050 | Import | Methane | ON | Dispatch-Import | VOM | 0 | [6 empty] | 0.6246 | 0
LCP_Inputs_ON_Electric_2023_04_03 | 2032 | CH4 Import - WC 2050 | Import | Methane | PJ | Dispatch-Import | EmissionsCost | 0 | [6 empty] | 0.6246 | 0
LCP_Inputs_ON_Electric_2023_04_03 | 2032 | CH4 Import - WC 2050 | Import | Methane | PJ | Dispatch-Import | FuelCost | 0 | [6 empty] | 0.6246 | 0
LCP_Inputs_ON_Electric_2023_04_03 | 2032 | CH4 Import - WC 2050 | Import | Methane | PJ | Dispatch-Import | VOM | 0 | [6 empty] | 0.6246 | 0
LCP_Inputs_ON_Electric_2023_04_03 | 2032 | CH4 Import - WC 2050 | Import | Methane | QC | Dispatch-Import | EmissionsCost | 0 | [6 empty] | 0.6246 | 0
LCP_Inputs_ON_Electric_2023_04_03 | 2032 | CH4 Import - WC 2050 | Import | Methane | QC | Dispatch-Import | FuelCost | 0 | [6 empty] | 0.6246 | 0
LCP_Inputs_ON_Electric_2023_04_03 | 2032 | CH4 Import - WC 2050 | Import | Methane | QC | Dispatch-Import | VOM | 0 | [6 empty] | 0.6246 | 0
LCP_Inputs_ON_Electric_2023_04_03 | 2032 | CH4 Import - WC 2050 | Import | Methane | WC | Dispatch-Import | EmissionsCost | 0 | [6 empty] | 0.6246 | 0
LCP_Inputs_ON_Electric_2023_04_03 | 2032 | CH4 Import - WC 2050 | Import | Methane | WC | Dispatch-Import | FuelCost | 0 | [6 empty] | 0.6246 | 0
LCP_Inputs_ON_Electric_2023_04_03 | 2032 | CH4 Import - WC 2050 | Import | Methane | WC | Dispatch-Import | VOM | 0 | [6 empty] | 0.6246 | 0
LCP_Inputs_ON_Electric_2023_04_03 | 2032 | CH4 Salt Cavern Storage - ON | Storage | Methane | MI | Dispatch-Storage | EmissionsCost | 0 | [6 empty] | 0.6246 | 0
LCP_Inputs_ON_Electric_2023_04_03 | 2032 | CH4 Salt Cavern Storage - ON | Storage | Methane | MI | Dispatch-Storage | FuelCost | 0 | [6 empty] | 0.6246 | 0
LCP_Inputs_ON_Electric_2023_04_03 | 2032 | CH4 Salt Cavern Storage - ON | Storage | Methane | MI | Dispatch-Storage | VOM | 0 | [6 empty] | 0.6246 | 0
LCP_Inputs_ON_Electric_2023_04_03 | 2032 | CH4 Salt Cavern Storage - ON | Storage | Methane | NY | Dispatch-Storage | EmissionsCost | 0 | [6 empty] | 0.6246 | 0
LCP_Inputs_ON_Electric_2023_04_03 | 2032 | CH4 Salt Cavern Storage - ON | Storage | Methane | NY | Dispatch-Storage | FuelCost | 0 | [6 empty] | 0.6246 | 0
LCP_Inputs_ON_Electric_2023_04_03 | 2032 | CH4 Salt Cavern Storage - ON | Storage | Methane | NY | Dispatch-Storage | VOM | 0 | [6 empty] | 0.6246 | 0
LCP_Inputs_ON_Electric_2023_04_03 | 2032 | CH4 Salt Cavern Storage - ON | Storage | Methane | ON | Dispatch-Storage | EmissionsCost | 0 | [6 empty] | 0.6246 | 0
LCP_Inputs_ON_Electric_2023_04_03 | 2032 | CH4 Salt Cavern Storage - ON | Storage | Methane | ON | Dispatch-Storage | FuelCost | 0 | [6 empty] | 0.6246 | 0
LCP_Inputs_ON_Electric_2023_04_03 | 2032 | CH4 Salt Cavern Storage - ON | Storage | Methane | ON | Dispatch-Storage | VOM | 1318707.6423 | [6 empty] | 0.6246 | 823660.9026
LCP_Inputs_ON_Electric_2023_04_03 | 2032 | CH4 Salt Cavern Storage - ON | Storage | Methane | PJ | Dispatch-Storage | EmissionsCost | 0 | [6 empty] | 0.6246 | 0
LCP_Inputs_ON_Electric_2023_04_03 | 2032 | CH4 Salt Cavern Storage - ON | Storage | Methane | PJ | Dispatch-Storage | FuelCost | 0 | [6 empty] | 0.6246 | 0
LCP_Inputs_ON_Electric_2023_04_03 | 2032 | CH4 Salt Cavern Storage - ON | Storage | Methane | PJ | Dispatch-Storage | VOM | 0 | [6 empty] | 0.6246 | 0
LCP_Inputs_ON_Electric_2023_04_03 | 2032 | CH4 Salt Cavern Storage - ON | Storage | Methane | QC | Dispatch-Storage | EmissionsCost | 0 | [6 empty] | 0.6246 | 0
LCP_Inputs_ON_Electric_2023_04_03 | 2032 | CH4 Salt Cavern Storage - ON | Storage | Methane | QC | Dispatch-Storage | FuelCost | 0 | [6 empty] | 0.6246 | 0
LCP_Inputs_ON_Electric_2023_04_03 | 2032 | CH4 Salt Cavern Storage - ON | Storage | Methane | QC | Dispatch-Storage | VOM | 0 | [6 empty] | 0.6246 | 0
LCP_Inputs_ON_Electric_2023_04_03 | 2032 | CH4 Salt Cavern Storage - ON | Storage | Methane | WC | Dispatch-Storage | EmissionsCost | 0 | [6 empty] | 0.6246 | 0
LCP_Inputs_ON_Electric_2023_04_03 | 2032 | CH4 Salt Cavern Storage - ON | Storage | Methane | WC | Dispatch-Storage | FuelCost | 0 | [6 empty] | 0.6246 | 0
LCP_Inputs_ON_Electric_2023_04_03 | 2032 | CH4 Salt Cavern Storage - ON | Storage | Methane | WC | Dispatch-Storage | VOM | 0 | [6 empty] | 0.6246 | 0
LCP_Inputs_ON_Electric_2023_04_03 | 2032 | Electrolyser 2020/2030 | Crossload | Hydrogen | MI | Dispatch-Crossload | EmissionsCost | 0 | [6 empty] | 0.6246 | 0
LCP_Inputs_ON_Electric_2023_04_03 | 2032 | Electrolyser 2020/2030 | Crossload | Hydrogen | MI | Dispatch-Crossload | FuelCost | 0 | [6 empty] | 0.6246 | 0
LCP_Inputs_ON_Electric_2023_04_03 | 2032 | Electrolyser 2020/2030 | Crossload | Hydrogen | MI | Dispatch-Crossload | VOM | 0 | [6 empty] | 0.6246 | 0
LCP_Inputs_ON_Electric_2023_04_03 | 2032 | Electrolyser 2020/2030 | Crossload | Hydrogen | NY | Dispatch-Crossload | EmissionsCost | 0 | [6 empty] | 0.6246 | 0
LCP_Inputs_ON_Electric_2023_04_03 | 2032 | Electrolyser 2020/2030 | Crossload | Hydrogen | NY | Dispatch-Crossload | FuelCost | 0 | [6 empty] | 0.6246 | 0
LCP_Inputs_ON_Electric_2023_04_03 | 2032 | Electrolyser 2020/2030 | Crossload | Hydrogen | NY | Dispatch-Crossload | VOM | 0 | [6 empty] | 0.6246 | 0
LCP_Inputs_ON_Electric_2023_04_03 | 2032 | Electrolyser 2020/2030 | Crossload | Hydrogen | ON | Dispatch-Crossload | EmissionsCost | 0 | [6 empty] | 0.6246 | 0
LCP_Inputs_ON_Electric_2023_04_03 | 2032 | Electrolyser 2020/2030 | Crossload | Hydrogen | ON | Dispatch-Crossload | FuelCost | 0 | [6 empty] | 0.6246 | 0
LCP_Inputs_ON_Electric_2023_04_03 | 2032 | Electrolyser 2020/2030 | Crossload | Hydrogen | ON | Dispatch-Crossload | VOM | 0 | [6 empty] | 0.6246 | 0
LCP_Inputs_ON_Electric_2023_04_03 | 2032 | Electrolyser 2020/2030 | Crossload | Hydrogen | PJ | Dispatch-Crossload | EmissionsCost | 0 | [6 empty] | 0.6246 | 0
LCP_Inputs_ON_Electric_2023_04_03 | 2032 | Electrolyser 2020/2030 | Crossload | Hydrogen | PJ | Dispatch-Crossload | FuelCost | 0 | [6 empty] | 0.6246 | 0
LCP_Inputs_ON_Electric_2023_04_03 | 2032 | Electrolyser 2020/2030 | Crossload | Hydrogen | PJ | Dispatch-Crossload | VOM | 0 | [6 empty] | 0.6246 | 0
LCP_Inputs_ON_Electric_2023_04_03 | 2032 | Electrolyser 2020/2030 | Crossload | Hydrogen | QC | Dispatch-Crossload | EmissionsCost | 0 | [6 empty] | 0.6246 | 0
LCP_Inputs_ON_Electric_2023_04_03 | 2032 | Electrolyser 2020/2030 | Crossload | Hydrogen | QC | Dispatch-Crossload | FuelCost | 0 | [6 empty] | 0.6246 | 0
LCP_Inputs_ON_Electric_2023_04_03 | 2032 | Electrolyser 2020/2030 | Crossload | Hydrogen | QC | Dispatch-Crossload | VOM | 0 | [6 empty] | 0.6246 | 0
LCP_Inputs_ON_Electric_2023_04_03 | 2032 | Electrolyser 2020/2030 | Crossload | Hydrogen | WC | Dispatch-Crossload | EmissionsCost | 0 | [6 empty] | 0.6246 | 0
LCP_Inputs_ON_Electric_2023_04_03 | 2032 | Electrolyser 2020/2030 | Crossload | Hydrogen | WC | Dispatch-Crossload | FuelCost | 0 | [6 empty] | 0.6246 | 0
LCP_Inputs_ON_Electric_2023_04_03 | 2032 | Electrolyser 2020/2030 | Crossload | Hydrogen | WC | Dispatch-Crossload | VOM | 0 | [6 empty] | 0.6246 | 0
LCP_Inputs_ON_Electric_2023_04_03 | 2032 | Electrolyser 2040 | Crossload | Hydrogen | MI | Dispatch-Crossload | EmissionsCost | 0 | [6 empty] | 0.6246 | 0
LCP_Inputs_ON_Electric_2023_04_03 | 2032 | Electrolyser 2040 | Crossload | Hydrogen | MI | Dispatch-Crossload | FuelCost | 0 | [6 empty] | 0.6246 | 0
LCP_Inputs_ON_Electric_2023_04_03 | 2032 | Electrolyser 2040 | Crossload | Hydrogen | MI | Dispatch-Crossload | VOM | 0 | [6 empty] | 0.6246 | 0
LCP_Inputs_ON_Electric_2023_04_03 | 2032 | Electrolyser 2040 | Crossload | Hydrogen | NY | Dispatch-Crossload | EmissionsCost | 0 | [6 empty] | 0.6246 | 0
LCP_Inputs_ON_Electric_2023_04_03 | 2032 | Electrolyser 2040 | Crossload | Hydrogen | NY | Dispatch-Crossload | FuelCost | 0 | [6 empty] | 0.6246 | 0
LCP_Inputs_ON_Electric_2023_04_03 | 2032 | Electrolyser 2040 | Crossload | Hydrogen | NY | Dispatch-Crossload | VOM | 0 | [6 empty] | 0.6246 | 0
LCP_Inputs_ON_Electric_2023_04_03 | 2032 | Electrolyser 2040 | Crossload | Hydrogen | ON | Dispatch-Crossload | EmissionsCost | 0 | [6 empty] | 0.6246 | 0
LCP_Inputs_ON_Electric_2023_04_03 | 2032 | Electrolyser 2040 | Crossload | Hydrogen | ON | Dispatch-Crossload | FuelCost | 0 | [6 empty] | 0.6246 | 0
LCP_Inputs_ON_Electric_2023_04_03 | 2032 | Electrolyser 2040 | Crossload | Hydrogen | ON | Dispatch-Crossload | VOM | 0 | [6 empty] | 0.6246 | 0
LCP_Inputs_ON_Electric_2023_04_03 | 2032 | Electrolyser 2040 | Crossload | Hydrogen | PJ | Dispatch-Crossload | EmissionsCost | 0 | [6 empty] | 0.6246 | 0
LCP_Inputs_ON_Electric_2023_04_03 | 2032 | Electrolyser 2040 | Crossload | Hydrogen | PJ | Dispatch-Crossload | FuelCost | 0 | [6 empty] | 0.6246 | 0
LCP_Inputs_ON_Electric_2023_04_03 | 2032 | Electrolyser 2040 | Crossload | Hydrogen | PJ | Dispatch-Crossload | VOM | 0 | [6 empty] | 0.6246 | 0
LCP_Inputs_ON_Electric_2023_04_03 | 2032 | Electrolyser 2040 | Crossload | Hydrogen | QC | Dispatch-Crossload | EmissionsCost | 0 | [6 empty] | 0.6246 | 0
LCP_Inputs_ON_Electric_2023_04_03 | 2032 | Electrolyser 2040 | Crossload | Hydrogen | QC | Dispatch-Crossload | FuelCost | 0 | [6 empty] | 0.6246 | 0
LCP_Inputs_ON_Electric_2023_04_03 | 2032 | Electrolyser 2040 | Crossload | Hydrogen | QC | Dispatch-Crossload | VOM | 0 | [6 empty] | 0.6246 | 0
LCP_Inputs_ON_Electric_2023_04_03 | 2032 | Electrolyser 2040 | Crossload | Hydrogen | WC | Dispatch-Crossload | EmissionsCost | 0 | [6 empty] | 0.6246 | 0
LCP_Inputs_ON_Electric_2023_04_03 | 2032 | Electrolyser 2040 | Crossload | Hydrogen | WC | Dispatch-Crossload | FuelCost | 0 | [6 empty] | 0.6246 | 0
LCP_Inputs_ON_Electric_2023_04_03 | 2032 | Electrolyser 2040 | Crossload | Hydrogen | WC | Dispatch-Crossload | VOM | 0 | [6 empty] | 0.6246 | 0
LCP_Inputs_ON_Electric_2023_04_03 | 2032 | Electrolyser 2050 | Crossload | Hydrogen | MI | Dispatch-Crossload | EmissionsCost | 0 | [6 empty] | 0.6246 | 0
LCP_Inputs_ON_Electric_2023_04_03 | 2032 | Electrolyser 2050 | Crossload | Hydrogen | MI | Dispatch-Crossload | FuelCost | 0 | [6 empty] | 0.6246 | 0
LCP_Inputs_ON_Electric_2023_04_03 | 2032 | Electrolyser 2050 | Crossload | Hydrogen | MI | Dispatch-Crossload | VOM | 0 | [6 empty] | 0.6246 | 0
LCP_Inputs_ON_Electric_2023_04_03 | 2032 | Electrolyser 2050 | Crossload | Hydrogen | NY | Dispatch-Crossload | EmissionsCost | 0 | [6 empty] | 0.6246 | 0
LCP_Inputs_ON_Electric_2023_04_03 | 2032 | Electrolyser 2050 | Crossload | Hydrogen | NY | Dispatch-Crossload | FuelCost | 0 | [6 empty] | 0.6246 | 0
LCP_Inputs_ON_Electric_2023_04_03 | 2032 | Electrolyser 2050 | Crossload | Hydrogen | NY | Dispatch-Crossload | VOM | 0 | [6 empty] | 0.6246 | 0
LCP_Inputs_ON_Electric_2023_04_03 | 2032 | Electrolyser 2050 | Crossload | Hydrogen | ON | Dispatch-Crossload | EmissionsCost | 0 | [6 empty] | 0.6246 | 0
LCP_Inputs_ON_Electric_2023_04_03 | 2032 | Electrolyser 2050 | Crossload | Hydrogen | ON | Dispatch-Crossload | FuelCost | 0 | [6 empty] | 0.6246 | 0
LCP_Inputs_ON_Electric_2023_04_03 | 2032 | Electrolyser 2050 | Crossload | Hydrogen | ON | Dispatch-Crossload | VOM | 0 | [6 empty] | 0.6246 | 0
LCP_Inputs_ON_Electric_2023_04_03 | 2032 | Electrolyser 2050 | Crossload | Hydrogen | PJ | Dispatch-Crossload | EmissionsCost | 0 | [6 empty] | 0.6246 | 0
LCP_Inputs_ON_Electric_2023_04_03 | 2032 | Electrolyser 2050 | Crossload | Hydrogen | PJ | Dispatch-Crossload | FuelCost | 0 | [6 empty] | 0.6246 | 0
LCP_Inputs_ON_Electric_2023_04_03 | 2032 | Electrolyser 2050 | Crossload | Hydrogen | PJ | Dispatch-Crossload | VOM | 0 | [6 empty] | 0.6246 | 0
LCP_Inputs_ON_Electric_2023_04_03 | 2032 | Electrolyser 2050 | Crossload | Hydrogen | QC | Dispatch-Crossload | EmissionsCost | 0 | [6 empty] | 0.6246 | 0
LCP_Inputs_ON_Electric_2023_04_03 | 2032 | Electrolyser 2050 | Crossload | Hydrogen | QC | Dispatch-Crossload | FuelCost | 0 | [6 empty] | 0.6246 | 0
LCP_Inputs_ON_Electric_2023_04_03 | 2032 | Electrolyser 2050 | Crossload | Hydrogen | QC | Dispatch-Crossload | VOM | 0 | [6 empty] | 0.6246 | 0
LCP_Inputs_ON_Electric_2023_04_03 | 2032 | Electrolyser 2050 | Crossload | Hydrogen | WC | Dispatch-Crossload | EmissionsCost | 0 | [6 empty] | 0.6246 | 0
LCP_Inputs_ON_Electric_2023_04_03 | 2032 | Electrolyser 2050 | Crossload | Hydrogen | WC | Dispatch-Crossload | FuelCost | 0 | [6 empty] | 0.6246 | 0
LCP_Inputs_ON_Electric_2023_04_03 | 2032 | Electrolyser 2050 | Crossload | Hydrogen | WC | Dispatch-Crossload | VOM | 0 | [6 empty] | 0.6246 | 0
LCP_Inputs_ON_Electric_2023_04_03 | 2032 | Fossil Fuel Thermal (Coal, Peat, Oil) | Generation | Electricity | MI | Dispatch-Generation | EmissionsCost | 0 | [6 empty] | 0.6246 | 0
LCP_Inputs_ON_Electric_2023_04_03 | 2032 | Fossil Fuel Thermal (Coal, Peat, Oil) | Generation | Electricity | MI | Dispatch-Generation | FuelCost | 0 | [6 empty] | 0.6246 | 0
LCP_Inputs_ON_Electric_2023_04_03 | 2032 | Fossil Fuel Thermal (Coal, Peat, Oil) | Generation | Electricity | MI | Dispatch-Generation | VOM | 0 | [6 empty] | 0.6246 | 0
LCP_Inputs_ON_Electric_2023_04_03 | 2032 | Fossil Fuel Thermal (Coal, Peat, Oil) | Generation | Electricity | NY | Dispatch-Generation | EmissionsCost | 0 | [6 empty] | 0.6246 | 0
LCP_Inputs_ON_Electric_2023_04_03 | 2032 | Fossil Fuel Thermal (Coal, Peat, Oil) | Generation | Electricity | NY | Dispatch-Generation | FuelCost | 0 | [6 empty] | 0.6246 | 0
LCP_Inputs_ON_Electric_2023_04_03 | 2032 | Fossil Fuel Thermal (Coal, Peat, Oil) | Generation | Electricity | NY | Dispatch-Generation | VOM | 0 | [6 empty] | 0.6246 | 0
LCP_Inputs_ON_Electric_2023_04_03 | 2032 | Fossil Fuel Thermal (Coal, Peat, Oil) | Generation | Electricity | ON | Dispatch-Generation | EmissionsCost | 0 | [6 empty] | 0.6246 | 0
LCP_Inputs_ON_Electric_2023_04_03 | 2032 | Fossil Fuel Thermal (Coal, Peat, Oil) | Generation | Electricity | ON | Dispatch-Generation | FuelCost | 0 | [6 empty] | 0.6246 | 0
LCP_Inputs_ON_Electric_2023_04_03 | 2032 | Fossil Fuel Thermal (Coal, Peat, Oil) | Generation | Electricity | ON | Dispatch-Generation | VOM | 0 | [6 empty] | 0.6246 | 0
LCP_Inputs_ON_Electric_2023_04_03 | 2032 | Fossil Fuel Thermal (Coal, Peat, Oil) | Generation | Electricity | PJ | Dispatch-Generation | EmissionsCost | 0 | [6 empty] | 0.6246 | 0
LCP_Inputs_ON_Electric_2023_04_03 | 2032 | Fossil Fuel Thermal (Coal, Peat, Oil) | Generation | Electricity | PJ | Dispatch-Generation | FuelCost | 0 | [6 empty] | 0.6246 | 0
LCP_Inputs_ON_Electric_2023_04_03 | 2032 | Fossil Fuel Thermal (Coal, Peat, Oil) | Generation | Electricity | PJ | Dispatch-Generation | VOM | 0 | [6 empty] | 0.6246 | 0
LCP_Inputs_ON_Electric_2023_04_03 | 2032 | Fossil Fuel Thermal (Coal, Peat, Oil) | Generation | Electricity | QC | Dispatch-Generation | EmissionsCost | 0 | [6 empty] | 0.6246 | 0
LCP_Inputs_ON_Electric_2023_04_03 | 2032 | Fossil Fuel Thermal (Coal, Peat, Oil) | Generation | Electricity | QC | Dispatch-Generation | FuelCost | 0 | [6 empty] | 0.6246 | 0
LCP_Inputs_ON_Electric_2023_04_03 | 2032 | Fossil Fuel Thermal (Coal, Peat, Oil) | Generation | Electricity | QC | Dispatch-Generation | VOM | 0 | [6 empty] | 0.6246 | 0
LCP_Inputs_ON_Electric_2023_04_03 | 2032 | Fossil Fuel Thermal (Coal, Peat, Oil) | Generation | Electricity | WC | Dispatch-Generation | EmissionsCost | 0 | [6 empty] | 0.6246 | 0
LCP_Inputs_ON_Electric_2023_04_03 | 2032 | Fossil Fuel Thermal (Coal, Peat, Oil) | Generation | Electricity | WC | Dispatch-Generation | FuelCost | 0 | [6 empty] | 0.6246 | 0
LCP_Inputs_ON_Electric_2023_04_03 | 2032 | Fossil Fuel Thermal (Coal, Peat, Oil) | Generation | Electricity | WC | Dispatch-Generation | VOM | 0 | [6 empty] | 0.6246 | 0
LCP_Inputs_ON_Electric_2023_04_03 | 2032 | Generic - Generator | Generation | Electricity | MI | Dispatch-Generation | EmissionsCost | 0 | [6 empty] | 0.6246 | 0
LCP_Inputs_ON_Electric_2023_04_03 | 2032 | Generic - Generator | Generation | Electricity | MI | Dispatch-Generation | FuelCost | 1888661061.9582 | [6 empty] | 0.6246 | 1179652126.9559
LCP_Inputs_ON_Electric_2023_04_03 | 2032 | Generic - Generator | Generation | Electricity | MI | Dispatch-Generation | VOM | 65954345.2022 | [6 empty] | 0.6246 | 41194889.4203
LCP_Inputs_ON_Electric_2023_04_03 | 2032 | Generic - Generator | Generation | Electricity | NY | Dispatch-Generation | EmissionsCost | 0 | [6 empty] | 0.6246 | 0
LCP_Inputs_ON_Electric_2023_04_03 | 2032 | Generic - Generator | Generation | Electricity | NY | Dispatch-Generation | FuelCost | 707198617.0396 | [6 empty] | 0.6246 | 441714169.67
LCP_Inputs_ON_Electric_2023_04_03 | 2032 | Generic - Generator | Generation | Electricity | NY | Dispatch-Generation | VOM | 24696237.2732 | [6 empty] | 0.6246 | 15425196.9366
LCP_Inputs_ON_Electric_2023_04_03 | 2032 | Generic - Generator | Generation | Electricity | ON | Dispatch-Generation | EmissionsCost | 0 | [6 empty] | 0.6246 | 0
LCP_Inputs_ON_Electric_2023_04_03 | 2032 | Generic - Generator | Generation | Electricity | ON | Dispatch-Generation | FuelCost | 0 | [6 empty] | 0.6246 | 0
LCP_Inputs_ON_Electric_2023_04_03 | 2032 | Generic - Generator | Generation | Electricity | ON | Dispatch-Generation | VOM | 0 | [6 empty] | 0.6246 | 0
LCP_Inputs_ON_Electric_2023_04_03 | 2032 | Generic - Generator | Generation | Electricity | PJ | Dispatch-Generation | EmissionsCost | 0 | [6 empty] | 0.6246 | 0
LCP_Inputs_ON_Electric_2023_04_03 | 2032 | Generic - Generator | Generation | Electricity | PJ | Dispatch-Generation | FuelCost | 7344810066.1693 | [6 empty] | 0.6246 | 4587546697.0553
LCP_Inputs_ON_Electric_2023_04_03 | 2032 | Generic - Generator | Generation | Electricity | PJ | Dispatch-Generation | VOM | 256489715.5482 | [6 empty] | 0.6246 | 160202719.579
LCP_Inputs_ON_Electric_2023_04_03 | 2032 | Generic - Generator | Generation | Electricity | QC | Dispatch-Generation | EmissionsCost | 0 | [6 empty] | 0.6246 | 0
LCP_Inputs_ON_Electric_2023_04_03 | 2032 | Generic - Generator | Generation | Electricity | QC | Dispatch-Generation | FuelCost | 0 | [6 empty] | 0.6246 | 0
LCP_Inputs_ON_Electric_2023_04_03 | 2032 | Generic - Generator | Generation | Electricity | QC | Dispatch-Generation | VOM | 0 | [6 empty] | 0.6246 | 0
LCP_Inputs_ON_Electric_2023_04_03 | 2032 | Generic - Generator | Generation | Electricity | WC | Dispatch-Generation | EmissionsCost | 0 | [6 empty] | 0.6246 | 0
LCP_Inputs_ON_Electric_2023_04_03 | 2032 | Generic - Generator | Generation | Electricity | WC | Dispatch-Generation | FuelCost | 1737227.6587 | [6 empty] | 0.6246 | 1085067.2701
LCP_Inputs_ON_Electric_2023_04_03 | 2032 | Generic - Generator | Generation | Electricity | WC | Dispatch-Generation | VOM | 60666.1063 | [6 empty] | 0.6246 | 37891.871
LCP_Inputs_ON_Electric_2023_04_03 | 2032 | H2 Import - QC | Import | Hydrogen | MI | Dispatch-Import | EmissionsCost | 0 | [6 empty] | 0.6246 | 0
LCP_Inputs_ON_Electric_2023_04_03 | 2032 | H2 Import - QC | Import | Hydrogen | MI | Dispatch-Import | FuelCost | 0 | [6 empty] | 0.6246 | 0
LCP_Inputs_ON_Electric_2023_04_03 | 2032 | H2 Import - QC | Import | Hydrogen | MI | Dispatch-Import | VOM | 0 | [6 empty] | 0.6246 | 0
LCP_Inputs_ON_Electric_2023_04_03 | 2032 | H2 Import - QC | Import | Hydrogen | NY | Dispatch-Import | EmissionsCost | 0 | [6 empty] | 0.6246 | 0
LCP_Inputs_ON_Electric_2023_04_03 | 2032 | H2 Import - QC | Import | Hydrogen | NY | Dispatch-Import | FuelCost | 0 | [6 empty] | 0.6246 | 0
LCP_Inputs_ON_Electric_2023_04_03 | 2032 | H2 Import - QC | Import | Hydrogen | NY | Dispatch-Import | VOM | 0 | [6 empty] | 0.6246 | 0
LCP_Inputs_ON_Electric_2023_04_03 | 2032 | H2 Import - QC | Import | Hydrogen | ON | Dispatch-Import | EmissionsCost | 0 | [6 empty] | 0.6246 | 0
LCP_Inputs_ON_Electric_2023_04_03 | 2032 | H2 Import - QC | Import | Hydrogen | ON | Dispatch-Import | FuelCost | 0 | [6 empty] | 0.6246 | 0
LCP_Inputs_ON_Electric_2023_04_03 | 2032 | H2 Import - QC | Import | Hydrogen | ON | Dispatch-Import | VOM | 0 | [6 empty] | 0.6246 | 0
LCP_Inputs_ON_Electric_2023_04_03 | 2032 | H2 Import - QC | Import | Hydrogen | PJ | Dispatch-Import | EmissionsCost | 0 | [6 empty] | 0.6246 | 0
LCP_Inputs_ON_Electric_2023_04_03 | 2032 | H2 Import - QC | Import | Hydrogen | PJ | Dispatch-Import | FuelCost | 0 | [6 empty] | 0.6246 | 0
LCP_Inputs_ON_Electric_2023_04_03 | 2032 | H2 Import - QC | Import | Hydrogen | PJ | Dispatch-Import | VOM | 0 | [6 empty] | 0.6246 | 0
LCP_Inputs_ON_Electric_2023_04_03 | 2032 | H2 Import - QC | Import | Hydrogen | QC | Dispatch-Import | EmissionsCost | 0 | [6 empty] | 0.6246 | 0
LCP_Inputs_ON_Electric_2023_04_03 | 2032 | H2 Import - QC | Import | Hydrogen | QC | Dispatch-Import | FuelCost | 0 | [6 empty] | 0.6246 | 0
LCP_Inputs_ON_Electric_2023_04_03 | 2032 | H2 Import - QC | Import | Hydrogen | QC | Dispatch-Import | VOM | 0 | [6 empty] | 0.6246 | 0
LCP_Inputs_ON_Electric_2023_04_03 | 2032 | H2 Import - QC | Import | Hydrogen | WC | Dispatch-Import | EmissionsCost | 0 | [6 empty] | 0.6246 | 0
LCP_Inputs_ON_Electric_2023_04_03 | 2032 | H2 Import - QC | Import | Hydrogen | WC | Dispatch-Import | FuelCost | 0 | [6 empty] | 0.6246 | 0
LCP_Inputs_ON_Electric_2023_04_03 | 2032 | H2 Import - QC | Import | Hydrogen | WC | Dispatch-Import | VOM | 0 | [6 empty] | 0.6246 | 0
LCP_Inputs_ON_Electric_2023_04_03 | 2032 | H2 Import - WC | Import | Hydrogen | MI | Dispatch-Import | EmissionsCost | 0 | [6 empty] | 0.6246 | 0
LCP_Inputs_ON_Electric_2023_04_03 | 2032 | H2 Import - WC | Import | Hydrogen | MI | Dispatch-Import | FuelCost | 0 | [6 empty] | 0.6246 | 0
LCP_Inputs_ON_Electric_2023_04_03 | 2032 | H2 Import - WC | Import | Hydrogen | MI | Dispatch-Import | VOM | 0 | [6 empty] | 0.6246 | 0
LCP_Inputs_ON_Electric_2023_04_03 | 2032 | H2 Import - WC | Import | Hydrogen | NY | Dispatch-Import | EmissionsCost | 0 | [6 empty] | 0.6246 | 0
LCP_Inputs_ON_Electric_2023_04_03 | 2032 | H2 Import - WC | Import | Hydrogen | NY | Dispatch-Import | FuelCost | 0 | [6 empty] | 0.6246 | 0
LCP_Inputs_ON_Electric_2023_04_03 | 2032 | H2 Import - WC | Import | Hydrogen | NY | Dispatch-Import | VOM | 0 | [6 empty] | 0.6246 | 0
LCP_Inputs_ON_Electric_2023_04_03 | 2032 | H2 Import - WC | Import | Hydrogen | ON | Dispatch-Import | EmissionsCost | 0 | [6 empty] | 0.6246 | 0
LCP_Inputs_ON_Electric_2023_04_03 | 2032 | H2 Import - WC | Import | Hydrogen | ON | Dispatch-Import | FuelCost | 0 | [6 empty] | 0.6246 | 0
LCP_Inputs_ON_Electric_2023_04_03 | 2032 | H2 Import - WC | Import | Hydrogen | ON | Dispatch-Import | VOM | 0 | [6 empty] | 0.6246 | 0
LCP_Inputs_ON_Electric_2023_04_03 | 2032 | H2 Import - WC | Import | Hydrogen | PJ | Dispatch-Import | EmissionsCost | 0 | [6 empty] | 0.6246 | 0
LCP_Inputs_ON_Electric_2023_04_03 | 2032 | H2 Import - WC | Import | Hydrogen | PJ | Dispatch-Import | FuelCost | 0 | [6 empty] | 0.6246 | 0
LCP_Inputs_ON_Electric_2023_04_03 | 2032 | H2 Import - WC | Import | Hydrogen | PJ | Dispatch-Import | VOM | 0 | [6 empty] | 0.6246 | 0
LCP_Inputs_ON_Electric_2023_04_03 | 2032 | H2 Import - WC | Import | Hydrogen | QC | Dispatch-Import | EmissionsCost | 0 | [6 empty] | 0.6246 | 0
LCP_Inputs_ON_Electric_2023_04_03 | 2032 | H2 Import - WC | Import | Hydrogen | QC | Dispatch-Import | FuelCost | 0 | [6 empty] | 0.6246 | 0
LCP_Inputs_ON_Electric_2023_04_03 | 2032 | H2 Import - WC | Import | Hydrogen | QC | Dispatch-Import | VOM | 0 | [6 empty] | 0.6246 | 0
LCP_Inputs_ON_Electric_2023_04_03 | 2032 | H2 Import - WC | Import | Hydrogen | WC | Dispatch-Import | EmissionsCost | 0 | [6 empty] | 0.6246 | 0
LCP_Inputs_ON_Electric_2023_04_03 | 2032 | H2 Import - WC | Import | Hydrogen | WC | Dispatch-Import | FuelCost | 0 | [6 empty] | 0.6246 | 0
LCP_Inputs_ON_Electric_2023_04_03 | 2032 | H2 Import - WC | Import | Hydrogen | WC | Dispatch-Import | VOM | 0 | [6 empty] | 0.6246 | 0
LCP_Inputs_ON_Electric_2023_04_03 | 2032 | H2 Salt Cavern Storage - ON | Storage | Hydrogen | MI | Dispatch-Storage | EmissionsCost | 0 | [6 empty] | 0.6246 | 0
LCP_Inputs_ON_Electric_2023_04_03 | 2032 | H2 Salt Cavern Storage - ON | Storage | Hydrogen | MI | Dispatch-Storage | FuelCost | 0 | [6 empty] | 0.6246 | 0
LCP_Inputs_ON_Electric_2023_04_03 | 2032 | H2 Salt Cavern Storage - ON | Storage | Hydrogen | MI | Dispatch-Storage | VOM | 0 | [6 empty] | 0.6246 | 0
LCP_Inputs_ON_Electric_2023_04_03 | 2032 | H2 Salt Cavern Storage - ON | Storage | Hydrogen | NY | Dispatch-Storage | EmissionsCost | 0 | [6 empty] | 0.6246 | 0
LCP_Inputs_ON_Electric_2023_04_03 | 2032 | H2 Salt Cavern Storage - ON | Storage | Hydrogen | NY | Dispatch-Storage | FuelCost | 0 | [6 empty] | 0.6246 | 0
LCP_Inputs_ON_Electric_2023_04_03 | 2032 | H2 Salt Cavern Storage - ON | Storage | Hydrogen | NY | Dispatch-Storage | VOM | 0 | [6 empty] | 0.6246 | 0
LCP_Inputs_ON_Electric_2023_04_03 | 2032 | H2 Salt Cavern Storage - ON | Storage | Hydrogen | ON | Dispatch-Storage | EmissionsCost | 0 | [6 empty] | 0.6246 | 0
LCP_Inputs_ON_Electric_2023_04_03 | 2032 | H2 Salt Cavern Storage - ON | Storage | Hydrogen | ON | Dispatch-Storage | FuelCost | 0 | [6 empty] | 0.6246 | 0
LCP_Inputs_ON_Electric_2023_04_03 | 2032 | H2 Salt Cavern Storage - ON | Storage | Hydrogen | ON | Dispatch-Storage | VOM | 10230556.9235 | [6 empty] | 0.6246 | 6389975.67
LCP_Inputs_ON_Electric_2023_04_03 | 2032 | H2 Salt Cavern Storage - ON | Storage | Hydrogen | PJ | Dispatch-Storage | EmissionsCost | 0 | [6 empty] | 0.6246 | 0
LCP_Inputs_ON_Electric_2023_04_03 | 2032 | H2 Salt Cavern Storage - ON | Storage | Hydrogen | PJ | Dispatch-Storage | FuelCost | 0 | [6 empty] | 0.6246 | 0
LCP_Inputs_ON_Electric_2023_04_03 | 2032 | H2 Salt Cavern Storage - ON | Storage | Hydrogen | PJ | Dispatch-Storage | VOM | 0 | [6 empty] | 0.6246 | 0
LCP_Inputs_ON_Electric_2023_04_03 | 2032 | H2 Salt Cavern Storage - ON | Storage | Hydrogen | QC | Dispatch-Storage | EmissionsCost | 0 | [6 empty] | 0.6246 | 0
LCP_Inputs_ON_Electric_2023_04_03 | 2032 | H2 Salt Cavern Storage - ON | Storage | Hydrogen | QC | Dispatch-Storage | FuelCost | 0 | [6 empty] | 0.6246 | 0
LCP_Inputs_ON_Electric_2023_04_03 | 2032 | H2 Salt Cavern Storage - ON | Storage | Hydrogen | QC | Dispatch-Storage | VOM | 0 | [6 empty] | 0.6246 | 0
LCP_Inputs_ON_Electric_2023_04_03 | 2032 | H2 Salt Cavern Storage - ON | Storage | Hydrogen | WC | Dispatch-Storage | EmissionsCost | 0 | [6 empty] | 0.6246 | 0
LCP_Inputs_ON_Electric_2023_04_03 | 2032 | H2 Salt Cavern Storage - ON | Storage | Hydrogen | WC | Dispatch-Storage | FuelCost | 0 | [6 empty] | 0.6246 | 0
LCP_Inputs_ON_Electric_2023_04_03 | 2032 | H2 Salt Cavern Storage - ON | Storage | Hydrogen | WC | Dispatch-Storage | VOM | 0 | [6 empty] | 0.6246 | 0
LCP_Inputs_ON_Electric_2023_04_03 | 2032 | Hydro | Generation | Electricity | MI | Dispatch-Generation | EmissionsCost | 0 | [6 empty] | 0.6246 | 0
LCP_Inputs_ON_Electric_2023_04_03 | 2032 | Hydro | Generation | Electricity | MI | Dispatch-Generation | FuelCost | 0 | [6 empty] | 0.6246 | 0
LCP_Inputs_ON_Electric_2023_04_03 | 2032 | Hydro | Generation | Electricity | MI | Dispatch-Generation | VOM | 0 | [6 empty] | 0.6246 | 0
LCP_Inputs_ON_Electric_2023_04_03 | 2032 | Hydro | Generation | Electricity | NY | Dispatch-Generation | EmissionsCost | 0 | [6 empty] | 0.6246 | 0
LCP_Inputs_ON_Electric_2023_04_03 | 2032 | Hydro | Generation | Electricity | NY | Dispatch-Generation | FuelCost | 0 | [6 empty] | 0.6246 | 0
LCP_Inputs_ON_Electric_2023_04_03 | 2032 | Hydro | Generation | Electricity | NY | Dispatch-Generation | VOM | 0 | [6 empty] | 0.6246 | 0
LCP_Inputs_ON_Electric_2023_04_03 | 2032 | Hydro | Generation | Electricity | ON | Dispatch-Generation | EmissionsCost | 0 | [6 empty] | 0.6246 | 0
LCP_Inputs_ON_Electric_2023_04_03 | 2032 | Hydro | Generation | Electricity | ON | Dispatch-Generation | FuelCost | 0 | [6 empty] | 0.6246 | 0
LCP_Inputs_ON_Electric_2023_04_03 | 2032 | Hydro | Generation | Electricity | ON | Dispatch-Generation | VOM | 0 | [6 empty] | 0.6246 | 0
LCP_Inputs_ON_Electric_2023_04_03 | 2032 | Hydro | Generation | Electricity | PJ | Dispatch-Generation | EmissionsCost | 0 | [6 empty] | 0.6246 | 0
LCP_Inputs_ON_Electric_2023_04_03 | 2032 | Hydro | Generation | Electricity | PJ | Dispatch-Generation | FuelCost | 0 | [6 empty] | 0.6246 | 0
LCP_Inputs_ON_Electric_2023_04_03 | 2032 | Hydro | Generation | Electricity | PJ | Dispatch-Generation | VOM | 0 | [6 empty] | 0.6246 | 0
LCP_Inputs_ON_Electric_2023_04_03 | 2032 | Hydro | Generation | Electricity | QC | Dispatch-Generation | EmissionsCost | 0 | [6 empty] | 0.6246 | 0
LCP_Inputs_ON_Electric_2023_04_03 | 2032 | Hydro | Generation | Electricity | QC | Dispatch-Generation | FuelCost | 0 | [6 empty] | 0.6246 | 0
LCP_Inputs_ON_Electric_2023_04_03 | 2032 | Hydro | Generation | Electricity | QC | Dispatch-Generation | VOM | 0 | [6 empty] | 0.6246 | 0
LCP_Inputs_ON_Electric_2023_04_03 | 2032 | Hydro | Generation | Electricity | WC | Dispatch-Generation | EmissionsCost | 0 | [6 empty] | 0.6246 | 0
LCP_Inputs_ON_Electric_2023_04_03 | 2032 | Hydro | Generation | Electricity | WC | Dispatch-Generation | FuelCost | 0 | [6 empty] | 0.6246 | 0
LCP_Inputs_ON_Electric_2023_04_03 | 2032 | Hydro | Generation | Electricity | WC | Dispatch-Generation | VOM | 0 | [6 empty] | 0.6246 | 0
LCP_Inputs_ON_Electric_2023_04_03 | 2032 | Hydro Pumped Storage | Storage | Electricity | MI | Dispatch-Storage | EmissionsCost | 0 | [6 empty] | 0.6246 | 0
LCP_Inputs_ON_Electric_2023_04_03 | 2032 | Hydro Pumped Storage | Storage | Electricity | MI | Dispatch-Storage | FuelCost | 0 | [6 empty] | 0.6246 | 0
LCP_Inputs_ON_Electric_2023_04_03 | 2032 | Hydro Pumped Storage | Storage | Electricity | MI | Dispatch-Storage | VOM | 0 | [6 empty] | 0.6246 | 0
LCP_Inputs_ON_Electric_2023_04_03 | 2032 | Hydro Pumped Storage | Storage | Electricity | NY | Dispatch-Storage | EmissionsCost | 0 | [6 empty] | 0.6246 | 0
LCP_Inputs_ON_Electric_2023_04_03 | 2032 | Hydro Pumped Storage | Storage | Electricity | NY | Dispatch-Storage | FuelCost | 0 | [6 empty] | 0.6246 | 0
LCP_Inputs_ON_Electric_2023_04_03 | 2032 | Hydro Pumped Storage | Storage | Electricity | NY | Dispatch-Storage | VOM | 0 | [6 empty] | 0.6246 | 0
LCP_Inputs_ON_Electric_2023_04_03 | 2032 | Hydro Pumped Storage | Storage | Electricity | ON | Dispatch-Storage | EmissionsCost | 0 | [6 empty] | 0.6246 | 0
LCP_Inputs_ON_Electric_2023_04_03 | 2032 | Hydro Pumped Storage | Storage | Electricity | ON | Dispatch-Storage | FuelCost | 0 | [6 empty] | 0.6246 | 0
LCP_Inputs_ON_Electric_2023_04_03 | 2032 | Hydro Pumped Storage | Storage | Electricity | ON | Dispatch-Storage | VOM | 0 | [6 empty] | 0.6246 | 0
LCP_Inputs_ON_Electric_2023_04_03 | 2032 | Hydro Pumped Storage | Storage | Electricity | PJ | Dispatch-Storage | EmissionsCost | 0 | [6 empty] | 0.6246 | 0
LCP_Inputs_ON_Electric_2023_04_03 | 2032 | Hydro Pumped Storage | Storage | Electricity | PJ | Dispatch-Storage | FuelCost | 0 | [6 empty] | 0.6246 | 0
LCP_Inputs_ON_Electric_2023_04_03 | 2032 | Hydro Pumped Storage | Storage | Electricity | PJ | Dispatch-Storage | VOM | 0 | [6 empty] | 0.6246 | 0
LCP_Inputs_ON_Electric_2023_04_03 | 2032 | Hydro Pumped Storage | Storage | Electricity | QC | Dispatch-Storage | EmissionsCost | 0 | [6 empty] | 0.6246 | 0
LCP_Inputs_ON_Electric_2023_04_03 | 2032 | Hydro Pumped Storage | Storage | Electricity | QC | Dispatch-Storage | FuelCost | 0 | [6 empty] | 0.6246 | 0
LCP_Inputs_ON_Electric_2023_04_03 | 2032 | Hydro Pumped Storage | Storage | Electricity | QC | Dispatch-Storage | VOM | 0 | [6 empty] | 0.6246 | 0
LCP_Inputs_ON_Electric_2023_04_03 | 2032 | Hydro Pumped Storage | Storage | Electricity | WC | Dispatch-Storage | EmissionsCost | 0 | [6 empty] | 0.6246 | 0
LCP_Inputs_ON_Electric_2023_04_03 | 2032 | Hydro Pumped Storage | Storage | Electricity | WC | Dispatch-Storage | FuelCost | 0 | [6 empty] | 0.6246 | 0
LCP_Inputs_ON_Electric_2023_04_03 | 2032 | Hydro Pumped Storage | Storage | Electricity | WC | Dispatch-Storage | VOM | 0 | [6 empty] | 0.6246 | 0
LCP_Inputs_ON_Electric_2023_04_03 | 2032 | Nuclear | Generation | Electricity | MI | Dispatch-Generation | EmissionsCost | 0 | [6 empty] | 0.6246 | 0
LCP_Inputs_ON_Electric_2023_04_03 | 2032 | Nuclear | Generation | Electricity | MI | Dispatch-Generation | FuelCost | 0 | [6 empty] | 0.6246 | 0
LCP_Inputs_ON_Electric_2023_04_03 | 2032 | Nuclear | Generation | Electricity | MI | Dispatch-Generation | VOM | 2762866296.96 | [6 empty] | 0.6246 | 1725678137.4654
LCP_Inputs_ON_Electric_2023_04_03 | 2032 | Nuclear | Generation | Electricity | NY | Dispatch-Generation | EmissionsCost | 0 | [6 empty] | 0.6246 | 0
LCP_Inputs_ON_Electric_2023_04_03 | 2032 | Nuclear | Generation | Electricity | NY | Dispatch-Generation | FuelCost | 0 | [6 empty] | 0.6246 | 0
LCP_Inputs_ON_Electric_2023_04_03 | 2032 | Nuclear | Generation | Electricity | NY | Dispatch-Generation | VOM | 2246155230.144 | [6 empty] | 0.6246 | 1402941929.6468
LCP_Inputs_ON_Electric_2023_04_03 | 2032 | Nuclear | Generation | Electricity | ON | Dispatch-Generation | EmissionsCost | 0 | [6 empty] | 0.6246 | 0
LCP_Inputs_ON_Electric_2023_04_03 | 2032 | Nuclear | Generation | Electricity | ON | Dispatch-Generation | FuelCost | 0 | [6 empty] | 0.6246 | 0
LCP_Inputs_ON_Electric_2023_04_03 | 2032 | Nuclear | Generation | Electricity | ON | Dispatch-Generation | VOM | 7202995454.9077 | [6 empty] | 0.6246 | 4498969709.274
LCP_Inputs_ON_Electric_2023_04_03 | 2032 | Nuclear | Generation | Electricity | PJ | Dispatch-Generation | EmissionsCost | 0 | [6 empty] | 0.6246 | 0
LCP_Inputs_ON_Electric_2023_04_03 | 2032 | Nuclear | Generation | Electricity | PJ | Dispatch-Generation | FuelCost | 0 | [6 empty] | 0.6246 | 0
LCP_Inputs_ON_Electric_2023_04_03 | 2032 | Nuclear | Generation | Electricity | PJ | Dispatch-Generation | VOM | 6401347648.6848 | [6 empty] | 0.6246 | 3998262854.7048
LCP_Inputs_ON_Electric_2023_04_03 | 2032 | Nuclear | Generation | Electricity | QC | Dispatch-Generation | EmissionsCost | 0 | [6 empty] | 0.6246 | 0
LCP_Inputs_ON_Electric_2023_04_03 | 2032 | Nuclear | Generation | Electricity | QC | Dispatch-Generation | FuelCost | 0 | [6 empty] | 0.6246 | 0
LCP_Inputs_ON_Electric_2023_04_03 | 2032 | Nuclear | Generation | Electricity | QC | Dispatch-Generation | VOM | 0 | [6 empty] | 0.6246 | 0
LCP_Inputs_ON_Electric_2023_04_03 | 2032 | Nuclear | Generation | Electricity | WC | Dispatch-Generation | EmissionsCost | 0 | [6 empty] | 0.6246 | 0
LCP_Inputs_ON_Electric_2023_04_03 | 2032 | Nuclear | Generation | Electricity | WC | Dispatch-Generation | FuelCost | 0 | [6 empty] | 0.6246 | 0
LCP_Inputs_ON_Electric_2023_04_03 | 2032 | Nuclear | Generation | Electricity | WC | Dispatch-Generation | VOM | 0 | [6 empty] | 0.6246 | 0
LCP_Inputs_ON_Electric_2023_04_03 | 2032 | Nuclear SMR | Generation | Electricity | MI | Dispatch-Generation | EmissionsCost | 0 | [6 empty] | 0.6246 | 0
LCP_Inputs_ON_Electric_2023_04_03 | 2032 | Nuclear SMR | Generation | Electricity | MI | Dispatch-Generation | FuelCost | 0 | [6 empty] | 0.6246 | 0
LCP_Inputs_ON_Electric_2023_04_03 | 2032 | Nuclear SMR | Generation | Electricity | MI | Dispatch-Generation | VOM | 0 | [6 empty] | 0.6246 | 0
LCP_Inputs_ON_Electric_2023_04_03 | 2032 | Nuclear SMR | Generation | Electricity | NY | Dispatch-Generation | EmissionsCost | 0 | [6 empty] | 0.6246 | 0
LCP_Inputs_ON_Electric_2023_04_03 | 2032 | Nuclear SMR | Generation | Electricity | NY | Dispatch-Generation | FuelCost | 0 | [6 empty] | 0.6246 | 0
LCP_Inputs_ON_Electric_2023_04_03 | 2032 | Nuclear SMR | Generation | Electricity | NY | Dispatch-Generation | VOM | 0 | [6 empty] | 0.6246 | 0
LCP_Inputs_ON_Electric_2023_04_03 | 2032 | Nuclear SMR | Generation | Electricity | ON | Dispatch-Generation | EmissionsCost | 0 | [6 empty] | 0.6246 | 0
LCP_Inputs_ON_Electric_2023_04_03 | 2032 | Nuclear SMR | Generation | Electricity | ON | Dispatch-Generation | FuelCost | 0 | [6 empty] | 0.6246 | 0
LCP_Inputs_ON_Electric_2023_04_03 | 2032 | Nuclear SMR | Generation | Electricity | ON | Dispatch-Generation | VOM | 19000000.8 | [6 empty] | 0.6246 | 11867344.4417
LCP_Inputs_ON_Electric_2023_04_03 | 2032 | Nuclear SMR | Generation | Electricity | PJ | Dispatch-Generation | EmissionsCost | 0 | [6 empty] | 0.6246 | 0
LCP_Inputs_ON_Electric_2023_04_03 | 2032 | Nuclear SMR | Generation | Electricity | PJ | Dispatch-Generation | FuelCost | 0 | [6 empty] | 0.6246 | 0
LCP_Inputs_ON_Electric_2023_04_03 | 2032 | Nuclear SMR | Generation | Electricity | PJ | Dispatch-Generation | VOM | 0 | [6 empty] | 0.6246 | 0
LCP_Inputs_ON_Electric_2023_04_03 | 2032 | Nuclear SMR | Generation | Electricity | QC | Dispatch-Generation | EmissionsCost | 0 | [6 empty] | 0.6246 | 0
LCP_Inputs_ON_Electric_2023_04_03 | 2032 | Nuclear SMR | Generation | Electricity | QC | Dispatch-Generation | FuelCost | 0 | [6 empty] | 0.6246 | 0
LCP_Inputs_ON_Electric_2023_04_03 | 2032 | Nuclear SMR | Generation | Electricity | QC | Dispatch-Generation | VOM | 0 | [6 empty] | 0.6246 | 0
LCP_Inputs_ON_Electric_2023_04_03 | 2032 | Nuclear SMR | Generation | Electricity | WC | Dispatch-Generation | EmissionsCost | 0 | [6 empty] | 0.6246 | 0
LCP_Inputs_ON_Electric_2023_04_03 | 2032 | Nuclear SMR | Generation | Electricity | WC | Dispatch-Generation | FuelCost | 0 | [6 empty] | 0.6246 | 0
LCP_Inputs_ON_Electric_2023_04_03 | 2032 | Nuclear SMR | Generation | Electricity | WC | Dispatch-Generation | VOM | 0 | [6 empty] | 0.6246 | 0
LCP_Inputs_ON_Electric_2023_04_03 | 2032 | O/CCGT - CH4 Existing | Crossload | Electricity | MI | Dispatch-Crossload | EmissionsCost | 0 | [6 empty] | 0.6246 | 0
LCP_Inputs_ON_Electric_2023_04_03 | 2032 | O/CCGT - CH4 Existing | Crossload | Electricity | MI | Dispatch-Crossload | FuelCost | 0 | [6 empty] | 0.6246 | 0
LCP_Inputs_ON_Electric_2023_04_03 | 2032 | O/CCGT - CH4 Existing | Crossload | Electricity | MI | Dispatch-Crossload | VOM | 0 | [6 empty] | 0.6246 | 0
LCP_Inputs_ON_Electric_2023_04_03 | 2032 | O/CCGT - CH4 Existing | Crossload | Electricity | NY | Dispatch-Crossload | EmissionsCost | 0 | [6 empty] | 0.6246 | 0
LCP_Inputs_ON_Electric_2023_04_03 | 2032 | O/CCGT - CH4 Existing | Crossload | Electricity | NY | Dispatch-Crossload | FuelCost | 0 | [6 empty] | 0.6246 | 0
LCP_Inputs_ON_Electric_2023_04_03 | 2032 | O/CCGT - CH4 Existing | Crossload | Electricity | NY | Dispatch-Crossload | VOM | 0 | [6 empty] | 0.6246 | 0
LCP_Inputs_ON_Electric_2023_04_03 | 2032 | O/CCGT - CH4 Existing | Crossload | Electricity | ON | Dispatch-Crossload | EmissionsCost | 9180015.4005 | [6 empty] | 0.6246 | 5733810.5343
LCP_Inputs_ON_Electric_2023_04_03 | 2032 | O/CCGT - CH4 Existing | Crossload | Electricity | ON | Dispatch-Crossload | FuelCost | 0 | [6 empty] | 0.6246 | 0
LCP_Inputs_ON_Electric_2023_04_03 | 2032 | O/CCGT - CH4 Existing | Crossload | Electricity | ON | Dispatch-Crossload | VOM | 333612.5238 | [6 empty] | 0.6246 | 208373.3981
LCP_Inputs_ON_Electric_2023_04_03 | 2032 | O/CCGT - CH4 Existing | Crossload | Electricity | PJ | Dispatch-Crossload | EmissionsCost | 0 | [6 empty] | 0.6246 | 0
LCP_Inputs_ON_Electric_2023_04_03 | 2032 | O/CCGT - CH4 Existing | Crossload | Electricity | PJ | Dispatch-Crossload | FuelCost | 0 | [6 empty] | 0.6246 | 0
LCP_Inputs_ON_Electric_2023_04_03 | 2032 | O/CCGT - CH4 Existing | Crossload | Electricity | PJ | Dispatch-Crossload | VOM | 0 | [6 empty] | 0.6246 | 0
LCP_Inputs_ON_Electric_2023_04_03 | 2032 | O/CCGT - CH4 Existing | Crossload | Electricity | QC | Dispatch-Crossload | EmissionsCost | 0 | [6 empty] | 0.6246 | 0
LCP_Inputs_ON_Electric_2023_04_03 | 2032 | O/CCGT - CH4 Existing | Crossload | Electricity | QC | Dispatch-Crossload | FuelCost | 0 | [6 empty] | 0.6246 | 0
LCP_Inputs_ON_Electric_2023_04_03 | 2032 | O/CCGT - CH4 Existing | Crossload | Electricity | QC | Dispatch-Crossload | VOM | 0 | [6 empty] | 0.6246 | 0
LCP_Inputs_ON_Electric_2023_04_03 | 2032 | O/CCGT - CH4 Existing | Crossload | Electricity | WC | Dispatch-Crossload | EmissionsCost | 0 | [6 empty] | 0.6246 | 0
LCP_Inputs_ON_Electric_2023_04_03 | 2032 | O/CCGT - CH4 Existing | Crossload | Electricity | WC | Dispatch-Crossload | FuelCost | 0 | [6 empty] | 0.6246 | 0
LCP_Inputs_ON_Electric_2023_04_03 | 2032 | O/CCGT - CH4 Existing | Crossload | Electricity | WC | Dispatch-Crossload | VOM | 0 | [6 empty] | 0.6246 | 0
LCP_Inputs_ON_Electric_2023_04_03 | 2032 | O/CCGT - CH4 New | Crossload | Electricity | MI | Dispatch-Crossload | EmissionsCost | 0 | [6 empty] | 0.6246 | 0
LCP_Inputs_ON_Electric_2023_04_03 | 2032 | O/CCGT - CH4 New | Crossload | Electricity | MI | Dispatch-Crossload | FuelCost | 0 | [6 empty] | 0.6246 | 0
LCP_Inputs_ON_Electric_2023_04_03 | 2032 | O/CCGT - CH4 New | Crossload | Electricity | MI | Dispatch-Crossload | VOM | 0 | [6 empty] | 0.6246 | 0
LCP_Inputs_ON_Electric_2023_04_03 | 2032 | O/CCGT - CH4 New | Crossload | Electricity | NY | Dispatch-Crossload | EmissionsCost | 0 | [6 empty] | 0.6246 | 0
LCP_Inputs_ON_Electric_2023_04_03 | 2032 | O/CCGT - CH4 New | Crossload | Electricity | NY | Dispatch-Crossload | FuelCost | 0 | [6 empty] | 0.6246 | 0
LCP_Inputs_ON_Electric_2023_04_03 | 2032 | O/CCGT - CH4 New | Crossload | Electricity | NY | Dispatch-Crossload | VOM | 0 | [6 empty] | 0.6246 | 0
LCP_Inputs_ON_Electric_2023_04_03 | 2032 | O/CCGT - CH4 New | Crossload | Electricity | ON | Dispatch-Crossload | EmissionsCost | 361423.3129 | [6 empty] | 0.6246 | 225743.9349
LCP_Inputs_ON_Electric_2023_04_03 | 2032 | O/CCGT - CH4 New | Crossload | Electricity | ON | Dispatch-Crossload | FuelCost | 0 | [6 empty] | 0.6246 | 0
LCP_Inputs_ON_Electric_2023_04_03 | 2032 | O/CCGT - CH4 New | Crossload | Electricity | ON | Dispatch-Crossload | VOM | 13134.547 | [6 empty] | 0.6246 | 8203.7993
LCP_Inputs_ON_Electric_2023_04_03 | 2032 | O/CCGT - CH4 New | Crossload | Electricity | PJ | Dispatch-Crossload | EmissionsCost | 0 | [6 empty] | 0.6246 | 0
LCP_Inputs_ON_Electric_2023_04_03 | 2032 | O/CCGT - CH4 New | Crossload | Electricity | PJ | Dispatch-Crossload | FuelCost | 0 | [6 empty] | 0.6246 | 0
LCP_Inputs_ON_Electric_2023_04_03 | 2032 | O/CCGT - CH4 New | Crossload | Electricity | PJ | Dispatch-Crossload | VOM | 0 | [6 empty] | 0.6246 | 0
LCP_Inputs_ON_Electric_2023_04_03 | 2032 | O/CCGT - CH4 New | Crossload | Electricity | QC | Dispatch-Crossload | EmissionsCost | 0 | [6 empty] | 0.6246 | 0
LCP_Inputs_ON_Electric_2023_04_03 | 2032 | O/CCGT - CH4 New | Crossload | Electricity | QC | Dispatch-Crossload | FuelCost | 0 | [6 empty] | 0.6246 | 0
LCP_Inputs_ON_Electric_2023_04_03 | 2032 | O/CCGT - CH4 New | Crossload | Electricity | QC | Dispatch-Crossload | VOM | 0 | [6 empty] | 0.6246 | 0
LCP_Inputs_ON_Electric_2023_04_03 | 2032 | O/CCGT - CH4 New | Crossload | Electricity | WC | Dispatch-Crossload | EmissionsCost | 0 | [6 empty] | 0.6246 | 0
LCP_Inputs_ON_Electric_2023_04_03 | 2032 | O/CCGT - CH4 New | Crossload | Electricity | WC | Dispatch-Crossload | FuelCost | 0 | [6 empty] | 0.6246 | 0
LCP_Inputs_ON_Electric_2023_04_03 | 2032 | O/CCGT - CH4 New | Crossload | Electricity | WC | Dispatch-Crossload | VOM | 0 | [6 empty] | 0.6246 | 0
LCP_Inputs_ON_Electric_2023_04_03 | 2032 | O/CCGT - H2 New | Crossload | Electricity | MI | Dispatch-Crossload | EmissionsCost | 0 | [6 empty] | 0.6246 | 0
LCP_Inputs_ON_Electric_2023_04_03 | 2032 | O/CCGT - H2 New | Crossload | Electricity | MI | Dispatch-Crossload | FuelCost | 0 | [6 empty] | 0.6246 | 0
LCP_Inputs_ON_Electric_2023_04_03 | 2032 | O/CCGT - H2 New | Crossload | Electricity | MI | Dispatch-Crossload | VOM | 0 | [6 empty] | 0.6246 | 0
LCP_Inputs_ON_Electric_2023_04_03 | 2032 | O/CCGT - H2 New | Crossload | Electricity | NY | Dispatch-Crossload | EmissionsCost | 0 | [6 empty] | 0.6246 | 0
LCP_Inputs_ON_Electric_2023_04_03 | 2032 | O/CCGT - H2 New | Crossload | Electricity | NY | Dispatch-Crossload | FuelCost | 0 | [6 empty] | 0.6246 | 0
LCP_Inputs_ON_Electric_2023_04_03 | 2032 | O/CCGT - H2 New | Crossload | Electricity | NY | Dispatch-Crossload | VOM | 0 | [6 empty] | 0.6246 | 0
LCP_Inputs_ON_Electric_2023_04_03 | 2032 | O/CCGT - H2 New | Crossload | Electricity | ON | Dispatch-Crossload | EmissionsCost | 0 | [6 empty] | 0.6246 | 0
LCP_Inputs_ON_Electric_2023_04_03 | 2032 | O/CCGT - H2 New | Crossload | Electricity | ON | Dispatch-Crossload | FuelCost | 0 | [6 empty] | 0.6246 | 0
LCP_Inputs_ON_Electric_2023_04_03 | 2032 | O/CCGT - H2 New | Crossload | Electricity | ON | Dispatch-Crossload | VOM | 1464727.4743 | [6 empty] | 0.6246 | 914864.4589
LCP_Inputs_ON_Electric_2023_04_03 | 2032 | O/CCGT - H2 New | Crossload | Electricity | PJ | Dispatch-Crossload | EmissionsCost | 0 | [6 empty] | 0.6246 | 0
LCP_Inputs_ON_Electric_2023_04_03 | 2032 | O/CCGT - H2 New | Crossload | Electricity | PJ | Dispatch-Crossload | FuelCost | 0 | [6 empty] | 0.6246 | 0
LCP_Inputs_ON_Electric_2023_04_03 | 2032 | O/CCGT - H2 New | Crossload | Electricity | PJ | Dispatch-Crossload | VOM | 0 | [6 empty] | 0.6246 | 0
LCP_Inputs_ON_Electric_2023_04_03 | 2032 | O/CCGT - H2 New | Crossload | Electricity | QC | Dispatch-Crossload | EmissionsCost | 0 | [6 empty] | 0.6246 | 0
LCP_Inputs_ON_Electric_2023_04_03 | 2032 | O/CCGT - H2 New | Crossload | Electricity | QC | Dispatch-Crossload | FuelCost | 0 | [6 empty] | 0.6246 | 0
LCP_Inputs_ON_Electric_2023_04_03 | 2032 | O/CCGT - H2 New | Crossload | Electricity | QC | Dispatch-Crossload | VOM | 0 | [6 empty] | 0.6246 | 0
LCP_Inputs_ON_Electric_2023_04_03 | 2032 | O/CCGT - H2 New | Crossload | Electricity | WC | Dispatch-Crossload | EmissionsCost | 0 | [6 empty] | 0.6246 | 0
LCP_Inputs_ON_Electric_2023_04_03 | 2032 | O/CCGT - H2 New | Crossload | Electricity | WC | Dispatch-Crossload | FuelCost | 0 | [6 empty] | 0.6246 | 0
LCP_Inputs_ON_Electric_2023_04_03 | 2032 | O/CCGT - H2 New | Crossload | Electricity | WC | Dispatch-Crossload | VOM | 0 | [6 empty] | 0.6246 | 0
LCP_Inputs_ON_Electric_2023_04_03 | 2032 | SMR CCS | Crossload | Hydrogen | MI | Dispatch-Crossload | EmissionsCost | 0 | [6 empty] | 0.6246 | 0
LCP_Inputs_ON_Electric_2023_04_03 | 2032 | SMR CCS | Crossload | Hydrogen | MI | Dispatch-Crossload | FuelCost | 0 | [6 empty] | 0.6246 | 0
LCP_Inputs_ON_Electric_2023_04_03 | 2032 | SMR CCS | Crossload | Hydrogen | MI | Dispatch-Crossload | VOM | 0 | [6 empty] | 0.6246 | 0
LCP_Inputs_ON_Electric_2023_04_03 | 2032 | SMR CCS | Crossload | Hydrogen | NY | Dispatch-Crossload | EmissionsCost | 0 | [6 empty] | 0.6246 | 0
LCP_Inputs_ON_Electric_2023_04_03 | 2032 | SMR CCS | Crossload | Hydrogen | NY | Dispatch-Crossload | FuelCost | 0 | [6 empty] | 0.6246 | 0
LCP_Inputs_ON_Electric_2023_04_03 | 2032 | SMR CCS | Crossload | Hydrogen | NY | Dispatch-Crossload | VOM | 0 | [6 empty] | 0.6246 | 0
LCP_Inputs_ON_Electric_2023_04_03 | 2032 | SMR CCS | Crossload | Hydrogen | ON | Dispatch-Crossload | EmissionsCost | 76580835.5373 | [6 empty] | 0.6246 | 47832163.931
LCP_Inputs_ON_Electric_2023_04_03 | 2032 | SMR CCS | Crossload | Hydrogen | ON | Dispatch-Crossload | FuelCost | 0 | [6 empty] | 0.6246 | 0
LCP_Inputs_ON_Electric_2023_04_03 | 2032 | SMR CCS | Crossload | Hydrogen | ON | Dispatch-Crossload | VOM | 91254385.794 | [6 empty] | 0.6246 | 56997220.1282
LCP_Inputs_ON_Electric_2023_04_03 | 2032 | SMR CCS | Crossload | Hydrogen | PJ | Dispatch-Crossload | EmissionsCost | 0 | [6 empty] | 0.6246 | 0
LCP_Inputs_ON_Electric_2023_04_03 | 2032 | SMR CCS | Crossload | Hydrogen | PJ | Dispatch-Crossload | FuelCost | 0 | [6 empty] | 0.6246 | 0
LCP_Inputs_ON_Electric_2023_04_03 | 2032 | SMR CCS | Crossload | Hydrogen | PJ | Dispatch-Crossload | VOM | 0 | [6 empty] | 0.6246 | 0
LCP_Inputs_ON_Electric_2023_04_03 | 2032 | SMR CCS | Crossload | Hydrogen | QC | Dispatch-Crossload | EmissionsCost | 0 | [6 empty] | 0.6246 | 0
LCP_Inputs_ON_Electric_2023_04_03 | 2032 | SMR CCS | Crossload | Hydrogen | QC | Dispatch-Crossload | FuelCost | 0 | [6 empty] | 0.6246 | 0
LCP_Inputs_ON_Electric_2023_04_03 | 2032 | SMR CCS | Crossload | Hydrogen | QC | Dispatch-Crossload | VOM | 0 | [6 empty] | 0.6246 | 0
LCP_Inputs_ON_Electric_2023_04_03 | 2032 | SMR CCS | Crossload | Hydrogen | WC | Dispatch-Crossload | EmissionsCost | 0 | [6 empty] | 0.6246 | 0
LCP_Inputs_ON_Electric_2023_04_03 | 2032 | SMR CCS | Crossload | Hydrogen | WC | Dispatch-Crossload | FuelCost | 0 | [6 empty] | 0.6246 | 0
LCP_Inputs_ON_Electric_2023_04_03 | 2032 | SMR CCS | Crossload | Hydrogen | WC | Dispatch-Crossload | VOM | 0 | [6 empty] | 0.6246 | 0
LCP_Inputs_ON_Electric_2023_04_03 | 2032 | Solar PV | Generation | Electricity | MI | Dispatch-Generation | EmissionsCost | 0 | [6 empty] | 0.6246 | 0
LCP_Inputs_ON_Electric_2023_04_03 | 2032 | Solar PV | Generation | Electricity | MI | Dispatch-Generation | FuelCost | 0 | [6 empty] | 0.6246 | 0
LCP_Inputs_ON_Electric_2023_04_03 | 2032 | Solar PV | Generation | Electricity | MI | Dispatch-Generation | VOM | 0 | [6 empty] | 0.6246 | 0
LCP_Inputs_ON_Electric_2023_04_03 | 2032 | Solar PV | Generation | Electricity | NY | Dispatch-Generation | EmissionsCost | 0 | [6 empty] | 0.6246 | 0
LCP_Inputs_ON_Electric_2023_04_03 | 2032 | Solar PV | Generation | Electricity | NY | Dispatch-Generation | FuelCost | 0 | [6 empty] | 0.6246 | 0
LCP_Inputs_ON_Electric_2023_04_03 | 2032 | Solar PV | Generation | Electricity | NY | Dispatch-Generation | VOM | 0 | [6 empty] | 0.6246 | 0
LCP_Inputs_ON_Electric_2023_04_03 | 2032 | Solar PV | Generation | Electricity | ON | Dispatch-Generation | EmissionsCost | 0 | [6 empty] | 0.6246 | 0
LCP_Inputs_ON_Electric_2023_04_03 | 2032 | Solar PV | Generation | Electricity | ON | Dispatch-Generation | FuelCost | 0 | [6 empty] | 0.6246 | 0
LCP_Inputs_ON_Electric_2023_04_03 | 2032 | Solar PV | Generation | Electricity | ON | Dispatch-Generation | VOM | 0 | [6 empty] | 0.6246 | 0
LCP_Inputs_ON_Electric_2023_04_03 | 2032 | Solar PV | Generation | Electricity | PJ | Dispatch-Generation | EmissionsCost | 0 | [6 empty] | 0.6246 | 0
LCP_Inputs_ON_Electric_2023_04_03 | 2032 | Solar PV | Generation | Electricity | PJ | Dispatch-Generation | FuelCost | 0 | [6 empty] | 0.6246 | 0
LCP_Inputs_ON_Electric_2023_04_03 | 2032 | Solar PV | Generation | Electricity | PJ | Dispatch-Generation | VOM | 0 | [6 empty] | 0.6246 | 0
LCP_Inputs_ON_Electric_2023_04_03 | 2032 | Solar PV | Generation | Electricity | QC | Dispatch-Generation | EmissionsCost | 0 | [6 empty] | 0.6246 | 0
LCP_Inputs_ON_Electric_2023_04_03 | 2032 | Solar PV | Generation | Electricity | QC | Dispatch-Generation | FuelCost | 0 | [6 empty] | 0.6246 | 0
LCP_Inputs_ON_Electric_2023_04_03 | 2032 | Solar PV | Generation | Electricity | QC | Dispatch-Generation | VOM | 0 | [6 empty] | 0.6246 | 0
LCP_Inputs_ON_Electric_2023_04_03 | 2032 | Solar PV | Generation | Electricity | WC | Dispatch-Generation | EmissionsCost | 0 | [6 empty] | 0.6246 | 0
LCP_Inputs_ON_Electric_2023_04_03 | 2032 | Solar PV | Generation | Electricity | WC | Dispatch-Generation | FuelCost | 0 | [6 empty] | 0.6246 | 0
LCP_Inputs_ON_Electric_2023_04_03 | 2032 | Solar PV | Generation | Electricity | WC | Dispatch-Generation | VOM | 0 | [6 empty] | 0.6246 | 0
LCP_Inputs_ON_Electric_2023_04_03 | 2032 | Wind Offshore | Generation | Electricity | MI | Dispatch-Generation | EmissionsCost | 0 | [6 empty] | 0.6246 | 0
LCP_Inputs_ON_Electric_2023_04_03 | 2032 | Wind Offshore | Generation | Electricity | MI | Dispatch-Generation | FuelCost | 0 | [6 empty] | 0.6246 | 0
LCP_Inputs_ON_Electric_2023_04_03 | 2032 | Wind Offshore | Generation | Electricity | MI | Dispatch-Generation | VOM | 0 | [6 empty] | 0.6246 | 0
LCP_Inputs_ON_Electric_2023_04_03 | 2032 | Wind Offshore | Generation | Electricity | NY | Dispatch-Generation | EmissionsCost | 0 | [6 empty] | 0.6246 | 0
LCP_Inputs_ON_Electric_2023_04_03 | 2032 | Wind Offshore | Generation | Electricity | NY | Dispatch-Generation | FuelCost | 0 | [6 empty] | 0.6246 | 0
LCP_Inputs_ON_Electric_2023_04_03 | 2032 | Wind Offshore | Generation | Electricity | NY | Dispatch-Generation | VOM | 0 | [6 empty] | 0.6246 | 0
LCP_Inputs_ON_Electric_2023_04_03 | 2032 | Wind Offshore | Generation | Electricity | ON | Dispatch-Generation | EmissionsCost | 0 | [6 empty] | 0.6246 | 0
LCP_Inputs_ON_Electric_2023_04_03 | 2032 | Wind Offshore | Generation | Electricity | ON | Dispatch-Generation | FuelCost | 0 | [6 empty] | 0.6246 | 0
LCP_Inputs_ON_Electric_2023_04_03 | 2032 | Wind Offshore | Generation | Electricity | ON | Dispatch-Generation | VOM | 0 | [6 empty] | 0.6246 | 0
LCP_Inputs_ON_Electric_2023_04_03 | 2032 | Wind Offshore | Generation | Electricity | PJ | Dispatch-Generation | EmissionsCost | 0 | [6 empty] | 0.6246 | 0
LCP_Inputs_ON_Electric_2023_04_03 | 2032 | Wind Offshore | Generation | Electricity | PJ | Dispatch-Generation | FuelCost | 0 | [6 empty] | 0.6246 | 0
LCP_Inputs_ON_Electric_2023_04_03 | 2032 | Wind Offshore | Generation | Electricity | PJ | Dispatch-Generation | VOM | 0 | [6 empty] | 0.6246 | 0
LCP_Inputs_ON_Electric_2023_04_03 | 2032 | Wind Offshore | Generation | Electricity | QC | Dispatch-Generation | EmissionsCost | 0 | [6 empty] | 0.6246 | 0
LCP_Inputs_ON_Electric_2023_04_03 | 2032 | Wind Offshore | Generation | Electricity | QC | Dispatch-Generation | FuelCost | 0 | [6 empty] | 0.6246 | 0
LCP_Inputs_ON_Electric_2023_04_03 | 2032 | Wind Offshore | Generation | Electricity | QC | Dispatch-Generation | VOM | 0 | [6 empty] | 0.6246 | 0
LCP_Inputs_ON_Electric_2023_04_03 | 2032 | Wind Offshore | Generation | Electricity | WC | Dispatch-Generation | EmissionsCost | 0 | [6 empty] | 0.6246 | 0
LCP_Inputs_ON_Electric_2023_04_03 | 2032 | Wind Offshore | Generation | Electricity | WC | Dispatch-Generation | FuelCost | 0 | [6 empty] | 0.6246 | 0
LCP_Inputs_ON_Electric_2023_04_03 | 2032 | Wind Offshore | Generation | Electricity | WC | Dispatch-Generation | VOM | 0 | [6 empty] | 0.6246 | 0
LCP_Inputs_ON_Electric_2023_04_03 | 2032 | Wind Onshore | Generation | Electricity | MI | Dispatch-Generation | EmissionsCost | 0 | [6 empty] | 0.6246 | 0
LCP_Inputs_ON_Electric_2023_04_03 | 2032 | Wind Onshore | Generation | Electricity | MI | Dispatch-Generation | FuelCost | 0 | [6 empty] | 0.6246 | 0
LCP_Inputs_ON_Electric_2023_04_03 | 2032 | Wind Onshore | Generation | Electricity | MI | Dispatch-Generation | VOM | 0 | [6 empty] | 0.6246 | 0
LCP_Inputs_ON_Electric_2023_04_03 | 2032 | Wind Onshore | Generation | Electricity | NY | Dispatch-Generation | EmissionsCost | 0 | [6 empty] | 0.6246 | 0
LCP_Inputs_ON_Electric_2023_04_03 | 2032 | Wind Onshore | Generation | Electricity | NY | Dispatch-Generation | FuelCost | 0 | [6 empty] | 0.6246 | 0
LCP_Inputs_ON_Electric_2023_04_03 | 2032 | Wind Onshore | Generation | Electricity | NY | Dispatch-Generation | VOM | 0 | [6 empty] | 0.6246 | 0
LCP_Inputs_ON_Electric_2023_04_03 | 2032 | Wind Onshore | Generation | Electricity | ON | Dispatch-Generation | EmissionsCost | 0 | [6 empty] | 0.6246 | 0
LCP_Inputs_ON_Electric_2023_04_03 | 2032 | Wind Onshore | Generation | Electricity | ON | Dispatch-Generation | FuelCost | 0 | [6 empty] | 0.6246 | 0
LCP_Inputs_ON_Electric_2023_04_03 | 2032 | Wind Onshore | Generation | Electricity | ON | Dispatch-Generation | VOM | 0 | [6 empty] | 0.6246 | 0
LCP_Inputs_ON_Electric_2023_04_03 | 2032 | Wind Onshore | Generation | Electricity | PJ | Dispatch-Generation | EmissionsCost | 0 | [6 empty] | 0.6246 | 0
LCP_Inputs_ON_Electric_2023_04_03 | 2032 | Wind Onshore | Generation | Electricity | PJ | Dispatch-Generation | FuelCost | 0 | [6 empty] | 0.6246 | 0
LCP_Inputs_ON_Electric_2023_04_03 | 2032 | Wind Onshore | Generation | Electricity | PJ | Dispatch-Generation | VOM | 0 | [6 empty] | 0.6246 | 0
LCP_Inputs_ON_Electric_2023_04_03 | 2032 | Wind Onshore | Generation | Electricity | QC | Dispatch-Generation | EmissionsCost | 0 | [6 empty] | 0.6246 | 0
LCP_Inputs_ON_Electric_2023_04_03 | 2032 | Wind Onshore | Generation | Electricity | QC | Dispatch-Generation | FuelCost | 0 | [6 empty] | 0.6246 | 0
LCP_Inputs_ON_Electric_2023_04_03 | 2032 | Wind Onshore | Generation | Electricity | QC | Dispatch-Generation | VOM | 0 | [6 empty] | 0.6246 | 0
LCP_Inputs_ON_Electric_2023_04_03 | 2032 | Wind Onshore | Generation | Electricity | WC | Dispatch-Generation | EmissionsCost | 0 | [6 empty] | 0.6246 | 0
LCP_Inputs_ON_Electric_2023_04_03 | 2032 | Wind Onshore | Generation | Electricity | WC | Dispatch-Generation | FuelCost | 0 | [6 empty] | 0.6246 | 0
LCP_Inputs_ON_Electric_2023_04_03 | 2032 | Wind Onshore | Generation | Electricity | WC | Dispatch-Generation | VOM | 0 | [6 empty] | 0.6246 | 0
LCP_Inputs_ON_Electric_2023_04_03 | 2033 | Anaerobic Digestion | Generation | Methane | MI | Dispatch-Generation | EmissionsCost | 0 | [6 empty] | 0.60057 | 0
LCP_Inputs_ON_Electric_2023_04_03 | 2033 | Anaerobic Digestion | Generation | Methane | MI | Dispatch-Generation | FuelCost | 0 | [6 empty] | 0.60057 | 0
LCP_Inputs_ON_Electric_2023_04_03 | 2033 | Anaerobic Digestion | Generation | Methane | MI | Dispatch-Generation | VOM | 0 | [6 empty] | 0.60057 | 0
LCP_Inputs_ON_Electric_2023_04_03 | 2033 | Anaerobic Digestion | Generation | Methane | NY | Dispatch-Generation | EmissionsCost | 0 | [6 empty] | 0.60057 | 0
LCP_Inputs_ON_Electric_2023_04_03 | 2033 | Anaerobic Digestion | Generation | Methane | NY | Dispatch-Generation | FuelCost | 0 | [6 empty] | 0.60057 | 0
LCP_Inputs_ON_Electric_2023_04_03 | 2033 | Anaerobic Digestion | Generation | Methane | NY | Dispatch-Generation | VOM | 0 | [6 empty] | 0.60057 | 0
LCP_Inputs_ON_Electric_2023_04_03 | 2033 | Anaerobic Digestion | Generation | Methane | ON | Dispatch-Generation | EmissionsCost | 0 | [6 empty] | 0.60057 | 0
LCP_Inputs_ON_Electric_2023_04_03 | 2033 | Anaerobic Digestion | Generation | Methane | ON | Dispatch-Generation | FuelCost | 0 | [6 empty] | 0.60057 | 0
LCP_Inputs_ON_Electric_2023_04_03 | 2033 | Anaerobic Digestion | Generation | Methane | ON | Dispatch-Generation | VOM | 0 | [6 empty] | 0.60057 | 0
LCP_Inputs_ON_Electric_2023_04_03 | 2033 | Anaerobic Digestion | Generation | Methane | PJ | Dispatch-Generation | EmissionsCost | 0 | [6 empty] | 0.60057 | 0
LCP_Inputs_ON_Electric_2023_04_03 | 2033 | Anaerobic Digestion | Generation | Methane | PJ | Dispatch-Generation | FuelCost | 0 | [6 empty] | 0.60057 | 0
LCP_Inputs_ON_Electric_2023_04_03 | 2033 | Anaerobic Digestion | Generation | Methane | PJ | Dispatch-Generation | VOM | 0 | [6 empty] | 0.60057 | 0
LCP_Inputs_ON_Electric_2023_04_03 | 2033 | Anaerobic Digestion | Generation | Methane | QC | Dispatch-Generation | EmissionsCost | 0 | [6 empty] | 0.60057 | 0
LCP_Inputs_ON_Electric_2023_04_03 | 2033 | Anaerobic Digestion | Generation | Methane | QC | Dispatch-Generation | FuelCost | 0 | [6 empty] | 0.60057 | 0
LCP_Inputs_ON_Electric_2023_04_03 | 2033 | Anaerobic Digestion | Generation | Methane | QC | Dispatch-Generation | VOM | 0 | [6 empty] | 0.60057 | 0
LCP_Inputs_ON_Electric_2023_04_03 | 2033 | Anaerobic Digestion | Generation | Methane | WC | Dispatch-Generation | EmissionsCost | 0 | [6 empty] | 0.60057 | 0
LCP_Inputs_ON_Electric_2023_04_03 | 2033 | Anaerobic Digestion | Generation | Methane | WC | Dispatch-Generation | FuelCost | 0 | [6 empty] | 0.60057 | 0
LCP_Inputs_ON_Electric_2023_04_03 | 2033 | Anaerobic Digestion | Generation | Methane | WC | Dispatch-Generation | VOM | 0 | [6 empty] | 0.60057 | 0
LCP_Inputs_ON_Electric_2023_04_03 | 2033 | Battery Storage | Storage | Electricity | MI | Dispatch-Storage | EmissionsCost | 0 | [6 empty] | 0.60057 | 0
LCP_Inputs_ON_Electric_2023_04_03 | 2033 | Battery Storage | Storage | Electricity | MI | Dispatch-Storage | FuelCost | 0 | [6 empty] | 0.60057 | 0
LCP_Inputs_ON_Electric_2023_04_03 | 2033 | Battery Storage | Storage | Electricity | MI | Dispatch-Storage | VOM | 0 | [6 empty] | 0.60057 | 0
LCP_Inputs_ON_Electric_2023_04_03 | 2033 | Battery Storage | Storage | Electricity | NY | Dispatch-Storage | EmissionsCost | 0 | [6 empty] | 0.60057 | 0
LCP_Inputs_ON_Electric_2023_04_03 | 2033 | Battery Storage | Storage | Electricity | NY | Dispatch-Storage | FuelCost | 0 | [6 empty] | 0.60057 | 0
LCP_Inputs_ON_Electric_2023_04_03 | 2033 | Battery Storage | Storage | Electricity | NY | Dispatch-Storage | VOM | 0 | [6 empty] | 0.60057 | 0
LCP_Inputs_ON_Electric_2023_04_03 | 2033 | Battery Storage | Storage | Electricity | ON | Dispatch-Storage | EmissionsCost | 0 | [6 empty] | 0.60057 | 0
LCP_Inputs_ON_Electric_2023_04_03 | 2033 | Battery Storage | Storage | Electricity | ON | Dispatch-Storage | FuelCost | 0 | [6 empty] | 0.60057 | 0
LCP_Inputs_ON_Electric_2023_04_03 | 2033 | Battery Storage | Storage | Electricity | ON | Dispatch-Storage | VOM | 0 | [6 empty] | 0.60057 | 0
LCP_Inputs_ON_Electric_2023_04_03 | 2033 | Battery Storage | Storage | Electricity | PJ | Dispatch-Storage | EmissionsCost | 0 | [6 empty] | 0.60057 | 0
LCP_Inputs_ON_Electric_2023_04_03 | 2033 | Battery Storage | Storage | Electricity | PJ | Dispatch-Storage | FuelCost | 0 | [6 empty] | 0.60057 | 0
LCP_Inputs_ON_Electric_2023_04_03 | 2033 | Battery Storage | Storage | Electricity | PJ | Dispatch-Storage | VOM | 0 | [6 empty] | 0.60057 | 0
LCP_Inputs_ON_Electric_2023_04_03 | 2033 | Battery Storage | Storage | Electricity | QC | Dispatch-Storage | EmissionsCost | 0 | [6 empty] | 0.60057 | 0
LCP_Inputs_ON_Electric_2023_04_03 | 2033 | Battery Storage | Storage | Electricity | QC | Dispatch-Storage | FuelCost | 0 | [6 empty] | 0.60057 | 0
LCP_Inputs_ON_Electric_2023_04_03 | 2033 | Battery Storage | Storage | Electricity | QC | Dispatch-Storage | VOM | 0 | [6 empty] | 0.60057 | 0
LCP_Inputs_ON_Electric_2023_04_03 | 2033 | Battery Storage | Storage | Electricity | WC | Dispatch-Storage | EmissionsCost | 0 | [6 empty] | 0.60057 | 0
LCP_Inputs_ON_Electric_2023_04_03 | 2033 | Battery Storage | Storage | Electricity | WC | Dispatch-Storage | FuelCost | 0 | [6 empty] | 0.60057 | 0
LCP_Inputs_ON_Electric_2023_04_03 | 2033 | Battery Storage | Storage | Electricity | WC | Dispatch-Storage | VOM | 0 | [6 empty] | 0.60057 | 0
LCP_Inputs_ON_Electric_2023_04_03 | 2033 | Biomass | Generation | Electricity | MI | Dispatch-Generation | EmissionsCost | 0 | [6 empty] | 0.60057 | 0
LCP_Inputs_ON_Electric_2023_04_03 | 2033 | Biomass | Generation | Electricity | MI | Dispatch-Generation | FuelCost | 0 | [6 empty] | 0.60057 | 0
LCP_Inputs_ON_Electric_2023_04_03 | 2033 | Biomass | Generation | Electricity | MI | Dispatch-Generation | VOM | 0 | [6 empty] | 0.60057 | 0
LCP_Inputs_ON_Electric_2023_04_03 | 2033 | Biomass | Generation | Electricity | NY | Dispatch-Generation | EmissionsCost | 0 | [6 empty] | 0.60057 | 0
LCP_Inputs_ON_Electric_2023_04_03 | 2033 | Biomass | Generation | Electricity | NY | Dispatch-Generation | FuelCost | 0 | [6 empty] | 0.60057 | 0
LCP_Inputs_ON_Electric_2023_04_03 | 2033 | Biomass | Generation | Electricity | NY | Dispatch-Generation | VOM | 0 | [6 empty] | 0.60057 | 0
LCP_Inputs_ON_Electric_2023_04_03 | 2033 | Biomass | Generation | Electricity | ON | Dispatch-Generation | EmissionsCost | 0 | [6 empty] | 0.60057 | 0
LCP_Inputs_ON_Electric_2023_04_03 | 2033 | Biomass | Generation | Electricity | ON | Dispatch-Generation | FuelCost | 2498962.9091 | [6 empty] | 0.60057 | 1500812.3654
LCP_Inputs_ON_Electric_2023_04_03 | 2033 | Biomass | Generation | Electricity | ON | Dispatch-Generation | VOM | 32070.024 | [6 empty] | 0.60057 | 19260.4254
LCP_Inputs_ON_Electric_2023_04_03 | 2033 | Biomass | Generation | Electricity | PJ | Dispatch-Generation | EmissionsCost | 0 | [6 empty] | 0.60057 | 0
LCP_Inputs_ON_Electric_2023_04_03 | 2033 | Biomass | Generation | Electricity | PJ | Dispatch-Generation | FuelCost | 0 | [6 empty] | 0.60057 | 0
LCP_Inputs_ON_Electric_2023_04_03 | 2033 | Biomass | Generation | Electricity | PJ | Dispatch-Generation | VOM | 0 | [6 empty] | 0.60057 | 0
LCP_Inputs_ON_Electric_2023_04_03 | 2033 | Biomass | Generation | Electricity | QC | Dispatch-Generation | EmissionsCost | 0 | [6 empty] | 0.60057 | 0
LCP_Inputs_ON_Electric_2023_04_03 | 2033 | Biomass | Generation | Electricity | QC | Dispatch-Generation | FuelCost | 449170.9091 | [6 empty] | 0.60057 | 269760.4082
LCP_Inputs_ON_Electric_2023_04_03 | 2033 | Biomass | Generation | Electricity | QC | Dispatch-Generation | VOM | 5764.36 | [6 empty] | 0.60057 | 3461.9252
LCP_Inputs_ON_Electric_2023_04_03 | 2033 | Biomass | Generation | Electricity | WC | Dispatch-Generation | EmissionsCost | 0 | [6 empty] | 0.60057 | 0
LCP_Inputs_ON_Electric_2023_04_03 | 2033 | Biomass | Generation | Electricity | WC | Dispatch-Generation | FuelCost | 0 | [6 empty] | 0.60057 | 0
LCP_Inputs_ON_Electric_2023_04_03 | 2033 | Biomass | Generation | Electricity | WC | Dispatch-Generation | VOM | 0 | [6 empty] | 0.60057 | 0
LCP_Inputs_ON_Electric_2023_04_03 | 2033 | Biomass + CCS | Generation | Electricity | MI | Dispatch-Generation | EmissionsCost | 0 | [6 empty] | 0.60057 | 0
LCP_Inputs_ON_Electric_2023_04_03 | 2033 | Biomass + CCS | Generation | Electricity | MI | Dispatch-Generation | FuelCost | 0 | [6 empty] | 0.60057 | 0
LCP_Inputs_ON_Electric_2023_04_03 | 2033 | Biomass + CCS | Generation | Electricity | MI | Dispatch-Generation | VOM | 0 | [6 empty] | 0.60057 | 0
LCP_Inputs_ON_Electric_2023_04_03 | 2033 | Biomass + CCS | Generation | Electricity | NY | Dispatch-Generation | EmissionsCost | 0 | [6 empty] | 0.60057 | 0
LCP_Inputs_ON_Electric_2023_04_03 | 2033 | Biomass + CCS | Generation | Electricity | NY | Dispatch-Generation | FuelCost | 0 | [6 empty] | 0.60057 | 0
LCP_Inputs_ON_Electric_2023_04_03 | 2033 | Biomass + CCS | Generation | Electricity | NY | Dispatch-Generation | VOM | 0 | [6 empty] | 0.60057 | 0
LCP_Inputs_ON_Electric_2023_04_03 | 2033 | Biomass + CCS | Generation | Electricity | ON | Dispatch-Generation | EmissionsCost | 0 | [6 empty] | 0.60057 | 0
LCP_Inputs_ON_Electric_2023_04_03 | 2033 | Biomass + CCS | Generation | Electricity | ON | Dispatch-Generation | FuelCost | 0 | [6 empty] | 0.60057 | 0
LCP_Inputs_ON_Electric_2023_04_03 | 2033 | Biomass + CCS | Generation | Electricity | ON | Dispatch-Generation | VOM | 0 | [6 empty] | 0.60057 | 0
LCP_Inputs_ON_Electric_2023_04_03 | 2033 | Biomass + CCS | Generation | Electricity | PJ | Dispatch-Generation | EmissionsCost | 0 | [6 empty] | 0.60057 | 0
LCP_Inputs_ON_Electric_2023_04_03 | 2033 | Biomass + CCS | Generation | Electricity | PJ | Dispatch-Generation | FuelCost | 0 | [6 empty] | 0.60057 | 0
LCP_Inputs_ON_Electric_2023_04_03 | 2033 | Biomass + CCS | Generation | Electricity | PJ | Dispatch-Generation | VOM | 0 | [6 empty] | 0.60057 | 0
LCP_Inputs_ON_Electric_2023_04_03 | 2033 | Biomass + CCS | Generation | Electricity | QC | Dispatch-Generation | EmissionsCost | 0 | [6 empty] | 0.60057 | 0
LCP_Inputs_ON_Electric_2023_04_03 | 2033 | Biomass + CCS | Generation | Electricity | QC | Dispatch-Generation | FuelCost | 0 | [6 empty] | 0.60057 | 0
LCP_Inputs_ON_Electric_2023_04_03 | 2033 | Biomass + CCS | Generation | Electricity | QC | Dispatch-Generation | VOM | 0 | [6 empty] | 0.60057 | 0
LCP_Inputs_ON_Electric_2023_04_03 | 2033 | Biomass + CCS | Generation | Electricity | WC | Dispatch-Generation | EmissionsCost | 0 | [6 empty] | 0.60057 | 0
LCP_Inputs_ON_Electric_2023_04_03 | 2033 | Biomass + CCS | Generation | Electricity | WC | Dispatch-Generation | FuelCost | 0 | [6 empty] | 0.60057 | 0
LCP_Inputs_ON_Electric_2023_04_03 | 2033 | Biomass + CCS | Generation | Electricity | WC | Dispatch-Generation | VOM | 0 | [6 empty] | 0.60057 | 0
LCP_Inputs_ON_Electric_2023_04_03 | 2033 | CH4 + CCS | Generation | Methane | MI | Dispatch-Generation | EmissionsCost | 0 | [6 empty] | 0.60057 | 0
LCP_Inputs_ON_Electric_2023_04_03 | 2033 | CH4 + CCS | Generation | Methane | MI | Dispatch-Generation | FuelCost | 0 | [6 empty] | 0.60057 | 0
LCP_Inputs_ON_Electric_2023_04_03 | 2033 | CH4 + CCS | Generation | Methane | MI | Dispatch-Generation | VOM | 0 | [6 empty] | 0.60057 | 0
LCP_Inputs_ON_Electric_2023_04_03 | 2033 | CH4 + CCS | Generation | Methane | NY | Dispatch-Generation | EmissionsCost | 0 | [6 empty] | 0.60057 | 0
LCP_Inputs_ON_Electric_2023_04_03 | 2033 | CH4 + CCS | Generation | Methane | NY | Dispatch-Generation | FuelCost | 0 | [6 empty] | 0.60057 | 0
LCP_Inputs_ON_Electric_2023_04_03 | 2033 | CH4 + CCS | Generation | Methane | NY | Dispatch-Generation | VOM | 0 | [6 empty] | 0.60057 | 0
LCP_Inputs_ON_Electric_2023_04_03 | 2033 | CH4 + CCS | Generation | Methane | ON | Dispatch-Generation | EmissionsCost | 0 | [6 empty] | 0.60057 | 0
LCP_Inputs_ON_Electric_2023_04_03 | 2033 | CH4 + CCS | Generation | Methane | ON | Dispatch-Generation | FuelCost | 0 | [6 empty] | 0.60057 | 0
LCP_Inputs_ON_Electric_2023_04_03 | 2033 | CH4 + CCS | Generation | Methane | ON | Dispatch-Generation | VOM | 0 | [6 empty] | 0.60057 | 0
LCP_Inputs_ON_Electric_2023_04_03 | 2033 | CH4 + CCS | Generation | Methane | PJ | Dispatch-Generation | EmissionsCost | 0 | [6 empty] | 0.60057 | 0
LCP_Inputs_ON_Electric_2023_04_03 | 2033 | CH4 + CCS | Generation | Methane | PJ | Dispatch-Generation | FuelCost | 0 | [6 empty] | 0.60057 | 0
LCP_Inputs_ON_Electric_2023_04_03 | 2033 | CH4 + CCS | Generation | Methane | PJ | Dispatch-Generation | VOM | 0 | [6 empty] | 0.60057 | 0
LCP_Inputs_ON_Electric_2023_04_03 | 2033 | CH4 + CCS | Generation | Methane | QC | Dispatch-Generation | EmissionsCost | 0 | [6 empty] | 0.60057 | 0
LCP_Inputs_ON_Electric_2023_04_03 | 2033 | CH4 + CCS | Generation | Methane | QC | Dispatch-Generation | FuelCost | 0 | [6 empty] | 0.60057 | 0
LCP_Inputs_ON_Electric_2023_04_03 | 2033 | CH4 + CCS | Generation | Methane | QC | Dispatch-Generation | VOM | 0 | [6 empty] | 0.60057 | 0
LCP_Inputs_ON_Electric_2023_04_03 | 2033 | CH4 + CCS | Generation | Methane | WC | Dispatch-Generation | EmissionsCost | 0 | [6 empty] | 0.60057 | 0
LCP_Inputs_ON_Electric_2023_04_03 | 2033 | CH4 + CCS | Generation | Methane | WC | Dispatch-Generation | FuelCost | 0 | [6 empty] | 0.60057 | 0
LCP_Inputs_ON_Electric_2023_04_03 | 2033 | CH4 + CCS | Generation | Methane | WC | Dispatch-Generation | VOM | 0 | [6 empty] | 0.60057 | 0
LCP_Inputs_ON_Electric_2023_04_03 | 2033 | CH4 Import - NY 2020 | Import | Methane | MI | Dispatch-Import | EmissionsCost | 0 | [6 empty] | 0.60057 | 0
LCP_Inputs_ON_Electric_2023_04_03 | 2033 | CH4 Import - NY 2020 | Import | Methane | MI | Dispatch-Import | FuelCost | 0 | [6 empty] | 0.60057 | 0
LCP_Inputs_ON_Electric_2023_04_03 | 2033 | CH4 Import - NY 2020 | Import | Methane | MI | Dispatch-Import | VOM | 0 | [6 empty] | 0.60057 | 0
LCP_Inputs_ON_Electric_2023_04_03 | 2033 | CH4 Import - NY 2020 | Import | Methane | NY | Dispatch-Import | EmissionsCost | 0 | [6 empty] | 0.60057 | 0
LCP_Inputs_ON_Electric_2023_04_03 | 2033 | CH4 Import - NY 2020 | Import | Methane | NY | Dispatch-Import | FuelCost | 0 | [6 empty] | 0.60057 | 0
LCP_Inputs_ON_Electric_2023_04_03 | 2033 | CH4 Import - NY 2020 | Import | Methane | NY | Dispatch-Import | VOM | 0 | [6 empty] | 0.60057 | 0
LCP_Inputs_ON_Electric_2023_04_03 | 2033 | CH4 Import - NY 2020 | Import | Methane | ON | Dispatch-Import | EmissionsCost | 0 | [6 empty] | 0.60057 | 0
LCP_Inputs_ON_Electric_2023_04_03 | 2033 | CH4 Import - NY 2020 | Import | Methane | ON | Dispatch-Import | FuelCost | 0 | [6 empty] | 0.60057 | 0
LCP_Inputs_ON_Electric_2023_04_03 | 2033 | CH4 Import - NY 2020 | Import | Methane | ON | Dispatch-Import | VOM | 0 | [6 empty] | 0.60057 | 0
LCP_Inputs_ON_Electric_2023_04_03 | 2033 | CH4 Import - NY 2020 | Import | Methane | PJ | Dispatch-Import | EmissionsCost | 0 | [6 empty] | 0.60057 | 0
LCP_Inputs_ON_Electric_2023_04_03 | 2033 | CH4 Import - NY 2020 | Import | Methane | PJ | Dispatch-Import | FuelCost | 0 | [6 empty] | 0.60057 | 0
LCP_Inputs_ON_Electric_2023_04_03 | 2033 | CH4 Import - NY 2020 | Import | Methane | PJ | Dispatch-Import | VOM | 0 | [6 empty] | 0.60057 | 0
LCP_Inputs_ON_Electric_2023_04_03 | 2033 | CH4 Import - NY 2020 | Import | Methane | QC | Dispatch-Import | EmissionsCost | 0 | [6 empty] | 0.60057 | 0
LCP_Inputs_ON_Electric_2023_04_03 | 2033 | CH4 Import - NY 2020 | Import | Methane | QC | Dispatch-Import | FuelCost | 0 | [6 empty] | 0.60057 | 0
LCP_Inputs_ON_Electric_2023_04_03 | 2033 | CH4 Import - NY 2020 | Import | Methane | QC | Dispatch-Import | VOM | 0 | [6 empty] | 0.60057 | 0
LCP_Inputs_ON_Electric_2023_04_03 | 2033 | CH4 Import - NY 2020 | Import | Methane | WC | Dispatch-Import | EmissionsCost | 0 | [6 empty] | 0.60057 | 0
LCP_Inputs_ON_Electric_2023_04_03 | 2033 | CH4 Import - NY 2020 | Import | Methane | WC | Dispatch-Import | FuelCost | 0 | [6 empty] | 0.60057 | 0
LCP_Inputs_ON_Electric_2023_04_03 | 2033 | CH4 Import - NY 2020 | Import | Methane | WC | Dispatch-Import | VOM | 0 | [6 empty] | 0.60057 | 0
LCP_Inputs_ON_Electric_2023_04_03 | 2033 | CH4 Import - NY 2030 | Import | Methane | MI | Dispatch-Import | EmissionsCost | 0 | [6 empty] | 0.60057 | 0
LCP_Inputs_ON_Electric_2023_04_03 | 2033 | CH4 Import - NY 2030 | Import | Methane | MI | Dispatch-Import | FuelCost | 0 | [6 empty] | 0.60057 | 0
LCP_Inputs_ON_Electric_2023_04_03 | 2033 | CH4 Import - NY 2030 | Import | Methane | MI | Dispatch-Import | VOM | 0 | [6 empty] | 0.60057 | 0
LCP_Inputs_ON_Electric_2023_04_03 | 2033 | CH4 Import - NY 2030 | Import | Methane | NY | Dispatch-Import | EmissionsCost | 2371206202.7872 | [6 empty] | 0.60057 | 1424084998.2758
LCP_Inputs_ON_Electric_2023_04_03 | 2033 | CH4 Import - NY 2030 | Import | Methane | NY | Dispatch-Import | FuelCost | 644356120.8267 | [6 empty] | 0.60057 | 386983588.4108
LCP_Inputs_ON_Electric_2023_04_03 | 2033 | CH4 Import - NY 2030 | Import | Methane | NY | Dispatch-Import | VOM | 0 | [6 empty] | 0.60057 | 0
LCP_Inputs_ON_Electric_2023_04_03 | 2033 | CH4 Import - NY 2030 | Import | Methane | ON | Dispatch-Import | EmissionsCost | 0 | [6 empty] | 0.60057 | 0
LCP_Inputs_ON_Electric_2023_04_03 | 2033 | CH4 Import - NY 2030 | Import | Methane | ON | Dispatch-Import | FuelCost | 0 | [6 empty] | 0.60057 | 0
LCP_Inputs_ON_Electric_2023_04_03 | 2033 | CH4 Import - NY 2030 | Import | Methane | ON | Dispatch-Import | VOM | 0 | [6 empty] | 0.60057 | 0
LCP_Inputs_ON_Electric_2023_04_03 | 2033 | CH4 Import - NY 2030 | Import | Methane | PJ | Dispatch-Import | EmissionsCost | 0 | [6 empty] | 0.60057 | 0
LCP_Inputs_ON_Electric_2023_04_03 | 2033 | CH4 Import - NY 2030 | Import | Methane | PJ | Dispatch-Import | FuelCost | 0 | [6 empty] | 0.60057 | 0
LCP_Inputs_ON_Electric_2023_04_03 | 2033 | CH4 Import - NY 2030 | Import | Methane | PJ | Dispatch-Import | VOM | 0 | [6 empty] | 0.60057 | 0
LCP_Inputs_ON_Electric_2023_04_03 | 2033 | CH4 Import - NY 2030 | Import | Methane | QC | Dispatch-Import | EmissionsCost | 0 | [6 empty] | 0.60057 | 0
LCP_Inputs_ON_Electric_2023_04_03 | 2033 | CH4 Import - NY 2030 | Import | Methane | QC | Dispatch-Import | FuelCost | 0 | [6 empty] | 0.60057 | 0
LCP_Inputs_ON_Electric_2023_04_03 | 2033 | CH4 Import - NY 2030 | Import | Methane | QC | Dispatch-Import | VOM | 0 | [6 empty] | 0.60057 | 0
LCP_Inputs_ON_Electric_2023_04_03 | 2033 | CH4 Import - NY 2030 | Import | Methane | WC | Dispatch-Import | EmissionsCost | 0 | [6 empty] | 0.60057 | 0
LCP_Inputs_ON_Electric_2023_04_03 | 2033 | CH4 Import - NY 2030 | Import | Methane | WC | Dispatch-Import | FuelCost | 0 | [6 empty] | 0.60057 | 0
LCP_Inputs_ON_Electric_2023_04_03 | 2033 | CH4 Import - NY 2030 | Import | Methane | WC | Dispatch-Import | VOM | 0 | [6 empty] | 0.60057 | 0
LCP_Inputs_ON_Electric_2023_04_03 | 2033 | CH4 Import - NY 2040 | Import | Methane | MI | Dispatch-Import | EmissionsCost | 0 | [6 empty] | 0.60057 | 0
LCP_Inputs_ON_Electric_2023_04_03 | 2033 | CH4 Import - NY 2040 | Import | Methane | MI | Dispatch-Import | FuelCost | 0 | [6 empty] | 0.60057 | 0
LCP_Inputs_ON_Electric_2023_04_03 | 2033 | CH4 Import - NY 2040 | Import | Methane | MI | Dispatch-Import | VOM | 0 | [6 empty] | 0.60057 | 0
LCP_Inputs_ON_Electric_2023_04_03 | 2033 | CH4 Import - NY 2040 | Import | Methane | NY | Dispatch-Import | EmissionsCost | 0 | [6 empty] | 0.60057 | 0
LCP_Inputs_ON_Electric_2023_04_03 | 2033 | CH4 Import - NY 2040 | Import | Methane | NY | Dispatch-Import | FuelCost | 0 | [6 empty] | 0.60057 | 0
LCP_Inputs_ON_Electric_2023_04_03 | 2033 | CH4 Import - NY 2040 | Import | Methane | NY | Dispatch-Import | VOM | 0 | [6 empty] | 0.60057 | 0
LCP_Inputs_ON_Electric_2023_04_03 | 2033 | CH4 Import - NY 2040 | Import | Methane | ON | Dispatch-Import | EmissionsCost | 0 | [6 empty] | 0.60057 | 0
LCP_Inputs_ON_Electric_2023_04_03 | 2033 | CH4 Import - NY 2040 | Import | Methane | ON | Dispatch-Import | FuelCost | 0 | [6 empty] | 0.60057 | 0
LCP_Inputs_ON_Electric_2023_04_03 | 2033 | CH4 Import - NY 2040 | Import | Methane | ON | Dispatch-Import | VOM | 0 | [6 empty] | 0.60057 | 0
LCP_Inputs_ON_Electric_2023_04_03 | 2033 | CH4 Import - NY 2040 | Import | Methane | PJ | Dispatch-Import | EmissionsCost | 0 | [6 empty] | 0.60057 | 0
LCP_Inputs_ON_Electric_2023_04_03 | 2033 | CH4 Import - NY 2040 | Import | Methane | PJ | Dispatch-Import | FuelCost | 0 | [6 empty] | 0.60057 | 0
LCP_Inputs_ON_Electric_2023_04_03 | 2033 | CH4 Import - NY 2040 | Import | Methane | PJ | Dispatch-Import | VOM | 0 | [6 empty] | 0.60057 | 0
LCP_Inputs_ON_Electric_2023_04_03 | 2033 | CH4 Import - NY 2040 | Import | Methane | QC | Dispatch-Import | EmissionsCost | 0 | [6 empty] | 0.60057 | 0
LCP_Inputs_ON_Electric_2023_04_03 | 2033 | CH4 Import - NY 2040 | Import | Methane | QC | Dispatch-Import | FuelCost | 0 | [6 empty] | 0.60057 | 0
LCP_Inputs_ON_Electric_2023_04_03 | 2033 | CH4 Import - NY 2040 | Import | Methane | QC | Dispatch-Import | VOM | 0 | [6 empty] | 0.60057 | 0
LCP_Inputs_ON_Electric_2023_04_03 | 2033 | CH4 Import - NY 2040 | Import | Methane | WC | Dispatch-Import | EmissionsCost | 0 | [6 empty] | 0.60057 | 0
LCP_Inputs_ON_Electric_2023_04_03 | 2033 | CH4 Import - NY 2040 | Import | Methane | WC | Dispatch-Import | FuelCost | 0 | [6 empty] | 0.60057 | 0
LCP_Inputs_ON_Electric_2023_04_03 | 2033 | CH4 Import - NY 2040 | Import | Methane | WC | Dispatch-Import | VOM | 0 | [6 empty] | 0.60057 | 0
LCP_Inputs_ON_Electric_2023_04_03 | 2033 | CH4 Import - NY 2050 | Import | Methane | MI | Dispatch-Import | EmissionsCost | 0 | [6 empty] | 0.60057 | 0
LCP_Inputs_ON_Electric_2023_04_03 | 2033 | CH4 Import - NY 2050 | Import | Methane | MI | Dispatch-Import | FuelCost | 0 | [6 empty] | 0.60057 | 0
LCP_Inputs_ON_Electric_2023_04_03 | 2033 | CH4 Import - NY 2050 | Import | Methane | MI | Dispatch-Import | VOM | 0 | [6 empty] | 0.60057 | 0
LCP_Inputs_ON_Electric_2023_04_03 | 2033 | CH4 Import - NY 2050 | Import | Methane | NY | Dispatch-Import | EmissionsCost | 0 | [6 empty] | 0.60057 | 0
LCP_Inputs_ON_Electric_2023_04_03 | 2033 | CH4 Import - NY 2050 | Import | Methane | NY | Dispatch-Import | FuelCost | 0 | [6 empty] | 0.60057 | 0
LCP_Inputs_ON_Electric_2023_04_03 | 2033 | CH4 Import - NY 2050 | Import | Methane | NY | Dispatch-Import | VOM | 0 | [6 empty] | 0.60057 | 0
LCP_Inputs_ON_Electric_2023_04_03 | 2033 | CH4 Import - NY 2050 | Import | Methane | ON | Dispatch-Import | EmissionsCost | 0 | [6 empty] | 0.60057 | 0
LCP_Inputs_ON_Electric_2023_04_03 | 2033 | CH4 Import - NY 2050 | Import | Methane | ON | Dispatch-Import | FuelCost | 0 | [6 empty] | 0.60057 | 0
LCP_Inputs_ON_Electric_2023_04_03 | 2033 | CH4 Import - NY 2050 | Import | Methane | ON | Dispatch-Import | VOM | 0 | [6 empty] | 0.60057 | 0
LCP_Inputs_ON_Electric_2023_04_03 | 2033 | CH4 Import - NY 2050 | Import | Methane | PJ | Dispatch-Import | EmissionsCost | 0 | [6 empty] | 0.60057 | 0
LCP_Inputs_ON_Electric_2023_04_03 | 2033 | CH4 Import - NY 2050 | Import | Methane | PJ | Dispatch-Import | FuelCost | 0 | [6 empty] | 0.60057 | 0
LCP_Inputs_ON_Electric_2023_04_03 | 2033 | CH4 Import - NY 2050 | Import | Methane | PJ | Dispatch-Import | VOM | 0 | [6 empty] | 0.60057 | 0
LCP_Inputs_ON_Electric_2023_04_03 | 2033 | CH4 Import - NY 2050 | Import | Methane | QC | Dispatch-Import | EmissionsCost | 0 | [6 empty] | 0.60057 | 0
LCP_Inputs_ON_Electric_2023_04_03 | 2033 | CH4 Import - NY 2050 | Import | Methane | QC | Dispatch-Import | FuelCost | 0 | [6 empty] | 0.60057 | 0
LCP_Inputs_ON_Electric_2023_04_03 | 2033 | CH4 Import - NY 2050 | Import | Methane | QC | Dispatch-Import | VOM | 0 | [6 empty] | 0.60057 | 0
LCP_Inputs_ON_Electric_2023_04_03 | 2033 | CH4 Import - NY 2050 | Import | Methane | WC | Dispatch-Import | EmissionsCost | 0 | [6 empty] | 0.60057 | 0
LCP_Inputs_ON_Electric_2023_04_03 | 2033 | CH4 Import - NY 2050 | Import | Methane | WC | Dispatch-Import | FuelCost | 0 | [6 empty] | 0.60057 | 0
LCP_Inputs_ON_Electric_2023_04_03 | 2033 | CH4 Import - NY 2050 | Import | Methane | WC | Dispatch-Import | VOM | 0 | [6 empty] | 0.60057 | 0
LCP_Inputs_ON_Electric_2023_04_03 | 2033 | CH4 Import - WC 2020 | Import | Methane | MI | Dispatch-Import | EmissionsCost | 0 | [6 empty] | 0.60057 | 0
LCP_Inputs_ON_Electric_2023_04_03 | 2033 | CH4 Import - WC 2020 | Import | Methane | MI | Dispatch-Import | FuelCost | 0 | [6 empty] | 0.60057 | 0
LCP_Inputs_ON_Electric_2023_04_03 | 2033 | CH4 Import - WC 2020 | Import | Methane | MI | Dispatch-Import | VOM | 0 | [6 empty] | 0.60057 | 0
LCP_Inputs_ON_Electric_2023_04_03 | 2033 | CH4 Import - WC 2020 | Import | Methane | NY | Dispatch-Import | EmissionsCost | 0 | [6 empty] | 0.60057 | 0
LCP_Inputs_ON_Electric_2023_04_03 | 2033 | CH4 Import - WC 2020 | Import | Methane | NY | Dispatch-Import | FuelCost | 0 | [6 empty] | 0.60057 | 0
LCP_Inputs_ON_Electric_2023_04_03 | 2033 | CH4 Import - WC 2020 | Import | Methane | NY | Dispatch-Import | VOM | 0 | [6 empty] | 0.60057 | 0
LCP_Inputs_ON_Electric_2023_04_03 | 2033 | CH4 Import - WC 2020 | Import | Methane | ON | Dispatch-Import | EmissionsCost | 0 | [6 empty] | 0.60057 | 0
LCP_Inputs_ON_Electric_2023_04_03 | 2033 | CH4 Import - WC 2020 | Import | Methane | ON | Dispatch-Import | FuelCost | 0 | [6 empty] | 0.60057 | 0
LCP_Inputs_ON_Electric_2023_04_03 | 2033 | CH4 Import - WC 2020 | Import | Methane | ON | Dispatch-Import | VOM | 0 | [6 empty] | 0.60057 | 0
LCP_Inputs_ON_Electric_2023_04_03 | 2033 | CH4 Import - WC 2020 | Import | Methane | PJ | Dispatch-Import | EmissionsCost | 0 | [6 empty] | 0.60057 | 0
LCP_Inputs_ON_Electric_2023_04_03 | 2033 | CH4 Import - WC 2020 | Import | Methane | PJ | Dispatch-Import | FuelCost | 0 | [6 empty] | 0.60057 | 0
LCP_Inputs_ON_Electric_2023_04_03 | 2033 | CH4 Import - WC 2020 | Import | Methane | PJ | Dispatch-Import | VOM | 0 | [6 empty] | 0.60057 | 0
LCP_Inputs_ON_Electric_2023_04_03 | 2033 | CH4 Import - WC 2020 | Import | Methane | QC | Dispatch-Import | EmissionsCost | 0 | [6 empty] | 0.60057 | 0
LCP_Inputs_ON_Electric_2023_04_03 | 2033 | CH4 Import - WC 2020 | Import | Methane | QC | Dispatch-Import | FuelCost | 0 | [6 empty] | 0.60057 | 0
LCP_Inputs_ON_Electric_2023_04_03 | 2033 | CH4 Import - WC 2020 | Import | Methane | QC | Dispatch-Import | VOM | 0 | [6 empty] | 0.60057 | 0
LCP_Inputs_ON_Electric_2023_04_03 | 2033 | CH4 Import - WC 2020 | Import | Methane | WC | Dispatch-Import | EmissionsCost | 0 | [6 empty] | 0.60057 | 0
LCP_Inputs_ON_Electric_2023_04_03 | 2033 | CH4 Import - WC 2020 | Import | Methane | WC | Dispatch-Import | FuelCost | 0 | [6 empty] | 0.60057 | 0
LCP_Inputs_ON_Electric_2023_04_03 | 2033 | CH4 Import - WC 2020 | Import | Methane | WC | Dispatch-Import | VOM | 0 | [6 empty] | 0.60057 | 0
LCP_Inputs_ON_Electric_2023_04_03 | 2033 | CH4 Import - WC 2030 | Import | Methane | MI | Dispatch-Import | EmissionsCost | 0 | [6 empty] | 0.60057 | 0
LCP_Inputs_ON_Electric_2023_04_03 | 2033 | CH4 Import - WC 2030 | Import | Methane | MI | Dispatch-Import | FuelCost | 0 | [6 empty] | 0.60057 | 0
LCP_Inputs_ON_Electric_2023_04_03 | 2033 | CH4 Import - WC 2030 | Import | Methane | MI | Dispatch-Import | VOM | 0 | [6 empty] | 0.60057 | 0
LCP_Inputs_ON_Electric_2023_04_03 | 2033 | CH4 Import - WC 2030 | Import | Methane | NY | Dispatch-Import | EmissionsCost | 0 | [6 empty] | 0.60057 | 0
LCP_Inputs_ON_Electric_2023_04_03 | 2033 | CH4 Import - WC 2030 | Import | Methane | NY | Dispatch-Import | FuelCost | 0 | [6 empty] | 0.60057 | 0
LCP_Inputs_ON_Electric_2023_04_03 | 2033 | CH4 Import - WC 2030 | Import | Methane | NY | Dispatch-Import | VOM | 0 | [6 empty] | 0.60057 | 0
LCP_Inputs_ON_Electric_2023_04_03 | 2033 | CH4 Import - WC 2030 | Import | Methane | ON | Dispatch-Import | EmissionsCost | 0 | [6 empty] | 0.60057 | 0
LCP_Inputs_ON_Electric_2023_04_03 | 2033 | CH4 Import - WC 2030 | Import | Methane | ON | Dispatch-Import | FuelCost | 0 | [6 empty] | 0.60057 | 0
LCP_Inputs_ON_Electric_2023_04_03 | 2033 | CH4 Import - WC 2030 | Import | Methane | ON | Dispatch-Import | VOM | 0 | [6 empty] | 0.60057 | 0
LCP_Inputs_ON_Electric_2023_04_03 | 2033 | CH4 Import - WC 2030 | Import | Methane | PJ | Dispatch-Import | EmissionsCost | 0 | [6 empty] | 0.60057 | 0
LCP_Inputs_ON_Electric_2023_04_03 | 2033 | CH4 Import - WC 2030 | Import | Methane | PJ | Dispatch-Import | FuelCost | 0 | [6 empty] | 0.60057 | 0
LCP_Inputs_ON_Electric_2023_04_03 | 2033 | CH4 Import - WC 2030 | Import | Methane | PJ | Dispatch-Import | VOM | 0 | [6 empty] | 0.60057 | 0
LCP_Inputs_ON_Electric_2023_04_03 | 2033 | CH4 Import - WC 2030 | Import | Methane | QC | Dispatch-Import | EmissionsCost | 0 | [6 empty] | 0.60057 | 0
LCP_Inputs_ON_Electric_2023_04_03 | 2033 | CH4 Import - WC 2030 | Import | Methane | QC | Dispatch-Import | FuelCost | 0 | [6 empty] | 0.60057 | 0
LCP_Inputs_ON_Electric_2023_04_03 | 2033 | CH4 Import - WC 2030 | Import | Methane | QC | Dispatch-Import | VOM | 0 | [6 empty] | 0.60057 | 0
LCP_Inputs_ON_Electric_2023_04_03 | 2033 | CH4 Import - WC 2030 | Import | Methane | WC | Dispatch-Import | EmissionsCost | 9010810122.2355 | [6 empty] | 0.60057 | 5411659054.4947
LCP_Inputs_ON_Electric_2023_04_03 | 2033 | CH4 Import - WC 2030 | Import | Methane | WC | Dispatch-Import | FuelCost | 2448614822.7197 | [6 empty] | 0.60057 | 1470574609.4507
LCP_Inputs_ON_Electric_2023_04_03 | 2033 | CH4 Import - WC 2030 | Import | Methane | WC | Dispatch-Import | VOM | 0 | [6 empty] | 0.60057 | 0
LCP_Inputs_ON_Electric_2023_04_03 | 2033 | CH4 Import - WC 2040 | Import | Methane | MI | Dispatch-Import | EmissionsCost | 0 | [6 empty] | 0.60057 | 0
LCP_Inputs_ON_Electric_2023_04_03 | 2033 | CH4 Import - WC 2040 | Import | Methane | MI | Dispatch-Import | FuelCost | 0 | [6 empty] | 0.60057 | 0
LCP_Inputs_ON_Electric_2023_04_03 | 2033 | CH4 Import - WC 2040 | Import | Methane | MI | Dispatch-Import | VOM | 0 | [6 empty] | 0.60057 | 0
LCP_Inputs_ON_Electric_2023_04_03 | 2033 | CH4 Import - WC 2040 | Import | Methane | NY | Dispatch-Import | EmissionsCost | 0 | [6 empty] | 0.60057 | 0
LCP_Inputs_ON_Electric_2023_04_03 | 2033 | CH4 Import - WC 2040 | Import | Methane | NY | Dispatch-Import | FuelCost | 0 | [6 empty] | 0.60057 | 0
LCP_Inputs_ON_Electric_2023_04_03 | 2033 | CH4 Import - WC 2040 | Import | Methane | NY | Dispatch-Import | VOM | 0 | [6 empty] | 0.60057 | 0
LCP_Inputs_ON_Electric_2023_04_03 | 2033 | CH4 Import - WC 2040 | Import | Methane | ON | Dispatch-Import | EmissionsCost | 0 | [6 empty] | 0.60057 | 0
LCP_Inputs_ON_Electric_2023_04_03 | 2033 | CH4 Import - WC 2040 | Import | Methane | ON | Dispatch-Import | FuelCost | 0 | [6 empty] | 0.60057 | 0
LCP_Inputs_ON_Electric_2023_04_03 | 2033 | CH4 Import - WC 2040 | Import | Methane | ON | Dispatch-Import | VOM | 0 | [6 empty] | 0.60057 | 0
LCP_Inputs_ON_Electric_2023_04_03 | 2033 | CH4 Import - WC 2040 | Import | Methane | PJ | Dispatch-Import | EmissionsCost | 0 | [6 empty] | 0.60057 | 0
LCP_Inputs_ON_Electric_2023_04_03 | 2033 | CH4 Import - WC 2040 | Import | Methane | PJ | Dispatch-Import | FuelCost | 0 | [6 empty] | 0.60057 | 0
LCP_Inputs_ON_Electric_2023_04_03 | 2033 | CH4 Import - WC 2040 | Import | Methane | PJ | Dispatch-Import | VOM | 0 | [6 empty] | 0.60057 | 0
LCP_Inputs_ON_Electric_2023_04_03 | 2033 | CH4 Import - WC 2040 | Import | Methane | QC | Dispatch-Import | EmissionsCost | 0 | [6 empty] | 0.60057 | 0
LCP_Inputs_ON_Electric_2023_04_03 | 2033 | CH4 Import - WC 2040 | Import | Methane | QC | Dispatch-Import | FuelCost | 0 | [6 empty] | 0.60057 | 0
LCP_Inputs_ON_Electric_2023_04_03 | 2033 | CH4 Import - WC 2040 | Import | Methane | QC | Dispatch-Import | VOM | 0 | [6 empty] | 0.60057 | 0
LCP_Inputs_ON_Electric_2023_04_03 | 2033 | CH4 Import - WC 2040 | Import | Methane | WC | Dispatch-Import | EmissionsCost | 0 | [6 empty] | 0.60057 | 0
LCP_Inputs_ON_Electric_2023_04_03 | 2033 | CH4 Import - WC 2040 | Import | Methane | WC | Dispatch-Import | FuelCost | 0 | [6 empty] | 0.60057 | 0
LCP_Inputs_ON_Electric_2023_04_03 | 2033 | CH4 Import - WC 2040 | Import | Methane | WC | Dispatch-Import | VOM | 0 | [6 empty] | 0.60057 | 0
LCP_Inputs_ON_Electric_2023_04_03 | 2033 | CH4 Import - WC 2050 | Import | Methane | MI | Dispatch-Import | EmissionsCost | 0 | [6 empty] | 0.60057 | 0
LCP_Inputs_ON_Electric_2023_04_03 | 2033 | CH4 Import - WC 2050 | Import | Methane | MI | Dispatch-Import | FuelCost | 0 | [6 empty] | 0.60057 | 0
LCP_Inputs_ON_Electric_2023_04_03 | 2033 | CH4 Import - WC 2050 | Import | Methane | MI | Dispatch-Import | VOM | 0 | [6 empty] | 0.60057 | 0
LCP_Inputs_ON_Electric_2023_04_03 | 2033 | CH4 Import - WC 2050 | Import | Methane | NY | Dispatch-Import | EmissionsCost | 0 | [6 empty] | 0.60057 | 0
LCP_Inputs_ON_Electric_2023_04_03 | 2033 | CH4 Import - WC 2050 | Import | Methane | NY | Dispatch-Import | FuelCost | 0 | [6 empty] | 0.60057 | 0
LCP_Inputs_ON_Electric_2023_04_03 | 2033 | CH4 Import - WC 2050 | Import | Methane | NY | Dispatch-Import | VOM | 0 | [6 empty] | 0.60057 | 0
LCP_Inputs_ON_Electric_2023_04_03 | 2033 | CH4 Import - WC 2050 | Import | Methane | ON | Dispatch-Import | EmissionsCost | 0 | [6 empty] | 0.60057 | 0
LCP_Inputs_ON_Electric_2023_04_03 | 2033 | CH4 Import - WC 2050 | Import | Methane | ON | Dispatch-Import | FuelCost | 0 | [6 empty] | 0.60057 | 0
LCP_Inputs_ON_Electric_2023_04_03 | 2033 | CH4 Import - WC 2050 | Import | Methane | ON | Dispatch-Import | VOM | 0 | [6 empty] | 0.60057 | 0
LCP_Inputs_ON_Electric_2023_04_03 | 2033 | CH4 Import - WC 2050 | Import | Methane | PJ | Dispatch-Import | EmissionsCost | 0 | [6 empty] | 0.60057 | 0
LCP_Inputs_ON_Electric_2023_04_03 | 2033 | CH4 Import - WC 2050 | Import | Methane | PJ | Dispatch-Import | FuelCost | 0 | [6 empty] | 0.60057 | 0
LCP_Inputs_ON_Electric_2023_04_03 | 2033 | CH4 Import - WC 2050 | Import | Methane | PJ | Dispatch-Import | VOM | 0 | [6 empty] | 0.60057 | 0
LCP_Inputs_ON_Electric_2023_04_03 | 2033 | CH4 Import - WC 2050 | Import | Methane | QC | Dispatch-Import | EmissionsCost | 0 | [6 empty] | 0.60057 | 0
LCP_Inputs_ON_Electric_2023_04_03 | 2033 | CH4 Import - WC 2050 | Import | Methane | QC | Dispatch-Import | FuelCost | 0 | [6 empty] | 0.60057 | 0
LCP_Inputs_ON_Electric_2023_04_03 | 2033 | CH4 Import - WC 2050 | Import | Methane | QC | Dispatch-Import | VOM | 0 | [6 empty] | 0.60057 | 0
LCP_Inputs_ON_Electric_2023_04_03 | 2033 | CH4 Import - WC 2050 | Import | Methane | WC | Dispatch-Import | EmissionsCost | 0 | [6 empty] | 0.60057 | 0
LCP_Inputs_ON_Electric_2023_04_03 | 2033 | CH4 Import - WC 2050 | Import | Methane | WC | Dispatch-Import | FuelCost | 0 | [6 empty] | 0.60057 | 0
LCP_Inputs_ON_Electric_2023_04_03 | 2033 | CH4 Import - WC 2050 | Import | Methane | WC | Dispatch-Import | VOM | 0 | [6 empty] | 0.60057 | 0
LCP_Inputs_ON_Electric_2023_04_03 | 2033 | CH4 Salt Cavern Storage - ON | Storage | Methane | MI | Dispatch-Storage | EmissionsCost | 0 | [6 empty] | 0.60057 | 0
LCP_Inputs_ON_Electric_2023_04_03 | 2033 | CH4 Salt Cavern Storage - ON | Storage | Methane | MI | Dispatch-Storage | FuelCost | 0 | [6 empty] | 0.60057 | 0
LCP_Inputs_ON_Electric_2023_04_03 | 2033 | CH4 Salt Cavern Storage - ON | Storage | Methane | MI | Dispatch-Storage | VOM | 0 | [6 empty] | 0.60057 | 0
LCP_Inputs_ON_Electric_2023_04_03 | 2033 | CH4 Salt Cavern Storage - ON | Storage | Methane | NY | Dispatch-Storage | EmissionsCost | 0 | [6 empty] | 0.60057 | 0
LCP_Inputs_ON_Electric_2023_04_03 | 2033 | CH4 Salt Cavern Storage - ON | Storage | Methane | NY | Dispatch-Storage | FuelCost | 0 | [6 empty] | 0.60057 | 0
LCP_Inputs_ON_Electric_2023_04_03 | 2033 | CH4 Salt Cavern Storage - ON | Storage | Methane | NY | Dispatch-Storage | VOM | 0 | [6 empty] | 0.60057 | 0
LCP_Inputs_ON_Electric_2023_04_03 | 2033 | CH4 Salt Cavern Storage - ON | Storage | Methane | ON | Dispatch-Storage | EmissionsCost | 0 | [6 empty] | 0.60057 | 0
LCP_Inputs_ON_Electric_2023_04_03 | 2033 | CH4 Salt Cavern Storage - ON | Storage | Methane | ON | Dispatch-Storage | FuelCost | 0 | [6 empty] | 0.60057 | 0
LCP_Inputs_ON_Electric_2023_04_03 | 2033 | CH4 Salt Cavern Storage - ON | Storage | Methane | ON | Dispatch-Storage | VOM | 1318707.6423 | [6 empty] | 0.60057 | 791981.6371
LCP_Inputs_ON_Electric_2023_04_03 | 2033 | CH4 Salt Cavern Storage - ON | Storage | Methane | PJ | Dispatch-Storage | EmissionsCost | 0 | [6 empty] | 0.60057 | 0
LCP_Inputs_ON_Electric_2023_04_03 | 2033 | CH4 Salt Cavern Storage - ON | Storage | Methane | PJ | Dispatch-Storage | FuelCost | 0 | [6 empty] | 0.60057 | 0
LCP_Inputs_ON_Electric_2023_04_03 | 2033 | CH4 Salt Cavern Storage - ON | Storage | Methane | PJ | Dispatch-Storage | VOM | 0 | [6 empty] | 0.60057 | 0
LCP_Inputs_ON_Electric_2023_04_03 | 2033 | CH4 Salt Cavern Storage - ON | Storage | Methane | QC | Dispatch-Storage | EmissionsCost | 0 | [6 empty] | 0.60057 | 0
LCP_Inputs_ON_Electric_2023_04_03 | 2033 | CH4 Salt Cavern Storage - ON | Storage | Methane | QC | Dispatch-Storage | FuelCost | 0 | [6 empty] | 0.60057 | 0
LCP_Inputs_ON_Electric_2023_04_03 | 2033 | CH4 Salt Cavern Storage - ON | Storage | Methane | QC | Dispatch-Storage | VOM | 0 | [6 empty] | 0.60057 | 0
LCP_Inputs_ON_Electric_2023_04_03 | 2033 | CH4 Salt Cavern Storage - ON | Storage | Methane | WC | Dispatch-Storage | EmissionsCost | 0 | [6 empty] | 0.60057 | 0
LCP_Inputs_ON_Electric_2023_04_03 | 2033 | CH4 Salt Cavern Storage - ON | Storage | Methane | WC | Dispatch-Storage | FuelCost | 0 | [6 empty] | 0.60057 | 0
LCP_Inputs_ON_Electric_2023_04_03 | 2033 | CH4 Salt Cavern Storage - ON | Storage | Methane | WC | Dispatch-Storage | VOM | 0 | [6 empty] | 0.60057 | 0
LCP_Inputs_ON_Electric_2023_04_03 | 2033 | Electrolyser 2020/2030 | Crossload | Hydrogen | MI | Dispatch-Crossload | EmissionsCost | 0 | [6 empty] | 0.60057 | 0
LCP_Inputs_ON_Electric_2023_04_03 | 2033 | Electrolyser 2020/2030 | Crossload | Hydrogen | MI | Dispatch-Crossload | FuelCost | 0 | [6 empty] | 0.60057 | 0
LCP_Inputs_ON_Electric_2023_04_03 | 2033 | Electrolyser 2020/2030 | Crossload | Hydrogen | MI | Dispatch-Crossload | VOM | 0 | [6 empty] | 0.60057 | 0
LCP_Inputs_ON_Electric_2023_04_03 | 2033 | Electrolyser 2020/2030 | Crossload | Hydrogen | NY | Dispatch-Crossload | EmissionsCost | 0 | [6 empty] | 0.60057 | 0
LCP_Inputs_ON_Electric_2023_04_03 | 2033 | Electrolyser 2020/2030 | Crossload | Hydrogen | NY | Dispatch-Crossload | FuelCost | 0 | [6 empty] | 0.60057 | 0
LCP_Inputs_ON_Electric_2023_04_03 | 2033 | Electrolyser 2020/2030 | Crossload | Hydrogen | NY | Dispatch-Crossload | VOM | 0 | [6 empty] | 0.60057 | 0
LCP_Inputs_ON_Electric_2023_04_03 | 2033 | Electrolyser 2020/2030 | Crossload | Hydrogen | ON | Dispatch-Crossload | EmissionsCost | 0 | [6 empty] | 0.60057 | 0
LCP_Inputs_ON_Electric_2023_04_03 | 2033 | Electrolyser 2020/2030 | Crossload | Hydrogen | ON | Dispatch-Crossload | FuelCost | 0 | [6 empty] | 0.60057 | 0
LCP_Inputs_ON_Electric_2023_04_03 | 2033 | Electrolyser 2020/2030 | Crossload | Hydrogen | ON | Dispatch-Crossload | VOM | 0 | [6 empty] | 0.60057 | 0
LCP_Inputs_ON_Electric_2023_04_03 | 2033 | Electrolyser 2020/2030 | Crossload | Hydrogen | PJ | Dispatch-Crossload | EmissionsCost | 0 | [6 empty] | 0.60057 | 0
LCP_Inputs_ON_Electric_2023_04_03 | 2033 | Electrolyser 2020/2030 | Crossload | Hydrogen | PJ | Dispatch-Crossload | FuelCost | 0 | [6 empty] | 0.60057 | 0
LCP_Inputs_ON_Electric_2023_04_03 | 2033 | Electrolyser 2020/2030 | Crossload | Hydrogen | PJ | Dispatch-Crossload | VOM | 0 | [6 empty] | 0.60057 | 0
LCP_Inputs_ON_Electric_2023_04_03 | 2033 | Electrolyser 2020/2030 | Crossload | Hydrogen | QC | Dispatch-Crossload | EmissionsCost | 0 | [6 empty] | 0.60057 | 0
LCP_Inputs_ON_Electric_2023_04_03 | 2033 | Electrolyser 2020/2030 | Crossload | Hydrogen | QC | Dispatch-Crossload | FuelCost | 0 | [6 empty] | 0.60057 | 0
LCP_Inputs_ON_Electric_2023_04_03 | 2033 | Electrolyser 2020/2030 | Crossload | Hydrogen | QC | Dispatch-Crossload | VOM | 0 | [6 empty] | 0.60057 | 0
LCP_Inputs_ON_Electric_2023_04_03 | 2033 | Electrolyser 2020/2030 | Crossload | Hydrogen | WC | Dispatch-Crossload | EmissionsCost | 0 | [6 empty] | 0.60057 | 0
LCP_Inputs_ON_Electric_2023_04_03 | 2033 | Electrolyser 2020/2030 | Crossload | Hydrogen | WC | Dispatch-Crossload | FuelCost | 0 | [6 empty] | 0.60057 | 0
LCP_Inputs_ON_Electric_2023_04_03 | 2033 | Electrolyser 2020/2030 | Crossload | Hydrogen | WC | Dispatch-Crossload | VOM | 0 | [6 empty] | 0.60057 | 0
LCP_Inputs_ON_Electric_2023_04_03 | 2033 | Electrolyser 2040 | Crossload | Hydrogen | MI | Dispatch-Crossload | EmissionsCost | 0 | [6 empty] | 0.60057 | 0
LCP_Inputs_ON_Electric_2023_04_03 | 2033 | Electrolyser 2040 | Crossload | Hydrogen | MI | Dispatch-Crossload | FuelCost | 0 | [6 empty] | 0.60057 | 0
LCP_Inputs_ON_Electric_2023_04_03 | 2033 | Electrolyser 2040 | Crossload | Hydrogen | MI | Dispatch-Crossload | VOM | 0 | [6 empty] | 0.60057 | 0
LCP_Inputs_ON_Electric_2023_04_03 | 2033 | Electrolyser 2040 | Crossload | Hydrogen | NY | Dispatch-Crossload | EmissionsCost | 0 | [6 empty] | 0.60057 | 0
LCP_Inputs_ON_Electric_2023_04_03 | 2033 | Electrolyser 2040 | Crossload | Hydrogen | NY | Dispatch-Crossload | FuelCost | 0 | [6 empty] | 0.60057 | 0
LCP_Inputs_ON_Electric_2023_04_03 | 2033 | Electrolyser 2040 | Crossload | Hydrogen | NY | Dispatch-Crossload | VOM | 0 | [6 empty] | 0.60057 | 0
LCP_Inputs_ON_Electric_2023_04_03 | 2033 | Electrolyser 2040 | Crossload | Hydrogen | ON | Dispatch-Crossload | EmissionsCost | 0 | [6 empty] | 0.60057 | 0
LCP_Inputs_ON_Electric_2023_04_03 | 2033 | Electrolyser 2040 | Crossload | Hydrogen | ON | Dispatch-Crossload | FuelCost | 0 | [6 empty] | 0.60057 | 0
LCP_Inputs_ON_Electric_2023_04_03 | 2033 | Electrolyser 2040 | Crossload | Hydrogen | ON | Dispatch-Crossload | VOM | 0 | [6 empty] | 0.60057 | 0
LCP_Inputs_ON_Electric_2023_04_03 | 2033 | Electrolyser 2040 | Crossload | Hydrogen | PJ | Dispatch-Crossload | EmissionsCost | 0 | [6 empty] | 0.60057 | 0
LCP_Inputs_ON_Electric_2023_04_03 | 2033 | Electrolyser 2040 | Crossload | Hydrogen | PJ | Dispatch-Crossload | FuelCost | 0 | [6 empty] | 0.60057 | 0
LCP_Inputs_ON_Electric_2023_04_03 | 2033 | Electrolyser 2040 | Crossload | Hydrogen | PJ | Dispatch-Crossload | VOM | 0 | [6 empty] | 0.60057 | 0
LCP_Inputs_ON_Electric_2023_04_03 | 2033 | Electrolyser 2040 | Crossload | Hydrogen | QC | Dispatch-Crossload | EmissionsCost | 0 | [6 empty] | 0.60057 | 0
LCP_Inputs_ON_Electric_2023_04_03 | 2033 | Electrolyser 2040 | Crossload | Hydrogen | QC | Dispatch-Crossload | FuelCost | 0 | [6 empty] | 0.60057 | 0
LCP_Inputs_ON_Electric_2023_04_03 | 2033 | Electrolyser 2040 | Crossload | Hydrogen | QC | Dispatch-Crossload | VOM | 0 | [6 empty] | 0.60057 | 0
LCP_Inputs_ON_Electric_2023_04_03 | 2033 | Electrolyser 2040 | Crossload | Hydrogen | WC | Dispatch-Crossload | EmissionsCost | 0 | [6 empty] | 0.60057 | 0
LCP_Inputs_ON_Electric_2023_04_03 | 2033 | Electrolyser 2040 | Crossload | Hydrogen | WC | Dispatch-Crossload | FuelCost | 0 | [6 empty] | 0.60057 | 0
LCP_Inputs_ON_Electric_2023_04_03 | 2033 | Electrolyser 2040 | Crossload | Hydrogen | WC | Dispatch-Crossload | VOM | 0 | [6 empty] | 0.60057 | 0
LCP_Inputs_ON_Electric_2023_04_03 | 2033 | Electrolyser 2050 | Crossload | Hydrogen | MI | Dispatch-Crossload | EmissionsCost | 0 | [6 empty] | 0.60057 | 0
LCP_Inputs_ON_Electric_2023_04_03 | 2033 | Electrolyser 2050 | Crossload | Hydrogen | MI | Dispatch-Crossload | FuelCost | 0 | [6 empty] | 0.60057 | 0
LCP_Inputs_ON_Electric_2023_04_03 | 2033 | Electrolyser 2050 | Crossload | Hydrogen | MI | Dispatch-Crossload | VOM | 0 | [6 empty] | 0.60057 | 0
LCP_Inputs_ON_Electric_2023_04_03 | 2033 | Electrolyser 2050 | Crossload | Hydrogen | NY | Dispatch-Crossload | EmissionsCost | 0 | [6 empty] | 0.60057 | 0
LCP_Inputs_ON_Electric_2023_04_03 | 2033 | Electrolyser 2050 | Crossload | Hydrogen | NY | Dispatch-Crossload | FuelCost | 0 | [6 empty] | 0.60057 | 0
LCP_Inputs_ON_Electric_2023_04_03 | 2033 | Electrolyser 2050 | Crossload | Hydrogen | NY | Dispatch-Crossload | VOM | 0 | [6 empty] | 0.60057 | 0
LCP_Inputs_ON_Electric_2023_04_03 | 2033 | Electrolyser 2050 | Crossload | Hydrogen | ON | Dispatch-Crossload | EmissionsCost | 0 | [6 empty] | 0.60057 | 0
LCP_Inputs_ON_Electric_2023_04_03 | 2033 | Electrolyser 2050 | Crossload | Hydrogen | ON | Dispatch-Crossload | FuelCost | 0 | [6 empty] | 0.60057 | 0
LCP_Inputs_ON_Electric_2023_04_03 | 2033 | Electrolyser 2050 | Crossload | Hydrogen | ON | Dispatch-Crossload | VOM | 0 | [6 empty] | 0.60057 | 0
LCP_Inputs_ON_Electric_2023_04_03 | 2033 | Electrolyser 2050 | Crossload | Hydrogen | PJ | Dispatch-Crossload | EmissionsCost | 0 | [6 empty] | 0.60057 | 0
LCP_Inputs_ON_Electric_2023_04_03 | 2033 | Electrolyser 2050 | Crossload | Hydrogen | PJ | Dispatch-Crossload | FuelCost | 0 | [6 empty] | 0.60057 | 0
LCP_Inputs_ON_Electric_2023_04_03 | 2033 | Electrolyser 2050 | Crossload | Hydrogen | PJ | Dispatch-Crossload | VOM | 0 | [6 empty] | 0.60057 | 0
LCP_Inputs_ON_Electric_2023_04_03 | 2033 | Electrolyser 2050 | Crossload | Hydrogen | QC | Dispatch-Crossload | EmissionsCost | 0 | [6 empty] | 0.60057 | 0
LCP_Inputs_ON_Electric_2023_04_03 | 2033 | Electrolyser 2050 | Crossload | Hydrogen | QC | Dispatch-Crossload | FuelCost | 0 | [6 empty] | 0.60057 | 0
LCP_Inputs_ON_Electric_2023_04_03 | 2033 | Electrolyser 2050 | Crossload | Hydrogen | QC | Dispatch-Crossload | VOM | 0 | [6 empty] | 0.60057 | 0
LCP_Inputs_ON_Electric_2023_04_03 | 2033 | Electrolyser 2050 | Crossload | Hydrogen | WC | Dispatch-Crossload | EmissionsCost | 0 | [6 empty] | 0.60057 | 0
LCP_Inputs_ON_Electric_2023_04_03 | 2033 | Electrolyser 2050 | Crossload | Hydrogen | WC | Dispatch-Crossload | FuelCost | 0 | [6 empty] | 0.60057 | 0
LCP_Inputs_ON_Electric_2023_04_03 | 2033 | Electrolyser 2050 | Crossload | Hydrogen | WC | Dispatch-Crossload | VOM | 0 | [6 empty] | 0.60057 | 0
LCP_Inputs_ON_Electric_2023_04_03 | 2033 | Fossil Fuel Thermal (Coal, Peat, Oil) | Generation | Electricity | MI | Dispatch-Generation | EmissionsCost | 0 | [6 empty] | 0.60057 | 0
LCP_Inputs_ON_Electric_2023_04_03 | 2033 | Fossil Fuel Thermal (Coal, Peat, Oil) | Generation | Electricity | MI | Dispatch-Generation | FuelCost | 0 | [6 empty] | 0.60057 | 0
LCP_Inputs_ON_Electric_2023_04_03 | 2033 | Fossil Fuel Thermal (Coal, Peat, Oil) | Generation | Electricity | MI | Dispatch-Generation | VOM | 0 | [6 empty] | 0.60057 | 0
LCP_Inputs_ON_Electric_2023_04_03 | 2033 | Fossil Fuel Thermal (Coal, Peat, Oil) | Generation | Electricity | NY | Dispatch-Generation | EmissionsCost | 0 | [6 empty] | 0.60057 | 0
LCP_Inputs_ON_Electric_2023_04_03 | 2033 | Fossil Fuel Thermal (Coal, Peat, Oil) | Generation | Electricity | NY | Dispatch-Generation | FuelCost | 0 | [6 empty] | 0.60057 | 0
LCP_Inputs_ON_Electric_2023_04_03 | 2033 | Fossil Fuel Thermal (Coal, Peat, Oil) | Generation | Electricity | NY | Dispatch-Generation | VOM | 0 | [6 empty] | 0.60057 | 0
LCP_Inputs_ON_Electric_2023_04_03 | 2033 | Fossil Fuel Thermal (Coal, Peat, Oil) | Generation | Electricity | ON | Dispatch-Generation | EmissionsCost | 0 | [6 empty] | 0.60057 | 0
LCP_Inputs_ON_Electric_2023_04_03 | 2033 | Fossil Fuel Thermal (Coal, Peat, Oil) | Generation | Electricity | ON | Dispatch-Generation | FuelCost | 0 | [6 empty] | 0.60057 | 0
LCP_Inputs_ON_Electric_2023_04_03 | 2033 | Fossil Fuel Thermal (Coal, Peat, Oil) | Generation | Electricity | ON | Dispatch-Generation | VOM | 0 | [6 empty] | 0.60057 | 0
LCP_Inputs_ON_Electric_2023_04_03 | 2033 | Fossil Fuel Thermal (Coal, Peat, Oil) | Generation | Electricity | PJ | Dispatch-Generation | EmissionsCost | 0 | [6 empty] | 0.60057 | 0
LCP_Inputs_ON_Electric_2023_04_03 | 2033 | Fossil Fuel Thermal (Coal, Peat, Oil) | Generation | Electricity | PJ | Dispatch-Generation | FuelCost | 0 | [6 empty] | 0.60057 | 0
LCP_Inputs_ON_Electric_2023_04_03 | 2033 | Fossil Fuel Thermal (Coal, Peat, Oil) | Generation | Electricity | PJ | Dispatch-Generation | VOM | 0 | [6 empty] | 0.60057 | 0
LCP_Inputs_ON_Electric_2023_04_03 | 2033 | Fossil Fuel Thermal (Coal, Peat, Oil) | Generation | Electricity | QC | Dispatch-Generation | EmissionsCost | 0 | [6 empty] | 0.60057 | 0
LCP_Inputs_ON_Electric_2023_04_03 | 2033 | Fossil Fuel Thermal (Coal, Peat, Oil) | Generation | Electricity | QC | Dispatch-Generation | FuelCost | 0 | [6 empty] | 0.60057 | 0
LCP_Inputs_ON_Electric_2023_04_03 | 2033 | Fossil Fuel Thermal (Coal, Peat, Oil) | Generation | Electricity | QC | Dispatch-Generation | VOM | 0 | [6 empty] | 0.60057 | 0
LCP_Inputs_ON_Electric_2023_04_03 | 2033 | Fossil Fuel Thermal (Coal, Peat, Oil) | Generation | Electricity | WC | Dispatch-Generation | EmissionsCost | 0 | [6 empty] | 0.60057 | 0
LCP_Inputs_ON_Electric_2023_04_03 | 2033 | Fossil Fuel Thermal (Coal, Peat, Oil) | Generation | Electricity | WC | Dispatch-Generation | FuelCost | 0 | [6 empty] | 0.60057 | 0
LCP_Inputs_ON_Electric_2023_04_03 | 2033 | Fossil Fuel Thermal (Coal, Peat, Oil) | Generation | Electricity | WC | Dispatch-Generation | VOM | 0 | [6 empty] | 0.60057 | 0
LCP_Inputs_ON_Electric_2023_04_03 | 2033 | Generic - Generator | Generation | Electricity | MI | Dispatch-Generation | EmissionsCost | 0 | [6 empty] | 0.60057 | 0
LCP_Inputs_ON_Electric_2023_04_03 | 2033 | Generic - Generator | Generation | Electricity | MI | Dispatch-Generation | FuelCost | 1888661061.9582 | [6 empty] | 0.60057 | 1134280891.3037
LCP_Inputs_ON_Electric_2023_04_03 | 2033 | Generic - Generator | Generation | Electricity | MI | Dispatch-Generation | VOM | 65954345.2022 | [6 empty] | 0.60057 | 39610470.5964
LCP_Inputs_ON_Electric_2023_04_03 | 2033 | Generic - Generator | Generation | Electricity | NY | Dispatch-Generation | EmissionsCost | 0 | [6 empty] | 0.60057 | 0
LCP_Inputs_ON_Electric_2023_04_03 | 2033 | Generic - Generator | Generation | Electricity | NY | Dispatch-Generation | FuelCost | 707198617.0396 | [6 empty] | 0.60057 | 424725163.1443
LCP_Inputs_ON_Electric_2023_04_03 | 2033 | Generic - Generator | Generation | Electricity | NY | Dispatch-Generation | VOM | 24696237.2732 | [6 empty] | 0.60057 | 14831920.1313
LCP_Inputs_ON_Electric_2023_04_03 | 2033 | Generic - Generator | Generation | Electricity | ON | Dispatch-Generation | EmissionsCost | 0 | [6 empty] | 0.60057 | 0
LCP_Inputs_ON_Electric_2023_04_03 | 2033 | Generic - Generator | Generation | Electricity | ON | Dispatch-Generation | FuelCost | 0 | [6 empty] | 0.60057 | 0
LCP_Inputs_ON_Electric_2023_04_03 | 2033 | Generic - Generator | Generation | Electricity | ON | Dispatch-Generation | VOM | 0 | [6 empty] | 0.60057 | 0
LCP_Inputs_ON_Electric_2023_04_03 | 2033 | Generic - Generator | Generation | Electricity | PJ | Dispatch-Generation | EmissionsCost | 0 | [6 empty] | 0.60057 | 0
LCP_Inputs_ON_Electric_2023_04_03 | 2033 | Generic - Generator | Generation | Electricity | PJ | Dispatch-Generation | FuelCost | 7344810066.1693 | [6 empty] | 0.60057 | 4411102593.3224
LCP_Inputs_ON_Electric_2023_04_03 | 2033 | Generic - Generator | Generation | Electricity | PJ | Dispatch-Generation | VOM | 256489715.5482 | [6 empty] | 0.60057 | 154041076.5183
LCP_Inputs_ON_Electric_2023_04_03 | 2033 | Generic - Generator | Generation | Electricity | QC | Dispatch-Generation | EmissionsCost | 0 | [6 empty] | 0.60057 | 0
LCP_Inputs_ON_Electric_2023_04_03 | 2033 | Generic - Generator | Generation | Electricity | QC | Dispatch-Generation | FuelCost | 0 | [6 empty] | 0.60057 | 0
LCP_Inputs_ON_Electric_2023_04_03 | 2033 | Generic - Generator | Generation | Electricity | QC | Dispatch-Generation | VOM | 0 | [6 empty] | 0.60057 | 0
LCP_Inputs_ON_Electric_2023_04_03 | 2033 | Generic - Generator | Generation | Electricity | WC | Dispatch-Generation | EmissionsCost | 0 | [6 empty] | 0.60057 | 0
LCP_Inputs_ON_Electric_2023_04_03 | 2033 | Generic - Generator | Generation | Electricity | WC | Dispatch-Generation | FuelCost | 1737227.6587 | [6 empty] | 0.60057 | 1043333.9135
LCP_Inputs_ON_Electric_2023_04_03 | 2033 | Generic - Generator | Generation | Electricity | WC | Dispatch-Generation | VOM | 60666.1063 | [6 empty] | 0.60057 | 36434.4913
LCP_Inputs_ON_Electric_2023_04_03 | 2033 | H2 Import - QC | Import | Hydrogen | MI | Dispatch-Import | EmissionsCost | 0 | [6 empty] | 0.60057 | 0
LCP_Inputs_ON_Electric_2023_04_03 | 2033 | H2 Import - QC | Import | Hydrogen | MI | Dispatch-Import | FuelCost | 0 | [6 empty] | 0.60057 | 0
LCP_Inputs_ON_Electric_2023_04_03 | 2033 | H2 Import - QC | Import | Hydrogen | MI | Dispatch-Import | VOM | 0 | [6 empty] | 0.60057 | 0
LCP_Inputs_ON_Electric_2023_04_03 | 2033 | H2 Import - QC | Import | Hydrogen | NY | Dispatch-Import | EmissionsCost | 0 | [6 empty] | 0.60057 | 0
LCP_Inputs_ON_Electric_2023_04_03 | 2033 | H2 Import - QC | Import | Hydrogen | NY | Dispatch-Import | FuelCost | 0 | [6 empty] | 0.60057 | 0
LCP_Inputs_ON_Electric_2023_04_03 | 2033 | H2 Import - QC | Import | Hydrogen | NY | Dispatch-Import | VOM | 0 | [6 empty] | 0.60057 | 0
LCP_Inputs_ON_Electric_2023_04_03 | 2033 | H2 Import - QC | Import | Hydrogen | ON | Dispatch-Import | EmissionsCost | 0 | [6 empty] | 0.60057 | 0
LCP_Inputs_ON_Electric_2023_04_03 | 2033 | H2 Import - QC | Import | Hydrogen | ON | Dispatch-Import | FuelCost | 0 | [6 empty] | 0.60057 | 0
LCP_Inputs_ON_Electric_2023_04_03 | 2033 | H2 Import - QC | Import | Hydrogen | ON | Dispatch-Import | VOM | 0 | [6 empty] | 0.60057 | 0
LCP_Inputs_ON_Electric_2023_04_03 | 2033 | H2 Import - QC | Import | Hydrogen | PJ | Dispatch-Import | EmissionsCost | 0 | [6 empty] | 0.60057 | 0
LCP_Inputs_ON_Electric_2023_04_03 | 2033 | H2 Import - QC | Import | Hydrogen | PJ | Dispatch-Import | FuelCost | 0 | [6 empty] | 0.60057 | 0
LCP_Inputs_ON_Electric_2023_04_03 | 2033 | H2 Import - QC | Import | Hydrogen | PJ | Dispatch-Import | VOM | 0 | [6 empty] | 0.60057 | 0
LCP_Inputs_ON_Electric_2023_04_03 | 2033 | H2 Import - QC | Import | Hydrogen | QC | Dispatch-Import | EmissionsCost | 0 | [6 empty] | 0.60057 | 0
LCP_Inputs_ON_Electric_2023_04_03 | 2033 | H2 Import - QC | Import | Hydrogen | QC | Dispatch-Import | FuelCost | 0 | [6 empty] | 0.60057 | 0
LCP_Inputs_ON_Electric_2023_04_03 | 2033 | H2 Import - QC | Import | Hydrogen | QC | Dispatch-Import | VOM | 0 | [6 empty] | 0.60057 | 0
LCP_Inputs_ON_Electric_2023_04_03 | 2033 | H2 Import - QC | Import | Hydrogen | WC | Dispatch-Import | EmissionsCost | 0 | [6 empty] | 0.60057 | 0
LCP_Inputs_ON_Electric_2023_04_03 | 2033 | H2 Import - QC | Import | Hydrogen | WC | Dispatch-Import | FuelCost | 0 | [6 empty] | 0.60057 | 0
LCP_Inputs_ON_Electric_2023_04_03 | 2033 | H2 Import - QC | Import | Hydrogen | WC | Dispatch-Import | VOM | 0 | [6 empty] | 0.60057 | 0
LCP_Inputs_ON_Electric_2023_04_03 | 2033 | H2 Import - WC | Import | Hydrogen | MI | Dispatch-Import | EmissionsCost | 0 | [6 empty] | 0.60057 | 0
LCP_Inputs_ON_Electric_2023_04_03 | 2033 | H2 Import - WC | Import | Hydrogen | MI | Dispatch-Import | FuelCost | 0 | [6 empty] | 0.60057 | 0
LCP_Inputs_ON_Electric_2023_04_03 | 2033 | H2 Import - WC | Import | Hydrogen | MI | Dispatch-Import | VOM | 0 | [6 empty] | 0.60057 | 0
LCP_Inputs_ON_Electric_2023_04_03 | 2033 | H2 Import - WC | Import | Hydrogen | NY | Dispatch-Import | EmissionsCost | 0 | [6 empty] | 0.60057 | 0
LCP_Inputs_ON_Electric_2023_04_03 | 2033 | H2 Import - WC | Import | Hydrogen | NY | Dispatch-Import | FuelCost | 0 | [6 empty] | 0.60057 | 0
LCP_Inputs_ON_Electric_2023_04_03 | 2033 | H2 Import - WC | Import | Hydrogen | NY | Dispatch-Import | VOM | 0 | [6 empty] | 0.60057 | 0
LCP_Inputs_ON_Electric_2023_04_03 | 2033 | H2 Import - WC | Import | Hydrogen | ON | Dispatch-Import | EmissionsCost | 0 | [6 empty] | 0.60057 | 0
LCP_Inputs_ON_Electric_2023_04_03 | 2033 | H2 Import - WC | Import | Hydrogen | ON | Dispatch-Import | FuelCost | 0 | [6 empty] | 0.60057 | 0
LCP_Inputs_ON_Electric_2023_04_03 | 2033 | H2 Import - WC | Import | Hydrogen | ON | Dispatch-Import | VOM | 0 | [6 empty] | 0.60057 | 0
LCP_Inputs_ON_Electric_2023_04_03 | 2033 | H2 Import - WC | Import | Hydrogen | PJ | Dispatch-Import | EmissionsCost | 0 | [6 empty] | 0.60057 | 0
LCP_Inputs_ON_Electric_2023_04_03 | 2033 | H2 Import - WC | Import | Hydrogen | PJ | Dispatch-Import | FuelCost | 0 | [6 empty] | 0.60057 | 0
LCP_Inputs_ON_Electric_2023_04_03 | 2033 | H2 Import - WC | Import | Hydrogen | PJ | Dispatch-Import | VOM | 0 | [6 empty] | 0.60057 | 0
LCP_Inputs_ON_Electric_2023_04_03 | 2033 | H2 Import - WC | Import | Hydrogen | QC | Dispatch-Import | EmissionsCost | 0 | [6 empty] | 0.60057 | 0
LCP_Inputs_ON_Electric_2023_04_03 | 2033 | H2 Import - WC | Import | Hydrogen | QC | Dispatch-Import | FuelCost | 0 | [6 empty] | 0.60057 | 0
LCP_Inputs_ON_Electric_2023_04_03 | 2033 | H2 Import - WC | Import | Hydrogen | QC | Dispatch-Import | VOM | 0 | [6 empty] | 0.60057 | 0
LCP_Inputs_ON_Electric_2023_04_03 | 2033 | H2 Import - WC | Import | Hydrogen | WC | Dispatch-Import | EmissionsCost | 0 | [6 empty] | 0.60057 | 0
LCP_Inputs_ON_Electric_2023_04_03 | 2033 | H2 Import - WC | Import | Hydrogen | WC | Dispatch-Import | FuelCost | 0 | [6 empty] | 0.60057 | 0
LCP_Inputs_ON_Electric_2023_04_03 | 2033 | H2 Import - WC | Import | Hydrogen | WC | Dispatch-Import | VOM | 0 | [6 empty] | 0.60057 | 0
LCP_Inputs_ON_Electric_2023_04_03 | 2033 | H2 Salt Cavern Storage - ON | Storage | Hydrogen | MI | Dispatch-Storage | EmissionsCost | 0 | [6 empty] | 0.60057 | 0
LCP_Inputs_ON_Electric_2023_04_03 | 2033 | H2 Salt Cavern Storage - ON | Storage | Hydrogen | MI | Dispatch-Storage | FuelCost | 0 | [6 empty] | 0.60057 | 0
LCP_Inputs_ON_Electric_2023_04_03 | 2033 | H2 Salt Cavern Storage - ON | Storage | Hydrogen | MI | Dispatch-Storage | VOM | 0 | [6 empty] | 0.60057 | 0
LCP_Inputs_ON_Electric_2023_04_03 | 2033 | H2 Salt Cavern Storage - ON | Storage | Hydrogen | NY | Dispatch-Storage | EmissionsCost | 0 | [6 empty] | 0.60057 | 0
LCP_Inputs_ON_Electric_2023_04_03 | 2033 | H2 Salt Cavern Storage - ON | Storage | Hydrogen | NY | Dispatch-Storage | FuelCost | 0 | [6 empty] | 0.60057 | 0
LCP_Inputs_ON_Electric_2023_04_03 | 2033 | H2 Salt Cavern Storage - ON | Storage | Hydrogen | NY | Dispatch-Storage | VOM | 0 | [6 empty] | 0.60057 | 0
LCP_Inputs_ON_Electric_2023_04_03 | 2033 | H2 Salt Cavern Storage - ON | Storage | Hydrogen | ON | Dispatch-Storage | EmissionsCost | 0 | [6 empty] | 0.60057 | 0
LCP_Inputs_ON_Electric_2023_04_03 | 2033 | H2 Salt Cavern Storage - ON | Storage | Hydrogen | ON | Dispatch-Storage | FuelCost | 0 | [6 empty] | 0.60057 | 0
LCP_Inputs_ON_Electric_2023_04_03 | 2033 | H2 Salt Cavern Storage - ON | Storage | Hydrogen | ON | Dispatch-Storage | VOM | 10230556.9235 | [6 empty] | 0.60057 | 6144207.375
LCP_Inputs_ON_Electric_2023_04_03 | 2033 | H2 Salt Cavern Storage - ON | Storage | Hydrogen | PJ | Dispatch-Storage | EmissionsCost | 0 | [6 empty] | 0.60057 | 0
LCP_Inputs_ON_Electric_2023_04_03 | 2033 | H2 Salt Cavern Storage - ON | Storage | Hydrogen | PJ | Dispatch-Storage | FuelCost | 0 | [6 empty] | 0.60057 | 0
LCP_Inputs_ON_Electric_2023_04_03 | 2033 | H2 Salt Cavern Storage - ON | Storage | Hydrogen | PJ | Dispatch-Storage | VOM | 0 | [6 empty] | 0.60057 | 0
LCP_Inputs_ON_Electric_2023_04_03 | 2033 | H2 Salt Cavern Storage - ON | Storage | Hydrogen | QC | Dispatch-Storage | EmissionsCost | 0 | [6 empty] | 0.60057 | 0
LCP_Inputs_ON_Electric_2023_04_03 | 2033 | H2 Salt Cavern Storage - ON | Storage | Hydrogen | QC | Dispatch-Storage | FuelCost | 0 | [6 empty] | 0.60057 | 0
LCP_Inputs_ON_Electric_2023_04_03 | 2033 | H2 Salt Cavern Storage - ON | Storage | Hydrogen | QC | Dispatch-Storage | VOM | 0 | [6 empty] | 0.60057 | 0
LCP_Inputs_ON_Electric_2023_04_03 | 2033 | H2 Salt Cavern Storage - ON | Storage | Hydrogen | WC | Dispatch-Storage | EmissionsCost | 0 | [6 empty] | 0.60057 | 0
LCP_Inputs_ON_Electric_2023_04_03 | 2033 | H2 Salt Cavern Storage - ON | Storage | Hydrogen | WC | Dispatch-Storage | FuelCost | 0 | [6 empty] | 0.60057 | 0
LCP_Inputs_ON_Electric_2023_04_03 | 2033 | H2 Salt Cavern Storage - ON | Storage | Hydrogen | WC | Dispatch-Storage | VOM | 0 | [6 empty] | 0.60057 | 0
LCP_Inputs_ON_Electric_2023_04_03 | 2033 | Hydro | Generation | Electricity | MI | Dispatch-Generation | EmissionsCost | 0 | [6 empty] | 0.60057 | 0
LCP_Inputs_ON_Electric_2023_04_03 | 2033 | Hydro | Generation | Electricity | MI | Dispatch-Generation | FuelCost | 0 | [6 empty] | 0.60057 | 0
LCP_Inputs_ON_Electric_2023_04_03 | 2033 | Hydro | Generation | Electricity | MI | Dispatch-Generation | VOM | 0 | [6 empty] | 0.60057 | 0
LCP_Inputs_ON_Electric_2023_04_03 | 2033 | Hydro | Generation | Electricity | NY | Dispatch-Generation | EmissionsCost | 0 | [6 empty] | 0.60057 | 0
LCP_Inputs_ON_Electric_2023_04_03 | 2033 | Hydro | Generation | Electricity | NY | Dispatch-Generation | FuelCost | 0 | [6 empty] | 0.60057 | 0
LCP_Inputs_ON_Electric_2023_04_03 | 2033 | Hydro | Generation | Electricity | NY | Dispatch-Generation | VOM | 0 | [6 empty] | 0.60057 | 0
LCP_Inputs_ON_Electric_2023_04_03 | 2033 | Hydro | Generation | Electricity | ON | Dispatch-Generation | EmissionsCost | 0 | [6 empty] | 0.60057 | 0
LCP_Inputs_ON_Electric_2023_04_03 | 2033 | Hydro | Generation | Electricity | ON | Dispatch-Generation | FuelCost | 0 | [6 empty] | 0.60057 | 0
LCP_Inputs_ON_Electric_2023_04_03 | 2033 | Hydro | Generation | Electricity | ON | Dispatch-Generation | VOM | 0 | [6 empty] | 0.60057 | 0
LCP_Inputs_ON_Electric_2023_04_03 | 2033 | Hydro | Generation | Electricity | PJ | Dispatch-Generation | EmissionsCost | 0 | [6 empty] | 0.60057 | 0
LCP_Inputs_ON_Electric_2023_04_03 | 2033 | Hydro | Generation | Electricity | PJ | Dispatch-Generation | FuelCost | 0 | [6 empty] | 0.60057 | 0
LCP_Inputs_ON_Electric_2023_04_03 | 2033 | Hydro | Generation | Electricity | PJ | Dispatch-Generation | VOM | 0 | [6 empty] | 0.60057 | 0
LCP_Inputs_ON_Electric_2023_04_03 | 2033 | Hydro | Generation | Electricity | QC | Dispatch-Generation | EmissionsCost | 0 | [6 empty] | 0.60057 | 0
LCP_Inputs_ON_Electric_2023_04_03 | 2033 | Hydro | Generation | Electricity | QC | Dispatch-Generation | FuelCost | 0 | [6 empty] | 0.60057 | 0
LCP_Inputs_ON_Electric_2023_04_03 | 2033 | Hydro | Generation | Electricity | QC | Dispatch-Generation | VOM | 0 | [6 empty] | 0.60057 | 0
LCP_Inputs_ON_Electric_2023_04_03 | 2033 | Hydro | Generation | Electricity | WC | Dispatch-Generation | EmissionsCost | 0 | [6 empty] | 0.60057 | 0
LCP_Inputs_ON_Electric_2023_04_03 | 2033 | Hydro | Generation | Electricity | WC | Dispatch-Generation | FuelCost | 0 | [6 empty] | 0.60057 | 0
LCP_Inputs_ON_Electric_2023_04_03 | 2033 | Hydro | Generation | Electricity | WC | Dispatch-Generation | VOM | 0 | [6 empty] | 0.60057 | 0
LCP_Inputs_ON_Electric_2023_04_03 | 2033 | Hydro Pumped Storage | Storage | Electricity | MI | Dispatch-Storage | EmissionsCost | 0 | [6 empty] | 0.60057 | 0
LCP_Inputs_ON_Electric_2023_04_03 | 2033 | Hydro Pumped Storage | Storage | Electricity | MI | Dispatch-Storage | FuelCost | 0 | [6 empty] | 0.60057 | 0
LCP_Inputs_ON_Electric_2023_04_03 | 2033 | Hydro Pumped Storage | Storage | Electricity | MI | Dispatch-Storage | VOM | 0 | [6 empty] | 0.60057 | 0
LCP_Inputs_ON_Electric_2023_04_03 | 2033 | Hydro Pumped Storage | Storage | Electricity | NY | Dispatch-Storage | EmissionsCost | 0 | [6 empty] | 0.60057 | 0
LCP_Inputs_ON_Electric_2023_04_03 | 2033 | Hydro Pumped Storage | Storage | Electricity | NY | Dispatch-Storage | FuelCost | 0 | [6 empty] | 0.60057 | 0
LCP_Inputs_ON_Electric_2023_04_03 | 2033 | Hydro Pumped Storage | Storage | Electricity | NY | Dispatch-Storage | VOM | 0 | [6 empty] | 0.60057 | 0
LCP_Inputs_ON_Electric_2023_04_03 | 2033 | Hydro Pumped Storage | Storage | Electricity | ON | Dispatch-Storage | EmissionsCost | 0 | [6 empty] | 0.60057 | 0
LCP_Inputs_ON_Electric_2023_04_03 | 2033 | Hydro Pumped Storage | Storage | Electricity | ON | Dispatch-Storage | FuelCost | 0 | [6 empty] | 0.60057 | 0
LCP_Inputs_ON_Electric_2023_04_03 | 2033 | Hydro Pumped Storage | Storage | Electricity | ON | Dispatch-Storage | VOM | 0 | [6 empty] | 0.60057 | 0
LCP_Inputs_ON_Electric_2023_04_03 | 2033 | Hydro Pumped Storage | Storage | Electricity | PJ | Dispatch-Storage | EmissionsCost | 0 | [6 empty] | 0.60057 | 0
LCP_Inputs_ON_Electric_2023_04_03 | 2033 | Hydro Pumped Storage | Storage | Electricity | PJ | Dispatch-Storage | FuelCost | 0 | [6 empty] | 0.60057 | 0
LCP_Inputs_ON_Electric_2023_04_03 | 2033 | Hydro Pumped Storage | Storage | Electricity | PJ | Dispatch-Storage | VOM | 0 | [6 empty] | 0.60057 | 0
LCP_Inputs_ON_Electric_2023_04_03 | 2033 | Hydro Pumped Storage | Storage | Electricity | QC | Dispatch-Storage | EmissionsCost | 0 | [6 empty] | 0.60057 | 0
LCP_Inputs_ON_Electric_2023_04_03 | 2033 | Hydro Pumped Storage | Storage | Electricity | QC | Dispatch-Storage | FuelCost | 0 | [6 empty] | 0.60057 | 0
LCP_Inputs_ON_Electric_2023_04_03 | 2033 | Hydro Pumped Storage | Storage | Electricity | QC | Dispatch-Storage | VOM | 0 | [6 empty] | 0.60057 | 0
LCP_Inputs_ON_Electric_2023_04_03 | 2033 | Hydro Pumped Storage | Storage | Electricity | WC | Dispatch-Storage | EmissionsCost | 0 | [6 empty] | 0.60057 | 0
LCP_Inputs_ON_Electric_2023_04_03 | 2033 | Hydro Pumped Storage | Storage | Electricity | WC | Dispatch-Storage | FuelCost | 0 | [6 empty] | 0.60057 | 0
LCP_Inputs_ON_Electric_2023_04_03 | 2033 | Hydro Pumped Storage | Storage | Electricity | WC | Dispatch-Storage | VOM | 0 | [6 empty] | 0.60057 | 0
LCP_Inputs_ON_Electric_2023_04_03 | 2033 | Nuclear | Generation | Electricity | MI | Dispatch-Generation | EmissionsCost | 0 | [6 empty] | 0.60057 | 0
LCP_Inputs_ON_Electric_2023_04_03 | 2033 | Nuclear | Generation | Electricity | MI | Dispatch-Generation | FuelCost | 0 | [6 empty] | 0.60057 | 0
LCP_Inputs_ON_Electric_2023_04_03 | 2033 | Nuclear | Generation | Electricity | MI | Dispatch-Generation | VOM | 2762866296.96 | [6 empty] | 0.60057 | 1659305901.409
LCP_Inputs_ON_Electric_2023_04_03 | 2033 | Nuclear | Generation | Electricity | NY | Dispatch-Generation | EmissionsCost | 0 | [6 empty] | 0.60057 | 0
LCP_Inputs_ON_Electric_2023_04_03 | 2033 | Nuclear | Generation | Electricity | NY | Dispatch-Generation | FuelCost | 0 | [6 empty] | 0.60057 | 0
LCP_Inputs_ON_Electric_2023_04_03 | 2033 | Nuclear | Generation | Electricity | NY | Dispatch-Generation | VOM | 2246155230.144 | [6 empty] | 0.60057 | 1348982624.6604
LCP_Inputs_ON_Electric_2023_04_03 | 2033 | Nuclear | Generation | Electricity | ON | Dispatch-Generation | EmissionsCost | 0 | [6 empty] | 0.60057 | 0
LCP_Inputs_ON_Electric_2023_04_03 | 2033 | Nuclear | Generation | Electricity | ON | Dispatch-Generation | FuelCost | 0 | [6 empty] | 0.60057 | 0
LCP_Inputs_ON_Electric_2023_04_03 | 2033 | Nuclear | Generation | Electricity | ON | Dispatch-Generation | VOM | 7202995454.9077 | [6 empty] | 0.60057 | 4325932412.7634
LCP_Inputs_ON_Electric_2023_04_03 | 2033 | Nuclear | Generation | Electricity | PJ | Dispatch-Generation | EmissionsCost | 0 | [6 empty] | 0.60057 | 0
LCP_Inputs_ON_Electric_2023_04_03 | 2033 | Nuclear | Generation | Electricity | PJ | Dispatch-Generation | FuelCost | 0 | [6 empty] | 0.60057 | 0
LCP_Inputs_ON_Electric_2023_04_03 | 2033 | Nuclear | Generation | Electricity | PJ | Dispatch-Generation | VOM | 6401347648.6848 | [6 empty] | 0.60057 | 3844483514.1392
LCP_Inputs_ON_Electric_2023_04_03 | 2033 | Nuclear | Generation | Electricity | QC | Dispatch-Generation | EmissionsCost | 0 | [6 empty] | 0.60057 | 0
LCP_Inputs_ON_Electric_2023_04_03 | 2033 | Nuclear | Generation | Electricity | QC | Dispatch-Generation | FuelCost | 0 | [6 empty] | 0.60057 | 0
LCP_Inputs_ON_Electric_2023_04_03 | 2033 | Nuclear | Generation | Electricity | QC | Dispatch-Generation | VOM | 0 | [6 empty] | 0.60057 | 0
LCP_Inputs_ON_Electric_2023_04_03 | 2033 | Nuclear | Generation | Electricity | WC | Dispatch-Generation | EmissionsCost | 0 | [6 empty] | 0.60057 | 0
LCP_Inputs_ON_Electric_2023_04_03 | 2033 | Nuclear | Generation | Electricity | WC | Dispatch-Generation | FuelCost | 0 | [6 empty] | 0.60057 | 0
LCP_Inputs_ON_Electric_2023_04_03 | 2033 | Nuclear | Generation | Electricity | WC | Dispatch-Generation | VOM | 0 | [6 empty] | 0.60057 | 0
LCP_Inputs_ON_Electric_2023_04_03 | 2033 | Nuclear SMR | Generation | Electricity | MI | Dispatch-Generation | EmissionsCost | 0 | [6 empty] | 0.60057 | 0
LCP_Inputs_ON_Electric_2023_04_03 | 2033 | Nuclear SMR | Generation | Electricity | MI | Dispatch-Generation | FuelCost | 0 | [6 empty] | 0.60057 | 0
LCP_Inputs_ON_Electric_2023_04_03 | 2033 | Nuclear SMR | Generation | Electricity | MI | Dispatch-Generation | VOM | 0 | [6 empty] | 0.60057 | 0
LCP_Inputs_ON_Electric_2023_04_03 | 2033 | Nuclear SMR | Generation | Electricity | NY | Dispatch-Generation | EmissionsCost | 0 | [6 empty] | 0.60057 | 0
LCP_Inputs_ON_Electric_2023_04_03 | 2033 | Nuclear SMR | Generation | Electricity | NY | Dispatch-Generation | FuelCost | 0 | [6 empty] | 0.60057 | 0
LCP_Inputs_ON_Electric_2023_04_03 | 2033 | Nuclear SMR | Generation | Electricity | NY | Dispatch-Generation | VOM | 0 | [6 empty] | 0.60057 | 0
LCP_Inputs_ON_Electric_2023_04_03 | 2033 | Nuclear SMR | Generation | Electricity | ON | Dispatch-Generation | EmissionsCost | 0 | [6 empty] | 0.60057 | 0
LCP_Inputs_ON_Electric_2023_04_03 | 2033 | Nuclear SMR | Generation | Electricity | ON | Dispatch-Generation | FuelCost | 0 | [6 empty] | 0.60057 | 0
LCP_Inputs_ON_Electric_2023_04_03 | 2033 | Nuclear SMR | Generation | Electricity | ON | Dispatch-Generation | VOM | 19000000.8 | [6 empty] | 0.60057 | 11410908.117
LCP_Inputs_ON_Electric_2023_04_03 | 2033 | Nuclear SMR | Generation | Electricity | PJ | Dispatch-Generation | EmissionsCost | 0 | [6 empty] | 0.60057 | 0
LCP_Inputs_ON_Electric_2023_04_03 | 2033 | Nuclear SMR | Generation | Electricity | PJ | Dispatch-Generation | FuelCost | 0 | [6 empty] | 0.60057 | 0
LCP_Inputs_ON_Electric_2023_04_03 | 2033 | Nuclear SMR | Generation | Electricity | PJ | Dispatch-Generation | VOM | 0 | [6 empty] | 0.60057 | 0
LCP_Inputs_ON_Electric_2023_04_03 | 2033 | Nuclear SMR | Generation | Electricity | QC | Dispatch-Generation | EmissionsCost | 0 | [6 empty] | 0.60057 | 0
LCP_Inputs_ON_Electric_2023_04_03 | 2033 | Nuclear SMR | Generation | Electricity | QC | Dispatch-Generation | FuelCost | 0 | [6 empty] | 0.60057 | 0
LCP_Inputs_ON_Electric_2023_04_03 | 2033 | Nuclear SMR | Generation | Electricity | QC | Dispatch-Generation | VOM | 0 | [6 empty] | 0.60057 | 0
LCP_Inputs_ON_Electric_2023_04_03 | 2033 | Nuclear SMR | Generation | Electricity | WC | Dispatch-Generation | EmissionsCost | 0 | [6 empty] | 0.60057 | 0
LCP_Inputs_ON_Electric_2023_04_03 | 2033 | Nuclear SMR | Generation | Electricity | WC | Dispatch-Generation | FuelCost | 0 | [6 empty] | 0.60057 | 0
LCP_Inputs_ON_Electric_2023_04_03 | 2033 | Nuclear SMR | Generation | Electricity | WC | Dispatch-Generation | VOM | 0 | [6 empty] | 0.60057 | 0
LCP_Inputs_ON_Electric_2023_04_03 | 2033 | O/CCGT - CH4 Existing | Crossload | Electricity | MI | Dispatch-Crossload | EmissionsCost | 0 | [6 empty] | 0.60057 | 0
LCP_Inputs_ON_Electric_2023_04_03 | 2033 | O/CCGT - CH4 Existing | Crossload | Electricity | MI | Dispatch-Crossload | FuelCost | 0 | [6 empty] | 0.60057 | 0
LCP_Inputs_ON_Electric_2023_04_03 | 2033 | O/CCGT - CH4 Existing | Crossload | Electricity | MI | Dispatch-Crossload | VOM | 0 | [6 empty] | 0.60057 | 0
LCP_Inputs_ON_Electric_2023_04_03 | 2033 | O/CCGT - CH4 Existing | Crossload | Electricity | NY | Dispatch-Crossload | EmissionsCost | 0 | [6 empty] | 0.60057 | 0
LCP_Inputs_ON_Electric_2023_04_03 | 2033 | O/CCGT - CH4 Existing | Crossload | Electricity | NY | Dispatch-Crossload | FuelCost | 0 | [6 empty] | 0.60057 | 0
LCP_Inputs_ON_Electric_2023_04_03 | 2033 | O/CCGT - CH4 Existing | Crossload | Electricity | NY | Dispatch-Crossload | VOM | 0 | [6 empty] | 0.60057 | 0
LCP_Inputs_ON_Electric_2023_04_03 | 2033 | O/CCGT - CH4 Existing | Crossload | Electricity | ON | Dispatch-Crossload | EmissionsCost | 9180015.4005 | [6 empty] | 0.60057 | 5513279.3599
LCP_Inputs_ON_Electric_2023_04_03 | 2033 | O/CCGT - CH4 Existing | Crossload | Electricity | ON | Dispatch-Crossload | FuelCost | 0 | [6 empty] | 0.60057 | 0
LCP_Inputs_ON_Electric_2023_04_03 | 2033 | O/CCGT - CH4 Existing | Crossload | Electricity | ON | Dispatch-Crossload | VOM | 333612.5238 | [6 empty] | 0.60057 | 200359.0366
LCP_Inputs_ON_Electric_2023_04_03 | 2033 | O/CCGT - CH4 Existing | Crossload | Electricity | PJ | Dispatch-Crossload | EmissionsCost | 0 | [6 empty] | 0.60057 | 0
LCP_Inputs_ON_Electric_2023_04_03 | 2033 | O/CCGT - CH4 Existing | Crossload | Electricity | PJ | Dispatch-Crossload | FuelCost | 0 | [6 empty] | 0.60057 | 0
LCP_Inputs_ON_Electric_2023_04_03 | 2033 | O/CCGT - CH4 Existing | Crossload | Electricity | PJ | Dispatch-Crossload | VOM | 0 | [6 empty] | 0.60057 | 0
LCP_Inputs_ON_Electric_2023_04_03 | 2033 | O/CCGT - CH4 Existing | Crossload | Electricity | QC | Dispatch-Crossload | EmissionsCost | 0 | [6 empty] | 0.60057 | 0
LCP_Inputs_ON_Electric_2023_04_03 | 2033 | O/CCGT - CH4 Existing | Crossload | Electricity | QC | Dispatch-Crossload | FuelCost | 0 | [6 empty] | 0.60057 | 0
LCP_Inputs_ON_Electric_2023_04_03 | 2033 | O/CCGT - CH4 Existing | Crossload | Electricity | QC | Dispatch-Crossload | VOM | 0 | [6 empty] | 0.60057 | 0
LCP_Inputs_ON_Electric_2023_04_03 | 2033 | O/CCGT - CH4 Existing | Crossload | Electricity | WC | Dispatch-Crossload | EmissionsCost | 0 | [6 empty] | 0.60057 | 0
LCP_Inputs_ON_Electric_2023_04_03 | 2033 | O/CCGT - CH4 Existing | Crossload | Electricity | WC | Dispatch-Crossload | FuelCost | 0 | [6 empty] | 0.60057 | 0
LCP_Inputs_ON_Electric_2023_04_03 | 2033 | O/CCGT - CH4 Existing | Crossload | Electricity | WC | Dispatch-Crossload | VOM | 0 | [6 empty] | 0.60057 | 0
LCP_Inputs_ON_Electric_2023_04_03 | 2033 | O/CCGT - CH4 New | Crossload | Electricity | MI | Dispatch-Crossload | EmissionsCost | 0 | [6 empty] | 0.60057 | 0
LCP_Inputs_ON_Electric_2023_04_03 | 2033 | O/CCGT - CH4 New | Crossload | Electricity | MI | Dispatch-Crossload | FuelCost | 0 | [6 empty] | 0.60057 | 0
LCP_Inputs_ON_Electric_2023_04_03 | 2033 | O/CCGT - CH4 New | Crossload | Electricity | MI | Dispatch-Crossload | VOM | 0 | [6 empty] | 0.60057 | 0
LCP_Inputs_ON_Electric_2023_04_03 | 2033 | O/CCGT - CH4 New | Crossload | Electricity | NY | Dispatch-Crossload | EmissionsCost | 0 | [6 empty] | 0.60057 | 0
LCP_Inputs_ON_Electric_2023_04_03 | 2033 | O/CCGT - CH4 New | Crossload | Electricity | NY | Dispatch-Crossload | FuelCost | 0 | [6 empty] | 0.60057 | 0
LCP_Inputs_ON_Electric_2023_04_03 | 2033 | O/CCGT - CH4 New | Crossload | Electricity | NY | Dispatch-Crossload | VOM | 0 | [6 empty] | 0.60057 | 0
LCP_Inputs_ON_Electric_2023_04_03 | 2033 | O/CCGT - CH4 New | Crossload | Electricity | ON | Dispatch-Crossload | EmissionsCost | 361423.3129 | [6 empty] | 0.60057 | 217061.4759
LCP_Inputs_ON_Electric_2023_04_03 | 2033 | O/CCGT - CH4 New | Crossload | Electricity | ON | Dispatch-Crossload | FuelCost | 0 | [6 empty] | 0.60057 | 0
LCP_Inputs_ON_Electric_2023_04_03 | 2033 | O/CCGT - CH4 New | Crossload | Electricity | ON | Dispatch-Crossload | VOM | 13134.547 | [6 empty] | 0.60057 | 7888.2686
LCP_Inputs_ON_Electric_2023_04_03 | 2033 | O/CCGT - CH4 New | Crossload | Electricity | PJ | Dispatch-Crossload | EmissionsCost | 0 | [6 empty] | 0.60057 | 0
LCP_Inputs_ON_Electric_2023_04_03 | 2033 | O/CCGT - CH4 New | Crossload | Electricity | PJ | Dispatch-Crossload | FuelCost | 0 | [6 empty] | 0.60057 | 0
LCP_Inputs_ON_Electric_2023_04_03 | 2033 | O/CCGT - CH4 New | Crossload | Electricity | PJ | Dispatch-Crossload | VOM | 0 | [6 empty] | 0.60057 | 0
LCP_Inputs_ON_Electric_2023_04_03 | 2033 | O/CCGT - CH4 New | Crossload | Electricity | QC | Dispatch-Crossload | EmissionsCost | 0 | [6 empty] | 0.60057 | 0
LCP_Inputs_ON_Electric_2023_04_03 | 2033 | O/CCGT - CH4 New | Crossload | Electricity | QC | Dispatch-Crossload | FuelCost | 0 | [6 empty] | 0.60057 | 0
LCP_Inputs_ON_Electric_2023_04_03 | 2033 | O/CCGT - CH4 New | Crossload | Electricity | QC | Dispatch-Crossload | VOM | 0 | [6 empty] | 0.60057 | 0
LCP_Inputs_ON_Electric_2023_04_03 | 2033 | O/CCGT - CH4 New | Crossload | Electricity | WC | Dispatch-Crossload | EmissionsCost | 0 | [6 empty] | 0.60057 | 0
LCP_Inputs_ON_Electric_2023_04_03 | 2033 | O/CCGT - CH4 New | Crossload | Electricity | WC | Dispatch-Crossload | FuelCost | 0 | [6 empty] | 0.60057 | 0
LCP_Inputs_ON_Electric_2023_04_03 | 2033 | O/CCGT - CH4 New | Crossload | Electricity | WC | Dispatch-Crossload | VOM | 0 | [6 empty] | 0.60057 | 0
LCP_Inputs_ON_Electric_2023_04_03 | 2033 | O/CCGT - H2 New | Crossload | Electricity | MI | Dispatch-Crossload | EmissionsCost | 0 | [6 empty] | 0.60057 | 0
LCP_Inputs_ON_Electric_2023_04_03 | 2033 | O/CCGT - H2 New | Crossload | Electricity | MI | Dispatch-Crossload | FuelCost | 0 | [6 empty] | 0.60057 | 0
LCP_Inputs_ON_Electric_2023_04_03 | 2033 | O/CCGT - H2 New | Crossload | Electricity | MI | Dispatch-Crossload | VOM | 0 | [6 empty] | 0.60057 | 0
LCP_Inputs_ON_Electric_2023_04_03 | 2033 | O/CCGT - H2 New | Crossload | Electricity | NY | Dispatch-Crossload | EmissionsCost | 0 | [6 empty] | 0.60057 | 0
LCP_Inputs_ON_Electric_2023_04_03 | 2033 | O/CCGT - H2 New | Crossload | Electricity | NY | Dispatch-Crossload | FuelCost | 0 | [6 empty] | 0.60057 | 0
LCP_Inputs_ON_Electric_2023_04_03 | 2033 | O/CCGT - H2 New | Crossload | Electricity | NY | Dispatch-Crossload | VOM | 0 | [6 empty] | 0.60057 | 0
LCP_Inputs_ON_Electric_2023_04_03 | 2033 | O/CCGT - H2 New | Crossload | Electricity | ON | Dispatch-Crossload | EmissionsCost | 0 | [6 empty] | 0.60057 | 0
LCP_Inputs_ON_Electric_2023_04_03 | 2033 | O/CCGT - H2 New | Crossload | Electricity | ON | Dispatch-Crossload | FuelCost | 0 | [6 empty] | 0.60057 | 0
LCP_Inputs_ON_Electric_2023_04_03 | 2033 | O/CCGT - H2 New | Crossload | Electricity | ON | Dispatch-Crossload | VOM | 1464727.4743 | [6 empty] | 0.60057 | 879677.3643
LCP_Inputs_ON_Electric_2023_04_03 | 2033 | O/CCGT - H2 New | Crossload | Electricity | PJ | Dispatch-Crossload | EmissionsCost | 0 | [6 empty] | 0.60057 | 0
LCP_Inputs_ON_Electric_2023_04_03 | 2033 | O/CCGT - H2 New | Crossload | Electricity | PJ | Dispatch-Crossload | FuelCost | 0 | [6 empty] | 0.60057 | 0
LCP_Inputs_ON_Electric_2023_04_03 | 2033 | O/CCGT - H2 New | Crossload | Electricity | PJ | Dispatch-Crossload | VOM | 0 | [6 empty] | 0.60057 | 0
LCP_Inputs_ON_Electric_2023_04_03 | 2033 | O/CCGT - H2 New | Crossload | Electricity | QC | Dispatch-Crossload | EmissionsCost | 0 | [6 empty] | 0.60057 | 0
LCP_Inputs_ON_Electric_2023_04_03 | 2033 | O/CCGT - H2 New | Crossload | Electricity | QC | Dispatch-Crossload | FuelCost | 0 | [6 empty] | 0.60057 | 0
LCP_Inputs_ON_Electric_2023_04_03 | 2033 | O/CCGT - H2 New | Crossload | Electricity | QC | Dispatch-Crossload | VOM | 0 | [6 empty] | 0.60057 | 0
LCP_Inputs_ON_Electric_2023_04_03 | 2033 | O/CCGT - H2 New | Crossload | Electricity | WC | Dispatch-Crossload | EmissionsCost | 0 | [6 empty] | 0.60057 | 0
LCP_Inputs_ON_Electric_2023_04_03 | 2033 | O/CCGT - H2 New | Crossload | Electricity | WC | Dispatch-Crossload | FuelCost | 0 | [6 empty] | 0.60057 | 0
LCP_Inputs_ON_Electric_2023_04_03 | 2033 | O/CCGT - H2 New | Crossload | Electricity | WC | Dispatch-Crossload | VOM | 0 | [6 empty] | 0.60057 | 0
LCP_Inputs_ON_Electric_2023_04_03 | 2033 | SMR CCS | Crossload | Hydrogen | MI | Dispatch-Crossload | EmissionsCost | 0 | [6 empty] | 0.60057 | 0
LCP_Inputs_ON_Electric_2023_04_03 | 2033 | SMR CCS | Crossload | Hydrogen | MI | Dispatch-Crossload | FuelCost | 0 | [6 empty] | 0.60057 | 0
LCP_Inputs_ON_Electric_2023_04_03 | 2033 | SMR CCS | Crossload | Hydrogen | MI | Dispatch-Crossload | VOM | 0 | [6 empty] | 0.60057 | 0
LCP_Inputs_ON_Electric_2023_04_03 | 2033 | SMR CCS | Crossload | Hydrogen | NY | Dispatch-Crossload | EmissionsCost | 0 | [6 empty] | 0.60057 | 0
LCP_Inputs_ON_Electric_2023_04_03 | 2033 | SMR CCS | Crossload | Hydrogen | NY | Dispatch-Crossload | FuelCost | 0 | [6 empty] | 0.60057 | 0
LCP_Inputs_ON_Electric_2023_04_03 | 2033 | SMR CCS | Crossload | Hydrogen | NY | Dispatch-Crossload | VOM | 0 | [6 empty] | 0.60057 | 0
LCP_Inputs_ON_Electric_2023_04_03 | 2033 | SMR CCS | Crossload | Hydrogen | ON | Dispatch-Crossload | EmissionsCost | 76580835.5373 | [6 empty] | 0.60057 | 45992465.3183
LCP_Inputs_ON_Electric_2023_04_03 | 2033 | SMR CCS | Crossload | Hydrogen | ON | Dispatch-Crossload | FuelCost | 0 | [6 empty] | 0.60057 | 0
LCP_Inputs_ON_Electric_2023_04_03 | 2033 | SMR CCS | Crossload | Hydrogen | ON | Dispatch-Crossload | VOM | 91254385.794 | [6 empty] | 0.60057 | 54805019.354
LCP_Inputs_ON_Electric_2023_04_03 | 2033 | SMR CCS | Crossload | Hydrogen | PJ | Dispatch-Crossload | EmissionsCost | 0 | [6 empty] | 0.60057 | 0
LCP_Inputs_ON_Electric_2023_04_03 | 2033 | SMR CCS | Crossload | Hydrogen | PJ | Dispatch-Crossload | FuelCost | 0 | [6 empty] | 0.60057 | 0
LCP_Inputs_ON_Electric_2023_04_03 | 2033 | SMR CCS | Crossload | Hydrogen | PJ | Dispatch-Crossload | VOM | 0 | [6 empty] | 0.60057 | 0
LCP_Inputs_ON_Electric_2023_04_03 | 2033 | SMR CCS | Crossload | Hydrogen | QC | Dispatch-Crossload | EmissionsCost | 0 | [6 empty] | 0.60057 | 0
LCP_Inputs_ON_Electric_2023_04_03 | 2033 | SMR CCS | Crossload | Hydrogen | QC | Dispatch-Crossload | FuelCost | 0 | [6 empty] | 0.60057 | 0
LCP_Inputs_ON_Electric_2023_04_03 | 2033 | SMR CCS | Crossload | Hydrogen | QC | Dispatch-Crossload | VOM | 0 | [6 empty] | 0.60057 | 0
LCP_Inputs_ON_Electric_2023_04_03 | 2033 | SMR CCS | Crossload | Hydrogen | WC | Dispatch-Crossload | EmissionsCost | 0 | [6 empty] | 0.60057 | 0
LCP_Inputs_ON_Electric_2023_04_03 | 2033 | SMR CCS | Crossload | Hydrogen | WC | Dispatch-Crossload | FuelCost | 0 | [6 empty] | 0.60057 | 0
LCP_Inputs_ON_Electric_2023_04_03 | 2033 | SMR CCS | Crossload | Hydrogen | WC | Dispatch-Crossload | VOM | 0 | [6 empty] | 0.60057 | 0
LCP_Inputs_ON_Electric_2023_04_03 | 2033 | Solar PV | Generation | Electricity | MI | Dispatch-Generation | EmissionsCost | 0 | [6 empty] | 0.60057 | 0
LCP_Inputs_ON_Electric_2023_04_03 | 2033 | Solar PV | Generation | Electricity | MI | Dispatch-Generation | FuelCost | 0 | [6 empty] | 0.60057 | 0
LCP_Inputs_ON_Electric_2023_04_03 | 2033 | Solar PV | Generation | Electricity | MI | Dispatch-Generation | VOM | 0 | [6 empty] | 0.60057 | 0
LCP_Inputs_ON_Electric_2023_04_03 | 2033 | Solar PV | Generation | Electricity | NY | Dispatch-Generation | EmissionsCost | 0 | [6 empty] | 0.60057 | 0
LCP_Inputs_ON_Electric_2023_04_03 | 2033 | Solar PV | Generation | Electricity | NY | Dispatch-Generation | FuelCost | 0 | [6 empty] | 0.60057 | 0
LCP_Inputs_ON_Electric_2023_04_03 | 2033 | Solar PV | Generation | Electricity | NY | Dispatch-Generation | VOM | 0 | [6 empty] | 0.60057 | 0
LCP_Inputs_ON_Electric_2023_04_03 | 2033 | Solar PV | Generation | Electricity | ON | Dispatch-Generation | EmissionsCost | 0 | [6 empty] | 0.60057 | 0
LCP_Inputs_ON_Electric_2023_04_03 | 2033 | Solar PV | Generation | Electricity | ON | Dispatch-Generation | FuelCost | 0 | [6 empty] | 0.60057 | 0
LCP_Inputs_ON_Electric_2023_04_03 | 2033 | Solar PV | Generation | Electricity | ON | Dispatch-Generation | VOM | 0 | [6 empty] | 0.60057 | 0
LCP_Inputs_ON_Electric_2023_04_03 | 2033 | Solar PV | Generation | Electricity | PJ | Dispatch-Generation | EmissionsCost | 0 | [6 empty] | 0.60057 | 0
LCP_Inputs_ON_Electric_2023_04_03 | 2033 | Solar PV | Generation | Electricity | PJ | Dispatch-Generation | FuelCost | 0 | [6 empty] | 0.60057 | 0
LCP_Inputs_ON_Electric_2023_04_03 | 2033 | Solar PV | Generation | Electricity | PJ | Dispatch-Generation | VOM | 0 | [6 empty] | 0.60057 | 0
LCP_Inputs_ON_Electric_2023_04_03 | 2033 | Solar PV | Generation | Electricity | QC | Dispatch-Generation | EmissionsCost | 0 | [6 empty] | 0.60057 | 0
LCP_Inputs_ON_Electric_2023_04_03 | 2033 | Solar PV | Generation | Electricity | QC | Dispatch-Generation | FuelCost | 0 | [6 empty] | 0.60057 | 0
LCP_Inputs_ON_Electric_2023_04_03 | 2033 | Solar PV | Generation | Electricity | QC | Dispatch-Generation | VOM | 0 | [6 empty] | 0.60057 | 0
LCP_Inputs_ON_Electric_2023_04_03 | 2033 | Solar PV | Generation | Electricity | WC | Dispatch-Generation | EmissionsCost | 0 | [6 empty] | 0.60057 | 0
LCP_Inputs_ON_Electric_2023_04_03 | 2033 | Solar PV | Generation | Electricity | WC | Dispatch-Generation | FuelCost | 0 | [6 empty] | 0.60057 | 0
LCP_Inputs_ON_Electric_2023_04_03 | 2033 | Solar PV | Generation | Electricity | WC | Dispatch-Generation | VOM | 0 | [6 empty] | 0.60057 | 0
LCP_Inputs_ON_Electric_2023_04_03 | 2033 | Wind Offshore | Generation | Electricity | MI | Dispatch-Generation | EmissionsCost | 0 | [6 empty] | 0.60057 | 0
LCP_Inputs_ON_Electric_2023_04_03 | 2033 | Wind Offshore | Generation | Electricity | MI | Dispatch-Generation | FuelCost | 0 | [6 empty] | 0.60057 | 0
LCP_Inputs_ON_Electric_2023_04_03 | 2033 | Wind Offshore | Generation | Electricity | MI | Dispatch-Generation | VOM | 0 | [6 empty] | 0.60057 | 0
LCP_Inputs_ON_Electric_2023_04_03 | 2033 | Wind Offshore | Generation | Electricity | NY | Dispatch-Generation | EmissionsCost | 0 | [6 empty] | 0.60057 | 0
LCP_Inputs_ON_Electric_2023_04_03 | 2033 | Wind Offshore | Generation | Electricity | NY | Dispatch-Generation | FuelCost | 0 | [6 empty] | 0.60057 | 0
LCP_Inputs_ON_Electric_2023_04_03 | 2033 | Wind Offshore | Generation | Electricity | NY | Dispatch-Generation | VOM | 0 | [6 empty] | 0.60057 | 0
LCP_Inputs_ON_Electric_2023_04_03 | 2033 | Wind Offshore | Generation | Electricity | ON | Dispatch-Generation | EmissionsCost | 0 | [6 empty] | 0.60057 | 0
LCP_Inputs_ON_Electric_2023_04_03 | 2033 | Wind Offshore | Generation | Electricity | ON | Dispatch-Generation | FuelCost | 0 | [6 empty] | 0.60057 | 0
LCP_Inputs_ON_Electric_2023_04_03 | 2033 | Wind Offshore | Generation | Electricity | ON | Dispatch-Generation | VOM | 0 | [6 empty] | 0.60057 | 0
LCP_Inputs_ON_Electric_2023_04_03 | 2033 | Wind Offshore | Generation | Electricity | PJ | Dispatch-Generation | EmissionsCost | 0 | [6 empty] | 0.60057 | 0
LCP_Inputs_ON_Electric_2023_04_03 | 2033 | Wind Offshore | Generation | Electricity | PJ | Dispatch-Generation | FuelCost | 0 | [6 empty] | 0.60057 | 0
LCP_Inputs_ON_Electric_2023_04_03 | 2033 | Wind Offshore | Generation | Electricity | PJ | Dispatch-Generation | VOM | 0 | [6 empty] | 0.60057 | 0
LCP_Inputs_ON_Electric_2023_04_03 | 2033 | Wind Offshore | Generation | Electricity | QC | Dispatch-Generation | EmissionsCost | 0 | [6 empty] | 0.60057 | 0
LCP_Inputs_ON_Electric_2023_04_03 | 2033 | Wind Offshore | Generation | Electricity | QC | Dispatch-Generation | FuelCost | 0 | [6 empty] | 0.60057 | 0
LCP_Inputs_ON_Electric_2023_04_03 | 2033 | Wind Offshore | Generation | Electricity | QC | Dispatch-Generation | VOM | 0 | [6 empty] | 0.60057 | 0
LCP_Inputs_ON_Electric_2023_04_03 | 2033 | Wind Offshore | Generation | Electricity | WC | Dispatch-Generation | EmissionsCost | 0 | [6 empty] | 0.60057 | 0
LCP_Inputs_ON_Electric_2023_04_03 | 2033 | Wind Offshore | Generation | Electricity | WC | Dispatch-Generation | FuelCost | 0 | [6 empty] | 0.60057 | 0
LCP_Inputs_ON_Electric_2023_04_03 | 2033 | Wind Offshore | Generation | Electricity | WC | Dispatch-Generation | VOM | 0 | [6 empty] | 0.60057 | 0
LCP_Inputs_ON_Electric_2023_04_03 | 2033 | Wind Onshore | Generation | Electricity | MI | Dispatch-Generation | EmissionsCost | 0 | [6 empty] | 0.60057 | 0
LCP_Inputs_ON_Electric_2023_04_03 | 2033 | Wind Onshore | Generation | Electricity | MI | Dispatch-Generation | FuelCost | 0 | [6 empty] | 0.60057 | 0
LCP_Inputs_ON_Electric_2023_04_03 | 2033 | Wind Onshore | Generation | Electricity | MI | Dispatch-Generation | VOM | 0 | [6 empty] | 0.60057 | 0
LCP_Inputs_ON_Electric_2023_04_03 | 2033 | Wind Onshore | Generation | Electricity | NY | Dispatch-Generation | EmissionsCost | 0 | [6 empty] | 0.60057 | 0
LCP_Inputs_ON_Electric_2023_04_03 | 2033 | Wind Onshore | Generation | Electricity | NY | Dispatch-Generation | FuelCost | 0 | [6 empty] | 0.60057 | 0
LCP_Inputs_ON_Electric_2023_04_03 | 2033 | Wind Onshore | Generation | Electricity | NY | Dispatch-Generation | VOM | 0 | [6 empty] | 0.60057 | 0
LCP_Inputs_ON_Electric_2023_04_03 | 2033 | Wind Onshore | Generation | Electricity | ON | Dispatch-Generation | EmissionsCost | 0 | [6 empty] | 0.60057 | 0
LCP_Inputs_ON_Electric_2023_04_03 | 2033 | Wind Onshore | Generation | Electricity | ON | Dispatch-Generation | FuelCost | 0 | [6 empty] | 0.60057 | 0
LCP_Inputs_ON_Electric_2023_04_03 | 2033 | Wind Onshore | Generation | Electricity | ON | Dispatch-Generation | VOM | 0 | [6 empty] | 0.60057 | 0
LCP_Inputs_ON_Electric_2023_04_03 | 2033 | Wind Onshore | Generation | Electricity | PJ | Dispatch-Generation | EmissionsCost | 0 | [6 empty] | 0.60057 | 0
LCP_Inputs_ON_Electric_2023_04_03 | 2033 | Wind Onshore | Generation | Electricity | PJ | Dispatch-Generation | FuelCost | 0 | [6 empty] | 0.60057 | 0
LCP_Inputs_ON_Electric_2023_04_03 | 2033 | Wind Onshore | Generation | Electricity | PJ | Dispatch-Generation | VOM | 0 | [6 empty] | 0.60057 | 0
LCP_Inputs_ON_Electric_2023_04_03 | 2033 | Wind Onshore | Generation | Electricity | QC | Dispatch-Generation | EmissionsCost | 0 | [6 empty] | 0.60057 | 0
LCP_Inputs_ON_Electric_2023_04_03 | 2033 | Wind Onshore | Generation | Electricity | QC | Dispatch-Generation | FuelCost | 0 | [6 empty] | 0.60057 | 0
LCP_Inputs_ON_Electric_2023_04_03 | 2033 | Wind Onshore | Generation | Electricity | QC | Dispatch-Generation | VOM | 0 | [6 empty] | 0.60057 | 0
LCP_Inputs_ON_Electric_2023_04_03 | 2033 | Wind Onshore | Generation | Electricity | WC | Dispatch-Generation | EmissionsCost | 0 | [6 empty] | 0.60057 | 0
LCP_Inputs_ON_Electric_2023_04_03 | 2033 | Wind Onshore | Generation | Electricity | WC | Dispatch-Generation | FuelCost | 0 | [6 empty] | 0.60057 | 0
LCP_Inputs_ON_Electric_2023_04_03 | 2033 | Wind Onshore | Generation | Electricity | WC | Dispatch-Generation | VOM | 0 | [6 empty] | 0.60057 | 0
LCP_Inputs_ON_Electric_2023_04_03 | 2034 | Anaerobic Digestion | Generation | Methane | MI | Dispatch-Generation | EmissionsCost | 0 | [6 empty] | 0.57748 | 0
LCP_Inputs_ON_Electric_2023_04_03 | 2034 | Anaerobic Digestion | Generation | Methane | MI | Dispatch-Generation | FuelCost | 0 | [6 empty] | 0.57748 | 0
LCP_Inputs_ON_Electric_2023_04_03 | 2034 | Anaerobic Digestion | Generation | Methane | MI | Dispatch-Generation | VOM | 0 | [6 empty] | 0.57748 | 0
LCP_Inputs_ON_Electric_2023_04_03 | 2034 | Anaerobic Digestion | Generation | Methane | NY | Dispatch-Generation | EmissionsCost | 0 | [6 empty] | 0.57748 | 0
LCP_Inputs_ON_Electric_2023_04_03 | 2034 | Anaerobic Digestion | Generation | Methane | NY | Dispatch-Generation | FuelCost | 0 | [6 empty] | 0.57748 | 0
LCP_Inputs_ON_Electric_2023_04_03 | 2034 | Anaerobic Digestion | Generation | Methane | NY | Dispatch-Generation | VOM | 0 | [6 empty] | 0.57748 | 0
LCP_Inputs_ON_Electric_2023_04_03 | 2034 | Anaerobic Digestion | Generation | Methane | ON | Dispatch-Generation | EmissionsCost | 0 | [6 empty] | 0.57748 | 0
LCP_Inputs_ON_Electric_2023_04_03 | 2034 | Anaerobic Digestion | Generation | Methane | ON | Dispatch-Generation | FuelCost | 0 | [6 empty] | 0.57748 | 0
LCP_Inputs_ON_Electric_2023_04_03 | 2034 | Anaerobic Digestion | Generation | Methane | ON | Dispatch-Generation | VOM | 0 | [6 empty] | 0.57748 | 0
LCP_Inputs_ON_Electric_2023_04_03 | 2034 | Anaerobic Digestion | Generation | Methane | PJ | Dispatch-Generation | EmissionsCost | 0 | [6 empty] | 0.57748 | 0
LCP_Inputs_ON_Electric_2023_04_03 | 2034 | Anaerobic Digestion | Generation | Methane | PJ | Dispatch-Generation | FuelCost | 0 | [6 empty] | 0.57748 | 0
LCP_Inputs_ON_Electric_2023_04_03 | 2034 | Anaerobic Digestion | Generation | Methane | PJ | Dispatch-Generation | VOM | 0 | [6 empty] | 0.57748 | 0
LCP_Inputs_ON_Electric_2023_04_03 | 2034 | Anaerobic Digestion | Generation | Methane | QC | Dispatch-Generation | EmissionsCost | 0 | [6 empty] | 0.57748 | 0
LCP_Inputs_ON_Electric_2023_04_03 | 2034 | Anaerobic Digestion | Generation | Methane | QC | Dispatch-Generation | FuelCost | 0 | [6 empty] | 0.57748 | 0
LCP_Inputs_ON_Electric_2023_04_03 | 2034 | Anaerobic Digestion | Generation | Methane | QC | Dispatch-Generation | VOM | 0 | [6 empty] | 0.57748 | 0
LCP_Inputs_ON_Electric_2023_04_03 | 2034 | Anaerobic Digestion | Generation | Methane | WC | Dispatch-Generation | EmissionsCost | 0 | [6 empty] | 0.57748 | 0
LCP_Inputs_ON_Electric_2023_04_03 | 2034 | Anaerobic Digestion | Generation | Methane | WC | Dispatch-Generation | FuelCost | 0 | [6 empty] | 0.57748 | 0
LCP_Inputs_ON_Electric_2023_04_03 | 2034 | Anaerobic Digestion | Generation | Methane | WC | Dispatch-Generation | VOM | 0 | [6 empty] | 0.57748 | 0
LCP_Inputs_ON_Electric_2023_04_03 | 2034 | Battery Storage | Storage | Electricity | MI | Dispatch-Storage | EmissionsCost | 0 | [6 empty] | 0.57748 | 0
LCP_Inputs_ON_Electric_2023_04_03 | 2034 | Battery Storage | Storage | Electricity | MI | Dispatch-Storage | FuelCost | 0 | [6 empty] | 0.57748 | 0
LCP_Inputs_ON_Electric_2023_04_03 | 2034 | Battery Storage | Storage | Electricity | MI | Dispatch-Storage | VOM | 0 | [6 empty] | 0.57748 | 0
LCP_Inputs_ON_Electric_2023_04_03 | 2034 | Battery Storage | Storage | Electricity | NY | Dispatch-Storage | EmissionsCost | 0 | [6 empty] | 0.57748 | 0
LCP_Inputs_ON_Electric_2023_04_03 | 2034 | Battery Storage | Storage | Electricity | NY | Dispatch-Storage | FuelCost | 0 | [6 empty] | 0.57748 | 0
LCP_Inputs_ON_Electric_2023_04_03 | 2034 | Battery Storage | Storage | Electricity | NY | Dispatch-Storage | VOM | 0 | [6 empty] | 0.57748 | 0
LCP_Inputs_ON_Electric_2023_04_03 | 2034 | Battery Storage | Storage | Electricity | ON | Dispatch-Storage | EmissionsCost | 0 | [6 empty] | 0.57748 | 0
LCP_Inputs_ON_Electric_2023_04_03 | 2034 | Battery Storage | Storage | Electricity | ON | Dispatch-Storage | FuelCost | 0 | [6 empty] | 0.57748 | 0
LCP_Inputs_ON_Electric_2023_04_03 | 2034 | Battery Storage | Storage | Electricity | ON | Dispatch-Storage | VOM | 0 | [6 empty] | 0.57748 | 0
LCP_Inputs_ON_Electric_2023_04_03 | 2034 | Battery Storage | Storage | Electricity | PJ | Dispatch-Storage | EmissionsCost | 0 | [6 empty] | 0.57748 | 0
LCP_Inputs_ON_Electric_2023_04_03 | 2034 | Battery Storage | Storage | Electricity | PJ | Dispatch-Storage | FuelCost | 0 | [6 empty] | 0.57748 | 0
LCP_Inputs_ON_Electric_2023_04_03 | 2034 | Battery Storage | Storage | Electricity | PJ | Dispatch-Storage | VOM | 0 | [6 empty] | 0.57748 | 0
LCP_Inputs_ON_Electric_2023_04_03 | 2034 | Battery Storage | Storage | Electricity | QC | Dispatch-Storage | EmissionsCost | 0 | [6 empty] | 0.57748 | 0
LCP_Inputs_ON_Electric_2023_04_03 | 2034 | Battery Storage | Storage | Electricity | QC | Dispatch-Storage | FuelCost | 0 | [6 empty] | 0.57748 | 0
LCP_Inputs_ON_Electric_2023_04_03 | 2034 | Battery Storage | Storage | Electricity | QC | Dispatch-Storage | VOM | 0 | [6 empty] | 0.57748 | 0
LCP_Inputs_ON_Electric_2023_04_03 | 2034 | Battery Storage | Storage | Electricity | WC | Dispatch-Storage | EmissionsCost | 0 | [6 empty] | 0.57748 | 0
LCP_Inputs_ON_Electric_2023_04_03 | 2034 | Battery Storage | Storage | Electricity | WC | Dispatch-Storage | FuelCost | 0 | [6 empty] | 0.57748 | 0
LCP_Inputs_ON_Electric_2023_04_03 | 2034 | Battery Storage | Storage | Electricity | WC | Dispatch-Storage | VOM | 0 | [6 empty] | 0.57748 | 0
LCP_Inputs_ON_Electric_2023_04_03 | 2034 | Biomass | Generation | Electricity | MI | Dispatch-Generation | EmissionsCost | 0 | [6 empty] | 0.57748 | 0
LCP_Inputs_ON_Electric_2023_04_03 | 2034 | Biomass | Generation | Electricity | MI | Dispatch-Generation | FuelCost | 0 | [6 empty] | 0.57748 | 0
LCP_Inputs_ON_Electric_2023_04_03 | 2034 | Biomass | Generation | Electricity | MI | Dispatch-Generation | VOM | 0 | [6 empty] | 0.57748 | 0
LCP_Inputs_ON_Electric_2023_04_03 | 2034 | Biomass | Generation | Electricity | NY | Dispatch-Generation | EmissionsCost | 0 | [6 empty] | 0.57748 | 0
LCP_Inputs_ON_Electric_2023_04_03 | 2034 | Biomass | Generation | Electricity | NY | Dispatch-Generation | FuelCost | 0 | [6 empty] | 0.57748 | 0
LCP_Inputs_ON_Electric_2023_04_03 | 2034 | Biomass | Generation | Electricity | NY | Dispatch-Generation | VOM | 0 | [6 empty] | 0.57748 | 0
LCP_Inputs_ON_Electric_2023_04_03 | 2034 | Biomass | Generation | Electricity | ON | Dispatch-Generation | EmissionsCost | 0 | [6 empty] | 0.57748 | 0
LCP_Inputs_ON_Electric_2023_04_03 | 2034 | Biomass | Generation | Electricity | ON | Dispatch-Generation | FuelCost | 2498962.9091 | [6 empty] | 0.57748 | 1443088.8129
LCP_Inputs_ON_Electric_2023_04_03 | 2034 | Biomass | Generation | Electricity | ON | Dispatch-Generation | VOM | 32070.024 | [6 empty] | 0.57748 | 18519.6398
LCP_Inputs_ON_Electric_2023_04_03 | 2034 | Biomass | Generation | Electricity | PJ | Dispatch-Generation | EmissionsCost | 0 | [6 empty] | 0.57748 | 0
LCP_Inputs_ON_Electric_2023_04_03 | 2034 | Biomass | Generation | Electricity | PJ | Dispatch-Generation | FuelCost | 0 | [6 empty] | 0.57748 | 0
LCP_Inputs_ON_Electric_2023_04_03 | 2034 | Biomass | Generation | Electricity | PJ | Dispatch-Generation | VOM | 0 | [6 empty] | 0.57748 | 0
LCP_Inputs_ON_Electric_2023_04_03 | 2034 | Biomass | Generation | Electricity | QC | Dispatch-Generation | EmissionsCost | 0 | [6 empty] | 0.57748 | 0
LCP_Inputs_ON_Electric_2023_04_03 | 2034 | Biomass | Generation | Electricity | QC | Dispatch-Generation | FuelCost | 449170.9091 | [6 empty] | 0.57748 | 259385.0079
LCP_Inputs_ON_Electric_2023_04_03 | 2034 | Biomass | Generation | Electricity | QC | Dispatch-Generation | VOM | 5764.36 | [6 empty] | 0.57748 | 3328.7743
LCP_Inputs_ON_Electric_2023_04_03 | 2034 | Biomass | Generation | Electricity | WC | Dispatch-Generation | EmissionsCost | 0 | [6 empty] | 0.57748 | 0
LCP_Inputs_ON_Electric_2023_04_03 | 2034 | Biomass | Generation | Electricity | WC | Dispatch-Generation | FuelCost | 0 | [6 empty] | 0.57748 | 0
LCP_Inputs_ON_Electric_2023_04_03 | 2034 | Biomass | Generation | Electricity | WC | Dispatch-Generation | VOM | 0 | [6 empty] | 0.57748 | 0
LCP_Inputs_ON_Electric_2023_04_03 | 2034 | Biomass + CCS | Generation | Electricity | MI | Dispatch-Generation | EmissionsCost | 0 | [6 empty] | 0.57748 | 0
LCP_Inputs_ON_Electric_2023_04_03 | 2034 | Biomass + CCS | Generation | Electricity | MI | Dispatch-Generation | FuelCost | 0 | [6 empty] | 0.57748 | 0
LCP_Inputs_ON_Electric_2023_04_03 | 2034 | Biomass + CCS | Generation | Electricity | MI | Dispatch-Generation | VOM | 0 | [6 empty] | 0.57748 | 0
LCP_Inputs_ON_Electric_2023_04_03 | 2034 | Biomass + CCS | Generation | Electricity | NY | Dispatch-Generation | EmissionsCost | 0 | [6 empty] | 0.57748 | 0
LCP_Inputs_ON_Electric_2023_04_03 | 2034 | Biomass + CCS | Generation | Electricity | NY | Dispatch-Generation | FuelCost | 0 | [6 empty] | 0.57748 | 0
LCP_Inputs_ON_Electric_2023_04_03 | 2034 | Biomass + CCS | Generation | Electricity | NY | Dispatch-Generation | VOM | 0 | [6 empty] | 0.57748 | 0
LCP_Inputs_ON_Electric_2023_04_03 | 2034 | Biomass + CCS | Generation | Electricity | ON | Dispatch-Generation | EmissionsCost | 0 | [6 empty] | 0.57748 | 0
LCP_Inputs_ON_Electric_2023_04_03 | 2034 | Biomass + CCS | Generation | Electricity | ON | Dispatch-Generation | FuelCost | 0 | [6 empty] | 0.57748 | 0
LCP_Inputs_ON_Electric_2023_04_03 | 2034 | Biomass + CCS | Generation | Electricity | ON | Dispatch-Generation | VOM | 0 | [6 empty] | 0.57748 | 0
LCP_Inputs_ON_Electric_2023_04_03 | 2034 | Biomass + CCS | Generation | Electricity | PJ | Dispatch-Generation | EmissionsCost | 0 | [6 empty] | 0.57748 | 0
LCP_Inputs_ON_Electric_2023_04_03 | 2034 | Biomass + CCS | Generation | Electricity | PJ | Dispatch-Generation | FuelCost | 0 | [6 empty] | 0.57748 | 0
LCP_Inputs_ON_Electric_2023_04_03 | 2034 | Biomass + CCS | Generation | Electricity | PJ | Dispatch-Generation | VOM | 0 | [6 empty] | 0.57748 | 0
LCP_Inputs_ON_Electric_2023_04_03 | 2034 | Biomass + CCS | Generation | Electricity | QC | Dispatch-Generation | EmissionsCost | 0 | [6 empty] | 0.57748 | 0
LCP_Inputs_ON_Electric_2023_04_03 | 2034 | Biomass + CCS | Generation | Electricity | QC | Dispatch-Generation | FuelCost | 0 | [6 empty] | 0.57748 | 0
LCP_Inputs_ON_Electric_2023_04_03 | 2034 | Biomass + CCS | Generation | Electricity | QC | Dispatch-Generation | VOM | 0 | [6 empty] | 0.57748 | 0
LCP_Inputs_ON_Electric_2023_04_03 | 2034 | Biomass + CCS | Generation | Electricity | WC | Dispatch-Generation | EmissionsCost | 0 | [6 empty] | 0.57748 | 0
LCP_Inputs_ON_Electric_2023_04_03 | 2034 | Biomass + CCS | Generation | Electricity | WC | Dispatch-Generation | FuelCost | 0 | [6 empty] | 0.57748 | 0
LCP_Inputs_ON_Electric_2023_04_03 | 2034 | Biomass + CCS | Generation | Electricity | WC | Dispatch-Generation | VOM | 0 | [6 empty] | 0.57748 | 0
LCP_Inputs_ON_Electric_2023_04_03 | 2034 | CH4 + CCS | Generation | Methane | MI | Dispatch-Generation | EmissionsCost | 0 | [6 empty] | 0.57748 | 0
LCP_Inputs_ON_Electric_2023_04_03 | 2034 | CH4 + CCS | Generation | Methane | MI | Dispatch-Generation | FuelCost | 0 | [6 empty] | 0.57748 | 0
LCP_Inputs_ON_Electric_2023_04_03 | 2034 | CH4 + CCS | Generation | Methane | MI | Dispatch-Generation | VOM | 0 | [6 empty] | 0.57748 | 0
LCP_Inputs_ON_Electric_2023_04_03 | 2034 | CH4 + CCS | Generation | Methane | NY | Dispatch-Generation | EmissionsCost | 0 | [6 empty] | 0.57748 | 0
LCP_Inputs_ON_Electric_2023_04_03 | 2034 | CH4 + CCS | Generation | Methane | NY | Dispatch-Generation | FuelCost | 0 | [6 empty] | 0.57748 | 0
LCP_Inputs_ON_Electric_2023_04_03 | 2034 | CH4 + CCS | Generation | Methane | NY | Dispatch-Generation | VOM | 0 | [6 empty] | 0.57748 | 0
LCP_Inputs_ON_Electric_2023_04_03 | 2034 | CH4 + CCS | Generation | Methane | ON | Dispatch-Generation | EmissionsCost | 0 | [6 empty] | 0.57748 | 0
LCP_Inputs_ON_Electric_2023_04_03 | 2034 | CH4 + CCS | Generation | Methane | ON | Dispatch-Generation | FuelCost | 0 | [6 empty] | 0.57748 | 0
LCP_Inputs_ON_Electric_2023_04_03 | 2034 | CH4 + CCS | Generation | Methane | ON | Dispatch-Generation | VOM | 0 | [6 empty] | 0.57748 | 0
LCP_Inputs_ON_Electric_2023_04_03 | 2034 | CH4 + CCS | Generation | Methane | PJ | Dispatch-Generation | EmissionsCost | 0 | [6 empty] | 0.57748 | 0
LCP_Inputs_ON_Electric_2023_04_03 | 2034 | CH4 + CCS | Generation | Methane | PJ | Dispatch-Generation | FuelCost | 0 | [6 empty] | 0.57748 | 0
LCP_Inputs_ON_Electric_2023_04_03 | 2034 | CH4 + CCS | Generation | Methane | PJ | Dispatch-Generation | VOM | 0 | [6 empty] | 0.57748 | 0
LCP_Inputs_ON_Electric_2023_04_03 | 2034 | CH4 + CCS | Generation | Methane | QC | Dispatch-Generation | EmissionsCost | 0 | [6 empty] | 0.57748 | 0
LCP_Inputs_ON_Electric_2023_04_03 | 2034 | CH4 + CCS | Generation | Methane | QC | Dispatch-Generation | FuelCost | 0 | [6 empty] | 0.57748 | 0
LCP_Inputs_ON_Electric_2023_04_03 | 2034 | CH4 + CCS | Generation | Methane | QC | Dispatch-Generation | VOM | 0 | [6 empty] | 0.57748 | 0
LCP_Inputs_ON_Electric_2023_04_03 | 2034 | CH4 + CCS | Generation | Methane | WC | Dispatch-Generation | EmissionsCost | 0 | [6 empty] | 0.57748 | 0
LCP_Inputs_ON_Electric_2023_04_03 | 2034 | CH4 + CCS | Generation | Methane | WC | Dispatch-Generation | FuelCost | 0 | [6 empty] | 0.57748 | 0
LCP_Inputs_ON_Electric_2023_04_03 | 2034 | CH4 + CCS | Generation | Methane | WC | Dispatch-Generation | VOM | 0 | [6 empty] | 0.57748 | 0
LCP_Inputs_ON_Electric_2023_04_03 | 2034 | CH4 Import - NY 2020 | Import | Methane | MI | Dispatch-Import | EmissionsCost | 0 | [6 empty] | 0.57748 | 0
LCP_Inputs_ON_Electric_2023_04_03 | 2034 | CH4 Import - NY 2020 | Import | Methane | MI | Dispatch-Import | FuelCost | 0 | [6 empty] | 0.57748 | 0
LCP_Inputs_ON_Electric_2023_04_03 | 2034 | CH4 Import - NY 2020 | Import | Methane | MI | Dispatch-Import | VOM | 0 | [6 empty] | 0.57748 | 0
LCP_Inputs_ON_Electric_2023_04_03 | 2034 | CH4 Import - NY 2020 | Import | Methane | NY | Dispatch-Import | EmissionsCost | 0 | [6 empty] | 0.57748 | 0
LCP_Inputs_ON_Electric_2023_04_03 | 2034 | CH4 Import - NY 2020 | Import | Methane | NY | Dispatch-Import | FuelCost | 0 | [6 empty] | 0.57748 | 0
LCP_Inputs_ON_Electric_2023_04_03 | 2034 | CH4 Import - NY 2020 | Import | Methane | NY | Dispatch-Import | VOM | 0 | [6 empty] | 0.57748 | 0
LCP_Inputs_ON_Electric_2023_04_03 | 2034 | CH4 Import - NY 2020 | Import | Methane | ON | Dispatch-Import | EmissionsCost | 0 | [6 empty] | 0.57748 | 0
LCP_Inputs_ON_Electric_2023_04_03 | 2034 | CH4 Import - NY 2020 | Import | Methane | ON | Dispatch-Import | FuelCost | 0 | [6 empty] | 0.57748 | 0
LCP_Inputs_ON_Electric_2023_04_03 | 2034 | CH4 Import - NY 2020 | Import | Methane | ON | Dispatch-Import | VOM | 0 | [6 empty] | 0.57748 | 0
LCP_Inputs_ON_Electric_2023_04_03 | 2034 | CH4 Import - NY 2020 | Import | Methane | PJ | Dispatch-Import | EmissionsCost | 0 | [6 empty] | 0.57748 | 0
LCP_Inputs_ON_Electric_2023_04_03 | 2034 | CH4 Import - NY 2020 | Import | Methane | PJ | Dispatch-Import | FuelCost | 0 | [6 empty] | 0.57748 | 0
LCP_Inputs_ON_Electric_2023_04_03 | 2034 | CH4 Import - NY 2020 | Import | Methane | PJ | Dispatch-Import | VOM | 0 | [6 empty] | 0.57748 | 0
LCP_Inputs_ON_Electric_2023_04_03 | 2034 | CH4 Import - NY 2020 | Import | Methane | QC | Dispatch-Import | EmissionsCost | 0 | [6 empty] | 0.57748 | 0
LCP_Inputs_ON_Electric_2023_04_03 | 2034 | CH4 Import - NY 2020 | Import | Methane | QC | Dispatch-Import | FuelCost | 0 | [6 empty] | 0.57748 | 0
LCP_Inputs_ON_Electric_2023_04_03 | 2034 | CH4 Import - NY 2020 | Import | Methane | QC | Dispatch-Import | VOM | 0 | [6 empty] | 0.57748 | 0
LCP_Inputs_ON_Electric_2023_04_03 | 2034 | CH4 Import - NY 2020 | Import | Methane | WC | Dispatch-Import | EmissionsCost | 0 | [6 empty] | 0.57748 | 0
LCP_Inputs_ON_Electric_2023_04_03 | 2034 | CH4 Import - NY 2020 | Import | Methane | WC | Dispatch-Import | FuelCost | 0 | [6 empty] | 0.57748 | 0
LCP_Inputs_ON_Electric_2023_04_03 | 2034 | CH4 Import - NY 2020 | Import | Methane | WC | Dispatch-Import | VOM | 0 | [6 empty] | 0.57748 | 0
LCP_Inputs_ON_Electric_2023_04_03 | 2034 | CH4 Import - NY 2030 | Import | Methane | MI | Dispatch-Import | EmissionsCost | 0 | [6 empty] | 0.57748 | 0
LCP_Inputs_ON_Electric_2023_04_03 | 2034 | CH4 Import - NY 2030 | Import | Methane | MI | Dispatch-Import | FuelCost | 0 | [6 empty] | 0.57748 | 0
LCP_Inputs_ON_Electric_2023_04_03 | 2034 | CH4 Import - NY 2030 | Import | Methane | MI | Dispatch-Import | VOM | 0 | [6 empty] | 0.57748 | 0
LCP_Inputs_ON_Electric_2023_04_03 | 2034 | CH4 Import - NY 2030 | Import | Methane | NY | Dispatch-Import | EmissionsCost | 2371206202.7872 | [6 empty] | 0.57748 | 1369312498.3421
LCP_Inputs_ON_Electric_2023_04_03 | 2034 | CH4 Import - NY 2030 | Import | Methane | NY | Dispatch-Import | FuelCost | 644356120.8267 | [6 empty] | 0.57748 | 372099604.2411
LCP_Inputs_ON_Electric_2023_04_03 | 2034 | CH4 Import - NY 2030 | Import | Methane | NY | Dispatch-Import | VOM | 0 | [6 empty] | 0.57748 | 0
LCP_Inputs_ON_Electric_2023_04_03 | 2034 | CH4 Import - NY 2030 | Import | Methane | ON | Dispatch-Import | EmissionsCost | 0 | [6 empty] | 0.57748 | 0
LCP_Inputs_ON_Electric_2023_04_03 | 2034 | CH4 Import - NY 2030 | Import | Methane | ON | Dispatch-Import | FuelCost | 0 | [6 empty] | 0.57748 | 0
LCP_Inputs_ON_Electric_2023_04_03 | 2034 | CH4 Import - NY 2030 | Import | Methane | ON | Dispatch-Import | VOM | 0 | [6 empty] | 0.57748 | 0
LCP_Inputs_ON_Electric_2023_04_03 | 2034 | CH4 Import - NY 2030 | Import | Methane | PJ | Dispatch-Import | EmissionsCost | 0 | [6 empty] | 0.57748 | 0
LCP_Inputs_ON_Electric_2023_04_03 | 2034 | CH4 Import - NY 2030 | Import | Methane | PJ | Dispatch-Import | FuelCost | 0 | [6 empty] | 0.57748 | 0
LCP_Inputs_ON_Electric_2023_04_03 | 2034 | CH4 Import - NY 2030 | Import | Methane | PJ | Dispatch-Import | VOM | 0 | [6 empty] | 0.57748 | 0
LCP_Inputs_ON_Electric_2023_04_03 | 2034 | CH4 Import - NY 2030 | Import | Methane | QC | Dispatch-Import | EmissionsCost | 0 | [6 empty] | 0.57748 | 0
LCP_Inputs_ON_Electric_2023_04_03 | 2034 | CH4 Import - NY 2030 | Import | Methane | QC | Dispatch-Import | FuelCost | 0 | [6 empty] | 0.57748 | 0
LCP_Inputs_ON_Electric_2023_04_03 | 2034 | CH4 Import - NY 2030 | Import | Methane | QC | Dispatch-Import | VOM | 0 | [6 empty] | 0.57748 | 0
LCP_Inputs_ON_Electric_2023_04_03 | 2034 | CH4 Import - NY 2030 | Import | Methane | WC | Dispatch-Import | EmissionsCost | 0 | [6 empty] | 0.57748 | 0
LCP_Inputs_ON_Electric_2023_04_03 | 2034 | CH4 Import - NY 2030 | Import | Methane | WC | Dispatch-Import | FuelCost | 0 | [6 empty] | 0.57748 | 0
LCP_Inputs_ON_Electric_2023_04_03 | 2034 | CH4 Import - NY 2030 | Import | Methane | WC | Dispatch-Import | VOM | 0 | [6 empty] | 0.57748 | 0
LCP_Inputs_ON_Electric_2023_04_03 | 2034 | CH4 Import - NY 2040 | Import | Methane | MI | Dispatch-Import | EmissionsCost | 0 | [6 empty] | 0.57748 | 0
LCP_Inputs_ON_Electric_2023_04_03 | 2034 | CH4 Import - NY 2040 | Import | Methane | MI | Dispatch-Import | FuelCost | 0 | [6 empty] | 0.57748 | 0
LCP_Inputs_ON_Electric_2023_04_03 | 2034 | CH4 Import - NY 2040 | Import | Methane | MI | Dispatch-Import | VOM | 0 | [6 empty] | 0.57748 | 0
LCP_Inputs_ON_Electric_2023_04_03 | 2034 | CH4 Import - NY 2040 | Import | Methane | NY | Dispatch-Import | EmissionsCost | 0 | [6 empty] | 0.57748 | 0
LCP_Inputs_ON_Electric_2023_04_03 | 2034 | CH4 Import - NY 2040 | Import | Methane | NY | Dispatch-Import | FuelCost | 0 | [6 empty] | 0.57748 | 0
LCP_Inputs_ON_Electric_2023_04_03 | 2034 | CH4 Import - NY 2040 | Import | Methane | NY | Dispatch-Import | VOM | 0 | [6 empty] | 0.57748 | 0
LCP_Inputs_ON_Electric_2023_04_03 | 2034 | CH4 Import - NY 2040 | Import | Methane | ON | Dispatch-Import | EmissionsCost | 0 | [6 empty] | 0.57748 | 0
LCP_Inputs_ON_Electric_2023_04_03 | 2034 | CH4 Import - NY 2040 | Import | Methane | ON | Dispatch-Import | FuelCost | 0 | [6 empty] | 0.57748 | 0
LCP_Inputs_ON_Electric_2023_04_03 | 2034 | CH4 Import - NY 2040 | Import | Methane | ON | Dispatch-Import | VOM | 0 | [6 empty] | 0.57748 | 0
LCP_Inputs_ON_Electric_2023_04_03 | 2034 | CH4 Import - NY 2040 | Import | Methane | PJ | Dispatch-Import | EmissionsCost | 0 | [6 empty] | 0.57748 | 0
LCP_Inputs_ON_Electric_2023_04_03 | 2034 | CH4 Import - NY 2040 | Import | Methane | PJ | Dispatch-Import | FuelCost | 0 | [6 empty] | 0.57748 | 0
LCP_Inputs_ON_Electric_2023_04_03 | 2034 | CH4 Import - NY 2040 | Import | Methane | PJ | Dispatch-Import | VOM | 0 | [6 empty] | 0.57748 | 0
LCP_Inputs_ON_Electric_2023_04_03 | 2034 | CH4 Import - NY 2040 | Import | Methane | QC | Dispatch-Import | EmissionsCost | 0 | [6 empty] | 0.57748 | 0
LCP_Inputs_ON_Electric_2023_04_03 | 2034 | CH4 Import - NY 2040 | Import | Methane | QC | Dispatch-Import | FuelCost | 0 | [6 empty] | 0.57748 | 0
LCP_Inputs_ON_Electric_2023_04_03 | 2034 | CH4 Import - NY 2040 | Import | Methane | QC | Dispatch-Import | VOM | 0 | [6 empty] | 0.57748 | 0
LCP_Inputs_ON_Electric_2023_04_03 | 2034 | CH4 Import - NY 2040 | Import | Methane | WC | Dispatch-Import | EmissionsCost | 0 | [6 empty] | 0.57748 | 0
LCP_Inputs_ON_Electric_2023_04_03 | 2034 | CH4 Import - NY 2040 | Import | Methane | WC | Dispatch-Import | FuelCost | 0 | [6 empty] | 0.57748 | 0
LCP_Inputs_ON_Electric_2023_04_03 | 2034 | CH4 Import - NY 2040 | Import | Methane | WC | Dispatch-Import | VOM | 0 | [6 empty] | 0.57748 | 0
LCP_Inputs_ON_Electric_2023_04_03 | 2034 | CH4 Import - NY 2050 | Import | Methane | MI | Dispatch-Import | EmissionsCost | 0 | [6 empty] | 0.57748 | 0
LCP_Inputs_ON_Electric_2023_04_03 | 2034 | CH4 Import - NY 2050 | Import | Methane | MI | Dispatch-Import | FuelCost | 0 | [6 empty] | 0.57748 | 0
LCP_Inputs_ON_Electric_2023_04_03 | 2034 | CH4 Import - NY 2050 | Import | Methane | MI | Dispatch-Import | VOM | 0 | [6 empty] | 0.57748 | 0
LCP_Inputs_ON_Electric_2023_04_03 | 2034 | CH4 Import - NY 2050 | Import | Methane | NY | Dispatch-Import | EmissionsCost | 0 | [6 empty] | 0.57748 | 0
LCP_Inputs_ON_Electric_2023_04_03 | 2034 | CH4 Import - NY 2050 | Import | Methane | NY | Dispatch-Import | FuelCost | 0 | [6 empty] | 0.57748 | 0
LCP_Inputs_ON_Electric_2023_04_03 | 2034 | CH4 Import - NY 2050 | Import | Methane | NY | Dispatch-Import | VOM | 0 | [6 empty] | 0.57748 | 0
LCP_Inputs_ON_Electric_2023_04_03 | 2034 | CH4 Import - NY 2050 | Import | Methane | ON | Dispatch-Import | EmissionsCost | 0 | [6 empty] | 0.57748 | 0
LCP_Inputs_ON_Electric_2023_04_03 | 2034 | CH4 Import - NY 2050 | Import | Methane | ON | Dispatch-Import | FuelCost | 0 | [6 empty] | 0.57748 | 0
LCP_Inputs_ON_Electric_2023_04_03 | 2034 | CH4 Import - NY 2050 | Import | Methane | ON | Dispatch-Import | VOM | 0 | [6 empty] | 0.57748 | 0
LCP_Inputs_ON_Electric_2023_04_03 | 2034 | CH4 Import - NY 2050 | Import | Methane | PJ | Dispatch-Import | EmissionsCost | 0 | [6 empty] | 0.57748 | 0
LCP_Inputs_ON_Electric_2023_04_03 | 2034 | CH4 Import - NY 2050 | Import | Methane | PJ | Dispatch-Import | FuelCost | 0 | [6 empty] | 0.57748 | 0
LCP_Inputs_ON_Electric_2023_04_03 | 2034 | CH4 Import - NY 2050 | Import | Methane | PJ | Dispatch-Import | VOM | 0 | [6 empty] | 0.57748 | 0
LCP_Inputs_ON_Electric_2023_04_03 | 2034 | CH4 Import - NY 2050 | Import | Methane | QC | Dispatch-Import | EmissionsCost | 0 | [6 empty] | 0.57748 | 0
LCP_Inputs_ON_Electric_2023_04_03 | 2034 | CH4 Import - NY 2050 | Import | Methane | QC | Dispatch-Import | FuelCost | 0 | [6 empty] | 0.57748 | 0
LCP_Inputs_ON_Electric_2023_04_03 | 2034 | CH4 Import - NY 2050 | Import | Methane | QC | Dispatch-Import | VOM | 0 | [6 empty] | 0.57748 | 0
LCP_Inputs_ON_Electric_2023_04_03 | 2034 | CH4 Import - NY 2050 | Import | Methane | WC | Dispatch-Import | EmissionsCost | 0 | [6 empty] | 0.57748 | 0
LCP_Inputs_ON_Electric_2023_04_03 | 2034 | CH4 Import - NY 2050 | Import | Methane | WC | Dispatch-Import | FuelCost | 0 | [6 empty] | 0.57748 | 0
LCP_Inputs_ON_Electric_2023_04_03 | 2034 | CH4 Import - NY 2050 | Import | Methane | WC | Dispatch-Import | VOM | 0 | [6 empty] | 0.57748 | 0
LCP_Inputs_ON_Electric_2023_04_03 | 2034 | CH4 Import - WC 2020 | Import | Methane | MI | Dispatch-Import | EmissionsCost | 0 | [6 empty] | 0.57748 | 0
LCP_Inputs_ON_Electric_2023_04_03 | 2034 | CH4 Import - WC 2020 | Import | Methane | MI | Dispatch-Import | FuelCost | 0 | [6 empty] | 0.57748 | 0
LCP_Inputs_ON_Electric_2023_04_03 | 2034 | CH4 Import - WC 2020 | Import | Methane | MI | Dispatch-Import | VOM | 0 | [6 empty] | 0.57748 | 0
LCP_Inputs_ON_Electric_2023_04_03 | 2034 | CH4 Import - WC 2020 | Import | Methane | NY | Dispatch-Import | EmissionsCost | 0 | [6 empty] | 0.57748 | 0
LCP_Inputs_ON_Electric_2023_04_03 | 2034 | CH4 Import - WC 2020 | Import | Methane | NY | Dispatch-Import | FuelCost | 0 | [6 empty] | 0.57748 | 0
LCP_Inputs_ON_Electric_2023_04_03 | 2034 | CH4 Import - WC 2020 | Import | Methane | NY | Dispatch-Import | VOM | 0 | [6 empty] | 0.57748 | 0
LCP_Inputs_ON_Electric_2023_04_03 | 2034 | CH4 Import - WC 2020 | Import | Methane | ON | Dispatch-Import | EmissionsCost | 0 | [6 empty] | 0.57748 | 0
LCP_Inputs_ON_Electric_2023_04_03 | 2034 | CH4 Import - WC 2020 | Import | Methane | ON | Dispatch-Import | FuelCost | 0 | [6 empty] | 0.57748 | 0
LCP_Inputs_ON_Electric_2023_04_03 | 2034 | CH4 Import - WC 2020 | Import | Methane | ON | Dispatch-Import | VOM | 0 | [6 empty] | 0.57748 | 0
LCP_Inputs_ON_Electric_2023_04_03 | 2034 | CH4 Import - WC 2020 | Import | Methane | PJ | Dispatch-Import | EmissionsCost | 0 | [6 empty] | 0.57748 | 0
LCP_Inputs_ON_Electric_2023_04_03 | 2034 | CH4 Import - WC 2020 | Import | Methane | PJ | Dispatch-Import | FuelCost | 0 | [6 empty] | 0.57748 | 0
LCP_Inputs_ON_Electric_2023_04_03 | 2034 | CH4 Import - WC 2020 | Import | Methane | PJ | Dispatch-Import | VOM | 0 | [6 empty] | 0.57748 | 0
LCP_Inputs_ON_Electric_2023_04_03 | 2034 | CH4 Import - WC 2020 | Import | Methane | QC | Dispatch-Import | EmissionsCost | 0 | [6 empty] | 0.57748 | 0
LCP_Inputs_ON_Electric_2023_04_03 | 2034 | CH4 Import - WC 2020 | Import | Methane | QC | Dispatch-Import | FuelCost | 0 | [6 empty] | 0.57748 | 0
LCP_Inputs_ON_Electric_2023_04_03 | 2034 | CH4 Import - WC 2020 | Import | Methane | QC | Dispatch-Import | VOM | 0 | [6 empty] | 0.57748 | 0
LCP_Inputs_ON_Electric_2023_04_03 | 2034 | CH4 Import - WC 2020 | Import | Methane | WC | Dispatch-Import | EmissionsCost | 0 | [6 empty] | 0.57748 | 0
LCP_Inputs_ON_Electric_2023_04_03 | 2034 | CH4 Import - WC 2020 | Import | Methane | WC | Dispatch-Import | FuelCost | 0 | [6 empty] | 0.57748 | 0
LCP_Inputs_ON_Electric_2023_04_03 | 2034 | CH4 Import - WC 2020 | Import | Methane | WC | Dispatch-Import | VOM | 0 | [6 empty] | 0.57748 | 0
LCP_Inputs_ON_Electric_2023_04_03 | 2034 | CH4 Import - WC 2030 | Import | Methane | MI | Dispatch-Import | EmissionsCost | 0 | [6 empty] | 0.57748 | 0
LCP_Inputs_ON_Electric_2023_04_03 | 2034 | CH4 Import - WC 2030 | Import | Methane | MI | Dispatch-Import | FuelCost | 0 | [6 empty] | 0.57748 | 0
LCP_Inputs_ON_Electric_2023_04_03 | 2034 | CH4 Import - WC 2030 | Import | Methane | MI | Dispatch-Import | VOM | 0 | [6 empty] | 0.57748 | 0
LCP_Inputs_ON_Electric_2023_04_03 | 2034 | CH4 Import - WC 2030 | Import | Methane | NY | Dispatch-Import | EmissionsCost | 0 | [6 empty] | 0.57748 | 0
LCP_Inputs_ON_Electric_2023_04_03 | 2034 | CH4 Import - WC 2030 | Import | Methane | NY | Dispatch-Import | FuelCost | 0 | [6 empty] | 0.57748 | 0
LCP_Inputs_ON_Electric_2023_04_03 | 2034 | CH4 Import - WC 2030 | Import | Methane | NY | Dispatch-Import | VOM | 0 | [6 empty] | 0.57748 | 0
LCP_Inputs_ON_Electric_2023_04_03 | 2034 | CH4 Import - WC 2030 | Import | Methane | ON | Dispatch-Import | EmissionsCost | 0 | [6 empty] | 0.57748 | 0
LCP_Inputs_ON_Electric_2023_04_03 | 2034 | CH4 Import - WC 2030 | Import | Methane | ON | Dispatch-Import | FuelCost | 0 | [6 empty] | 0.57748 | 0
LCP_Inputs_ON_Electric_2023_04_03 | 2034 | CH4 Import - WC 2030 | Import | Methane | ON | Dispatch-Import | VOM | 0 | [6 empty] | 0.57748 | 0
LCP_Inputs_ON_Electric_2023_04_03 | 2034 | CH4 Import - WC 2030 | Import | Methane | PJ | Dispatch-Import | EmissionsCost | 0 | [6 empty] | 0.57748 | 0
LCP_Inputs_ON_Electric_2023_04_03 | 2034 | CH4 Import - WC 2030 | Import | Methane | PJ | Dispatch-Import | FuelCost | 0 | [6 empty] | 0.57748 | 0
LCP_Inputs_ON_Electric_2023_04_03 | 2034 | CH4 Import - WC 2030 | Import | Methane | PJ | Dispatch-Import | VOM | 0 | [6 empty] | 0.57748 | 0
LCP_Inputs_ON_Electric_2023_04_03 | 2034 | CH4 Import - WC 2030 | Import | Methane | QC | Dispatch-Import | EmissionsCost | 0 | [6 empty] | 0.57748 | 0
LCP_Inputs_ON_Electric_2023_04_03 | 2034 | CH4 Import - WC 2030 | Import | Methane | QC | Dispatch-Import | FuelCost | 0 | [6 empty] | 0.57748 | 0
LCP_Inputs_ON_Electric_2023_04_03 | 2034 | CH4 Import - WC 2030 | Import | Methane | QC | Dispatch-Import | VOM | 0 | [6 empty] | 0.57748 | 0
LCP_Inputs_ON_Electric_2023_04_03 | 2034 | CH4 Import - WC 2030 | Import | Methane | WC | Dispatch-Import | EmissionsCost | 9010810122.2355 | [6 empty] | 0.57748 | 5203518321.6295
LCP_Inputs_ON_Electric_2023_04_03 | 2034 | CH4 Import - WC 2030 | Import | Methane | WC | Dispatch-Import | FuelCost | 2448614822.7197 | [6 empty] | 0.57748 | 1414014047.5488
LCP_Inputs_ON_Electric_2023_04_03 | 2034 | CH4 Import - WC 2030 | Import | Methane | WC | Dispatch-Import | VOM | 0 | [6 empty] | 0.57748 | 0
LCP_Inputs_ON_Electric_2023_04_03 | 2034 | CH4 Import - WC 2040 | Import | Methane | MI | Dispatch-Import | EmissionsCost | 0 | [6 empty] | 0.57748 | 0
LCP_Inputs_ON_Electric_2023_04_03 | 2034 | CH4 Import - WC 2040 | Import | Methane | MI | Dispatch-Import | FuelCost | 0 | [6 empty] | 0.57748 | 0
LCP_Inputs_ON_Electric_2023_04_03 | 2034 | CH4 Import - WC 2040 | Import | Methane | MI | Dispatch-Import | VOM | 0 | [6 empty] | 0.57748 | 0
LCP_Inputs_ON_Electric_2023_04_03 | 2034 | CH4 Import - WC 2040 | Import | Methane | NY | Dispatch-Import | EmissionsCost | 0 | [6 empty] | 0.57748 | 0
LCP_Inputs_ON_Electric_2023_04_03 | 2034 | CH4 Import - WC 2040 | Import | Methane | NY | Dispatch-Import | FuelCost | 0 | [6 empty] | 0.57748 | 0
LCP_Inputs_ON_Electric_2023_04_03 | 2034 | CH4 Import - WC 2040 | Import | Methane | NY | Dispatch-Import | VOM | 0 | [6 empty] | 0.57748 | 0
LCP_Inputs_ON_Electric_2023_04_03 | 2034 | CH4 Import - WC 2040 | Import | Methane | ON | Dispatch-Import | EmissionsCost | 0 | [6 empty] | 0.57748 | 0
LCP_Inputs_ON_Electric_2023_04_03 | 2034 | CH4 Import - WC 2040 | Import | Methane | ON | Dispatch-Import | FuelCost | 0 | [6 empty] | 0.57748 | 0
LCP_Inputs_ON_Electric_2023_04_03 | 2034 | CH4 Import - WC 2040 | Import | Methane | ON | Dispatch-Import | VOM | 0 | [6 empty] | 0.57748 | 0
LCP_Inputs_ON_Electric_2023_04_03 | 2034 | CH4 Import - WC 2040 | Import | Methane | PJ | Dispatch-Import | EmissionsCost | 0 | [6 empty] | 0.57748 | 0
LCP_Inputs_ON_Electric_2023_04_03 | 2034 | CH4 Import - WC 2040 | Import | Methane | PJ | Dispatch-Import | FuelCost | 0 | [6 empty] | 0.57748 | 0
LCP_Inputs_ON_Electric_2023_04_03 | 2034 | CH4 Import - WC 2040 | Import | Methane | PJ | Dispatch-Import | VOM | 0 | [6 empty] | 0.57748 | 0
LCP_Inputs_ON_Electric_2023_04_03 | 2034 | CH4 Import - WC 2040 | Import | Methane | QC | Dispatch-Import | EmissionsCost | 0 | [6 empty] | 0.57748 | 0
LCP_Inputs_ON_Electric_2023_04_03 | 2034 | CH4 Import - WC 2040 | Import | Methane | QC | Dispatch-Import | FuelCost | 0 | [6 empty] | 0.57748 | 0
LCP_Inputs_ON_Electric_2023_04_03 | 2034 | CH4 Import - WC 2040 | Import | Methane | QC | Dispatch-Import | VOM | 0 | [6 empty] | 0.57748 | 0
LCP_Inputs_ON_Electric_2023_04_03 | 2034 | CH4 Import - WC 2040 | Import | Methane | WC | Dispatch-Import | EmissionsCost | 0 | [6 empty] | 0.57748 | 0
LCP_Inputs_ON_Electric_2023_04_03 | 2034 | CH4 Import - WC 2040 | Import | Methane | WC | Dispatch-Import | FuelCost | 0 | [6 empty] | 0.57748 | 0
LCP_Inputs_ON_Electric_2023_04_03 | 2034 | CH4 Import - WC 2040 | Import | Methane | WC | Dispatch-Import | VOM | 0 | [6 empty] | 0.57748 | 0
LCP_Inputs_ON_Electric_2023_04_03 | 2034 | CH4 Import - WC 2050 | Import | Methane | MI | Dispatch-Import | EmissionsCost | 0 | [6 empty] | 0.57748 | 0
LCP_Inputs_ON_Electric_2023_04_03 | 2034 | CH4 Import - WC 2050 | Import | Methane | MI | Dispatch-Import | FuelCost | 0 | [6 empty] | 0.57748 | 0
LCP_Inputs_ON_Electric_2023_04_03 | 2034 | CH4 Import - WC 2050 | Import | Methane | MI | Dispatch-Import | VOM | 0 | [6 empty] | 0.57748 | 0
LCP_Inputs_ON_Electric_2023_04_03 | 2034 | CH4 Import - WC 2050 | Import | Methane | NY | Dispatch-Import | EmissionsCost | 0 | [6 empty] | 0.57748 | 0
LCP_Inputs_ON_Electric_2023_04_03 | 2034 | CH4 Import - WC 2050 | Import | Methane | NY | Dispatch-Import | FuelCost | 0 | [6 empty] | 0.57748 | 0
LCP_Inputs_ON_Electric_2023_04_03 | 2034 | CH4 Import - WC 2050 | Import | Methane | NY | Dispatch-Import | VOM | 0 | [6 empty] | 0.57748 | 0
LCP_Inputs_ON_Electric_2023_04_03 | 2034 | CH4 Import - WC 2050 | Import | Methane | ON | Dispatch-Import | EmissionsCost | 0 | [6 empty] | 0.57748 | 0
LCP_Inputs_ON_Electric_2023_04_03 | 2034 | CH4 Import - WC 2050 | Import | Methane | ON | Dispatch-Import | FuelCost | 0 | [6 empty] | 0.57748 | 0
LCP_Inputs_ON_Electric_2023_04_03 | 2034 | CH4 Import - WC 2050 | Import | Methane | ON | Dispatch-Import | VOM | 0 | [6 empty] | 0.57748 | 0
LCP_Inputs_ON_Electric_2023_04_03 | 2034 | CH4 Import - WC 2050 | Import | Methane | PJ | Dispatch-Import | EmissionsCost | 0 | [6 empty] | 0.57748 | 0
LCP_Inputs_ON_Electric_2023_04_03 | 2034 | CH4 Import - WC 2050 | Import | Methane | PJ | Dispatch-Import | FuelCost | 0 | [6 empty] | 0.57748 | 0
LCP_Inputs_ON_Electric_2023_04_03 | 2034 | CH4 Import - WC 2050 | Import | Methane | PJ | Dispatch-Import | VOM | 0 | [6 empty] | 0.57748 | 0
LCP_Inputs_ON_Electric_2023_04_03 | 2034 | CH4 Import - WC 2050 | Import | Methane | QC | Dispatch-Import | EmissionsCost | 0 | [6 empty] | 0.57748 | 0
LCP_Inputs_ON_Electric_2023_04_03 | 2034 | CH4 Import - WC 2050 | Import | Methane | QC | Dispatch-Import | FuelCost | 0 | [6 empty] | 0.57748 | 0
LCP_Inputs_ON_Electric_2023_04_03 | 2034 | CH4 Import - WC 2050 | Import | Methane | QC | Dispatch-Import | VOM | 0 | [6 empty] | 0.57748 | 0
LCP_Inputs_ON_Electric_2023_04_03 | 2034 | CH4 Import - WC 2050 | Import | Methane | WC | Dispatch-Import | EmissionsCost | 0 | [6 empty] | 0.57748 | 0
LCP_Inputs_ON_Electric_2023_04_03 | 2034 | CH4 Import - WC 2050 | Import | Methane | WC | Dispatch-Import | FuelCost | 0 | [6 empty] | 0.57748 | 0
LCP_Inputs_ON_Electric_2023_04_03 | 2034 | CH4 Import - WC 2050 | Import | Methane | WC | Dispatch-Import | VOM | 0 | [6 empty] | 0.57748 | 0
LCP_Inputs_ON_Electric_2023_04_03 | 2034 | CH4 Salt Cavern Storage - ON | Storage | Methane | MI | Dispatch-Storage | EmissionsCost | 0 | [6 empty] | 0.57748 | 0
LCP_Inputs_ON_Electric_2023_04_03 | 2034 | CH4 Salt Cavern Storage - ON | Storage | Methane | MI | Dispatch-Storage | FuelCost | 0 | [6 empty] | 0.57748 | 0
LCP_Inputs_ON_Electric_2023_04_03 | 2034 | CH4 Salt Cavern Storage - ON | Storage | Methane | MI | Dispatch-Storage | VOM | 0 | [6 empty] | 0.57748 | 0
LCP_Inputs_ON_Electric_2023_04_03 | 2034 | CH4 Salt Cavern Storage - ON | Storage | Methane | NY | Dispatch-Storage | EmissionsCost | 0 | [6 empty] | 0.57748 | 0
LCP_Inputs_ON_Electric_2023_04_03 | 2034 | CH4 Salt Cavern Storage - ON | Storage | Methane | NY | Dispatch-Storage | FuelCost | 0 | [6 empty] | 0.57748 | 0
LCP_Inputs_ON_Electric_2023_04_03 | 2034 | CH4 Salt Cavern Storage - ON | Storage | Methane | NY | Dispatch-Storage | VOM | 0 | [6 empty] | 0.57748 | 0
LCP_Inputs_ON_Electric_2023_04_03 | 2034 | CH4 Salt Cavern Storage - ON | Storage | Methane | ON | Dispatch-Storage | EmissionsCost | 0 | [6 empty] | 0.57748 | 0
LCP_Inputs_ON_Electric_2023_04_03 | 2034 | CH4 Salt Cavern Storage - ON | Storage | Methane | ON | Dispatch-Storage | FuelCost | 0 | [6 empty] | 0.57748 | 0
LCP_Inputs_ON_Electric_2023_04_03 | 2034 | CH4 Salt Cavern Storage - ON | Storage | Methane | ON | Dispatch-Storage | VOM | 1318707.6423 | [6 empty] | 0.57748 | 761520.8049
LCP_Inputs_ON_Electric_2023_04_03 | 2034 | CH4 Salt Cavern Storage - ON | Storage | Methane | PJ | Dispatch-Storage | EmissionsCost | 0 | [6 empty] | 0.57748 | 0
LCP_Inputs_ON_Electric_2023_04_03 | 2034 | CH4 Salt Cavern Storage - ON | Storage | Methane | PJ | Dispatch-Storage | FuelCost | 0 | [6 empty] | 0.57748 | 0
LCP_Inputs_ON_Electric_2023_04_03 | 2034 | CH4 Salt Cavern Storage - ON | Storage | Methane | PJ | Dispatch-Storage | VOM | 0 | [6 empty] | 0.57748 | 0
LCP_Inputs_ON_Electric_2023_04_03 | 2034 | CH4 Salt Cavern Storage - ON | Storage | Methane | QC | Dispatch-Storage | EmissionsCost | 0 | [6 empty] | 0.57748 | 0
LCP_Inputs_ON_Electric_2023_04_03 | 2034 | CH4 Salt Cavern Storage - ON | Storage | Methane | QC | Dispatch-Storage | FuelCost | 0 | [6 empty] | 0.57748 | 0
LCP_Inputs_ON_Electric_2023_04_03 | 2034 | CH4 Salt Cavern Storage - ON | Storage | Methane | QC | Dispatch-Storage | VOM | 0 | [6 empty] | 0.57748 | 0
LCP_Inputs_ON_Electric_2023_04_03 | 2034 | CH4 Salt Cavern Storage - ON | Storage | Methane | WC | Dispatch-Storage | EmissionsCost | 0 | [6 empty] | 0.57748 | 0
LCP_Inputs_ON_Electric_2023_04_03 | 2034 | CH4 Salt Cavern Storage - ON | Storage | Methane | WC | Dispatch-Storage | FuelCost | 0 | [6 empty] | 0.57748 | 0
LCP_Inputs_ON_Electric_2023_04_03 | 2034 | CH4 Salt Cavern Storage - ON | Storage | Methane | WC | Dispatch-Storage | VOM | 0 | [6 empty] | 0.57748 | 0
LCP_Inputs_ON_Electric_2023_04_03 | 2034 | Electrolyser 2020/2030 | Crossload | Hydrogen | MI | Dispatch-Crossload | EmissionsCost | 0 | [6 empty] | 0.57748 | 0
LCP_Inputs_ON_Electric_2023_04_03 | 2034 | Electrolyser 2020/2030 | Crossload | Hydrogen | MI | Dispatch-Crossload | FuelCost | 0 | [6 empty] | 0.57748 | 0
LCP_Inputs_ON_Electric_2023_04_03 | 2034 | Electrolyser 2020/2030 | Crossload | Hydrogen | MI | Dispatch-Crossload | VOM | 0 | [6 empty] | 0.57748 | 0
LCP_Inputs_ON_Electric_2023_04_03 | 2034 | Electrolyser 2020/2030 | Crossload | Hydrogen | NY | Dispatch-Crossload | EmissionsCost | 0 | [6 empty] | 0.57748 | 0
LCP_Inputs_ON_Electric_2023_04_03 | 2034 | Electrolyser 2020/2030 | Crossload | Hydrogen | NY | Dispatch-Crossload | FuelCost | 0 | [6 empty] | 0.57748 | 0
LCP_Inputs_ON_Electric_2023_04_03 | 2034 | Electrolyser 2020/2030 | Crossload | Hydrogen | NY | Dispatch-Crossload | VOM | 0 | [6 empty] | 0.57748 | 0
LCP_Inputs_ON_Electric_2023_04_03 | 2034 | Electrolyser 2020/2030 | Crossload | Hydrogen | ON | Dispatch-Crossload | EmissionsCost | 0 | [6 empty] | 0.57748 | 0
LCP_Inputs_ON_Electric_2023_04_03 | 2034 | Electrolyser 2020/2030 | Crossload | Hydrogen | ON | Dispatch-Crossload | FuelCost | 0 | [6 empty] | 0.57748 | 0
LCP_Inputs_ON_Electric_2023_04_03 | 2034 | Electrolyser 2020/2030 | Crossload | Hydrogen | ON | Dispatch-Crossload | VOM | 0 | [6 empty] | 0.57748 | 0
LCP_Inputs_ON_Electric_2023_04_03 | 2034 | Electrolyser 2020/2030 | Crossload | Hydrogen | PJ | Dispatch-Crossload | EmissionsCost | 0 | [6 empty] | 0.57748 | 0
LCP_Inputs_ON_Electric_2023_04_03 | 2034 | Electrolyser 2020/2030 | Crossload | Hydrogen | PJ | Dispatch-Crossload | FuelCost | 0 | [6 empty] | 0.57748 | 0
LCP_Inputs_ON_Electric_2023_04_03 | 2034 | Electrolyser 2020/2030 | Crossload | Hydrogen | PJ | Dispatch-Crossload | VOM | 0 | [6 empty] | 0.57748 | 0
LCP_Inputs_ON_Electric_2023_04_03 | 2034 | Electrolyser 2020/2030 | Crossload | Hydrogen | QC | Dispatch-Crossload | EmissionsCost | 0 | [6 empty] | 0.57748 | 0
LCP_Inputs_ON_Electric_2023_04_03 | 2034 | Electrolyser 2020/2030 | Crossload | Hydrogen | QC | Dispatch-Crossload | FuelCost | 0 | [6 empty] | 0.57748 | 0
LCP_Inputs_ON_Electric_2023_04_03 | 2034 | Electrolyser 2020/2030 | Crossload | Hydrogen | QC | Dispatch-Crossload | VOM | 0 | [6 empty] | 0.57748 | 0
LCP_Inputs_ON_Electric_2023_04_03 | 2034 | Electrolyser 2020/2030 | Crossload | Hydrogen | WC | Dispatch-Crossload | EmissionsCost | 0 | [6 empty] | 0.57748 | 0
LCP_Inputs_ON_Electric_2023_04_03 | 2034 | Electrolyser 2020/2030 | Crossload | Hydrogen | WC | Dispatch-Crossload | FuelCost | 0 | [6 empty] | 0.57748 | 0
LCP_Inputs_ON_Electric_2023_04_03 | 2034 | Electrolyser 2020/2030 | Crossload | Hydrogen | WC | Dispatch-Crossload | VOM | 0 | [6 empty] | 0.57748 | 0
LCP_Inputs_ON_Electric_2023_04_03 | 2034 | Electrolyser 2040 | Crossload | Hydrogen | MI | Dispatch-Crossload | EmissionsCost | 0 | [6 empty] | 0.57748 | 0
LCP_Inputs_ON_Electric_2023_04_03 | 2034 | Electrolyser 2040 | Crossload | Hydrogen | MI | Dispatch-Crossload | FuelCost | 0 | [6 empty] | 0.57748 | 0
LCP_Inputs_ON_Electric_2023_04_03 | 2034 | Electrolyser 2040 | Crossload | Hydrogen | MI | Dispatch-Crossload | VOM | 0 | [6 empty] | 0.57748 | 0
LCP_Inputs_ON_Electric_2023_04_03 | 2034 | Electrolyser 2040 | Crossload | Hydrogen | NY | Dispatch-Crossload | EmissionsCost | 0 | [6 empty] | 0.57748 | 0
LCP_Inputs_ON_Electric_2023_04_03 | 2034 | Electrolyser 2040 | Crossload | Hydrogen | NY | Dispatch-Crossload | FuelCost | 0 | [6 empty] | 0.57748 | 0
LCP_Inputs_ON_Electric_2023_04_03 | 2034 | Electrolyser 2040 | Crossload | Hydrogen | NY | Dispatch-Crossload | VOM | 0 | [6 empty] | 0.57748 | 0
LCP_Inputs_ON_Electric_2023_04_03 | 2034 | Electrolyser 2040 | Crossload | Hydrogen | ON | Dispatch-Crossload | EmissionsCost | 0 | [6 empty] | 0.57748 | 0
LCP_Inputs_ON_Electric_2023_04_03 | 2034 | Electrolyser 2040 | Crossload | Hydrogen | ON | Dispatch-Crossload | FuelCost | 0 | [6 empty] | 0.57748 | 0
LCP_Inputs_ON_Electric_2023_04_03 | 2034 | Electrolyser 2040 | Crossload | Hydrogen | ON | Dispatch-Crossload | VOM | 0 | [6 empty] | 0.57748 | 0
LCP_Inputs_ON_Electric_2023_04_03 | 2034 | Electrolyser 2040 | Crossload | Hydrogen | PJ | Dispatch-Crossload | EmissionsCost | 0 | [6 empty] | 0.57748 | 0
LCP_Inputs_ON_Electric_2023_04_03 | 2034 | Electrolyser 2040 | Crossload | Hydrogen | PJ | Dispatch-Crossload | FuelCost | 0 | [6 empty] | 0.57748 | 0
LCP_Inputs_ON_Electric_2023_04_03 | 2034 | Electrolyser 2040 | Crossload | Hydrogen | PJ | Dispatch-Crossload | VOM | 0 | [6 empty] | 0.57748 | 0
LCP_Inputs_ON_Electric_2023_04_03 | 2034 | Electrolyser 2040 | Crossload | Hydrogen | QC | Dispatch-Crossload | EmissionsCost | 0 | [6 empty] | 0.57748 | 0
LCP_Inputs_ON_Electric_2023_04_03 | 2034 | Electrolyser 2040 | Crossload | Hydrogen | QC | Dispatch-Crossload | FuelCost | 0 | [6 empty] | 0.57748 | 0
LCP_Inputs_ON_Electric_2023_04_03 | 2034 | Electrolyser 2040 | Crossload | Hydrogen | QC | Dispatch-Crossload | VOM | 0 | [6 empty] | 0.57748 | 0
LCP_Inputs_ON_Electric_2023_04_03 | 2034 | Electrolyser 2040 | Crossload | Hydrogen | WC | Dispatch-Crossload | EmissionsCost | 0 | [6 empty] | 0.57748 | 0
LCP_Inputs_ON_Electric_2023_04_03 | 2034 | Electrolyser 2040 | Crossload | Hydrogen | WC | Dispatch-Crossload | FuelCost | 0 | [6 empty] | 0.57748 | 0
LCP_Inputs_ON_Electric_2023_04_03 | 2034 | Electrolyser 2040 | Crossload | Hydrogen | WC | Dispatch-Crossload | VOM | 0 | [6 empty] | 0.57748 | 0
LCP_Inputs_ON_Electric_2023_04_03 | 2034 | Electrolyser 2050 | Crossload | Hydrogen | MI | Dispatch-Crossload | EmissionsCost | 0 | [6 empty] | 0.57748 | 0
LCP_Inputs_ON_Electric_2023_04_03 | 2034 | Electrolyser 2050 | Crossload | Hydrogen | MI | Dispatch-Crossload | FuelCost | 0 | [6 empty] | 0.57748 | 0
LCP_Inputs_ON_Electric_2023_04_03 | 2034 | Electrolyser 2050 | Crossload | Hydrogen | MI | Dispatch-Crossload | VOM | 0 | [6 empty] | 0.57748 | 0
LCP_Inputs_ON_Electric_2023_04_03 | 2034 | Electrolyser 2050 | Crossload | Hydrogen | NY | Dispatch-Crossload | EmissionsCost | 0 | [6 empty] | 0.57748 | 0
LCP_Inputs_ON_Electric_2023_04_03 | 2034 | Electrolyser 2050 | Crossload | Hydrogen | NY | Dispatch-Crossload | FuelCost | 0 | [6 empty] | 0.57748 | 0
LCP_Inputs_ON_Electric_2023_04_03 | 2034 | Electrolyser 2050 | Crossload | Hydrogen | NY | Dispatch-Crossload | VOM | 0 | [6 empty] | 0.57748 | 0
LCP_Inputs_ON_Electric_2023_04_03 | 2034 | Electrolyser 2050 | Crossload | Hydrogen | ON | Dispatch-Crossload | EmissionsCost | 0 | [6 empty] | 0.57748 | 0
LCP_Inputs_ON_Electric_2023_04_03 | 2034 | Electrolyser 2050 | Crossload | Hydrogen | ON | Dispatch-Crossload | FuelCost | 0 | [6 empty] | 0.57748 | 0
LCP_Inputs_ON_Electric_2023_04_03 | 2034 | Electrolyser 2050 | Crossload | Hydrogen | ON | Dispatch-Crossload | VOM | 0 | [6 empty] | 0.57748 | 0
LCP_Inputs_ON_Electric_2023_04_03 | 2034 | Electrolyser 2050 | Crossload | Hydrogen | PJ | Dispatch-Crossload | EmissionsCost | 0 | [6 empty] | 0.57748 | 0
LCP_Inputs_ON_Electric_2023_04_03 | 2034 | Electrolyser 2050 | Crossload | Hydrogen | PJ | Dispatch-Crossload | FuelCost | 0 | [6 empty] | 0.57748 | 0
LCP_Inputs_ON_Electric_2023_04_03 | 2034 | Electrolyser 2050 | Crossload | Hydrogen | PJ | Dispatch-Crossload | VOM | 0 | [6 empty] | 0.57748 | 0
LCP_Inputs_ON_Electric_2023_04_03 | 2034 | Electrolyser 2050 | Crossload | Hydrogen | QC | Dispatch-Crossload | EmissionsCost | 0 | [6 empty] | 0.57748 | 0
LCP_Inputs_ON_Electric_2023_04_03 | 2034 | Electrolyser 2050 | Crossload | Hydrogen | QC | Dispatch-Crossload | FuelCost | 0 | [6 empty] | 0.57748 | 0
LCP_Inputs_ON_Electric_2023_04_03 | 2034 | Electrolyser 2050 | Crossload | Hydrogen | QC | Dispatch-Crossload | VOM | 0 | [6 empty] | 0.57748 | 0
LCP_Inputs_ON_Electric_2023_04_03 | 2034 | Electrolyser 2050 | Crossload | Hydrogen | WC | Dispatch-Crossload | EmissionsCost | 0 | [6 empty] | 0.57748 | 0
LCP_Inputs_ON_Electric_2023_04_03 | 2034 | Electrolyser 2050 | Crossload | Hydrogen | WC | Dispatch-Crossload | FuelCost | 0 | [6 empty] | 0.57748 | 0
LCP_Inputs_ON_Electric_2023_04_03 | 2034 | Electrolyser 2050 | Crossload | Hydrogen | WC | Dispatch-Crossload | VOM | 0 | [6 empty] | 0.57748 | 0
LCP_Inputs_ON_Electric_2023_04_03 | 2034 | Fossil Fuel Thermal (Coal, Peat, Oil) | Generation | Electricity | MI | Dispatch-Generation | EmissionsCost | 0 | [6 empty] | 0.57748 | 0
LCP_Inputs_ON_Electric_2023_04_03 | 2034 | Fossil Fuel Thermal (Coal, Peat, Oil) | Generation | Electricity | MI | Dispatch-Generation | FuelCost | 0 | [6 empty] | 0.57748 | 0
LCP_Inputs_ON_Electric_2023_04_03 | 2034 | Fossil Fuel Thermal (Coal, Peat, Oil) | Generation | Electricity | MI | Dispatch-Generation | VOM | 0 | [6 empty] | 0.57748 | 0
LCP_Inputs_ON_Electric_2023_04_03 | 2034 | Fossil Fuel Thermal (Coal, Peat, Oil) | Generation | Electricity | NY | Dispatch-Generation | EmissionsCost | 0 | [6 empty] | 0.57748 | 0
LCP_Inputs_ON_Electric_2023_04_03 | 2034 | Fossil Fuel Thermal (Coal, Peat, Oil) | Generation | Electricity | NY | Dispatch-Generation | FuelCost | 0 | [6 empty] | 0.57748 | 0
LCP_Inputs_ON_Electric_2023_04_03 | 2034 | Fossil Fuel Thermal (Coal, Peat, Oil) | Generation | Electricity | NY | Dispatch-Generation | VOM | 0 | [6 empty] | 0.57748 | 0
LCP_Inputs_ON_Electric_2023_04_03 | 2034 | Fossil Fuel Thermal (Coal, Peat, Oil) | Generation | Electricity | ON | Dispatch-Generation | EmissionsCost | 0 | [6 empty] | 0.57748 | 0
LCP_Inputs_ON_Electric_2023_04_03 | 2034 | Fossil Fuel Thermal (Coal, Peat, Oil) | Generation | Electricity | ON | Dispatch-Generation | FuelCost | 0 | [6 empty] | 0.57748 | 0
LCP_Inputs_ON_Electric_2023_04_03 | 2034 | Fossil Fuel Thermal (Coal, Peat, Oil) | Generation | Electricity | ON | Dispatch-Generation | VOM | 0 | [6 empty] | 0.57748 | 0
LCP_Inputs_ON_Electric_2023_04_03 | 2034 | Fossil Fuel Thermal (Coal, Peat, Oil) | Generation | Electricity | PJ | Dispatch-Generation | EmissionsCost | 0 | [6 empty] | 0.57748 | 0
LCP_Inputs_ON_Electric_2023_04_03 | 2034 | Fossil Fuel Thermal (Coal, Peat, Oil) | Generation | Electricity | PJ | Dispatch-Generation | FuelCost | 0 | [6 empty] | 0.57748 | 0
LCP_Inputs_ON_Electric_2023_04_03 | 2034 | Fossil Fuel Thermal (Coal, Peat, Oil) | Generation | Electricity | PJ | Dispatch-Generation | VOM | 0 | [6 empty] | 0.57748 | 0
LCP_Inputs_ON_Electric_2023_04_03 | 2034 | Fossil Fuel Thermal (Coal, Peat, Oil) | Generation | Electricity | QC | Dispatch-Generation | EmissionsCost | 0 | [6 empty] | 0.57748 | 0
LCP_Inputs_ON_Electric_2023_04_03 | 2034 | Fossil Fuel Thermal (Coal, Peat, Oil) | Generation | Electricity | QC | Dispatch-Generation | FuelCost | 0 | [6 empty] | 0.57748 | 0
LCP_Inputs_ON_Electric_2023_04_03 | 2034 | Fossil Fuel Thermal (Coal, Peat, Oil) | Generation | Electricity | QC | Dispatch-Generation | VOM | 0 | [6 empty] | 0.57748 | 0
LCP_Inputs_ON_Electric_2023_04_03 | 2034 | Fossil Fuel Thermal (Coal, Peat, Oil) | Generation | Electricity | WC | Dispatch-Generation | EmissionsCost | 0 | [6 empty] | 0.57748 | 0
LCP_Inputs_ON_Electric_2023_04_03 | 2034 | Fossil Fuel Thermal (Coal, Peat, Oil) | Generation | Electricity | WC | Dispatch-Generation | FuelCost | 0 | [6 empty] | 0.57748 | 0
LCP_Inputs_ON_Electric_2023_04_03 | 2034 | Fossil Fuel Thermal (Coal, Peat, Oil) | Generation | Electricity | WC | Dispatch-Generation | VOM | 0 | [6 empty] | 0.57748 | 0
LCP_Inputs_ON_Electric_2023_04_03 | 2034 | Generic - Generator | Generation | Electricity | MI | Dispatch-Generation | EmissionsCost | 0 | [6 empty] | 0.57748 | 0
LCP_Inputs_ON_Electric_2023_04_03 | 2034 | Generic - Generator | Generation | Electricity | MI | Dispatch-Generation | FuelCost | 1888661061.9582 | [6 empty] | 0.57748 | 1090654703.1766
LCP_Inputs_ON_Electric_2023_04_03 | 2034 | Generic - Generator | Generation | Electricity | MI | Dispatch-Generation | VOM | 65954345.2022 | [6 empty] | 0.57748 | 38086990.9581
LCP_Inputs_ON_Electric_2023_04_03 | 2034 | Generic - Generator | Generation | Electricity | NY | Dispatch-Generation | EmissionsCost | 0 | [6 empty] | 0.57748 | 0
LCP_Inputs_ON_Electric_2023_04_03 | 2034 | Generic - Generator | Generation | Electricity | NY | Dispatch-Generation | FuelCost | 707198617.0396 | [6 empty] | 0.57748 | 408389579.9464
LCP_Inputs_ON_Electric_2023_04_03 | 2034 | Generic - Generator | Generation | Electricity | NY | Dispatch-Generation | VOM | 24696237.2732 | [6 empty] | 0.57748 | 14261461.6647
LCP_Inputs_ON_Electric_2023_04_03 | 2034 | Generic - Generator | Generation | Electricity | ON | Dispatch-Generation | EmissionsCost | 0 | [6 empty] | 0.57748 | 0
LCP_Inputs_ON_Electric_2023_04_03 | 2034 | Generic - Generator | Generation | Electricity | ON | Dispatch-Generation | FuelCost | 0 | [6 empty] | 0.57748 | 0
LCP_Inputs_ON_Electric_2023_04_03 | 2034 | Generic - Generator | Generation | Electricity | ON | Dispatch-Generation | VOM | 0 | [6 empty] | 0.57748 | 0
LCP_Inputs_ON_Electric_2023_04_03 | 2034 | Generic - Generator | Generation | Electricity | PJ | Dispatch-Generation | EmissionsCost | 0 | [6 empty] | 0.57748 | 0
LCP_Inputs_ON_Electric_2023_04_03 | 2034 | Generic - Generator | Generation | Electricity | PJ | Dispatch-Generation | FuelCost | 7344810066.1693 | [6 empty] | 0.57748 | 4241444801.2715
LCP_Inputs_ON_Electric_2023_04_03 | 2034 | Generic - Generator | Generation | Electricity | PJ | Dispatch-Generation | VOM | 256489715.5482 | [6 empty] | 0.57748 | 148116419.7291
LCP_Inputs_ON_Electric_2023_04_03 | 2034 | Generic - Generator | Generation | Electricity | QC | Dispatch-Generation | EmissionsCost | 0 | [6 empty] | 0.57748 | 0
LCP_Inputs_ON_Electric_2023_04_03 | 2034 | Generic - Generator | Generation | Electricity | QC | Dispatch-Generation | FuelCost | 0 | [6 empty] | 0.57748 | 0
LCP_Inputs_ON_Electric_2023_04_03 | 2034 | Generic - Generator | Generation | Electricity | QC | Dispatch-Generation | VOM | 0 | [6 empty] | 0.57748 | 0
LCP_Inputs_ON_Electric_2023_04_03 | 2034 | Generic - Generator | Generation | Electricity | WC | Dispatch-Generation | EmissionsCost | 0 | [6 empty] | 0.57748 | 0
LCP_Inputs_ON_Electric_2023_04_03 | 2034 | Generic - Generator | Generation | Electricity | WC | Dispatch-Generation | FuelCost | 1737227.6587 | [6 empty] | 0.57748 | 1003205.6861
LCP_Inputs_ON_Electric_2023_04_03 | 2034 | Generic - Generator | Generation | Electricity | WC | Dispatch-Generation | VOM | 60666.1063 | [6 empty] | 0.57748 | 35033.1647
LCP_Inputs_ON_Electric_2023_04_03 | 2034 | H2 Import - QC | Import | Hydrogen | MI | Dispatch-Import | EmissionsCost | 0 | [6 empty] | 0.57748 | 0
LCP_Inputs_ON_Electric_2023_04_03 | 2034 | H2 Import - QC | Import | Hydrogen | MI | Dispatch-Import | FuelCost | 0 | [6 empty] | 0.57748 | 0
LCP_Inputs_ON_Electric_2023_04_03 | 2034 | H2 Import - QC | Import | Hydrogen | MI | Dispatch-Import | VOM | 0 | [6 empty] | 0.57748 | 0
LCP_Inputs_ON_Electric_2023_04_03 | 2034 | H2 Import - QC | Import | Hydrogen | NY | Dispatch-Import | EmissionsCost | 0 | [6 empty] | 0.57748 | 0
LCP_Inputs_ON_Electric_2023_04_03 | 2034 | H2 Import - QC | Import | Hydrogen | NY | Dispatch-Import | FuelCost | 0 | [6 empty] | 0.57748 | 0
LCP_Inputs_ON_Electric_2023_04_03 | 2034 | H2 Import - QC | Import | Hydrogen | NY | Dispatch-Import | VOM | 0 | [6 empty] | 0.57748 | 0
LCP_Inputs_ON_Electric_2023_04_03 | 2034 | H2 Import - QC | Import | Hydrogen | ON | Dispatch-Import | EmissionsCost | 0 | [6 empty] | 0.57748 | 0
LCP_Inputs_ON_Electric_2023_04_03 | 2034 | H2 Import - QC | Import | Hydrogen | ON | Dispatch-Import | FuelCost | 0 | [6 empty] | 0.57748 | 0
LCP_Inputs_ON_Electric_2023_04_03 | 2034 | H2 Import - QC | Import | Hydrogen | ON | Dispatch-Import | VOM | 0 | [6 empty] | 0.57748 | 0
LCP_Inputs_ON_Electric_2023_04_03 | 2034 | H2 Import - QC | Import | Hydrogen | PJ | Dispatch-Import | EmissionsCost | 0 | [6 empty] | 0.57748 | 0
LCP_Inputs_ON_Electric_2023_04_03 | 2034 | H2 Import - QC | Import | Hydrogen | PJ | Dispatch-Import | FuelCost | 0 | [6 empty] | 0.57748 | 0
LCP_Inputs_ON_Electric_2023_04_03 | 2034 | H2 Import - QC | Import | Hydrogen | PJ | Dispatch-Import | VOM | 0 | [6 empty] | 0.57748 | 0
LCP_Inputs_ON_Electric_2023_04_03 | 2034 | H2 Import - QC | Import | Hydrogen | QC | Dispatch-Import | EmissionsCost | 0 | [6 empty] | 0.57748 | 0
LCP_Inputs_ON_Electric_2023_04_03 | 2034 | H2 Import - QC | Import | Hydrogen | QC | Dispatch-Import | FuelCost | 0 | [6 empty] | 0.57748 | 0
LCP_Inputs_ON_Electric_2023_04_03 | 2034 | H2 Import - QC | Import | Hydrogen | QC | Dispatch-Import | VOM | 0 | [6 empty] | 0.57748 | 0
LCP_Inputs_ON_Electric_2023_04_03 | 2034 | H2 Import - QC | Import | Hydrogen | WC | Dispatch-Import | EmissionsCost | 0 | [6 empty] | 0.57748 | 0
LCP_Inputs_ON_Electric_2023_04_03 | 2034 | H2 Import - QC | Import | Hydrogen | WC | Dispatch-Import | FuelCost | 0 | [6 empty] | 0.57748 | 0
LCP_Inputs_ON_Electric_2023_04_03 | 2034 | H2 Import - QC | Import | Hydrogen | WC | Dispatch-Import | VOM | 0 | [6 empty] | 0.57748 | 0
LCP_Inputs_ON_Electric_2023_04_03 | 2034 | H2 Import - WC | Import | Hydrogen | MI | Dispatch-Import | EmissionsCost | 0 | [6 empty] | 0.57748 | 0
LCP_Inputs_ON_Electric_2023_04_03 | 2034 | H2 Import - WC | Import | Hydrogen | MI | Dispatch-Import | FuelCost | 0 | [6 empty] | 0.57748 | 0
LCP_Inputs_ON_Electric_2023_04_03 | 2034 | H2 Import - WC | Import | Hydrogen | MI | Dispatch-Import | VOM | 0 | [6 empty] | 0.57748 | 0
LCP_Inputs_ON_Electric_2023_04_03 | 2034 | H2 Import - WC | Import | Hydrogen | NY | Dispatch-Import | EmissionsCost | 0 | [6 empty] | 0.57748 | 0
LCP_Inputs_ON_Electric_2023_04_03 | 2034 | H2 Import - WC | Import | Hydrogen | NY | Dispatch-Import | FuelCost | 0 | [6 empty] | 0.57748 | 0
LCP_Inputs_ON_Electric_2023_04_03 | 2034 | H2 Import - WC | Import | Hydrogen | NY | Dispatch-Import | VOM | 0 | [6 empty] | 0.57748 | 0
LCP_Inputs_ON_Electric_2023_04_03 | 2034 | H2 Import - WC | Import | Hydrogen | ON | Dispatch-Import | EmissionsCost | 0 | [6 empty] | 0.57748 | 0
LCP_Inputs_ON_Electric_2023_04_03 | 2034 | H2 Import - WC | Import | Hydrogen | ON | Dispatch-Import | FuelCost | 0 | [6 empty] | 0.57748 | 0
LCP_Inputs_ON_Electric_2023_04_03 | 2034 | H2 Import - WC | Import | Hydrogen | ON | Dispatch-Import | VOM | 0 | [6 empty] | 0.57748 | 0
LCP_Inputs_ON_Electric_2023_04_03 | 2034 | H2 Import - WC | Import | Hydrogen | PJ | Dispatch-Import | EmissionsCost | 0 | [6 empty] | 0.57748 | 0
LCP_Inputs_ON_Electric_2023_04_03 | 2034 | H2 Import - WC | Import | Hydrogen | PJ | Dispatch-Import | FuelCost | 0 | [6 empty] | 0.57748 | 0
LCP_Inputs_ON_Electric_2023_04_03 | 2034 | H2 Import - WC | Import | Hydrogen | PJ | Dispatch-Import | VOM | 0 | [6 empty] | 0.57748 | 0
LCP_Inputs_ON_Electric_2023_04_03 | 2034 | H2 Import - WC | Import | Hydrogen | QC | Dispatch-Import | EmissionsCost | 0 | [6 empty] | 0.57748 | 0
LCP_Inputs_ON_Electric_2023_04_03 | 2034 | H2 Import - WC | Import | Hydrogen | QC | Dispatch-Import | FuelCost | 0 | [6 empty] | 0.57748 | 0
LCP_Inputs_ON_Electric_2023_04_03 | 2034 | H2 Import - WC | Import | Hydrogen | QC | Dispatch-Import | VOM | 0 | [6 empty] | 0.57748 | 0
LCP_Inputs_ON_Electric_2023_04_03 | 2034 | H2 Import - WC | Import | Hydrogen | WC | Dispatch-Import | EmissionsCost | 0 | [6 empty] | 0.57748 | 0
LCP_Inputs_ON_Electric_2023_04_03 | 2034 | H2 Import - WC | Import | Hydrogen | WC | Dispatch-Import | FuelCost | 0 | [6 empty] | 0.57748 | 0
LCP_Inputs_ON_Electric_2023_04_03 | 2034 | H2 Import - WC | Import | Hydrogen | WC | Dispatch-Import | VOM | 0 | [6 empty] | 0.57748 | 0
LCP_Inputs_ON_Electric_2023_04_03 | 2034 | H2 Salt Cavern Storage - ON | Storage | Hydrogen | MI | Dispatch-Storage | EmissionsCost | 0 | [6 empty] | 0.57748 | 0
LCP_Inputs_ON_Electric_2023_04_03 | 2034 | H2 Salt Cavern Storage - ON | Storage | Hydrogen | MI | Dispatch-Storage | FuelCost | 0 | [6 empty] | 0.57748 | 0
LCP_Inputs_ON_Electric_2023_04_03 | 2034 | H2 Salt Cavern Storage - ON | Storage | Hydrogen | MI | Dispatch-Storage | VOM | 0 | [6 empty] | 0.57748 | 0
LCP_Inputs_ON_Electric_2023_04_03 | 2034 | H2 Salt Cavern Storage - ON | Storage | Hydrogen | NY | Dispatch-Storage | EmissionsCost | 0 | [6 empty] | 0.57748 | 0
LCP_Inputs_ON_Electric_2023_04_03 | 2034 | H2 Salt Cavern Storage - ON | Storage | Hydrogen | NY | Dispatch-Storage | FuelCost | 0 | [6 empty] | 0.57748 | 0
LCP_Inputs_ON_Electric_2023_04_03 | 2034 | H2 Salt Cavern Storage - ON | Storage | Hydrogen | NY | Dispatch-Storage | VOM | 0 | [6 empty] | 0.57748 | 0
LCP_Inputs_ON_Electric_2023_04_03 | 2034 | H2 Salt Cavern Storage - ON | Storage | Hydrogen | ON | Dispatch-Storage | EmissionsCost | 0 | [6 empty] | 0.57748 | 0
LCP_Inputs_ON_Electric_2023_04_03 | 2034 | H2 Salt Cavern Storage - ON | Storage | Hydrogen | ON | Dispatch-Storage | FuelCost | 0 | [6 empty] | 0.57748 | 0
LCP_Inputs_ON_Electric_2023_04_03 | 2034 | H2 Salt Cavern Storage - ON | Storage | Hydrogen | ON | Dispatch-Storage | VOM | 10230556.9235 | [6 empty] | 0.57748 | 5907891.7067
LCP_Inputs_ON_Electric_2023_04_03 | 2034 | H2 Salt Cavern Storage - ON | Storage | Hydrogen | PJ | Dispatch-Storage | EmissionsCost | 0 | [6 empty] | 0.57748 | 0
LCP_Inputs_ON_Electric_2023_04_03 | 2034 | H2 Salt Cavern Storage - ON | Storage | Hydrogen | PJ | Dispatch-Storage | FuelCost | 0 | [6 empty] | 0.57748 | 0
LCP_Inputs_ON_Electric_2023_04_03 | 2034 | H2 Salt Cavern Storage - ON | Storage | Hydrogen | PJ | Dispatch-Storage | VOM | 0 | [6 empty] | 0.57748 | 0
LCP_Inputs_ON_Electric_2023_04_03 | 2034 | H2 Salt Cavern Storage - ON | Storage | Hydrogen | QC | Dispatch-Storage | EmissionsCost | 0 | [6 empty] | 0.57748 | 0
LCP_Inputs_ON_Electric_2023_04_03 | 2034 | H2 Salt Cavern Storage - ON | Storage | Hydrogen | QC | Dispatch-Storage | FuelCost | 0 | [6 empty] | 0.57748 | 0
LCP_Inputs_ON_Electric_2023_04_03 | 2034 | H2 Salt Cavern Storage - ON | Storage | Hydrogen | QC | Dispatch-Storage | VOM | 0 | [6 empty] | 0.57748 | 0
LCP_Inputs_ON_Electric_2023_04_03 | 2034 | H2 Salt Cavern Storage - ON | Storage | Hydrogen | WC | Dispatch-Storage | EmissionsCost | 0 | [6 empty] | 0.57748 | 0
LCP_Inputs_ON_Electric_2023_04_03 | 2034 | H2 Salt Cavern Storage - ON | Storage | Hydrogen | WC | Dispatch-Storage | FuelCost | 0 | [6 empty] | 0.57748 | 0
LCP_Inputs_ON_Electric_2023_04_03 | 2034 | H2 Salt Cavern Storage - ON | Storage | Hydrogen | WC | Dispatch-Storage | VOM | 0 | [6 empty] | 0.57748 | 0
LCP_Inputs_ON_Electric_2023_04_03 | 2034 | Hydro | Generation | Electricity | MI | Dispatch-Generation | EmissionsCost | 0 | [6 empty] | 0.57748 | 0
LCP_Inputs_ON_Electric_2023_04_03 | 2034 | Hydro | Generation | Electricity | MI | Dispatch-Generation | FuelCost | 0 | [6 empty] | 0.57748 | 0
LCP_Inputs_ON_Electric_2023_04_03 | 2034 | Hydro | Generation | Electricity | MI | Dispatch-Generation | VOM | 0 | [6 empty] | 0.57748 | 0
LCP_Inputs_ON_Electric_2023_04_03 | 2034 | Hydro | Generation | Electricity | NY | Dispatch-Generation | EmissionsCost | 0 | [6 empty] | 0.57748 | 0
LCP_Inputs_ON_Electric_2023_04_03 | 2034 | Hydro | Generation | Electricity | NY | Dispatch-Generation | FuelCost | 0 | [6 empty] | 0.57748 | 0
LCP_Inputs_ON_Electric_2023_04_03 | 2034 | Hydro | Generation | Electricity | NY | Dispatch-Generation | VOM | 0 | [6 empty] | 0.57748 | 0
LCP_Inputs_ON_Electric_2023_04_03 | 2034 | Hydro | Generation | Electricity | ON | Dispatch-Generation | EmissionsCost | 0 | [6 empty] | 0.57748 | 0
LCP_Inputs_ON_Electric_2023_04_03 | 2034 | Hydro | Generation | Electricity | ON | Dispatch-Generation | FuelCost | 0 | [6 empty] | 0.57748 | 0
LCP_Inputs_ON_Electric_2023_04_03 | 2034 | Hydro | Generation | Electricity | ON | Dispatch-Generation | VOM | 0 | [6 empty] | 0.57748 | 0
LCP_Inputs_ON_Electric_2023_04_03 | 2034 | Hydro | Generation | Electricity | PJ | Dispatch-Generation | EmissionsCost | 0 | [6 empty] | 0.57748 | 0
LCP_Inputs_ON_Electric_2023_04_03 | 2034 | Hydro | Generation | Electricity | PJ | Dispatch-Generation | FuelCost | 0 | [6 empty] | 0.57748 | 0
LCP_Inputs_ON_Electric_2023_04_03 | 2034 | Hydro | Generation | Electricity | PJ | Dispatch-Generation | VOM | 0 | [6 empty] | 0.57748 | 0
LCP_Inputs_ON_Electric_2023_04_03 | 2034 | Hydro | Generation | Electricity | QC | Dispatch-Generation | EmissionsCost | 0 | [6 empty] | 0.57748 | 0
LCP_Inputs_ON_Electric_2023_04_03 | 2034 | Hydro | Generation | Electricity | QC | Dispatch-Generation | FuelCost | 0 | [6 empty] | 0.57748 | 0
LCP_Inputs_ON_Electric_2023_04_03 | 2034 | Hydro | Generation | Electricity | QC | Dispatch-Generation | VOM | 0 | [6 empty] | 0.57748 | 0
LCP_Inputs_ON_Electric_2023_04_03 | 2034 | Hydro | Generation | Electricity | WC | Dispatch-Generation | EmissionsCost | 0 | [6 empty] | 0.57748 | 0
LCP_Inputs_ON_Electric_2023_04_03 | 2034 | Hydro | Generation | Electricity | WC | Dispatch-Generation | FuelCost | 0 | [6 empty] | 0.57748 | 0
LCP_Inputs_ON_Electric_2023_04_03 | 2034 | Hydro | Generation | Electricity | WC | Dispatch-Generation | VOM | 0 | [6 empty] | 0.57748 | 0
LCP_Inputs_ON_Electric_2023_04_03 | 2034 | Hydro Pumped Storage | Storage | Electricity | MI | Dispatch-Storage | EmissionsCost | 0 | [6 empty] | 0.57748 | 0
LCP_Inputs_ON_Electric_2023_04_03 | 2034 | Hydro Pumped Storage | Storage | Electricity | MI | Dispatch-Storage | FuelCost | 0 | [6 empty] | 0.57748 | 0
LCP_Inputs_ON_Electric_2023_04_03 | 2034 | Hydro Pumped Storage | Storage | Electricity | MI | Dispatch-Storage | VOM | 0 | [6 empty] | 0.57748 | 0
LCP_Inputs_ON_Electric_2023_04_03 | 2034 | Hydro Pumped Storage | Storage | Electricity | NY | Dispatch-Storage | EmissionsCost | 0 | [6 empty] | 0.57748 | 0
LCP_Inputs_ON_Electric_2023_04_03 | 2034 | Hydro Pumped Storage | Storage | Electricity | NY | Dispatch-Storage | FuelCost | 0 | [6 empty] | 0.57748 | 0
LCP_Inputs_ON_Electric_2023_04_03 | 2034 | Hydro Pumped Storage | Storage | Electricity | NY | Dispatch-Storage | VOM | 0 | [6 empty] | 0.57748 | 0
LCP_Inputs_ON_Electric_2023_04_03 | 2034 | Hydro Pumped Storage | Storage | Electricity | ON | Dispatch-Storage | EmissionsCost | 0 | [6 empty] | 0.57748 | 0
LCP_Inputs_ON_Electric_2023_04_03 | 2034 | Hydro Pumped Storage | Storage | Electricity | ON | Dispatch-Storage | FuelCost | 0 | [6 empty] | 0.57748 | 0
LCP_Inputs_ON_Electric_2023_04_03 | 2034 | Hydro Pumped Storage | Storage | Electricity | ON | Dispatch-Storage | VOM | 0 | [6 empty] | 0.57748 | 0
LCP_Inputs_ON_Electric_2023_04_03 | 2034 | Hydro Pumped Storage | Storage | Electricity | PJ | Dispatch-Storage | EmissionsCost | 0 | [6 empty] | 0.57748 | 0
LCP_Inputs_ON_Electric_2023_04_03 | 2034 | Hydro Pumped Storage | Storage | Electricity | PJ | Dispatch-Storage | FuelCost | 0 | [6 empty] | 0.57748 | 0
LCP_Inputs_ON_Electric_2023_04_03 | 2034 | Hydro Pumped Storage | Storage | Electricity | PJ | Dispatch-Storage | VOM | 0 | [6 empty] | 0.57748 | 0
LCP_Inputs_ON_Electric_2023_04_03 | 2034 | Hydro Pumped Storage | Storage | Electricity | QC | Dispatch-Storage | EmissionsCost | 0 | [6 empty] | 0.57748 | 0
LCP_Inputs_ON_Electric_2023_04_03 | 2034 | Hydro Pumped Storage | Storage | Electricity | QC | Dispatch-Storage | FuelCost | 0 | [6 empty] | 0.57748 | 0
LCP_Inputs_ON_Electric_2023_04_03 | 2034 | Hydro Pumped Storage | Storage | Electricity | QC | Dispatch-Storage | VOM | 0 | [6 empty] | 0.57748 | 0
LCP_Inputs_ON_Electric_2023_04_03 | 2034 | Hydro Pumped Storage | Storage | Electricity | WC | Dispatch-Storage | EmissionsCost | 0 | [6 empty] | 0.57748 | 0
LCP_Inputs_ON_Electric_2023_04_03 | 2034 | Hydro Pumped Storage | Storage | Electricity | WC | Dispatch-Storage | FuelCost | 0 | [6 empty] | 0.57748 | 0
LCP_Inputs_ON_Electric_2023_04_03 | 2034 | Hydro Pumped Storage | Storage | Electricity | WC | Dispatch-Storage | VOM | 0 | [6 empty] | 0.57748 | 0
LCP_Inputs_ON_Electric_2023_04_03 | 2034 | Nuclear | Generation | Electricity | MI | Dispatch-Generation | EmissionsCost | 0 | [6 empty] | 0.57748 | 0
LCP_Inputs_ON_Electric_2023_04_03 | 2034 | Nuclear | Generation | Electricity | MI | Dispatch-Generation | FuelCost | 0 | [6 empty] | 0.57748 | 0
LCP_Inputs_ON_Electric_2023_04_03 | 2034 | Nuclear | Generation | Electricity | MI | Dispatch-Generation | VOM | 2762866296.96 | [6 empty] | 0.57748 | 1595486443.6625
LCP_Inputs_ON_Electric_2023_04_03 | 2034 | Nuclear | Generation | Electricity | NY | Dispatch-Generation | EmissionsCost | 0 | [6 empty] | 0.57748 | 0
LCP_Inputs_ON_Electric_2023_04_03 | 2034 | Nuclear | Generation | Electricity | NY | Dispatch-Generation | FuelCost | 0 | [6 empty] | 0.57748 | 0
LCP_Inputs_ON_Electric_2023_04_03 | 2034 | Nuclear | Generation | Electricity | NY | Dispatch-Generation | VOM | 2246155230.144 | [6 empty] | 0.57748 | 1297098677.558
LCP_Inputs_ON_Electric_2023_04_03 | 2034 | Nuclear | Generation | Electricity | ON | Dispatch-Generation | EmissionsCost | 0 | [6 empty] | 0.57748 | 0
LCP_Inputs_ON_Electric_2023_04_03 | 2034 | Nuclear | Generation | Electricity | ON | Dispatch-Generation | FuelCost | 0 | [6 empty] | 0.57748 | 0
LCP_Inputs_ON_Electric_2023_04_03 | 2034 | Nuclear | Generation | Electricity | ON | Dispatch-Generation | VOM | 7202995454.9077 | [6 empty] | 0.57748 | 4159550396.8879
LCP_Inputs_ON_Electric_2023_04_03 | 2034 | Nuclear | Generation | Electricity | PJ | Dispatch-Generation | EmissionsCost | 0 | [6 empty] | 0.57748 | 0
LCP_Inputs_ON_Electric_2023_04_03 | 2034 | Nuclear | Generation | Electricity | PJ | Dispatch-Generation | FuelCost | 0 | [6 empty] | 0.57748 | 0
LCP_Inputs_ON_Electric_2023_04_03 | 2034 | Nuclear | Generation | Electricity | PJ | Dispatch-Generation | VOM | 6401347648.6848 | [6 empty] | 0.57748 | 3696618763.5954
LCP_Inputs_ON_Electric_2023_04_03 | 2034 | Nuclear | Generation | Electricity | QC | Dispatch-Generation | EmissionsCost | 0 | [6 empty] | 0.57748 | 0
LCP_Inputs_ON_Electric_2023_04_03 | 2034 | Nuclear | Generation | Electricity | QC | Dispatch-Generation | FuelCost | 0 | [6 empty] | 0.57748 | 0
LCP_Inputs_ON_Electric_2023_04_03 | 2034 | Nuclear | Generation | Electricity | QC | Dispatch-Generation | VOM | 0 | [6 empty] | 0.57748 | 0
LCP_Inputs_ON_Electric_2023_04_03 | 2034 | Nuclear | Generation | Electricity | WC | Dispatch-Generation | EmissionsCost | 0 | [6 empty] | 0.57748 | 0
LCP_Inputs_ON_Electric_2023_04_03 | 2034 | Nuclear | Generation | Electricity | WC | Dispatch-Generation | FuelCost | 0 | [6 empty] | 0.57748 | 0
LCP_Inputs_ON_Electric_2023_04_03 | 2034 | Nuclear | Generation | Electricity | WC | Dispatch-Generation | VOM | 0 | [6 empty] | 0.57748 | 0
LCP_Inputs_ON_Electric_2023_04_03 | 2034 | Nuclear SMR | Generation | Electricity | MI | Dispatch-Generation | EmissionsCost | 0 | [6 empty] | 0.57748 | 0
LCP_Inputs_ON_Electric_2023_04_03 | 2034 | Nuclear SMR | Generation | Electricity | MI | Dispatch-Generation | FuelCost | 0 | [6 empty] | 0.57748 | 0
LCP_Inputs_ON_Electric_2023_04_03 | 2034 | Nuclear SMR | Generation | Electricity | MI | Dispatch-Generation | VOM | 0 | [6 empty] | 0.57748 | 0
LCP_Inputs_ON_Electric_2023_04_03 | 2034 | Nuclear SMR | Generation | Electricity | NY | Dispatch-Generation | EmissionsCost | 0 | [6 empty] | 0.57748 | 0
LCP_Inputs_ON_Electric_2023_04_03 | 2034 | Nuclear SMR | Generation | Electricity | NY | Dispatch-Generation | FuelCost | 0 | [6 empty] | 0.57748 | 0
LCP_Inputs_ON_Electric_2023_04_03 | 2034 | Nuclear SMR | Generation | Electricity | NY | Dispatch-Generation | VOM | 0 | [6 empty] | 0.57748 | 0
LCP_Inputs_ON_Electric_2023_04_03 | 2034 | Nuclear SMR | Generation | Electricity | ON | Dispatch-Generation | EmissionsCost | 0 | [6 empty] | 0.57748 | 0
LCP_Inputs_ON_Electric_2023_04_03 | 2034 | Nuclear SMR | Generation | Electricity | ON | Dispatch-Generation | FuelCost | 0 | [6 empty] | 0.57748 | 0
LCP_Inputs_ON_Electric_2023_04_03 | 2034 | Nuclear SMR | Generation | Electricity | ON | Dispatch-Generation | VOM | 19000000.8 | [6 empty] | 0.57748 | 10972027.0356
LCP_Inputs_ON_Electric_2023_04_03 | 2034 | Nuclear SMR | Generation | Electricity | PJ | Dispatch-Generation | EmissionsCost | 0 | [6 empty] | 0.57748 | 0
LCP_Inputs_ON_Electric_2023_04_03 | 2034 | Nuclear SMR | Generation | Electricity | PJ | Dispatch-Generation | FuelCost | 0 | [6 empty] | 0.57748 | 0
LCP_Inputs_ON_Electric_2023_04_03 | 2034 | Nuclear SMR | Generation | Electricity | PJ | Dispatch-Generation | VOM | 0 | [6 empty] | 0.57748 | 0
LCP_Inputs_ON_Electric_2023_04_03 | 2034 | Nuclear SMR | Generation | Electricity | QC | Dispatch-Generation | EmissionsCost | 0 | [6 empty] | 0.57748 | 0
LCP_Inputs_ON_Electric_2023_04_03 | 2034 | Nuclear SMR | Generation | Electricity | QC | Dispatch-Generation | FuelCost | 0 | [6 empty] | 0.57748 | 0
LCP_Inputs_ON_Electric_2023_04_03 | 2034 | Nuclear SMR | Generation | Electricity | QC | Dispatch-Generation | VOM | 0 | [6 empty] | 0.57748 | 0
LCP_Inputs_ON_Electric_2023_04_03 | 2034 | Nuclear SMR | Generation | Electricity | WC | Dispatch-Generation | EmissionsCost | 0 | [6 empty] | 0.57748 | 0
LCP_Inputs_ON_Electric_2023_04_03 | 2034 | Nuclear SMR | Generation | Electricity | WC | Dispatch-Generation | FuelCost | 0 | [6 empty] | 0.57748 | 0
LCP_Inputs_ON_Electric_2023_04_03 | 2034 | Nuclear SMR | Generation | Electricity | WC | Dispatch-Generation | VOM | 0 | [6 empty] | 0.57748 | 0
LCP_Inputs_ON_Electric_2023_04_03 | 2034 | O/CCGT - CH4 Existing | Crossload | Electricity | MI | Dispatch-Crossload | EmissionsCost | 0 | [6 empty] | 0.57748 | 0
LCP_Inputs_ON_Electric_2023_04_03 | 2034 | O/CCGT - CH4 Existing | Crossload | Electricity | MI | Dispatch-Crossload | FuelCost | 0 | [6 empty] | 0.57748 | 0
LCP_Inputs_ON_Electric_2023_04_03 | 2034 | O/CCGT - CH4 Existing | Crossload | Electricity | MI | Dispatch-Crossload | VOM | 0 | [6 empty] | 0.57748 | 0
LCP_Inputs_ON_Electric_2023_04_03 | 2034 | O/CCGT - CH4 Existing | Crossload | Electricity | NY | Dispatch-Crossload | EmissionsCost | 0 | [6 empty] | 0.57748 | 0
LCP_Inputs_ON_Electric_2023_04_03 | 2034 | O/CCGT - CH4 Existing | Crossload | Electricity | NY | Dispatch-Crossload | FuelCost | 0 | [6 empty] | 0.57748 | 0
LCP_Inputs_ON_Electric_2023_04_03 | 2034 | O/CCGT - CH4 Existing | Crossload | Electricity | NY | Dispatch-Crossload | VOM | 0 | [6 empty] | 0.57748 | 0
LCP_Inputs_ON_Electric_2023_04_03 | 2034 | O/CCGT - CH4 Existing | Crossload | Electricity | ON | Dispatch-Crossload | EmissionsCost | 9180015.4005 | [6 empty] | 0.57748 | 5301230.1537
LCP_Inputs_ON_Electric_2023_04_03 | 2034 | O/CCGT - CH4 Existing | Crossload | Electricity | ON | Dispatch-Crossload | FuelCost | 0 | [6 empty] | 0.57748 | 0
LCP_Inputs_ON_Electric_2023_04_03 | 2034 | O/CCGT - CH4 Existing | Crossload | Electricity | ON | Dispatch-Crossload | VOM | 333612.5238 | [6 empty] | 0.57748 | 192652.9198
LCP_Inputs_ON_Electric_2023_04_03 | 2034 | O/CCGT - CH4 Existing | Crossload | Electricity | PJ | Dispatch-Crossload | EmissionsCost | 0 | [6 empty] | 0.57748 | 0
LCP_Inputs_ON_Electric_2023_04_03 | 2034 | O/CCGT - CH4 Existing | Crossload | Electricity | PJ | Dispatch-Crossload | FuelCost | 0 | [6 empty] | 0.57748 | 0
LCP_Inputs_ON_Electric_2023_04_03 | 2034 | O/CCGT - CH4 Existing | Crossload | Electricity | PJ | Dispatch-Crossload | VOM | 0 | [6 empty] | 0.57748 | 0
LCP_Inputs_ON_Electric_2023_04_03 | 2034 | O/CCGT - CH4 Existing | Crossload | Electricity | QC | Dispatch-Crossload | EmissionsCost | 0 | [6 empty] | 0.57748 | 0
LCP_Inputs_ON_Electric_2023_04_03 | 2034 | O/CCGT - CH4 Existing | Crossload | Electricity | QC | Dispatch-Crossload | FuelCost | 0 | [6 empty] | 0.57748 | 0
LCP_Inputs_ON_Electric_2023_04_03 | 2034 | O/CCGT - CH4 Existing | Crossload | Electricity | QC | Dispatch-Crossload | VOM | 0 | [6 empty] | 0.57748 | 0
LCP_Inputs_ON_Electric_2023_04_03 | 2034 | O/CCGT - CH4 Existing | Crossload | Electricity | WC | Dispatch-Crossload | EmissionsCost | 0 | [6 empty] | 0.57748 | 0
LCP_Inputs_ON_Electric_2023_04_03 | 2034 | O/CCGT - CH4 Existing | Crossload | Electricity | WC | Dispatch-Crossload | FuelCost | 0 | [6 empty] | 0.57748 | 0
LCP_Inputs_ON_Electric_2023_04_03 | 2034 | O/CCGT - CH4 Existing | Crossload | Electricity | WC | Dispatch-Crossload | VOM | 0 | [6 empty] | 0.57748 | 0
LCP_Inputs_ON_Electric_2023_04_03 | 2034 | O/CCGT - CH4 New | Crossload | Electricity | MI | Dispatch-Crossload | EmissionsCost | 0 | [6 empty] | 0.57748 | 0
LCP_Inputs_ON_Electric_2023_04_03 | 2034 | O/CCGT - CH4 New | Crossload | Electricity | MI | Dispatch-Crossload | FuelCost | 0 | [6 empty] | 0.57748 | 0
LCP_Inputs_ON_Electric_2023_04_03 | 2034 | O/CCGT - CH4 New | Crossload | Electricity | MI | Dispatch-Crossload | VOM | 0 | [6 empty] | 0.57748 | 0
LCP_Inputs_ON_Electric_2023_04_03 | 2034 | O/CCGT - CH4 New | Crossload | Electricity | NY | Dispatch-Crossload | EmissionsCost | 0 | [6 empty] | 0.57748 | 0
LCP_Inputs_ON_Electric_2023_04_03 | 2034 | O/CCGT - CH4 New | Crossload | Electricity | NY | Dispatch-Crossload | FuelCost | 0 | [6 empty] | 0.57748 | 0
LCP_Inputs_ON_Electric_2023_04_03 | 2034 | O/CCGT - CH4 New | Crossload | Electricity | NY | Dispatch-Crossload | VOM | 0 | [6 empty] | 0.57748 | 0
LCP_Inputs_ON_Electric_2023_04_03 | 2034 | O/CCGT - CH4 New | Crossload | Electricity | ON | Dispatch-Crossload | EmissionsCost | 361423.3129 | [6 empty] | 0.57748 | 208712.9576
LCP_Inputs_ON_Electric_2023_04_03 | 2034 | O/CCGT - CH4 New | Crossload | Electricity | ON | Dispatch-Crossload | FuelCost | 0 | [6 empty] | 0.57748 | 0
LCP_Inputs_ON_Electric_2023_04_03 | 2034 | O/CCGT - CH4 New | Crossload | Electricity | ON | Dispatch-Crossload | VOM | 13134.547 | [6 empty] | 0.57748 | 7584.8736
LCP_Inputs_ON_Electric_2023_04_03 | 2034 | O/CCGT - CH4 New | Crossload | Electricity | PJ | Dispatch-Crossload | EmissionsCost | 0 | [6 empty] | 0.57748 | 0
LCP_Inputs_ON_Electric_2023_04_03 | 2034 | O/CCGT - CH4 New | Crossload | Electricity | PJ | Dispatch-Crossload | FuelCost | 0 | [6 empty] | 0.57748 | 0
LCP_Inputs_ON_Electric_2023_04_03 | 2034 | O/CCGT - CH4 New | Crossload | Electricity | PJ | Dispatch-Crossload | VOM | 0 | [6 empty] | 0.57748 | 0
LCP_Inputs_ON_Electric_2023_04_03 | 2034 | O/CCGT - CH4 New | Crossload | Electricity | QC | Dispatch-Crossload | EmissionsCost | 0 | [6 empty] | 0.57748 | 0
LCP_Inputs_ON_Electric_2023_04_03 | 2034 | O/CCGT - CH4 New | Crossload | Electricity | QC | Dispatch-Crossload | FuelCost | 0 | [6 empty] | 0.57748 | 0
LCP_Inputs_ON_Electric_2023_04_03 | 2034 | O/CCGT - CH4 New | Crossload | Electricity | QC | Dispatch-Crossload | VOM | 0 | [6 empty] | 0.57748 | 0
LCP_Inputs_ON_Electric_2023_04_03 | 2034 | O/CCGT - CH4 New | Crossload | Electricity | WC | Dispatch-Crossload | EmissionsCost | 0 | [6 empty] | 0.57748 | 0
LCP_Inputs_ON_Electric_2023_04_03 | 2034 | O/CCGT - CH4 New | Crossload | Electricity | WC | Dispatch-Crossload | FuelCost | 0 | [6 empty] | 0.57748 | 0
LCP_Inputs_ON_Electric_2023_04_03 | 2034 | O/CCGT - CH4 New | Crossload | Electricity | WC | Dispatch-Crossload | VOM | 0 | [6 empty] | 0.57748 | 0
LCP_Inputs_ON_Electric_2023_04_03 | 2034 | O/CCGT - H2 New | Crossload | Electricity | MI | Dispatch-Crossload | EmissionsCost | 0 | [6 empty] | 0.57748 | 0
LCP_Inputs_ON_Electric_2023_04_03 | 2034 | O/CCGT - H2 New | Crossload | Electricity | MI | Dispatch-Crossload | FuelCost | 0 | [6 empty] | 0.57748 | 0
LCP_Inputs_ON_Electric_2023_04_03 | 2034 | O/CCGT - H2 New | Crossload | Electricity | MI | Dispatch-Crossload | VOM | 0 | [6 empty] | 0.57748 | 0
LCP_Inputs_ON_Electric_2023_04_03 | 2034 | O/CCGT - H2 New | Crossload | Electricity | NY | Dispatch-Crossload | EmissionsCost | 0 | [6 empty] | 0.57748 | 0
LCP_Inputs_ON_Electric_2023_04_03 | 2034 | O/CCGT - H2 New | Crossload | Electricity | NY | Dispatch-Crossload | FuelCost | 0 | [6 empty] | 0.57748 | 0
LCP_Inputs_ON_Electric_2023_04_03 | 2034 | O/CCGT - H2 New | Crossload | Electricity | NY | Dispatch-Crossload | VOM | 0 | [6 empty] | 0.57748 | 0
LCP_Inputs_ON_Electric_2023_04_03 | 2034 | O/CCGT - H2 New | Crossload | Electricity | ON | Dispatch-Crossload | EmissionsCost | 0 | [6 empty] | 0.57748 | 0
LCP_Inputs_ON_Electric_2023_04_03 | 2034 | O/CCGT - H2 New | Crossload | Electricity | ON | Dispatch-Crossload | FuelCost | 0 | [6 empty] | 0.57748 | 0
LCP_Inputs_ON_Electric_2023_04_03 | 2034 | O/CCGT - H2 New | Crossload | Electricity | ON | Dispatch-Crossload | VOM | 1464727.4743 | [6 empty] | 0.57748 | 845843.6195
LCP_Inputs_ON_Electric_2023_04_03 | 2034 | O/CCGT - H2 New | Crossload | Electricity | PJ | Dispatch-Crossload | EmissionsCost | 0 | [6 empty] | 0.57748 | 0
LCP_Inputs_ON_Electric_2023_04_03 | 2034 | O/CCGT - H2 New | Crossload | Electricity | PJ | Dispatch-Crossload | FuelCost | 0 | [6 empty] | 0.57748 | 0
LCP_Inputs_ON_Electric_2023_04_03 | 2034 | O/CCGT - H2 New | Crossload | Electricity | PJ | Dispatch-Crossload | VOM | 0 | [6 empty] | 0.57748 | 0
LCP_Inputs_ON_Electric_2023_04_03 | 2034 | O/CCGT - H2 New | Crossload | Electricity | QC | Dispatch-Crossload | EmissionsCost | 0 | [6 empty] | 0.57748 | 0
LCP_Inputs_ON_Electric_2023_04_03 | 2034 | O/CCGT - H2 New | Crossload | Electricity | QC | Dispatch-Crossload | FuelCost | 0 | [6 empty] | 0.57748 | 0
LCP_Inputs_ON_Electric_2023_04_03 | 2034 | O/CCGT - H2 New | Crossload | Electricity | QC | Dispatch-Crossload | VOM | 0 | [6 empty] | 0.57748 | 0
LCP_Inputs_ON_Electric_2023_04_03 | 2034 | O/CCGT - H2 New | Crossload | Electricity | WC | Dispatch-Crossload | EmissionsCost | 0 | [6 empty] | 0.57748 | 0
LCP_Inputs_ON_Electric_2023_04_03 | 2034 | O/CCGT - H2 New | Crossload | Electricity | WC | Dispatch-Crossload | FuelCost | 0 | [6 empty] | 0.57748 | 0
LCP_Inputs_ON_Electric_2023_04_03 | 2034 | O/CCGT - H2 New | Crossload | Electricity | WC | Dispatch-Crossload | VOM | 0 | [6 empty] | 0.57748 | 0
LCP_Inputs_ON_Electric_2023_04_03 | 2034 | SMR CCS | Crossload | Hydrogen | MI | Dispatch-Crossload | EmissionsCost | 0 | [6 empty] | 0.57748 | 0
LCP_Inputs_ON_Electric_2023_04_03 | 2034 | SMR CCS | Crossload | Hydrogen | MI | Dispatch-Crossload | FuelCost | 0 | [6 empty] | 0.57748 | 0
LCP_Inputs_ON_Electric_2023_04_03 | 2034 | SMR CCS | Crossload | Hydrogen | MI | Dispatch-Crossload | VOM | 0 | [6 empty] | 0.57748 | 0
LCP_Inputs_ON_Electric_2023_04_03 | 2034 | SMR CCS | Crossload | Hydrogen | NY | Dispatch-Crossload | EmissionsCost | 0 | [6 empty] | 0.57748 | 0
LCP_Inputs_ON_Electric_2023_04_03 | 2034 | SMR CCS | Crossload | Hydrogen | NY | Dispatch-Crossload | FuelCost | 0 | [6 empty] | 0.57748 | 0
LCP_Inputs_ON_Electric_2023_04_03 | 2034 | SMR CCS | Crossload | Hydrogen | NY | Dispatch-Crossload | VOM | 0 | [6 empty] | 0.57748 | 0
LCP_Inputs_ON_Electric_2023_04_03 | 2034 | SMR CCS | Crossload | Hydrogen | ON | Dispatch-Crossload | EmissionsCost | 76580835.5373 | [6 empty] | 0.57748 | 44223524.3445
LCP_Inputs_ON_Electric_2023_04_03 | 2034 | SMR CCS | Crossload | Hydrogen | ON | Dispatch-Crossload | FuelCost | 0 | [6 empty] | 0.57748 | 0
LCP_Inputs_ON_Electric_2023_04_03 | 2034 | SMR CCS | Crossload | Hydrogen | ON | Dispatch-Crossload | VOM | 91254385.794 | [6 empty] | 0.57748 | 52697133.9943
LCP_Inputs_ON_Electric_2023_04_03 | 2034 | SMR CCS | Crossload | Hydrogen | PJ | Dispatch-Crossload | EmissionsCost | 0 | [6 empty] | 0.57748 | 0
LCP_Inputs_ON_Electric_2023_04_03 | 2034 | SMR CCS | Crossload | Hydrogen | PJ | Dispatch-Crossload | FuelCost | 0 | [6 empty] | 0.57748 | 0
LCP_Inputs_ON_Electric_2023_04_03 | 2034 | SMR CCS | Crossload | Hydrogen | PJ | Dispatch-Crossload | VOM | 0 | [6 empty] | 0.57748 | 0
LCP_Inputs_ON_Electric_2023_04_03 | 2034 | SMR CCS | Crossload | Hydrogen | QC | Dispatch-Crossload | EmissionsCost | 0 | [6 empty] | 0.57748 | 0
LCP_Inputs_ON_Electric_2023_04_03 | 2034 | SMR CCS | Crossload | Hydrogen | QC | Dispatch-Crossload | FuelCost | 0 | [6 empty] | 0.57748 | 0
LCP_Inputs_ON_Electric_2023_04_03 | 2034 | SMR CCS | Crossload | Hydrogen | QC | Dispatch-Crossload | VOM | 0 | [6 empty] | 0.57748 | 0
LCP_Inputs_ON_Electric_2023_04_03 | 2034 | SMR CCS | Crossload | Hydrogen | WC | Dispatch-Crossload | EmissionsCost | 0 | [6 empty] | 0.57748 | 0
LCP_Inputs_ON_Electric_2023_04_03 | 2034 | SMR CCS | Crossload | Hydrogen | WC | Dispatch-Crossload | FuelCost | 0 | [6 empty] | 0.57748 | 0
LCP_Inputs_ON_Electric_2023_04_03 | 2034 | SMR CCS | Crossload | Hydrogen | WC | Dispatch-Crossload | VOM | 0 | [6 empty] | 0.57748 | 0
LCP_Inputs_ON_Electric_2023_04_03 | 2034 | Solar PV | Generation | Electricity | MI | Dispatch-Generation | EmissionsCost | 0 | [6 empty] | 0.57748 | 0
LCP_Inputs_ON_Electric_2023_04_03 | 2034 | Solar PV | Generation | Electricity | MI | Dispatch-Generation | FuelCost | 0 | [6 empty] | 0.57748 | 0
LCP_Inputs_ON_Electric_2023_04_03 | 2034 | Solar PV | Generation | Electricity | MI | Dispatch-Generation | VOM | 0 | [6 empty] | 0.57748 | 0
LCP_Inputs_ON_Electric_2023_04_03 | 2034 | Solar PV | Generation | Electricity | NY | Dispatch-Generation | EmissionsCost | 0 | [6 empty] | 0.57748 | 0
LCP_Inputs_ON_Electric_2023_04_03 | 2034 | Solar PV | Generation | Electricity | NY | Dispatch-Generation | FuelCost | 0 | [6 empty] | 0.57748 | 0
LCP_Inputs_ON_Electric_2023_04_03 | 2034 | Solar PV | Generation | Electricity | NY | Dispatch-Generation | VOM | 0 | [6 empty] | 0.57748 | 0
LCP_Inputs_ON_Electric_2023_04_03 | 2034 | Solar PV | Generation | Electricity | ON | Dispatch-Generation | EmissionsCost | 0 | [6 empty] | 0.57748 | 0
LCP_Inputs_ON_Electric_2023_04_03 | 2034 | Solar PV | Generation | Electricity | ON | Dispatch-Generation | FuelCost | 0 | [6 empty] | 0.57748 | 0
LCP_Inputs_ON_Electric_2023_04_03 | 2034 | Solar PV | Generation | Electricity | ON | Dispatch-Generation | VOM | 0 | [6 empty] | 0.57748 | 0
LCP_Inputs_ON_Electric_2023_04_03 | 2034 | Solar PV | Generation | Electricity | PJ | Dispatch-Generation | EmissionsCost | 0 | [6 empty] | 0.57748 | 0
LCP_Inputs_ON_Electric_2023_04_03 | 2034 | Solar PV | Generation | Electricity | PJ | Dispatch-Generation | FuelCost | 0 | [6 empty] | 0.57748 | 0
LCP_Inputs_ON_Electric_2023_04_03 | 2034 | Solar PV | Generation | Electricity | PJ | Dispatch-Generation | VOM | 0 | [6 empty] | 0.57748 | 0
LCP_Inputs_ON_Electric_2023_04_03 | 2034 | Solar PV | Generation | Electricity | QC | Dispatch-Generation | EmissionsCost | 0 | [6 empty] | 0.57748 | 0
LCP_Inputs_ON_Electric_2023_04_03 | 2034 | Solar PV | Generation | Electricity | QC | Dispatch-Generation | FuelCost | 0 | [6 empty] | 0.57748 | 0
LCP_Inputs_ON_Electric_2023_04_03 | 2034 | Solar PV | Generation | Electricity | QC | Dispatch-Generation | VOM | 0 | [6 empty] | 0.57748 | 0
LCP_Inputs_ON_Electric_2023_04_03 | 2034 | Solar PV | Generation | Electricity | WC | Dispatch-Generation | EmissionsCost | 0 | [6 empty] | 0.57748 | 0
LCP_Inputs_ON_Electric_2023_04_03 | 2034 | Solar PV | Generation | Electricity | WC | Dispatch-Generation | FuelCost | 0 | [6 empty] | 0.57748 | 0
LCP_Inputs_ON_Electric_2023_04_03 | 2034 | Solar PV | Generation | Electricity | WC | Dispatch-Generation | VOM | 0 | [6 empty] | 0.57748 | 0
LCP_Inputs_ON_Electric_2023_04_03 | 2034 | Wind Offshore | Generation | Electricity | MI | Dispatch-Generation | EmissionsCost | 0 | [6 empty] | 0.57748 | 0
LCP_Inputs_ON_Electric_2023_04_03 | 2034 | Wind Offshore | Generation | Electricity | MI | Dispatch-Generation | FuelCost | 0 | [6 empty] | 0.57748 | 0
LCP_Inputs_ON_Electric_2023_04_03 | 2034 | Wind Offshore | Generation | Electricity | MI | Dispatch-Generation | VOM | 0 | [6 empty] | 0.57748 | 0
LCP_Inputs_ON_Electric_2023_04_03 | 2034 | Wind Offshore | Generation | Electricity | NY | Dispatch-Generation | EmissionsCost | 0 | [6 empty] | 0.57748 | 0
LCP_Inputs_ON_Electric_2023_04_03 | 2034 | Wind Offshore | Generation | Electricity | NY | Dispatch-Generation | FuelCost | 0 | [6 empty] | 0.57748 | 0
LCP_Inputs_ON_Electric_2023_04_03 | 2034 | Wind Offshore | Generation | Electricity | NY | Dispatch-Generation | VOM | 0 | [6 empty] | 0.57748 | 0
LCP_Inputs_ON_Electric_2023_04_03 | 2034 | Wind Offshore | Generation | Electricity | ON | Dispatch-Generation | EmissionsCost | 0 | [6 empty] | 0.57748 | 0
LCP_Inputs_ON_Electric_2023_04_03 | 2034 | Wind Offshore | Generation | Electricity | ON | Dispatch-Generation | FuelCost | 0 | [6 empty] | 0.57748 | 0
LCP_Inputs_ON_Electric_2023_04_03 | 2034 | Wind Offshore | Generation | Electricity | ON | Dispatch-Generation | VOM | 0 | [6 empty] | 0.57748 | 0
LCP_Inputs_ON_Electric_2023_04_03 | 2034 | Wind Offshore | Generation | Electricity | PJ | Dispatch-Generation | EmissionsCost | 0 | [6 empty] | 0.57748 | 0
LCP_Inputs_ON_Electric_2023_04_03 | 2034 | Wind Offshore | Generation | Electricity | PJ | Dispatch-Generation | FuelCost | 0 | [6 empty] | 0.57748 | 0
LCP_Inputs_ON_Electric_2023_04_03 | 2034 | Wind Offshore | Generation | Electricity | PJ | Dispatch-Generation | VOM | 0 | [6 empty] | 0.57748 | 0
LCP_Inputs_ON_Electric_2023_04_03 | 2034 | Wind Offshore | Generation | Electricity | QC | Dispatch-Generation | EmissionsCost | 0 | [6 empty] | 0.57748 | 0
LCP_Inputs_ON_Electric_2023_04_03 | 2034 | Wind Offshore | Generation | Electricity | QC | Dispatch-Generation | FuelCost | 0 | [6 empty] | 0.57748 | 0
LCP_Inputs_ON_Electric_2023_04_03 | 2034 | Wind Offshore | Generation | Electricity | QC | Dispatch-Generation | VOM | 0 | [6 empty] | 0.57748 | 0
LCP_Inputs_ON_Electric_2023_04_03 | 2034 | Wind Offshore | Generation | Electricity | WC | Dispatch-Generation | EmissionsCost | 0 | [6 empty] | 0.57748 | 0
LCP_Inputs_ON_Electric_2023_04_03 | 2034 | Wind Offshore | Generation | Electricity | WC | Dispatch-Generation | FuelCost | 0 | [6 empty] | 0.57748 | 0
LCP_Inputs_ON_Electric_2023_04_03 | 2034 | Wind Offshore | Generation | Electricity | WC | Dispatch-Generation | VOM | 0 | [6 empty] | 0.57748 | 0
LCP_Inputs_ON_Electric_2023_04_03 | 2034 | Wind Onshore | Generation | Electricity | MI | Dispatch-Generation | EmissionsCost | 0 | [6 empty] | 0.57748 | 0
LCP_Inputs_ON_Electric_2023_04_03 | 2034 | Wind Onshore | Generation | Electricity | MI | Dispatch-Generation | FuelCost | 0 | [6 empty] | 0.57748 | 0
LCP_Inputs_ON_Electric_2023_04_03 | 2034 | Wind Onshore | Generation | Electricity | MI | Dispatch-Generation | VOM | 0 | [6 empty] | 0.57748 | 0
LCP_Inputs_ON_Electric_2023_04_03 | 2034 | Wind Onshore | Generation | Electricity | NY | Dispatch-Generation | EmissionsCost | 0 | [6 empty] | 0.57748 | 0
LCP_Inputs_ON_Electric_2023_04_03 | 2034 | Wind Onshore | Generation | Electricity | NY | Dispatch-Generation | FuelCost | 0 | [6 empty] | 0.57748 | 0
LCP_Inputs_ON_Electric_2023_04_03 | 2034 | Wind Onshore | Generation | Electricity | NY | Dispatch-Generation | VOM | 0 | [6 empty] | 0.57748 | 0
LCP_Inputs_ON_Electric_2023_04_03 | 2034 | Wind Onshore | Generation | Electricity | ON | Dispatch-Generation | EmissionsCost | 0 | [6 empty] | 0.57748 | 0
LCP_Inputs_ON_Electric_2023_04_03 | 2034 | Wind Onshore | Generation | Electricity | ON | Dispatch-Generation | FuelCost | 0 | [6 empty] | 0.57748 | 0
LCP_Inputs_ON_Electric_2023_04_03 | 2034 | Wind Onshore | Generation | Electricity | ON | Dispatch-Generation | VOM | 0 | [6 empty] | 0.57748 | 0
LCP_Inputs_ON_Electric_2023_04_03 | 2034 | Wind Onshore | Generation | Electricity | PJ | Dispatch-Generation | EmissionsCost | 0 | [6 empty] | 0.57748 | 0
LCP_Inputs_ON_Electric_2023_04_03 | 2034 | Wind Onshore | Generation | Electricity | PJ | Dispatch-Generation | FuelCost | 0 | [6 empty] | 0.57748 | 0
LCP_Inputs_ON_Electric_2023_04_03 | 2034 | Wind Onshore | Generation | Electricity | PJ | Dispatch-Generation | VOM | 0 | [6 empty] | 0.57748 | 0
LCP_Inputs_ON_Electric_2023_04_03 | 2034 | Wind Onshore | Generation | Electricity | QC | Dispatch-Generation | EmissionsCost | 0 | [6 empty] | 0.57748 | 0
LCP_Inputs_ON_Electric_2023_04_03 | 2034 | Wind Onshore | Generation | Electricity | QC | Dispatch-Generation | FuelCost | 0 | [6 empty] | 0.57748 | 0
LCP_Inputs_ON_Electric_2023_04_03 | 2034 | Wind Onshore | Generation | Electricity | QC | Dispatch-Generation | VOM | 0 | [6 empty] | 0.57748 | 0
LCP_Inputs_ON_Electric_2023_04_03 | 2034 | Wind Onshore | Generation | Electricity | WC | Dispatch-Generation | EmissionsCost | 0 | [6 empty] | 0.57748 | 0
LCP_Inputs_ON_Electric_2023_04_03 | 2034 | Wind Onshore | Generation | Electricity | WC | Dispatch-Generation | FuelCost | 0 | [6 empty] | 0.57748 | 0
LCP_Inputs_ON_Electric_2023_04_03 | 2034 | Wind Onshore | Generation | Electricity | WC | Dispatch-Generation | VOM | 0 | [6 empty] | 0.57748 | 0
LCP_Inputs_ON_Electric_2023_04_03 | 2035 | Anaerobic Digestion | Generation | Methane | MI | Dispatch-Generation | EmissionsCost | 0 | [6 empty] | 0.55526 | 0
LCP_Inputs_ON_Electric_2023_04_03 | 2035 | Anaerobic Digestion | Generation | Methane | MI | Dispatch-Generation | FuelCost | 0 | [6 empty] | 0.55526 | 0
LCP_Inputs_ON_Electric_2023_04_03 | 2035 | Anaerobic Digestion | Generation | Methane | MI | Dispatch-Generation | VOM | 0 | [6 empty] | 0.55526 | 0
LCP_Inputs_ON_Electric_2023_04_03 | 2035 | Anaerobic Digestion | Generation | Methane | NY | Dispatch-Generation | EmissionsCost | 0 | [6 empty] | 0.55526 | 0
LCP_Inputs_ON_Electric_2023_04_03 | 2035 | Anaerobic Digestion | Generation | Methane | NY | Dispatch-Generation | FuelCost | 0 | [6 empty] | 0.55526 | 0
LCP_Inputs_ON_Electric_2023_04_03 | 2035 | Anaerobic Digestion | Generation | Methane | NY | Dispatch-Generation | VOM | 0 | [6 empty] | 0.55526 | 0
LCP_Inputs_ON_Electric_2023_04_03 | 2035 | Anaerobic Digestion | Generation | Methane | ON | Dispatch-Generation | EmissionsCost | 0 | [6 empty] | 0.55526 | 0
LCP_Inputs_ON_Electric_2023_04_03 | 2035 | Anaerobic Digestion | Generation | Methane | ON | Dispatch-Generation | FuelCost | 0 | [6 empty] | 0.55526 | 0
LCP_Inputs_ON_Electric_2023_04_03 | 2035 | Anaerobic Digestion | Generation | Methane | ON | Dispatch-Generation | VOM | 0 | [6 empty] | 0.55526 | 0
LCP_Inputs_ON_Electric_2023_04_03 | 2035 | Anaerobic Digestion | Generation | Methane | PJ | Dispatch-Generation | EmissionsCost | 0 | [6 empty] | 0.55526 | 0
LCP_Inputs_ON_Electric_2023_04_03 | 2035 | Anaerobic Digestion | Generation | Methane | PJ | Dispatch-Generation | FuelCost | 0 | [6 empty] | 0.55526 | 0
LCP_Inputs_ON_Electric_2023_04_03 | 2035 | Anaerobic Digestion | Generation | Methane | PJ | Dispatch-Generation | VOM | 0 | [6 empty] | 0.55526 | 0
LCP_Inputs_ON_Electric_2023_04_03 | 2035 | Anaerobic Digestion | Generation | Methane | QC | Dispatch-Generation | EmissionsCost | 0 | [6 empty] | 0.55526 | 0
LCP_Inputs_ON_Electric_2023_04_03 | 2035 | Anaerobic Digestion | Generation | Methane | QC | Dispatch-Generation | FuelCost | 0 | [6 empty] | 0.55526 | 0
LCP_Inputs_ON_Electric_2023_04_03 | 2035 | Anaerobic Digestion | Generation | Methane | QC | Dispatch-Generation | VOM | 0 | [6 empty] | 0.55526 | 0
LCP_Inputs_ON_Electric_2023_04_03 | 2035 | Anaerobic Digestion | Generation | Methane | WC | Dispatch-Generation | EmissionsCost | 0 | [6 empty] | 0.55526 | 0
LCP_Inputs_ON_Electric_2023_04_03 | 2035 | Anaerobic Digestion | Generation | Methane | WC | Dispatch-Generation | FuelCost | 0 | [6 empty] | 0.55526 | 0
LCP_Inputs_ON_Electric_2023_04_03 | 2035 | Anaerobic Digestion | Generation | Methane | WC | Dispatch-Generation | VOM | 0 | [6 empty] | 0.55526 | 0
LCP_Inputs_ON_Electric_2023_04_03 | 2035 | Battery Storage | Storage | Electricity | MI | Dispatch-Storage | EmissionsCost | 0 | [6 empty] | 0.55526 | 0
LCP_Inputs_ON_Electric_2023_04_03 | 2035 | Battery Storage | Storage | Electricity | MI | Dispatch-Storage | FuelCost | 0 | [6 empty] | 0.55526 | 0
LCP_Inputs_ON_Electric_2023_04_03 | 2035 | Battery Storage | Storage | Electricity | MI | Dispatch-Storage | VOM | 0 | [6 empty] | 0.55526 | 0
LCP_Inputs_ON_Electric_2023_04_03 | 2035 | Battery Storage | Storage | Electricity | NY | Dispatch-Storage | EmissionsCost | 0 | [6 empty] | 0.55526 | 0
LCP_Inputs_ON_Electric_2023_04_03 | 2035 | Battery Storage | Storage | Electricity | NY | Dispatch-Storage | FuelCost | 0 | [6 empty] | 0.55526 | 0
LCP_Inputs_ON_Electric_2023_04_03 | 2035 | Battery Storage | Storage | Electricity | NY | Dispatch-Storage | VOM | 0 | [6 empty] | 0.55526 | 0
LCP_Inputs_ON_Electric_2023_04_03 | 2035 | Battery Storage | Storage | Electricity | ON | Dispatch-Storage | EmissionsCost | 0 | [6 empty] | 0.55526 | 0
LCP_Inputs_ON_Electric_2023_04_03 | 2035 | Battery Storage | Storage | Electricity | ON | Dispatch-Storage | FuelCost | 0 | [6 empty] | 0.55526 | 0
LCP_Inputs_ON_Electric_2023_04_03 | 2035 | Battery Storage | Storage | Electricity | ON | Dispatch-Storage | VOM | 0 | [6 empty] | 0.55526 | 0
LCP_Inputs_ON_Electric_2023_04_03 | 2035 | Battery Storage | Storage | Electricity | PJ | Dispatch-Storage | EmissionsCost | 0 | [6 empty] | 0.55526 | 0
LCP_Inputs_ON_Electric_2023_04_03 | 2035 | Battery Storage | Storage | Electricity | PJ | Dispatch-Storage | FuelCost | 0 | [6 empty] | 0.55526 | 0
LCP_Inputs_ON_Electric_2023_04_03 | 2035 | Battery Storage | Storage | Electricity | PJ | Dispatch-Storage | VOM | 0 | [6 empty] | 0.55526 | 0
LCP_Inputs_ON_Electric_2023_04_03 | 2035 | Battery Storage | Storage | Electricity | QC | Dispatch-Storage | EmissionsCost | 0 | [6 empty] | 0.55526 | 0
LCP_Inputs_ON_Electric_2023_04_03 | 2035 | Battery Storage | Storage | Electricity | QC | Dispatch-Storage | FuelCost | 0 | [6 empty] | 0.55526 | 0
LCP_Inputs_ON_Electric_2023_04_03 | 2035 | Battery Storage | Storage | Electricity | QC | Dispatch-Storage | VOM | 0 | [6 empty] | 0.55526 | 0
LCP_Inputs_ON_Electric_2023_04_03 | 2035 | Battery Storage | Storage | Electricity | WC | Dispatch-Storage | EmissionsCost | 0 | [6 empty] | 0.55526 | 0
LCP_Inputs_ON_Electric_2023_04_03 | 2035 | Battery Storage | Storage | Electricity | WC | Dispatch-Storage | FuelCost | 0 | [6 empty] | 0.55526 | 0
LCP_Inputs_ON_Electric_2023_04_03 | 2035 | Battery Storage | Storage | Electricity | WC | Dispatch-Storage | VOM | 0 | [6 empty] | 0.55526 | 0
LCP_Inputs_ON_Electric_2023_04_03 | 2035 | Biomass | Generation | Electricity | MI | Dispatch-Generation | EmissionsCost | 0 | [6 empty] | 0.55526 | 0
LCP_Inputs_ON_Electric_2023_04_03 | 2035 | Biomass | Generation | Electricity | MI | Dispatch-Generation | FuelCost | 0 | [6 empty] | 0.55526 | 0
LCP_Inputs_ON_Electric_2023_04_03 | 2035 | Biomass | Generation | Electricity | MI | Dispatch-Generation | VOM | 0 | [6 empty] | 0.55526 | 0
LCP_Inputs_ON_Electric_2023_04_03 | 2035 | Biomass | Generation | Electricity | NY | Dispatch-Generation | EmissionsCost | 0 | [6 empty] | 0.55526 | 0
LCP_Inputs_ON_Electric_2023_04_03 | 2035 | Biomass | Generation | Electricity | NY | Dispatch-Generation | FuelCost | 0 | [6 empty] | 0.55526 | 0
LCP_Inputs_ON_Electric_2023_04_03 | 2035 | Biomass | Generation | Electricity | NY | Dispatch-Generation | VOM | 0 | [6 empty] | 0.55526 | 0
LCP_Inputs_ON_Electric_2023_04_03 | 2035 | Biomass | Generation | Electricity | ON | Dispatch-Generation | EmissionsCost | 0 | [6 empty] | 0.55526 | 0
LCP_Inputs_ON_Electric_2023_04_03 | 2035 | Biomass | Generation | Electricity | ON | Dispatch-Generation | FuelCost | 2498962.9091 | [6 empty] | 0.55526 | 1387585.397
LCP_Inputs_ON_Electric_2023_04_03 | 2035 | Biomass | Generation | Electricity | ON | Dispatch-Generation | VOM | 32070.024 | [6 empty] | 0.55526 | 17807.3459
LCP_Inputs_ON_Electric_2023_04_03 | 2035 | Biomass | Generation | Electricity | PJ | Dispatch-Generation | EmissionsCost | 0 | [6 empty] | 0.55526 | 0
LCP_Inputs_ON_Electric_2023_04_03 | 2035 | Biomass | Generation | Electricity | PJ | Dispatch-Generation | FuelCost | 0 | [6 empty] | 0.55526 | 0
LCP_Inputs_ON_Electric_2023_04_03 | 2035 | Biomass | Generation | Electricity | PJ | Dispatch-Generation | VOM | 0 | [6 empty] | 0.55526 | 0
LCP_Inputs_ON_Electric_2023_04_03 | 2035 | Biomass | Generation | Electricity | QC | Dispatch-Generation | EmissionsCost | 0 | [6 empty] | 0.55526 | 0
LCP_Inputs_ON_Electric_2023_04_03 | 2035 | Biomass | Generation | Electricity | QC | Dispatch-Generation | FuelCost | 449170.9091 | [6 empty] | 0.55526 | 249408.6615
LCP_Inputs_ON_Electric_2023_04_03 | 2035 | Biomass | Generation | Electricity | QC | Dispatch-Generation | VOM | 5764.36 | [6 empty] | 0.55526 | 3200.7445
LCP_Inputs_ON_Electric_2023_04_03 | 2035 | Biomass | Generation | Electricity | WC | Dispatch-Generation | EmissionsCost | 0 | [6 empty] | 0.55526 | 0
LCP_Inputs_ON_Electric_2023_04_03 | 2035 | Biomass | Generation | Electricity | WC | Dispatch-Generation | FuelCost | 0 | [6 empty] | 0.55526 | 0
LCP_Inputs_ON_Electric_2023_04_03 | 2035 | Biomass | Generation | Electricity | WC | Dispatch-Generation | VOM | 0 | [6 empty] | 0.55526 | 0
LCP_Inputs_ON_Electric_2023_04_03 | 2035 | Biomass + CCS | Generation | Electricity | MI | Dispatch-Generation | EmissionsCost | 0 | [6 empty] | 0.55526 | 0
LCP_Inputs_ON_Electric_2023_04_03 | 2035 | Biomass + CCS | Generation | Electricity | MI | Dispatch-Generation | FuelCost | 0 | [6 empty] | 0.55526 | 0
LCP_Inputs_ON_Electric_2023_04_03 | 2035 | Biomass + CCS | Generation | Electricity | MI | Dispatch-Generation | VOM | 0 | [6 empty] | 0.55526 | 0
LCP_Inputs_ON_Electric_2023_04_03 | 2035 | Biomass + CCS | Generation | Electricity | NY | Dispatch-Generation | EmissionsCost | 0 | [6 empty] | 0.55526 | 0
LCP_Inputs_ON_Electric_2023_04_03 | 2035 | Biomass + CCS | Generation | Electricity | NY | Dispatch-Generation | FuelCost | 0 | [6 empty] | 0.55526 | 0
LCP_Inputs_ON_Electric_2023_04_03 | 2035 | Biomass + CCS | Generation | Electricity | NY | Dispatch-Generation | VOM | 0 | [6 empty] | 0.55526 | 0
LCP_Inputs_ON_Electric_2023_04_03 | 2035 | Biomass + CCS | Generation | Electricity | ON | Dispatch-Generation | EmissionsCost | 0 | [6 empty] | 0.55526 | 0
LCP_Inputs_ON_Electric_2023_04_03 | 2035 | Biomass + CCS | Generation | Electricity | ON | Dispatch-Generation | FuelCost | 0 | [6 empty] | 0.55526 | 0
LCP_Inputs_ON_Electric_2023_04_03 | 2035 | Biomass + CCS | Generation | Electricity | ON | Dispatch-Generation | VOM | 0 | [6 empty] | 0.55526 | 0
LCP_Inputs_ON_Electric_2023_04_03 | 2035 | Biomass + CCS | Generation | Electricity | PJ | Dispatch-Generation | EmissionsCost | 0 | [6 empty] | 0.55526 | 0
LCP_Inputs_ON_Electric_2023_04_03 | 2035 | Biomass + CCS | Generation | Electricity | PJ | Dispatch-Generation | FuelCost | 0 | [6 empty] | 0.55526 | 0
LCP_Inputs_ON_Electric_2023_04_03 | 2035 | Biomass + CCS | Generation | Electricity | PJ | Dispatch-Generation | VOM | 0 | [6 empty] | 0.55526 | 0
LCP_Inputs_ON_Electric_2023_04_03 | 2035 | Biomass + CCS | Generation | Electricity | QC | Dispatch-Generation | EmissionsCost | 0 | [6 empty] | 0.55526 | 0
LCP_Inputs_ON_Electric_2023_04_03 | 2035 | Biomass + CCS | Generation | Electricity | QC | Dispatch-Generation | FuelCost | 0 | [6 empty] | 0.55526 | 0
LCP_Inputs_ON_Electric_2023_04_03 | 2035 | Biomass + CCS | Generation | Electricity | QC | Dispatch-Generation | VOM | 0 | [6 empty] | 0.55526 | 0
LCP_Inputs_ON_Electric_2023_04_03 | 2035 | Biomass + CCS | Generation | Electricity | WC | Dispatch-Generation | EmissionsCost | 0 | [6 empty] | 0.55526 | 0
LCP_Inputs_ON_Electric_2023_04_03 | 2035 | Biomass + CCS | Generation | Electricity | WC | Dispatch-Generation | FuelCost | 0 | [6 empty] | 0.55526 | 0
LCP_Inputs_ON_Electric_2023_04_03 | 2035 | Biomass + CCS | Generation | Electricity | WC | Dispatch-Generation | VOM | 0 | [6 empty] | 0.55526 | 0
LCP_Inputs_ON_Electric_2023_04_03 | 2035 | CH4 + CCS | Generation | Methane | MI | Dispatch-Generation | EmissionsCost | 0 | [6 empty] | 0.55526 | 0
LCP_Inputs_ON_Electric_2023_04_03 | 2035 | CH4 + CCS | Generation | Methane | MI | Dispatch-Generation | FuelCost | 0 | [6 empty] | 0.55526 | 0
LCP_Inputs_ON_Electric_2023_04_03 | 2035 | CH4 + CCS | Generation | Methane | MI | Dispatch-Generation | VOM | 0 | [6 empty] | 0.55526 | 0
LCP_Inputs_ON_Electric_2023_04_03 | 2035 | CH4 + CCS | Generation | Methane | NY | Dispatch-Generation | EmissionsCost | 0 | [6 empty] | 0.55526 | 0
LCP_Inputs_ON_Electric_2023_04_03 | 2035 | CH4 + CCS | Generation | Methane | NY | Dispatch-Generation | FuelCost | 0 | [6 empty] | 0.55526 | 0
LCP_Inputs_ON_Electric_2023_04_03 | 2035 | CH4 + CCS | Generation | Methane | NY | Dispatch-Generation | VOM | 0 | [6 empty] | 0.55526 | 0
LCP_Inputs_ON_Electric_2023_04_03 | 2035 | CH4 + CCS | Generation | Methane | ON | Dispatch-Generation | EmissionsCost | 0 | [6 empty] | 0.55526 | 0
LCP_Inputs_ON_Electric_2023_04_03 | 2035 | CH4 + CCS | Generation | Methane | ON | Dispatch-Generation | FuelCost | 0 | [6 empty] | 0.55526 | 0
LCP_Inputs_ON_Electric_2023_04_03 | 2035 | CH4 + CCS | Generation | Methane | ON | Dispatch-Generation | VOM | 0 | [6 empty] | 0.55526 | 0
LCP_Inputs_ON_Electric_2023_04_03 | 2035 | CH4 + CCS | Generation | Methane | PJ | Dispatch-Generation | EmissionsCost | 0 | [6 empty] | 0.55526 | 0
LCP_Inputs_ON_Electric_2023_04_03 | 2035 | CH4 + CCS | Generation | Methane | PJ | Dispatch-Generation | FuelCost | 0 | [6 empty] | 0.55526 | 0
LCP_Inputs_ON_Electric_2023_04_03 | 2035 | CH4 + CCS | Generation | Methane | PJ | Dispatch-Generation | VOM | 0 | [6 empty] | 0.55526 | 0
LCP_Inputs_ON_Electric_2023_04_03 | 2035 | CH4 + CCS | Generation | Methane | QC | Dispatch-Generation | EmissionsCost | 0 | [6 empty] | 0.55526 | 0
LCP_Inputs_ON_Electric_2023_04_03 | 2035 | CH4 + CCS | Generation | Methane | QC | Dispatch-Generation | FuelCost | 0 | [6 empty] | 0.55526 | 0
LCP_Inputs_ON_Electric_2023_04_03 | 2035 | CH4 + CCS | Generation | Methane | QC | Dispatch-Generation | VOM | 0 | [6 empty] | 0.55526 | 0
LCP_Inputs_ON_Electric_2023_04_03 | 2035 | CH4 + CCS | Generation | Methane | WC | Dispatch-Generation | EmissionsCost | 0 | [6 empty] | 0.55526 | 0
LCP_Inputs_ON_Electric_2023_04_03 | 2035 | CH4 + CCS | Generation | Methane | WC | Dispatch-Generation | FuelCost | 0 | [6 empty] | 0.55526 | 0
LCP_Inputs_ON_Electric_2023_04_03 | 2035 | CH4 + CCS | Generation | Methane | WC | Dispatch-Generation | VOM | 0 | [6 empty] | 0.55526 | 0
LCP_Inputs_ON_Electric_2023_04_03 | 2035 | CH4 Import - NY 2020 | Import | Methane | MI | Dispatch-Import | EmissionsCost | 0 | [6 empty] | 0.55526 | 0
LCP_Inputs_ON_Electric_2023_04_03 | 2035 | CH4 Import - NY 2020 | Import | Methane | MI | Dispatch-Import | FuelCost | 0 | [6 empty] | 0.55526 | 0
LCP_Inputs_ON_Electric_2023_04_03 | 2035 | CH4 Import - NY 2020 | Import | Methane | MI | Dispatch-Import | VOM | 0 | [6 empty] | 0.55526 | 0
LCP_Inputs_ON_Electric_2023_04_03 | 2035 | CH4 Import - NY 2020 | Import | Methane | NY | Dispatch-Import | EmissionsCost | 0 | [6 empty] | 0.55526 | 0
LCP_Inputs_ON_Electric_2023_04_03 | 2035 | CH4 Import - NY 2020 | Import | Methane | NY | Dispatch-Import | FuelCost | 0 | [6 empty] | 0.55526 | 0
LCP_Inputs_ON_Electric_2023_04_03 | 2035 | CH4 Import - NY 2020 | Import | Methane | NY | Dispatch-Import | VOM | 0 | [6 empty] | 0.55526 | 0
LCP_Inputs_ON_Electric_2023_04_03 | 2035 | CH4 Import - NY 2020 | Import | Methane | ON | Dispatch-Import | EmissionsCost | 0 | [6 empty] | 0.55526 | 0
LCP_Inputs_ON_Electric_2023_04_03 | 2035 | CH4 Import - NY 2020 | Import | Methane | ON | Dispatch-Import | FuelCost | 0 | [6 empty] | 0.55526 | 0
LCP_Inputs_ON_Electric_2023_04_03 | 2035 | CH4 Import - NY 2020 | Import | Methane | ON | Dispatch-Import | VOM | 0 | [6 empty] | 0.55526 | 0
LCP_Inputs_ON_Electric_2023_04_03 | 2035 | CH4 Import - NY 2020 | Import | Methane | PJ | Dispatch-Import | EmissionsCost | 0 | [6 empty] | 0.55526 | 0
LCP_Inputs_ON_Electric_2023_04_03 | 2035 | CH4 Import - NY 2020 | Import | Methane | PJ | Dispatch-Import | FuelCost | 0 | [6 empty] | 0.55526 | 0
LCP_Inputs_ON_Electric_2023_04_03 | 2035 | CH4 Import - NY 2020 | Import | Methane | PJ | Dispatch-Import | VOM | 0 | [6 empty] | 0.55526 | 0
LCP_Inputs_ON_Electric_2023_04_03 | 2035 | CH4 Import - NY 2020 | Import | Methane | QC | Dispatch-Import | EmissionsCost | 0 | [6 empty] | 0.55526 | 0
LCP_Inputs_ON_Electric_2023_04_03 | 2035 | CH4 Import - NY 2020 | Import | Methane | QC | Dispatch-Import | FuelCost | 0 | [6 empty] | 0.55526 | 0
LCP_Inputs_ON_Electric_2023_04_03 | 2035 | CH4 Import - NY 2020 | Import | Methane | QC | Dispatch-Import | VOM | 0 | [6 empty] | 0.55526 | 0
LCP_Inputs_ON_Electric_2023_04_03 | 2035 | CH4 Import - NY 2020 | Import | Methane | WC | Dispatch-Import | EmissionsCost | 0 | [6 empty] | 0.55526 | 0
LCP_Inputs_ON_Electric_2023_04_03 | 2035 | CH4 Import - NY 2020 | Import | Methane | WC | Dispatch-Import | FuelCost | 0 | [6 empty] | 0.55526 | 0
LCP_Inputs_ON_Electric_2023_04_03 | 2035 | CH4 Import - NY 2020 | Import | Methane | WC | Dispatch-Import | VOM | 0 | [6 empty] | 0.55526 | 0
LCP_Inputs_ON_Electric_2023_04_03 | 2035 | CH4 Import - NY 2030 | Import | Methane | MI | Dispatch-Import | EmissionsCost | 0 | [6 empty] | 0.55526 | 0
LCP_Inputs_ON_Electric_2023_04_03 | 2035 | CH4 Import - NY 2030 | Import | Methane | MI | Dispatch-Import | FuelCost | 0 | [6 empty] | 0.55526 | 0
LCP_Inputs_ON_Electric_2023_04_03 | 2035 | CH4 Import - NY 2030 | Import | Methane | MI | Dispatch-Import | VOM | 0 | [6 empty] | 0.55526 | 0
LCP_Inputs_ON_Electric_2023_04_03 | 2035 | CH4 Import - NY 2030 | Import | Methane | NY | Dispatch-Import | EmissionsCost | 2371206202.7872 | [6 empty] | 0.55526 | 1316646633.0213
LCP_Inputs_ON_Electric_2023_04_03 | 2035 | CH4 Import - NY 2030 | Import | Methane | NY | Dispatch-Import | FuelCost | 644356120.8267 | [6 empty] | 0.55526 | 357788081.0011
LCP_Inputs_ON_Electric_2023_04_03 | 2035 | CH4 Import - NY 2030 | Import | Methane | NY | Dispatch-Import | VOM | 0 | [6 empty] | 0.55526 | 0
LCP_Inputs_ON_Electric_2023_04_03 | 2035 | CH4 Import - NY 2030 | Import | Methane | ON | Dispatch-Import | EmissionsCost | 0 | [6 empty] | 0.55526 | 0
LCP_Inputs_ON_Electric_2023_04_03 | 2035 | CH4 Import - NY 2030 | Import | Methane | ON | Dispatch-Import | FuelCost | 0 | [6 empty] | 0.55526 | 0
LCP_Inputs_ON_Electric_2023_04_03 | 2035 | CH4 Import - NY 2030 | Import | Methane | ON | Dispatch-Import | VOM | 0 | [6 empty] | 0.55526 | 0
LCP_Inputs_ON_Electric_2023_04_03 | 2035 | CH4 Import - NY 2030 | Import | Methane | PJ | Dispatch-Import | EmissionsCost | 0 | [6 empty] | 0.55526 | 0
LCP_Inputs_ON_Electric_2023_04_03 | 2035 | CH4 Import - NY 2030 | Import | Methane | PJ | Dispatch-Import | FuelCost | 0 | [6 empty] | 0.55526 | 0
LCP_Inputs_ON_Electric_2023_04_03 | 2035 | CH4 Import - NY 2030 | Import | Methane | PJ | Dispatch-Import | VOM | 0 | [6 empty] | 0.55526 | 0
LCP_Inputs_ON_Electric_2023_04_03 | 2035 | CH4 Import - NY 2030 | Import | Methane | QC | Dispatch-Import | EmissionsCost | 0 | [6 empty] | 0.55526 | 0
LCP_Inputs_ON_Electric_2023_04_03 | 2035 | CH4 Import - NY 2030 | Import | Methane | QC | Dispatch-Import | FuelCost | 0 | [6 empty] | 0.55526 | 0
LCP_Inputs_ON_Electric_2023_04_03 | 2035 | CH4 Import - NY 2030 | Import | Methane | QC | Dispatch-Import | VOM | 0 | [6 empty] | 0.55526 | 0
LCP_Inputs_ON_Electric_2023_04_03 | 2035 | CH4 Import - NY 2030 | Import | Methane | WC | Dispatch-Import | EmissionsCost | 0 | [6 empty] | 0.55526 | 0
LCP_Inputs_ON_Electric_2023_04_03 | 2035 | CH4 Import - NY 2030 | Import | Methane | WC | Dispatch-Import | FuelCost | 0 | [6 empty] | 0.55526 | 0
LCP_Inputs_ON_Electric_2023_04_03 | 2035 | CH4 Import - NY 2030 | Import | Methane | WC | Dispatch-Import | VOM | 0 | [6 empty] | 0.55526 | 0
LCP_Inputs_ON_Electric_2023_04_03 | 2035 | CH4 Import - NY 2040 | Import | Methane | MI | Dispatch-Import | EmissionsCost | 0 | [6 empty] | 0.55526 | 0
LCP_Inputs_ON_Electric_2023_04_03 | 2035 | CH4 Import - NY 2040 | Import | Methane | MI | Dispatch-Import | FuelCost | 0 | [6 empty] | 0.55526 | 0
LCP_Inputs_ON_Electric_2023_04_03 | 2035 | CH4 Import - NY 2040 | Import | Methane | MI | Dispatch-Import | VOM | 0 | [6 empty] | 0.55526 | 0
LCP_Inputs_ON_Electric_2023_04_03 | 2035 | CH4 Import - NY 2040 | Import | Methane | NY | Dispatch-Import | EmissionsCost | 0 | [6 empty] | 0.55526 | 0
LCP_Inputs_ON_Electric_2023_04_03 | 2035 | CH4 Import - NY 2040 | Import | Methane | NY | Dispatch-Import | FuelCost | 0 | [6 empty] | 0.55526 | 0
LCP_Inputs_ON_Electric_2023_04_03 | 2035 | CH4 Import - NY 2040 | Import | Methane | NY | Dispatch-Import | VOM | 0 | [6 empty] | 0.55526 | 0
LCP_Inputs_ON_Electric_2023_04_03 | 2035 | CH4 Import - NY 2040 | Import | Methane | ON | Dispatch-Import | EmissionsCost | 0 | [6 empty] | 0.55526 | 0
LCP_Inputs_ON_Electric_2023_04_03 | 2035 | CH4 Import - NY 2040 | Import | Methane | ON | Dispatch-Import | FuelCost | 0 | [6 empty] | 0.55526 | 0
LCP_Inputs_ON_Electric_2023_04_03 | 2035 | CH4 Import - NY 2040 | Import | Methane | ON | Dispatch-Import | VOM | 0 | [6 empty] | 0.55526 | 0
LCP_Inputs_ON_Electric_2023_04_03 | 2035 | CH4 Import - NY 2040 | Import | Methane | PJ | Dispatch-Import | EmissionsCost | 0 | [6 empty] | 0.55526 | 0
LCP_Inputs_ON_Electric_2023_04_03 | 2035 | CH4 Import - NY 2040 | Import | Methane | PJ | Dispatch-Import | FuelCost | 0 | [6 empty] | 0.55526 | 0
LCP_Inputs_ON_Electric_2023_04_03 | 2035 | CH4 Import - NY 2040 | Import | Methane | PJ | Dispatch-Import | VOM | 0 | [6 empty] | 0.55526 | 0
LCP_Inputs_ON_Electric_2023_04_03 | 2035 | CH4 Import - NY 2040 | Import | Methane | QC | Dispatch-Import | EmissionsCost | 0 | [6 empty] | 0.55526 | 0
LCP_Inputs_ON_Electric_2023_04_03 | 2035 | CH4 Import - NY 2040 | Import | Methane | QC | Dispatch-Import | FuelCost | 0 | [6 empty] | 0.55526 | 0
LCP_Inputs_ON_Electric_2023_04_03 | 2035 | CH4 Import - NY 2040 | Import | Methane | QC | Dispatch-Import | VOM | 0 | [6 empty] | 0.55526 | 0
LCP_Inputs_ON_Electric_2023_04_03 | 2035 | CH4 Import - NY 2040 | Import | Methane | WC | Dispatch-Import | EmissionsCost | 0 | [6 empty] | 0.55526 | 0
LCP_Inputs_ON_Electric_2023_04_03 | 2035 | CH4 Import - NY 2040 | Import | Methane | WC | Dispatch-Import | FuelCost | 0 | [6 empty] | 0.55526 | 0
LCP_Inputs_ON_Electric_2023_04_03 | 2035 | CH4 Import - NY 2040 | Import | Methane | WC | Dispatch-Import | VOM | 0 | [6 empty] | 0.55526 | 0
LCP_Inputs_ON_Electric_2023_04_03 | 2035 | CH4 Import - NY 2050 | Import | Methane | MI | Dispatch-Import | EmissionsCost | 0 | [6 empty] | 0.55526 | 0
LCP_Inputs_ON_Electric_2023_04_03 | 2035 | CH4 Import - NY 2050 | Import | Methane | MI | Dispatch-Import | FuelCost | 0 | [6 empty] | 0.55526 | 0
LCP_Inputs_ON_Electric_2023_04_03 | 2035 | CH4 Import - NY 2050 | Import | Methane | MI | Dispatch-Import | VOM | 0 | [6 empty] | 0.55526 | 0
LCP_Inputs_ON_Electric_2023_04_03 | 2035 | CH4 Import - NY 2050 | Import | Methane | NY | Dispatch-Import | EmissionsCost | 0 | [6 empty] | 0.55526 | 0
LCP_Inputs_ON_Electric_2023_04_03 | 2035 | CH4 Import - NY 2050 | Import | Methane | NY | Dispatch-Import | FuelCost | 0 | [6 empty] | 0.55526 | 0
LCP_Inputs_ON_Electric_2023_04_03 | 2035 | CH4 Import - NY 2050 | Import | Methane | NY | Dispatch-Import | VOM | 0 | [6 empty] | 0.55526 | 0
LCP_Inputs_ON_Electric_2023_04_03 | 2035 | CH4 Import - NY 2050 | Import | Methane | ON | Dispatch-Import | EmissionsCost | 0 | [6 empty] | 0.55526 | 0
LCP_Inputs_ON_Electric_2023_04_03 | 2035 | CH4 Import - NY 2050 | Import | Methane | ON | Dispatch-Import | FuelCost | 0 | [6 empty] | 0.55526 | 0
LCP_Inputs_ON_Electric_2023_04_03 | 2035 | CH4 Import - NY 2050 | Import | Methane | ON | Dispatch-Import | VOM | 0 | [6 empty] | 0.55526 | 0
LCP_Inputs_ON_Electric_2023_04_03 | 2035 | CH4 Import - NY 2050 | Import | Methane | PJ | Dispatch-Import | EmissionsCost | 0 | [6 empty] | 0.55526 | 0
LCP_Inputs_ON_Electric_2023_04_03 | 2035 | CH4 Import - NY 2050 | Import | Methane | PJ | Dispatch-Import | FuelCost | 0 | [6 empty] | 0.55526 | 0
LCP_Inputs_ON_Electric_2023_04_03 | 2035 | CH4 Import - NY 2050 | Import | Methane | PJ | Dispatch-Import | VOM | 0 | [6 empty] | 0.55526 | 0
LCP_Inputs_ON_Electric_2023_04_03 | 2035 | CH4 Import - NY 2050 | Import | Methane | QC | Dispatch-Import | EmissionsCost | 0 | [6 empty] | 0.55526 | 0
LCP_Inputs_ON_Electric_2023_04_03 | 2035 | CH4 Import - NY 2050 | Import | Methane | QC | Dispatch-Import | FuelCost | 0 | [6 empty] | 0.55526 | 0
LCP_Inputs_ON_Electric_2023_04_03 | 2035 | CH4 Import - NY 2050 | Import | Methane | QC | Dispatch-Import | VOM | 0 | [6 empty] | 0.55526 | 0
LCP_Inputs_ON_Electric_2023_04_03 | 2035 | CH4 Import - NY 2050 | Import | Methane | WC | Dispatch-Import | EmissionsCost | 0 | [6 empty] | 0.55526 | 0
LCP_Inputs_ON_Electric_2023_04_03 | 2035 | CH4 Import - NY 2050 | Import | Methane | WC | Dispatch-Import | FuelCost | 0 | [6 empty] | 0.55526 | 0
LCP_Inputs_ON_Electric_2023_04_03 | 2035 | CH4 Import - NY 2050 | Import | Methane | WC | Dispatch-Import | VOM | 0 | [6 empty] | 0.55526 | 0
LCP_Inputs_ON_Electric_2023_04_03 | 2035 | CH4 Import - WC 2020 | Import | Methane | MI | Dispatch-Import | EmissionsCost | 0 | [6 empty] | 0.55526 | 0
LCP_Inputs_ON_Electric_2023_04_03 | 2035 | CH4 Import - WC 2020 | Import | Methane | MI | Dispatch-Import | FuelCost | 0 | [6 empty] | 0.55526 | 0
LCP_Inputs_ON_Electric_2023_04_03 | 2035 | CH4 Import - WC 2020 | Import | Methane | MI | Dispatch-Import | VOM | 0 | [6 empty] | 0.55526 | 0
LCP_Inputs_ON_Electric_2023_04_03 | 2035 | CH4 Import - WC 2020 | Import | Methane | NY | Dispatch-Import | EmissionsCost | 0 | [6 empty] | 0.55526 | 0
LCP_Inputs_ON_Electric_2023_04_03 | 2035 | CH4 Import - WC 2020 | Import | Methane | NY | Dispatch-Import | FuelCost | 0 | [6 empty] | 0.55526 | 0
LCP_Inputs_ON_Electric_2023_04_03 | 2035 | CH4 Import - WC 2020 | Import | Methane | NY | Dispatch-Import | VOM | 0 | [6 empty] | 0.55526 | 0
LCP_Inputs_ON_Electric_2023_04_03 | 2035 | CH4 Import - WC 2020 | Import | Methane | ON | Dispatch-Import | EmissionsCost | 0 | [6 empty] | 0.55526 | 0
LCP_Inputs_ON_Electric_2023_04_03 | 2035 | CH4 Import - WC 2020 | Import | Methane | ON | Dispatch-Import | FuelCost | 0 | [6 empty] | 0.55526 | 0
LCP_Inputs_ON_Electric_2023_04_03 | 2035 | CH4 Import - WC 2020 | Import | Methane | ON | Dispatch-Import | VOM | 0 | [6 empty] | 0.55526 | 0
LCP_Inputs_ON_Electric_2023_04_03 | 2035 | CH4 Import - WC 2020 | Import | Methane | PJ | Dispatch-Import | EmissionsCost | 0 | [6 empty] | 0.55526 | 0
LCP_Inputs_ON_Electric_2023_04_03 | 2035 | CH4 Import - WC 2020 | Import | Methane | PJ | Dispatch-Import | FuelCost | 0 | [6 empty] | 0.55526 | 0
LCP_Inputs_ON_Electric_2023_04_03 | 2035 | CH4 Import - WC 2020 | Import | Methane | PJ | Dispatch-Import | VOM | 0 | [6 empty] | 0.55526 | 0
LCP_Inputs_ON_Electric_2023_04_03 | 2035 | CH4 Import - WC 2020 | Import | Methane | QC | Dispatch-Import | EmissionsCost | 0 | [6 empty] | 0.55526 | 0
LCP_Inputs_ON_Electric_2023_04_03 | 2035 | CH4 Import - WC 2020 | Import | Methane | QC | Dispatch-Import | FuelCost | 0 | [6 empty] | 0.55526 | 0
LCP_Inputs_ON_Electric_2023_04_03 | 2035 | CH4 Import - WC 2020 | Import | Methane | QC | Dispatch-Import | VOM | 0 | [6 empty] | 0.55526 | 0
LCP_Inputs_ON_Electric_2023_04_03 | 2035 | CH4 Import - WC 2020 | Import | Methane | WC | Dispatch-Import | EmissionsCost | 0 | [6 empty] | 0.55526 | 0
LCP_Inputs_ON_Electric_2023_04_03 | 2035 | CH4 Import - WC 2020 | Import | Methane | WC | Dispatch-Import | FuelCost | 0 | [6 empty] | 0.55526 | 0
LCP_Inputs_ON_Electric_2023_04_03 | 2035 | CH4 Import - WC 2020 | Import | Methane | WC | Dispatch-Import | VOM | 0 | [6 empty] | 0.55526 | 0
LCP_Inputs_ON_Electric_2023_04_03 | 2035 | CH4 Import - WC 2030 | Import | Methane | MI | Dispatch-Import | EmissionsCost | 0 | [6 empty] | 0.55526 | 0
LCP_Inputs_ON_Electric_2023_04_03 | 2035 | CH4 Import - WC 2030 | Import | Methane | MI | Dispatch-Import | FuelCost | 0 | [6 empty] | 0.55526 | 0
LCP_Inputs_ON_Electric_2023_04_03 | 2035 | CH4 Import - WC 2030 | Import | Methane | MI | Dispatch-Import | VOM | 0 | [6 empty] | 0.55526 | 0
LCP_Inputs_ON_Electric_2023_04_03 | 2035 | CH4 Import - WC 2030 | Import | Methane | NY | Dispatch-Import | EmissionsCost | 0 | [6 empty] | 0.55526 | 0
LCP_Inputs_ON_Electric_2023_04_03 | 2035 | CH4 Import - WC 2030 | Import | Methane | NY | Dispatch-Import | FuelCost | 0 | [6 empty] | 0.55526 | 0
LCP_Inputs_ON_Electric_2023_04_03 | 2035 | CH4 Import - WC 2030 | Import | Methane | NY | Dispatch-Import | VOM | 0 | [6 empty] | 0.55526 | 0
LCP_Inputs_ON_Electric_2023_04_03 | 2035 | CH4 Import - WC 2030 | Import | Methane | ON | Dispatch-Import | EmissionsCost | 0 | [6 empty] | 0.55526 | 0
LCP_Inputs_ON_Electric_2023_04_03 | 2035 | CH4 Import - WC 2030 | Import | Methane | ON | Dispatch-Import | FuelCost | 0 | [6 empty] | 0.55526 | 0
LCP_Inputs_ON_Electric_2023_04_03 | 2035 | CH4 Import - WC 2030 | Import | Methane | ON | Dispatch-Import | VOM | 0 | [6 empty] | 0.55526 | 0
LCP_Inputs_ON_Electric_2023_04_03 | 2035 | CH4 Import - WC 2030 | Import | Methane | PJ | Dispatch-Import | EmissionsCost | 0 | [6 empty] | 0.55526 | 0
LCP_Inputs_ON_Electric_2023_04_03 | 2035 | CH4 Import - WC 2030 | Import | Methane | PJ | Dispatch-Import | FuelCost | 0 | [6 empty] | 0.55526 | 0
LCP_Inputs_ON_Electric_2023_04_03 | 2035 | CH4 Import - WC 2030 | Import | Methane | PJ | Dispatch-Import | VOM | 0 | [6 empty] | 0.55526 | 0
LCP_Inputs_ON_Electric_2023_04_03 | 2035 | CH4 Import - WC 2030 | Import | Methane | QC | Dispatch-Import | EmissionsCost | 0 | [6 empty] | 0.55526 | 0
LCP_Inputs_ON_Electric_2023_04_03 | 2035 | CH4 Import - WC 2030 | Import | Methane | QC | Dispatch-Import | FuelCost | 0 | [6 empty] | 0.55526 | 0
LCP_Inputs_ON_Electric_2023_04_03 | 2035 | CH4 Import - WC 2030 | Import | Methane | QC | Dispatch-Import | VOM | 0 | [6 empty] | 0.55526 | 0
LCP_Inputs_ON_Electric_2023_04_03 | 2035 | CH4 Import - WC 2030 | Import | Methane | WC | Dispatch-Import | EmissionsCost | 9010810122.2355 | [6 empty] | 0.55526 | 5003383001.5668
LCP_Inputs_ON_Electric_2023_04_03 | 2035 | CH4 Import - WC 2030 | Import | Methane | WC | Dispatch-Import | FuelCost | 2448614822.7197 | [6 empty] | 0.55526 | 1359628891.8738
LCP_Inputs_ON_Electric_2023_04_03 | 2035 | CH4 Import - WC 2030 | Import | Methane | WC | Dispatch-Import | VOM | 0 | [6 empty] | 0.55526 | 0
LCP_Inputs_ON_Electric_2023_04_03 | 2035 | CH4 Import - WC 2040 | Import | Methane | MI | Dispatch-Import | EmissionsCost | 0 | [6 empty] | 0.55526 | 0
LCP_Inputs_ON_Electric_2023_04_03 | 2035 | CH4 Import - WC 2040 | Import | Methane | MI | Dispatch-Import | FuelCost | 0 | [6 empty] | 0.55526 | 0
LCP_Inputs_ON_Electric_2023_04_03 | 2035 | CH4 Import - WC 2040 | Import | Methane | MI | Dispatch-Import | VOM | 0 | [6 empty] | 0.55526 | 0
LCP_Inputs_ON_Electric_2023_04_03 | 2035 | CH4 Import - WC 2040 | Import | Methane | NY | Dispatch-Import | EmissionsCost | 0 | [6 empty] | 0.55526 | 0
LCP_Inputs_ON_Electric_2023_04_03 | 2035 | CH4 Import - WC 2040 | Import | Methane | NY | Dispatch-Import | FuelCost | 0 | [6 empty] | 0.55526 | 0
LCP_Inputs_ON_Electric_2023_04_03 | 2035 | CH4 Import - WC 2040 | Import | Methane | NY | Dispatch-Import | VOM | 0 | [6 empty] | 0.55526 | 0
LCP_Inputs_ON_Electric_2023_04_03 | 2035 | CH4 Import - WC 2040 | Import | Methane | ON | Dispatch-Import | EmissionsCost | 0 | [6 empty] | 0.55526 | 0
LCP_Inputs_ON_Electric_2023_04_03 | 2035 | CH4 Import - WC 2040 | Import | Methane | ON | Dispatch-Import | FuelCost | 0 | [6 empty] | 0.55526 | 0
LCP_Inputs_ON_Electric_2023_04_03 | 2035 | CH4 Import - WC 2040 | Import | Methane | ON | Dispatch-Import | VOM | 0 | [6 empty] | 0.55526 | 0
LCP_Inputs_ON_Electric_2023_04_03 | 2035 | CH4 Import - WC 2040 | Import | Methane | PJ | Dispatch-Import | EmissionsCost | 0 | [6 empty] | 0.55526 | 0
LCP_Inputs_ON_Electric_2023_04_03 | 2035 | CH4 Import - WC 2040 | Import | Methane | PJ | Dispatch-Import | FuelCost | 0 | [6 empty] | 0.55526 | 0
LCP_Inputs_ON_Electric_2023_04_03 | 2035 | CH4 Import - WC 2040 | Import | Methane | PJ | Dispatch-Import | VOM | 0 | [6 empty] | 0.55526 | 0
LCP_Inputs_ON_Electric_2023_04_03 | 2035 | CH4 Import - WC 2040 | Import | Methane | QC | Dispatch-Import | EmissionsCost | 0 | [6 empty] | 0.55526 | 0
LCP_Inputs_ON_Electric_2023_04_03 | 2035 | CH4 Import - WC 2040 | Import | Methane | QC | Dispatch-Import | FuelCost | 0 | [6 empty] | 0.55526 | 0
LCP_Inputs_ON_Electric_2023_04_03 | 2035 | CH4 Import - WC 2040 | Import | Methane | QC | Dispatch-Import | VOM | 0 | [6 empty] | 0.55526 | 0
LCP_Inputs_ON_Electric_2023_04_03 | 2035 | CH4 Import - WC 2040 | Import | Methane | WC | Dispatch-Import | EmissionsCost | 0 | [6 empty] | 0.55526 | 0
LCP_Inputs_ON_Electric_2023_04_03 | 2035 | CH4 Import - WC 2040 | Import | Methane | WC | Dispatch-Import | FuelCost | 0 | [6 empty] | 0.55526 | 0
LCP_Inputs_ON_Electric_2023_04_03 | 2035 | CH4 Import - WC 2040 | Import | Methane | WC | Dispatch-Import | VOM | 0 | [6 empty] | 0.55526 | 0
LCP_Inputs_ON_Electric_2023_04_03 | 2035 | CH4 Import - WC 2050 | Import | Methane | MI | Dispatch-Import | EmissionsCost | 0 | [6 empty] | 0.55526 | 0
LCP_Inputs_ON_Electric_2023_04_03 | 2035 | CH4 Import - WC 2050 | Import | Methane | MI | Dispatch-Import | FuelCost | 0 | [6 empty] | 0.55526 | 0
LCP_Inputs_ON_Electric_2023_04_03 | 2035 | CH4 Import - WC 2050 | Import | Methane | MI | Dispatch-Import | VOM | 0 | [6 empty] | 0.55526 | 0
LCP_Inputs_ON_Electric_2023_04_03 | 2035 | CH4 Import - WC 2050 | Import | Methane | NY | Dispatch-Import | EmissionsCost | 0 | [6 empty] | 0.55526 | 0
LCP_Inputs_ON_Electric_2023_04_03 | 2035 | CH4 Import - WC 2050 | Import | Methane | NY | Dispatch-Import | FuelCost | 0 | [6 empty] | 0.55526 | 0
LCP_Inputs_ON_Electric_2023_04_03 | 2035 | CH4 Import - WC 2050 | Import | Methane | NY | Dispatch-Import | VOM | 0 | [6 empty] | 0.55526 | 0
LCP_Inputs_ON_Electric_2023_04_03 | 2035 | CH4 Import - WC 2050 | Import | Methane | ON | Dispatch-Import | EmissionsCost | 0 | [6 empty] | 0.55526 | 0
LCP_Inputs_ON_Electric_2023_04_03 | 2035 | CH4 Import - WC 2050 | Import | Methane | ON | Dispatch-Import | FuelCost | 0 | [6 empty] | 0.55526 | 0
LCP_Inputs_ON_Electric_2023_04_03 | 2035 | CH4 Import - WC 2050 | Import | Methane | ON | Dispatch-Import | VOM | 0 | [6 empty] | 0.55526 | 0
LCP_Inputs_ON_Electric_2023_04_03 | 2035 | CH4 Import - WC 2050 | Import | Methane | PJ | Dispatch-Import | EmissionsCost | 0 | [6 empty] | 0.55526 | 0
LCP_Inputs_ON_Electric_2023_04_03 | 2035 | CH4 Import - WC 2050 | Import | Methane | PJ | Dispatch-Import | FuelCost | 0 | [6 empty] | 0.55526 | 0
LCP_Inputs_ON_Electric_2023_04_03 | 2035 | CH4 Import - WC 2050 | Import | Methane | PJ | Dispatch-Import | VOM | 0 | [6 empty] | 0.55526 | 0
LCP_Inputs_ON_Electric_2023_04_03 | 2035 | CH4 Import - WC 2050 | Import | Methane | QC | Dispatch-Import | EmissionsCost | 0 | [6 empty] | 0.55526 | 0
LCP_Inputs_ON_Electric_2023_04_03 | 2035 | CH4 Import - WC 2050 | Import | Methane | QC | Dispatch-Import | FuelCost | 0 | [6 empty] | 0.55526 | 0
LCP_Inputs_ON_Electric_2023_04_03 | 2035 | CH4 Import - WC 2050 | Import | Methane | QC | Dispatch-Import | VOM | 0 | [6 empty] | 0.55526 | 0
LCP_Inputs_ON_Electric_2023_04_03 | 2035 | CH4 Import - WC 2050 | Import | Methane | WC | Dispatch-Import | EmissionsCost | 0 | [6 empty] | 0.55526 | 0
LCP_Inputs_ON_Electric_2023_04_03 | 2035 | CH4 Import - WC 2050 | Import | Methane | WC | Dispatch-Import | FuelCost | 0 | [6 empty] | 0.55526 | 0
LCP_Inputs_ON_Electric_2023_04_03 | 2035 | CH4 Import - WC 2050 | Import | Methane | WC | Dispatch-Import | VOM | 0 | [6 empty] | 0.55526 | 0
LCP_Inputs_ON_Electric_2023_04_03 | 2035 | CH4 Salt Cavern Storage - ON | Storage | Methane | MI | Dispatch-Storage | EmissionsCost | 0 | [6 empty] | 0.55526 | 0
LCP_Inputs_ON_Electric_2023_04_03 | 2035 | CH4 Salt Cavern Storage - ON | Storage | Methane | MI | Dispatch-Storage | FuelCost | 0 | [6 empty] | 0.55526 | 0
LCP_Inputs_ON_Electric_2023_04_03 | 2035 | CH4 Salt Cavern Storage - ON | Storage | Methane | MI | Dispatch-Storage | VOM | 0 | [6 empty] | 0.55526 | 0
LCP_Inputs_ON_Electric_2023_04_03 | 2035 | CH4 Salt Cavern Storage - ON | Storage | Methane | NY | Dispatch-Storage | EmissionsCost | 0 | [6 empty] | 0.55526 | 0
LCP_Inputs_ON_Electric_2023_04_03 | 2035 | CH4 Salt Cavern Storage - ON | Storage | Methane | NY | Dispatch-Storage | FuelCost | 0 | [6 empty] | 0.55526 | 0
LCP_Inputs_ON_Electric_2023_04_03 | 2035 | CH4 Salt Cavern Storage - ON | Storage | Methane | NY | Dispatch-Storage | VOM | 0 | [6 empty] | 0.55526 | 0
LCP_Inputs_ON_Electric_2023_04_03 | 2035 | CH4 Salt Cavern Storage - ON | Storage | Methane | ON | Dispatch-Storage | EmissionsCost | 0 | [6 empty] | 0.55526 | 0
LCP_Inputs_ON_Electric_2023_04_03 | 2035 | CH4 Salt Cavern Storage - ON | Storage | Methane | ON | Dispatch-Storage | FuelCost | 0 | [6 empty] | 0.55526 | 0
LCP_Inputs_ON_Electric_2023_04_03 | 2035 | CH4 Salt Cavern Storage - ON | Storage | Methane | ON | Dispatch-Storage | VOM | 1318707.6423 | [6 empty] | 0.55526 | 732231.5432
LCP_Inputs_ON_Electric_2023_04_03 | 2035 | CH4 Salt Cavern Storage - ON | Storage | Methane | PJ | Dispatch-Storage | EmissionsCost | 0 | [6 empty] | 0.55526 | 0
LCP_Inputs_ON_Electric_2023_04_03 | 2035 | CH4 Salt Cavern Storage - ON | Storage | Methane | PJ | Dispatch-Storage | FuelCost | 0 | [6 empty] | 0.55526 | 0
LCP_Inputs_ON_Electric_2023_04_03 | 2035 | CH4 Salt Cavern Storage - ON | Storage | Methane | PJ | Dispatch-Storage | VOM | 0 | [6 empty] | 0.55526 | 0
LCP_Inputs_ON_Electric_2023_04_03 | 2035 | CH4 Salt Cavern Storage - ON | Storage | Methane | QC | Dispatch-Storage | EmissionsCost | 0 | [6 empty] | 0.55526 | 0
LCP_Inputs_ON_Electric_2023_04_03 | 2035 | CH4 Salt Cavern Storage - ON | Storage | Methane | QC | Dispatch-Storage | FuelCost | 0 | [6 empty] | 0.55526 | 0
LCP_Inputs_ON_Electric_2023_04_03 | 2035 | CH4 Salt Cavern Storage - ON | Storage | Methane | QC | Dispatch-Storage | VOM | 0 | [6 empty] | 0.55526 | 0
LCP_Inputs_ON_Electric_2023_04_03 | 2035 | CH4 Salt Cavern Storage - ON | Storage | Methane | WC | Dispatch-Storage | EmissionsCost | 0 | [6 empty] | 0.55526 | 0
LCP_Inputs_ON_Electric_2023_04_03 | 2035 | CH4 Salt Cavern Storage - ON | Storage | Methane | WC | Dispatch-Storage | FuelCost | 0 | [6 empty] | 0.55526 | 0
LCP_Inputs_ON_Electric_2023_04_03 | 2035 | CH4 Salt Cavern Storage - ON | Storage | Methane | WC | Dispatch-Storage | VOM | 0 | [6 empty] | 0.55526 | 0
LCP_Inputs_ON_Electric_2023_04_03 | 2035 | Electrolyser 2020/2030 | Crossload | Hydrogen | MI | Dispatch-Crossload | EmissionsCost | 0 | [6 empty] | 0.55526 | 0
LCP_Inputs_ON_Electric_2023_04_03 | 2035 | Electrolyser 2020/2030 | Crossload | Hydrogen | MI | Dispatch-Crossload | FuelCost | 0 | [6 empty] | 0.55526 | 0
LCP_Inputs_ON_Electric_2023_04_03 | 2035 | Electrolyser 2020/2030 | Crossload | Hydrogen | MI | Dispatch-Crossload | VOM | 0 | [6 empty] | 0.55526 | 0
LCP_Inputs_ON_Electric_2023_04_03 | 2035 | Electrolyser 2020/2030 | Crossload | Hydrogen | NY | Dispatch-Crossload | EmissionsCost | 0 | [6 empty] | 0.55526 | 0
LCP_Inputs_ON_Electric_2023_04_03 | 2035 | Electrolyser 2020/2030 | Crossload | Hydrogen | NY | Dispatch-Crossload | FuelCost | 0 | [6 empty] | 0.55526 | 0
LCP_Inputs_ON_Electric_2023_04_03 | 2035 | Electrolyser 2020/2030 | Crossload | Hydrogen | NY | Dispatch-Crossload | VOM | 0 | [6 empty] | 0.55526 | 0
LCP_Inputs_ON_Electric_2023_04_03 | 2035 | Electrolyser 2020/2030 | Crossload | Hydrogen | ON | Dispatch-Crossload | EmissionsCost | 0 | [6 empty] | 0.55526 | 0
LCP_Inputs_ON_Electric_2023_04_03 | 2035 | Electrolyser 2020/2030 | Crossload | Hydrogen | ON | Dispatch-Crossload | FuelCost | 0 | [6 empty] | 0.55526 | 0
LCP_Inputs_ON_Electric_2023_04_03 | 2035 | Electrolyser 2020/2030 | Crossload | Hydrogen | ON | Dispatch-Crossload | VOM | 0 | [6 empty] | 0.55526 | 0
LCP_Inputs_ON_Electric_2023_04_03 | 2035 | Electrolyser 2020/2030 | Crossload | Hydrogen | PJ | Dispatch-Crossload | EmissionsCost | 0 | [6 empty] | 0.55526 | 0
LCP_Inputs_ON_Electric_2023_04_03 | 2035 | Electrolyser 2020/2030 | Crossload | Hydrogen | PJ | Dispatch-Crossload | FuelCost | 0 | [6 empty] | 0.55526 | 0
LCP_Inputs_ON_Electric_2023_04_03 | 2035 | Electrolyser 2020/2030 | Crossload | Hydrogen | PJ | Dispatch-Crossload | VOM | 0 | [6 empty] | 0.55526 | 0
LCP_Inputs_ON_Electric_2023_04_03 | 2035 | Electrolyser 2020/2030 | Crossload | Hydrogen | QC | Dispatch-Crossload | EmissionsCost | 0 | [6 empty] | 0.55526 | 0
LCP_Inputs_ON_Electric_2023_04_03 | 2035 | Electrolyser 2020/2030 | Crossload | Hydrogen | QC | Dispatch-Crossload | FuelCost | 0 | [6 empty] | 0.55526 | 0
LCP_Inputs_ON_Electric_2023_04_03 | 2035 | Electrolyser 2020/2030 | Crossload | Hydrogen | QC | Dispatch-Crossload | VOM | 0 | [6 empty] | 0.55526 | 0
LCP_Inputs_ON_Electric_2023_04_03 | 2035 | Electrolyser 2020/2030 | Crossload | Hydrogen | WC | Dispatch-Crossload | EmissionsCost | 0 | [6 empty] | 0.55526 | 0
LCP_Inputs_ON_Electric_2023_04_03 | 2035 | Electrolyser 2020/2030 | Crossload | Hydrogen | WC | Dispatch-Crossload | FuelCost | 0 | [6 empty] | 0.55526 | 0
LCP_Inputs_ON_Electric_2023_04_03 | 2035 | Electrolyser 2020/2030 | Crossload | Hydrogen | WC | Dispatch-Crossload | VOM | 0 | [6 empty] | 0.55526 | 0
LCP_Inputs_ON_Electric_2023_04_03 | 2035 | Electrolyser 2040 | Crossload | Hydrogen | MI | Dispatch-Crossload | EmissionsCost | 0 | [6 empty] | 0.55526 | 0
LCP_Inputs_ON_Electric_2023_04_03 | 2035 | Electrolyser 2040 | Crossload | Hydrogen | MI | Dispatch-Crossload | FuelCost | 0 | [6 empty] | 0.55526 | 0
LCP_Inputs_ON_Electric_2023_04_03 | 2035 | Electrolyser 2040 | Crossload | Hydrogen | MI | Dispatch-Crossload | VOM | 0 | [6 empty] | 0.55526 | 0
LCP_Inputs_ON_Electric_2023_04_03 | 2035 | Electrolyser 2040 | Crossload | Hydrogen | NY | Dispatch-Crossload | EmissionsCost | 0 | [6 empty] | 0.55526 | 0
LCP_Inputs_ON_Electric_2023_04_03 | 2035 | Electrolyser 2040 | Crossload | Hydrogen | NY | Dispatch-Crossload | FuelCost | 0 | [6 empty] | 0.55526 | 0
LCP_Inputs_ON_Electric_2023_04_03 | 2035 | Electrolyser 2040 | Crossload | Hydrogen | NY | Dispatch-Crossload | VOM | 0 | [6 empty] | 0.55526 | 0
LCP_Inputs_ON_Electric_2023_04_03 | 2035 | Electrolyser 2040 | Crossload | Hydrogen | ON | Dispatch-Crossload | EmissionsCost | 0 | [6 empty] | 0.55526 | 0
LCP_Inputs_ON_Electric_2023_04_03 | 2035 | Electrolyser 2040 | Crossload | Hydrogen | ON | Dispatch-Crossload | FuelCost | 0 | [6 empty] | 0.55526 | 0
LCP_Inputs_ON_Electric_2023_04_03 | 2035 | Electrolyser 2040 | Crossload | Hydrogen | ON | Dispatch-Crossload | VOM | 0 | [6 empty] | 0.55526 | 0
LCP_Inputs_ON_Electric_2023_04_03 | 2035 | Electrolyser 2040 | Crossload | Hydrogen | PJ | Dispatch-Crossload | EmissionsCost | 0 | [6 empty] | 0.55526 | 0
LCP_Inputs_ON_Electric_2023_04_03 | 2035 | Electrolyser 2040 | Crossload | Hydrogen | PJ | Dispatch-Crossload | FuelCost | 0 | [6 empty] | 0.55526 | 0
LCP_Inputs_ON_Electric_2023_04_03 | 2035 | Electrolyser 2040 | Crossload | Hydrogen | PJ | Dispatch-Crossload | VOM | 0 | [6 empty] | 0.55526 | 0
LCP_Inputs_ON_Electric_2023_04_03 | 2035 | Electrolyser 2040 | Crossload | Hydrogen | QC | Dispatch-Crossload | EmissionsCost | 0 | [6 empty] | 0.55526 | 0
LCP_Inputs_ON_Electric_2023_04_03 | 2035 | Electrolyser 2040 | Crossload | Hydrogen | QC | Dispatch-Crossload | FuelCost | 0 | [6 empty] | 0.55526 | 0
LCP_Inputs_ON_Electric_2023_04_03 | 2035 | Electrolyser 2040 | Crossload | Hydrogen | QC | Dispatch-Crossload | VOM | 0 | [6 empty] | 0.55526 | 0
LCP_Inputs_ON_Electric_2023_04_03 | 2035 | Electrolyser 2040 | Crossload | Hydrogen | WC | Dispatch-Crossload | EmissionsCost | 0 | [6 empty] | 0.55526 | 0
LCP_Inputs_ON_Electric_2023_04_03 | 2035 | Electrolyser 2040 | Crossload | Hydrogen | WC | Dispatch-Crossload | FuelCost | 0 | [6 empty] | 0.55526 | 0
LCP_Inputs_ON_Electric_2023_04_03 | 2035 | Electrolyser 2040 | Crossload | Hydrogen | WC | Dispatch-Crossload | VOM | 0 | [6 empty] | 0.55526 | 0
LCP_Inputs_ON_Electric_2023_04_03 | 2035 | Electrolyser 2050 | Crossload | Hydrogen | MI | Dispatch-Crossload | EmissionsCost | 0 | [6 empty] | 0.55526 | 0
LCP_Inputs_ON_Electric_2023_04_03 | 2035 | Electrolyser 2050 | Crossload | Hydrogen | MI | Dispatch-Crossload | FuelCost | 0 | [6 empty] | 0.55526 | 0
LCP_Inputs_ON_Electric_2023_04_03 | 2035 | Electrolyser 2050 | Crossload | Hydrogen | MI | Dispatch-Crossload | VOM | 0 | [6 empty] | 0.55526 | 0
LCP_Inputs_ON_Electric_2023_04_03 | 2035 | Electrolyser 2050 | Crossload | Hydrogen | NY | Dispatch-Crossload | EmissionsCost | 0 | [6 empty] | 0.55526 | 0
LCP_Inputs_ON_Electric_2023_04_03 | 2035 | Electrolyser 2050 | Crossload | Hydrogen | NY | Dispatch-Crossload | FuelCost | 0 | [6 empty] | 0.55526 | 0
LCP_Inputs_ON_Electric_2023_04_03 | 2035 | Electrolyser 2050 | Crossload | Hydrogen | NY | Dispatch-Crossload | VOM | 0 | [6 empty] | 0.55526 | 0
LCP_Inputs_ON_Electric_2023_04_03 | 2035 | Electrolyser 2050 | Crossload | Hydrogen | ON | Dispatch-Crossload | EmissionsCost | 0 | [6 empty] | 0.55526 | 0
LCP_Inputs_ON_Electric_2023_04_03 | 2035 | Electrolyser 2050 | Crossload | Hydrogen | ON | Dispatch-Crossload | FuelCost | 0 | [6 empty] | 0.55526 | 0
LCP_Inputs_ON_Electric_2023_04_03 | 2035 | Electrolyser 2050 | Crossload | Hydrogen | ON | Dispatch-Crossload | VOM | 0 | [6 empty] | 0.55526 | 0
LCP_Inputs_ON_Electric_2023_04_03 | 2035 | Electrolyser 2050 | Crossload | Hydrogen | PJ | Dispatch-Crossload | EmissionsCost | 0 | [6 empty] | 0.55526 | 0
LCP_Inputs_ON_Electric_2023_04_03 | 2035 | Electrolyser 2050 | Crossload | Hydrogen | PJ | Dispatch-Crossload | FuelCost | 0 | [6 empty] | 0.55526 | 0
LCP_Inputs_ON_Electric_2023_04_03 | 2035 | Electrolyser 2050 | Crossload | Hydrogen | PJ | Dispatch-Crossload | VOM | 0 | [6 empty] | 0.55526 | 0
LCP_Inputs_ON_Electric_2023_04_03 | 2035 | Electrolyser 2050 | Crossload | Hydrogen | QC | Dispatch-Crossload | EmissionsCost | 0 | [6 empty] | 0.55526 | 0
LCP_Inputs_ON_Electric_2023_04_03 | 2035 | Electrolyser 2050 | Crossload | Hydrogen | QC | Dispatch-Crossload | FuelCost | 0 | [6 empty] | 0.55526 | 0
LCP_Inputs_ON_Electric_2023_04_03 | 2035 | Electrolyser 2050 | Crossload | Hydrogen | QC | Dispatch-Crossload | VOM | 0 | [6 empty] | 0.55526 | 0
LCP_Inputs_ON_Electric_2023_04_03 | 2035 | Electrolyser 2050 | Crossload | Hydrogen | WC | Dispatch-Crossload | EmissionsCost | 0 | [6 empty] | 0.55526 | 0
LCP_Inputs_ON_Electric_2023_04_03 | 2035 | Electrolyser 2050 | Crossload | Hydrogen | WC | Dispatch-Crossload | FuelCost | 0 | [6 empty] | 0.55526 | 0
LCP_Inputs_ON_Electric_2023_04_03 | 2035 | Electrolyser 2050 | Crossload | Hydrogen | WC | Dispatch-Crossload | VOM | 0 | [6 empty] | 0.55526 | 0
LCP_Inputs_ON_Electric_2023_04_03 | 2035 | Fossil Fuel Thermal (Coal, Peat, Oil) | Generation | Electricity | MI | Dispatch-Generation | EmissionsCost | 0 | [6 empty] | 0.55526 | 0
LCP_Inputs_ON_Electric_2023_04_03 | 2035 | Fossil Fuel Thermal (Coal, Peat, Oil) | Generation | Electricity | MI | Dispatch-Generation | FuelCost | 0 | [6 empty] | 0.55526 | 0
LCP_Inputs_ON_Electric_2023_04_03 | 2035 | Fossil Fuel Thermal (Coal, Peat, Oil) | Generation | Electricity | MI | Dispatch-Generation | VOM | 0 | [6 empty] | 0.55526 | 0
LCP_Inputs_ON_Electric_2023_04_03 | 2035 | Fossil Fuel Thermal (Coal, Peat, Oil) | Generation | Electricity | NY | Dispatch-Generation | EmissionsCost | 0 | [6 empty] | 0.55526 | 0
LCP_Inputs_ON_Electric_2023_04_03 | 2035 | Fossil Fuel Thermal (Coal, Peat, Oil) | Generation | Electricity | NY | Dispatch-Generation | FuelCost | 0 | [6 empty] | 0.55526 | 0
LCP_Inputs_ON_Electric_2023_04_03 | 2035 | Fossil Fuel Thermal (Coal, Peat, Oil) | Generation | Electricity | NY | Dispatch-Generation | VOM | 0 | [6 empty] | 0.55526 | 0
LCP_Inputs_ON_Electric_2023_04_03 | 2035 | Fossil Fuel Thermal (Coal, Peat, Oil) | Generation | Electricity | ON | Dispatch-Generation | EmissionsCost | 0 | [6 empty] | 0.55526 | 0
LCP_Inputs_ON_Electric_2023_04_03 | 2035 | Fossil Fuel Thermal (Coal, Peat, Oil) | Generation | Electricity | ON | Dispatch-Generation | FuelCost | 0 | [6 empty] | 0.55526 | 0
LCP_Inputs_ON_Electric_2023_04_03 | 2035 | Fossil Fuel Thermal (Coal, Peat, Oil) | Generation | Electricity | ON | Dispatch-Generation | VOM | 0 | [6 empty] | 0.55526 | 0
LCP_Inputs_ON_Electric_2023_04_03 | 2035 | Fossil Fuel Thermal (Coal, Peat, Oil) | Generation | Electricity | PJ | Dispatch-Generation | EmissionsCost | 0 | [6 empty] | 0.55526 | 0
LCP_Inputs_ON_Electric_2023_04_03 | 2035 | Fossil Fuel Thermal (Coal, Peat, Oil) | Generation | Electricity | PJ | Dispatch-Generation | FuelCost | 0 | [6 empty] | 0.55526 | 0
LCP_Inputs_ON_Electric_2023_04_03 | 2035 | Fossil Fuel Thermal (Coal, Peat, Oil) | Generation | Electricity | PJ | Dispatch-Generation | VOM | 0 | [6 empty] | 0.55526 | 0
LCP_Inputs_ON_Electric_2023_04_03 | 2035 | Fossil Fuel Thermal (Coal, Peat, Oil) | Generation | Electricity | QC | Dispatch-Generation | EmissionsCost | 0 | [6 empty] | 0.55526 | 0
LCP_Inputs_ON_Electric_2023_04_03 | 2035 | Fossil Fuel Thermal (Coal, Peat, Oil) | Generation | Electricity | QC | Dispatch-Generation | FuelCost | 0 | [6 empty] | 0.55526 | 0
LCP_Inputs_ON_Electric_2023_04_03 | 2035 | Fossil Fuel Thermal (Coal, Peat, Oil) | Generation | Electricity | QC | Dispatch-Generation | VOM | 0 | [6 empty] | 0.55526 | 0
LCP_Inputs_ON_Electric_2023_04_03 | 2035 | Fossil Fuel Thermal (Coal, Peat, Oil) | Generation | Electricity | WC | Dispatch-Generation | EmissionsCost | 0 | [6 empty] | 0.55526 | 0
LCP_Inputs_ON_Electric_2023_04_03 | 2035 | Fossil Fuel Thermal (Coal, Peat, Oil) | Generation | Electricity | WC | Dispatch-Generation | FuelCost | 0 | [6 empty] | 0.55526 | 0
LCP_Inputs_ON_Electric_2023_04_03 | 2035 | Fossil Fuel Thermal (Coal, Peat, Oil) | Generation | Electricity | WC | Dispatch-Generation | VOM | 0 | [6 empty] | 0.55526 | 0
LCP_Inputs_ON_Electric_2023_04_03 | 2035 | Generic - Generator | Generation | Electricity | MI | Dispatch-Generation | EmissionsCost | 0 | [6 empty] | 0.55526 | 0
LCP_Inputs_ON_Electric_2023_04_03 | 2035 | Generic - Generator | Generation | Electricity | MI | Dispatch-Generation | FuelCost | 1888661061.9582 | [6 empty] | 0.55526 | 1048706445.3621
LCP_Inputs_ON_Electric_2023_04_03 | 2035 | Generic - Generator | Generation | Electricity | MI | Dispatch-Generation | VOM | 65954345.2022 | [6 empty] | 0.55526 | 36622106.6905
LCP_Inputs_ON_Electric_2023_04_03 | 2035 | Generic - Generator | Generation | Electricity | NY | Dispatch-Generation | EmissionsCost | 0 | [6 empty] | 0.55526 | 0
LCP_Inputs_ON_Electric_2023_04_03 | 2035 | Generic - Generator | Generation | Electricity | NY | Dispatch-Generation | FuelCost | 707198617.0396 | [6 empty] | 0.55526 | 392682288.41
LCP_Inputs_ON_Electric_2023_04_03 | 2035 | Generic - Generator | Generation | Electricity | NY | Dispatch-Generation | VOM | 24696237.2732 | [6 empty] | 0.55526 | 13712943.9084
LCP_Inputs_ON_Electric_2023_04_03 | 2035 | Generic - Generator | Generation | Electricity | ON | Dispatch-Generation | EmissionsCost | 0 | [6 empty] | 0.55526 | 0
LCP_Inputs_ON_Electric_2023_04_03 | 2035 | Generic - Generator | Generation | Electricity | ON | Dispatch-Generation | FuelCost | 0 | [6 empty] | 0.55526 | 0
LCP_Inputs_ON_Electric_2023_04_03 | 2035 | Generic - Generator | Generation | Electricity | ON | Dispatch-Generation | VOM | 0 | [6 empty] | 0.55526 | 0
LCP_Inputs_ON_Electric_2023_04_03 | 2035 | Generic - Generator | Generation | Electricity | PJ | Dispatch-Generation | EmissionsCost | 0 | [6 empty] | 0.55526 | 0
LCP_Inputs_ON_Electric_2023_04_03 | 2035 | Generic - Generator | Generation | Electricity | PJ | Dispatch-Generation | FuelCost | 7344810066.1693 | [6 empty] | 0.55526 | 4078312308.9149
LCP_Inputs_ON_Electric_2023_04_03 | 2035 | Generic - Generator | Generation | Electricity | PJ | Dispatch-Generation | VOM | 256489715.5482 | [6 empty] | 0.55526 | 142419634.355
LCP_Inputs_ON_Electric_2023_04_03 | 2035 | Generic - Generator | Generation | Electricity | QC | Dispatch-Generation | EmissionsCost | 0 | [6 empty] | 0.55526 | 0
LCP_Inputs_ON_Electric_2023_04_03 | 2035 | Generic - Generator | Generation | Electricity | QC | Dispatch-Generation | FuelCost | 0 | [6 empty] | 0.55526 | 0
LCP_Inputs_ON_Electric_2023_04_03 | 2035 | Generic - Generator | Generation | Electricity | QC | Dispatch-Generation | VOM | 0 | [6 empty] | 0.55526 | 0
LCP_Inputs_ON_Electric_2023_04_03 | 2035 | Generic - Generator | Generation | Electricity | WC | Dispatch-Generation | EmissionsCost | 0 | [6 empty] | 0.55526 | 0
LCP_Inputs_ON_Electric_2023_04_03 | 2035 | Generic - Generator | Generation | Electricity | WC | Dispatch-Generation | FuelCost | 1737227.6587 | [6 empty] | 0.55526 | 964620.852
LCP_Inputs_ON_Electric_2023_04_03 | 2035 | Generic - Generator | Generation | Electricity | WC | Dispatch-Generation | VOM | 60666.1063 | [6 empty] | 0.55526 | 33685.7353
LCP_Inputs_ON_Electric_2023_04_03 | 2035 | H2 Import - QC | Import | Hydrogen | MI | Dispatch-Import | EmissionsCost | 0 | [6 empty] | 0.55526 | 0
LCP_Inputs_ON_Electric_2023_04_03 | 2035 | H2 Import - QC | Import | Hydrogen | MI | Dispatch-Import | FuelCost | 0 | [6 empty] | 0.55526 | 0
LCP_Inputs_ON_Electric_2023_04_03 | 2035 | H2 Import - QC | Import | Hydrogen | MI | Dispatch-Import | VOM | 0 | [6 empty] | 0.55526 | 0
LCP_Inputs_ON_Electric_2023_04_03 | 2035 | H2 Import - QC | Import | Hydrogen | NY | Dispatch-Import | EmissionsCost | 0 | [6 empty] | 0.55526 | 0
LCP_Inputs_ON_Electric_2023_04_03 | 2035 | H2 Import - QC | Import | Hydrogen | NY | Dispatch-Import | FuelCost | 0 | [6 empty] | 0.55526 | 0
LCP_Inputs_ON_Electric_2023_04_03 | 2035 | H2 Import - QC | Import | Hydrogen | NY | Dispatch-Import | VOM | 0 | [6 empty] | 0.55526 | 0
LCP_Inputs_ON_Electric_2023_04_03 | 2035 | H2 Import - QC | Import | Hydrogen | ON | Dispatch-Import | EmissionsCost | 0 | [6 empty] | 0.55526 | 0
LCP_Inputs_ON_Electric_2023_04_03 | 2035 | H2 Import - QC | Import | Hydrogen | ON | Dispatch-Import | FuelCost | 0 | [6 empty] | 0.55526 | 0
LCP_Inputs_ON_Electric_2023_04_03 | 2035 | H2 Import - QC | Import | Hydrogen | ON | Dispatch-Import | VOM | 0 | [6 empty] | 0.55526 | 0
LCP_Inputs_ON_Electric_2023_04_03 | 2035 | H2 Import - QC | Import | Hydrogen | PJ | Dispatch-Import | EmissionsCost | 0 | [6 empty] | 0.55526 | 0
LCP_Inputs_ON_Electric_2023_04_03 | 2035 | H2 Import - QC | Import | Hydrogen | PJ | Dispatch-Import | FuelCost | 0 | [6 empty] | 0.55526 | 0
LCP_Inputs_ON_Electric_2023_04_03 | 2035 | H2 Import - QC | Import | Hydrogen | PJ | Dispatch-Import | VOM | 0 | [6 empty] | 0.55526 | 0
LCP_Inputs_ON_Electric_2023_04_03 | 2035 | H2 Import - QC | Import | Hydrogen | QC | Dispatch-Import | EmissionsCost | 0 | [6 empty] | 0.55526 | 0
LCP_Inputs_ON_Electric_2023_04_03 | 2035 | H2 Import - QC | Import | Hydrogen | QC | Dispatch-Import | FuelCost | 0 | [6 empty] | 0.55526 | 0
LCP_Inputs_ON_Electric_2023_04_03 | 2035 | H2 Import - QC | Import | Hydrogen | QC | Dispatch-Import | VOM | 0 | [6 empty] | 0.55526 | 0
LCP_Inputs_ON_Electric_2023_04_03 | 2035 | H2 Import - QC | Import | Hydrogen | WC | Dispatch-Import | EmissionsCost | 0 | [6 empty] | 0.55526 | 0
LCP_Inputs_ON_Electric_2023_04_03 | 2035 | H2 Import - QC | Import | Hydrogen | WC | Dispatch-Import | FuelCost | 0 | [6 empty] | 0.55526 | 0
LCP_Inputs_ON_Electric_2023_04_03 | 2035 | H2 Import - QC | Import | Hydrogen | WC | Dispatch-Import | VOM | 0 | [6 empty] | 0.55526 | 0
LCP_Inputs_ON_Electric_2023_04_03 | 2035 | H2 Import - WC | Import | Hydrogen | MI | Dispatch-Import | EmissionsCost | 0 | [6 empty] | 0.55526 | 0
LCP_Inputs_ON_Electric_2023_04_03 | 2035 | H2 Import - WC | Import | Hydrogen | MI | Dispatch-Import | FuelCost | 0 | [6 empty] | 0.55526 | 0
LCP_Inputs_ON_Electric_2023_04_03 | 2035 | H2 Import - WC | Import | Hydrogen | MI | Dispatch-Import | VOM | 0 | [6 empty] | 0.55526 | 0
LCP_Inputs_ON_Electric_2023_04_03 | 2035 | H2 Import - WC | Import | Hydrogen | NY | Dispatch-Import | EmissionsCost | 0 | [6 empty] | 0.55526 | 0
LCP_Inputs_ON_Electric_2023_04_03 | 2035 | H2 Import - WC | Import | Hydrogen | NY | Dispatch-Import | FuelCost | 0 | [6 empty] | 0.55526 | 0
LCP_Inputs_ON_Electric_2023_04_03 | 2035 | H2 Import - WC | Import | Hydrogen | NY | Dispatch-Import | VOM | 0 | [6 empty] | 0.55526 | 0
LCP_Inputs_ON_Electric_2023_04_03 | 2035 | H2 Import - WC | Import | Hydrogen | ON | Dispatch-Import | EmissionsCost | 0 | [6 empty] | 0.55526 | 0
LCP_Inputs_ON_Electric_2023_04_03 | 2035 | H2 Import - WC | Import | Hydrogen | ON | Dispatch-Import | FuelCost | 0 | [6 empty] | 0.55526 | 0
LCP_Inputs_ON_Electric_2023_04_03 | 2035 | H2 Import - WC | Import | Hydrogen | ON | Dispatch-Import | VOM | 0 | [6 empty] | 0.55526 | 0
LCP_Inputs_ON_Electric_2023_04_03 | 2035 | H2 Import - WC | Import | Hydrogen | PJ | Dispatch-Import | EmissionsCost | 0 | [6 empty] | 0.55526 | 0
LCP_Inputs_ON_Electric_2023_04_03 | 2035 | H2 Import - WC | Import | Hydrogen | PJ | Dispatch-Import | FuelCost | 0 | [6 empty] | 0.55526 | 0
LCP_Inputs_ON_Electric_2023_04_03 | 2035 | H2 Import - WC | Import | Hydrogen | PJ | Dispatch-Import | VOM | 0 | [6 empty] | 0.55526 | 0
LCP_Inputs_ON_Electric_2023_04_03 | 2035 | H2 Import - WC | Import | Hydrogen | QC | Dispatch-Import | EmissionsCost | 0 | [6 empty] | 0.55526 | 0
LCP_Inputs_ON_Electric_2023_04_03 | 2035 | H2 Import - WC | Import | Hydrogen | QC | Dispatch-Import | FuelCost | 0 | [6 empty] | 0.55526 | 0
LCP_Inputs_ON_Electric_2023_04_03 | 2035 | H2 Import - WC | Import | Hydrogen | QC | Dispatch-Import | VOM | 0 | [6 empty] | 0.55526 | 0
LCP_Inputs_ON_Electric_2023_04_03 | 2035 | H2 Import - WC | Import | Hydrogen | WC | Dispatch-Import | EmissionsCost | 0 | [6 empty] | 0.55526 | 0
LCP_Inputs_ON_Electric_2023_04_03 | 2035 | H2 Import - WC | Import | Hydrogen | WC | Dispatch-Import | FuelCost | 0 | [6 empty] | 0.55526 | 0
LCP_Inputs_ON_Electric_2023_04_03 | 2035 | H2 Import - WC | Import | Hydrogen | WC | Dispatch-Import | VOM | 0 | [6 empty] | 0.55526 | 0
LCP_Inputs_ON_Electric_2023_04_03 | 2035 | H2 Salt Cavern Storage - ON | Storage | Hydrogen | MI | Dispatch-Storage | EmissionsCost | 0 | [6 empty] | 0.55526 | 0
LCP_Inputs_ON_Electric_2023_04_03 | 2035 | H2 Salt Cavern Storage - ON | Storage | Hydrogen | MI | Dispatch-Storage | FuelCost | 0 | [6 empty] | 0.55526 | 0
LCP_Inputs_ON_Electric_2023_04_03 | 2035 | H2 Salt Cavern Storage - ON | Storage | Hydrogen | MI | Dispatch-Storage | VOM | 0 | [6 empty] | 0.55526 | 0
LCP_Inputs_ON_Electric_2023_04_03 | 2035 | H2 Salt Cavern Storage - ON | Storage | Hydrogen | NY | Dispatch-Storage | EmissionsCost | 0 | [6 empty] | 0.55526 | 0
LCP_Inputs_ON_Electric_2023_04_03 | 2035 | H2 Salt Cavern Storage - ON | Storage | Hydrogen | NY | Dispatch-Storage | FuelCost | 0 | [6 empty] | 0.55526 | 0
LCP_Inputs_ON_Electric_2023_04_03 | 2035 | H2 Salt Cavern Storage - ON | Storage | Hydrogen | NY | Dispatch-Storage | VOM | 0 | [6 empty] | 0.55526 | 0
LCP_Inputs_ON_Electric_2023_04_03 | 2035 | H2 Salt Cavern Storage - ON | Storage | Hydrogen | ON | Dispatch-Storage | EmissionsCost | 0 | [6 empty] | 0.55526 | 0
LCP_Inputs_ON_Electric_2023_04_03 | 2035 | H2 Salt Cavern Storage - ON | Storage | Hydrogen | ON | Dispatch-Storage | FuelCost | 0 | [6 empty] | 0.55526 | 0
LCP_Inputs_ON_Electric_2023_04_03 | 2035 | H2 Salt Cavern Storage - ON | Storage | Hydrogen | ON | Dispatch-Storage | VOM | 10230556.9235 | [6 empty] | 0.55526 | 5680665.1026
LCP_Inputs_ON_Electric_2023_04_03 | 2035 | H2 Salt Cavern Storage - ON | Storage | Hydrogen | PJ | Dispatch-Storage | EmissionsCost | 0 | [6 empty] | 0.55526 | 0
LCP_Inputs_ON_Electric_2023_04_03 | 2035 | H2 Salt Cavern Storage - ON | Storage | Hydrogen | PJ | Dispatch-Storage | FuelCost | 0 | [6 empty] | 0.55526 | 0
LCP_Inputs_ON_Electric_2023_04_03 | 2035 | H2 Salt Cavern Storage - ON | Storage | Hydrogen | PJ | Dispatch-Storage | VOM | 0 | [6 empty] | 0.55526 | 0
LCP_Inputs_ON_Electric_2023_04_03 | 2035 | H2 Salt Cavern Storage - ON | Storage | Hydrogen | QC | Dispatch-Storage | EmissionsCost | 0 | [6 empty] | 0.55526 | 0
LCP_Inputs_ON_Electric_2023_04_03 | 2035 | H2 Salt Cavern Storage - ON | Storage | Hydrogen | QC | Dispatch-Storage | FuelCost | 0 | [6 empty] | 0.55526 | 0
LCP_Inputs_ON_Electric_2023_04_03 | 2035 | H2 Salt Cavern Storage - ON | Storage | Hydrogen | QC | Dispatch-Storage | VOM | 0 | [6 empty] | 0.55526 | 0
LCP_Inputs_ON_Electric_2023_04_03 | 2035 | H2 Salt Cavern Storage - ON | Storage | Hydrogen | WC | Dispatch-Storage | EmissionsCost | 0 | [6 empty] | 0.55526 | 0
LCP_Inputs_ON_Electric_2023_04_03 | 2035 | H2 Salt Cavern Storage - ON | Storage | Hydrogen | WC | Dispatch-Storage | FuelCost | 0 | [6 empty] | 0.55526 | 0
LCP_Inputs_ON_Electric_2023_04_03 | 2035 | H2 Salt Cavern Storage - ON | Storage | Hydrogen | WC | Dispatch-Storage | VOM | 0 | [6 empty] | 0.55526 | 0
LCP_Inputs_ON_Electric_2023_04_03 | 2035 | Hydro | Generation | Electricity | MI | Dispatch-Generation | EmissionsCost | 0 | [6 empty] | 0.55526 | 0
LCP_Inputs_ON_Electric_2023_04_03 | 2035 | Hydro | Generation | Electricity | MI | Dispatch-Generation | FuelCost | 0 | [6 empty] | 0.55526 | 0
LCP_Inputs_ON_Electric_2023_04_03 | 2035 | Hydro | Generation | Electricity | MI | Dispatch-Generation | VOM | 0 | [6 empty] | 0.55526 | 0
LCP_Inputs_ON_Electric_2023_04_03 | 2035 | Hydro | Generation | Electricity | NY | Dispatch-Generation | EmissionsCost | 0 | [6 empty] | 0.55526 | 0
LCP_Inputs_ON_Electric_2023_04_03 | 2035 | Hydro | Generation | Electricity | NY | Dispatch-Generation | FuelCost | 0 | [6 empty] | 0.55526 | 0
LCP_Inputs_ON_Electric_2023_04_03 | 2035 | Hydro | Generation | Electricity | NY | Dispatch-Generation | VOM | 0 | [6 empty] | 0.55526 | 0
LCP_Inputs_ON_Electric_2023_04_03 | 2035 | Hydro | Generation | Electricity | ON | Dispatch-Generation | EmissionsCost | 0 | [6 empty] | 0.55526 | 0
LCP_Inputs_ON_Electric_2023_04_03 | 2035 | Hydro | Generation | Electricity | ON | Dispatch-Generation | FuelCost | 0 | [6 empty] | 0.55526 | 0
LCP_Inputs_ON_Electric_2023_04_03 | 2035 | Hydro | Generation | Electricity | ON | Dispatch-Generation | VOM | 0 | [6 empty] | 0.55526 | 0
LCP_Inputs_ON_Electric_2023_04_03 | 2035 | Hydro | Generation | Electricity | PJ | Dispatch-Generation | EmissionsCost | 0 | [6 empty] | 0.55526 | 0
LCP_Inputs_ON_Electric_2023_04_03 | 2035 | Hydro | Generation | Electricity | PJ | Dispatch-Generation | FuelCost | 0 | [6 empty] | 0.55526 | 0
LCP_Inputs_ON_Electric_2023_04_03 | 2035 | Hydro | Generation | Electricity | PJ | Dispatch-Generation | VOM | 0 | [6 empty] | 0.55526 | 0
LCP_Inputs_ON_Electric_2023_04_03 | 2035 | Hydro | Generation | Electricity | QC | Dispatch-Generation | EmissionsCost | 0 | [6 empty] | 0.55526 | 0
LCP_Inputs_ON_Electric_2023_04_03 | 2035 | Hydro | Generation | Electricity | QC | Dispatch-Generation | FuelCost | 0 | [6 empty] | 0.55526 | 0
LCP_Inputs_ON_Electric_2023_04_03 | 2035 | Hydro | Generation | Electricity | QC | Dispatch-Generation | VOM | 0 | [6 empty] | 0.55526 | 0
LCP_Inputs_ON_Electric_2023_04_03 | 2035 | Hydro | Generation | Electricity | WC | Dispatch-Generation | EmissionsCost | 0 | [6 empty] | 0.55526 | 0
LCP_Inputs_ON_Electric_2023_04_03 | 2035 | Hydro | Generation | Electricity | WC | Dispatch-Generation | FuelCost | 0 | [6 empty] | 0.55526 | 0
LCP_Inputs_ON_Electric_2023_04_03 | 2035 | Hydro | Generation | Electricity | WC | Dispatch-Generation | VOM | 0 | [6 empty] | 0.55526 | 0
LCP_Inputs_ON_Electric_2023_04_03 | 2035 | Hydro Pumped Storage | Storage | Electricity | MI | Dispatch-Storage | EmissionsCost | 0 | [6 empty] | 0.55526 | 0
LCP_Inputs_ON_Electric_2023_04_03 | 2035 | Hydro Pumped Storage | Storage | Electricity | MI | Dispatch-Storage | FuelCost | 0 | [6 empty] | 0.55526 | 0
LCP_Inputs_ON_Electric_2023_04_03 | 2035 | Hydro Pumped Storage | Storage | Electricity | MI | Dispatch-Storage | VOM | 0 | [6 empty] | 0.55526 | 0
LCP_Inputs_ON_Electric_2023_04_03 | 2035 | Hydro Pumped Storage | Storage | Electricity | NY | Dispatch-Storage | EmissionsCost | 0 | [6 empty] | 0.55526 | 0
LCP_Inputs_ON_Electric_2023_04_03 | 2035 | Hydro Pumped Storage | Storage | Electricity | NY | Dispatch-Storage | FuelCost | 0 | [6 empty] | 0.55526 | 0
LCP_Inputs_ON_Electric_2023_04_03 | 2035 | Hydro Pumped Storage | Storage | Electricity | NY | Dispatch-Storage | VOM | 0 | [6 empty] | 0.55526 | 0
LCP_Inputs_ON_Electric_2023_04_03 | 2035 | Hydro Pumped Storage | Storage | Electricity | ON | Dispatch-Storage | EmissionsCost | 0 | [6 empty] | 0.55526 | 0
LCP_Inputs_ON_Electric_2023_04_03 | 2035 | Hydro Pumped Storage | Storage | Electricity | ON | Dispatch-Storage | FuelCost | 0 | [6 empty] | 0.55526 | 0
LCP_Inputs_ON_Electric_2023_04_03 | 2035 | Hydro Pumped Storage | Storage | Electricity | ON | Dispatch-Storage | VOM | 0 | [6 empty] | 0.55526 | 0
LCP_Inputs_ON_Electric_2023_04_03 | 2035 | Hydro Pumped Storage | Storage | Electricity | PJ | Dispatch-Storage | EmissionsCost | 0 | [6 empty] | 0.55526 | 0
LCP_Inputs_ON_Electric_2023_04_03 | 2035 | Hydro Pumped Storage | Storage | Electricity | PJ | Dispatch-Storage | FuelCost | 0 | [6 empty] | 0.55526 | 0
LCP_Inputs_ON_Electric_2023_04_03 | 2035 | Hydro Pumped Storage | Storage | Electricity | PJ | Dispatch-Storage | VOM | 0 | [6 empty] | 0.55526 | 0
LCP_Inputs_ON_Electric_2023_04_03 | 2035 | Hydro Pumped Storage | Storage | Electricity | QC | Dispatch-Storage | EmissionsCost | 0 | [6 empty] | 0.55526 | 0
LCP_Inputs_ON_Electric_2023_04_03 | 2035 | Hydro Pumped Storage | Storage | Electricity | QC | Dispatch-Storage | FuelCost | 0 | [6 empty] | 0.55526 | 0
LCP_Inputs_ON_Electric_2023_04_03 | 2035 | Hydro Pumped Storage | Storage | Electricity | QC | Dispatch-Storage | VOM | 0 | [6 empty] | 0.55526 | 0
LCP_Inputs_ON_Electric_2023_04_03 | 2035 | Hydro Pumped Storage | Storage | Electricity | WC | Dispatch-Storage | EmissionsCost | 0 | [6 empty] | 0.55526 | 0
LCP_Inputs_ON_Electric_2023_04_03 | 2035 | Hydro Pumped Storage | Storage | Electricity | WC | Dispatch-Storage | FuelCost | 0 | [6 empty] | 0.55526 | 0
LCP_Inputs_ON_Electric_2023_04_03 | 2035 | Hydro Pumped Storage | Storage | Electricity | WC | Dispatch-Storage | VOM | 0 | [6 empty] | 0.55526 | 0
LCP_Inputs_ON_Electric_2023_04_03 | 2035 | Nuclear | Generation | Electricity | MI | Dispatch-Generation | EmissionsCost | 0 | [6 empty] | 0.55526 | 0
LCP_Inputs_ON_Electric_2023_04_03 | 2035 | Nuclear | Generation | Electricity | MI | Dispatch-Generation | FuelCost | 0 | [6 empty] | 0.55526 | 0
LCP_Inputs_ON_Electric_2023_04_03 | 2035 | Nuclear | Generation | Electricity | MI | Dispatch-Generation | VOM | 2762866296.96 | [6 empty] | 0.55526 | 1534121580.4448
LCP_Inputs_ON_Electric_2023_04_03 | 2035 | Nuclear | Generation | Electricity | NY | Dispatch-Generation | EmissionsCost | 0 | [6 empty] | 0.55526 | 0
LCP_Inputs_ON_Electric_2023_04_03 | 2035 | Nuclear | Generation | Electricity | NY | Dispatch-Generation | FuelCost | 0 | [6 empty] | 0.55526 | 0
LCP_Inputs_ON_Electric_2023_04_03 | 2035 | Nuclear | Generation | Electricity | NY | Dispatch-Generation | VOM | 2246155230.144 | [6 empty] | 0.55526 | 1247210266.8827
LCP_Inputs_ON_Electric_2023_04_03 | 2035 | Nuclear | Generation | Electricity | ON | Dispatch-Generation | EmissionsCost | 0 | [6 empty] | 0.55526 | 0
LCP_Inputs_ON_Electric_2023_04_03 | 2035 | Nuclear | Generation | Electricity | ON | Dispatch-Generation | FuelCost | 0 | [6 empty] | 0.55526 | 0
LCP_Inputs_ON_Electric_2023_04_03 | 2035 | Nuclear | Generation | Electricity | ON | Dispatch-Generation | VOM | 7202995454.9077 | [6 empty] | 0.55526 | 3999567689.3153
LCP_Inputs_ON_Electric_2023_04_03 | 2035 | Nuclear | Generation | Electricity | PJ | Dispatch-Generation | EmissionsCost | 0 | [6 empty] | 0.55526 | 0
LCP_Inputs_ON_Electric_2023_04_03 | 2035 | Nuclear | Generation | Electricity | PJ | Dispatch-Generation | FuelCost | 0 | [6 empty] | 0.55526 | 0
LCP_Inputs_ON_Electric_2023_04_03 | 2035 | Nuclear | Generation | Electricity | PJ | Dispatch-Generation | VOM | 6401347648.6848 | [6 empty] | 0.55526 | 3554441118.8418
LCP_Inputs_ON_Electric_2023_04_03 | 2035 | Nuclear | Generation | Electricity | QC | Dispatch-Generation | EmissionsCost | 0 | [6 empty] | 0.55526 | 0
LCP_Inputs_ON_Electric_2023_04_03 | 2035 | Nuclear | Generation | Electricity | QC | Dispatch-Generation | FuelCost | 0 | [6 empty] | 0.55526 | 0
LCP_Inputs_ON_Electric_2023_04_03 | 2035 | Nuclear | Generation | Electricity | QC | Dispatch-Generation | VOM | 0 | [6 empty] | 0.55526 | 0
LCP_Inputs_ON_Electric_2023_04_03 | 2035 | Nuclear | Generation | Electricity | WC | Dispatch-Generation | EmissionsCost | 0 | [6 empty] | 0.55526 | 0
LCP_Inputs_ON_Electric_2023_04_03 | 2035 | Nuclear | Generation | Electricity | WC | Dispatch-Generation | FuelCost | 0 | [6 empty] | 0.55526 | 0
LCP_Inputs_ON_Electric_2023_04_03 | 2035 | Nuclear | Generation | Electricity | WC | Dispatch-Generation | VOM | 0 | [6 empty] | 0.55526 | 0
LCP_Inputs_ON_Electric_2023_04_03 | 2035 | Nuclear SMR | Generation | Electricity | MI | Dispatch-Generation | EmissionsCost | 0 | [6 empty] | 0.55526 | 0
LCP_Inputs_ON_Electric_2023_04_03 | 2035 | Nuclear SMR | Generation | Electricity | MI | Dispatch-Generation | FuelCost | 0 | [6 empty] | 0.55526 | 0
LCP_Inputs_ON_Electric_2023_04_03 | 2035 | Nuclear SMR | Generation | Electricity | MI | Dispatch-Generation | VOM | 0 | [6 empty] | 0.55526 | 0
LCP_Inputs_ON_Electric_2023_04_03 | 2035 | Nuclear SMR | Generation | Electricity | NY | Dispatch-Generation | EmissionsCost | 0 | [6 empty] | 0.55526 | 0
LCP_Inputs_ON_Electric_2023_04_03 | 2035 | Nuclear SMR | Generation | Electricity | NY | Dispatch-Generation | FuelCost | 0 | [6 empty] | 0.55526 | 0
LCP_Inputs_ON_Electric_2023_04_03 | 2035 | Nuclear SMR | Generation | Electricity | NY | Dispatch-Generation | VOM | 0 | [6 empty] | 0.55526 | 0
LCP_Inputs_ON_Electric_2023_04_03 | 2035 | Nuclear SMR | Generation | Electricity | ON | Dispatch-Generation | EmissionsCost | 0 | [6 empty] | 0.55526 | 0
LCP_Inputs_ON_Electric_2023_04_03 | 2035 | Nuclear SMR | Generation | Electricity | ON | Dispatch-Generation | FuelCost | 0 | [6 empty] | 0.55526 | 0
LCP_Inputs_ON_Electric_2023_04_03 | 2035 | Nuclear SMR | Generation | Electricity | ON | Dispatch-Generation | VOM | 19000000.8 | [6 empty] | 0.55526 | 10550025.9958
LCP_Inputs_ON_Electric_2023_04_03 | 2035 | Nuclear SMR | Generation | Electricity | PJ | Dispatch-Generation | EmissionsCost | 0 | [6 empty] | 0.55526 | 0
LCP_Inputs_ON_Electric_2023_04_03 | 2035 | Nuclear SMR | Generation | Electricity | PJ | Dispatch-Generation | FuelCost | 0 | [6 empty] | 0.55526 | 0
LCP_Inputs_ON_Electric_2023_04_03 | 2035 | Nuclear SMR | Generation | Electricity | PJ | Dispatch-Generation | VOM | 0 | [6 empty] | 0.55526 | 0
LCP_Inputs_ON_Electric_2023_04_03 | 2035 | Nuclear SMR | Generation | Electricity | QC | Dispatch-Generation | EmissionsCost | 0 | [6 empty] | 0.55526 | 0
LCP_Inputs_ON_Electric_2023_04_03 | 2035 | Nuclear SMR | Generation | Electricity | QC | Dispatch-Generation | FuelCost | 0 | [6 empty] | 0.55526 | 0
LCP_Inputs_ON_Electric_2023_04_03 | 2035 | Nuclear SMR | Generation | Electricity | QC | Dispatch-Generation | VOM | 0 | [6 empty] | 0.55526 | 0
LCP_Inputs_ON_Electric_2023_04_03 | 2035 | Nuclear SMR | Generation | Electricity | WC | Dispatch-Generation | EmissionsCost | 0 | [6 empty] | 0.55526 | 0
LCP_Inputs_ON_Electric_2023_04_03 | 2035 | Nuclear SMR | Generation | Electricity | WC | Dispatch-Generation | FuelCost | 0 | [6 empty] | 0.55526 | 0
LCP_Inputs_ON_Electric_2023_04_03 | 2035 | Nuclear SMR | Generation | Electricity | WC | Dispatch-Generation | VOM | 0 | [6 empty] | 0.55526 | 0
LCP_Inputs_ON_Electric_2023_04_03 | 2035 | O/CCGT - CH4 Existing | Crossload | Electricity | MI | Dispatch-Crossload | EmissionsCost | 0 | [6 empty] | 0.55526 | 0
LCP_Inputs_ON_Electric_2023_04_03 | 2035 | O/CCGT - CH4 Existing | Crossload | Electricity | MI | Dispatch-Crossload | FuelCost | 0 | [6 empty] | 0.55526 | 0
LCP_Inputs_ON_Electric_2023_04_03 | 2035 | O/CCGT - CH4 Existing | Crossload | Electricity | MI | Dispatch-Crossload | VOM | 0 | [6 empty] | 0.55526 | 0
LCP_Inputs_ON_Electric_2023_04_03 | 2035 | O/CCGT - CH4 Existing | Crossload | Electricity | NY | Dispatch-Crossload | EmissionsCost | 0 | [6 empty] | 0.55526 | 0
LCP_Inputs_ON_Electric_2023_04_03 | 2035 | O/CCGT - CH4 Existing | Crossload | Electricity | NY | Dispatch-Crossload | FuelCost | 0 | [6 empty] | 0.55526 | 0
LCP_Inputs_ON_Electric_2023_04_03 | 2035 | O/CCGT - CH4 Existing | Crossload | Electricity | NY | Dispatch-Crossload | VOM | 0 | [6 empty] | 0.55526 | 0
LCP_Inputs_ON_Electric_2023_04_03 | 2035 | O/CCGT - CH4 Existing | Crossload | Electricity | ON | Dispatch-Crossload | EmissionsCost | 9180015.4005 | [6 empty] | 0.55526 | 5097336.6863
LCP_Inputs_ON_Electric_2023_04_03 | 2035 | O/CCGT - CH4 Existing | Crossload | Electricity | ON | Dispatch-Crossload | FuelCost | 0 | [6 empty] | 0.55526 | 0
LCP_Inputs_ON_Electric_2023_04_03 | 2035 | O/CCGT - CH4 Existing | Crossload | Electricity | ON | Dispatch-Crossload | VOM | 333612.5238 | [6 empty] | 0.55526 | 185243.1921
LCP_Inputs_ON_Electric_2023_04_03 | 2035 | O/CCGT - CH4 Existing | Crossload | Electricity | PJ | Dispatch-Crossload | EmissionsCost | 0 | [6 empty] | 0.55526 | 0
LCP_Inputs_ON_Electric_2023_04_03 | 2035 | O/CCGT - CH4 Existing | Crossload | Electricity | PJ | Dispatch-Crossload | FuelCost | 0 | [6 empty] | 0.55526 | 0
LCP_Inputs_ON_Electric_2023_04_03 | 2035 | O/CCGT - CH4 Existing | Crossload | Electricity | PJ | Dispatch-Crossload | VOM | 0 | [6 empty] | 0.55526 | 0
LCP_Inputs_ON_Electric_2023_04_03 | 2035 | O/CCGT - CH4 Existing | Crossload | Electricity | QC | Dispatch-Crossload | EmissionsCost | 0 | [6 empty] | 0.55526 | 0
LCP_Inputs_ON_Electric_2023_04_03 | 2035 | O/CCGT - CH4 Existing | Crossload | Electricity | QC | Dispatch-Crossload | FuelCost | 0 | [6 empty] | 0.55526 | 0
LCP_Inputs_ON_Electric_2023_04_03 | 2035 | O/CCGT - CH4 Existing | Crossload | Electricity | QC | Dispatch-Crossload | VOM | 0 | [6 empty] | 0.55526 | 0
LCP_Inputs_ON_Electric_2023_04_03 | 2035 | O/CCGT - CH4 Existing | Crossload | Electricity | WC | Dispatch-Crossload | EmissionsCost | 0 | [6 empty] | 0.55526 | 0
LCP_Inputs_ON_Electric_2023_04_03 | 2035 | O/CCGT - CH4 Existing | Crossload | Electricity | WC | Dispatch-Crossload | FuelCost | 0 | [6 empty] | 0.55526 | 0
LCP_Inputs_ON_Electric_2023_04_03 | 2035 | O/CCGT - CH4 Existing | Crossload | Electricity | WC | Dispatch-Crossload | VOM | 0 | [6 empty] | 0.55526 | 0
LCP_Inputs_ON_Electric_2023_04_03 | 2035 | O/CCGT - CH4 New | Crossload | Electricity | MI | Dispatch-Crossload | EmissionsCost | 0 | [6 empty] | 0.55526 | 0
LCP_Inputs_ON_Electric_2023_04_03 | 2035 | O/CCGT - CH4 New | Crossload | Electricity | MI | Dispatch-Crossload | FuelCost | 0 | [6 empty] | 0.55526 | 0
LCP_Inputs_ON_Electric_2023_04_03 | 2035 | O/CCGT - CH4 New | Crossload | Electricity | MI | Dispatch-Crossload | VOM | 0 | [6 empty] | 0.55526 | 0
LCP_Inputs_ON_Electric_2023_04_03 | 2035 | O/CCGT - CH4 New | Crossload | Electricity | NY | Dispatch-Crossload | EmissionsCost | 0 | [6 empty] | 0.55526 | 0
LCP_Inputs_ON_Electric_2023_04_03 | 2035 | O/CCGT - CH4 New | Crossload | Electricity | NY | Dispatch-Crossload | FuelCost | 0 | [6 empty] | 0.55526 | 0
LCP_Inputs_ON_Electric_2023_04_03 | 2035 | O/CCGT - CH4 New | Crossload | Electricity | NY | Dispatch-Crossload | VOM | 0 | [6 empty] | 0.55526 | 0
LCP_Inputs_ON_Electric_2023_04_03 | 2035 | O/CCGT - CH4 New | Crossload | Electricity | ON | Dispatch-Crossload | EmissionsCost | 361423.3129 | [6 empty] | 0.55526 | 200685.5361
LCP_Inputs_ON_Electric_2023_04_03 | 2035 | O/CCGT - CH4 New | Crossload | Electricity | ON | Dispatch-Crossload | FuelCost | 0 | [6 empty] | 0.55526 | 0
LCP_Inputs_ON_Electric_2023_04_03 | 2035 | O/CCGT - CH4 New | Crossload | Electricity | ON | Dispatch-Crossload | VOM | 13134.547 | [6 empty] | 0.55526 | 7293.1477
LCP_Inputs_ON_Electric_2023_04_03 | 2035 | O/CCGT - CH4 New | Crossload | Electricity | PJ | Dispatch-Crossload | EmissionsCost | 0 | [6 empty] | 0.55526 | 0
LCP_Inputs_ON_Electric_2023_04_03 | 2035 | O/CCGT - CH4 New | Crossload | Electricity | PJ | Dispatch-Crossload | FuelCost | 0 | [6 empty] | 0.55526 | 0
LCP_Inputs_ON_Electric_2023_04_03 | 2035 | O/CCGT - CH4 New | Crossload | Electricity | PJ | Dispatch-Crossload | VOM | 0 | [6 empty] | 0.55526 | 0
LCP_Inputs_ON_Electric_2023_04_03 | 2035 | O/CCGT - CH4 New | Crossload | Electricity | QC | Dispatch-Crossload | EmissionsCost | 0 | [6 empty] | 0.55526 | 0
LCP_Inputs_ON_Electric_2023_04_03 | 2035 | O/CCGT - CH4 New | Crossload | Electricity | QC | Dispatch-Crossload | FuelCost | 0 | [6 empty] | 0.55526 | 0
LCP_Inputs_ON_Electric_2023_04_03 | 2035 | O/CCGT - CH4 New | Crossload | Electricity | QC | Dispatch-Crossload | VOM | 0 | [6 empty] | 0.55526 | 0
LCP_Inputs_ON_Electric_2023_04_03 | 2035 | O/CCGT - CH4 New | Crossload | Electricity | WC | Dispatch-Crossload | EmissionsCost | 0 | [6 empty] | 0.55526 | 0
LCP_Inputs_ON_Electric_2023_04_03 | 2035 | O/CCGT - CH4 New | Crossload | Electricity | WC | Dispatch-Crossload | FuelCost | 0 | [6 empty] | 0.55526 | 0
LCP_Inputs_ON_Electric_2023_04_03 | 2035 | O/CCGT - CH4 New | Crossload | Electricity | WC | Dispatch-Crossload | VOM | 0 | [6 empty] | 0.55526 | 0
LCP_Inputs_ON_Electric_2023_04_03 | 2035 | O/CCGT - H2 New | Crossload | Electricity | MI | Dispatch-Crossload | EmissionsCost | 0 | [6 empty] | 0.55526 | 0
LCP_Inputs_ON_Electric_2023_04_03 | 2035 | O/CCGT - H2 New | Crossload | Electricity | MI | Dispatch-Crossload | FuelCost | 0 | [6 empty] | 0.55526 | 0
LCP_Inputs_ON_Electric_2023_04_03 | 2035 | O/CCGT - H2 New | Crossload | Electricity | MI | Dispatch-Crossload | VOM | 0 | [6 empty] | 0.55526 | 0
LCP_Inputs_ON_Electric_2023_04_03 | 2035 | O/CCGT - H2 New | Crossload | Electricity | NY | Dispatch-Crossload | EmissionsCost | 0 | [6 empty] | 0.55526 | 0
LCP_Inputs_ON_Electric_2023_04_03 | 2035 | O/CCGT - H2 New | Crossload | Electricity | NY | Dispatch-Crossload | FuelCost | 0 | [6 empty] | 0.55526 | 0
LCP_Inputs_ON_Electric_2023_04_03 | 2035 | O/CCGT - H2 New | Crossload | Electricity | NY | Dispatch-Crossload | VOM | 0 | [6 empty] | 0.55526 | 0
LCP_Inputs_ON_Electric_2023_04_03 | 2035 | O/CCGT - H2 New | Crossload | Electricity | ON | Dispatch-Crossload | EmissionsCost | 0 | [6 empty] | 0.55526 | 0
LCP_Inputs_ON_Electric_2023_04_03 | 2035 | O/CCGT - H2 New | Crossload | Electricity | ON | Dispatch-Crossload | FuelCost | 0 | [6 empty] | 0.55526 | 0
LCP_Inputs_ON_Electric_2023_04_03 | 2035 | O/CCGT - H2 New | Crossload | Electricity | ON | Dispatch-Crossload | VOM | 1464727.4743 | [6 empty] | 0.55526 | 813311.1726
LCP_Inputs_ON_Electric_2023_04_03 | 2035 | O/CCGT - H2 New | Crossload | Electricity | PJ | Dispatch-Crossload | EmissionsCost | 0 | [6 empty] | 0.55526 | 0
LCP_Inputs_ON_Electric_2023_04_03 | 2035 | O/CCGT - H2 New | Crossload | Electricity | PJ | Dispatch-Crossload | FuelCost | 0 | [6 empty] | 0.55526 | 0
LCP_Inputs_ON_Electric_2023_04_03 | 2035 | O/CCGT - H2 New | Crossload | Electricity | PJ | Dispatch-Crossload | VOM | 0 | [6 empty] | 0.55526 | 0
LCP_Inputs_ON_Electric_2023_04_03 | 2035 | O/CCGT - H2 New | Crossload | Electricity | QC | Dispatch-Crossload | EmissionsCost | 0 | [6 empty] | 0.55526 | 0
LCP_Inputs_ON_Electric_2023_04_03 | 2035 | O/CCGT - H2 New | Crossload | Electricity | QC | Dispatch-Crossload | FuelCost | 0 | [6 empty] | 0.55526 | 0
LCP_Inputs_ON_Electric_2023_04_03 | 2035 | O/CCGT - H2 New | Crossload | Electricity | QC | Dispatch-Crossload | VOM | 0 | [6 empty] | 0.55526 | 0
LCP_Inputs_ON_Electric_2023_04_03 | 2035 | O/CCGT - H2 New | Crossload | Electricity | WC | Dispatch-Crossload | EmissionsCost | 0 | [6 empty] | 0.55526 | 0
LCP_Inputs_ON_Electric_2023_04_03 | 2035 | O/CCGT - H2 New | Crossload | Electricity | WC | Dispatch-Crossload | FuelCost | 0 | [6 empty] | 0.55526 | 0
LCP_Inputs_ON_Electric_2023_04_03 | 2035 | O/CCGT - H2 New | Crossload | Electricity | WC | Dispatch-Crossload | VOM | 0 | [6 empty] | 0.55526 | 0
LCP_Inputs_ON_Electric_2023_04_03 | 2035 | SMR CCS | Crossload | Hydrogen | MI | Dispatch-Crossload | EmissionsCost | 0 | [6 empty] | 0.55526 | 0
LCP_Inputs_ON_Electric_2023_04_03 | 2035 | SMR CCS | Crossload | Hydrogen | MI | Dispatch-Crossload | FuelCost | 0 | [6 empty] | 0.55526 | 0
LCP_Inputs_ON_Electric_2023_04_03 | 2035 | SMR CCS | Crossload | Hydrogen | MI | Dispatch-Crossload | VOM | 0 | [6 empty] | 0.55526 | 0
LCP_Inputs_ON_Electric_2023_04_03 | 2035 | SMR CCS | Crossload | Hydrogen | NY | Dispatch-Crossload | EmissionsCost | 0 | [6 empty] | 0.55526 | 0
LCP_Inputs_ON_Electric_2023_04_03 | 2035 | SMR CCS | Crossload | Hydrogen | NY | Dispatch-Crossload | FuelCost | 0 | [6 empty] | 0.55526 | 0
LCP_Inputs_ON_Electric_2023_04_03 | 2035 | SMR CCS | Crossload | Hydrogen | NY | Dispatch-Crossload | VOM | 0 | [6 empty] | 0.55526 | 0
LCP_Inputs_ON_Electric_2023_04_03 | 2035 | SMR CCS | Crossload | Hydrogen | ON | Dispatch-Crossload | EmissionsCost | 76580835.5373 | [6 empty] | 0.55526 | 42522619.562
LCP_Inputs_ON_Electric_2023_04_03 | 2035 | SMR CCS | Crossload | Hydrogen | ON | Dispatch-Crossload | FuelCost | 0 | [6 empty] | 0.55526 | 0
LCP_Inputs_ON_Electric_2023_04_03 | 2035 | SMR CCS | Crossload | Hydrogen | ON | Dispatch-Crossload | VOM | 91254385.794 | [6 empty] | 0.55526 | 50670321.1483
LCP_Inputs_ON_Electric_2023_04_03 | 2035 | SMR CCS | Crossload | Hydrogen | PJ | Dispatch-Crossload | EmissionsCost | 0 | [6 empty] | 0.55526 | 0
LCP_Inputs_ON_Electric_2023_04_03 | 2035 | SMR CCS | Crossload | Hydrogen | PJ | Dispatch-Crossload | FuelCost | 0 | [6 empty] | 0.55526 | 0
LCP_Inputs_ON_Electric_2023_04_03 | 2035 | SMR CCS | Crossload | Hydrogen | PJ | Dispatch-Crossload | VOM | 0 | [6 empty] | 0.55526 | 0
LCP_Inputs_ON_Electric_2023_04_03 | 2035 | SMR CCS | Crossload | Hydrogen | QC | Dispatch-Crossload | EmissionsCost | 0 | [6 empty] | 0.55526 | 0
LCP_Inputs_ON_Electric_2023_04_03 | 2035 | SMR CCS | Crossload | Hydrogen | QC | Dispatch-Crossload | FuelCost | 0 | [6 empty] | 0.55526 | 0
LCP_Inputs_ON_Electric_2023_04_03 | 2035 | SMR CCS | Crossload | Hydrogen | QC | Dispatch-Crossload | VOM | 0 | [6 empty] | 0.55526 | 0
LCP_Inputs_ON_Electric_2023_04_03 | 2035 | SMR CCS | Crossload | Hydrogen | WC | Dispatch-Crossload | EmissionsCost | 0 | [6 empty] | 0.55526 | 0
LCP_Inputs_ON_Electric_2023_04_03 | 2035 | SMR CCS | Crossload | Hydrogen | WC | Dispatch-Crossload | FuelCost | 0 | [6 empty] | 0.55526 | 0
LCP_Inputs_ON_Electric_2023_04_03 | 2035 | SMR CCS | Crossload | Hydrogen | WC | Dispatch-Crossload | VOM | 0 | [6 empty] | 0.55526 | 0
LCP_Inputs_ON_Electric_2023_04_03 | 2035 | Solar PV | Generation | Electricity | MI | Dispatch-Generation | EmissionsCost | 0 | [6 empty] | 0.55526 | 0
LCP_Inputs_ON_Electric_2023_04_03 | 2035 | Solar PV | Generation | Electricity | MI | Dispatch-Generation | FuelCost | 0 | [6 empty] | 0.55526 | 0
LCP_Inputs_ON_Electric_2023_04_03 | 2035 | Solar PV | Generation | Electricity | MI | Dispatch-Generation | VOM | 0 | [6 empty] | 0.55526 | 0
LCP_Inputs_ON_Electric_2023_04_03 | 2035 | Solar PV | Generation | Electricity | NY | Dispatch-Generation | EmissionsCost | 0 | [6 empty] | 0.55526 | 0
LCP_Inputs_ON_Electric_2023_04_03 | 2035 | Solar PV | Generation | Electricity | NY | Dispatch-Generation | FuelCost | 0 | [6 empty] | 0.55526 | 0
LCP_Inputs_ON_Electric_2023_04_03 | 2035 | Solar PV | Generation | Electricity | NY | Dispatch-Generation | VOM | 0 | [6 empty] | 0.55526 | 0
LCP_Inputs_ON_Electric_2023_04_03 | 2035 | Solar PV | Generation | Electricity | ON | Dispatch-Generation | EmissionsCost | 0 | [6 empty] | 0.55526 | 0
LCP_Inputs_ON_Electric_2023_04_03 | 2035 | Solar PV | Generation | Electricity | ON | Dispatch-Generation | FuelCost | 0 | [6 empty] | 0.55526 | 0
LCP_Inputs_ON_Electric_2023_04_03 | 2035 | Solar PV | Generation | Electricity | ON | Dispatch-Generation | VOM | 0 | [6 empty] | 0.55526 | 0
LCP_Inputs_ON_Electric_2023_04_03 | 2035 | Solar PV | Generation | Electricity | PJ | Dispatch-Generation | EmissionsCost | 0 | [6 empty] | 0.55526 | 0
LCP_Inputs_ON_Electric_2023_04_03 | 2035 | Solar PV | Generation | Electricity | PJ | Dispatch-Generation | FuelCost | 0 | [6 empty] | 0.55526 | 0
LCP_Inputs_ON_Electric_2023_04_03 | 2035 | Solar PV | Generation | Electricity | PJ | Dispatch-Generation | VOM | 0 | [6 empty] | 0.55526 | 0
LCP_Inputs_ON_Electric_2023_04_03 | 2035 | Solar PV | Generation | Electricity | QC | Dispatch-Generation | EmissionsCost | 0 | [6 empty] | 0.55526 | 0
LCP_Inputs_ON_Electric_2023_04_03 | 2035 | Solar PV | Generation | Electricity | QC | Dispatch-Generation | FuelCost | 0 | [6 empty] | 0.55526 | 0
LCP_Inputs_ON_Electric_2023_04_03 | 2035 | Solar PV | Generation | Electricity | QC | Dispatch-Generation | VOM | 0 | [6 empty] | 0.55526 | 0
LCP_Inputs_ON_Electric_2023_04_03 | 2035 | Solar PV | Generation | Electricity | WC | Dispatch-Generation | EmissionsCost | 0 | [6 empty] | 0.55526 | 0
LCP_Inputs_ON_Electric_2023_04_03 | 2035 | Solar PV | Generation | Electricity | WC | Dispatch-Generation | FuelCost | 0 | [6 empty] | 0.55526 | 0
LCP_Inputs_ON_Electric_2023_04_03 | 2035 | Solar PV | Generation | Electricity | WC | Dispatch-Generation | VOM | 0 | [6 empty] | 0.55526 | 0
LCP_Inputs_ON_Electric_2023_04_03 | 2035 | Wind Offshore | Generation | Electricity | MI | Dispatch-Generation | EmissionsCost | 0 | [6 empty] | 0.55526 | 0
LCP_Inputs_ON_Electric_2023_04_03 | 2035 | Wind Offshore | Generation | Electricity | MI | Dispatch-Generation | FuelCost | 0 | [6 empty] | 0.55526 | 0
LCP_Inputs_ON_Electric_2023_04_03 | 2035 | Wind Offshore | Generation | Electricity | MI | Dispatch-Generation | VOM | 0 | [6 empty] | 0.55526 | 0
LCP_Inputs_ON_Electric_2023_04_03 | 2035 | Wind Offshore | Generation | Electricity | NY | Dispatch-Generation | EmissionsCost | 0 | [6 empty] | 0.55526 | 0
LCP_Inputs_ON_Electric_2023_04_03 | 2035 | Wind Offshore | Generation | Electricity | NY | Dispatch-Generation | FuelCost | 0 | [6 empty] | 0.55526 | 0
LCP_Inputs_ON_Electric_2023_04_03 | 2035 | Wind Offshore | Generation | Electricity | NY | Dispatch-Generation | VOM | 0 | [6 empty] | 0.55526 | 0
LCP_Inputs_ON_Electric_2023_04_03 | 2035 | Wind Offshore | Generation | Electricity | ON | Dispatch-Generation | EmissionsCost | 0 | [6 empty] | 0.55526 | 0
LCP_Inputs_ON_Electric_2023_04_03 | 2035 | Wind Offshore | Generation | Electricity | ON | Dispatch-Generation | FuelCost | 0 | [6 empty] | 0.55526 | 0
LCP_Inputs_ON_Electric_2023_04_03 | 2035 | Wind Offshore | Generation | Electricity | ON | Dispatch-Generation | VOM | 0 | [6 empty] | 0.55526 | 0
LCP_Inputs_ON_Electric_2023_04_03 | 2035 | Wind Offshore | Generation | Electricity | PJ | Dispatch-Generation | EmissionsCost | 0 | [6 empty] | 0.55526 | 0
LCP_Inputs_ON_Electric_2023_04_03 | 2035 | Wind Offshore | Generation | Electricity | PJ | Dispatch-Generation | FuelCost | 0 | [6 empty] | 0.55526 | 0
LCP_Inputs_ON_Electric_2023_04_03 | 2035 | Wind Offshore | Generation | Electricity | PJ | Dispatch-Generation | VOM | 0 | [6 empty] | 0.55526 | 0
LCP_Inputs_ON_Electric_2023_04_03 | 2035 | Wind Offshore | Generation | Electricity | QC | Dispatch-Generation | EmissionsCost | 0 | [6 empty] | 0.55526 | 0
LCP_Inputs_ON_Electric_2023_04_03 | 2035 | Wind Offshore | Generation | Electricity | QC | Dispatch-Generation | FuelCost | 0 | [6 empty] | 0.55526 | 0
LCP_Inputs_ON_Electric_2023_04_03 | 2035 | Wind Offshore | Generation | Electricity | QC | Dispatch-Generation | VOM | 0 | [6 empty] | 0.55526 | 0
LCP_Inputs_ON_Electric_2023_04_03 | 2035 | Wind Offshore | Generation | Electricity | WC | Dispatch-Generation | EmissionsCost | 0 | [6 empty] | 0.55526 | 0
LCP_Inputs_ON_Electric_2023_04_03 | 2035 | Wind Offshore | Generation | Electricity | WC | Dispatch-Generation | FuelCost | 0 | [6 empty] | 0.55526 | 0
LCP_Inputs_ON_Electric_2023_04_03 | 2035 | Wind Offshore | Generation | Electricity | WC | Dispatch-Generation | VOM | 0 | [6 empty] | 0.55526 | 0
LCP_Inputs_ON_Electric_2023_04_03 | 2035 | Wind Onshore | Generation | Electricity | MI | Dispatch-Generation | EmissionsCost | 0 | [6 empty] | 0.55526 | 0
LCP_Inputs_ON_Electric_2023_04_03 | 2035 | Wind Onshore | Generation | Electricity | MI | Dispatch-Generation | FuelCost | 0 | [6 empty] | 0.55526 | 0
LCP_Inputs_ON_Electric_2023_04_03 | 2035 | Wind Onshore | Generation | Electricity | MI | Dispatch-Generation | VOM | 0 | [6 empty] | 0.55526 | 0
LCP_Inputs_ON_Electric_2023_04_03 | 2035 | Wind Onshore | Generation | Electricity | NY | Dispatch-Generation | EmissionsCost | 0 | [6 empty] | 0.55526 | 0
LCP_Inputs_ON_Electric_2023_04_03 | 2035 | Wind Onshore | Generation | Electricity | NY | Dispatch-Generation | FuelCost | 0 | [6 empty] | 0.55526 | 0
LCP_Inputs_ON_Electric_2023_04_03 | 2035 | Wind Onshore | Generation | Electricity | NY | Dispatch-Generation | VOM | 0 | [6 empty] | 0.55526 | 0
LCP_Inputs_ON_Electric_2023_04_03 | 2035 | Wind Onshore | Generation | Electricity | ON | Dispatch-Generation | EmissionsCost | 0 | [6 empty] | 0.55526 | 0
LCP_Inputs_ON_Electric_2023_04_03 | 2035 | Wind Onshore | Generation | Electricity | ON | Dispatch-Generation | FuelCost | 0 | [6 empty] | 0.55526 | 0
LCP_Inputs_ON_Electric_2023_04_03 | 2035 | Wind Onshore | Generation | Electricity | ON | Dispatch-Generation | VOM | 0 | [6 empty] | 0.55526 | 0
LCP_Inputs_ON_Electric_2023_04_03 | 2035 | Wind Onshore | Generation | Electricity | PJ | Dispatch-Generation | EmissionsCost | 0 | [6 empty] | 0.55526 | 0
LCP_Inputs_ON_Electric_2023_04_03 | 2035 | Wind Onshore | Generation | Electricity | PJ | Dispatch-Generation | FuelCost | 0 | [6 empty] | 0.55526 | 0
LCP_Inputs_ON_Electric_2023_04_03 | 2035 | Wind Onshore | Generation | Electricity | PJ | Dispatch-Generation | VOM | 0 | [6 empty] | 0.55526 | 0
LCP_Inputs_ON_Electric_2023_04_03 | 2035 | Wind Onshore | Generation | Electricity | QC | Dispatch-Generation | EmissionsCost | 0 | [6 empty] | 0.55526 | 0
LCP_Inputs_ON_Electric_2023_04_03 | 2035 | Wind Onshore | Generation | Electricity | QC | Dispatch-Generation | FuelCost | 0 | [6 empty] | 0.55526 | 0
LCP_Inputs_ON_Electric_2023_04_03 | 2035 | Wind Onshore | Generation | Electricity | QC | Dispatch-Generation | VOM | 0 | [6 empty] | 0.55526 | 0
LCP_Inputs_ON_Electric_2023_04_03 | 2035 | Wind Onshore | Generation | Electricity | WC | Dispatch-Generation | EmissionsCost | 0 | [6 empty] | 0.55526 | 0
LCP_Inputs_ON_Electric_2023_04_03 | 2035 | Wind Onshore | Generation | Electricity | WC | Dispatch-Generation | FuelCost | 0 | [6 empty] | 0.55526 | 0
LCP_Inputs_ON_Electric_2023_04_03 | 2035 | Wind Onshore | Generation | Electricity | WC | Dispatch-Generation | VOM | 0 | [6 empty] | 0.55526 | 0
LCP_Inputs_ON_Electric_2023_04_03 | 2036 | Anaerobic Digestion | Generation | Methane | MI | Dispatch-Generation | EmissionsCost | 0 | [6 empty] | 0.53391 | 0
LCP_Inputs_ON_Electric_2023_04_03 | 2036 | Anaerobic Digestion | Generation | Methane | MI | Dispatch-Generation | FuelCost | 0 | [6 empty] | 0.53391 | 0
LCP_Inputs_ON_Electric_2023_04_03 | 2036 | Anaerobic Digestion | Generation | Methane | MI | Dispatch-Generation | VOM | 0 | [6 empty] | 0.53391 | 0
LCP_Inputs_ON_Electric_2023_04_03 | 2036 | Anaerobic Digestion | Generation | Methane | NY | Dispatch-Generation | EmissionsCost | 0 | [6 empty] | 0.53391 | 0
LCP_Inputs_ON_Electric_2023_04_03 | 2036 | Anaerobic Digestion | Generation | Methane | NY | Dispatch-Generation | FuelCost | 0 | [6 empty] | 0.53391 | 0
LCP_Inputs_ON_Electric_2023_04_03 | 2036 | Anaerobic Digestion | Generation | Methane | NY | Dispatch-Generation | VOM | 0 | [6 empty] | 0.53391 | 0
LCP_Inputs_ON_Electric_2023_04_03 | 2036 | Anaerobic Digestion | Generation | Methane | ON | Dispatch-Generation | EmissionsCost | 0 | [6 empty] | 0.53391 | 0
LCP_Inputs_ON_Electric_2023_04_03 | 2036 | Anaerobic Digestion | Generation | Methane | ON | Dispatch-Generation | FuelCost | 0 | [6 empty] | 0.53391 | 0
LCP_Inputs_ON_Electric_2023_04_03 | 2036 | Anaerobic Digestion | Generation | Methane | ON | Dispatch-Generation | VOM | 0 | [6 empty] | 0.53391 | 0
LCP_Inputs_ON_Electric_2023_04_03 | 2036 | Anaerobic Digestion | Generation | Methane | PJ | Dispatch-Generation | EmissionsCost | 0 | [6 empty] | 0.53391 | 0
LCP_Inputs_ON_Electric_2023_04_03 | 2036 | Anaerobic Digestion | Generation | Methane | PJ | Dispatch-Generation | FuelCost | 0 | [6 empty] | 0.53391 | 0
LCP_Inputs_ON_Electric_2023_04_03 | 2036 | Anaerobic Digestion | Generation | Methane | PJ | Dispatch-Generation | VOM | 0 | [6 empty] | 0.53391 | 0
LCP_Inputs_ON_Electric_2023_04_03 | 2036 | Anaerobic Digestion | Generation | Methane | QC | Dispatch-Generation | EmissionsCost | 0 | [6 empty] | 0.53391 | 0
LCP_Inputs_ON_Electric_2023_04_03 | 2036 | Anaerobic Digestion | Generation | Methane | QC | Dispatch-Generation | FuelCost | 0 | [6 empty] | 0.53391 | 0
LCP_Inputs_ON_Electric_2023_04_03 | 2036 | Anaerobic Digestion | Generation | Methane | QC | Dispatch-Generation | VOM | 0 | [6 empty] | 0.53391 | 0
LCP_Inputs_ON_Electric_2023_04_03 | 2036 | Anaerobic Digestion | Generation | Methane | WC | Dispatch-Generation | EmissionsCost | 0 | [6 empty] | 0.53391 | 0
LCP_Inputs_ON_Electric_2023_04_03 | 2036 | Anaerobic Digestion | Generation | Methane | WC | Dispatch-Generation | FuelCost | 0 | [6 empty] | 0.53391 | 0
LCP_Inputs_ON_Electric_2023_04_03 | 2036 | Anaerobic Digestion | Generation | Methane | WC | Dispatch-Generation | VOM | 0 | [6 empty] | 0.53391 | 0
LCP_Inputs_ON_Electric_2023_04_03 | 2036 | Battery Storage | Storage | Electricity | MI | Dispatch-Storage | EmissionsCost | 0 | [6 empty] | 0.53391 | 0
LCP_Inputs_ON_Electric_2023_04_03 | 2036 | Battery Storage | Storage | Electricity | MI | Dispatch-Storage | FuelCost | 0 | [6 empty] | 0.53391 | 0
LCP_Inputs_ON_Electric_2023_04_03 | 2036 | Battery Storage | Storage | Electricity | MI | Dispatch-Storage | VOM | 0 | [6 empty] | 0.53391 | 0
LCP_Inputs_ON_Electric_2023_04_03 | 2036 | Battery Storage | Storage | Electricity | NY | Dispatch-Storage | EmissionsCost | 0 | [6 empty] | 0.53391 | 0
LCP_Inputs_ON_Electric_2023_04_03 | 2036 | Battery Storage | Storage | Electricity | NY | Dispatch-Storage | FuelCost | 0 | [6 empty] | 0.53391 | 0
LCP_Inputs_ON_Electric_2023_04_03 | 2036 | Battery Storage | Storage | Electricity | NY | Dispatch-Storage | VOM | 0 | [6 empty] | 0.53391 | 0
LCP_Inputs_ON_Electric_2023_04_03 | 2036 | Battery Storage | Storage | Electricity | ON | Dispatch-Storage | EmissionsCost | 0 | [6 empty] | 0.53391 | 0
LCP_Inputs_ON_Electric_2023_04_03 | 2036 | Battery Storage | Storage | Electricity | ON | Dispatch-Storage | FuelCost | 0 | [6 empty] | 0.53391 | 0
LCP_Inputs_ON_Electric_2023_04_03 | 2036 | Battery Storage | Storage | Electricity | ON | Dispatch-Storage | VOM | 0 | [6 empty] | 0.53391 | 0
LCP_Inputs_ON_Electric_2023_04_03 | 2036 | Battery Storage | Storage | Electricity | PJ | Dispatch-Storage | EmissionsCost | 0 | [6 empty] | 0.53391 | 0
LCP_Inputs_ON_Electric_2023_04_03 | 2036 | Battery Storage | Storage | Electricity | PJ | Dispatch-Storage | FuelCost | 0 | [6 empty] | 0.53391 | 0
LCP_Inputs_ON_Electric_2023_04_03 | 2036 | Battery Storage | Storage | Electricity | PJ | Dispatch-Storage | VOM | 0 | [6 empty] | 0.53391 | 0
LCP_Inputs_ON_Electric_2023_04_03 | 2036 | Battery Storage | Storage | Electricity | QC | Dispatch-Storage | EmissionsCost | 0 | [6 empty] | 0.53391 | 0
LCP_Inputs_ON_Electric_2023_04_03 | 2036 | Battery Storage | Storage | Electricity | QC | Dispatch-Storage | FuelCost | 0 | [6 empty] | 0.53391 | 0
LCP_Inputs_ON_Electric_2023_04_03 | 2036 | Battery Storage | Storage | Electricity | QC | Dispatch-Storage | VOM | 0 | [6 empty] | 0.53391 | 0
LCP_Inputs_ON_Electric_2023_04_03 | 2036 | Battery Storage | Storage | Electricity | WC | Dispatch-Storage | EmissionsCost | 0 | [6 empty] | 0.53391 | 0
LCP_Inputs_ON_Electric_2023_04_03 | 2036 | Battery Storage | Storage | Electricity | WC | Dispatch-Storage | FuelCost | 0 | [6 empty] | 0.53391 | 0
LCP_Inputs_ON_Electric_2023_04_03 | 2036 | Battery Storage | Storage | Electricity | WC | Dispatch-Storage | VOM | 0 | [6 empty] | 0.53391 | 0
LCP_Inputs_ON_Electric_2023_04_03 | 2036 | Biomass | Generation | Electricity | MI | Dispatch-Generation | EmissionsCost | 0 | [6 empty] | 0.53391 | 0
LCP_Inputs_ON_Electric_2023_04_03 | 2036 | Biomass | Generation | Electricity | MI | Dispatch-Generation | FuelCost | 0 | [6 empty] | 0.53391 | 0
LCP_Inputs_ON_Electric_2023_04_03 | 2036 | Biomass | Generation | Electricity | MI | Dispatch-Generation | VOM | 0 | [6 empty] | 0.53391 | 0
LCP_Inputs_ON_Electric_2023_04_03 | 2036 | Biomass | Generation | Electricity | NY | Dispatch-Generation | EmissionsCost | 0 | [6 empty] | 0.53391 | 0
LCP_Inputs_ON_Electric_2023_04_03 | 2036 | Biomass | Generation | Electricity | NY | Dispatch-Generation | FuelCost | 0 | [6 empty] | 0.53391 | 0
LCP_Inputs_ON_Electric_2023_04_03 | 2036 | Biomass | Generation | Electricity | NY | Dispatch-Generation | VOM | 0 | [6 empty] | 0.53391 | 0
LCP_Inputs_ON_Electric_2023_04_03 | 2036 | Biomass | Generation | Electricity | ON | Dispatch-Generation | EmissionsCost | 0 | [6 empty] | 0.53391 | 0
LCP_Inputs_ON_Electric_2023_04_03 | 2036 | Biomass | Generation | Electricity | ON | Dispatch-Generation | FuelCost | 2498962.9091 | [6 empty] | 0.53391 | 1334216.7279
LCP_Inputs_ON_Electric_2023_04_03 | 2036 | Biomass | Generation | Electricity | ON | Dispatch-Generation | VOM | 32070.024 | [6 empty] | 0.53391 | 17122.448
LCP_Inputs_ON_Electric_2023_04_03 | 2036 | Biomass | Generation | Electricity | PJ | Dispatch-Generation | EmissionsCost | 0 | [6 empty] | 0.53391 | 0
LCP_Inputs_ON_Electric_2023_04_03 | 2036 | Biomass | Generation | Electricity | PJ | Dispatch-Generation | FuelCost | 0 | [6 empty] | 0.53391 | 0
LCP_Inputs_ON_Electric_2023_04_03 | 2036 | Biomass | Generation | Electricity | PJ | Dispatch-Generation | VOM | 0 | [6 empty] | 0.53391 | 0
LCP_Inputs_ON_Electric_2023_04_03 | 2036 | Biomass | Generation | Electricity | QC | Dispatch-Generation | EmissionsCost | 0 | [6 empty] | 0.53391 | 0
LCP_Inputs_ON_Electric_2023_04_03 | 2036 | Biomass | Generation | Electricity | QC | Dispatch-Generation | FuelCost | 449170.9091 | [6 empty] | 0.53391 | 239816.0206
LCP_Inputs_ON_Electric_2023_04_03 | 2036 | Biomass | Generation | Electricity | QC | Dispatch-Generation | VOM | 5764.36 | [6 empty] | 0.53391 | 3077.6389
LCP_Inputs_ON_Electric_2023_04_03 | 2036 | Biomass | Generation | Electricity | WC | Dispatch-Generation | EmissionsCost | 0 | [6 empty] | 0.53391 | 0
LCP_Inputs_ON_Electric_2023_04_03 | 2036 | Biomass | Generation | Electricity | WC | Dispatch-Generation | FuelCost | 0 | [6 empty] | 0.53391 | 0
LCP_Inputs_ON_Electric_2023_04_03 | 2036 | Biomass | Generation | Electricity | WC | Dispatch-Generation | VOM | 0 | [6 empty] | 0.53391 | 0
LCP_Inputs_ON_Electric_2023_04_03 | 2036 | Biomass + CCS | Generation | Electricity | MI | Dispatch-Generation | EmissionsCost | 0 | [6 empty] | 0.53391 | 0
LCP_Inputs_ON_Electric_2023_04_03 | 2036 | Biomass + CCS | Generation | Electricity | MI | Dispatch-Generation | FuelCost | 0 | [6 empty] | 0.53391 | 0
LCP_Inputs_ON_Electric_2023_04_03 | 2036 | Biomass + CCS | Generation | Electricity | MI | Dispatch-Generation | VOM | 0 | [6 empty] | 0.53391 | 0
LCP_Inputs_ON_Electric_2023_04_03 | 2036 | Biomass + CCS | Generation | Electricity | NY | Dispatch-Generation | EmissionsCost | 0 | [6 empty] | 0.53391 | 0
LCP_Inputs_ON_Electric_2023_04_03 | 2036 | Biomass + CCS | Generation | Electricity | NY | Dispatch-Generation | FuelCost | 0 | [6 empty] | 0.53391 | 0
LCP_Inputs_ON_Electric_2023_04_03 | 2036 | Biomass + CCS | Generation | Electricity | NY | Dispatch-Generation | VOM | 0 | [6 empty] | 0.53391 | 0
LCP_Inputs_ON_Electric_2023_04_03 | 2036 | Biomass + CCS | Generation | Electricity | ON | Dispatch-Generation | EmissionsCost | 0 | [6 empty] | 0.53391 | 0
LCP_Inputs_ON_Electric_2023_04_03 | 2036 | Biomass + CCS | Generation | Electricity | ON | Dispatch-Generation | FuelCost | 0 | [6 empty] | 0.53391 | 0
LCP_Inputs_ON_Electric_2023_04_03 | 2036 | Biomass + CCS | Generation | Electricity | ON | Dispatch-Generation | VOM | 0 | [6 empty] | 0.53391 | 0
LCP_Inputs_ON_Electric_2023_04_03 | 2036 | Biomass + CCS | Generation | Electricity | PJ | Dispatch-Generation | EmissionsCost | 0 | [6 empty] | 0.53391 | 0
LCP_Inputs_ON_Electric_2023_04_03 | 2036 | Biomass + CCS | Generation | Electricity | PJ | Dispatch-Generation | FuelCost | 0 | [6 empty] | 0.53391 | 0
LCP_Inputs_ON_Electric_2023_04_03 | 2036 | Biomass + CCS | Generation | Electricity | PJ | Dispatch-Generation | VOM | 0 | [6 empty] | 0.53391 | 0
LCP_Inputs_ON_Electric_2023_04_03 | 2036 | Biomass + CCS | Generation | Electricity | QC | Dispatch-Generation | EmissionsCost | 0 | [6 empty] | 0.53391 | 0
LCP_Inputs_ON_Electric_2023_04_03 | 2036 | Biomass + CCS | Generation | Electricity | QC | Dispatch-Generation | FuelCost | 0 | [6 empty] | 0.53391 | 0
LCP_Inputs_ON_Electric_2023_04_03 | 2036 | Biomass + CCS | Generation | Electricity | QC | Dispatch-Generation | VOM | 0 | [6 empty] | 0.53391 | 0
LCP_Inputs_ON_Electric_2023_04_03 | 2036 | Biomass + CCS | Generation | Electricity | WC | Dispatch-Generation | EmissionsCost | 0 | [6 empty] | 0.53391 | 0
LCP_Inputs_ON_Electric_2023_04_03 | 2036 | Biomass + CCS | Generation | Electricity | WC | Dispatch-Generation | FuelCost | 0 | [6 empty] | 0.53391 | 0
LCP_Inputs_ON_Electric_2023_04_03 | 2036 | Biomass + CCS | Generation | Electricity | WC | Dispatch-Generation | VOM | 0 | [6 empty] | 0.53391 | 0
LCP_Inputs_ON_Electric_2023_04_03 | 2036 | CH4 + CCS | Generation | Methane | MI | Dispatch-Generation | EmissionsCost | 0 | [6 empty] | 0.53391 | 0
LCP_Inputs_ON_Electric_2023_04_03 | 2036 | CH4 + CCS | Generation | Methane | MI | Dispatch-Generation | FuelCost | 0 | [6 empty] | 0.53391 | 0
LCP_Inputs_ON_Electric_2023_04_03 | 2036 | CH4 + CCS | Generation | Methane | MI | Dispatch-Generation | VOM | 0 | [6 empty] | 0.53391 | 0
LCP_Inputs_ON_Electric_2023_04_03 | 2036 | CH4 + CCS | Generation | Methane | NY | Dispatch-Generation | EmissionsCost | 0 | [6 empty] | 0.53391 | 0
LCP_Inputs_ON_Electric_2023_04_03 | 2036 | CH4 + CCS | Generation | Methane | NY | Dispatch-Generation | FuelCost | 0 | [6 empty] | 0.53391 | 0
LCP_Inputs_ON_Electric_2023_04_03 | 2036 | CH4 + CCS | Generation | Methane | NY | Dispatch-Generation | VOM | 0 | [6 empty] | 0.53391 | 0
LCP_Inputs_ON_Electric_2023_04_03 | 2036 | CH4 + CCS | Generation | Methane | ON | Dispatch-Generation | EmissionsCost | 0 | [6 empty] | 0.53391 | 0
LCP_Inputs_ON_Electric_2023_04_03 | 2036 | CH4 + CCS | Generation | Methane | ON | Dispatch-Generation | FuelCost | 0 | [6 empty] | 0.53391 | 0
LCP_Inputs_ON_Electric_2023_04_03 | 2036 | CH4 + CCS | Generation | Methane | ON | Dispatch-Generation | VOM | 0 | [6 empty] | 0.53391 | 0
LCP_Inputs_ON_Electric_2023_04_03 | 2036 | CH4 + CCS | Generation | Methane | PJ | Dispatch-Generation | EmissionsCost | 0 | [6 empty] | 0.53391 | 0
LCP_Inputs_ON_Electric_2023_04_03 | 2036 | CH4 + CCS | Generation | Methane | PJ | Dispatch-Generation | FuelCost | 0 | [6 empty] | 0.53391 | 0
LCP_Inputs_ON_Electric_2023_04_03 | 2036 | CH4 + CCS | Generation | Methane | PJ | Dispatch-Generation | VOM | 0 | [6 empty] | 0.53391 | 0
LCP_Inputs_ON_Electric_2023_04_03 | 2036 | CH4 + CCS | Generation | Methane | QC | Dispatch-Generation | EmissionsCost | 0 | [6 empty] | 0.53391 | 0
LCP_Inputs_ON_Electric_2023_04_03 | 2036 | CH4 + CCS | Generation | Methane | QC | Dispatch-Generation | FuelCost | 0 | [6 empty] | 0.53391 | 0
LCP_Inputs_ON_Electric_2023_04_03 | 2036 | CH4 + CCS | Generation | Methane | QC | Dispatch-Generation | VOM | 0 | [6 empty] | 0.53391 | 0
LCP_Inputs_ON_Electric_2023_04_03 | 2036 | CH4 + CCS | Generation | Methane | WC | Dispatch-Generation | EmissionsCost | 0 | [6 empty] | 0.53391 | 0
LCP_Inputs_ON_Electric_2023_04_03 | 2036 | CH4 + CCS | Generation | Methane | WC | Dispatch-Generation | FuelCost | 0 | [6 empty] | 0.53391 | 0
LCP_Inputs_ON_Electric_2023_04_03 | 2036 | CH4 + CCS | Generation | Methane | WC | Dispatch-Generation | VOM | 0 | [6 empty] | 0.53391 | 0
LCP_Inputs_ON_Electric_2023_04_03 | 2036 | CH4 Import - NY 2020 | Import | Methane | MI | Dispatch-Import | EmissionsCost | 0 | [6 empty] | 0.53391 | 0
LCP_Inputs_ON_Electric_2023_04_03 | 2036 | CH4 Import - NY 2020 | Import | Methane | MI | Dispatch-Import | FuelCost | 0 | [6 empty] | 0.53391 | 0
LCP_Inputs_ON_Electric_2023_04_03 | 2036 | CH4 Import - NY 2020 | Import | Methane | MI | Dispatch-Import | VOM | 0 | [6 empty] | 0.53391 | 0
LCP_Inputs_ON_Electric_2023_04_03 | 2036 | CH4 Import - NY 2020 | Import | Methane | NY | Dispatch-Import | EmissionsCost | 0 | [6 empty] | 0.53391 | 0
LCP_Inputs_ON_Electric_2023_04_03 | 2036 | CH4 Import - NY 2020 | Import | Methane | NY | Dispatch-Import | FuelCost | 0 | [6 empty] | 0.53391 | 0
LCP_Inputs_ON_Electric_2023_04_03 | 2036 | CH4 Import - NY 2020 | Import | Methane | NY | Dispatch-Import | VOM | 0 | [6 empty] | 0.53391 | 0
LCP_Inputs_ON_Electric_2023_04_03 | 2036 | CH4 Import - NY 2020 | Import | Methane | ON | Dispatch-Import | EmissionsCost | 0 | [6 empty] | 0.53391 | 0
LCP_Inputs_ON_Electric_2023_04_03 | 2036 | CH4 Import - NY 2020 | Import | Methane | ON | Dispatch-Import | FuelCost | 0 | [6 empty] | 0.53391 | 0
LCP_Inputs_ON_Electric_2023_04_03 | 2036 | CH4 Import - NY 2020 | Import | Methane | ON | Dispatch-Import | VOM | 0 | [6 empty] | 0.53391 | 0
LCP_Inputs_ON_Electric_2023_04_03 | 2036 | CH4 Import - NY 2020 | Import | Methane | PJ | Dispatch-Import | EmissionsCost | 0 | [6 empty] | 0.53391 | 0
LCP_Inputs_ON_Electric_2023_04_03 | 2036 | CH4 Import - NY 2020 | Import | Methane | PJ | Dispatch-Import | FuelCost | 0 | [6 empty] | 0.53391 | 0
LCP_Inputs_ON_Electric_2023_04_03 | 2036 | CH4 Import - NY 2020 | Import | Methane | PJ | Dispatch-Import | VOM | 0 | [6 empty] | 0.53391 | 0
LCP_Inputs_ON_Electric_2023_04_03 | 2036 | CH4 Import - NY 2020 | Import | Methane | QC | Dispatch-Import | EmissionsCost | 0 | [6 empty] | 0.53391 | 0
LCP_Inputs_ON_Electric_2023_04_03 | 2036 | CH4 Import - NY 2020 | Import | Methane | QC | Dispatch-Import | FuelCost | 0 | [6 empty] | 0.53391 | 0
LCP_Inputs_ON_Electric_2023_04_03 | 2036 | CH4 Import - NY 2020 | Import | Methane | QC | Dispatch-Import | VOM | 0 | [6 empty] | 0.53391 | 0
LCP_Inputs_ON_Electric_2023_04_03 | 2036 | CH4 Import - NY 2020 | Import | Methane | WC | Dispatch-Import | EmissionsCost | 0 | [6 empty] | 0.53391 | 0
LCP_Inputs_ON_Electric_2023_04_03 | 2036 | CH4 Import - NY 2020 | Import | Methane | WC | Dispatch-Import | FuelCost | 0 | [6 empty] | 0.53391 | 0
LCP_Inputs_ON_Electric_2023_04_03 | 2036 | CH4 Import - NY 2020 | Import | Methane | WC | Dispatch-Import | VOM | 0 | [6 empty] | 0.53391 | 0
LCP_Inputs_ON_Electric_2023_04_03 | 2036 | CH4 Import - NY 2030 | Import | Methane | MI | Dispatch-Import | EmissionsCost | 0 | [6 empty] | 0.53391 | 0
LCP_Inputs_ON_Electric_2023_04_03 | 2036 | CH4 Import - NY 2030 | Import | Methane | MI | Dispatch-Import | FuelCost | 0 | [6 empty] | 0.53391 | 0
LCP_Inputs_ON_Electric_2023_04_03 | 2036 | CH4 Import - NY 2030 | Import | Methane | MI | Dispatch-Import | VOM | 0 | [6 empty] | 0.53391 | 0
LCP_Inputs_ON_Electric_2023_04_03 | 2036 | CH4 Import - NY 2030 | Import | Methane | NY | Dispatch-Import | EmissionsCost | 2371206202.7872 | [6 empty] | 0.53391 | 1266006377.9051
LCP_Inputs_ON_Electric_2023_04_03 | 2036 | CH4 Import - NY 2030 | Import | Methane | NY | Dispatch-Import | FuelCost | 644356120.8267 | [6 empty] | 0.53391 | 344027000.9626
LCP_Inputs_ON_Electric_2023_04_03 | 2036 | CH4 Import - NY 2030 | Import | Methane | NY | Dispatch-Import | VOM | 0 | [6 empty] | 0.53391 | 0
LCP_Inputs_ON_Electric_2023_04_03 | 2036 | CH4 Import - NY 2030 | Import | Methane | ON | Dispatch-Import | EmissionsCost | 0 | [6 empty] | 0.53391 | 0
LCP_Inputs_ON_Electric_2023_04_03 | 2036 | CH4 Import - NY 2030 | Import | Methane | ON | Dispatch-Import | FuelCost | 0 | [6 empty] | 0.53391 | 0
LCP_Inputs_ON_Electric_2023_04_03 | 2036 | CH4 Import - NY 2030 | Import | Methane | ON | Dispatch-Import | VOM | 0 | [6 empty] | 0.53391 | 0
LCP_Inputs_ON_Electric_2023_04_03 | 2036 | CH4 Import - NY 2030 | Import | Methane | PJ | Dispatch-Import | EmissionsCost | 0 | [6 empty] | 0.53391 | 0
LCP_Inputs_ON_Electric_2023_04_03 | 2036 | CH4 Import - NY 2030 | Import | Methane | PJ | Dispatch-Import | FuelCost | 0 | [6 empty] | 0.53391 | 0
LCP_Inputs_ON_Electric_2023_04_03 | 2036 | CH4 Import - NY 2030 | Import | Methane | PJ | Dispatch-Import | VOM | 0 | [6 empty] | 0.53391 | 0
LCP_Inputs_ON_Electric_2023_04_03 | 2036 | CH4 Import - NY 2030 | Import | Methane | QC | Dispatch-Import | EmissionsCost | 0 | [6 empty] | 0.53391 | 0
LCP_Inputs_ON_Electric_2023_04_03 | 2036 | CH4 Import - NY 2030 | Import | Methane | QC | Dispatch-Import | FuelCost | 0 | [6 empty] | 0.53391 | 0
LCP_Inputs_ON_Electric_2023_04_03 | 2036 | CH4 Import - NY 2030 | Import | Methane | QC | Dispatch-Import | VOM | 0 | [6 empty] | 0.53391 | 0
LCP_Inputs_ON_Electric_2023_04_03 | 2036 | CH4 Import - NY 2030 | Import | Methane | WC | Dispatch-Import | EmissionsCost | 0 | [6 empty] | 0.53391 | 0
LCP_Inputs_ON_Electric_2023_04_03 | 2036 | CH4 Import - NY 2030 | Import | Methane | WC | Dispatch-Import | FuelCost | 0 | [6 empty] | 0.53391 | 0
LCP_Inputs_ON_Electric_2023_04_03 | 2036 | CH4 Import - NY 2030 | Import | Methane | WC | Dispatch-Import | VOM | 0 | [6 empty] | 0.53391 | 0
LCP_Inputs_ON_Electric_2023_04_03 | 2036 | CH4 Import - NY 2040 | Import | Methane | MI | Dispatch-Import | EmissionsCost | 0 | [6 empty] | 0.53391 | 0
LCP_Inputs_ON_Electric_2023_04_03 | 2036 | CH4 Import - NY 2040 | Import | Methane | MI | Dispatch-Import | FuelCost | 0 | [6 empty] | 0.53391 | 0
LCP_Inputs_ON_Electric_2023_04_03 | 2036 | CH4 Import - NY 2040 | Import | Methane | MI | Dispatch-Import | VOM | 0 | [6 empty] | 0.53391 | 0
LCP_Inputs_ON_Electric_2023_04_03 | 2036 | CH4 Import - NY 2040 | Import | Methane | NY | Dispatch-Import | EmissionsCost | 0 | [6 empty] | 0.53391 | 0
LCP_Inputs_ON_Electric_2023_04_03 | 2036 | CH4 Import - NY 2040 | Import | Methane | NY | Dispatch-Import | FuelCost | 0 | [6 empty] | 0.53391 | 0
LCP_Inputs_ON_Electric_2023_04_03 | 2036 | CH4 Import - NY 2040 | Import | Methane | NY | Dispatch-Import | VOM | 0 | [6 empty] | 0.53391 | 0
LCP_Inputs_ON_Electric_2023_04_03 | 2036 | CH4 Import - NY 2040 | Import | Methane | ON | Dispatch-Import | EmissionsCost | 0 | [6 empty] | 0.53391 | 0
LCP_Inputs_ON_Electric_2023_04_03 | 2036 | CH4 Import - NY 2040 | Import | Methane | ON | Dispatch-Import | FuelCost | 0 | [6 empty] | 0.53391 | 0
LCP_Inputs_ON_Electric_2023_04_03 | 2036 | CH4 Import - NY 2040 | Import | Methane | ON | Dispatch-Import | VOM | 0 | [6 empty] | 0.53391 | 0
LCP_Inputs_ON_Electric_2023_04_03 | 2036 | CH4 Import - NY 2040 | Import | Methane | PJ | Dispatch-Import | EmissionsCost | 0 | [6 empty] | 0.53391 | 0
LCP_Inputs_ON_Electric_2023_04_03 | 2036 | CH4 Import - NY 2040 | Import | Methane | PJ | Dispatch-Import | FuelCost | 0 | [6 empty] | 0.53391 | 0
LCP_Inputs_ON_Electric_2023_04_03 | 2036 | CH4 Import - NY 2040 | Import | Methane | PJ | Dispatch-Import | VOM | 0 | [6 empty] | 0.53391 | 0
LCP_Inputs_ON_Electric_2023_04_03 | 2036 | CH4 Import - NY 2040 | Import | Methane | QC | Dispatch-Import | EmissionsCost | 0 | [6 empty] | 0.53391 | 0
LCP_Inputs_ON_Electric_2023_04_03 | 2036 | CH4 Import - NY 2040 | Import | Methane | QC | Dispatch-Import | FuelCost | 0 | [6 empty] | 0.53391 | 0
LCP_Inputs_ON_Electric_2023_04_03 | 2036 | CH4 Import - NY 2040 | Import | Methane | QC | Dispatch-Import | VOM | 0 | [6 empty] | 0.53391 | 0
LCP_Inputs_ON_Electric_2023_04_03 | 2036 | CH4 Import - NY 2040 | Import | Methane | WC | Dispatch-Import | EmissionsCost | 0 | [6 empty] | 0.53391 | 0
LCP_Inputs_ON_Electric_2023_04_03 | 2036 | CH4 Import - NY 2040 | Import | Methane | WC | Dispatch-Import | FuelCost | 0 | [6 empty] | 0.53391 | 0
LCP_Inputs_ON_Electric_2023_04_03 | 2036 | CH4 Import - NY 2040 | Import | Methane | WC | Dispatch-Import | VOM | 0 | [6 empty] | 0.53391 | 0
LCP_Inputs_ON_Electric_2023_04_03 | 2036 | CH4 Import - NY 2050 | Import | Methane | MI | Dispatch-Import | EmissionsCost | 0 | [6 empty] | 0.53391 | 0
LCP_Inputs_ON_Electric_2023_04_03 | 2036 | CH4 Import - NY 2050 | Import | Methane | MI | Dispatch-Import | FuelCost | 0 | [6 empty] | 0.53391 | 0
LCP_Inputs_ON_Electric_2023_04_03 | 2036 | CH4 Import - NY 2050 | Import | Methane | MI | Dispatch-Import | VOM | 0 | [6 empty] | 0.53391 | 0
LCP_Inputs_ON_Electric_2023_04_03 | 2036 | CH4 Import - NY 2050 | Import | Methane | NY | Dispatch-Import | EmissionsCost | 0 | [6 empty] | 0.53391 | 0
LCP_Inputs_ON_Electric_2023_04_03 | 2036 | CH4 Import - NY 2050 | Import | Methane | NY | Dispatch-Import | FuelCost | 0 | [6 empty] | 0.53391 | 0
LCP_Inputs_ON_Electric_2023_04_03 | 2036 | CH4 Import - NY 2050 | Import | Methane | NY | Dispatch-Import | VOM | 0 | [6 empty] | 0.53391 | 0
LCP_Inputs_ON_Electric_2023_04_03 | 2036 | CH4 Import - NY 2050 | Import | Methane | ON | Dispatch-Import | EmissionsCost | 0 | [6 empty] | 0.53391 | 0
LCP_Inputs_ON_Electric_2023_04_03 | 2036 | CH4 Import - NY 2050 | Import | Methane | ON | Dispatch-Import | FuelCost | 0 | [6 empty] | 0.53391 | 0
LCP_Inputs_ON_Electric_2023_04_03 | 2036 | CH4 Import - NY 2050 | Import | Methane | ON | Dispatch-Import | VOM | 0 | [6 empty] | 0.53391 | 0
LCP_Inputs_ON_Electric_2023_04_03 | 2036 | CH4 Import - NY 2050 | Import | Methane | PJ | Dispatch-Import | EmissionsCost | 0 | [6 empty] | 0.53391 | 0
LCP_Inputs_ON_Electric_2023_04_03 | 2036 | CH4 Import - NY 2050 | Import | Methane | PJ | Dispatch-Import | FuelCost | 0 | [6 empty] | 0.53391 | 0
LCP_Inputs_ON_Electric_2023_04_03 | 2036 | CH4 Import - NY 2050 | Import | Methane | PJ | Dispatch-Import | VOM | 0 | [6 empty] | 0.53391 | 0
LCP_Inputs_ON_Electric_2023_04_03 | 2036 | CH4 Import - NY 2050 | Import | Methane | QC | Dispatch-Import | EmissionsCost | 0 | [6 empty] | 0.53391 | 0
LCP_Inputs_ON_Electric_2023_04_03 | 2036 | CH4 Import - NY 2050 | Import | Methane | QC | Dispatch-Import | FuelCost | 0 | [6 empty] | 0.53391 | 0
LCP_Inputs_ON_Electric_2023_04_03 | 2036 | CH4 Import - NY 2050 | Import | Methane | QC | Dispatch-Import | VOM | 0 | [6 empty] | 0.53391 | 0
LCP_Inputs_ON_Electric_2023_04_03 | 2036 | CH4 Import - NY 2050 | Import | Methane | WC | Dispatch-Import | EmissionsCost | 0 | [6 empty] | 0.53391 | 0
LCP_Inputs_ON_Electric_2023_04_03 | 2036 | CH4 Import - NY 2050 | Import | Methane | WC | Dispatch-Import | FuelCost | 0 | [6 empty] | 0.53391 | 0
LCP_Inputs_ON_Electric_2023_04_03 | 2036 | CH4 Import - NY 2050 | Import | Methane | WC | Dispatch-Import | VOM | 0 | [6 empty] | 0.53391 | 0
LCP_Inputs_ON_Electric_2023_04_03 | 2036 | CH4 Import - WC 2020 | Import | Methane | MI | Dispatch-Import | EmissionsCost | 0 | [6 empty] | 0.53391 | 0
LCP_Inputs_ON_Electric_2023_04_03 | 2036 | CH4 Import - WC 2020 | Import | Methane | MI | Dispatch-Import | FuelCost | 0 | [6 empty] | 0.53391 | 0
LCP_Inputs_ON_Electric_2023_04_03 | 2036 | CH4 Import - WC 2020 | Import | Methane | MI | Dispatch-Import | VOM | 0 | [6 empty] | 0.53391 | 0
LCP_Inputs_ON_Electric_2023_04_03 | 2036 | CH4 Import - WC 2020 | Import | Methane | NY | Dispatch-Import | EmissionsCost | 0 | [6 empty] | 0.53391 | 0
LCP_Inputs_ON_Electric_2023_04_03 | 2036 | CH4 Import - WC 2020 | Import | Methane | NY | Dispatch-Import | FuelCost | 0 | [6 empty] | 0.53391 | 0
LCP_Inputs_ON_Electric_2023_04_03 | 2036 | CH4 Import - WC 2020 | Import | Methane | NY | Dispatch-Import | VOM | 0 | [6 empty] | 0.53391 | 0
LCP_Inputs_ON_Electric_2023_04_03 | 2036 | CH4 Import - WC 2020 | Import | Methane | ON | Dispatch-Import | EmissionsCost | 0 | [6 empty] | 0.53391 | 0
LCP_Inputs_ON_Electric_2023_04_03 | 2036 | CH4 Import - WC 2020 | Import | Methane | ON | Dispatch-Import | FuelCost | 0 | [6 empty] | 0.53391 | 0
LCP_Inputs_ON_Electric_2023_04_03 | 2036 | CH4 Import - WC 2020 | Import | Methane | ON | Dispatch-Import | VOM | 0 | [6 empty] | 0.53391 | 0
LCP_Inputs_ON_Electric_2023_04_03 | 2036 | CH4 Import - WC 2020 | Import | Methane | PJ | Dispatch-Import | EmissionsCost | 0 | [6 empty] | 0.53391 | 0
LCP_Inputs_ON_Electric_2023_04_03 | 2036 | CH4 Import - WC 2020 | Import | Methane | PJ | Dispatch-Import | FuelCost | 0 | [6 empty] | 0.53391 | 0
LCP_Inputs_ON_Electric_2023_04_03 | 2036 | CH4 Import - WC 2020 | Import | Methane | PJ | Dispatch-Import | VOM | 0 | [6 empty] | 0.53391 | 0
LCP_Inputs_ON_Electric_2023_04_03 | 2036 | CH4 Import - WC 2020 | Import | Methane | QC | Dispatch-Import | EmissionsCost | 0 | [6 empty] | 0.53391 | 0
LCP_Inputs_ON_Electric_2023_04_03 | 2036 | CH4 Import - WC 2020 | Import | Methane | QC | Dispatch-Import | FuelCost | 0 | [6 empty] | 0.53391 | 0
LCP_Inputs_ON_Electric_2023_04_03 | 2036 | CH4 Import - WC 2020 | Import | Methane | QC | Dispatch-Import | VOM | 0 | [6 empty] | 0.53391 | 0
LCP_Inputs_ON_Electric_2023_04_03 | 2036 | CH4 Import - WC 2020 | Import | Methane | WC | Dispatch-Import | EmissionsCost | 0 | [6 empty] | 0.53391 | 0
LCP_Inputs_ON_Electric_2023_04_03 | 2036 | CH4 Import - WC 2020 | Import | Methane | WC | Dispatch-Import | FuelCost | 0 | [6 empty] | 0.53391 | 0
LCP_Inputs_ON_Electric_2023_04_03 | 2036 | CH4 Import - WC 2020 | Import | Methane | WC | Dispatch-Import | VOM | 0 | [6 empty] | 0.53391 | 0
LCP_Inputs_ON_Electric_2023_04_03 | 2036 | CH4 Import - WC 2030 | Import | Methane | MI | Dispatch-Import | EmissionsCost | 0 | [6 empty] | 0.53391 | 0
LCP_Inputs_ON_Electric_2023_04_03 | 2036 | CH4 Import - WC 2030 | Import | Methane | MI | Dispatch-Import | FuelCost | 0 | [6 empty] | 0.53391 | 0
LCP_Inputs_ON_Electric_2023_04_03 | 2036 | CH4 Import - WC 2030 | Import | Methane | MI | Dispatch-Import | VOM | 0 | [6 empty] | 0.53391 | 0
LCP_Inputs_ON_Electric_2023_04_03 | 2036 | CH4 Import - WC 2030 | Import | Methane | NY | Dispatch-Import | EmissionsCost | 0 | [6 empty] | 0.53391 | 0
LCP_Inputs_ON_Electric_2023_04_03 | 2036 | CH4 Import - WC 2030 | Import | Methane | NY | Dispatch-Import | FuelCost | 0 | [6 empty] | 0.53391 | 0
LCP_Inputs_ON_Electric_2023_04_03 | 2036 | CH4 Import - WC 2030 | Import | Methane | NY | Dispatch-Import | VOM | 0 | [6 empty] | 0.53391 | 0
LCP_Inputs_ON_Electric_2023_04_03 | 2036 | CH4 Import - WC 2030 | Import | Methane | ON | Dispatch-Import | EmissionsCost | 0 | [6 empty] | 0.53391 | 0
LCP_Inputs_ON_Electric_2023_04_03 | 2036 | CH4 Import - WC 2030 | Import | Methane | ON | Dispatch-Import | FuelCost | 0 | [6 empty] | 0.53391 | 0
LCP_Inputs_ON_Electric_2023_04_03 | 2036 | CH4 Import - WC 2030 | Import | Methane | ON | Dispatch-Import | VOM | 0 | [6 empty] | 0.53391 | 0
LCP_Inputs_ON_Electric_2023_04_03 | 2036 | CH4 Import - WC 2030 | Import | Methane | PJ | Dispatch-Import | EmissionsCost | 0 | [6 empty] | 0.53391 | 0
LCP_Inputs_ON_Electric_2023_04_03 | 2036 | CH4 Import - WC 2030 | Import | Methane | PJ | Dispatch-Import | FuelCost | 0 | [6 empty] | 0.53391 | 0
LCP_Inputs_ON_Electric_2023_04_03 | 2036 | CH4 Import - WC 2030 | Import | Methane | PJ | Dispatch-Import | VOM | 0 | [6 empty] | 0.53391 | 0
LCP_Inputs_ON_Electric_2023_04_03 | 2036 | CH4 Import - WC 2030 | Import | Methane | QC | Dispatch-Import | EmissionsCost | 0 | [6 empty] | 0.53391 | 0
LCP_Inputs_ON_Electric_2023_04_03 | 2036 | CH4 Import - WC 2030 | Import | Methane | QC | Dispatch-Import | FuelCost | 0 | [6 empty] | 0.53391 | 0
LCP_Inputs_ON_Electric_2023_04_03 | 2036 | CH4 Import - WC 2030 | Import | Methane | QC | Dispatch-Import | VOM | 0 | [6 empty] | 0.53391 | 0
LCP_Inputs_ON_Electric_2023_04_03 | 2036 | CH4 Import - WC 2030 | Import | Methane | WC | Dispatch-Import | EmissionsCost | 9010810122.2355 | [6 empty] | 0.53391 | 4810945193.8142
LCP_Inputs_ON_Electric_2023_04_03 | 2036 | CH4 Import - WC 2030 | Import | Methane | WC | Dispatch-Import | FuelCost | 2448614822.7197 | [6 empty] | 0.53391 | 1307335472.9556
LCP_Inputs_ON_Electric_2023_04_03 | 2036 | CH4 Import - WC 2030 | Import | Methane | WC | Dispatch-Import | VOM | 0 | [6 empty] | 0.53391 | 0
LCP_Inputs_ON_Electric_2023_04_03 | 2036 | CH4 Import - WC 2040 | Import | Methane | MI | Dispatch-Import | EmissionsCost | 0 | [6 empty] | 0.53391 | 0
LCP_Inputs_ON_Electric_2023_04_03 | 2036 | CH4 Import - WC 2040 | Import | Methane | MI | Dispatch-Import | FuelCost | 0 | [6 empty] | 0.53391 | 0
LCP_Inputs_ON_Electric_2023_04_03 | 2036 | CH4 Import - WC 2040 | Import | Methane | MI | Dispatch-Import | VOM | 0 | [6 empty] | 0.53391 | 0
LCP_Inputs_ON_Electric_2023_04_03 | 2036 | CH4 Import - WC 2040 | Import | Methane | NY | Dispatch-Import | EmissionsCost | 0 | [6 empty] | 0.53391 | 0
LCP_Inputs_ON_Electric_2023_04_03 | 2036 | CH4 Import - WC 2040 | Import | Methane | NY | Dispatch-Import | FuelCost | 0 | [6 empty] | 0.53391 | 0
LCP_Inputs_ON_Electric_2023_04_03 | 2036 | CH4 Import - WC 2040 | Import | Methane | NY | Dispatch-Import | VOM | 0 | [6 empty] | 0.53391 | 0
LCP_Inputs_ON_Electric_2023_04_03 | 2036 | CH4 Import - WC 2040 | Import | Methane | ON | Dispatch-Import | EmissionsCost | 0 | [6 empty] | 0.53391 | 0
LCP_Inputs_ON_Electric_2023_04_03 | 2036 | CH4 Import - WC 2040 | Import | Methane | ON | Dispatch-Import | FuelCost | 0 | [6 empty] | 0.53391 | 0
LCP_Inputs_ON_Electric_2023_04_03 | 2036 | CH4 Import - WC 2040 | Import | Methane | ON | Dispatch-Import | VOM | 0 | [6 empty] | 0.53391 | 0
LCP_Inputs_ON_Electric_2023_04_03 | 2036 | CH4 Import - WC 2040 | Import | Methane | PJ | Dispatch-Import | EmissionsCost | 0 | [6 empty] | 0.53391 | 0
LCP_Inputs_ON_Electric_2023_04_03 | 2036 | CH4 Import - WC 2040 | Import | Methane | PJ | Dispatch-Import | FuelCost | 0 | [6 empty] | 0.53391 | 0
LCP_Inputs_ON_Electric_2023_04_03 | 2036 | CH4 Import - WC 2040 | Import | Methane | PJ | Dispatch-Import | VOM | 0 | [6 empty] | 0.53391 | 0
LCP_Inputs_ON_Electric_2023_04_03 | 2036 | CH4 Import - WC 2040 | Import | Methane | QC | Dispatch-Import | EmissionsCost | 0 | [6 empty] | 0.53391 | 0
LCP_Inputs_ON_Electric_2023_04_03 | 2036 | CH4 Import - WC 2040 | Import | Methane | QC | Dispatch-Import | FuelCost | 0 | [6 empty] | 0.53391 | 0
LCP_Inputs_ON_Electric_2023_04_03 | 2036 | CH4 Import - WC 2040 | Import | Methane | QC | Dispatch-Import | VOM | 0 | [6 empty] | 0.53391 | 0
LCP_Inputs_ON_Electric_2023_04_03 | 2036 | CH4 Import - WC 2040 | Import | Methane | WC | Dispatch-Import | EmissionsCost | 0 | [6 empty] | 0.53391 | 0
LCP_Inputs_ON_Electric_2023_04_03 | 2036 | CH4 Import - WC 2040 | Import | Methane | WC | Dispatch-Import | FuelCost | 0 | [6 empty] | 0.53391 | 0
LCP_Inputs_ON_Electric_2023_04_03 | 2036 | CH4 Import - WC 2040 | Import | Methane | WC | Dispatch-Import | VOM | 0 | [6 empty] | 0.53391 | 0
LCP_Inputs_ON_Electric_2023_04_03 | 2036 | CH4 Import - WC 2050 | Import | Methane | MI | Dispatch-Import | EmissionsCost | 0 | [6 empty] | 0.53391 | 0
LCP_Inputs_ON_Electric_2023_04_03 | 2036 | CH4 Import - WC 2050 | Import | Methane | MI | Dispatch-Import | FuelCost | 0 | [6 empty] | 0.53391 | 0
LCP_Inputs_ON_Electric_2023_04_03 | 2036 | CH4 Import - WC 2050 | Import | Methane | MI | Dispatch-Import | VOM | 0 | [6 empty] | 0.53391 | 0
LCP_Inputs_ON_Electric_2023_04_03 | 2036 | CH4 Import - WC 2050 | Import | Methane | NY | Dispatch-Import | EmissionsCost | 0 | [6 empty] | 0.53391 | 0
LCP_Inputs_ON_Electric_2023_04_03 | 2036 | CH4 Import - WC 2050 | Import | Methane | NY | Dispatch-Import | FuelCost | 0 | [6 empty] | 0.53391 | 0
LCP_Inputs_ON_Electric_2023_04_03 | 2036 | CH4 Import - WC 2050 | Import | Methane | NY | Dispatch-Import | VOM | 0 | [6 empty] | 0.53391 | 0
LCP_Inputs_ON_Electric_2023_04_03 | 2036 | CH4 Import - WC 2050 | Import | Methane | ON | Dispatch-Import | EmissionsCost | 0 | [6 empty] | 0.53391 | 0
LCP_Inputs_ON_Electric_2023_04_03 | 2036 | CH4 Import - WC 2050 | Import | Methane | ON | Dispatch-Import | FuelCost | 0 | [6 empty] | 0.53391 | 0
LCP_Inputs_ON_Electric_2023_04_03 | 2036 | CH4 Import - WC 2050 | Import | Methane | ON | Dispatch-Import | VOM | 0 | [6 empty] | 0.53391 | 0
LCP_Inputs_ON_Electric_2023_04_03 | 2036 | CH4 Import - WC 2050 | Import | Methane | PJ | Dispatch-Import | EmissionsCost | 0 | [6 empty] | 0.53391 | 0
LCP_Inputs_ON_Electric_2023_04_03 | 2036 | CH4 Import - WC 2050 | Import | Methane | PJ | Dispatch-Import | FuelCost | 0 | [6 empty] | 0.53391 | 0
LCP_Inputs_ON_Electric_2023_04_03 | 2036 | CH4 Import - WC 2050 | Import | Methane | PJ | Dispatch-Import | VOM | 0 | [6 empty] | 0.53391 | 0
LCP_Inputs_ON_Electric_2023_04_03 | 2036 | CH4 Import - WC 2050 | Import | Methane | QC | Dispatch-Import | EmissionsCost | 0 | [6 empty] | 0.53391 | 0
LCP_Inputs_ON_Electric_2023_04_03 | 2036 | CH4 Import - WC 2050 | Import | Methane | QC | Dispatch-Import | FuelCost | 0 | [6 empty] | 0.53391 | 0
LCP_Inputs_ON_Electric_2023_04_03 | 2036 | CH4 Import - WC 2050 | Import | Methane | QC | Dispatch-Import | VOM | 0 | [6 empty] | 0.53391 | 0
LCP_Inputs_ON_Electric_2023_04_03 | 2036 | CH4 Import - WC 2050 | Import | Methane | WC | Dispatch-Import | EmissionsCost | 0 | [6 empty] | 0.53391 | 0
LCP_Inputs_ON_Electric_2023_04_03 | 2036 | CH4 Import - WC 2050 | Import | Methane | WC | Dispatch-Import | FuelCost | 0 | [6 empty] | 0.53391 | 0
LCP_Inputs_ON_Electric_2023_04_03 | 2036 | CH4 Import - WC 2050 | Import | Methane | WC | Dispatch-Import | VOM | 0 | [6 empty] | 0.53391 | 0
LCP_Inputs_ON_Electric_2023_04_03 | 2036 | CH4 Salt Cavern Storage - ON | Storage | Methane | MI | Dispatch-Storage | EmissionsCost | 0 | [6 empty] | 0.53391 | 0
LCP_Inputs_ON_Electric_2023_04_03 | 2036 | CH4 Salt Cavern Storage - ON | Storage | Methane | MI | Dispatch-Storage | FuelCost | 0 | [6 empty] | 0.53391 | 0
LCP_Inputs_ON_Electric_2023_04_03 | 2036 | CH4 Salt Cavern Storage - ON | Storage | Methane | MI | Dispatch-Storage | VOM | 0 | [6 empty] | 0.53391 | 0
LCP_Inputs_ON_Electric_2023_04_03 | 2036 | CH4 Salt Cavern Storage - ON | Storage | Methane | NY | Dispatch-Storage | EmissionsCost | 0 | [6 empty] | 0.53391 | 0
LCP_Inputs_ON_Electric_2023_04_03 | 2036 | CH4 Salt Cavern Storage - ON | Storage | Methane | NY | Dispatch-Storage | FuelCost | 0 | [6 empty] | 0.53391 | 0
LCP_Inputs_ON_Electric_2023_04_03 | 2036 | CH4 Salt Cavern Storage - ON | Storage | Methane | NY | Dispatch-Storage | VOM | 0 | [6 empty] | 0.53391 | 0
LCP_Inputs_ON_Electric_2023_04_03 | 2036 | CH4 Salt Cavern Storage - ON | Storage | Methane | ON | Dispatch-Storage | EmissionsCost | 0 | [6 empty] | 0.53391 | 0
LCP_Inputs_ON_Electric_2023_04_03 | 2036 | CH4 Salt Cavern Storage - ON | Storage | Methane | ON | Dispatch-Storage | FuelCost | 0 | [6 empty] | 0.53391 | 0
LCP_Inputs_ON_Electric_2023_04_03 | 2036 | CH4 Salt Cavern Storage - ON | Storage | Methane | ON | Dispatch-Storage | VOM | 1318707.6423 | [6 empty] | 0.53391 | 704068.7916
LCP_Inputs_ON_Electric_2023_04_03 | 2036 | CH4 Salt Cavern Storage - ON | Storage | Methane | PJ | Dispatch-Storage | EmissionsCost | 0 | [6 empty] | 0.53391 | 0
LCP_Inputs_ON_Electric_2023_04_03 | 2036 | CH4 Salt Cavern Storage - ON | Storage | Methane | PJ | Dispatch-Storage | FuelCost | 0 | [6 empty] | 0.53391 | 0
LCP_Inputs_ON_Electric_2023_04_03 | 2036 | CH4 Salt Cavern Storage - ON | Storage | Methane | PJ | Dispatch-Storage | VOM | 0 | [6 empty] | 0.53391 | 0
LCP_Inputs_ON_Electric_2023_04_03 | 2036 | CH4 Salt Cavern Storage - ON | Storage | Methane | QC | Dispatch-Storage | EmissionsCost | 0 | [6 empty] | 0.53391 | 0
LCP_Inputs_ON_Electric_2023_04_03 | 2036 | CH4 Salt Cavern Storage - ON | Storage | Methane | QC | Dispatch-Storage | FuelCost | 0 | [6 empty] | 0.53391 | 0
LCP_Inputs_ON_Electric_2023_04_03 | 2036 | CH4 Salt Cavern Storage - ON | Storage | Methane | QC | Dispatch-Storage | VOM | 0 | [6 empty] | 0.53391 | 0
LCP_Inputs_ON_Electric_2023_04_03 | 2036 | CH4 Salt Cavern Storage - ON | Storage | Methane | WC | Dispatch-Storage | EmissionsCost | 0 | [6 empty] | 0.53391 | 0
LCP_Inputs_ON_Electric_2023_04_03 | 2036 | CH4 Salt Cavern Storage - ON | Storage | Methane | WC | Dispatch-Storage | FuelCost | 0 | [6 empty] | 0.53391 | 0
LCP_Inputs_ON_Electric_2023_04_03 | 2036 | CH4 Salt Cavern Storage - ON | Storage | Methane | WC | Dispatch-Storage | VOM | 0 | [6 empty] | 0.53391 | 0
LCP_Inputs_ON_Electric_2023_04_03 | 2036 | Electrolyser 2020/2030 | Crossload | Hydrogen | MI | Dispatch-Crossload | EmissionsCost | 0 | [6 empty] | 0.53391 | 0
LCP_Inputs_ON_Electric_2023_04_03 | 2036 | Electrolyser 2020/2030 | Crossload | Hydrogen | MI | Dispatch-Crossload | FuelCost | 0 | [6 empty] | 0.53391 | 0
LCP_Inputs_ON_Electric_2023_04_03 | 2036 | Electrolyser 2020/2030 | Crossload | Hydrogen | MI | Dispatch-Crossload | VOM | 0 | [6 empty] | 0.53391 | 0
LCP_Inputs_ON_Electric_2023_04_03 | 2036 | Electrolyser 2020/2030 | Crossload | Hydrogen | NY | Dispatch-Crossload | EmissionsCost | 0 | [6 empty] | 0.53391 | 0
LCP_Inputs_ON_Electric_2023_04_03 | 2036 | Electrolyser 2020/2030 | Crossload | Hydrogen | NY | Dispatch-Crossload | FuelCost | 0 | [6 empty] | 0.53391 | 0
LCP_Inputs_ON_Electric_2023_04_03 | 2036 | Electrolyser 2020/2030 | Crossload | Hydrogen | NY | Dispatch-Crossload | VOM | 0 | [6 empty] | 0.53391 | 0
LCP_Inputs_ON_Electric_2023_04_03 | 2036 | Electrolyser 2020/2030 | Crossload | Hydrogen | ON | Dispatch-Crossload | EmissionsCost | 0 | [6 empty] | 0.53391 | 0
LCP_Inputs_ON_Electric_2023_04_03 | 2036 | Electrolyser 2020/2030 | Crossload | Hydrogen | ON | Dispatch-Crossload | FuelCost | 0 | [6 empty] | 0.53391 | 0
LCP_Inputs_ON_Electric_2023_04_03 | 2036 | Electrolyser 2020/2030 | Crossload | Hydrogen | ON | Dispatch-Crossload | VOM | 0 | [6 empty] | 0.53391 | 0
LCP_Inputs_ON_Electric_2023_04_03 | 2036 | Electrolyser 2020/2030 | Crossload | Hydrogen | PJ | Dispatch-Crossload | EmissionsCost | 0 | [6 empty] | 0.53391 | 0
LCP_Inputs_ON_Electric_2023_04_03 | 2036 | Electrolyser 2020/2030 | Crossload | Hydrogen | PJ | Dispatch-Crossload | FuelCost | 0 | [6 empty] | 0.53391 | 0
LCP_Inputs_ON_Electric_2023_04_03 | 2036 | Electrolyser 2020/2030 | Crossload | Hydrogen | PJ | Dispatch-Crossload | VOM | 0 | [6 empty] | 0.53391 | 0
LCP_Inputs_ON_Electric_2023_04_03 | 2036 | Electrolyser 2020/2030 | Crossload | Hydrogen | QC | Dispatch-Crossload | EmissionsCost | 0 | [6 empty] | 0.53391 | 0
LCP_Inputs_ON_Electric_2023_04_03 | 2036 | Electrolyser 2020/2030 | Crossload | Hydrogen | QC | Dispatch-Crossload | FuelCost | 0 | [6 empty] | 0.53391 | 0
LCP_Inputs_ON_Electric_2023_04_03 | 2036 | Electrolyser 2020/2030 | Crossload | Hydrogen | QC | Dispatch-Crossload | VOM | 0 | [6 empty] | 0.53391 | 0
LCP_Inputs_ON_Electric_2023_04_03 | 2036 | Electrolyser 2020/2030 | Crossload | Hydrogen | WC | Dispatch-Crossload | EmissionsCost | 0 | [6 empty] | 0.53391 | 0
LCP_Inputs_ON_Electric_2023_04_03 | 2036 | Electrolyser 2020/2030 | Crossload | Hydrogen | WC | Dispatch-Crossload | FuelCost | 0 | [6 empty] | 0.53391 | 0
LCP_Inputs_ON_Electric_2023_04_03 | 2036 | Electrolyser 2020/2030 | Crossload | Hydrogen | WC | Dispatch-Crossload | VOM | 0 | [6 empty] | 0.53391 | 0
LCP_Inputs_ON_Electric_2023_04_03 | 2036 | Electrolyser 2040 | Crossload | Hydrogen | MI | Dispatch-Crossload | EmissionsCost | 0 | [6 empty] | 0.53391 | 0
LCP_Inputs_ON_Electric_2023_04_03 | 2036 | Electrolyser 2040 | Crossload | Hydrogen | MI | Dispatch-Crossload | FuelCost | 0 | [6 empty] | 0.53391 | 0
LCP_Inputs_ON_Electric_2023_04_03 | 2036 | Electrolyser 2040 | Crossload | Hydrogen | MI | Dispatch-Crossload | VOM | 0 | [6 empty] | 0.53391 | 0
LCP_Inputs_ON_Electric_2023_04_03 | 2036 | Electrolyser 2040 | Crossload | Hydrogen | NY | Dispatch-Crossload | EmissionsCost | 0 | [6 empty] | 0.53391 | 0
LCP_Inputs_ON_Electric_2023_04_03 | 2036 | Electrolyser 2040 | Crossload | Hydrogen | NY | Dispatch-Crossload | FuelCost | 0 | [6 empty] | 0.53391 | 0
LCP_Inputs_ON_Electric_2023_04_03 | 2036 | Electrolyser 2040 | Crossload | Hydrogen | NY | Dispatch-Crossload | VOM | 0 | [6 empty] | 0.53391 | 0
LCP_Inputs_ON_Electric_2023_04_03 | 2036 | Electrolyser 2040 | Crossload | Hydrogen | ON | Dispatch-Crossload | EmissionsCost | 0 | [6 empty] | 0.53391 | 0
LCP_Inputs_ON_Electric_2023_04_03 | 2036 | Electrolyser 2040 | Crossload | Hydrogen | ON | Dispatch-Crossload | FuelCost | 0 | [6 empty] | 0.53391 | 0
LCP_Inputs_ON_Electric_2023_04_03 | 2036 | Electrolyser 2040 | Crossload | Hydrogen | ON | Dispatch-Crossload | VOM | 0 | [6 empty] | 0.53391 | 0
LCP_Inputs_ON_Electric_2023_04_03 | 2036 | Electrolyser 2040 | Crossload | Hydrogen | PJ | Dispatch-Crossload | EmissionsCost | 0 | [6 empty] | 0.53391 | 0
LCP_Inputs_ON_Electric_2023_04_03 | 2036 | Electrolyser 2040 | Crossload | Hydrogen | PJ | Dispatch-Crossload | FuelCost | 0 | [6 empty] | 0.53391 | 0
LCP_Inputs_ON_Electric_2023_04_03 | 2036 | Electrolyser 2040 | Crossload | Hydrogen | PJ | Dispatch-Crossload | VOM | 0 | [6 empty] | 0.53391 | 0
LCP_Inputs_ON_Electric_2023_04_03 | 2036 | Electrolyser 2040 | Crossload | Hydrogen | QC | Dispatch-Crossload | EmissionsCost | 0 | [6 empty] | 0.53391 | 0
LCP_Inputs_ON_Electric_2023_04_03 | 2036 | Electrolyser 2040 | Crossload | Hydrogen | QC | Dispatch-Crossload | FuelCost | 0 | [6 empty] | 0.53391 | 0
LCP_Inputs_ON_Electric_2023_04_03 | 2036 | Electrolyser 2040 | Crossload | Hydrogen | QC | Dispatch-Crossload | VOM | 0 | [6 empty] | 0.53391 | 0
LCP_Inputs_ON_Electric_2023_04_03 | 2036 | Electrolyser 2040 | Crossload | Hydrogen | WC | Dispatch-Crossload | EmissionsCost | 0 | [6 empty] | 0.53391 | 0
LCP_Inputs_ON_Electric_2023_04_03 | 2036 | Electrolyser 2040 | Crossload | Hydrogen | WC | Dispatch-Crossload | FuelCost | 0 | [6 empty] | 0.53391 | 0
LCP_Inputs_ON_Electric_2023_04_03 | 2036 | Electrolyser 2040 | Crossload | Hydrogen | WC | Dispatch-Crossload | VOM | 0 | [6 empty] | 0.53391 | 0
LCP_Inputs_ON_Electric_2023_04_03 | 2036 | Electrolyser 2050 | Crossload | Hydrogen | MI | Dispatch-Crossload | EmissionsCost | 0 | [6 empty] | 0.53391 | 0
LCP_Inputs_ON_Electric_2023_04_03 | 2036 | Electrolyser 2050 | Crossload | Hydrogen | MI | Dispatch-Crossload | FuelCost | 0 | [6 empty] | 0.53391 | 0
LCP_Inputs_ON_Electric_2023_04_03 | 2036 | Electrolyser 2050 | Crossload | Hydrogen | MI | Dispatch-Crossload | VOM | 0 | [6 empty] | 0.53391 | 0
LCP_Inputs_ON_Electric_2023_04_03 | 2036 | Electrolyser 2050 | Crossload | Hydrogen | NY | Dispatch-Crossload | EmissionsCost | 0 | [6 empty] | 0.53391 | 0
LCP_Inputs_ON_Electric_2023_04_03 | 2036 | Electrolyser 2050 | Crossload | Hydrogen | NY | Dispatch-Crossload | FuelCost | 0 | [6 empty] | 0.53391 | 0
LCP_Inputs_ON_Electric_2023_04_03 | 2036 | Electrolyser 2050 | Crossload | Hydrogen | NY | Dispatch-Crossload | VOM | 0 | [6 empty] | 0.53391 | 0
LCP_Inputs_ON_Electric_2023_04_03 | 2036 | Electrolyser 2050 | Crossload | Hydrogen | ON | Dispatch-Crossload | EmissionsCost | 0 | [6 empty] | 0.53391 | 0
LCP_Inputs_ON_Electric_2023_04_03 | 2036 | Electrolyser 2050 | Crossload | Hydrogen | ON | Dispatch-Crossload | FuelCost | 0 | [6 empty] | 0.53391 | 0
LCP_Inputs_ON_Electric_2023_04_03 | 2036 | Electrolyser 2050 | Crossload | Hydrogen | ON | Dispatch-Crossload | VOM | 0 | [6 empty] | 0.53391 | 0
LCP_Inputs_ON_Electric_2023_04_03 | 2036 | Electrolyser 2050 | Crossload | Hydrogen | PJ | Dispatch-Crossload | EmissionsCost | 0 | [6 empty] | 0.53391 | 0
LCP_Inputs_ON_Electric_2023_04_03 | 2036 | Electrolyser 2050 | Crossload | Hydrogen | PJ | Dispatch-Crossload | FuelCost | 0 | [6 empty] | 0.53391 | 0
LCP_Inputs_ON_Electric_2023_04_03 | 2036 | Electrolyser 2050 | Crossload | Hydrogen | PJ | Dispatch-Crossload | VOM | 0 | [6 empty] | 0.53391 | 0
LCP_Inputs_ON_Electric_2023_04_03 | 2036 | Electrolyser 2050 | Crossload | Hydrogen | QC | Dispatch-Crossload | EmissionsCost | 0 | [6 empty] | 0.53391 | 0
LCP_Inputs_ON_Electric_2023_04_03 | 2036 | Electrolyser 2050 | Crossload | Hydrogen | QC | Dispatch-Crossload | FuelCost | 0 | [6 empty] | 0.53391 | 0
LCP_Inputs_ON_Electric_2023_04_03 | 2036 | Electrolyser 2050 | Crossload | Hydrogen | QC | Dispatch-Crossload | VOM | 0 | [6 empty] | 0.53391 | 0
LCP_Inputs_ON_Electric_2023_04_03 | 2036 | Electrolyser 2050 | Crossload | Hydrogen | WC | Dispatch-Crossload | EmissionsCost | 0 | [6 empty] | 0.53391 | 0
LCP_Inputs_ON_Electric_2023_04_03 | 2036 | Electrolyser 2050 | Crossload | Hydrogen | WC | Dispatch-Crossload | FuelCost | 0 | [6 empty] | 0.53391 | 0
LCP_Inputs_ON_Electric_2023_04_03 | 2036 | Electrolyser 2050 | Crossload | Hydrogen | WC | Dispatch-Crossload | VOM | 0 | [6 empty] | 0.53391 | 0
LCP_Inputs_ON_Electric_2023_04_03 | 2036 | Fossil Fuel Thermal (Coal, Peat, Oil) | Generation | Electricity | MI | Dispatch-Generation | EmissionsCost | 0 | [6 empty] | 0.53391 | 0
LCP_Inputs_ON_Electric_2023_04_03 | 2036 | Fossil Fuel Thermal (Coal, Peat, Oil) | Generation | Electricity | MI | Dispatch-Generation | FuelCost | 0 | [6 empty] | 0.53391 | 0
LCP_Inputs_ON_Electric_2023_04_03 | 2036 | Fossil Fuel Thermal (Coal, Peat, Oil) | Generation | Electricity | MI | Dispatch-Generation | VOM | 0 | [6 empty] | 0.53391 | 0
LCP_Inputs_ON_Electric_2023_04_03 | 2036 | Fossil Fuel Thermal (Coal, Peat, Oil) | Generation | Electricity | NY | Dispatch-Generation | EmissionsCost | 0 | [6 empty] | 0.53391 | 0
LCP_Inputs_ON_Electric_2023_04_03 | 2036 | Fossil Fuel Thermal (Coal, Peat, Oil) | Generation | Electricity | NY | Dispatch-Generation | FuelCost | 0 | [6 empty] | 0.53391 | 0
LCP_Inputs_ON_Electric_2023_04_03 | 2036 | Fossil Fuel Thermal (Coal, Peat, Oil) | Generation | Electricity | NY | Dispatch-Generation | VOM | 0 | [6 empty] | 0.53391 | 0
LCP_Inputs_ON_Electric_2023_04_03 | 2036 | Fossil Fuel Thermal (Coal, Peat, Oil) | Generation | Electricity | ON | Dispatch-Generation | EmissionsCost | 0 | [6 empty] | 0.53391 | 0
LCP_Inputs_ON_Electric_2023_04_03 | 2036 | Fossil Fuel Thermal (Coal, Peat, Oil) | Generation | Electricity | ON | Dispatch-Generation | FuelCost | 0 | [6 empty] | 0.53391 | 0
LCP_Inputs_ON_Electric_2023_04_03 | 2036 | Fossil Fuel Thermal (Coal, Peat, Oil) | Generation | Electricity | ON | Dispatch-Generation | VOM | 0 | [6 empty] | 0.53391 | 0
LCP_Inputs_ON_Electric_2023_04_03 | 2036 | Fossil Fuel Thermal (Coal, Peat, Oil) | Generation | Electricity | PJ | Dispatch-Generation | EmissionsCost | 0 | [6 empty] | 0.53391 | 0
LCP_Inputs_ON_Electric_2023_04_03 | 2036 | Fossil Fuel Thermal (Coal, Peat, Oil) | Generation | Electricity | PJ | Dispatch-Generation | FuelCost | 0 | [6 empty] | 0.53391 | 0
LCP_Inputs_ON_Electric_2023_04_03 | 2036 | Fossil Fuel Thermal (Coal, Peat, Oil) | Generation | Electricity | PJ | Dispatch-Generation | VOM | 0 | [6 empty] | 0.53391 | 0
LCP_Inputs_ON_Electric_2023_04_03 | 2036 | Fossil Fuel Thermal (Coal, Peat, Oil) | Generation | Electricity | QC | Dispatch-Generation | EmissionsCost | 0 | [6 empty] | 0.53391 | 0
LCP_Inputs_ON_Electric_2023_04_03 | 2036 | Fossil Fuel Thermal (Coal, Peat, Oil) | Generation | Electricity | QC | Dispatch-Generation | FuelCost | 0 | [6 empty] | 0.53391 | 0
LCP_Inputs_ON_Electric_2023_04_03 | 2036 | Fossil Fuel Thermal (Coal, Peat, Oil) | Generation | Electricity | QC | Dispatch-Generation | VOM | 0 | [6 empty] | 0.53391 | 0
LCP_Inputs_ON_Electric_2023_04_03 | 2036 | Fossil Fuel Thermal (Coal, Peat, Oil) | Generation | Electricity | WC | Dispatch-Generation | EmissionsCost | 0 | [6 empty] | 0.53391 | 0
LCP_Inputs_ON_Electric_2023_04_03 | 2036 | Fossil Fuel Thermal (Coal, Peat, Oil) | Generation | Electricity | WC | Dispatch-Generation | FuelCost | 0 | [6 empty] | 0.53391 | 0
LCP_Inputs_ON_Electric_2023_04_03 | 2036 | Fossil Fuel Thermal (Coal, Peat, Oil) | Generation | Electricity | WC | Dispatch-Generation | VOM | 0 | [6 empty] | 0.53391 | 0
LCP_Inputs_ON_Electric_2023_04_03 | 2036 | Generic - Generator | Generation | Electricity | MI | Dispatch-Generation | EmissionsCost | 0 | [6 empty] | 0.53391 | 0
LCP_Inputs_ON_Electric_2023_04_03 | 2036 | Generic - Generator | Generation | Electricity | MI | Dispatch-Generation | FuelCost | 1888661061.9582 | [6 empty] | 0.53391 | 1008371582.079
LCP_Inputs_ON_Electric_2023_04_03 | 2036 | Generic - Generator | Generation | Electricity | MI | Dispatch-Generation | VOM | 65954345.2022 | [6 empty] | 0.53391 | 35213564.1255
LCP_Inputs_ON_Electric_2023_04_03 | 2036 | Generic - Generator | Generation | Electricity | NY | Dispatch-Generation | EmissionsCost | 0 | [6 empty] | 0.53391 | 0
LCP_Inputs_ON_Electric_2023_04_03 | 2036 | Generic - Generator | Generation | Electricity | NY | Dispatch-Generation | FuelCost | 707198617.0396 | [6 empty] | 0.53391 | 377579123.4712
LCP_Inputs_ON_Electric_2023_04_03 | 2036 | Generic - Generator | Generation | Electricity | NY | Dispatch-Generation | VOM | 24696237.2732 | [6 empty] | 0.53391 | 13185522.9888
LCP_Inputs_ON_Electric_2023_04_03 | 2036 | Generic - Generator | Generation | Electricity | ON | Dispatch-Generation | EmissionsCost | 0 | [6 empty] | 0.53391 | 0
LCP_Inputs_ON_Electric_2023_04_03 | 2036 | Generic - Generator | Generation | Electricity | ON | Dispatch-Generation | FuelCost | 0 | [6 empty] | 0.53391 | 0
LCP_Inputs_ON_Electric_2023_04_03 | 2036 | Generic - Generator | Generation | Electricity | ON | Dispatch-Generation | VOM | 0 | [6 empty] | 0.53391 | 0
LCP_Inputs_ON_Electric_2023_04_03 | 2036 | Generic - Generator | Generation | Electricity | PJ | Dispatch-Generation | EmissionsCost | 0 | [6 empty] | 0.53391 | 0
LCP_Inputs_ON_Electric_2023_04_03 | 2036 | Generic - Generator | Generation | Electricity | PJ | Dispatch-Generation | FuelCost | 7344810066.1693 | [6 empty] | 0.53391 | 3921454143.1874
LCP_Inputs_ON_Electric_2023_04_03 | 2036 | Generic - Generator | Generation | Electricity | PJ | Dispatch-Generation | VOM | 256489715.5482 | [6 empty] | 0.53391 | 136941956.1105
LCP_Inputs_ON_Electric_2023_04_03 | 2036 | Generic - Generator | Generation | Electricity | QC | Dispatch-Generation | EmissionsCost | 0 | [6 empty] | 0.53391 | 0
LCP_Inputs_ON_Electric_2023_04_03 | 2036 | Generic - Generator | Generation | Electricity | QC | Dispatch-Generation | FuelCost | 0 | [6 empty] | 0.53391 | 0
LCP_Inputs_ON_Electric_2023_04_03 | 2036 | Generic - Generator | Generation | Electricity | QC | Dispatch-Generation | VOM | 0 | [6 empty] | 0.53391 | 0
LCP_Inputs_ON_Electric_2023_04_03 | 2036 | Generic - Generator | Generation | Electricity | WC | Dispatch-Generation | EmissionsCost | 0 | [6 empty] | 0.53391 | 0
LCP_Inputs_ON_Electric_2023_04_03 | 2036 | Generic - Generator | Generation | Electricity | WC | Dispatch-Generation | FuelCost | 1737227.6587 | [6 empty] | 0.53391 | 927520.05
LCP_Inputs_ON_Electric_2023_04_03 | 2036 | Generic - Generator | Generation | Electricity | WC | Dispatch-Generation | VOM | 60666.1063 | [6 empty] | 0.53391 | 32390.1301
LCP_Inputs_ON_Electric_2023_04_03 | 2036 | H2 Import - QC | Import | Hydrogen | MI | Dispatch-Import | EmissionsCost | 0 | [6 empty] | 0.53391 | 0
LCP_Inputs_ON_Electric_2023_04_03 | 2036 | H2 Import - QC | Import | Hydrogen | MI | Dispatch-Import | FuelCost | 0 | [6 empty] | 0.53391 | 0
LCP_Inputs_ON_Electric_2023_04_03 | 2036 | H2 Import - QC | Import | Hydrogen | MI | Dispatch-Import | VOM | 0 | [6 empty] | 0.53391 | 0
LCP_Inputs_ON_Electric_2023_04_03 | 2036 | H2 Import - QC | Import | Hydrogen | NY | Dispatch-Import | EmissionsCost | 0 | [6 empty] | 0.53391 | 0
LCP_Inputs_ON_Electric_2023_04_03 | 2036 | H2 Import - QC | Import | Hydrogen | NY | Dispatch-Import | FuelCost | 0 | [6 empty] | 0.53391 | 0
LCP_Inputs_ON_Electric_2023_04_03 | 2036 | H2 Import - QC | Import | Hydrogen | NY | Dispatch-Import | VOM | 0 | [6 empty] | 0.53391 | 0
LCP_Inputs_ON_Electric_2023_04_03 | 2036 | H2 Import - QC | Import | Hydrogen | ON | Dispatch-Import | EmissionsCost | 0 | [6 empty] | 0.53391 | 0
LCP_Inputs_ON_Electric_2023_04_03 | 2036 | H2 Import - QC | Import | Hydrogen | ON | Dispatch-Import | FuelCost | 0 | [6 empty] | 0.53391 | 0
LCP_Inputs_ON_Electric_2023_04_03 | 2036 | H2 Import - QC | Import | Hydrogen | ON | Dispatch-Import | VOM | 0 | [6 empty] | 0.53391 | 0
LCP_Inputs_ON_Electric_2023_04_03 | 2036 | H2 Import - QC | Import | Hydrogen | PJ | Dispatch-Import | EmissionsCost | 0 | [6 empty] | 0.53391 | 0
LCP_Inputs_ON_Electric_2023_04_03 | 2036 | H2 Import - QC | Import | Hydrogen | PJ | Dispatch-Import | FuelCost | 0 | [6 empty] | 0.53391 | 0
LCP_Inputs_ON_Electric_2023_04_03 | 2036 | H2 Import - QC | Import | Hydrogen | PJ | Dispatch-Import | VOM | 0 | [6 empty] | 0.53391 | 0
LCP_Inputs_ON_Electric_2023_04_03 | 2036 | H2 Import - QC | Import | Hydrogen | QC | Dispatch-Import | EmissionsCost | 0 | [6 empty] | 0.53391 | 0
LCP_Inputs_ON_Electric_2023_04_03 | 2036 | H2 Import - QC | Import | Hydrogen | QC | Dispatch-Import | FuelCost | 0 | [6 empty] | 0.53391 | 0
LCP_Inputs_ON_Electric_2023_04_03 | 2036 | H2 Import - QC | Import | Hydrogen | QC | Dispatch-Import | VOM | 0 | [6 empty] | 0.53391 | 0
LCP_Inputs_ON_Electric_2023_04_03 | 2036 | H2 Import - QC | Import | Hydrogen | WC | Dispatch-Import | EmissionsCost | 0 | [6 empty] | 0.53391 | 0
LCP_Inputs_ON_Electric_2023_04_03 | 2036 | H2 Import - QC | Import | Hydrogen | WC | Dispatch-Import | FuelCost | 0 | [6 empty] | 0.53391 | 0
LCP_Inputs_ON_Electric_2023_04_03 | 2036 | H2 Import - QC | Import | Hydrogen | WC | Dispatch-Import | VOM | 0 | [6 empty] | 0.53391 | 0
LCP_Inputs_ON_Electric_2023_04_03 | 2036 | H2 Import - WC | Import | Hydrogen | MI | Dispatch-Import | EmissionsCost | 0 | [6 empty] | 0.53391 | 0
LCP_Inputs_ON_Electric_2023_04_03 | 2036 | H2 Import - WC | Import | Hydrogen | MI | Dispatch-Import | FuelCost | 0 | [6 empty] | 0.53391 | 0
LCP_Inputs_ON_Electric_2023_04_03 | 2036 | H2 Import - WC | Import | Hydrogen | MI | Dispatch-Import | VOM | 0 | [6 empty] | 0.53391 | 0
LCP_Inputs_ON_Electric_2023_04_03 | 2036 | H2 Import - WC | Import | Hydrogen | NY | Dispatch-Import | EmissionsCost | 0 | [6 empty] | 0.53391 | 0
LCP_Inputs_ON_Electric_2023_04_03 | 2036 | H2 Import - WC | Import | Hydrogen | NY | Dispatch-Import | FuelCost | 0 | [6 empty] | 0.53391 | 0
LCP_Inputs_ON_Electric_2023_04_03 | 2036 | H2 Import - WC | Import | Hydrogen | NY | Dispatch-Import | VOM | 0 | [6 empty] | 0.53391 | 0
LCP_Inputs_ON_Electric_2023_04_03 | 2036 | H2 Import - WC | Import | Hydrogen | ON | Dispatch-Import | EmissionsCost | 0 | [6 empty] | 0.53391 | 0
LCP_Inputs_ON_Electric_2023_04_03 | 2036 | H2 Import - WC | Import | Hydrogen | ON | Dispatch-Import | FuelCost | 0 | [6 empty] | 0.53391 | 0
LCP_Inputs_ON_Electric_2023_04_03 | 2036 | H2 Import - WC | Import | Hydrogen | ON | Dispatch-Import | VOM | 0 | [6 empty] | 0.53391 | 0
LCP_Inputs_ON_Electric_2023_04_03 | 2036 | H2 Import - WC | Import | Hydrogen | PJ | Dispatch-Import | EmissionsCost | 0 | [6 empty] | 0.53391 | 0
LCP_Inputs_ON_Electric_2023_04_03 | 2036 | H2 Import - WC | Import | Hydrogen | PJ | Dispatch-Import | FuelCost | 0 | [6 empty] | 0.53391 | 0
LCP_Inputs_ON_Electric_2023_04_03 | 2036 | H2 Import - WC | Import | Hydrogen | PJ | Dispatch-Import | VOM | 0 | [6 empty] | 0.53391 | 0
LCP_Inputs_ON_Electric_2023_04_03 | 2036 | H2 Import - WC | Import | Hydrogen | QC | Dispatch-Import | EmissionsCost | 0 | [6 empty] | 0.53391 | 0
LCP_Inputs_ON_Electric_2023_04_03 | 2036 | H2 Import - WC | Import | Hydrogen | QC | Dispatch-Import | FuelCost | 0 | [6 empty] | 0.53391 | 0
LCP_Inputs_ON_Electric_2023_04_03 | 2036 | H2 Import - WC | Import | Hydrogen | QC | Dispatch-Import | VOM | 0 | [6 empty] | 0.53391 | 0
LCP_Inputs_ON_Electric_2023_04_03 | 2036 | H2 Import - WC | Import | Hydrogen | WC | Dispatch-Import | EmissionsCost | 0 | [6 empty] | 0.53391 | 0
LCP_Inputs_ON_Electric_2023_04_03 | 2036 | H2 Import - WC | Import | Hydrogen | WC | Dispatch-Import | FuelCost | 0 | [6 empty] | 0.53391 | 0
LCP_Inputs_ON_Electric_2023_04_03 | 2036 | H2 Import - WC | Import | Hydrogen | WC | Dispatch-Import | VOM | 0 | [6 empty] | 0.53391 | 0
LCP_Inputs_ON_Electric_2023_04_03 | 2036 | H2 Salt Cavern Storage - ON | Storage | Hydrogen | MI | Dispatch-Storage | EmissionsCost | 0 | [6 empty] | 0.53391 | 0
LCP_Inputs_ON_Electric_2023_04_03 | 2036 | H2 Salt Cavern Storage - ON | Storage | Hydrogen | MI | Dispatch-Storage | FuelCost | 0 | [6 empty] | 0.53391 | 0
LCP_Inputs_ON_Electric_2023_04_03 | 2036 | H2 Salt Cavern Storage - ON | Storage | Hydrogen | MI | Dispatch-Storage | VOM | 0 | [6 empty] | 0.53391 | 0
LCP_Inputs_ON_Electric_2023_04_03 | 2036 | H2 Salt Cavern Storage - ON | Storage | Hydrogen | NY | Dispatch-Storage | EmissionsCost | 0 | [6 empty] | 0.53391 | 0
LCP_Inputs_ON_Electric_2023_04_03 | 2036 | H2 Salt Cavern Storage - ON | Storage | Hydrogen | NY | Dispatch-Storage | FuelCost | 0 | [6 empty] | 0.53391 | 0
LCP_Inputs_ON_Electric_2023_04_03 | 2036 | H2 Salt Cavern Storage - ON | Storage | Hydrogen | NY | Dispatch-Storage | VOM | 0 | [6 empty] | 0.53391 | 0
LCP_Inputs_ON_Electric_2023_04_03 | 2036 | H2 Salt Cavern Storage - ON | Storage | Hydrogen | ON | Dispatch-Storage | EmissionsCost | 0 | [6 empty] | 0.53391 | 0
LCP_Inputs_ON_Electric_2023_04_03 | 2036 | H2 Salt Cavern Storage - ON | Storage | Hydrogen | ON | Dispatch-Storage | FuelCost | 0 | [6 empty] | 0.53391 | 0
LCP_Inputs_ON_Electric_2023_04_03 | 2036 | H2 Salt Cavern Storage - ON | Storage | Hydrogen | ON | Dispatch-Storage | VOM | 10230556.9235 | [6 empty] | 0.53391 | 5462177.9833
LCP_Inputs_ON_Electric_2023_04_03 | 2036 | H2 Salt Cavern Storage - ON | Storage | Hydrogen | PJ | Dispatch-Storage | EmissionsCost | 0 | [6 empty] | 0.53391 | 0
LCP_Inputs_ON_Electric_2023_04_03 | 2036 | H2 Salt Cavern Storage - ON | Storage | Hydrogen | PJ | Dispatch-Storage | FuelCost | 0 | [6 empty] | 0.53391 | 0
LCP_Inputs_ON_Electric_2023_04_03 | 2036 | H2 Salt Cavern Storage - ON | Storage | Hydrogen | PJ | Dispatch-Storage | VOM | 0 | [6 empty] | 0.53391 | 0
LCP_Inputs_ON_Electric_2023_04_03 | 2036 | H2 Salt Cavern Storage - ON | Storage | Hydrogen | QC | Dispatch-Storage | EmissionsCost | 0 | [6 empty] | 0.53391 | 0
LCP_Inputs_ON_Electric_2023_04_03 | 2036 | H2 Salt Cavern Storage - ON | Storage | Hydrogen | QC | Dispatch-Storage | FuelCost | 0 | [6 empty] | 0.53391 | 0
LCP_Inputs_ON_Electric_2023_04_03 | 2036 | H2 Salt Cavern Storage - ON | Storage | Hydrogen | QC | Dispatch-Storage | VOM | 0 | [6 empty] | 0.53391 | 0
LCP_Inputs_ON_Electric_2023_04_03 | 2036 | H2 Salt Cavern Storage - ON | Storage | Hydrogen | WC | Dispatch-Storage | EmissionsCost | 0 | [6 empty] | 0.53391 | 0
LCP_Inputs_ON_Electric_2023_04_03 | 2036 | H2 Salt Cavern Storage - ON | Storage | Hydrogen | WC | Dispatch-Storage | FuelCost | 0 | [6 empty] | 0.53391 | 0
LCP_Inputs_ON_Electric_2023_04_03 | 2036 | H2 Salt Cavern Storage - ON | Storage | Hydrogen | WC | Dispatch-Storage | VOM | 0 | [6 empty] | 0.53391 | 0
LCP_Inputs_ON_Electric_2023_04_03 | 2036 | Hydro | Generation | Electricity | MI | Dispatch-Generation | EmissionsCost | 0 | [6 empty] | 0.53391 | 0
LCP_Inputs_ON_Electric_2023_04_03 | 2036 | Hydro | Generation | Electricity | MI | Dispatch-Generation | FuelCost | 0 | [6 empty] | 0.53391 | 0
LCP_Inputs_ON_Electric_2023_04_03 | 2036 | Hydro | Generation | Electricity | MI | Dispatch-Generation | VOM | 0 | [6 empty] | 0.53391 | 0
LCP_Inputs_ON_Electric_2023_04_03 | 2036 | Hydro | Generation | Electricity | NY | Dispatch-Generation | EmissionsCost | 0 | [6 empty] | 0.53391 | 0
LCP_Inputs_ON_Electric_2023_04_03 | 2036 | Hydro | Generation | Electricity | NY | Dispatch-Generation | FuelCost | 0 | [6 empty] | 0.53391 | 0
LCP_Inputs_ON_Electric_2023_04_03 | 2036 | Hydro | Generation | Electricity | NY | Dispatch-Generation | VOM | 0 | [6 empty] | 0.53391 | 0
LCP_Inputs_ON_Electric_2023_04_03 | 2036 | Hydro | Generation | Electricity | ON | Dispatch-Generation | EmissionsCost | 0 | [6 empty] | 0.53391 | 0
LCP_Inputs_ON_Electric_2023_04_03 | 2036 | Hydro | Generation | Electricity | ON | Dispatch-Generation | FuelCost | 0 | [6 empty] | 0.53391 | 0
LCP_Inputs_ON_Electric_2023_04_03 | 2036 | Hydro | Generation | Electricity | ON | Dispatch-Generation | VOM | 0 | [6 empty] | 0.53391 | 0
LCP_Inputs_ON_Electric_2023_04_03 | 2036 | Hydro | Generation | Electricity | PJ | Dispatch-Generation | EmissionsCost | 0 | [6 empty] | 0.53391 | 0
LCP_Inputs_ON_Electric_2023_04_03 | 2036 | Hydro | Generation | Electricity | PJ | Dispatch-Generation | FuelCost | 0 | [6 empty] | 0.53391 | 0
LCP_Inputs_ON_Electric_2023_04_03 | 2036 | Hydro | Generation | Electricity | PJ | Dispatch-Generation | VOM | 0 | [6 empty] | 0.53391 | 0
LCP_Inputs_ON_Electric_2023_04_03 | 2036 | Hydro | Generation | Electricity | QC | Dispatch-Generation | EmissionsCost | 0 | [6 empty] | 0.53391 | 0
LCP_Inputs_ON_Electric_2023_04_03 | 2036 | Hydro | Generation | Electricity | QC | Dispatch-Generation | FuelCost | 0 | [6 empty] | 0.53391 | 0
LCP_Inputs_ON_Electric_2023_04_03 | 2036 | Hydro | Generation | Electricity | QC | Dispatch-Generation | VOM | 0 | [6 empty] | 0.53391 | 0
LCP_Inputs_ON_Electric_2023_04_03 | 2036 | Hydro | Generation | Electricity | WC | Dispatch-Generation | EmissionsCost | 0 | [6 empty] | 0.53391 | 0
LCP_Inputs_ON_Electric_2023_04_03 | 2036 | Hydro | Generation | Electricity | WC | Dispatch-Generation | FuelCost | 0 | [6 empty] | 0.53391 | 0
LCP_Inputs_ON_Electric_2023_04_03 | 2036 | Hydro | Generation | Electricity | WC | Dispatch-Generation | VOM | 0 | [6 empty] | 0.53391 | 0
LCP_Inputs_ON_Electric_2023_04_03 | 2036 | Hydro Pumped Storage | Storage | Electricity | MI | Dispatch-Storage | EmissionsCost | 0 | [6 empty] | 0.53391 | 0
LCP_Inputs_ON_Electric_2023_04_03 | 2036 | Hydro Pumped Storage | Storage | Electricity | MI | Dispatch-Storage | FuelCost | 0 | [6 empty] | 0.53391 | 0
LCP_Inputs_ON_Electric_2023_04_03 | 2036 | Hydro Pumped Storage | Storage | Electricity | MI | Dispatch-Storage | VOM | 0 | [6 empty] | 0.53391 | 0
LCP_Inputs_ON_Electric_2023_04_03 | 2036 | Hydro Pumped Storage | Storage | Electricity | NY | Dispatch-Storage | EmissionsCost | 0 | [6 empty] | 0.53391 | 0
LCP_Inputs_ON_Electric_2023_04_03 | 2036 | Hydro Pumped Storage | Storage | Electricity | NY | Dispatch-Storage | FuelCost | 0 | [6 empty] | 0.53391 | 0
LCP_Inputs_ON_Electric_2023_04_03 | 2036 | Hydro Pumped Storage | Storage | Electricity | NY | Dispatch-Storage | VOM | 0 | [6 empty] | 0.53391 | 0
LCP_Inputs_ON_Electric_2023_04_03 | 2036 | Hydro Pumped Storage | Storage | Electricity | ON | Dispatch-Storage | EmissionsCost | 0 | [6 empty] | 0.53391 | 0
LCP_Inputs_ON_Electric_2023_04_03 | 2036 | Hydro Pumped Storage | Storage | Electricity | ON | Dispatch-Storage | FuelCost | 0 | [6 empty] | 0.53391 | 0
LCP_Inputs_ON_Electric_2023_04_03 | 2036 | Hydro Pumped Storage | Storage | Electricity | ON | Dispatch-Storage | VOM | 0 | [6 empty] | 0.53391 | 0
LCP_Inputs_ON_Electric_2023_04_03 | 2036 | Hydro Pumped Storage | Storage | Electricity | PJ | Dispatch-Storage | EmissionsCost | 0 | [6 empty] | 0.53391 | 0
LCP_Inputs_ON_Electric_2023_04_03 | 2036 | Hydro Pumped Storage | Storage | Electricity | PJ | Dispatch-Storage | FuelCost | 0 | [6 empty] | 0.53391 | 0
LCP_Inputs_ON_Electric_2023_04_03 | 2036 | Hydro Pumped Storage | Storage | Electricity | PJ | Dispatch-Storage | VOM | 0 | [6 empty] | 0.53391 | 0
LCP_Inputs_ON_Electric_2023_04_03 | 2036 | Hydro Pumped Storage | Storage | Electricity | QC | Dispatch-Storage | EmissionsCost | 0 | [6 empty] | 0.53391 | 0
LCP_Inputs_ON_Electric_2023_04_03 | 2036 | Hydro Pumped Storage | Storage | Electricity | QC | Dispatch-Storage | FuelCost | 0 | [6 empty] | 0.53391 | 0
LCP_Inputs_ON_Electric_2023_04_03 | 2036 | Hydro Pumped Storage | Storage | Electricity | QC | Dispatch-Storage | VOM | 0 | [6 empty] | 0.53391 | 0
LCP_Inputs_ON_Electric_2023_04_03 | 2036 | Hydro Pumped Storage | Storage | Electricity | WC | Dispatch-Storage | EmissionsCost | 0 | [6 empty] | 0.53391 | 0
LCP_Inputs_ON_Electric_2023_04_03 | 2036 | Hydro Pumped Storage | Storage | Electricity | WC | Dispatch-Storage | FuelCost | 0 | [6 empty] | 0.53391 | 0
LCP_Inputs_ON_Electric_2023_04_03 | 2036 | Hydro Pumped Storage | Storage | Electricity | WC | Dispatch-Storage | VOM | 0 | [6 empty] | 0.53391 | 0
LCP_Inputs_ON_Electric_2023_04_03 | 2036 | Nuclear | Generation | Electricity | MI | Dispatch-Generation | EmissionsCost | 0 | [6 empty] | 0.53391 | 0
LCP_Inputs_ON_Electric_2023_04_03 | 2036 | Nuclear | Generation | Electricity | MI | Dispatch-Generation | FuelCost | 0 | [6 empty] | 0.53391 | 0
LCP_Inputs_ON_Electric_2023_04_03 | 2036 | Nuclear | Generation | Electricity | MI | Dispatch-Generation | VOM | 2762866296.96 | [6 empty] | 0.53391 | 1475116904.2738
LCP_Inputs_ON_Electric_2023_04_03 | 2036 | Nuclear | Generation | Electricity | NY | Dispatch-Generation | EmissionsCost | 0 | [6 empty] | 0.53391 | 0
LCP_Inputs_ON_Electric_2023_04_03 | 2036 | Nuclear | Generation | Electricity | NY | Dispatch-Generation | FuelCost | 0 | [6 empty] | 0.53391 | 0
LCP_Inputs_ON_Electric_2023_04_03 | 2036 | Nuclear | Generation | Electricity | NY | Dispatch-Generation | VOM | 2246155230.144 | [6 empty] | 0.53391 | 1199240641.2334
LCP_Inputs_ON_Electric_2023_04_03 | 2036 | Nuclear | Generation | Electricity | ON | Dispatch-Generation | EmissionsCost | 0 | [6 empty] | 0.53391 | 0
LCP_Inputs_ON_Electric_2023_04_03 | 2036 | Nuclear | Generation | Electricity | ON | Dispatch-Generation | FuelCost | 0 | [6 empty] | 0.53391 | 0
LCP_Inputs_ON_Electric_2023_04_03 | 2036 | Nuclear | Generation | Electricity | ON | Dispatch-Generation | VOM | 7202995454.9077 | [6 empty] | 0.53391 | 3845738162.8032
LCP_Inputs_ON_Electric_2023_04_03 | 2036 | Nuclear | Generation | Electricity | PJ | Dispatch-Generation | EmissionsCost | 0 | [6 empty] | 0.53391 | 0
LCP_Inputs_ON_Electric_2023_04_03 | 2036 | Nuclear | Generation | Electricity | PJ | Dispatch-Generation | FuelCost | 0 | [6 empty] | 0.53391 | 0
LCP_Inputs_ON_Electric_2023_04_03 | 2036 | Nuclear | Generation | Electricity | PJ | Dispatch-Generation | VOM | 6401347648.6848 | [6 empty] | 0.53391 | 3417731845.0402
LCP_Inputs_ON_Electric_2023_04_03 | 2036 | Nuclear | Generation | Electricity | QC | Dispatch-Generation | EmissionsCost | 0 | [6 empty] | 0.53391 | 0
LCP_Inputs_ON_Electric_2023_04_03 | 2036 | Nuclear | Generation | Electricity | QC | Dispatch-Generation | FuelCost | 0 | [6 empty] | 0.53391 | 0
LCP_Inputs_ON_Electric_2023_04_03 | 2036 | Nuclear | Generation | Electricity | QC | Dispatch-Generation | VOM | 0 | [6 empty] | 0.53391 | 0
LCP_Inputs_ON_Electric_2023_04_03 | 2036 | Nuclear | Generation | Electricity | WC | Dispatch-Generation | EmissionsCost | 0 | [6 empty] | 0.53391 | 0
LCP_Inputs_ON_Electric_2023_04_03 | 2036 | Nuclear | Generation | Electricity | WC | Dispatch-Generation | FuelCost | 0 | [6 empty] | 0.53391 | 0
LCP_Inputs_ON_Electric_2023_04_03 | 2036 | Nuclear | Generation | Electricity | WC | Dispatch-Generation | VOM | 0 | [6 empty] | 0.53391 | 0
LCP_Inputs_ON_Electric_2023_04_03 | 2036 | Nuclear SMR | Generation | Electricity | MI | Dispatch-Generation | EmissionsCost | 0 | [6 empty] | 0.53391 | 0
LCP_Inputs_ON_Electric_2023_04_03 | 2036 | Nuclear SMR | Generation | Electricity | MI | Dispatch-Generation | FuelCost | 0 | [6 empty] | 0.53391 | 0
LCP_Inputs_ON_Electric_2023_04_03 | 2036 | Nuclear SMR | Generation | Electricity | MI | Dispatch-Generation | VOM | 0 | [6 empty] | 0.53391 | 0
LCP_Inputs_ON_Electric_2023_04_03 | 2036 | Nuclear SMR | Generation | Electricity | NY | Dispatch-Generation | EmissionsCost | 0 | [6 empty] | 0.53391 | 0
LCP_Inputs_ON_Electric_2023_04_03 | 2036 | Nuclear SMR | Generation | Electricity | NY | Dispatch-Generation | FuelCost | 0 | [6 empty] | 0.53391 | 0
LCP_Inputs_ON_Electric_2023_04_03 | 2036 | Nuclear SMR | Generation | Electricity | NY | Dispatch-Generation | VOM | 0 | [6 empty] | 0.53391 | 0
LCP_Inputs_ON_Electric_2023_04_03 | 2036 | Nuclear SMR | Generation | Electricity | ON | Dispatch-Generation | EmissionsCost | 0 | [6 empty] | 0.53391 | 0
LCP_Inputs_ON_Electric_2023_04_03 | 2036 | Nuclear SMR | Generation | Electricity | ON | Dispatch-Generation | FuelCost | 0 | [6 empty] | 0.53391 | 0
LCP_Inputs_ON_Electric_2023_04_03 | 2036 | Nuclear SMR | Generation | Electricity | ON | Dispatch-Generation | VOM | 19000000.8 | [6 empty] | 0.53391 | 10144255.7652
LCP_Inputs_ON_Electric_2023_04_03 | 2036 | Nuclear SMR | Generation | Electricity | PJ | Dispatch-Generation | EmissionsCost | 0 | [6 empty] | 0.53391 | 0
LCP_Inputs_ON_Electric_2023_04_03 | 2036 | Nuclear SMR | Generation | Electricity | PJ | Dispatch-Generation | FuelCost | 0 | [6 empty] | 0.53391 | 0
LCP_Inputs_ON_Electric_2023_04_03 | 2036 | Nuclear SMR | Generation | Electricity | PJ | Dispatch-Generation | VOM | 0 | [6 empty] | 0.53391 | 0
LCP_Inputs_ON_Electric_2023_04_03 | 2036 | Nuclear SMR | Generation | Electricity | QC | Dispatch-Generation | EmissionsCost | 0 | [6 empty] | 0.53391 | 0
LCP_Inputs_ON_Electric_2023_04_03 | 2036 | Nuclear SMR | Generation | Electricity | QC | Dispatch-Generation | FuelCost | 0 | [6 empty] | 0.53391 | 0
LCP_Inputs_ON_Electric_2023_04_03 | 2036 | Nuclear SMR | Generation | Electricity | QC | Dispatch-Generation | VOM | 0 | [6 empty] | 0.53391 | 0
LCP_Inputs_ON_Electric_2023_04_03 | 2036 | Nuclear SMR | Generation | Electricity | WC | Dispatch-Generation | EmissionsCost | 0 | [6 empty] | 0.53391 | 0
LCP_Inputs_ON_Electric_2023_04_03 | 2036 | Nuclear SMR | Generation | Electricity | WC | Dispatch-Generation | FuelCost | 0 | [6 empty] | 0.53391 | 0
LCP_Inputs_ON_Electric_2023_04_03 | 2036 | Nuclear SMR | Generation | Electricity | WC | Dispatch-Generation | VOM | 0 | [6 empty] | 0.53391 | 0
LCP_Inputs_ON_Electric_2023_04_03 | 2036 | O/CCGT - CH4 Existing | Crossload | Electricity | MI | Dispatch-Crossload | EmissionsCost | 0 | [6 empty] | 0.53391 | 0
LCP_Inputs_ON_Electric_2023_04_03 | 2036 | O/CCGT - CH4 Existing | Crossload | Electricity | MI | Dispatch-Crossload | FuelCost | 0 | [6 empty] | 0.53391 | 0
LCP_Inputs_ON_Electric_2023_04_03 | 2036 | O/CCGT - CH4 Existing | Crossload | Electricity | MI | Dispatch-Crossload | VOM | 0 | [6 empty] | 0.53391 | 0
LCP_Inputs_ON_Electric_2023_04_03 | 2036 | O/CCGT - CH4 Existing | Crossload | Electricity | NY | Dispatch-Crossload | EmissionsCost | 0 | [6 empty] | 0.53391 | 0
LCP_Inputs_ON_Electric_2023_04_03 | 2036 | O/CCGT - CH4 Existing | Crossload | Electricity | NY | Dispatch-Crossload | FuelCost | 0 | [6 empty] | 0.53391 | 0
LCP_Inputs_ON_Electric_2023_04_03 | 2036 | O/CCGT - CH4 Existing | Crossload | Electricity | NY | Dispatch-Crossload | VOM | 0 | [6 empty] | 0.53391 | 0
LCP_Inputs_ON_Electric_2023_04_03 | 2036 | O/CCGT - CH4 Existing | Crossload | Electricity | ON | Dispatch-Crossload | EmissionsCost | 9180015.4005 | [6 empty] | 0.53391 | 4901285.2753
LCP_Inputs_ON_Electric_2023_04_03 | 2036 | O/CCGT - CH4 Existing | Crossload | Electricity | ON | Dispatch-Crossload | FuelCost | 0 | [6 empty] | 0.53391 | 0
LCP_Inputs_ON_Electric_2023_04_03 | 2036 | O/CCGT - CH4 Existing | Crossload | Electricity | ON | Dispatch-Crossload | VOM | 333612.5238 | [6 empty] | 0.53391 | 178118.454
LCP_Inputs_ON_Electric_2023_04_03 | 2036 | O/CCGT - CH4 Existing | Crossload | Electricity | PJ | Dispatch-Crossload | EmissionsCost | 0 | [6 empty] | 0.53391 | 0
LCP_Inputs_ON_Electric_2023_04_03 | 2036 | O/CCGT - CH4 Existing | Crossload | Electricity | PJ | Dispatch-Crossload | FuelCost | 0 | [6 empty] | 0.53391 | 0
LCP_Inputs_ON_Electric_2023_04_03 | 2036 | O/CCGT - CH4 Existing | Crossload | Electricity | PJ | Dispatch-Crossload | VOM | 0 | [6 empty] | 0.53391 | 0
LCP_Inputs_ON_Electric_2023_04_03 | 2036 | O/CCGT - CH4 Existing | Crossload | Electricity | QC | Dispatch-Crossload | EmissionsCost | 0 | [6 empty] | 0.53391 | 0
LCP_Inputs_ON_Electric_2023_04_03 | 2036 | O/CCGT - CH4 Existing | Crossload | Electricity | QC | Dispatch-Crossload | FuelCost | 0 | [6 empty] | 0.53391 | 0
LCP_Inputs_ON_Electric_2023_04_03 | 2036 | O/CCGT - CH4 Existing | Crossload | Electricity | QC | Dispatch-Crossload | VOM | 0 | [6 empty] | 0.53391 | 0
LCP_Inputs_ON_Electric_2023_04_03 | 2036 | O/CCGT - CH4 Existing | Crossload | Electricity | WC | Dispatch-Crossload | EmissionsCost | 0 | [6 empty] | 0.53391 | 0
LCP_Inputs_ON_Electric_2023_04_03 | 2036 | O/CCGT - CH4 Existing | Crossload | Electricity | WC | Dispatch-Crossload | FuelCost | 0 | [6 empty] | 0.53391 | 0
LCP_Inputs_ON_Electric_2023_04_03 | 2036 | O/CCGT - CH4 Existing | Crossload | Electricity | WC | Dispatch-Crossload | VOM | 0 | [6 empty] | 0.53391 | 0
LCP_Inputs_ON_Electric_2023_04_03 | 2036 | O/CCGT - CH4 New | Crossload | Electricity | MI | Dispatch-Crossload | EmissionsCost | 0 | [6 empty] | 0.53391 | 0
LCP_Inputs_ON_Electric_2023_04_03 | 2036 | O/CCGT - CH4 New | Crossload | Electricity | MI | Dispatch-Crossload | FuelCost | 0 | [6 empty] | 0.53391 | 0
LCP_Inputs_ON_Electric_2023_04_03 | 2036 | O/CCGT - CH4 New | Crossload | Electricity | MI | Dispatch-Crossload | VOM | 0 | [6 empty] | 0.53391 | 0
LCP_Inputs_ON_Electric_2023_04_03 | 2036 | O/CCGT - CH4 New | Crossload | Electricity | NY | Dispatch-Crossload | EmissionsCost | 0 | [6 empty] | 0.53391 | 0
LCP_Inputs_ON_Electric_2023_04_03 | 2036 | O/CCGT - CH4 New | Crossload | Electricity | NY | Dispatch-Crossload | FuelCost | 0 | [6 empty] | 0.53391 | 0
LCP_Inputs_ON_Electric_2023_04_03 | 2036 | O/CCGT - CH4 New | Crossload | Electricity | NY | Dispatch-Crossload | VOM | 0 | [6 empty] | 0.53391 | 0
LCP_Inputs_ON_Electric_2023_04_03 | 2036 | O/CCGT - CH4 New | Crossload | Electricity | ON | Dispatch-Crossload | EmissionsCost | 361423.3129 | [6 empty] | 0.53391 | 192966.8617
LCP_Inputs_ON_Electric_2023_04_03 | 2036 | O/CCGT - CH4 New | Crossload | Electricity | ON | Dispatch-Crossload | FuelCost | 0 | [6 empty] | 0.53391 | 0
LCP_Inputs_ON_Electric_2023_04_03 | 2036 | O/CCGT - CH4 New | Crossload | Electricity | ON | Dispatch-Crossload | VOM | 13134.547 | [6 empty] | 0.53391 | 7012.642
LCP_Inputs_ON_Electric_2023_04_03 | 2036 | O/CCGT - CH4 New | Crossload | Electricity | PJ | Dispatch-Crossload | EmissionsCost | 0 | [6 empty] | 0.53391 | 0
LCP_Inputs_ON_Electric_2023_04_03 | 2036 | O/CCGT - CH4 New | Crossload | Electricity | PJ | Dispatch-Crossload | FuelCost | 0 | [6 empty] | 0.53391 | 0
LCP_Inputs_ON_Electric_2023_04_03 | 2036 | O/CCGT - CH4 New | Crossload | Electricity | PJ | Dispatch-Crossload | VOM | 0 | [6 empty] | 0.53391 | 0
LCP_Inputs_ON_Electric_2023_04_03 | 2036 | O/CCGT - CH4 New | Crossload | Electricity | QC | Dispatch-Crossload | EmissionsCost | 0 | [6 empty] | 0.53391 | 0
LCP_Inputs_ON_Electric_2023_04_03 | 2036 | O/CCGT - CH4 New | Crossload | Electricity | QC | Dispatch-Crossload | FuelCost | 0 | [6 empty] | 0.53391 | 0
LCP_Inputs_ON_Electric_2023_04_03 | 2036 | O/CCGT - CH4 New | Crossload | Electricity | QC | Dispatch-Crossload | VOM | 0 | [6 empty] | 0.53391 | 0
LCP_Inputs_ON_Electric_2023_04_03 | 2036 | O/CCGT - CH4 New | Crossload | Electricity | WC | Dispatch-Crossload | EmissionsCost | 0 | [6 empty] | 0.53391 | 0
LCP_Inputs_ON_Electric_2023_04_03 | 2036 | O/CCGT - CH4 New | Crossload | Electricity | WC | Dispatch-Crossload | FuelCost | 0 | [6 empty] | 0.53391 | 0
LCP_Inputs_ON_Electric_2023_04_03 | 2036 | O/CCGT - CH4 New | Crossload | Electricity | WC | Dispatch-Crossload | VOM | 0 | [6 empty] | 0.53391 | 0
LCP_Inputs_ON_Electric_2023_04_03 | 2036 | O/CCGT - H2 New | Crossload | Electricity | MI | Dispatch-Crossload | EmissionsCost | 0 | [6 empty] | 0.53391 | 0
LCP_Inputs_ON_Electric_2023_04_03 | 2036 | O/CCGT - H2 New | Crossload | Electricity | MI | Dispatch-Crossload | FuelCost | 0 | [6 empty] | 0.53391 | 0
LCP_Inputs_ON_Electric_2023_04_03 | 2036 | O/CCGT - H2 New | Crossload | Electricity | MI | Dispatch-Crossload | VOM | 0 | [6 empty] | 0.53391 | 0
LCP_Inputs_ON_Electric_2023_04_03 | 2036 | O/CCGT - H2 New | Crossload | Electricity | NY | Dispatch-Crossload | EmissionsCost | 0 | [6 empty] | 0.53391 | 0
LCP_Inputs_ON_Electric_2023_04_03 | 2036 | O/CCGT - H2 New | Crossload | Electricity | NY | Dispatch-Crossload | FuelCost | 0 | [6 empty] | 0.53391 | 0
LCP_Inputs_ON_Electric_2023_04_03 | 2036 | O/CCGT - H2 New | Crossload | Electricity | NY | Dispatch-Crossload | VOM | 0 | [6 empty] | 0.53391 | 0
LCP_Inputs_ON_Electric_2023_04_03 | 2036 | O/CCGT - H2 New | Crossload | Electricity | ON | Dispatch-Crossload | EmissionsCost | 0 | [6 empty] | 0.53391 | 0
LCP_Inputs_ON_Electric_2023_04_03 | 2036 | O/CCGT - H2 New | Crossload | Electricity | ON | Dispatch-Crossload | FuelCost | 0 | [6 empty] | 0.53391 | 0
LCP_Inputs_ON_Electric_2023_04_03 | 2036 | O/CCGT - H2 New | Crossload | Electricity | ON | Dispatch-Crossload | VOM | 1464727.4743 | [6 empty] | 0.53391 | 782029.9737
LCP_Inputs_ON_Electric_2023_04_03 | 2036 | O/CCGT - H2 New | Crossload | Electricity | PJ | Dispatch-Crossload | EmissionsCost | 0 | [6 empty] | 0.53391 | 0
LCP_Inputs_ON_Electric_2023_04_03 | 2036 | O/CCGT - H2 New | Crossload | Electricity | PJ | Dispatch-Crossload | FuelCost | 0 | [6 empty] | 0.53391 | 0
LCP_Inputs_ON_Electric_2023_04_03 | 2036 | O/CCGT - H2 New | Crossload | Electricity | PJ | Dispatch-Crossload | VOM | 0 | [6 empty] | 0.53391 | 0
LCP_Inputs_ON_Electric_2023_04_03 | 2036 | O/CCGT - H2 New | Crossload | Electricity | QC | Dispatch-Crossload | EmissionsCost | 0 | [6 empty] | 0.53391 | 0
LCP_Inputs_ON_Electric_2023_04_03 | 2036 | O/CCGT - H2 New | Crossload | Electricity | QC | Dispatch-Crossload | FuelCost | 0 | [6 empty] | 0.53391 | 0
LCP_Inputs_ON_Electric_2023_04_03 | 2036 | O/CCGT - H2 New | Crossload | Electricity | QC | Dispatch-Crossload | VOM | 0 | [6 empty] | 0.53391 | 0
LCP_Inputs_ON_Electric_2023_04_03 | 2036 | O/CCGT - H2 New | Crossload | Electricity | WC | Dispatch-Crossload | EmissionsCost | 0 | [6 empty] | 0.53391 | 0
LCP_Inputs_ON_Electric_2023_04_03 | 2036 | O/CCGT - H2 New | Crossload | Electricity | WC | Dispatch-Crossload | FuelCost | 0 | [6 empty] | 0.53391 | 0
LCP_Inputs_ON_Electric_2023_04_03 | 2036 | O/CCGT - H2 New | Crossload | Electricity | WC | Dispatch-Crossload | VOM | 0 | [6 empty] | 0.53391 | 0
LCP_Inputs_ON_Electric_2023_04_03 | 2036 | SMR CCS | Crossload | Hydrogen | MI | Dispatch-Crossload | EmissionsCost | 0 | [6 empty] | 0.53391 | 0
LCP_Inputs_ON_Electric_2023_04_03 | 2036 | SMR CCS | Crossload | Hydrogen | MI | Dispatch-Crossload | FuelCost | 0 | [6 empty] | 0.53391 | 0
LCP_Inputs_ON_Electric_2023_04_03 | 2036 | SMR CCS | Crossload | Hydrogen | MI | Dispatch-Crossload | VOM | 0 | [6 empty] | 0.53391 | 0
LCP_Inputs_ON_Electric_2023_04_03 | 2036 | SMR CCS | Crossload | Hydrogen | NY | Dispatch-Crossload | EmissionsCost | 0 | [6 empty] | 0.53391 | 0
LCP_Inputs_ON_Electric_2023_04_03 | 2036 | SMR CCS | Crossload | Hydrogen | NY | Dispatch-Crossload | FuelCost | 0 | [6 empty] | 0.53391 | 0
LCP_Inputs_ON_Electric_2023_04_03 | 2036 | SMR CCS | Crossload | Hydrogen | NY | Dispatch-Crossload | VOM | 0 | [6 empty] | 0.53391 | 0
LCP_Inputs_ON_Electric_2023_04_03 | 2036 | SMR CCS | Crossload | Hydrogen | ON | Dispatch-Crossload | EmissionsCost | 76580835.5373 | [6 empty] | 0.53391 | 40887134.1942
LCP_Inputs_ON_Electric_2023_04_03 | 2036 | SMR CCS | Crossload | Hydrogen | ON | Dispatch-Crossload | FuelCost | 0 | [6 empty] | 0.53391 | 0
LCP_Inputs_ON_Electric_2023_04_03 | 2036 | SMR CCS | Crossload | Hydrogen | ON | Dispatch-Crossload | VOM | 91254385.794 | [6 empty] | 0.53391 | 48721462.6426
LCP_Inputs_ON_Electric_2023_04_03 | 2036 | SMR CCS | Crossload | Hydrogen | PJ | Dispatch-Crossload | EmissionsCost | 0 | [6 empty] | 0.53391 | 0
LCP_Inputs_ON_Electric_2023_04_03 | 2036 | SMR CCS | Crossload | Hydrogen | PJ | Dispatch-Crossload | FuelCost | 0 | [6 empty] | 0.53391 | 0
LCP_Inputs_ON_Electric_2023_04_03 | 2036 | SMR CCS | Crossload | Hydrogen | PJ | Dispatch-Crossload | VOM | 0 | [6 empty] | 0.53391 | 0
LCP_Inputs_ON_Electric_2023_04_03 | 2036 | SMR CCS | Crossload | Hydrogen | QC | Dispatch-Crossload | EmissionsCost | 0 | [6 empty] | 0.53391 | 0
LCP_Inputs_ON_Electric_2023_04_03 | 2036 | SMR CCS | Crossload | Hydrogen | QC | Dispatch-Crossload | FuelCost | 0 | [6 empty] | 0.53391 | 0
LCP_Inputs_ON_Electric_2023_04_03 | 2036 | SMR CCS | Crossload | Hydrogen | QC | Dispatch-Crossload | VOM | 0 | [6 empty] | 0.53391 | 0
LCP_Inputs_ON_Electric_2023_04_03 | 2036 | SMR CCS | Crossload | Hydrogen | WC | Dispatch-Crossload | EmissionsCost | 0 | [6 empty] | 0.53391 | 0
LCP_Inputs_ON_Electric_2023_04_03 | 2036 | SMR CCS | Crossload | Hydrogen | WC | Dispatch-Crossload | FuelCost | 0 | [6 empty] | 0.53391 | 0
LCP_Inputs_ON_Electric_2023_04_03 | 2036 | SMR CCS | Crossload | Hydrogen | WC | Dispatch-Crossload | VOM | 0 | [6 empty] | 0.53391 | 0
LCP_Inputs_ON_Electric_2023_04_03 | 2036 | Solar PV | Generation | Electricity | MI | Dispatch-Generation | EmissionsCost | 0 | [6 empty] | 0.53391 | 0
LCP_Inputs_ON_Electric_2023_04_03 | 2036 | Solar PV | Generation | Electricity | MI | Dispatch-Generation | FuelCost | 0 | [6 empty] | 0.53391 | 0
LCP_Inputs_ON_Electric_2023_04_03 | 2036 | Solar PV | Generation | Electricity | MI | Dispatch-Generation | VOM | 0 | [6 empty] | 0.53391 | 0
LCP_Inputs_ON_Electric_2023_04_03 | 2036 | Solar PV | Generation | Electricity | NY | Dispatch-Generation | EmissionsCost | 0 | [6 empty] | 0.53391 | 0
LCP_Inputs_ON_Electric_2023_04_03 | 2036 | Solar PV | Generation | Electricity | NY | Dispatch-Generation | FuelCost | 0 | [6 empty] | 0.53391 | 0
LCP_Inputs_ON_Electric_2023_04_03 | 2036 | Solar PV | Generation | Electricity | NY | Dispatch-Generation | VOM | 0 | [6 empty] | 0.53391 | 0
LCP_Inputs_ON_Electric_2023_04_03 | 2036 | Solar PV | Generation | Electricity | ON | Dispatch-Generation | EmissionsCost | 0 | [6 empty] | 0.53391 | 0
LCP_Inputs_ON_Electric_2023_04_03 | 2036 | Solar PV | Generation | Electricity | ON | Dispatch-Generation | FuelCost | 0 | [6 empty] | 0.53391 | 0
LCP_Inputs_ON_Electric_2023_04_03 | 2036 | Solar PV | Generation | Electricity | ON | Dispatch-Generation | VOM | 0 | [6 empty] | 0.53391 | 0
LCP_Inputs_ON_Electric_2023_04_03 | 2036 | Solar PV | Generation | Electricity | PJ | Dispatch-Generation | EmissionsCost | 0 | [6 empty] | 0.53391 | 0
LCP_Inputs_ON_Electric_2023_04_03 | 2036 | Solar PV | Generation | Electricity | PJ | Dispatch-Generation | FuelCost | 0 | [6 empty] | 0.53391 | 0
LCP_Inputs_ON_Electric_2023_04_03 | 2036 | Solar PV | Generation | Electricity | PJ | Dispatch-Generation | VOM | 0 | [6 empty] | 0.53391 | 0
LCP_Inputs_ON_Electric_2023_04_03 | 2036 | Solar PV | Generation | Electricity | QC | Dispatch-Generation | EmissionsCost | 0 | [6 empty] | 0.53391 | 0
LCP_Inputs_ON_Electric_2023_04_03 | 2036 | Solar PV | Generation | Electricity | QC | Dispatch-Generation | FuelCost | 0 | [6 empty] | 0.53391 | 0
LCP_Inputs_ON_Electric_2023_04_03 | 2036 | Solar PV | Generation | Electricity | QC | Dispatch-Generation | VOM | 0 | [6 empty] | 0.53391 | 0
LCP_Inputs_ON_Electric_2023_04_03 | 2036 | Solar PV | Generation | Electricity | WC | Dispatch-Generation | EmissionsCost | 0 | [6 empty] | 0.53391 | 0
LCP_Inputs_ON_Electric_2023_04_03 | 2036 | Solar PV | Generation | Electricity | WC | Dispatch-Generation | FuelCost | 0 | [6 empty] | 0.53391 | 0
LCP_Inputs_ON_Electric_2023_04_03 | 2036 | Solar PV | Generation | Electricity | WC | Dispatch-Generation | VOM | 0 | [6 empty] | 0.53391 | 0
LCP_Inputs_ON_Electric_2023_04_03 | 2036 | Wind Offshore | Generation | Electricity | MI | Dispatch-Generation | EmissionsCost | 0 | [6 empty] | 0.53391 | 0
LCP_Inputs_ON_Electric_2023_04_03 | 2036 | Wind Offshore | Generation | Electricity | MI | Dispatch-Generation | FuelCost | 0 | [6 empty] | 0.53391 | 0
LCP_Inputs_ON_Electric_2023_04_03 | 2036 | Wind Offshore | Generation | Electricity | MI | Dispatch-Generation | VOM | 0 | [6 empty] | 0.53391 | 0
LCP_Inputs_ON_Electric_2023_04_03 | 2036 | Wind Offshore | Generation | Electricity | NY | Dispatch-Generation | EmissionsCost | 0 | [6 empty] | 0.53391 | 0
LCP_Inputs_ON_Electric_2023_04_03 | 2036 | Wind Offshore | Generation | Electricity | NY | Dispatch-Generation | FuelCost | 0 | [6 empty] | 0.53391 | 0
LCP_Inputs_ON_Electric_2023_04_03 | 2036 | Wind Offshore | Generation | Electricity | NY | Dispatch-Generation | VOM | 0 | [6 empty] | 0.53391 | 0
LCP_Inputs_ON_Electric_2023_04_03 | 2036 | Wind Offshore | Generation | Electricity | ON | Dispatch-Generation | EmissionsCost | 0 | [6 empty] | 0.53391 | 0
LCP_Inputs_ON_Electric_2023_04_03 | 2036 | Wind Offshore | Generation | Electricity | ON | Dispatch-Generation | FuelCost | 0 | [6 empty] | 0.53391 | 0
LCP_Inputs_ON_Electric_2023_04_03 | 2036 | Wind Offshore | Generation | Electricity | ON | Dispatch-Generation | VOM | 0 | [6 empty] | 0.53391 | 0
LCP_Inputs_ON_Electric_2023_04_03 | 2036 | Wind Offshore | Generation | Electricity | PJ | Dispatch-Generation | EmissionsCost | 0 | [6 empty] | 0.53391 | 0
LCP_Inputs_ON_Electric_2023_04_03 | 2036 | Wind Offshore | Generation | Electricity | PJ | Dispatch-Generation | FuelCost | 0 | [6 empty] | 0.53391 | 0
LCP_Inputs_ON_Electric_2023_04_03 | 2036 | Wind Offshore | Generation | Electricity | PJ | Dispatch-Generation | VOM | 0 | [6 empty] | 0.53391 | 0
LCP_Inputs_ON_Electric_2023_04_03 | 2036 | Wind Offshore | Generation | Electricity | QC | Dispatch-Generation | EmissionsCost | 0 | [6 empty] | 0.53391 | 0
LCP_Inputs_ON_Electric_2023_04_03 | 2036 | Wind Offshore | Generation | Electricity | QC | Dispatch-Generation | FuelCost | 0 | [6 empty] | 0.53391 | 0
LCP_Inputs_ON_Electric_2023_04_03 | 2036 | Wind Offshore | Generation | Electricity | QC | Dispatch-Generation | VOM | 0 | [6 empty] | 0.53391 | 0
LCP_Inputs_ON_Electric_2023_04_03 | 2036 | Wind Offshore | Generation | Electricity | WC | Dispatch-Generation | EmissionsCost | 0 | [6 empty] | 0.53391 | 0
LCP_Inputs_ON_Electric_2023_04_03 | 2036 | Wind Offshore | Generation | Electricity | WC | Dispatch-Generation | FuelCost | 0 | [6 empty] | 0.53391 | 0
LCP_Inputs_ON_Electric_2023_04_03 | 2036 | Wind Offshore | Generation | Electricity | WC | Dispatch-Generation | VOM | 0 | [6 empty] | 0.53391 | 0
LCP_Inputs_ON_Electric_2023_04_03 | 2036 | Wind Onshore | Generation | Electricity | MI | Dispatch-Generation | EmissionsCost | 0 | [6 empty] | 0.53391 | 0
LCP_Inputs_ON_Electric_2023_04_03 | 2036 | Wind Onshore | Generation | Electricity | MI | Dispatch-Generation | FuelCost | 0 | [6 empty] | 0.53391 | 0
LCP_Inputs_ON_Electric_2023_04_03 | 2036 | Wind Onshore | Generation | Electricity | MI | Dispatch-Generation | VOM | 0 | [6 empty] | 0.53391 | 0
LCP_Inputs_ON_Electric_2023_04_03 | 2036 | Wind Onshore | Generation | Electricity | NY | Dispatch-Generation | EmissionsCost | 0 | [6 empty] | 0.53391 | 0
LCP_Inputs_ON_Electric_2023_04_03 | 2036 | Wind Onshore | Generation | Electricity | NY | Dispatch-Generation | FuelCost | 0 | [6 empty] | 0.53391 | 0
LCP_Inputs_ON_Electric_2023_04_03 | 2036 | Wind Onshore | Generation | Electricity | NY | Dispatch-Generation | VOM | 0 | [6 empty] | 0.53391 | 0
LCP_Inputs_ON_Electric_2023_04_03 | 2036 | Wind Onshore | Generation | Electricity | ON | Dispatch-Generation | EmissionsCost | 0 | [6 empty] | 0.53391 | 0
LCP_Inputs_ON_Electric_2023_04_03 | 2036 | Wind Onshore | Generation | Electricity | ON | Dispatch-Generation | FuelCost | 0 | [6 empty] | 0.53391 | 0
LCP_Inputs_ON_Electric_2023_04_03 | 2036 | Wind Onshore | Generation | Electricity | ON | Dispatch-Generation | VOM | 0 | [6 empty] | 0.53391 | 0
LCP_Inputs_ON_Electric_2023_04_03 | 2036 | Wind Onshore | Generation | Electricity | PJ | Dispatch-Generation | EmissionsCost | 0 | [6 empty] | 0.53391 | 0
LCP_Inputs_ON_Electric_2023_04_03 | 2036 | Wind Onshore | Generation | Electricity | PJ | Dispatch-Generation | FuelCost | 0 | [6 empty] | 0.53391 | 0
LCP_Inputs_ON_Electric_2023_04_03 | 2036 | Wind Onshore | Generation | Electricity | PJ | Dispatch-Generation | VOM | 0 | [6 empty] | 0.53391 | 0
LCP_Inputs_ON_Electric_2023_04_03 | 2036 | Wind Onshore | Generation | Electricity | QC | Dispatch-Generation | EmissionsCost | 0 | [6 empty] | 0.53391 | 0
LCP_Inputs_ON_Electric_2023_04_03 | 2036 | Wind Onshore | Generation | Electricity | QC | Dispatch-Generation | FuelCost | 0 | [6 empty] | 0.53391 | 0
LCP_Inputs_ON_Electric_2023_04_03 | 2036 | Wind Onshore | Generation | Electricity | QC | Dispatch-Generation | VOM | 0 | [6 empty] | 0.53391 | 0
LCP_Inputs_ON_Electric_2023_04_03 | 2036 | Wind Onshore | Generation | Electricity | WC | Dispatch-Generation | EmissionsCost | 0 | [6 empty] | 0.53391 | 0
LCP_Inputs_ON_Electric_2023_04_03 | 2036 | Wind Onshore | Generation | Electricity | WC | Dispatch-Generation | FuelCost | 0 | [6 empty] | 0.53391 | 0
LCP_Inputs_ON_Electric_2023_04_03 | 2036 | Wind Onshore | Generation | Electricity | WC | Dispatch-Generation | VOM | 0 | [6 empty] | 0.53391 | 0
LCP_Inputs_ON_Electric_2023_04_03 | 2037 | Anaerobic Digestion | Generation | Methane | MI | Dispatch-Generation | EmissionsCost | 0 | [6 empty] | 0.51337 | 0
LCP_Inputs_ON_Electric_2023_04_03 | 2037 | Anaerobic Digestion | Generation | Methane | MI | Dispatch-Generation | FuelCost | 0 | [6 empty] | 0.51337 | 0
LCP_Inputs_ON_Electric_2023_04_03 | 2037 | Anaerobic Digestion | Generation | Methane | MI | Dispatch-Generation | VOM | 0 | [6 empty] | 0.51337 | 0
LCP_Inputs_ON_Electric_2023_04_03 | 2037 | Anaerobic Digestion | Generation | Methane | NY | Dispatch-Generation | EmissionsCost | 0 | [6 empty] | 0.51337 | 0
LCP_Inputs_ON_Electric_2023_04_03 | 2037 | Anaerobic Digestion | Generation | Methane | NY | Dispatch-Generation | FuelCost | 0 | [6 empty] | 0.51337 | 0
LCP_Inputs_ON_Electric_2023_04_03 | 2037 | Anaerobic Digestion | Generation | Methane | NY | Dispatch-Generation | VOM | 0 | [6 empty] | 0.51337 | 0
LCP_Inputs_ON_Electric_2023_04_03 | 2037 | Anaerobic Digestion | Generation | Methane | ON | Dispatch-Generation | EmissionsCost | 0 | [6 empty] | 0.51337 | 0
LCP_Inputs_ON_Electric_2023_04_03 | 2037 | Anaerobic Digestion | Generation | Methane | ON | Dispatch-Generation | FuelCost | 0 | [6 empty] | 0.51337 | 0
LCP_Inputs_ON_Electric_2023_04_03 | 2037 | Anaerobic Digestion | Generation | Methane | ON | Dispatch-Generation | VOM | 0 | [6 empty] | 0.51337 | 0
LCP_Inputs_ON_Electric_2023_04_03 | 2037 | Anaerobic Digestion | Generation | Methane | PJ | Dispatch-Generation | EmissionsCost | 0 | [6 empty] | 0.51337 | 0
LCP_Inputs_ON_Electric_2023_04_03 | 2037 | Anaerobic Digestion | Generation | Methane | PJ | Dispatch-Generation | FuelCost | 0 | [6 empty] | 0.51337 | 0
LCP_Inputs_ON_Electric_2023_04_03 | 2037 | Anaerobic Digestion | Generation | Methane | PJ | Dispatch-Generation | VOM | 0 | [6 empty] | 0.51337 | 0
LCP_Inputs_ON_Electric_2023_04_03 | 2037 | Anaerobic Digestion | Generation | Methane | QC | Dispatch-Generation | EmissionsCost | 0 | [6 empty] | 0.51337 | 0
LCP_Inputs_ON_Electric_2023_04_03 | 2037 | Anaerobic Digestion | Generation | Methane | QC | Dispatch-Generation | FuelCost | 0 | [6 empty] | 0.51337 | 0
LCP_Inputs_ON_Electric_2023_04_03 | 2037 | Anaerobic Digestion | Generation | Methane | QC | Dispatch-Generation | VOM | 0 | [6 empty] | 0.51337 | 0
LCP_Inputs_ON_Electric_2023_04_03 | 2037 | Anaerobic Digestion | Generation | Methane | WC | Dispatch-Generation | EmissionsCost | 0 | [6 empty] | 0.51337 | 0
LCP_Inputs_ON_Electric_2023_04_03 | 2037 | Anaerobic Digestion | Generation | Methane | WC | Dispatch-Generation | FuelCost | 0 | [6 empty] | 0.51337 | 0
LCP_Inputs_ON_Electric_2023_04_03 | 2037 | Anaerobic Digestion | Generation | Methane | WC | Dispatch-Generation | VOM | 0 | [6 empty] | 0.51337 | 0
LCP_Inputs_ON_Electric_2023_04_03 | 2037 | Battery Storage | Storage | Electricity | MI | Dispatch-Storage | EmissionsCost | 0 | [6 empty] | 0.51337 | 0
LCP_Inputs_ON_Electric_2023_04_03 | 2037 | Battery Storage | Storage | Electricity | MI | Dispatch-Storage | FuelCost | 0 | [6 empty] | 0.51337 | 0
LCP_Inputs_ON_Electric_2023_04_03 | 2037 | Battery Storage | Storage | Electricity | MI | Dispatch-Storage | VOM | 0 | [6 empty] | 0.51337 | 0
LCP_Inputs_ON_Electric_2023_04_03 | 2037 | Battery Storage | Storage | Electricity | NY | Dispatch-Storage | EmissionsCost | 0 | [6 empty] | 0.51337 | 0
LCP_Inputs_ON_Electric_2023_04_03 | 2037 | Battery Storage | Storage | Electricity | NY | Dispatch-Storage | FuelCost | 0 | [6 empty] | 0.51337 | 0
LCP_Inputs_ON_Electric_2023_04_03 | 2037 | Battery Storage | Storage | Electricity | NY | Dispatch-Storage | VOM | 0 | [6 empty] | 0.51337 | 0
LCP_Inputs_ON_Electric_2023_04_03 | 2037 | Battery Storage | Storage | Electricity | ON | Dispatch-Storage | EmissionsCost | 0 | [6 empty] | 0.51337 | 0
LCP_Inputs_ON_Electric_2023_04_03 | 2037 | Battery Storage | Storage | Electricity | ON | Dispatch-Storage | FuelCost | 0 | [6 empty] | 0.51337 | 0
LCP_Inputs_ON_Electric_2023_04_03 | 2037 | Battery Storage | Storage | Electricity | ON | Dispatch-Storage | VOM | 0 | [6 empty] | 0.51337 | 0
LCP_Inputs_ON_Electric_2023_04_03 | 2037 | Battery Storage | Storage | Electricity | PJ | Dispatch-Storage | EmissionsCost | 0 | [6 empty] | 0.51337 | 0
LCP_Inputs_ON_Electric_2023_04_03 | 2037 | Battery Storage | Storage | Electricity | PJ | Dispatch-Storage | FuelCost | 0 | [6 empty] | 0.51337 | 0
LCP_Inputs_ON_Electric_2023_04_03 | 2037 | Battery Storage | Storage | Electricity | PJ | Dispatch-Storage | VOM | 0 | [6 empty] | 0.51337 | 0
LCP_Inputs_ON_Electric_2023_04_03 | 2037 | Battery Storage | Storage | Electricity | QC | Dispatch-Storage | EmissionsCost | 0 | [6 empty] | 0.51337 | 0
LCP_Inputs_ON_Electric_2023_04_03 | 2037 | Battery Storage | Storage | Electricity | QC | Dispatch-Storage | FuelCost | 0 | [6 empty] | 0.51337 | 0
LCP_Inputs_ON_Electric_2023_04_03 | 2037 | Battery Storage | Storage | Electricity | QC | Dispatch-Storage | VOM | 0 | [6 empty] | 0.51337 | 0
LCP_Inputs_ON_Electric_2023_04_03 | 2037 | Battery Storage | Storage | Electricity | WC | Dispatch-Storage | EmissionsCost | 0 | [6 empty] | 0.51337 | 0
LCP_Inputs_ON_Electric_2023_04_03 | 2037 | Battery Storage | Storage | Electricity | WC | Dispatch-Storage | FuelCost | 0 | [6 empty] | 0.51337 | 0
LCP_Inputs_ON_Electric_2023_04_03 | 2037 | Battery Storage | Storage | Electricity | WC | Dispatch-Storage | VOM | 0 | [6 empty] | 0.51337 | 0
LCP_Inputs_ON_Electric_2023_04_03 | 2037 | Biomass | Generation | Electricity | MI | Dispatch-Generation | EmissionsCost | 0 | [6 empty] | 0.51337 | 0
LCP_Inputs_ON_Electric_2023_04_03 | 2037 | Biomass | Generation | Electricity | MI | Dispatch-Generation | FuelCost | 0 | [6 empty] | 0.51337 | 0
LCP_Inputs_ON_Electric_2023_04_03 | 2037 | Biomass | Generation | Electricity | MI | Dispatch-Generation | VOM | 0 | [6 empty] | 0.51337 | 0
LCP_Inputs_ON_Electric_2023_04_03 | 2037 | Biomass | Generation | Electricity | NY | Dispatch-Generation | EmissionsCost | 0 | [6 empty] | 0.51337 | 0
LCP_Inputs_ON_Electric_2023_04_03 | 2037 | Biomass | Generation | Electricity | NY | Dispatch-Generation | FuelCost | 0 | [6 empty] | 0.51337 | 0
LCP_Inputs_ON_Electric_2023_04_03 | 2037 | Biomass | Generation | Electricity | NY | Dispatch-Generation | VOM | 0 | [6 empty] | 0.51337 | 0
LCP_Inputs_ON_Electric_2023_04_03 | 2037 | Biomass | Generation | Electricity | ON | Dispatch-Generation | EmissionsCost | 0 | [6 empty] | 0.51337 | 0
LCP_Inputs_ON_Electric_2023_04_03 | 2037 | Biomass | Generation | Electricity | ON | Dispatch-Generation | FuelCost | 2498962.9091 | [6 empty] | 0.51337 | 1282900.6999
LCP_Inputs_ON_Electric_2023_04_03 | 2037 | Biomass | Generation | Electricity | ON | Dispatch-Generation | VOM | 32070.024 | [6 empty] | 0.51337 | 16463.8923
LCP_Inputs_ON_Electric_2023_04_03 | 2037 | Biomass | Generation | Electricity | PJ | Dispatch-Generation | EmissionsCost | 0 | [6 empty] | 0.51337 | 0
LCP_Inputs_ON_Electric_2023_04_03 | 2037 | Biomass | Generation | Electricity | PJ | Dispatch-Generation | FuelCost | 0 | [6 empty] | 0.51337 | 0
LCP_Inputs_ON_Electric_2023_04_03 | 2037 | Biomass | Generation | Electricity | PJ | Dispatch-Generation | VOM | 0 | [6 empty] | 0.51337 | 0
LCP_Inputs_ON_Electric_2023_04_03 | 2037 | Biomass | Generation | Electricity | QC | Dispatch-Generation | EmissionsCost | 0 | [6 empty] | 0.51337 | 0
LCP_Inputs_ON_Electric_2023_04_03 | 2037 | Biomass | Generation | Electricity | QC | Dispatch-Generation | FuelCost | 449170.9091 | [6 empty] | 0.51337 | 230592.3275
LCP_Inputs_ON_Electric_2023_04_03 | 2037 | Biomass | Generation | Electricity | QC | Dispatch-Generation | VOM | 5764.36 | [6 empty] | 0.51337 | 2959.2682
LCP_Inputs_ON_Electric_2023_04_03 | 2037 | Biomass | Generation | Electricity | WC | Dispatch-Generation | EmissionsCost | 0 | [6 empty] | 0.51337 | 0
LCP_Inputs_ON_Electric_2023_04_03 | 2037 | Biomass | Generation | Electricity | WC | Dispatch-Generation | FuelCost | 0 | [6 empty] | 0.51337 | 0
LCP_Inputs_ON_Electric_2023_04_03 | 2037 | Biomass | Generation | Electricity | WC | Dispatch-Generation | VOM | 0 | [6 empty] | 0.51337 | 0
LCP_Inputs_ON_Electric_2023_04_03 | 2037 | Biomass + CCS | Generation | Electricity | MI | Dispatch-Generation | EmissionsCost | 0 | [6 empty] | 0.51337 | 0
LCP_Inputs_ON_Electric_2023_04_03 | 2037 | Biomass + CCS | Generation | Electricity | MI | Dispatch-Generation | FuelCost | 0 | [6 empty] | 0.51337 | 0
LCP_Inputs_ON_Electric_2023_04_03 | 2037 | Biomass + CCS | Generation | Electricity | MI | Dispatch-Generation | VOM | 0 | [6 empty] | 0.51337 | 0
LCP_Inputs_ON_Electric_2023_04_03 | 2037 | Biomass + CCS | Generation | Electricity | NY | Dispatch-Generation | EmissionsCost | 0 | [6 empty] | 0.51337 | 0
LCP_Inputs_ON_Electric_2023_04_03 | 2037 | Biomass + CCS | Generation | Electricity | NY | Dispatch-Generation | FuelCost | 0 | [6 empty] | 0.51337 | 0
LCP_Inputs_ON_Electric_2023_04_03 | 2037 | Biomass + CCS | Generation | Electricity | NY | Dispatch-Generation | VOM | 0 | [6 empty] | 0.51337 | 0
LCP_Inputs_ON_Electric_2023_04_03 | 2037 | Biomass + CCS | Generation | Electricity | ON | Dispatch-Generation | EmissionsCost | 0 | [6 empty] | 0.51337 | 0
LCP_Inputs_ON_Electric_2023_04_03 | 2037 | Biomass + CCS | Generation | Electricity | ON | Dispatch-Generation | FuelCost | 0 | [6 empty] | 0.51337 | 0
LCP_Inputs_ON_Electric_2023_04_03 | 2037 | Biomass + CCS | Generation | Electricity | ON | Dispatch-Generation | VOM | 0 | [6 empty] | 0.51337 | 0
LCP_Inputs_ON_Electric_2023_04_03 | 2037 | Biomass + CCS | Generation | Electricity | PJ | Dispatch-Generation | EmissionsCost | 0 | [6 empty] | 0.51337 | 0
LCP_Inputs_ON_Electric_2023_04_03 | 2037 | Biomass + CCS | Generation | Electricity | PJ | Dispatch-Generation | FuelCost | 0 | [6 empty] | 0.51337 | 0
LCP_Inputs_ON_Electric_2023_04_03 | 2037 | Biomass + CCS | Generation | Electricity | PJ | Dispatch-Generation | VOM | 0 | [6 empty] | 0.51337 | 0
LCP_Inputs_ON_Electric_2023_04_03 | 2037 | Biomass + CCS | Generation | Electricity | QC | Dispatch-Generation | EmissionsCost | 0 | [6 empty] | 0.51337 | 0
LCP_Inputs_ON_Electric_2023_04_03 | 2037 | Biomass + CCS | Generation | Electricity | QC | Dispatch-Generation | FuelCost | 0 | [6 empty] | 0.51337 | 0
LCP_Inputs_ON_Electric_2023_04_03 | 2037 | Biomass + CCS | Generation | Electricity | QC | Dispatch-Generation | VOM | 0 | [6 empty] | 0.51337 | 0
LCP_Inputs_ON_Electric_2023_04_03 | 2037 | Biomass + CCS | Generation | Electricity | WC | Dispatch-Generation | EmissionsCost | 0 | [6 empty] | 0.51337 | 0
LCP_Inputs_ON_Electric_2023_04_03 | 2037 | Biomass + CCS | Generation | Electricity | WC | Dispatch-Generation | FuelCost | 0 | [6 empty] | 0.51337 | 0
LCP_Inputs_ON_Electric_2023_04_03 | 2037 | Biomass + CCS | Generation | Electricity | WC | Dispatch-Generation | VOM | 0 | [6 empty] | 0.51337 | 0
LCP_Inputs_ON_Electric_2023_04_03 | 2037 | CH4 + CCS | Generation | Methane | MI | Dispatch-Generation | EmissionsCost | 0 | [6 empty] | 0.51337 | 0
LCP_Inputs_ON_Electric_2023_04_03 | 2037 | CH4 + CCS | Generation | Methane | MI | Dispatch-Generation | FuelCost | 0 | [6 empty] | 0.51337 | 0
LCP_Inputs_ON_Electric_2023_04_03 | 2037 | CH4 + CCS | Generation | Methane | MI | Dispatch-Generation | VOM | 0 | [6 empty] | 0.51337 | 0
LCP_Inputs_ON_Electric_2023_04_03 | 2037 | CH4 + CCS | Generation | Methane | NY | Dispatch-Generation | EmissionsCost | 0 | [6 empty] | 0.51337 | 0
LCP_Inputs_ON_Electric_2023_04_03 | 2037 | CH4 + CCS | Generation | Methane | NY | Dispatch-Generation | FuelCost | 0 | [6 empty] | 0.51337 | 0
LCP_Inputs_ON_Electric_2023_04_03 | 2037 | CH4 + CCS | Generation | Methane | NY | Dispatch-Generation | VOM | 0 | [6 empty] | 0.51337 | 0
LCP_Inputs_ON_Electric_2023_04_03 | 2037 | CH4 + CCS | Generation | Methane | ON | Dispatch-Generation | EmissionsCost | 0 | [6 empty] | 0.51337 | 0
LCP_Inputs_ON_Electric_2023_04_03 | 2037 | CH4 + CCS | Generation | Methane | ON | Dispatch-Generation | FuelCost | 0 | [6 empty] | 0.51337 | 0
LCP_Inputs_ON_Electric_2023_04_03 | 2037 | CH4 + CCS | Generation | Methane | ON | Dispatch-Generation | VOM | 0 | [6 empty] | 0.51337 | 0
LCP_Inputs_ON_Electric_2023_04_03 | 2037 | CH4 + CCS | Generation | Methane | PJ | Dispatch-Generation | EmissionsCost | 0 | [6 empty] | 0.51337 | 0
LCP_Inputs_ON_Electric_2023_04_03 | 2037 | CH4 + CCS | Generation | Methane | PJ | Dispatch-Generation | FuelCost | 0 | [6 empty] | 0.51337 | 0
LCP_Inputs_ON_Electric_2023_04_03 | 2037 | CH4 + CCS | Generation | Methane | PJ | Dispatch-Generation | VOM | 0 | [6 empty] | 0.51337 | 0
LCP_Inputs_ON_Electric_2023_04_03 | 2037 | CH4 + CCS | Generation | Methane | QC | Dispatch-Generation | EmissionsCost | 0 | [6 empty] | 0.51337 | 0
LCP_Inputs_ON_Electric_2023_04_03 | 2037 | CH4 + CCS | Generation | Methane | QC | Dispatch-Generation | FuelCost | 0 | [6 empty] | 0.51337 | 0
LCP_Inputs_ON_Electric_2023_04_03 | 2037 | CH4 + CCS | Generation | Methane | QC | Dispatch-Generation | VOM | 0 | [6 empty] | 0.51337 | 0
LCP_Inputs_ON_Electric_2023_04_03 | 2037 | CH4 + CCS | Generation | Methane | WC | Dispatch-Generation | EmissionsCost | 0 | [6 empty] | 0.51337 | 0
LCP_Inputs_ON_Electric_2023_04_03 | 2037 | CH4 + CCS | Generation | Methane | WC | Dispatch-Generation | FuelCost | 0 | [6 empty] | 0.51337 | 0
LCP_Inputs_ON_Electric_2023_04_03 | 2037 | CH4 + CCS | Generation | Methane | WC | Dispatch-Generation | VOM | 0 | [6 empty] | 0.51337 | 0
LCP_Inputs_ON_Electric_2023_04_03 | 2037 | CH4 Import - NY 2020 | Import | Methane | MI | Dispatch-Import | EmissionsCost | 0 | [6 empty] | 0.51337 | 0
LCP_Inputs_ON_Electric_2023_04_03 | 2037 | CH4 Import - NY 2020 | Import | Methane | MI | Dispatch-Import | FuelCost | 0 | [6 empty] | 0.51337 | 0
LCP_Inputs_ON_Electric_2023_04_03 | 2037 | CH4 Import - NY 2020 | Import | Methane | MI | Dispatch-Import | VOM | 0 | [6 empty] | 0.51337 | 0
LCP_Inputs_ON_Electric_2023_04_03 | 2037 | CH4 Import - NY 2020 | Import | Methane | NY | Dispatch-Import | EmissionsCost | 0 | [6 empty] | 0.51337 | 0
LCP_Inputs_ON_Electric_2023_04_03 | 2037 | CH4 Import - NY 2020 | Import | Methane | NY | Dispatch-Import | FuelCost | 0 | [6 empty] | 0.51337 | 0
LCP_Inputs_ON_Electric_2023_04_03 | 2037 | CH4 Import - NY 2020 | Import | Methane | NY | Dispatch-Import | VOM | 0 | [6 empty] | 0.51337 | 0
LCP_Inputs_ON_Electric_2023_04_03 | 2037 | CH4 Import - NY 2020 | Import | Methane | ON | Dispatch-Import | EmissionsCost | 0 | [6 empty] | 0.51337 | 0
LCP_Inputs_ON_Electric_2023_04_03 | 2037 | CH4 Import - NY 2020 | Import | Methane | ON | Dispatch-Import | FuelCost | 0 | [6 empty] | 0.51337 | 0
LCP_Inputs_ON_Electric_2023_04_03 | 2037 | CH4 Import - NY 2020 | Import | Methane | ON | Dispatch-Import | VOM | 0 | [6 empty] | 0.51337 | 0
LCP_Inputs_ON_Electric_2023_04_03 | 2037 | CH4 Import - NY 2020 | Import | Methane | PJ | Dispatch-Import | EmissionsCost | 0 | [6 empty] | 0.51337 | 0
LCP_Inputs_ON_Electric_2023_04_03 | 2037 | CH4 Import - NY 2020 | Import | Methane | PJ | Dispatch-Import | FuelCost | 0 | [6 empty] | 0.51337 | 0
LCP_Inputs_ON_Electric_2023_04_03 | 2037 | CH4 Import - NY 2020 | Import | Methane | PJ | Dispatch-Import | VOM | 0 | [6 empty] | 0.51337 | 0
LCP_Inputs_ON_Electric_2023_04_03 | 2037 | CH4 Import - NY 2020 | Import | Methane | QC | Dispatch-Import | EmissionsCost | 0 | [6 empty] | 0.51337 | 0
LCP_Inputs_ON_Electric_2023_04_03 | 2037 | CH4 Import - NY 2020 | Import | Methane | QC | Dispatch-Import | FuelCost | 0 | [6 empty] | 0.51337 | 0
LCP_Inputs_ON_Electric_2023_04_03 | 2037 | CH4 Import - NY 2020 | Import | Methane | QC | Dispatch-Import | VOM | 0 | [6 empty] | 0.51337 | 0
LCP_Inputs_ON_Electric_2023_04_03 | 2037 | CH4 Import - NY 2020 | Import | Methane | WC | Dispatch-Import | EmissionsCost | 0 | [6 empty] | 0.51337 | 0
LCP_Inputs_ON_Electric_2023_04_03 | 2037 | CH4 Import - NY 2020 | Import | Methane | WC | Dispatch-Import | FuelCost | 0 | [6 empty] | 0.51337 | 0
LCP_Inputs_ON_Electric_2023_04_03 | 2037 | CH4 Import - NY 2020 | Import | Methane | WC | Dispatch-Import | VOM | 0 | [6 empty] | 0.51337 | 0
LCP_Inputs_ON_Electric_2023_04_03 | 2037 | CH4 Import - NY 2030 | Import | Methane | MI | Dispatch-Import | EmissionsCost | 0 | [6 empty] | 0.51337 | 0
LCP_Inputs_ON_Electric_2023_04_03 | 2037 | CH4 Import - NY 2030 | Import | Methane | MI | Dispatch-Import | FuelCost | 0 | [6 empty] | 0.51337 | 0
LCP_Inputs_ON_Electric_2023_04_03 | 2037 | CH4 Import - NY 2030 | Import | Methane | MI | Dispatch-Import | VOM | 0 | [6 empty] | 0.51337 | 0
LCP_Inputs_ON_Electric_2023_04_03 | 2037 | CH4 Import - NY 2030 | Import | Methane | NY | Dispatch-Import | EmissionsCost | 2371206202.7872 | [6 empty] | 0.51337 | 1217313824.9087
LCP_Inputs_ON_Electric_2023_04_03 | 2037 | CH4 Import - NY 2030 | Import | Methane | NY | Dispatch-Import | FuelCost | 644356120.8267 | [6 empty] | 0.51337 | 330795193.2333
LCP_Inputs_ON_Electric_2023_04_03 | 2037 | CH4 Import - NY 2030 | Import | Methane | NY | Dispatch-Import | VOM | 0 | [6 empty] | 0.51337 | 0
LCP_Inputs_ON_Electric_2023_04_03 | 2037 | CH4 Import - NY 2030 | Import | Methane | ON | Dispatch-Import | EmissionsCost | 0 | [6 empty] | 0.51337 | 0
LCP_Inputs_ON_Electric_2023_04_03 | 2037 | CH4 Import - NY 2030 | Import | Methane | ON | Dispatch-Import | FuelCost | 0 | [6 empty] | 0.51337 | 0
LCP_Inputs_ON_Electric_2023_04_03 | 2037 | CH4 Import - NY 2030 | Import | Methane | ON | Dispatch-Import | VOM | 0 | [6 empty] | 0.51337 | 0
LCP_Inputs_ON_Electric_2023_04_03 | 2037 | CH4 Import - NY 2030 | Import | Methane | PJ | Dispatch-Import | EmissionsCost | 0 | [6 empty] | 0.51337 | 0
LCP_Inputs_ON_Electric_2023_04_03 | 2037 | CH4 Import - NY 2030 | Import | Methane | PJ | Dispatch-Import | FuelCost | 0 | [6 empty] | 0.51337 | 0
LCP_Inputs_ON_Electric_2023_04_03 | 2037 | CH4 Import - NY 2030 | Import | Methane | PJ | Dispatch-Import | VOM | 0 | [6 empty] | 0.51337 | 0
LCP_Inputs_ON_Electric_2023_04_03 | 2037 | CH4 Import - NY 2030 | Import | Methane | QC | Dispatch-Import | EmissionsCost | 0 | [6 empty] | 0.51337 | 0
LCP_Inputs_ON_Electric_2023_04_03 | 2037 | CH4 Import - NY 2030 | Import | Methane | QC | Dispatch-Import | FuelCost | 0 | [6 empty] | 0.51337 | 0
LCP_Inputs_ON_Electric_2023_04_03 | 2037 | CH4 Import - NY 2030 | Import | Methane | QC | Dispatch-Import | VOM | 0 | [6 empty] | 0.51337 | 0
LCP_Inputs_ON_Electric_2023_04_03 | 2037 | CH4 Import - NY 2030 | Import | Methane | WC | Dispatch-Import | EmissionsCost | 0 | [6 empty] | 0.51337 | 0
LCP_Inputs_ON_Electric_2023_04_03 | 2037 | CH4 Import - NY 2030 | Import | Methane | WC | Dispatch-Import | FuelCost | 0 | [6 empty] | 0.51337 | 0
LCP_Inputs_ON_Electric_2023_04_03 | 2037 | CH4 Import - NY 2030 | Import | Methane | WC | Dispatch-Import | VOM | 0 | [6 empty] | 0.51337 | 0
LCP_Inputs_ON_Electric_2023_04_03 | 2037 | CH4 Import - NY 2040 | Import | Methane | MI | Dispatch-Import | EmissionsCost | 0 | [6 empty] | 0.51337 | 0
LCP_Inputs_ON_Electric_2023_04_03 | 2037 | CH4 Import - NY 2040 | Import | Methane | MI | Dispatch-Import | FuelCost | 0 | [6 empty] | 0.51337 | 0
LCP_Inputs_ON_Electric_2023_04_03 | 2037 | CH4 Import - NY 2040 | Import | Methane | MI | Dispatch-Import | VOM | 0 | [6 empty] | 0.51337 | 0
LCP_Inputs_ON_Electric_2023_04_03 | 2037 | CH4 Import - NY 2040 | Import | Methane | NY | Dispatch-Import | EmissionsCost | 0 | [6 empty] | 0.51337 | 0
LCP_Inputs_ON_Electric_2023_04_03 | 2037 | CH4 Import - NY 2040 | Import | Methane | NY | Dispatch-Import | FuelCost | 0 | [6 empty] | 0.51337 | 0
LCP_Inputs_ON_Electric_2023_04_03 | 2037 | CH4 Import - NY 2040 | Import | Methane | NY | Dispatch-Import | VOM | 0 | [6 empty] | 0.51337 | 0
LCP_Inputs_ON_Electric_2023_04_03 | 2037 | CH4 Import - NY 2040 | Import | Methane | ON | Dispatch-Import | EmissionsCost | 0 | [6 empty] | 0.51337 | 0
LCP_Inputs_ON_Electric_2023_04_03 | 2037 | CH4 Import - NY 2040 | Import | Methane | ON | Dispatch-Import | FuelCost | 0 | [6 empty] | 0.51337 | 0
LCP_Inputs_ON_Electric_2023_04_03 | 2037 | CH4 Import - NY 2040 | Import | Methane | ON | Dispatch-Import | VOM | 0 | [6 empty] | 0.51337 | 0
LCP_Inputs_ON_Electric_2023_04_03 | 2037 | CH4 Import - NY 2040 | Import | Methane | PJ | Dispatch-Import | EmissionsCost | 0 | [6 empty] | 0.51337 | 0
LCP_Inputs_ON_Electric_2023_04_03 | 2037 | CH4 Import - NY 2040 | Import | Methane | PJ | Dispatch-Import | FuelCost | 0 | [6 empty] | 0.51337 | 0
LCP_Inputs_ON_Electric_2023_04_03 | 2037 | CH4 Import - NY 2040 | Import | Methane | PJ | Dispatch-Import | VOM | 0 | [6 empty] | 0.51337 | 0
LCP_Inputs_ON_Electric_2023_04_03 | 2037 | CH4 Import - NY 2040 | Import | Methane | QC | Dispatch-Import | EmissionsCost | 0 | [6 empty] | 0.51337 | 0
LCP_Inputs_ON_Electric_2023_04_03 | 2037 | CH4 Import - NY 2040 | Import | Methane | QC | Dispatch-Import | FuelCost | 0 | [6 empty] | 0.51337 | 0
LCP_Inputs_ON_Electric_2023_04_03 | 2037 | CH4 Import - NY 2040 | Import | Methane | QC | Dispatch-Import | VOM | 0 | [6 empty] | 0.51337 | 0
LCP_Inputs_ON_Electric_2023_04_03 | 2037 | CH4 Import - NY 2040 | Import | Methane | WC | Dispatch-Import | EmissionsCost | 0 | [6 empty] | 0.51337 | 0
LCP_Inputs_ON_Electric_2023_04_03 | 2037 | CH4 Import - NY 2040 | Import | Methane | WC | Dispatch-Import | FuelCost | 0 | [6 empty] | 0.51337 | 0
LCP_Inputs_ON_Electric_2023_04_03 | 2037 | CH4 Import - NY 2040 | Import | Methane | WC | Dispatch-Import | VOM | 0 | [6 empty] | 0.51337 | 0
LCP_Inputs_ON_Electric_2023_04_03 | 2037 | CH4 Import - NY 2050 | Import | Methane | MI | Dispatch-Import | EmissionsCost | 0 | [6 empty] | 0.51337 | 0
LCP_Inputs_ON_Electric_2023_04_03 | 2037 | CH4 Import - NY 2050 | Import | Methane | MI | Dispatch-Import | FuelCost | 0 | [6 empty] | 0.51337 | 0
LCP_Inputs_ON_Electric_2023_04_03 | 2037 | CH4 Import - NY 2050 | Import | Methane | MI | Dispatch-Import | VOM | 0 | [6 empty] | 0.51337 | 0
LCP_Inputs_ON_Electric_2023_04_03 | 2037 | CH4 Import - NY 2050 | Import | Methane | NY | Dispatch-Import | EmissionsCost | 0 | [6 empty] | 0.51337 | 0
LCP_Inputs_ON_Electric_2023_04_03 | 2037 | CH4 Import - NY 2050 | Import | Methane | NY | Dispatch-Import | FuelCost | 0 | [6 empty] | 0.51337 | 0
LCP_Inputs_ON_Electric_2023_04_03 | 2037 | CH4 Import - NY 2050 | Import | Methane | NY | Dispatch-Import | VOM | 0 | [6 empty] | 0.51337 | 0
LCP_Inputs_ON_Electric_2023_04_03 | 2037 | CH4 Import - NY 2050 | Import | Methane | ON | Dispatch-Import | EmissionsCost | 0 | [6 empty] | 0.51337 | 0
LCP_Inputs_ON_Electric_2023_04_03 | 2037 | CH4 Import - NY 2050 | Import | Methane | ON | Dispatch-Import | FuelCost | 0 | [6 empty] | 0.51337 | 0
LCP_Inputs_ON_Electric_2023_04_03 | 2037 | CH4 Import - NY 2050 | Import | Methane | ON | Dispatch-Import | VOM | 0 | [6 empty] | 0.51337 | 0
LCP_Inputs_ON_Electric_2023_04_03 | 2037 | CH4 Import - NY 2050 | Import | Methane | PJ | Dispatch-Import | EmissionsCost | 0 | [6 empty] | 0.51337 | 0
LCP_Inputs_ON_Electric_2023_04_03 | 2037 | CH4 Import - NY 2050 | Import | Methane | PJ | Dispatch-Import | FuelCost | 0 | [6 empty] | 0.51337 | 0
LCP_Inputs_ON_Electric_2023_04_03 | 2037 | CH4 Import - NY 2050 | Import | Methane | PJ | Dispatch-Import | VOM | 0 | [6 empty] | 0.51337 | 0
LCP_Inputs_ON_Electric_2023_04_03 | 2037 | CH4 Import - NY 2050 | Import | Methane | QC | Dispatch-Import | EmissionsCost | 0 | [6 empty] | 0.51337 | 0
LCP_Inputs_ON_Electric_2023_04_03 | 2037 | CH4 Import - NY 2050 | Import | Methane | QC | Dispatch-Import | FuelCost | 0 | [6 empty] | 0.51337 | 0
LCP_Inputs_ON_Electric_2023_04_03 | 2037 | CH4 Import - NY 2050 | Import | Methane | QC | Dispatch-Import | VOM | 0 | [6 empty] | 0.51337 | 0
LCP_Inputs_ON_Electric_2023_04_03 | 2037 | CH4 Import - NY 2050 | Import | Methane | WC | Dispatch-Import | EmissionsCost | 0 | [6 empty] | 0.51337 | 0
LCP_Inputs_ON_Electric_2023_04_03 | 2037 | CH4 Import - NY 2050 | Import | Methane | WC | Dispatch-Import | FuelCost | 0 | [6 empty] | 0.51337 | 0
LCP_Inputs_ON_Electric_2023_04_03 | 2037 | CH4 Import - NY 2050 | Import | Methane | WC | Dispatch-Import | VOM | 0 | [6 empty] | 0.51337 | 0
LCP_Inputs_ON_Electric_2023_04_03 | 2037 | CH4 Import - WC 2020 | Import | Methane | MI | Dispatch-Import | EmissionsCost | 0 | [6 empty] | 0.51337 | 0
LCP_Inputs_ON_Electric_2023_04_03 | 2037 | CH4 Import - WC 2020 | Import | Methane | MI | Dispatch-Import | FuelCost | 0 | [6 empty] | 0.51337 | 0
LCP_Inputs_ON_Electric_2023_04_03 | 2037 | CH4 Import - WC 2020 | Import | Methane | MI | Dispatch-Import | VOM | 0 | [6 empty] | 0.51337 | 0
LCP_Inputs_ON_Electric_2023_04_03 | 2037 | CH4 Import - WC 2020 | Import | Methane | NY | Dispatch-Import | EmissionsCost | 0 | [6 empty] | 0.51337 | 0
LCP_Inputs_ON_Electric_2023_04_03 | 2037 | CH4 Import - WC 2020 | Import | Methane | NY | Dispatch-Import | FuelCost | 0 | [6 empty] | 0.51337 | 0
LCP_Inputs_ON_Electric_2023_04_03 | 2037 | CH4 Import - WC 2020 | Import | Methane | NY | Dispatch-Import | VOM | 0 | [6 empty] | 0.51337 | 0
LCP_Inputs_ON_Electric_2023_04_03 | 2037 | CH4 Import - WC 2020 | Import | Methane | ON | Dispatch-Import | EmissionsCost | 0 | [6 empty] | 0.51337 | 0
LCP_Inputs_ON_Electric_2023_04_03 | 2037 | CH4 Import - WC 2020 | Import | Methane | ON | Dispatch-Import | FuelCost | 0 | [6 empty] | 0.51337 | 0
LCP_Inputs_ON_Electric_2023_04_03 | 2037 | CH4 Import - WC 2020 | Import | Methane | ON | Dispatch-Import | VOM | 0 | [6 empty] | 0.51337 | 0
LCP_Inputs_ON_Electric_2023_04_03 | 2037 | CH4 Import - WC 2020 | Import | Methane | PJ | Dispatch-Import | EmissionsCost | 0 | [6 empty] | 0.51337 | 0
LCP_Inputs_ON_Electric_2023_04_03 | 2037 | CH4 Import - WC 2020 | Import | Methane | PJ | Dispatch-Import | FuelCost | 0 | [6 empty] | 0.51337 | 0
LCP_Inputs_ON_Electric_2023_04_03 | 2037 | CH4 Import - WC 2020 | Import | Methane | PJ | Dispatch-Import | VOM | 0 | [6 empty] | 0.51337 | 0
LCP_Inputs_ON_Electric_2023_04_03 | 2037 | CH4 Import - WC 2020 | Import | Methane | QC | Dispatch-Import | EmissionsCost | 0 | [6 empty] | 0.51337 | 0
LCP_Inputs_ON_Electric_2023_04_03 | 2037 | CH4 Import - WC 2020 | Import | Methane | QC | Dispatch-Import | FuelCost | 0 | [6 empty] | 0.51337 | 0
LCP_Inputs_ON_Electric_2023_04_03 | 2037 | CH4 Import - WC 2020 | Import | Methane | QC | Dispatch-Import | VOM | 0 | [6 empty] | 0.51337 | 0
LCP_Inputs_ON_Electric_2023_04_03 | 2037 | CH4 Import - WC 2020 | Import | Methane | WC | Dispatch-Import | EmissionsCost | 0 | [6 empty] | 0.51337 | 0
LCP_Inputs_ON_Electric_2023_04_03 | 2037 | CH4 Import - WC 2020 | Import | Methane | WC | Dispatch-Import | FuelCost | 0 | [6 empty] | 0.51337 | 0
LCP_Inputs_ON_Electric_2023_04_03 | 2037 | CH4 Import - WC 2020 | Import | Methane | WC | Dispatch-Import | VOM | 0 | [6 empty] | 0.51337 | 0
LCP_Inputs_ON_Electric_2023_04_03 | 2037 | CH4 Import - WC 2030 | Import | Methane | MI | Dispatch-Import | EmissionsCost | 0 | [6 empty] | 0.51337 | 0
LCP_Inputs_ON_Electric_2023_04_03 | 2037 | CH4 Import - WC 2030 | Import | Methane | MI | Dispatch-Import | FuelCost | 0 | [6 empty] | 0.51337 | 0
LCP_Inputs_ON_Electric_2023_04_03 | 2037 | CH4 Import - WC 2030 | Import | Methane | MI | Dispatch-Import | VOM | 0 | [6 empty] | 0.51337 | 0
LCP_Inputs_ON_Electric_2023_04_03 | 2037 | CH4 Import - WC 2030 | Import | Methane | NY | Dispatch-Import | EmissionsCost | 0 | [6 empty] | 0.51337 | 0
LCP_Inputs_ON_Electric_2023_04_03 | 2037 | CH4 Import - WC 2030 | Import | Methane | NY | Dispatch-Import | FuelCost | 0 | [6 empty] | 0.51337 | 0
LCP_Inputs_ON_Electric_2023_04_03 | 2037 | CH4 Import - WC 2030 | Import | Methane | NY | Dispatch-Import | VOM | 0 | [6 empty] | 0.51337 | 0
LCP_Inputs_ON_Electric_2023_04_03 | 2037 | CH4 Import - WC 2030 | Import | Methane | ON | Dispatch-Import | EmissionsCost | 0 | [6 empty] | 0.51337 | 0
LCP_Inputs_ON_Electric_2023_04_03 | 2037 | CH4 Import - WC 2030 | Import | Methane | ON | Dispatch-Import | FuelCost | 0 | [6 empty] | 0.51337 | 0
LCP_Inputs_ON_Electric_2023_04_03 | 2037 | CH4 Import - WC 2030 | Import | Methane | ON | Dispatch-Import | VOM | 0 | [6 empty] | 0.51337 | 0
LCP_Inputs_ON_Electric_2023_04_03 | 2037 | CH4 Import - WC 2030 | Import | Methane | PJ | Dispatch-Import | EmissionsCost | 0 | [6 empty] | 0.51337 | 0
LCP_Inputs_ON_Electric_2023_04_03 | 2037 | CH4 Import - WC 2030 | Import | Methane | PJ | Dispatch-Import | FuelCost | 0 | [6 empty] | 0.51337 | 0
LCP_Inputs_ON_Electric_2023_04_03 | 2037 | CH4 Import - WC 2030 | Import | Methane | PJ | Dispatch-Import | VOM | 0 | [6 empty] | 0.51337 | 0
LCP_Inputs_ON_Electric_2023_04_03 | 2037 | CH4 Import - WC 2030 | Import | Methane | QC | Dispatch-Import | EmissionsCost | 0 | [6 empty] | 0.51337 | 0
LCP_Inputs_ON_Electric_2023_04_03 | 2037 | CH4 Import - WC 2030 | Import | Methane | QC | Dispatch-Import | FuelCost | 0 | [6 empty] | 0.51337 | 0
LCP_Inputs_ON_Electric_2023_04_03 | 2037 | CH4 Import - WC 2030 | Import | Methane | QC | Dispatch-Import | VOM | 0 | [6 empty] | 0.51337 | 0
LCP_Inputs_ON_Electric_2023_04_03 | 2037 | CH4 Import - WC 2030 | Import | Methane | WC | Dispatch-Import | EmissionsCost | 9010810122.2355 | [6 empty] | 0.51337 | 4625908840.206
LCP_Inputs_ON_Electric_2023_04_03 | 2037 | CH4 Import - WC 2030 | Import | Methane | WC | Dispatch-Import | FuelCost | 2448614822.7197 | [6 empty] | 0.51337 | 1257053339.3804
LCP_Inputs_ON_Electric_2023_04_03 | 2037 | CH4 Import - WC 2030 | Import | Methane | WC | Dispatch-Import | VOM | 0 | [6 empty] | 0.51337 | 0
LCP_Inputs_ON_Electric_2023_04_03 | 2037 | CH4 Import - WC 2040 | Import | Methane | MI | Dispatch-Import | EmissionsCost | 0 | [6 empty] | 0.51337 | 0
LCP_Inputs_ON_Electric_2023_04_03 | 2037 | CH4 Import - WC 2040 | Import | Methane | MI | Dispatch-Import | FuelCost | 0 | [6 empty] | 0.51337 | 0
LCP_Inputs_ON_Electric_2023_04_03 | 2037 | CH4 Import - WC 2040 | Import | Methane | MI | Dispatch-Import | VOM | 0 | [6 empty] | 0.51337 | 0
LCP_Inputs_ON_Electric_2023_04_03 | 2037 | CH4 Import - WC 2040 | Import | Methane | NY | Dispatch-Import | EmissionsCost | 0 | [6 empty] | 0.51337 | 0
LCP_Inputs_ON_Electric_2023_04_03 | 2037 | CH4 Import - WC 2040 | Import | Methane | NY | Dispatch-Import | FuelCost | 0 | [6 empty] | 0.51337 | 0
LCP_Inputs_ON_Electric_2023_04_03 | 2037 | CH4 Import - WC 2040 | Import | Methane | NY | Dispatch-Import | VOM | 0 | [6 empty] | 0.51337 | 0
LCP_Inputs_ON_Electric_2023_04_03 | 2037 | CH4 Import - WC 2040 | Import | Methane | ON | Dispatch-Import | EmissionsCost | 0 | [6 empty] | 0.51337 | 0
LCP_Inputs_ON_Electric_2023_04_03 | 2037 | CH4 Import - WC 2040 | Import | Methane | ON | Dispatch-Import | FuelCost | 0 | [6 empty] | 0.51337 | 0
LCP_Inputs_ON_Electric_2023_04_03 | 2037 | CH4 Import - WC 2040 | Import | Methane | ON | Dispatch-Import | VOM | 0 | [6 empty] | 0.51337 | 0
LCP_Inputs_ON_Electric_2023_04_03 | 2037 | CH4 Import - WC 2040 | Import | Methane | PJ | Dispatch-Import | EmissionsCost | 0 | [6 empty] | 0.51337 | 0
LCP_Inputs_ON_Electric_2023_04_03 | 2037 | CH4 Import - WC 2040 | Import | Methane | PJ | Dispatch-Import | FuelCost | 0 | [6 empty] | 0.51337 | 0
LCP_Inputs_ON_Electric_2023_04_03 | 2037 | CH4 Import - WC 2040 | Import | Methane | PJ | Dispatch-Import | VOM | 0 | [6 empty] | 0.51337 | 0
LCP_Inputs_ON_Electric_2023_04_03 | 2037 | CH4 Import - WC 2040 | Import | Methane | QC | Dispatch-Import | EmissionsCost | 0 | [6 empty] | 0.51337 | 0
LCP_Inputs_ON_Electric_2023_04_03 | 2037 | CH4 Import - WC 2040 | Import | Methane | QC | Dispatch-Import | FuelCost | 0 | [6 empty] | 0.51337 | 0
LCP_Inputs_ON_Electric_2023_04_03 | 2037 | CH4 Import - WC 2040 | Import | Methane | QC | Dispatch-Import | VOM | 0 | [6 empty] | 0.51337 | 0
LCP_Inputs_ON_Electric_2023_04_03 | 2037 | CH4 Import - WC 2040 | Import | Methane | WC | Dispatch-Import | EmissionsCost | 0 | [6 empty] | 0.51337 | 0
LCP_Inputs_ON_Electric_2023_04_03 | 2037 | CH4 Import - WC 2040 | Import | Methane | WC | Dispatch-Import | FuelCost | 0 | [6 empty] | 0.51337 | 0
LCP_Inputs_ON_Electric_2023_04_03 | 2037 | CH4 Import - WC 2040 | Import | Methane | WC | Dispatch-Import | VOM | 0 | [6 empty] | 0.51337 | 0
LCP_Inputs_ON_Electric_2023_04_03 | 2037 | CH4 Import - WC 2050 | Import | Methane | MI | Dispatch-Import | EmissionsCost | 0 | [6 empty] | 0.51337 | 0
LCP_Inputs_ON_Electric_2023_04_03 | 2037 | CH4 Import - WC 2050 | Import | Methane | MI | Dispatch-Import | FuelCost | 0 | [6 empty] | 0.51337 | 0
LCP_Inputs_ON_Electric_2023_04_03 | 2037 | CH4 Import - WC 2050 | Import | Methane | MI | Dispatch-Import | VOM | 0 | [6 empty] | 0.51337 | 0
LCP_Inputs_ON_Electric_2023_04_03 | 2037 | CH4 Import - WC 2050 | Import | Methane | NY | Dispatch-Import | EmissionsCost | 0 | [6 empty] | 0.51337 | 0
LCP_Inputs_ON_Electric_2023_04_03 | 2037 | CH4 Import - WC 2050 | Import | Methane | NY | Dispatch-Import | FuelCost | 0 | [6 empty] | 0.51337 | 0
LCP_Inputs_ON_Electric_2023_04_03 | 2037 | CH4 Import - WC 2050 | Import | Methane | NY | Dispatch-Import | VOM | 0 | [6 empty] | 0.51337 | 0
LCP_Inputs_ON_Electric_2023_04_03 | 2037 | CH4 Import - WC 2050 | Import | Methane | ON | Dispatch-Import | EmissionsCost | 0 | [6 empty] | 0.51337 | 0
LCP_Inputs_ON_Electric_2023_04_03 | 2037 | CH4 Import - WC 2050 | Import | Methane | ON | Dispatch-Import | FuelCost | 0 | [6 empty] | 0.51337 | 0
LCP_Inputs_ON_Electric_2023_04_03 | 2037 | CH4 Import - WC 2050 | Import | Methane | ON | Dispatch-Import | VOM | 0 | [6 empty] | 0.51337 | 0
LCP_Inputs_ON_Electric_2023_04_03 | 2037 | CH4 Import - WC 2050 | Import | Methane | PJ | Dispatch-Import | EmissionsCost | 0 | [6 empty] | 0.51337 | 0
LCP_Inputs_ON_Electric_2023_04_03 | 2037 | CH4 Import - WC 2050 | Import | Methane | PJ | Dispatch-Import | FuelCost | 0 | [6 empty] | 0.51337 | 0
LCP_Inputs_ON_Electric_2023_04_03 | 2037 | CH4 Import - WC 2050 | Import | Methane | PJ | Dispatch-Import | VOM | 0 | [6 empty] | 0.51337 | 0
LCP_Inputs_ON_Electric_2023_04_03 | 2037 | CH4 Import - WC 2050 | Import | Methane | QC | Dispatch-Import | EmissionsCost | 0 | [6 empty] | 0.51337 | 0
LCP_Inputs_ON_Electric_2023_04_03 | 2037 | CH4 Import - WC 2050 | Import | Methane | QC | Dispatch-Import | FuelCost | 0 | [6 empty] | 0.51337 | 0
LCP_Inputs_ON_Electric_2023_04_03 | 2037 | CH4 Import - WC 2050 | Import | Methane | QC | Dispatch-Import | VOM | 0 | [6 empty] | 0.51337 | 0
LCP_Inputs_ON_Electric_2023_04_03 | 2037 | CH4 Import - WC 2050 | Import | Methane | WC | Dispatch-Import | EmissionsCost | 0 | [6 empty] | 0.51337 | 0
LCP_Inputs_ON_Electric_2023_04_03 | 2037 | CH4 Import - WC 2050 | Import | Methane | WC | Dispatch-Import | FuelCost | 0 | [6 empty] | 0.51337 | 0
LCP_Inputs_ON_Electric_2023_04_03 | 2037 | CH4 Import - WC 2050 | Import | Methane | WC | Dispatch-Import | VOM | 0 | [6 empty] | 0.51337 | 0
LCP_Inputs_ON_Electric_2023_04_03 | 2037 | CH4 Salt Cavern Storage - ON | Storage | Methane | MI | Dispatch-Storage | EmissionsCost | 0 | [6 empty] | 0.51337 | 0
LCP_Inputs_ON_Electric_2023_04_03 | 2037 | CH4 Salt Cavern Storage - ON | Storage | Methane | MI | Dispatch-Storage | FuelCost | 0 | [6 empty] | 0.51337 | 0
LCP_Inputs_ON_Electric_2023_04_03 | 2037 | CH4 Salt Cavern Storage - ON | Storage | Methane | MI | Dispatch-Storage | VOM | 0 | [6 empty] | 0.51337 | 0
LCP_Inputs_ON_Electric_2023_04_03 | 2037 | CH4 Salt Cavern Storage - ON | Storage | Methane | NY | Dispatch-Storage | EmissionsCost | 0 | [6 empty] | 0.51337 | 0
LCP_Inputs_ON_Electric_2023_04_03 | 2037 | CH4 Salt Cavern Storage - ON | Storage | Methane | NY | Dispatch-Storage | FuelCost | 0 | [6 empty] | 0.51337 | 0
LCP_Inputs_ON_Electric_2023_04_03 | 2037 | CH4 Salt Cavern Storage - ON | Storage | Methane | NY | Dispatch-Storage | VOM | 0 | [6 empty] | 0.51337 | 0
LCP_Inputs_ON_Electric_2023_04_03 | 2037 | CH4 Salt Cavern Storage - ON | Storage | Methane | ON | Dispatch-Storage | EmissionsCost | 0 | [6 empty] | 0.51337 | 0
LCP_Inputs_ON_Electric_2023_04_03 | 2037 | CH4 Salt Cavern Storage - ON | Storage | Methane | ON | Dispatch-Storage | FuelCost | 0 | [6 empty] | 0.51337 | 0
LCP_Inputs_ON_Electric_2023_04_03 | 2037 | CH4 Salt Cavern Storage - ON | Storage | Methane | ON | Dispatch-Storage | VOM | 1318707.6423 | [6 empty] | 0.51337 | 676989.2226
LCP_Inputs_ON_Electric_2023_04_03 | 2037 | CH4 Salt Cavern Storage - ON | Storage | Methane | PJ | Dispatch-Storage | EmissionsCost | 0 | [6 empty] | 0.51337 | 0
LCP_Inputs_ON_Electric_2023_04_03 | 2037 | CH4 Salt Cavern Storage - ON | Storage | Methane | PJ | Dispatch-Storage | FuelCost | 0 | [6 empty] | 0.51337 | 0
LCP_Inputs_ON_Electric_2023_04_03 | 2037 | CH4 Salt Cavern Storage - ON | Storage | Methane | PJ | Dispatch-Storage | VOM | 0 | [6 empty] | 0.51337 | 0
LCP_Inputs_ON_Electric_2023_04_03 | 2037 | CH4 Salt Cavern Storage - ON | Storage | Methane | QC | Dispatch-Storage | EmissionsCost | 0 | [6 empty] | 0.51337 | 0
LCP_Inputs_ON_Electric_2023_04_03 | 2037 | CH4 Salt Cavern Storage - ON | Storage | Methane | QC | Dispatch-Storage | FuelCost | 0 | [6 empty] | 0.51337 | 0
LCP_Inputs_ON_Electric_2023_04_03 | 2037 | CH4 Salt Cavern Storage - ON | Storage | Methane | QC | Dispatch-Storage | VOM | 0 | [6 empty] | 0.51337 | 0
LCP_Inputs_ON_Electric_2023_04_03 | 2037 | CH4 Salt Cavern Storage - ON | Storage | Methane | WC | Dispatch-Storage | EmissionsCost | 0 | [6 empty] | 0.51337 | 0
LCP_Inputs_ON_Electric_2023_04_03 | 2037 | CH4 Salt Cavern Storage - ON | Storage | Methane | WC | Dispatch-Storage | FuelCost | 0 | [6 empty] | 0.51337 | 0
LCP_Inputs_ON_Electric_2023_04_03 | 2037 | CH4 Salt Cavern Storage - ON | Storage | Methane | WC | Dispatch-Storage | VOM | 0 | [6 empty] | 0.51337 | 0
LCP_Inputs_ON_Electric_2023_04_03 | 2037 | Electrolyser 2020/2030 | Crossload | Hydrogen | MI | Dispatch-Crossload | EmissionsCost | 0 | [6 empty] | 0.51337 | 0
LCP_Inputs_ON_Electric_2023_04_03 | 2037 | Electrolyser 2020/2030 | Crossload | Hydrogen | MI | Dispatch-Crossload | FuelCost | 0 | [6 empty] | 0.51337 | 0
LCP_Inputs_ON_Electric_2023_04_03 | 2037 | Electrolyser 2020/2030 | Crossload | Hydrogen | MI | Dispatch-Crossload | VOM | 0 | [6 empty] | 0.51337 | 0
LCP_Inputs_ON_Electric_2023_04_03 | 2037 | Electrolyser 2020/2030 | Crossload | Hydrogen | NY | Dispatch-Crossload | EmissionsCost | 0 | [6 empty] | 0.51337 | 0
LCP_Inputs_ON_Electric_2023_04_03 | 2037 | Electrolyser 2020/2030 | Crossload | Hydrogen | NY | Dispatch-Crossload | FuelCost | 0 | [6 empty] | 0.51337 | 0
LCP_Inputs_ON_Electric_2023_04_03 | 2037 | Electrolyser 2020/2030 | Crossload | Hydrogen | NY | Dispatch-Crossload | VOM | 0 | [6 empty] | 0.51337 | 0
LCP_Inputs_ON_Electric_2023_04_03 | 2037 | Electrolyser 2020/2030 | Crossload | Hydrogen | ON | Dispatch-Crossload | EmissionsCost | 0 | [6 empty] | 0.51337 | 0
LCP_Inputs_ON_Electric_2023_04_03 | 2037 | Electrolyser 2020/2030 | Crossload | Hydrogen | ON | Dispatch-Crossload | FuelCost | 0 | [6 empty] | 0.51337 | 0
LCP_Inputs_ON_Electric_2023_04_03 | 2037 | Electrolyser 2020/2030 | Crossload | Hydrogen | ON | Dispatch-Crossload | VOM | 0 | [6 empty] | 0.51337 | 0
LCP_Inputs_ON_Electric_2023_04_03 | 2037 | Electrolyser 2020/2030 | Crossload | Hydrogen | PJ | Dispatch-Crossload | EmissionsCost | 0 | [6 empty] | 0.51337 | 0
LCP_Inputs_ON_Electric_2023_04_03 | 2037 | Electrolyser 2020/2030 | Crossload | Hydrogen | PJ | Dispatch-Crossload | FuelCost | 0 | [6 empty] | 0.51337 | 0
LCP_Inputs_ON_Electric_2023_04_03 | 2037 | Electrolyser 2020/2030 | Crossload | Hydrogen | PJ | Dispatch-Crossload | VOM | 0 | [6 empty] | 0.51337 | 0
LCP_Inputs_ON_Electric_2023_04_03 | 2037 | Electrolyser 2020/2030 | Crossload | Hydrogen | QC | Dispatch-Crossload | EmissionsCost | 0 | [6 empty] | 0.51337 | 0
LCP_Inputs_ON_Electric_2023_04_03 | 2037 | Electrolyser 2020/2030 | Crossload | Hydrogen | QC | Dispatch-Crossload | FuelCost | 0 | [6 empty] | 0.51337 | 0
LCP_Inputs_ON_Electric_2023_04_03 | 2037 | Electrolyser 2020/2030 | Crossload | Hydrogen | QC | Dispatch-Crossload | VOM | 0 | [6 empty] | 0.51337 | 0
LCP_Inputs_ON_Electric_2023_04_03 | 2037 | Electrolyser 2020/2030 | Crossload | Hydrogen | WC | Dispatch-Crossload | EmissionsCost | 0 | [6 empty] | 0.51337 | 0
LCP_Inputs_ON_Electric_2023_04_03 | 2037 | Electrolyser 2020/2030 | Crossload | Hydrogen | WC | Dispatch-Crossload | FuelCost | 0 | [6 empty] | 0.51337 | 0
LCP_Inputs_ON_Electric_2023_04_03 | 2037 | Electrolyser 2020/2030 | Crossload | Hydrogen | WC | Dispatch-Crossload | VOM | 0 | [6 empty] | 0.51337 | 0
LCP_Inputs_ON_Electric_2023_04_03 | 2037 | Electrolyser 2040 | Crossload | Hydrogen | MI | Dispatch-Crossload | EmissionsCost | 0 | [6 empty] | 0.51337 | 0
LCP_Inputs_ON_Electric_2023_04_03 | 2037 | Electrolyser 2040 | Crossload | Hydrogen | MI | Dispatch-Crossload | FuelCost | 0 | [6 empty] | 0.51337 | 0
LCP_Inputs_ON_Electric_2023_04_03 | 2037 | Electrolyser 2040 | Crossload | Hydrogen | MI | Dispatch-Crossload | VOM | 0 | [6 empty] | 0.51337 | 0
LCP_Inputs_ON_Electric_2023_04_03 | 2037 | Electrolyser 2040 | Crossload | Hydrogen | NY | Dispatch-Crossload | EmissionsCost | 0 | [6 empty] | 0.51337 | 0
LCP_Inputs_ON_Electric_2023_04_03 | 2037 | Electrolyser 2040 | Crossload | Hydrogen | NY | Dispatch-Crossload | FuelCost | 0 | [6 empty] | 0.51337 | 0
LCP_Inputs_ON_Electric_2023_04_03 | 2037 | Electrolyser 2040 | Crossload | Hydrogen | NY | Dispatch-Crossload | VOM | 0 | [6 empty] | 0.51337 | 0
LCP_Inputs_ON_Electric_2023_04_03 | 2037 | Electrolyser 2040 | Crossload | Hydrogen | ON | Dispatch-Crossload | EmissionsCost | 0 | [6 empty] | 0.51337 | 0
LCP_Inputs_ON_Electric_2023_04_03 | 2037 | Electrolyser 2040 | Crossload | Hydrogen | ON | Dispatch-Crossload | FuelCost | 0 | [6 empty] | 0.51337 | 0
LCP_Inputs_ON_Electric_2023_04_03 | 2037 | Electrolyser 2040 | Crossload | Hydrogen | ON | Dispatch-Crossload | VOM | 0 | [6 empty] | 0.51337 | 0
LCP_Inputs_ON_Electric_2023_04_03 | 2037 | Electrolyser 2040 | Crossload | Hydrogen | PJ | Dispatch-Crossload | EmissionsCost | 0 | [6 empty] | 0.51337 | 0
LCP_Inputs_ON_Electric_2023_04_03 | 2037 | Electrolyser 2040 | Crossload | Hydrogen | PJ | Dispatch-Crossload | FuelCost | 0 | [6 empty] | 0.51337 | 0
LCP_Inputs_ON_Electric_2023_04_03 | 2037 | Electrolyser 2040 | Crossload | Hydrogen | PJ | Dispatch-Crossload | VOM | 0 | [6 empty] | 0.51337 | 0
LCP_Inputs_ON_Electric_2023_04_03 | 2037 | Electrolyser 2040 | Crossload | Hydrogen | QC | Dispatch-Crossload | EmissionsCost | 0 | [6 empty] | 0.51337 | 0
LCP_Inputs_ON_Electric_2023_04_03 | 2037 | Electrolyser 2040 | Crossload | Hydrogen | QC | Dispatch-Crossload | FuelCost | 0 | [6 empty] | 0.51337 | 0
LCP_Inputs_ON_Electric_2023_04_03 | 2037 | Electrolyser 2040 | Crossload | Hydrogen | QC | Dispatch-Crossload | VOM | 0 | [6 empty] | 0.51337 | 0
LCP_Inputs_ON_Electric_2023_04_03 | 2037 | Electrolyser 2040 | Crossload | Hydrogen | WC | Dispatch-Crossload | EmissionsCost | 0 | [6 empty] | 0.51337 | 0
LCP_Inputs_ON_Electric_2023_04_03 | 2037 | Electrolyser 2040 | Crossload | Hydrogen | WC | Dispatch-Crossload | FuelCost | 0 | [6 empty] | 0.51337 | 0
LCP_Inputs_ON_Electric_2023_04_03 | 2037 | Electrolyser 2040 | Crossload | Hydrogen | WC | Dispatch-Crossload | VOM | 0 | [6 empty] | 0.51337 | 0
LCP_Inputs_ON_Electric_2023_04_03 | 2037 | Electrolyser 2050 | Crossload | Hydrogen | MI | Dispatch-Crossload | EmissionsCost | 0 | [6 empty] | 0.51337 | 0
LCP_Inputs_ON_Electric_2023_04_03 | 2037 | Electrolyser 2050 | Crossload | Hydrogen | MI | Dispatch-Crossload | FuelCost | 0 | [6 empty] | 0.51337 | 0
LCP_Inputs_ON_Electric_2023_04_03 | 2037 | Electrolyser 2050 | Crossload | Hydrogen | MI | Dispatch-Crossload | VOM | 0 | [6 empty] | 0.51337 | 0
LCP_Inputs_ON_Electric_2023_04_03 | 2037 | Electrolyser 2050 | Crossload | Hydrogen | NY | Dispatch-Crossload | EmissionsCost | 0 | [6 empty] | 0.51337 | 0
LCP_Inputs_ON_Electric_2023_04_03 | 2037 | Electrolyser 2050 | Crossload | Hydrogen | NY | Dispatch-Crossload | FuelCost | 0 | [6 empty] | 0.51337 | 0
LCP_Inputs_ON_Electric_2023_04_03 | 2037 | Electrolyser 2050 | Crossload | Hydrogen | NY | Dispatch-Crossload | VOM | 0 | [6 empty] | 0.51337 | 0
LCP_Inputs_ON_Electric_2023_04_03 | 2037 | Electrolyser 2050 | Crossload | Hydrogen | ON | Dispatch-Crossload | EmissionsCost | 0 | [6 empty] | 0.51337 | 0
LCP_Inputs_ON_Electric_2023_04_03 | 2037 | Electrolyser 2050 | Crossload | Hydrogen | ON | Dispatch-Crossload | FuelCost | 0 | [6 empty] | 0.51337 | 0
LCP_Inputs_ON_Electric_2023_04_03 | 2037 | Electrolyser 2050 | Crossload | Hydrogen | ON | Dispatch-Crossload | VOM | 0 | [6 empty] | 0.51337 | 0
LCP_Inputs_ON_Electric_2023_04_03 | 2037 | Electrolyser 2050 | Crossload | Hydrogen | PJ | Dispatch-Crossload | EmissionsCost | 0 | [6 empty] | 0.51337 | 0
LCP_Inputs_ON_Electric_2023_04_03 | 2037 | Electrolyser 2050 | Crossload | Hydrogen | PJ | Dispatch-Crossload | FuelCost | 0 | [6 empty] | 0.51337 | 0
LCP_Inputs_ON_Electric_2023_04_03 | 2037 | Electrolyser 2050 | Crossload | Hydrogen | PJ | Dispatch-Crossload | VOM | 0 | [6 empty] | 0.51337 | 0
LCP_Inputs_ON_Electric_2023_04_03 | 2037 | Electrolyser 2050 | Crossload | Hydrogen | QC | Dispatch-Crossload | EmissionsCost | 0 | [6 empty] | 0.51337 | 0
LCP_Inputs_ON_Electric_2023_04_03 | 2037 | Electrolyser 2050 | Crossload | Hydrogen | QC | Dispatch-Crossload | FuelCost | 0 | [6 empty] | 0.51337 | 0
LCP_Inputs_ON_Electric_2023_04_03 | 2037 | Electrolyser 2050 | Crossload | Hydrogen | QC | Dispatch-Crossload | VOM | 0 | [6 empty] | 0.51337 | 0
LCP_Inputs_ON_Electric_2023_04_03 | 2037 | Electrolyser 2050 | Crossload | Hydrogen | WC | Dispatch-Crossload | EmissionsCost | 0 | [6 empty] | 0.51337 | 0
LCP_Inputs_ON_Electric_2023_04_03 | 2037 | Electrolyser 2050 | Crossload | Hydrogen | WC | Dispatch-Crossload | FuelCost | 0 | [6 empty] | 0.51337 | 0
LCP_Inputs_ON_Electric_2023_04_03 | 2037 | Electrolyser 2050 | Crossload | Hydrogen | WC | Dispatch-Crossload | VOM | 0 | [6 empty] | 0.51337 | 0
LCP_Inputs_ON_Electric_2023_04_03 | 2037 | Fossil Fuel Thermal (Coal, Peat, Oil) | Generation | Electricity | MI | Dispatch-Generation | EmissionsCost | 0 | [6 empty] | 0.51337 | 0
LCP_Inputs_ON_Electric_2023_04_03 | 2037 | Fossil Fuel Thermal (Coal, Peat, Oil) | Generation | Electricity | MI | Dispatch-Generation | FuelCost | 0 | [6 empty] | 0.51337 | 0
LCP_Inputs_ON_Electric_2023_04_03 | 2037 | Fossil Fuel Thermal (Coal, Peat, Oil) | Generation | Electricity | MI | Dispatch-Generation | VOM | 0 | [6 empty] | 0.51337 | 0
LCP_Inputs_ON_Electric_2023_04_03 | 2037 | Fossil Fuel Thermal (Coal, Peat, Oil) | Generation | Electricity | NY | Dispatch-Generation | EmissionsCost | 0 | [6 empty] | 0.51337 | 0
LCP_Inputs_ON_Electric_2023_04_03 | 2037 | Fossil Fuel Thermal (Coal, Peat, Oil) | Generation | Electricity | NY | Dispatch-Generation | FuelCost | 0 | [6 empty] | 0.51337 | 0
LCP_Inputs_ON_Electric_2023_04_03 | 2037 | Fossil Fuel Thermal (Coal, Peat, Oil) | Generation | Electricity | NY | Dispatch-Generation | VOM | 0 | [6 empty] | 0.51337 | 0
LCP_Inputs_ON_Electric_2023_04_03 | 2037 | Fossil Fuel Thermal (Coal, Peat, Oil) | Generation | Electricity | ON | Dispatch-Generation | EmissionsCost | 0 | [6 empty] | 0.51337 | 0
LCP_Inputs_ON_Electric_2023_04_03 | 2037 | Fossil Fuel Thermal (Coal, Peat, Oil) | Generation | Electricity | ON | Dispatch-Generation | FuelCost | 0 | [6 empty] | 0.51337 | 0
LCP_Inputs_ON_Electric_2023_04_03 | 2037 | Fossil Fuel Thermal (Coal, Peat, Oil) | Generation | Electricity | ON | Dispatch-Generation | VOM | 0 | [6 empty] | 0.51337 | 0
LCP_Inputs_ON_Electric_2023_04_03 | 2037 | Fossil Fuel Thermal (Coal, Peat, Oil) | Generation | Electricity | PJ | Dispatch-Generation | EmissionsCost | 0 | [6 empty] | 0.51337 | 0
LCP_Inputs_ON_Electric_2023_04_03 | 2037 | Fossil Fuel Thermal (Coal, Peat, Oil) | Generation | Electricity | PJ | Dispatch-Generation | FuelCost | 0 | [6 empty] | 0.51337 | 0
LCP_Inputs_ON_Electric_2023_04_03 | 2037 | Fossil Fuel Thermal (Coal, Peat, Oil) | Generation | Electricity | PJ | Dispatch-Generation | VOM | 0 | [6 empty] | 0.51337 | 0
LCP_Inputs_ON_Electric_2023_04_03 | 2037 | Fossil Fuel Thermal (Coal, Peat, Oil) | Generation | Electricity | QC | Dispatch-Generation | EmissionsCost | 0 | [6 empty] | 0.51337 | 0
LCP_Inputs_ON_Electric_2023_04_03 | 2037 | Fossil Fuel Thermal (Coal, Peat, Oil) | Generation | Electricity | QC | Dispatch-Generation | FuelCost | 0 | [6 empty] | 0.51337 | 0
LCP_Inputs_ON_Electric_2023_04_03 | 2037 | Fossil Fuel Thermal (Coal, Peat, Oil) | Generation | Electricity | QC | Dispatch-Generation | VOM | 0 | [6 empty] | 0.51337 | 0
LCP_Inputs_ON_Electric_2023_04_03 | 2037 | Fossil Fuel Thermal (Coal, Peat, Oil) | Generation | Electricity | WC | Dispatch-Generation | EmissionsCost | 0 | [6 empty] | 0.51337 | 0
LCP_Inputs_ON_Electric_2023_04_03 | 2037 | Fossil Fuel Thermal (Coal, Peat, Oil) | Generation | Electricity | WC | Dispatch-Generation | FuelCost | 0 | [6 empty] | 0.51337 | 0
LCP_Inputs_ON_Electric_2023_04_03 | 2037 | Fossil Fuel Thermal (Coal, Peat, Oil) | Generation | Electricity | WC | Dispatch-Generation | VOM | 0 | [6 empty] | 0.51337 | 0
LCP_Inputs_ON_Electric_2023_04_03 | 2037 | Generic - Generator | Generation | Electricity | MI | Dispatch-Generation | EmissionsCost | 0 | [6 empty] | 0.51337 | 0
LCP_Inputs_ON_Electric_2023_04_03 | 2037 | Generic - Generator | Generation | Electricity | MI | Dispatch-Generation | FuelCost | 1888661061.9582 | [6 empty] | 0.51337 | 969588059.6913
LCP_Inputs_ON_Electric_2023_04_03 | 2037 | Generic - Generator | Generation | Electricity | MI | Dispatch-Generation | VOM | 65954345.2022 | [6 empty] | 0.51337 | 33859196.2745
LCP_Inputs_ON_Electric_2023_04_03 | 2037 | Generic - Generator | Generation | Electricity | NY | Dispatch-Generation | EmissionsCost | 0 | [6 empty] | 0.51337 | 0
LCP_Inputs_ON_Electric_2023_04_03 | 2037 | Generic - Generator | Generation | Electricity | NY | Dispatch-Generation | FuelCost | 707198617.0396 | [6 empty] | 0.51337 | 363056849.4915
LCP_Inputs_ON_Electric_2023_04_03 | 2037 | Generic - Generator | Generation | Electricity | NY | Dispatch-Generation | VOM | 24696237.2732 | [6 empty] | 0.51337 | 12678387.4893
LCP_Inputs_ON_Electric_2023_04_03 | 2037 | Generic - Generator | Generation | Electricity | ON | Dispatch-Generation | EmissionsCost | 0 | [6 empty] | 0.51337 | 0
LCP_Inputs_ON_Electric_2023_04_03 | 2037 | Generic - Generator | Generation | Electricity | ON | Dispatch-Generation | FuelCost | 0 | [6 empty] | 0.51337 | 0
LCP_Inputs_ON_Electric_2023_04_03 | 2037 | Generic - Generator | Generation | Electricity | ON | Dispatch-Generation | VOM | 0 | [6 empty] | 0.51337 | 0
LCP_Inputs_ON_Electric_2023_04_03 | 2037 | Generic - Generator | Generation | Electricity | PJ | Dispatch-Generation | EmissionsCost | 0 | [6 empty] | 0.51337 | 0
LCP_Inputs_ON_Electric_2023_04_03 | 2037 | Generic - Generator | Generation | Electricity | PJ | Dispatch-Generation | FuelCost | 7344810066.1693 | [6 empty] | 0.51337 | 3770628983.8341
LCP_Inputs_ON_Electric_2023_04_03 | 2037 | Generic - Generator | Generation | Electricity | PJ | Dispatch-Generation | VOM | 256489715.5482 | [6 empty] | 0.51337 | 131674957.7986
LCP_Inputs_ON_Electric_2023_04_03 | 2037 | Generic - Generator | Generation | Electricity | QC | Dispatch-Generation | EmissionsCost | 0 | [6 empty] | 0.51337 | 0
LCP_Inputs_ON_Electric_2023_04_03 | 2037 | Generic - Generator | Generation | Electricity | QC | Dispatch-Generation | FuelCost | 0 | [6 empty] | 0.51337 | 0
LCP_Inputs_ON_Electric_2023_04_03 | 2037 | Generic - Generator | Generation | Electricity | QC | Dispatch-Generation | VOM | 0 | [6 empty] | 0.51337 | 0
LCP_Inputs_ON_Electric_2023_04_03 | 2037 | Generic - Generator | Generation | Electricity | WC | Dispatch-Generation | EmissionsCost | 0 | [6 empty] | 0.51337 | 0
LCP_Inputs_ON_Electric_2023_04_03 | 2037 | Generic - Generator | Generation | Electricity | WC | Dispatch-Generation | FuelCost | 1737227.6587 | [6 empty] | 0.51337 | 891846.2019
LCP_Inputs_ON_Electric_2023_04_03 | 2037 | Generic - Generator | Generation | Electricity | WC | Dispatch-Generation | VOM | 60666.1063 | [6 empty] | 0.51337 | 31144.3559
LCP_Inputs_ON_Electric_2023_04_03 | 2037 | H2 Import - QC | Import | Hydrogen | MI | Dispatch-Import | EmissionsCost | 0 | [6 empty] | 0.51337 | 0
LCP_Inputs_ON_Electric_2023_04_03 | 2037 | H2 Import - QC | Import | Hydrogen | MI | Dispatch-Import | FuelCost | 0 | [6 empty] | 0.51337 | 0
LCP_Inputs_ON_Electric_2023_04_03 | 2037 | H2 Import - QC | Import | Hydrogen | MI | Dispatch-Import | VOM | 0 | [6 empty] | 0.51337 | 0
LCP_Inputs_ON_Electric_2023_04_03 | 2037 | H2 Import - QC | Import | Hydrogen | NY | Dispatch-Import | EmissionsCost | 0 | [6 empty] | 0.51337 | 0
LCP_Inputs_ON_Electric_2023_04_03 | 2037 | H2 Import - QC | Import | Hydrogen | NY | Dispatch-Import | FuelCost | 0 | [6 empty] | 0.51337 | 0
LCP_Inputs_ON_Electric_2023_04_03 | 2037 | H2 Import - QC | Import | Hydrogen | NY | Dispatch-Import | VOM | 0 | [6 empty] | 0.51337 | 0
LCP_Inputs_ON_Electric_2023_04_03 | 2037 | H2 Import - QC | Import | Hydrogen | ON | Dispatch-Import | EmissionsCost | 0 | [6 empty] | 0.51337 | 0
LCP_Inputs_ON_Electric_2023_04_03 | 2037 | H2 Import - QC | Import | Hydrogen | ON | Dispatch-Import | FuelCost | 0 | [6 empty] | 0.51337 | 0
LCP_Inputs_ON_Electric_2023_04_03 | 2037 | H2 Import - QC | Import | Hydrogen | ON | Dispatch-Import | VOM | 0 | [6 empty] | 0.51337 | 0
LCP_Inputs_ON_Electric_2023_04_03 | 2037 | H2 Import - QC | Import | Hydrogen | PJ | Dispatch-Import | EmissionsCost | 0 | [6 empty] | 0.51337 | 0
LCP_Inputs_ON_Electric_2023_04_03 | 2037 | H2 Import - QC | Import | Hydrogen | PJ | Dispatch-Import | FuelCost | 0 | [6 empty] | 0.51337 | 0
LCP_Inputs_ON_Electric_2023_04_03 | 2037 | H2 Import - QC | Import | Hydrogen | PJ | Dispatch-Import | VOM | 0 | [6 empty] | 0.51337 | 0
LCP_Inputs_ON_Electric_2023_04_03 | 2037 | H2 Import - QC | Import | Hydrogen | QC | Dispatch-Import | EmissionsCost | 0 | [6 empty] | 0.51337 | 0
LCP_Inputs_ON_Electric_2023_04_03 | 2037 | H2 Import - QC | Import | Hydrogen | QC | Dispatch-Import | FuelCost | 0 | [6 empty] | 0.51337 | 0
LCP_Inputs_ON_Electric_2023_04_03 | 2037 | H2 Import - QC | Import | Hydrogen | QC | Dispatch-Import | VOM | 0 | [6 empty] | 0.51337 | 0
LCP_Inputs_ON_Electric_2023_04_03 | 2037 | H2 Import - QC | Import | Hydrogen | WC | Dispatch-Import | EmissionsCost | 0 | [6 empty] | 0.51337 | 0
LCP_Inputs_ON_Electric_2023_04_03 | 2037 | H2 Import - QC | Import | Hydrogen | WC | Dispatch-Import | FuelCost | 0 | [6 empty] | 0.51337 | 0
LCP_Inputs_ON_Electric_2023_04_03 | 2037 | H2 Import - QC | Import | Hydrogen | WC | Dispatch-Import | VOM | 0 | [6 empty] | 0.51337 | 0
LCP_Inputs_ON_Electric_2023_04_03 | 2037 | H2 Import - WC | Import | Hydrogen | MI | Dispatch-Import | EmissionsCost | 0 | [6 empty] | 0.51337 | 0
LCP_Inputs_ON_Electric_2023_04_03 | 2037 | H2 Import - WC | Import | Hydrogen | MI | Dispatch-Import | FuelCost | 0 | [6 empty] | 0.51337 | 0
LCP_Inputs_ON_Electric_2023_04_03 | 2037 | H2 Import - WC | Import | Hydrogen | MI | Dispatch-Import | VOM | 0 | [6 empty] | 0.51337 | 0
LCP_Inputs_ON_Electric_2023_04_03 | 2037 | H2 Import - WC | Import | Hydrogen | NY | Dispatch-Import | EmissionsCost | 0 | [6 empty] | 0.51337 | 0
LCP_Inputs_ON_Electric_2023_04_03 | 2037 | H2 Import - WC | Import | Hydrogen | NY | Dispatch-Import | FuelCost | 0 | [6 empty] | 0.51337 | 0
LCP_Inputs_ON_Electric_2023_04_03 | 2037 | H2 Import - WC | Import | Hydrogen | NY | Dispatch-Import | VOM | 0 | [6 empty] | 0.51337 | 0
LCP_Inputs_ON_Electric_2023_04_03 | 2037 | H2 Import - WC | Import | Hydrogen | ON | Dispatch-Import | EmissionsCost | 0 | [6 empty] | 0.51337 | 0
LCP_Inputs_ON_Electric_2023_04_03 | 2037 | H2 Import - WC | Import | Hydrogen | ON | Dispatch-Import | FuelCost | 0 | [6 empty] | 0.51337 | 0
LCP_Inputs_ON_Electric_2023_04_03 | 2037 | H2 Import - WC | Import | Hydrogen | ON | Dispatch-Import | VOM | 0 | [6 empty] | 0.51337 | 0
LCP_Inputs_ON_Electric_2023_04_03 | 2037 | H2 Import - WC | Import | Hydrogen | PJ | Dispatch-Import | EmissionsCost | 0 | [6 empty] | 0.51337 | 0
LCP_Inputs_ON_Electric_2023_04_03 | 2037 | H2 Import - WC | Import | Hydrogen | PJ | Dispatch-Import | FuelCost | 0 | [6 empty] | 0.51337 | 0
LCP_Inputs_ON_Electric_2023_04_03 | 2037 | H2 Import - WC | Import | Hydrogen | PJ | Dispatch-Import | VOM | 0 | [6 empty] | 0.51337 | 0
LCP_Inputs_ON_Electric_2023_04_03 | 2037 | H2 Import - WC | Import | Hydrogen | QC | Dispatch-Import | EmissionsCost | 0 | [6 empty] | 0.51337 | 0
LCP_Inputs_ON_Electric_2023_04_03 | 2037 | H2 Import - WC | Import | Hydrogen | QC | Dispatch-Import | FuelCost | 0 | [6 empty] | 0.51337 | 0
LCP_Inputs_ON_Electric_2023_04_03 | 2037 | H2 Import - WC | Import | Hydrogen | QC | Dispatch-Import | VOM | 0 | [6 empty] | 0.51337 | 0
LCP_Inputs_ON_Electric_2023_04_03 | 2037 | H2 Import - WC | Import | Hydrogen | WC | Dispatch-Import | EmissionsCost | 0 | [6 empty] | 0.51337 | 0
LCP_Inputs_ON_Electric_2023_04_03 | 2037 | H2 Import - WC | Import | Hydrogen | WC | Dispatch-Import | FuelCost | 0 | [6 empty] | 0.51337 | 0
LCP_Inputs_ON_Electric_2023_04_03 | 2037 | H2 Import - WC | Import | Hydrogen | WC | Dispatch-Import | VOM | 0 | [6 empty] | 0.51337 | 0
LCP_Inputs_ON_Electric_2023_04_03 | 2037 | H2 Salt Cavern Storage - ON | Storage | Hydrogen | MI | Dispatch-Storage | EmissionsCost | 0 | [6 empty] | 0.51337 | 0
LCP_Inputs_ON_Electric_2023_04_03 | 2037 | H2 Salt Cavern Storage - ON | Storage | Hydrogen | MI | Dispatch-Storage | FuelCost | 0 | [6 empty] | 0.51337 | 0
LCP_Inputs_ON_Electric_2023_04_03 | 2037 | H2 Salt Cavern Storage - ON | Storage | Hydrogen | MI | Dispatch-Storage | VOM | 0 | [6 empty] | 0.51337 | 0
LCP_Inputs_ON_Electric_2023_04_03 | 2037 | H2 Salt Cavern Storage - ON | Storage | Hydrogen | NY | Dispatch-Storage | EmissionsCost | 0 | [6 empty] | 0.51337 | 0
LCP_Inputs_ON_Electric_2023_04_03 | 2037 | H2 Salt Cavern Storage - ON | Storage | Hydrogen | NY | Dispatch-Storage | FuelCost | 0 | [6 empty] | 0.51337 | 0
LCP_Inputs_ON_Electric_2023_04_03 | 2037 | H2 Salt Cavern Storage - ON | Storage | Hydrogen | NY | Dispatch-Storage | VOM | 0 | [6 empty] | 0.51337 | 0
LCP_Inputs_ON_Electric_2023_04_03 | 2037 | H2 Salt Cavern Storage - ON | Storage | Hydrogen | ON | Dispatch-Storage | EmissionsCost | 0 | [6 empty] | 0.51337 | 0
LCP_Inputs_ON_Electric_2023_04_03 | 2037 | H2 Salt Cavern Storage - ON | Storage | Hydrogen | ON | Dispatch-Storage | FuelCost | 0 | [6 empty] | 0.51337 | 0
LCP_Inputs_ON_Electric_2023_04_03 | 2037 | H2 Salt Cavern Storage - ON | Storage | Hydrogen | ON | Dispatch-Storage | VOM | 10230556.9235 | [6 empty] | 0.51337 | 5252094.2147
LCP_Inputs_ON_Electric_2023_04_03 | 2037 | H2 Salt Cavern Storage - ON | Storage | Hydrogen | PJ | Dispatch-Storage | EmissionsCost | 0 | [6 empty] | 0.51337 | 0
LCP_Inputs_ON_Electric_2023_04_03 | 2037 | H2 Salt Cavern Storage - ON | Storage | Hydrogen | PJ | Dispatch-Storage | FuelCost | 0 | [6 empty] | 0.51337 | 0
LCP_Inputs_ON_Electric_2023_04_03 | 2037 | H2 Salt Cavern Storage - ON | Storage | Hydrogen | PJ | Dispatch-Storage | VOM | 0 | [6 empty] | 0.51337 | 0
LCP_Inputs_ON_Electric_2023_04_03 | 2037 | H2 Salt Cavern Storage - ON | Storage | Hydrogen | QC | Dispatch-Storage | EmissionsCost | 0 | [6 empty] | 0.51337 | 0
LCP_Inputs_ON_Electric_2023_04_03 | 2037 | H2 Salt Cavern Storage - ON | Storage | Hydrogen | QC | Dispatch-Storage | FuelCost | 0 | [6 empty] | 0.51337 | 0
LCP_Inputs_ON_Electric_2023_04_03 | 2037 | H2 Salt Cavern Storage - ON | Storage | Hydrogen | QC | Dispatch-Storage | VOM | 0 | [6 empty] | 0.51337 | 0
LCP_Inputs_ON_Electric_2023_04_03 | 2037 | H2 Salt Cavern Storage - ON | Storage | Hydrogen | WC | Dispatch-Storage | EmissionsCost | 0 | [6 empty] | 0.51337 | 0
LCP_Inputs_ON_Electric_2023_04_03 | 2037 | H2 Salt Cavern Storage - ON | Storage | Hydrogen | WC | Dispatch-Storage | FuelCost | 0 | [6 empty] | 0.51337 | 0
LCP_Inputs_ON_Electric_2023_04_03 | 2037 | H2 Salt Cavern Storage - ON | Storage | Hydrogen | WC | Dispatch-Storage | VOM | 0 | [6 empty] | 0.51337 | 0
LCP_Inputs_ON_Electric_2023_04_03 | 2037 | Hydro | Generation | Electricity | MI | Dispatch-Generation | EmissionsCost | 0 | [6 empty] | 0.51337 | 0
LCP_Inputs_ON_Electric_2023_04_03 | 2037 | Hydro | Generation | Electricity | MI | Dispatch-Generation | FuelCost | 0 | [6 empty] | 0.51337 | 0
LCP_Inputs_ON_Electric_2023_04_03 | 2037 | Hydro | Generation | Electricity | MI | Dispatch-Generation | VOM | 0 | [6 empty] | 0.51337 | 0
LCP_Inputs_ON_Electric_2023_04_03 | 2037 | Hydro | Generation | Electricity | NY | Dispatch-Generation | EmissionsCost | 0 | [6 empty] | 0.51337 | 0
LCP_Inputs_ON_Electric_2023_04_03 | 2037 | Hydro | Generation | Electricity | NY | Dispatch-Generation | FuelCost | 0 | [6 empty] | 0.51337 | 0
LCP_Inputs_ON_Electric_2023_04_03 | 2037 | Hydro | Generation | Electricity | NY | Dispatch-Generation | VOM | 0 | [6 empty] | 0.51337 | 0
LCP_Inputs_ON_Electric_2023_04_03 | 2037 | Hydro | Generation | Electricity | ON | Dispatch-Generation | EmissionsCost | 0 | [6 empty] | 0.51337 | 0
LCP_Inputs_ON_Electric_2023_04_03 | 2037 | Hydro | Generation | Electricity | ON | Dispatch-Generation | FuelCost | 0 | [6 empty] | 0.51337 | 0
LCP_Inputs_ON_Electric_2023_04_03 | 2037 | Hydro | Generation | Electricity | ON | Dispatch-Generation | VOM | 0 | [6 empty] | 0.51337 | 0
LCP_Inputs_ON_Electric_2023_04_03 | 2037 | Hydro | Generation | Electricity | PJ | Dispatch-Generation | EmissionsCost | 0 | [6 empty] | 0.51337 | 0
LCP_Inputs_ON_Electric_2023_04_03 | 2037 | Hydro | Generation | Electricity | PJ | Dispatch-Generation | FuelCost | 0 | [6 empty] | 0.51337 | 0
LCP_Inputs_ON_Electric_2023_04_03 | 2037 | Hydro | Generation | Electricity | PJ | Dispatch-Generation | VOM | 0 | [6 empty] | 0.51337 | 0
LCP_Inputs_ON_Electric_2023_04_03 | 2037 | Hydro | Generation | Electricity | QC | Dispatch-Generation | EmissionsCost | 0 | [6 empty] | 0.51337 | 0
LCP_Inputs_ON_Electric_2023_04_03 | 2037 | Hydro | Generation | Electricity | QC | Dispatch-Generation | FuelCost | 0 | [6 empty] | 0.51337 | 0
LCP_Inputs_ON_Electric_2023_04_03 | 2037 | Hydro | Generation | Electricity | QC | Dispatch-Generation | VOM | 0 | [6 empty] | 0.51337 | 0
LCP_Inputs_ON_Electric_2023_04_03 | 2037 | Hydro | Generation | Electricity | WC | Dispatch-Generation | EmissionsCost | 0 | [6 empty] | 0.51337 | 0
LCP_Inputs_ON_Electric_2023_04_03 | 2037 | Hydro | Generation | Electricity | WC | Dispatch-Generation | FuelCost | 0 | [6 empty] | 0.51337 | 0
LCP_Inputs_ON_Electric_2023_04_03 | 2037 | Hydro | Generation | Electricity | WC | Dispatch-Generation | VOM | 0 | [6 empty] | 0.51337 | 0
LCP_Inputs_ON_Electric_2023_04_03 | 2037 | Hydro Pumped Storage | Storage | Electricity | MI | Dispatch-Storage | EmissionsCost | 0 | [6 empty] | 0.51337 | 0
LCP_Inputs_ON_Electric_2023_04_03 | 2037 | Hydro Pumped Storage | Storage | Electricity | MI | Dispatch-Storage | FuelCost | 0 | [6 empty] | 0.51337 | 0
LCP_Inputs_ON_Electric_2023_04_03 | 2037 | Hydro Pumped Storage | Storage | Electricity | MI | Dispatch-Storage | VOM | 0 | [6 empty] | 0.51337 | 0
LCP_Inputs_ON_Electric_2023_04_03 | 2037 | Hydro Pumped Storage | Storage | Electricity | NY | Dispatch-Storage | EmissionsCost | 0 | [6 empty] | 0.51337 | 0
LCP_Inputs_ON_Electric_2023_04_03 | 2037 | Hydro Pumped Storage | Storage | Electricity | NY | Dispatch-Storage | FuelCost | 0 | [6 empty] | 0.51337 | 0
LCP_Inputs_ON_Electric_2023_04_03 | 2037 | Hydro Pumped Storage | Storage | Electricity | NY | Dispatch-Storage | VOM | 0 | [6 empty] | 0.51337 | 0
LCP_Inputs_ON_Electric_2023_04_03 | 2037 | Hydro Pumped Storage | Storage | Electricity | ON | Dispatch-Storage | EmissionsCost | 0 | [6 empty] | 0.51337 | 0
LCP_Inputs_ON_Electric_2023_04_03 | 2037 | Hydro Pumped Storage | Storage | Electricity | ON | Dispatch-Storage | FuelCost | 0 | [6 empty] | 0.51337 | 0
LCP_Inputs_ON_Electric_2023_04_03 | 2037 | Hydro Pumped Storage | Storage | Electricity | ON | Dispatch-Storage | VOM | 0 | [6 empty] | 0.51337 | 0
LCP_Inputs_ON_Electric_2023_04_03 | 2037 | Hydro Pumped Storage | Storage | Electricity | PJ | Dispatch-Storage | EmissionsCost | 0 | [6 empty] | 0.51337 | 0
LCP_Inputs_ON_Electric_2023_04_03 | 2037 | Hydro Pumped Storage | Storage | Electricity | PJ | Dispatch-Storage | FuelCost | 0 | [6 empty] | 0.51337 | 0
LCP_Inputs_ON_Electric_2023_04_03 | 2037 | Hydro Pumped Storage | Storage | Electricity | PJ | Dispatch-Storage | VOM | 0 | [6 empty] | 0.51337 | 0
LCP_Inputs_ON_Electric_2023_04_03 | 2037 | Hydro Pumped Storage | Storage | Electricity | QC | Dispatch-Storage | EmissionsCost | 0 | [6 empty] | 0.51337 | 0
LCP_Inputs_ON_Electric_2023_04_03 | 2037 | Hydro Pumped Storage | Storage | Electricity | QC | Dispatch-Storage | FuelCost | 0 | [6 empty] | 0.51337 | 0
LCP_Inputs_ON_Electric_2023_04_03 | 2037 | Hydro Pumped Storage | Storage | Electricity | QC | Dispatch-Storage | VOM | 0 | [6 empty] | 0.51337 | 0
LCP_Inputs_ON_Electric_2023_04_03 | 2037 | Hydro Pumped Storage | Storage | Electricity | WC | Dispatch-Storage | EmissionsCost | 0 | [6 empty] | 0.51337 | 0
LCP_Inputs_ON_Electric_2023_04_03 | 2037 | Hydro Pumped Storage | Storage | Electricity | WC | Dispatch-Storage | FuelCost | 0 | [6 empty] | 0.51337 | 0
LCP_Inputs_ON_Electric_2023_04_03 | 2037 | Hydro Pumped Storage | Storage | Electricity | WC | Dispatch-Storage | VOM | 0 | [6 empty] | 0.51337 | 0
LCP_Inputs_ON_Electric_2023_04_03 | 2037 | Nuclear | Generation | Electricity | MI | Dispatch-Generation | EmissionsCost | 0 | [6 empty] | 0.51337 | 0
LCP_Inputs_ON_Electric_2023_04_03 | 2037 | Nuclear | Generation | Electricity | MI | Dispatch-Generation | FuelCost | 0 | [6 empty] | 0.51337 | 0
LCP_Inputs_ON_Electric_2023_04_03 | 2037 | Nuclear | Generation | Electricity | MI | Dispatch-Generation | VOM | 2762866296.96 | [6 empty] | 0.51337 | 1418381638.7248
LCP_Inputs_ON_Electric_2023_04_03 | 2037 | Nuclear | Generation | Electricity | NY | Dispatch-Generation | EmissionsCost | 0 | [6 empty] | 0.51337 | 0
LCP_Inputs_ON_Electric_2023_04_03 | 2037 | Nuclear | Generation | Electricity | NY | Dispatch-Generation | FuelCost | 0 | [6 empty] | 0.51337 | 0
LCP_Inputs_ON_Electric_2023_04_03 | 2037 | Nuclear | Generation | Electricity | NY | Dispatch-Generation | VOM | 2246155230.144 | [6 empty] | 0.51337 | 1153116001.186
LCP_Inputs_ON_Electric_2023_04_03 | 2037 | Nuclear | Generation | Electricity | ON | Dispatch-Generation | EmissionsCost | 0 | [6 empty] | 0.51337 | 0
LCP_Inputs_ON_Electric_2023_04_03 | 2037 | Nuclear | Generation | Electricity | ON | Dispatch-Generation | FuelCost | 0 | [6 empty] | 0.51337 | 0
LCP_Inputs_ON_Electric_2023_04_03 | 2037 | Nuclear | Generation | Electricity | ON | Dispatch-Generation | VOM | 7202995454.9077 | [6 empty] | 0.51337 | 3697825156.5415
LCP_Inputs_ON_Electric_2023_04_03 | 2037 | Nuclear | Generation | Electricity | PJ | Dispatch-Generation | EmissionsCost | 0 | [6 empty] | 0.51337 | 0
LCP_Inputs_ON_Electric_2023_04_03 | 2037 | Nuclear | Generation | Electricity | PJ | Dispatch-Generation | FuelCost | 0 | [6 empty] | 0.51337 | 0
LCP_Inputs_ON_Electric_2023_04_03 | 2037 | Nuclear | Generation | Electricity | PJ | Dispatch-Generation | VOM | 6401347648.6848 | [6 empty] | 0.51337 | 3286280620.2309
LCP_Inputs_ON_Electric_2023_04_03 | 2037 | Nuclear | Generation | Electricity | QC | Dispatch-Generation | EmissionsCost | 0 | [6 empty] | 0.51337 | 0
LCP_Inputs_ON_Electric_2023_04_03 | 2037 | Nuclear | Generation | Electricity | QC | Dispatch-Generation | FuelCost | 0 | [6 empty] | 0.51337 | 0
LCP_Inputs_ON_Electric_2023_04_03 | 2037 | Nuclear | Generation | Electricity | QC | Dispatch-Generation | VOM | 0 | [6 empty] | 0.51337 | 0
LCP_Inputs_ON_Electric_2023_04_03 | 2037 | Nuclear | Generation | Electricity | WC | Dispatch-Generation | EmissionsCost | 0 | [6 empty] | 0.51337 | 0
LCP_Inputs_ON_Electric_2023_04_03 | 2037 | Nuclear | Generation | Electricity | WC | Dispatch-Generation | FuelCost | 0 | [6 empty] | 0.51337 | 0
LCP_Inputs_ON_Electric_2023_04_03 | 2037 | Nuclear | Generation | Electricity | WC | Dispatch-Generation | VOM | 0 | [6 empty] | 0.51337 | 0
LCP_Inputs_ON_Electric_2023_04_03 | 2037 | Nuclear SMR | Generation | Electricity | MI | Dispatch-Generation | EmissionsCost | 0 | [6 empty] | 0.51337 | 0
LCP_Inputs_ON_Electric_2023_04_03 | 2037 | Nuclear SMR | Generation | Electricity | MI | Dispatch-Generation | FuelCost | 0 | [6 empty] | 0.51337 | 0
LCP_Inputs_ON_Electric_2023_04_03 | 2037 | Nuclear SMR | Generation | Electricity | MI | Dispatch-Generation | VOM | 0 | [6 empty] | 0.51337 | 0
LCP_Inputs_ON_Electric_2023_04_03 | 2037 | Nuclear SMR | Generation | Electricity | NY | Dispatch-Generation | EmissionsCost | 0 | [6 empty] | 0.51337 | 0
LCP_Inputs_ON_Electric_2023_04_03 | 2037 | Nuclear SMR | Generation | Electricity | NY | Dispatch-Generation | FuelCost | 0 | [6 empty] | 0.51337 | 0
LCP_Inputs_ON_Electric_2023_04_03 | 2037 | Nuclear SMR | Generation | Electricity | NY | Dispatch-Generation | VOM | 0 | [6 empty] | 0.51337 | 0
LCP_Inputs_ON_Electric_2023_04_03 | 2037 | Nuclear SMR | Generation | Electricity | ON | Dispatch-Generation | EmissionsCost | 0 | [6 empty] | 0.51337 | 0
LCP_Inputs_ON_Electric_2023_04_03 | 2037 | Nuclear SMR | Generation | Electricity | ON | Dispatch-Generation | FuelCost | 0 | [6 empty] | 0.51337 | 0
LCP_Inputs_ON_Electric_2023_04_03 | 2037 | Nuclear SMR | Generation | Electricity | ON | Dispatch-Generation | VOM | 19000000.8 | [6 empty] | 0.51337 | 9754092.0819
LCP_Inputs_ON_Electric_2023_04_03 | 2037 | Nuclear SMR | Generation | Electricity | PJ | Dispatch-Generation | EmissionsCost | 0 | [6 empty] | 0.51337 | 0
LCP_Inputs_ON_Electric_2023_04_03 | 2037 | Nuclear SMR | Generation | Electricity | PJ | Dispatch-Generation | FuelCost | 0 | [6 empty] | 0.51337 | 0
LCP_Inputs_ON_Electric_2023_04_03 | 2037 | Nuclear SMR | Generation | Electricity | PJ | Dispatch-Generation | VOM | 0 | [6 empty] | 0.51337 | 0
LCP_Inputs_ON_Electric_2023_04_03 | 2037 | Nuclear SMR | Generation | Electricity | QC | Dispatch-Generation | EmissionsCost | 0 | [6 empty] | 0.51337 | 0
LCP_Inputs_ON_Electric_2023_04_03 | 2037 | Nuclear SMR | Generation | Electricity | QC | Dispatch-Generation | FuelCost | 0 | [6 empty] | 0.51337 | 0
LCP_Inputs_ON_Electric_2023_04_03 | 2037 | Nuclear SMR | Generation | Electricity | QC | Dispatch-Generation | VOM | 0 | [6 empty] | 0.51337 | 0
LCP_Inputs_ON_Electric_2023_04_03 | 2037 | Nuclear SMR | Generation | Electricity | WC | Dispatch-Generation | EmissionsCost | 0 | [6 empty] | 0.51337 | 0
LCP_Inputs_ON_Electric_2023_04_03 | 2037 | Nuclear SMR | Generation | Electricity | WC | Dispatch-Generation | FuelCost | 0 | [6 empty] | 0.51337 | 0
LCP_Inputs_ON_Electric_2023_04_03 | 2037 | Nuclear SMR | Generation | Electricity | WC | Dispatch-Generation | VOM | 0 | [6 empty] | 0.51337 | 0
LCP_Inputs_ON_Electric_2023_04_03 | 2037 | O/CCGT - CH4 Existing | Crossload | Electricity | MI | Dispatch-Crossload | EmissionsCost | 0 | [6 empty] | 0.51337 | 0
LCP_Inputs_ON_Electric_2023_04_03 | 2037 | O/CCGT - CH4 Existing | Crossload | Electricity | MI | Dispatch-Crossload | FuelCost | 0 | [6 empty] | 0.51337 | 0
LCP_Inputs_ON_Electric_2023_04_03 | 2037 | O/CCGT - CH4 Existing | Crossload | Electricity | MI | Dispatch-Crossload | VOM | 0 | [6 empty] | 0.51337 | 0
LCP_Inputs_ON_Electric_2023_04_03 | 2037 | O/CCGT - CH4 Existing | Crossload | Electricity | NY | Dispatch-Crossload | EmissionsCost | 0 | [6 empty] | 0.51337 | 0
LCP_Inputs_ON_Electric_2023_04_03 | 2037 | O/CCGT - CH4 Existing | Crossload | Electricity | NY | Dispatch-Crossload | FuelCost | 0 | [6 empty] | 0.51337 | 0
LCP_Inputs_ON_Electric_2023_04_03 | 2037 | O/CCGT - CH4 Existing | Crossload | Electricity | NY | Dispatch-Crossload | VOM | 0 | [6 empty] | 0.51337 | 0
LCP_Inputs_ON_Electric_2023_04_03 | 2037 | O/CCGT - CH4 Existing | Crossload | Electricity | ON | Dispatch-Crossload | EmissionsCost | 9180015.4005 | [6 empty] | 0.51337 | 4712774.3031
LCP_Inputs_ON_Electric_2023_04_03 | 2037 | O/CCGT - CH4 Existing | Crossload | Electricity | ON | Dispatch-Crossload | FuelCost | 0 | [6 empty] | 0.51337 | 0
LCP_Inputs_ON_Electric_2023_04_03 | 2037 | O/CCGT - CH4 Existing | Crossload | Electricity | ON | Dispatch-Crossload | VOM | 333612.5238 | [6 empty] | 0.51337 | 171267.7442
LCP_Inputs_ON_Electric_2023_04_03 | 2037 | O/CCGT - CH4 Existing | Crossload | Electricity | PJ | Dispatch-Crossload | EmissionsCost | 0 | [6 empty] | 0.51337 | 0
LCP_Inputs_ON_Electric_2023_04_03 | 2037 | O/CCGT - CH4 Existing | Crossload | Electricity | PJ | Dispatch-Crossload | FuelCost | 0 | [6 empty] | 0.51337 | 0
LCP_Inputs_ON_Electric_2023_04_03 | 2037 | O/CCGT - CH4 Existing | Crossload | Electricity | PJ | Dispatch-Crossload | VOM | 0 | [6 empty] | 0.51337 | 0
LCP_Inputs_ON_Electric_2023_04_03 | 2037 | O/CCGT - CH4 Existing | Crossload | Electricity | QC | Dispatch-Crossload | EmissionsCost | 0 | [6 empty] | 0.51337 | 0
LCP_Inputs_ON_Electric_2023_04_03 | 2037 | O/CCGT - CH4 Existing | Crossload | Electricity | QC | Dispatch-Crossload | FuelCost | 0 | [6 empty] | 0.51337 | 0
LCP_Inputs_ON_Electric_2023_04_03 | 2037 | O/CCGT - CH4 Existing | Crossload | Electricity | QC | Dispatch-Crossload | VOM | 0 | [6 empty] | 0.51337 | 0
LCP_Inputs_ON_Electric_2023_04_03 | 2037 | O/CCGT - CH4 Existing | Crossload | Electricity | WC | Dispatch-Crossload | EmissionsCost | 0 | [6 empty] | 0.51337 | 0
LCP_Inputs_ON_Electric_2023_04_03 | 2037 | O/CCGT - CH4 Existing | Crossload | Electricity | WC | Dispatch-Crossload | FuelCost | 0 | [6 empty] | 0.51337 | 0
LCP_Inputs_ON_Electric_2023_04_03 | 2037 | O/CCGT - CH4 Existing | Crossload | Electricity | WC | Dispatch-Crossload | VOM | 0 | [6 empty] | 0.51337 | 0
LCP_Inputs_ON_Electric_2023_04_03 | 2037 | O/CCGT - CH4 New | Crossload | Electricity | MI | Dispatch-Crossload | EmissionsCost | 0 | [6 empty] | 0.51337 | 0
LCP_Inputs_ON_Electric_2023_04_03 | 2037 | O/CCGT - CH4 New | Crossload | Electricity | MI | Dispatch-Crossload | FuelCost | 0 | [6 empty] | 0.51337 | 0
LCP_Inputs_ON_Electric_2023_04_03 | 2037 | O/CCGT - CH4 New | Crossload | Electricity | MI | Dispatch-Crossload | VOM | 0 | [6 empty] | 0.51337 | 0
LCP_Inputs_ON_Electric_2023_04_03 | 2037 | O/CCGT - CH4 New | Crossload | Electricity | NY | Dispatch-Crossload | EmissionsCost | 0 | [6 empty] | 0.51337 | 0
LCP_Inputs_ON_Electric_2023_04_03 | 2037 | O/CCGT - CH4 New | Crossload | Electricity | NY | Dispatch-Crossload | FuelCost | 0 | [6 empty] | 0.51337 | 0
LCP_Inputs_ON_Electric_2023_04_03 | 2037 | O/CCGT - CH4 New | Crossload | Electricity | NY | Dispatch-Crossload | VOM | 0 | [6 empty] | 0.51337 | 0
LCP_Inputs_ON_Electric_2023_04_03 | 2037 | O/CCGT - CH4 New | Crossload | Electricity | ON | Dispatch-Crossload | EmissionsCost | 361423.3129 | [6 empty] | 0.51337 | 185545.0593
LCP_Inputs_ON_Electric_2023_04_03 | 2037 | O/CCGT - CH4 New | Crossload | Electricity | ON | Dispatch-Crossload | FuelCost | 0 | [6 empty] | 0.51337 | 0
LCP_Inputs_ON_Electric_2023_04_03 | 2037 | O/CCGT - CH4 New | Crossload | Electricity | ON | Dispatch-Crossload | VOM | 13134.547 | [6 empty] | 0.51337 | 6742.925
LCP_Inputs_ON_Electric_2023_04_03 | 2037 | O/CCGT - CH4 New | Crossload | Electricity | PJ | Dispatch-Crossload | EmissionsCost | 0 | [6 empty] | 0.51337 | 0
LCP_Inputs_ON_Electric_2023_04_03 | 2037 | O/CCGT - CH4 New | Crossload | Electricity | PJ | Dispatch-Crossload | FuelCost | 0 | [6 empty] | 0.51337 | 0
LCP_Inputs_ON_Electric_2023_04_03 | 2037 | O/CCGT - CH4 New | Crossload | Electricity | PJ | Dispatch-Crossload | VOM | 0 | [6 empty] | 0.51337 | 0
LCP_Inputs_ON_Electric_2023_04_03 | 2037 | O/CCGT - CH4 New | Crossload | Electricity | QC | Dispatch-Crossload | EmissionsCost | 0 | [6 empty] | 0.51337 | 0
LCP_Inputs_ON_Electric_2023_04_03 | 2037 | O/CCGT - CH4 New | Crossload | Electricity | QC | Dispatch-Crossload | FuelCost | 0 | [6 empty] | 0.51337 | 0
LCP_Inputs_ON_Electric_2023_04_03 | 2037 | O/CCGT - CH4 New | Crossload | Electricity | QC | Dispatch-Crossload | VOM | 0 | [6 empty] | 0.51337 | 0
LCP_Inputs_ON_Electric_2023_04_03 | 2037 | O/CCGT - CH4 New | Crossload | Electricity | WC | Dispatch-Crossload | EmissionsCost | 0 | [6 empty] | 0.51337 | 0
LCP_Inputs_ON_Electric_2023_04_03 | 2037 | O/CCGT - CH4 New | Crossload | Electricity | WC | Dispatch-Crossload | FuelCost | 0 | [6 empty] | 0.51337 | 0
LCP_Inputs_ON_Electric_2023_04_03 | 2037 | O/CCGT - CH4 New | Crossload | Electricity | WC | Dispatch-Crossload | VOM | 0 | [6 empty] | 0.51337 | 0
LCP_Inputs_ON_Electric_2023_04_03 | 2037 | O/CCGT - H2 New | Crossload | Electricity | MI | Dispatch-Crossload | EmissionsCost | 0 | [6 empty] | 0.51337 | 0
LCP_Inputs_ON_Electric_2023_04_03 | 2037 | O/CCGT - H2 New | Crossload | Electricity | MI | Dispatch-Crossload | FuelCost | 0 | [6 empty] | 0.51337 | 0
LCP_Inputs_ON_Electric_2023_04_03 | 2037 | O/CCGT - H2 New | Crossload | Electricity | MI | Dispatch-Crossload | VOM | 0 | [6 empty] | 0.51337 | 0
LCP_Inputs_ON_Electric_2023_04_03 | 2037 | O/CCGT - H2 New | Crossload | Electricity | NY | Dispatch-Crossload | EmissionsCost | 0 | [6 empty] | 0.51337 | 0
LCP_Inputs_ON_Electric_2023_04_03 | 2037 | O/CCGT - H2 New | Crossload | Electricity | NY | Dispatch-Crossload | FuelCost | 0 | [6 empty] | 0.51337 | 0
LCP_Inputs_ON_Electric_2023_04_03 | 2037 | O/CCGT - H2 New | Crossload | Electricity | NY | Dispatch-Crossload | VOM | 0 | [6 empty] | 0.51337 | 0
LCP_Inputs_ON_Electric_2023_04_03 | 2037 | O/CCGT - H2 New | Crossload | Electricity | ON | Dispatch-Crossload | EmissionsCost | 0 | [6 empty] | 0.51337 | 0
LCP_Inputs_ON_Electric_2023_04_03 | 2037 | O/CCGT - H2 New | Crossload | Electricity | ON | Dispatch-Crossload | FuelCost | 0 | [6 empty] | 0.51337 | 0
LCP_Inputs_ON_Electric_2023_04_03 | 2037 | O/CCGT - H2 New | Crossload | Electricity | ON | Dispatch-Crossload | VOM | 1464727.4743 | [6 empty] | 0.51337 | 751951.8978
LCP_Inputs_ON_Electric_2023_04_03 | 2037 | O/CCGT - H2 New | Crossload | Electricity | PJ | Dispatch-Crossload | EmissionsCost | 0 | [6 empty] | 0.51337 | 0
LCP_Inputs_ON_Electric_2023_04_03 | 2037 | O/CCGT - H2 New | Crossload | Electricity | PJ | Dispatch-Crossload | FuelCost | 0 | [6 empty] | 0.51337 | 0
LCP_Inputs_ON_Electric_2023_04_03 | 2037 | O/CCGT - H2 New | Crossload | Electricity | PJ | Dispatch-Crossload | VOM | 0 | [6 empty] | 0.51337 | 0
LCP_Inputs_ON_Electric_2023_04_03 | 2037 | O/CCGT - H2 New | Crossload | Electricity | QC | Dispatch-Crossload | EmissionsCost | 0 | [6 empty] | 0.51337 | 0
LCP_Inputs_ON_Electric_2023_04_03 | 2037 | O/CCGT - H2 New | Crossload | Electricity | QC | Dispatch-Crossload | FuelCost | 0 | [6 empty] | 0.51337 | 0
LCP_Inputs_ON_Electric_2023_04_03 | 2037 | O/CCGT - H2 New | Crossload | Electricity | QC | Dispatch-Crossload | VOM | 0 | [6 empty] | 0.51337 | 0
LCP_Inputs_ON_Electric_2023_04_03 | 2037 | O/CCGT - H2 New | Crossload | Electricity | WC | Dispatch-Crossload | EmissionsCost | 0 | [6 empty] | 0.51337 | 0
LCP_Inputs_ON_Electric_2023_04_03 | 2037 | O/CCGT - H2 New | Crossload | Electricity | WC | Dispatch-Crossload | FuelCost | 0 | [6 empty] | 0.51337 | 0
LCP_Inputs_ON_Electric_2023_04_03 | 2037 | O/CCGT - H2 New | Crossload | Electricity | WC | Dispatch-Crossload | VOM | 0 | [6 empty] | 0.51337 | 0
LCP_Inputs_ON_Electric_2023_04_03 | 2037 | SMR CCS | Crossload | Hydrogen | MI | Dispatch-Crossload | EmissionsCost | 0 | [6 empty] | 0.51337 | 0
LCP_Inputs_ON_Electric_2023_04_03 | 2037 | SMR CCS | Crossload | Hydrogen | MI | Dispatch-Crossload | FuelCost | 0 | [6 empty] | 0.51337 | 0
LCP_Inputs_ON_Electric_2023_04_03 | 2037 | SMR CCS | Crossload | Hydrogen | MI | Dispatch-Crossload | VOM | 0 | [6 empty] | 0.51337 | 0
LCP_Inputs_ON_Electric_2023_04_03 | 2037 | SMR CCS | Crossload | Hydrogen | NY | Dispatch-Crossload | EmissionsCost | 0 | [6 empty] | 0.51337 | 0
LCP_Inputs_ON_Electric_2023_04_03 | 2037 | SMR CCS | Crossload | Hydrogen | NY | Dispatch-Crossload | FuelCost | 0 | [6 empty] | 0.51337 | 0
LCP_Inputs_ON_Electric_2023_04_03 | 2037 | SMR CCS | Crossload | Hydrogen | NY | Dispatch-Crossload | VOM | 0 | [6 empty] | 0.51337 | 0
LCP_Inputs_ON_Electric_2023_04_03 | 2037 | SMR CCS | Crossload | Hydrogen | ON | Dispatch-Crossload | EmissionsCost | 76580835.5373 | [6 empty] | 0.51337 | 39314552.1098
LCP_Inputs_ON_Electric_2023_04_03 | 2037 | SMR CCS | Crossload | Hydrogen | ON | Dispatch-Crossload | FuelCost | 0 | [6 empty] | 0.51337 | 0
LCP_Inputs_ON_Electric_2023_04_03 | 2037 | SMR CCS | Crossload | Hydrogen | ON | Dispatch-Crossload | VOM | 91254385.794 | [6 empty] | 0.51337 | 46847560.2333
LCP_Inputs_ON_Electric_2023_04_03 | 2037 | SMR CCS | Crossload | Hydrogen | PJ | Dispatch-Crossload | EmissionsCost | 0 | [6 empty] | 0.51337 | 0
LCP_Inputs_ON_Electric_2023_04_03 | 2037 | SMR CCS | Crossload | Hydrogen | PJ | Dispatch-Crossload | FuelCost | 0 | [6 empty] | 0.51337 | 0
LCP_Inputs_ON_Electric_2023_04_03 | 2037 | SMR CCS | Crossload | Hydrogen | PJ | Dispatch-Crossload | VOM | 0 | [6 empty] | 0.51337 | 0
LCP_Inputs_ON_Electric_2023_04_03 | 2037 | SMR CCS | Crossload | Hydrogen | QC | Dispatch-Crossload | EmissionsCost | 0 | [6 empty] | 0.51337 | 0
LCP_Inputs_ON_Electric_2023_04_03 | 2037 | SMR CCS | Crossload | Hydrogen | QC | Dispatch-Crossload | FuelCost | 0 | [6 empty] | 0.51337 | 0
LCP_Inputs_ON_Electric_2023_04_03 | 2037 | SMR CCS | Crossload | Hydrogen | QC | Dispatch-Crossload | VOM | 0 | [6 empty] | 0.51337 | 0
LCP_Inputs_ON_Electric_2023_04_03 | 2037 | SMR CCS | Crossload | Hydrogen | WC | Dispatch-Crossload | EmissionsCost | 0 | [6 empty] | 0.51337 | 0
LCP_Inputs_ON_Electric_2023_04_03 | 2037 | SMR CCS | Crossload | Hydrogen | WC | Dispatch-Crossload | FuelCost | 0 | [6 empty] | 0.51337 | 0
LCP_Inputs_ON_Electric_2023_04_03 | 2037 | SMR CCS | Crossload | Hydrogen | WC | Dispatch-Crossload | VOM | 0 | [6 empty] | 0.51337 | 0
LCP_Inputs_ON_Electric_2023_04_03 | 2037 | Solar PV | Generation | Electricity | MI | Dispatch-Generation | EmissionsCost | 0 | [6 empty] | 0.51337 | 0
LCP_Inputs_ON_Electric_2023_04_03 | 2037 | Solar PV | Generation | Electricity | MI | Dispatch-Generation | FuelCost | 0 | [6 empty] | 0.51337 | 0
LCP_Inputs_ON_Electric_2023_04_03 | 2037 | Solar PV | Generation | Electricity | MI | Dispatch-Generation | VOM | 0 | [6 empty] | 0.51337 | 0
LCP_Inputs_ON_Electric_2023_04_03 | 2037 | Solar PV | Generation | Electricity | NY | Dispatch-Generation | EmissionsCost | 0 | [6 empty] | 0.51337 | 0
LCP_Inputs_ON_Electric_2023_04_03 | 2037 | Solar PV | Generation | Electricity | NY | Dispatch-Generation | FuelCost | 0 | [6 empty] | 0.51337 | 0
LCP_Inputs_ON_Electric_2023_04_03 | 2037 | Solar PV | Generation | Electricity | NY | Dispatch-Generation | VOM | 0 | [6 empty] | 0.51337 | 0
LCP_Inputs_ON_Electric_2023_04_03 | 2037 | Solar PV | Generation | Electricity | ON | Dispatch-Generation | EmissionsCost | 0 | [6 empty] | 0.51337 | 0
LCP_Inputs_ON_Electric_2023_04_03 | 2037 | Solar PV | Generation | Electricity | ON | Dispatch-Generation | FuelCost | 0 | [6 empty] | 0.51337 | 0
LCP_Inputs_ON_Electric_2023_04_03 | 2037 | Solar PV | Generation | Electricity | ON | Dispatch-Generation | VOM | 0 | [6 empty] | 0.51337 | 0
LCP_Inputs_ON_Electric_2023_04_03 | 2037 | Solar PV | Generation | Electricity | PJ | Dispatch-Generation | EmissionsCost | 0 | [6 empty] | 0.51337 | 0
LCP_Inputs_ON_Electric_2023_04_03 | 2037 | Solar PV | Generation | Electricity | PJ | Dispatch-Generation | FuelCost | 0 | [6 empty] | 0.51337 | 0
LCP_Inputs_ON_Electric_2023_04_03 | 2037 | Solar PV | Generation | Electricity | PJ | Dispatch-Generation | VOM | 0 | [6 empty] | 0.51337 | 0
LCP_Inputs_ON_Electric_2023_04_03 | 2037 | Solar PV | Generation | Electricity | QC | Dispatch-Generation | EmissionsCost | 0 | [6 empty] | 0.51337 | 0
LCP_Inputs_ON_Electric_2023_04_03 | 2037 | Solar PV | Generation | Electricity | QC | Dispatch-Generation | FuelCost | 0 | [6 empty] | 0.51337 | 0
LCP_Inputs_ON_Electric_2023_04_03 | 2037 | Solar PV | Generation | Electricity | QC | Dispatch-Generation | VOM | 0 | [6 empty] | 0.51337 | 0
LCP_Inputs_ON_Electric_2023_04_03 | 2037 | Solar PV | Generation | Electricity | WC | Dispatch-Generation | EmissionsCost | 0 | [6 empty] | 0.51337 | 0
LCP_Inputs_ON_Electric_2023_04_03 | 2037 | Solar PV | Generation | Electricity | WC | Dispatch-Generation | FuelCost | 0 | [6 empty] | 0.51337 | 0
LCP_Inputs_ON_Electric_2023_04_03 | 2037 | Solar PV | Generation | Electricity | WC | Dispatch-Generation | VOM | 0 | [6 empty] | 0.51337 | 0
LCP_Inputs_ON_Electric_2023_04_03 | 2037 | Wind Offshore | Generation | Electricity | MI | Dispatch-Generation | EmissionsCost | 0 | [6 empty] | 0.51337 | 0
LCP_Inputs_ON_Electric_2023_04_03 | 2037 | Wind Offshore | Generation | Electricity | MI | Dispatch-Generation | FuelCost | 0 | [6 empty] | 0.51337 | 0
LCP_Inputs_ON_Electric_2023_04_03 | 2037 | Wind Offshore | Generation | Electricity | MI | Dispatch-Generation | VOM | 0 | [6 empty] | 0.51337 | 0
LCP_Inputs_ON_Electric_2023_04_03 | 2037 | Wind Offshore | Generation | Electricity | NY | Dispatch-Generation | EmissionsCost | 0 | [6 empty] | 0.51337 | 0
LCP_Inputs_ON_Electric_2023_04_03 | 2037 | Wind Offshore | Generation | Electricity | NY | Dispatch-Generation | FuelCost | 0 | [6 empty] | 0.51337 | 0
LCP_Inputs_ON_Electric_2023_04_03 | 2037 | Wind Offshore | Generation | Electricity | NY | Dispatch-Generation | VOM | 0 | [6 empty] | 0.51337 | 0
LCP_Inputs_ON_Electric_2023_04_03 | 2037 | Wind Offshore | Generation | Electricity | ON | Dispatch-Generation | EmissionsCost | 0 | [6 empty] | 0.51337 | 0
LCP_Inputs_ON_Electric_2023_04_03 | 2037 | Wind Offshore | Generation | Electricity | ON | Dispatch-Generation | FuelCost | 0 | [6 empty] | 0.51337 | 0
LCP_Inputs_ON_Electric_2023_04_03 | 2037 | Wind Offshore | Generation | Electricity | ON | Dispatch-Generation | VOM | 0 | [6 empty] | 0.51337 | 0
LCP_Inputs_ON_Electric_2023_04_03 | 2037 | Wind Offshore | Generation | Electricity | PJ | Dispatch-Generation | EmissionsCost | 0 | [6 empty] | 0.51337 | 0
LCP_Inputs_ON_Electric_2023_04_03 | 2037 | Wind Offshore | Generation | Electricity | PJ | Dispatch-Generation | FuelCost | 0 | [6 empty] | 0.51337 | 0
LCP_Inputs_ON_Electric_2023_04_03 | 2037 | Wind Offshore | Generation | Electricity | PJ | Dispatch-Generation | VOM | 0 | [6 empty] | 0.51337 | 0
LCP_Inputs_ON_Electric_2023_04_03 | 2037 | Wind Offshore | Generation | Electricity | QC | Dispatch-Generation | EmissionsCost | 0 | [6 empty] | 0.51337 | 0
LCP_Inputs_ON_Electric_2023_04_03 | 2037 | Wind Offshore | Generation | Electricity | QC | Dispatch-Generation | FuelCost | 0 | [6 empty] | 0.51337 | 0
LCP_Inputs_ON_Electric_2023_04_03 | 2037 | Wind Offshore | Generation | Electricity | QC | Dispatch-Generation | VOM | 0 | [6 empty] | 0.51337 | 0
LCP_Inputs_ON_Electric_2023_04_03 | 2037 | Wind Offshore | Generation | Electricity | WC | Dispatch-Generation | EmissionsCost | 0 | [6 empty] | 0.51337 | 0
LCP_Inputs_ON_Electric_2023_04_03 | 2037 | Wind Offshore | Generation | Electricity | WC | Dispatch-Generation | FuelCost | 0 | [6 empty] | 0.51337 | 0
LCP_Inputs_ON_Electric_2023_04_03 | 2037 | Wind Offshore | Generation | Electricity | WC | Dispatch-Generation | VOM | 0 | [6 empty] | 0.51337 | 0
LCP_Inputs_ON_Electric_2023_04_03 | 2037 | Wind Onshore | Generation | Electricity | MI | Dispatch-Generation | EmissionsCost | 0 | [6 empty] | 0.51337 | 0
LCP_Inputs_ON_Electric_2023_04_03 | 2037 | Wind Onshore | Generation | Electricity | MI | Dispatch-Generation | FuelCost | 0 | [6 empty] | 0.51337 | 0
LCP_Inputs_ON_Electric_2023_04_03 | 2037 | Wind Onshore | Generation | Electricity | MI | Dispatch-Generation | VOM | 0 | [6 empty] | 0.51337 | 0
LCP_Inputs_ON_Electric_2023_04_03 | 2037 | Wind Onshore | Generation | Electricity | NY | Dispatch-Generation | EmissionsCost | 0 | [6 empty] | 0.51337 | 0
LCP_Inputs_ON_Electric_2023_04_03 | 2037 | Wind Onshore | Generation | Electricity | NY | Dispatch-Generation | FuelCost | 0 | [6 empty] | 0.51337 | 0
LCP_Inputs_ON_Electric_2023_04_03 | 2037 | Wind Onshore | Generation | Electricity | NY | Dispatch-Generation | VOM | 0 | [6 empty] | 0.51337 | 0
LCP_Inputs_ON_Electric_2023_04_03 | 2037 | Wind Onshore | Generation | Electricity | ON | Dispatch-Generation | EmissionsCost | 0 | [6 empty] | 0.51337 | 0
LCP_Inputs_ON_Electric_2023_04_03 | 2037 | Wind Onshore | Generation | Electricity | ON | Dispatch-Generation | FuelCost | 0 | [6 empty] | 0.51337 | 0
LCP_Inputs_ON_Electric_2023_04_03 | 2037 | Wind Onshore | Generation | Electricity | ON | Dispatch-Generation | VOM | 0 | [6 empty] | 0.51337 | 0
LCP_Inputs_ON_Electric_2023_04_03 | 2037 | Wind Onshore | Generation | Electricity | PJ | Dispatch-Generation | EmissionsCost | 0 | [6 empty] | 0.51337 | 0
LCP_Inputs_ON_Electric_2023_04_03 | 2037 | Wind Onshore | Generation | Electricity | PJ | Dispatch-Generation | FuelCost | 0 | [6 empty] | 0.51337 | 0
LCP_Inputs_ON_Electric_2023_04_03 | 2037 | Wind Onshore | Generation | Electricity | PJ | Dispatch-Generation | VOM | 0 | [6 empty] | 0.51337 | 0
LCP_Inputs_ON_Electric_2023_04_03 | 2037 | Wind Onshore | Generation | Electricity | QC | Dispatch-Generation | EmissionsCost | 0 | [6 empty] | 0.51337 | 0
LCP_Inputs_ON_Electric_2023_04_03 | 2037 | Wind Onshore | Generation | Electricity | QC | Dispatch-Generation | FuelCost | 0 | [6 empty] | 0.51337 | 0
LCP_Inputs_ON_Electric_2023_04_03 | 2037 | Wind Onshore | Generation | Electricity | QC | Dispatch-Generation | VOM | 0 | [6 empty] | 0.51337 | 0
LCP_Inputs_ON_Electric_2023_04_03 | 2037 | Wind Onshore | Generation | Electricity | WC | Dispatch-Generation | EmissionsCost | 0 | [6 empty] | 0.51337 | 0
LCP_Inputs_ON_Electric_2023_04_03 | 2037 | Wind Onshore | Generation | Electricity | WC | Dispatch-Generation | FuelCost | 0 | [6 empty] | 0.51337 | 0
LCP_Inputs_ON_Electric_2023_04_03 | 2037 | Wind Onshore | Generation | Electricity | WC | Dispatch-Generation | VOM | 0 | [6 empty] | 0.51337 | 0
LCP_Inputs_ON_Electric_2023_04_03 | 2038 | Anaerobic Digestion | Generation | Methane | MI | Dispatch-Generation | EmissionsCost | 0 | [6 empty] | 0.49363 | 0
LCP_Inputs_ON_Electric_2023_04_03 | 2038 | Anaerobic Digestion | Generation | Methane | MI | Dispatch-Generation | FuelCost | 0 | [6 empty] | 0.49363 | 0
LCP_Inputs_ON_Electric_2023_04_03 | 2038 | Anaerobic Digestion | Generation | Methane | MI | Dispatch-Generation | VOM | 0 | [6 empty] | 0.49363 | 0
LCP_Inputs_ON_Electric_2023_04_03 | 2038 | Anaerobic Digestion | Generation | Methane | NY | Dispatch-Generation | EmissionsCost | 0 | [6 empty] | 0.49363 | 0
LCP_Inputs_ON_Electric_2023_04_03 | 2038 | Anaerobic Digestion | Generation | Methane | NY | Dispatch-Generation | FuelCost | 0 | [6 empty] | 0.49363 | 0
LCP_Inputs_ON_Electric_2023_04_03 | 2038 | Anaerobic Digestion | Generation | Methane | NY | Dispatch-Generation | VOM | 0 | [6 empty] | 0.49363 | 0
LCP_Inputs_ON_Electric_2023_04_03 | 2038 | Anaerobic Digestion | Generation | Methane | ON | Dispatch-Generation | EmissionsCost | 0 | [6 empty] | 0.49363 | 0
LCP_Inputs_ON_Electric_2023_04_03 | 2038 | Anaerobic Digestion | Generation | Methane | ON | Dispatch-Generation | FuelCost | 0 | [6 empty] | 0.49363 | 0
LCP_Inputs_ON_Electric_2023_04_03 | 2038 | Anaerobic Digestion | Generation | Methane | ON | Dispatch-Generation | VOM | 0 | [6 empty] | 0.49363 | 0
LCP_Inputs_ON_Electric_2023_04_03 | 2038 | Anaerobic Digestion | Generation | Methane | PJ | Dispatch-Generation | EmissionsCost | 0 | [6 empty] | 0.49363 | 0
LCP_Inputs_ON_Electric_2023_04_03 | 2038 | Anaerobic Digestion | Generation | Methane | PJ | Dispatch-Generation | FuelCost | 0 | [6 empty] | 0.49363 | 0
LCP_Inputs_ON_Electric_2023_04_03 | 2038 | Anaerobic Digestion | Generation | Methane | PJ | Dispatch-Generation | VOM | 0 | [6 empty] | 0.49363 | 0
LCP_Inputs_ON_Electric_2023_04_03 | 2038 | Anaerobic Digestion | Generation | Methane | QC | Dispatch-Generation | EmissionsCost | 0 | [6 empty] | 0.49363 | 0
LCP_Inputs_ON_Electric_2023_04_03 | 2038 | Anaerobic Digestion | Generation | Methane | QC | Dispatch-Generation | FuelCost | 0 | [6 empty] | 0.49363 | 0
LCP_Inputs_ON_Electric_2023_04_03 | 2038 | Anaerobic Digestion | Generation | Methane | QC | Dispatch-Generation | VOM | 0 | [6 empty] | 0.49363 | 0
LCP_Inputs_ON_Electric_2023_04_03 | 2038 | Anaerobic Digestion | Generation | Methane | WC | Dispatch-Generation | EmissionsCost | 0 | [6 empty] | 0.49363 | 0
LCP_Inputs_ON_Electric_2023_04_03 | 2038 | Anaerobic Digestion | Generation | Methane | WC | Dispatch-Generation | FuelCost | 0 | [6 empty] | 0.49363 | 0
LCP_Inputs_ON_Electric_2023_04_03 | 2038 | Anaerobic Digestion | Generation | Methane | WC | Dispatch-Generation | VOM | 0 | [6 empty] | 0.49363 | 0
LCP_Inputs_ON_Electric_2023_04_03 | 2038 | Battery Storage | Storage | Electricity | MI | Dispatch-Storage | EmissionsCost | 0 | [6 empty] | 0.49363 | 0
LCP_Inputs_ON_Electric_2023_04_03 | 2038 | Battery Storage | Storage | Electricity | MI | Dispatch-Storage | FuelCost | 0 | [6 empty] | 0.49363 | 0
LCP_Inputs_ON_Electric_2023_04_03 | 2038 | Battery Storage | Storage | Electricity | MI | Dispatch-Storage | VOM | 0 | [6 empty] | 0.49363 | 0
LCP_Inputs_ON_Electric_2023_04_03 | 2038 | Battery Storage | Storage | Electricity | NY | Dispatch-Storage | EmissionsCost | 0 | [6 empty] | 0.49363 | 0
LCP_Inputs_ON_Electric_2023_04_03 | 2038 | Battery Storage | Storage | Electricity | NY | Dispatch-Storage | FuelCost | 0 | [6 empty] | 0.49363 | 0
LCP_Inputs_ON_Electric_2023_04_03 | 2038 | Battery Storage | Storage | Electricity | NY | Dispatch-Storage | VOM | 0 | [6 empty] | 0.49363 | 0
LCP_Inputs_ON_Electric_2023_04_03 | 2038 | Battery Storage | Storage | Electricity | ON | Dispatch-Storage | EmissionsCost | 0 | [6 empty] | 0.49363 | 0
LCP_Inputs_ON_Electric_2023_04_03 | 2038 | Battery Storage | Storage | Electricity | ON | Dispatch-Storage | FuelCost | 0 | [6 empty] | 0.49363 | 0
LCP_Inputs_ON_Electric_2023_04_03 | 2038 | Battery Storage | Storage | Electricity | ON | Dispatch-Storage | VOM | 0 | [6 empty] | 0.49363 | 0
LCP_Inputs_ON_Electric_2023_04_03 | 2038 | Battery Storage | Storage | Electricity | PJ | Dispatch-Storage | EmissionsCost | 0 | [6 empty] | 0.49363 | 0
LCP_Inputs_ON_Electric_2023_04_03 | 2038 | Battery Storage | Storage | Electricity | PJ | Dispatch-Storage | FuelCost | 0 | [6 empty] | 0.49363 | 0
LCP_Inputs_ON_Electric_2023_04_03 | 2038 | Battery Storage | Storage | Electricity | PJ | Dispatch-Storage | VOM | 0 | [6 empty] | 0.49363 | 0
LCP_Inputs_ON_Electric_2023_04_03 | 2038 | Battery Storage | Storage | Electricity | QC | Dispatch-Storage | EmissionsCost | 0 | [6 empty] | 0.49363 | 0
LCP_Inputs_ON_Electric_2023_04_03 | 2038 | Battery Storage | Storage | Electricity | QC | Dispatch-Storage | FuelCost | 0 | [6 empty] | 0.49363 | 0
LCP_Inputs_ON_Electric_2023_04_03 | 2038 | Battery Storage | Storage | Electricity | QC | Dispatch-Storage | VOM | 0 | [6 empty] | 0.49363 | 0
LCP_Inputs_ON_Electric_2023_04_03 | 2038 | Battery Storage | Storage | Electricity | WC | Dispatch-Storage | EmissionsCost | 0 | [6 empty] | 0.49363 | 0
LCP_Inputs_ON_Electric_2023_04_03 | 2038 | Battery Storage | Storage | Electricity | WC | Dispatch-Storage | FuelCost | 0 | [6 empty] | 0.49363 | 0
LCP_Inputs_ON_Electric_2023_04_03 | 2038 | Battery Storage | Storage | Electricity | WC | Dispatch-Storage | VOM | 0 | [6 empty] | 0.49363 | 0
LCP_Inputs_ON_Electric_2023_04_03 | 2038 | Biomass | Generation | Electricity | MI | Dispatch-Generation | EmissionsCost | 0 | [6 empty] | 0.49363 | 0
LCP_Inputs_ON_Electric_2023_04_03 | 2038 | Biomass | Generation | Electricity | MI | Dispatch-Generation | FuelCost | 0 | [6 empty] | 0.49363 | 0
LCP_Inputs_ON_Electric_2023_04_03 | 2038 | Biomass | Generation | Electricity | MI | Dispatch-Generation | VOM | 0 | [6 empty] | 0.49363 | 0
LCP_Inputs_ON_Electric_2023_04_03 | 2038 | Biomass | Generation | Electricity | NY | Dispatch-Generation | EmissionsCost | 0 | [6 empty] | 0.49363 | 0
LCP_Inputs_ON_Electric_2023_04_03 | 2038 | Biomass | Generation | Electricity | NY | Dispatch-Generation | FuelCost | 0 | [6 empty] | 0.49363 | 0
LCP_Inputs_ON_Electric_2023_04_03 | 2038 | Biomass | Generation | Electricity | NY | Dispatch-Generation | VOM | 0 | [6 empty] | 0.49363 | 0
LCP_Inputs_ON_Electric_2023_04_03 | 2038 | Biomass | Generation | Electricity | ON | Dispatch-Generation | EmissionsCost | 0 | [6 empty] | 0.49363 | 0
LCP_Inputs_ON_Electric_2023_04_03 | 2038 | Biomass | Generation | Electricity | ON | Dispatch-Generation | FuelCost | 2498962.9091 | [6 empty] | 0.49363 | 1233558.3653
LCP_Inputs_ON_Electric_2023_04_03 | 2038 | Biomass | Generation | Electricity | ON | Dispatch-Generation | VOM | 32070.024 | [6 empty] | 0.49363 | 15830.6657
LCP_Inputs_ON_Electric_2023_04_03 | 2038 | Biomass | Generation | Electricity | PJ | Dispatch-Generation | EmissionsCost | 0 | [6 empty] | 0.49363 | 0
LCP_Inputs_ON_Electric_2023_04_03 | 2038 | Biomass | Generation | Electricity | PJ | Dispatch-Generation | FuelCost | 0 | [6 empty] | 0.49363 | 0
LCP_Inputs_ON_Electric_2023_04_03 | 2038 | Biomass | Generation | Electricity | PJ | Dispatch-Generation | VOM | 0 | [6 empty] | 0.49363 | 0
LCP_Inputs_ON_Electric_2023_04_03 | 2038 | Biomass | Generation | Electricity | QC | Dispatch-Generation | EmissionsCost | 0 | [6 empty] | 0.49363 | 0
LCP_Inputs_ON_Electric_2023_04_03 | 2038 | Biomass | Generation | Electricity | QC | Dispatch-Generation | FuelCost | 449170.9091 | [6 empty] | 0.49363 | 221723.3919
LCP_Inputs_ON_Electric_2023_04_03 | 2038 | Biomass | Generation | Electricity | QC | Dispatch-Generation | VOM | 5764.36 | [6 empty] | 0.49363 | 2845.4502
LCP_Inputs_ON_Electric_2023_04_03 | 2038 | Biomass | Generation | Electricity | WC | Dispatch-Generation | EmissionsCost | 0 | [6 empty] | 0.49363 | 0
LCP_Inputs_ON_Electric_2023_04_03 | 2038 | Biomass | Generation | Electricity | WC | Dispatch-Generation | FuelCost | 0 | [6 empty] | 0.49363 | 0
LCP_Inputs_ON_Electric_2023_04_03 | 2038 | Biomass | Generation | Electricity | WC | Dispatch-Generation | VOM | 0 | [6 empty] | 0.49363 | 0
LCP_Inputs_ON_Electric_2023_04_03 | 2038 | Biomass + CCS | Generation | Electricity | MI | Dispatch-Generation | EmissionsCost | 0 | [6 empty] | 0.49363 | 0
LCP_Inputs_ON_Electric_2023_04_03 | 2038 | Biomass + CCS | Generation | Electricity | MI | Dispatch-Generation | FuelCost | 0 | [6 empty] | 0.49363 | 0
LCP_Inputs_ON_Electric_2023_04_03 | 2038 | Biomass + CCS | Generation | Electricity | MI | Dispatch-Generation | VOM | 0 | [6 empty] | 0.49363 | 0
LCP_Inputs_ON_Electric_2023_04_03 | 2038 | Biomass + CCS | Generation | Electricity | NY | Dispatch-Generation | EmissionsCost | 0 | [6 empty] | 0.49363 | 0
LCP_Inputs_ON_Electric_2023_04_03 | 2038 | Biomass + CCS | Generation | Electricity | NY | Dispatch-Generation | FuelCost | 0 | [6 empty] | 0.49363 | 0
LCP_Inputs_ON_Electric_2023_04_03 | 2038 | Biomass + CCS | Generation | Electricity | NY | Dispatch-Generation | VOM | 0 | [6 empty] | 0.49363 | 0
LCP_Inputs_ON_Electric_2023_04_03 | 2038 | Biomass + CCS | Generation | Electricity | ON | Dispatch-Generation | EmissionsCost | 0 | [6 empty] | 0.49363 | 0
LCP_Inputs_ON_Electric_2023_04_03 | 2038 | Biomass + CCS | Generation | Electricity | ON | Dispatch-Generation | FuelCost | 0 | [6 empty] | 0.49363 | 0
LCP_Inputs_ON_Electric_2023_04_03 | 2038 | Biomass + CCS | Generation | Electricity | ON | Dispatch-Generation | VOM | 0 | [6 empty] | 0.49363 | 0
LCP_Inputs_ON_Electric_2023_04_03 | 2038 | Biomass + CCS | Generation | Electricity | PJ | Dispatch-Generation | EmissionsCost | 0 | [6 empty] | 0.49363 | 0
LCP_Inputs_ON_Electric_2023_04_03 | 2038 | Biomass + CCS | Generation | Electricity | PJ | Dispatch-Generation | FuelCost | 0 | [6 empty] | 0.49363 | 0
LCP_Inputs_ON_Electric_2023_04_03 | 2038 | Biomass + CCS | Generation | Electricity | PJ | Dispatch-Generation | VOM | 0 | [6 empty] | 0.49363 | 0
LCP_Inputs_ON_Electric_2023_04_03 | 2038 | Biomass + CCS | Generation | Electricity | QC | Dispatch-Generation | EmissionsCost | 0 | [6 empty] | 0.49363 | 0
LCP_Inputs_ON_Electric_2023_04_03 | 2038 | Biomass + CCS | Generation | Electricity | QC | Dispatch-Generation | FuelCost | 0 | [6 empty] | 0.49363 | 0
LCP_Inputs_ON_Electric_2023_04_03 | 2038 | Biomass + CCS | Generation | Electricity | QC | Dispatch-Generation | VOM | 0 | [6 empty] | 0.49363 | 0
LCP_Inputs_ON_Electric_2023_04_03 | 2038 | Biomass + CCS | Generation | Electricity | WC | Dispatch-Generation | EmissionsCost | 0 | [6 empty] | 0.49363 | 0
LCP_Inputs_ON_Electric_2023_04_03 | 2038 | Biomass + CCS | Generation | Electricity | WC | Dispatch-Generation | FuelCost | 0 | [6 empty] | 0.49363 | 0
LCP_Inputs_ON_Electric_2023_04_03 | 2038 | Biomass + CCS | Generation | Electricity | WC | Dispatch-Generation | VOM | 0 | [6 empty] | 0.49363 | 0
LCP_Inputs_ON_Electric_2023_04_03 | 2038 | CH4 + CCS | Generation | Methane | MI | Dispatch-Generation | EmissionsCost | 0 | [6 empty] | 0.49363 | 0
LCP_Inputs_ON_Electric_2023_04_03 | 2038 | CH4 + CCS | Generation | Methane | MI | Dispatch-Generation | FuelCost | 0 | [6 empty] | 0.49363 | 0
LCP_Inputs_ON_Electric_2023_04_03 | 2038 | CH4 + CCS | Generation | Methane | MI | Dispatch-Generation | VOM | 0 | [6 empty] | 0.49363 | 0
LCP_Inputs_ON_Electric_2023_04_03 | 2038 | CH4 + CCS | Generation | Methane | NY | Dispatch-Generation | EmissionsCost | 0 | [6 empty] | 0.49363 | 0
LCP_Inputs_ON_Electric_2023_04_03 | 2038 | CH4 + CCS | Generation | Methane | NY | Dispatch-Generation | FuelCost | 0 | [6 empty] | 0.49363 | 0
LCP_Inputs_ON_Electric_2023_04_03 | 2038 | CH4 + CCS | Generation | Methane | NY | Dispatch-Generation | VOM | 0 | [6 empty] | 0.49363 | 0
LCP_Inputs_ON_Electric_2023_04_03 | 2038 | CH4 + CCS | Generation | Methane | ON | Dispatch-Generation | EmissionsCost | 0 | [6 empty] | 0.49363 | 0
LCP_Inputs_ON_Electric_2023_04_03 | 2038 | CH4 + CCS | Generation | Methane | ON | Dispatch-Generation | FuelCost | 0 | [6 empty] | 0.49363 | 0
LCP_Inputs_ON_Electric_2023_04_03 | 2038 | CH4 + CCS | Generation | Methane | ON | Dispatch-Generation | VOM | 0 | [6 empty] | 0.49363 | 0
LCP_Inputs_ON_Electric_2023_04_03 | 2038 | CH4 + CCS | Generation | Methane | PJ | Dispatch-Generation | EmissionsCost | 0 | [6 empty] | 0.49363 | 0
LCP_Inputs_ON_Electric_2023_04_03 | 2038 | CH4 + CCS | Generation | Methane | PJ | Dispatch-Generation | FuelCost | 0 | [6 empty] | 0.49363 | 0
LCP_Inputs_ON_Electric_2023_04_03 | 2038 | CH4 + CCS | Generation | Methane | PJ | Dispatch-Generation | VOM | 0 | [6 empty] | 0.49363 | 0
LCP_Inputs_ON_Electric_2023_04_03 | 2038 | CH4 + CCS | Generation | Methane | QC | Dispatch-Generation | EmissionsCost | 0 | [6 empty] | 0.49363 | 0
LCP_Inputs_ON_Electric_2023_04_03 | 2038 | CH4 + CCS | Generation | Methane | QC | Dispatch-Generation | FuelCost | 0 | [6 empty] | 0.49363 | 0
LCP_Inputs_ON_Electric_2023_04_03 | 2038 | CH4 + CCS | Generation | Methane | QC | Dispatch-Generation | VOM | 0 | [6 empty] | 0.49363 | 0
LCP_Inputs_ON_Electric_2023_04_03 | 2038 | CH4 + CCS | Generation | Methane | WC | Dispatch-Generation | EmissionsCost | 0 | [6 empty] | 0.49363 | 0
LCP_Inputs_ON_Electric_2023_04_03 | 2038 | CH4 + CCS | Generation | Methane | WC | Dispatch-Generation | FuelCost | 0 | [6 empty] | 0.49363 | 0
LCP_Inputs_ON_Electric_2023_04_03 | 2038 | CH4 + CCS | Generation | Methane | WC | Dispatch-Generation | VOM | 0 | [6 empty] | 0.49363 | 0
LCP_Inputs_ON_Electric_2023_04_03 | 2038 | CH4 Import - NY 2020 | Import | Methane | MI | Dispatch-Import | EmissionsCost | 0 | [6 empty] | 0.49363 | 0
LCP_Inputs_ON_Electric_2023_04_03 | 2038 | CH4 Import - NY 2020 | Import | Methane | MI | Dispatch-Import | FuelCost | 0 | [6 empty] | 0.49363 | 0
LCP_Inputs_ON_Electric_2023_04_03 | 2038 | CH4 Import - NY 2020 | Import | Methane | MI | Dispatch-Import | VOM | 0 | [6 empty] | 0.49363 | 0
LCP_Inputs_ON_Electric_2023_04_03 | 2038 | CH4 Import - NY 2020 | Import | Methane | NY | Dispatch-Import | EmissionsCost | 0 | [6 empty] | 0.49363 | 0
LCP_Inputs_ON_Electric_2023_04_03 | 2038 | CH4 Import - NY 2020 | Import | Methane | NY | Dispatch-Import | FuelCost | 0 | [6 empty] | 0.49363 | 0
LCP_Inputs_ON_Electric_2023_04_03 | 2038 | CH4 Import - NY 2020 | Import | Methane | NY | Dispatch-Import | VOM | 0 | [6 empty] | 0.49363 | 0
LCP_Inputs_ON_Electric_2023_04_03 | 2038 | CH4 Import - NY 2020 | Import | Methane | ON | Dispatch-Import | EmissionsCost | 0 | [6 empty] | 0.49363 | 0
LCP_Inputs_ON_Electric_2023_04_03 | 2038 | CH4 Import - NY 2020 | Import | Methane | ON | Dispatch-Import | FuelCost | 0 | [6 empty] | 0.49363 | 0
LCP_Inputs_ON_Electric_2023_04_03 | 2038 | CH4 Import - NY 2020 | Import | Methane | ON | Dispatch-Import | VOM | 0 | [6 empty] | 0.49363 | 0
LCP_Inputs_ON_Electric_2023_04_03 | 2038 | CH4 Import - NY 2020 | Import | Methane | PJ | Dispatch-Import | EmissionsCost | 0 | [6 empty] | 0.49363 | 0
LCP_Inputs_ON_Electric_2023_04_03 | 2038 | CH4 Import - NY 2020 | Import | Methane | PJ | Dispatch-Import | FuelCost | 0 | [6 empty] | 0.49363 | 0
LCP_Inputs_ON_Electric_2023_04_03 | 2038 | CH4 Import - NY 2020 | Import | Methane | PJ | Dispatch-Import | VOM | 0 | [6 empty] | 0.49363 | 0
LCP_Inputs_ON_Electric_2023_04_03 | 2038 | CH4 Import - NY 2020 | Import | Methane | QC | Dispatch-Import | EmissionsCost | 0 | [6 empty] | 0.49363 | 0
LCP_Inputs_ON_Electric_2023_04_03 | 2038 | CH4 Import - NY 2020 | Import | Methane | QC | Dispatch-Import | FuelCost | 0 | [6 empty] | 0.49363 | 0
LCP_Inputs_ON_Electric_2023_04_03 | 2038 | CH4 Import - NY 2020 | Import | Methane | QC | Dispatch-Import | VOM | 0 | [6 empty] | 0.49363 | 0
LCP_Inputs_ON_Electric_2023_04_03 | 2038 | CH4 Import - NY 2020 | Import | Methane | WC | Dispatch-Import | EmissionsCost | 0 | [6 empty] | 0.49363 | 0
LCP_Inputs_ON_Electric_2023_04_03 | 2038 | CH4 Import - NY 2020 | Import | Methane | WC | Dispatch-Import | FuelCost | 0 | [6 empty] | 0.49363 | 0
LCP_Inputs_ON_Electric_2023_04_03 | 2038 | CH4 Import - NY 2020 | Import | Methane | WC | Dispatch-Import | VOM | 0 | [6 empty] | 0.49363 | 0
LCP_Inputs_ON_Electric_2023_04_03 | 2038 | CH4 Import - NY 2030 | Import | Methane | MI | Dispatch-Import | EmissionsCost | 0 | [6 empty] | 0.49363 | 0
LCP_Inputs_ON_Electric_2023_04_03 | 2038 | CH4 Import - NY 2030 | Import | Methane | MI | Dispatch-Import | FuelCost | 0 | [6 empty] | 0.49363 | 0
LCP_Inputs_ON_Electric_2023_04_03 | 2038 | CH4 Import - NY 2030 | Import | Methane | MI | Dispatch-Import | VOM | 0 | [6 empty] | 0.49363 | 0
LCP_Inputs_ON_Electric_2023_04_03 | 2038 | CH4 Import - NY 2030 | Import | Methane | NY | Dispatch-Import | EmissionsCost | 2371206202.7872 | [6 empty] | 0.49363 | 1170494062.4122
LCP_Inputs_ON_Electric_2023_04_03 | 2038 | CH4 Import - NY 2030 | Import | Methane | NY | Dispatch-Import | FuelCost | 644356120.8267 | [6 empty] | 0.49363 | 318072301.1858
LCP_Inputs_ON_Electric_2023_04_03 | 2038 | CH4 Import - NY 2030 | Import | Methane | NY | Dispatch-Import | VOM | 0 | [6 empty] | 0.49363 | 0
LCP_Inputs_ON_Electric_2023_04_03 | 2038 | CH4 Import - NY 2030 | Import | Methane | ON | Dispatch-Import | EmissionsCost | 0 | [6 empty] | 0.49363 | 0
LCP_Inputs_ON_Electric_2023_04_03 | 2038 | CH4 Import - NY 2030 | Import | Methane | ON | Dispatch-Import | FuelCost | 0 | [6 empty] | 0.49363 | 0
LCP_Inputs_ON_Electric_2023_04_03 | 2038 | CH4 Import - NY 2030 | Import | Methane | ON | Dispatch-Import | VOM | 0 | [6 empty] | 0.49363 | 0
LCP_Inputs_ON_Electric_2023_04_03 | 2038 | CH4 Import - NY 2030 | Import | Methane | PJ | Dispatch-Import | EmissionsCost | 0 | [6 empty] | 0.49363 | 0
LCP_Inputs_ON_Electric_2023_04_03 | 2038 | CH4 Import - NY 2030 | Import | Methane | PJ | Dispatch-Import | FuelCost | 0 | [6 empty] | 0.49363 | 0
LCP_Inputs_ON_Electric_2023_04_03 | 2038 | CH4 Import - NY 2030 | Import | Methane | PJ | Dispatch-Import | VOM | 0 | [6 empty] | 0.49363 | 0
LCP_Inputs_ON_Electric_2023_04_03 | 2038 | CH4 Import - NY 2030 | Import | Methane | QC | Dispatch-Import | EmissionsCost | 0 | [6 empty] | 0.49363 | 0
LCP_Inputs_ON_Electric_2023_04_03 | 2038 | CH4 Import - NY 2030 | Import | Methane | QC | Dispatch-Import | FuelCost | 0 | [6 empty] | 0.49363 | 0
LCP_Inputs_ON_Electric_2023_04_03 | 2038 | CH4 Import - NY 2030 | Import | Methane | QC | Dispatch-Import | VOM | 0 | [6 empty] | 0.49363 | 0
LCP_Inputs_ON_Electric_2023_04_03 | 2038 | CH4 Import - NY 2030 | Import | Methane | WC | Dispatch-Import | EmissionsCost | 0 | [6 empty] | 0.49363 | 0
LCP_Inputs_ON_Electric_2023_04_03 | 2038 | CH4 Import - NY 2030 | Import | Methane | WC | Dispatch-Import | FuelCost | 0 | [6 empty] | 0.49363 | 0
LCP_Inputs_ON_Electric_2023_04_03 | 2038 | CH4 Import - NY 2030 | Import | Methane | WC | Dispatch-Import | VOM | 0 | [6 empty] | 0.49363 | 0
LCP_Inputs_ON_Electric_2023_04_03 | 2038 | CH4 Import - NY 2040 | Import | Methane | MI | Dispatch-Import | EmissionsCost | 0 | [6 empty] | 0.49363 | 0
LCP_Inputs_ON_Electric_2023_04_03 | 2038 | CH4 Import - NY 2040 | Import | Methane | MI | Dispatch-Import | FuelCost | 0 | [6 empty] | 0.49363 | 0
LCP_Inputs_ON_Electric_2023_04_03 | 2038 | CH4 Import - NY 2040 | Import | Methane | MI | Dispatch-Import | VOM | 0 | [6 empty] | 0.49363 | 0
LCP_Inputs_ON_Electric_2023_04_03 | 2038 | CH4 Import - NY 2040 | Import | Methane | NY | Dispatch-Import | EmissionsCost | 0 | [6 empty] | 0.49363 | 0
LCP_Inputs_ON_Electric_2023_04_03 | 2038 | CH4 Import - NY 2040 | Import | Methane | NY | Dispatch-Import | FuelCost | 0 | [6 empty] | 0.49363 | 0
LCP_Inputs_ON_Electric_2023_04_03 | 2038 | CH4 Import - NY 2040 | Import | Methane | NY | Dispatch-Import | VOM | 0 | [6 empty] | 0.49363 | 0
LCP_Inputs_ON_Electric_2023_04_03 | 2038 | CH4 Import - NY 2040 | Import | Methane | ON | Dispatch-Import | EmissionsCost | 0 | [6 empty] | 0.49363 | 0
LCP_Inputs_ON_Electric_2023_04_03 | 2038 | CH4 Import - NY 2040 | Import | Methane | ON | Dispatch-Import | FuelCost | 0 | [6 empty] | 0.49363 | 0
LCP_Inputs_ON_Electric_2023_04_03 | 2038 | CH4 Import - NY 2040 | Import | Methane | ON | Dispatch-Import | VOM | 0 | [6 empty] | 0.49363 | 0
LCP_Inputs_ON_Electric_2023_04_03 | 2038 | CH4 Import - NY 2040 | Import | Methane | PJ | Dispatch-Import | EmissionsCost | 0 | [6 empty] | 0.49363 | 0
LCP_Inputs_ON_Electric_2023_04_03 | 2038 | CH4 Import - NY 2040 | Import | Methane | PJ | Dispatch-Import | FuelCost | 0 | [6 empty] | 0.49363 | 0
LCP_Inputs_ON_Electric_2023_04_03 | 2038 | CH4 Import - NY 2040 | Import | Methane | PJ | Dispatch-Import | VOM | 0 | [6 empty] | 0.49363 | 0
LCP_Inputs_ON_Electric_2023_04_03 | 2038 | CH4 Import - NY 2040 | Import | Methane | QC | Dispatch-Import | EmissionsCost | 0 | [6 empty] | 0.49363 | 0
LCP_Inputs_ON_Electric_2023_04_03 | 2038 | CH4 Import - NY 2040 | Import | Methane | QC | Dispatch-Import | FuelCost | 0 | [6 empty] | 0.49363 | 0
LCP_Inputs_ON_Electric_2023_04_03 | 2038 | CH4 Import - NY 2040 | Import | Methane | QC | Dispatch-Import | VOM | 0 | [6 empty] | 0.49363 | 0
LCP_Inputs_ON_Electric_2023_04_03 | 2038 | CH4 Import - NY 2040 | Import | Methane | WC | Dispatch-Import | EmissionsCost | 0 | [6 empty] | 0.49363 | 0
LCP_Inputs_ON_Electric_2023_04_03 | 2038 | CH4 Import - NY 2040 | Import | Methane | WC | Dispatch-Import | FuelCost | 0 | [6 empty] | 0.49363 | 0
LCP_Inputs_ON_Electric_2023_04_03 | 2038 | CH4 Import - NY 2040 | Import | Methane | WC | Dispatch-Import | VOM | 0 | [6 empty] | 0.49363 | 0
LCP_Inputs_ON_Electric_2023_04_03 | 2038 | CH4 Import - NY 2050 | Import | Methane | MI | Dispatch-Import | EmissionsCost | 0 | [6 empty] | 0.49363 | 0
LCP_Inputs_ON_Electric_2023_04_03 | 2038 | CH4 Import - NY 2050 | Import | Methane | MI | Dispatch-Import | FuelCost | 0 | [6 empty] | 0.49363 | 0
LCP_Inputs_ON_Electric_2023_04_03 | 2038 | CH4 Import - NY 2050 | Import | Methane | MI | Dispatch-Import | VOM | 0 | [6 empty] | 0.49363 | 0
LCP_Inputs_ON_Electric_2023_04_03 | 2038 | CH4 Import - NY 2050 | Import | Methane | NY | Dispatch-Import | EmissionsCost | 0 | [6 empty] | 0.49363 | 0
LCP_Inputs_ON_Electric_2023_04_03 | 2038 | CH4 Import - NY 2050 | Import | Methane | NY | Dispatch-Import | FuelCost | 0 | [6 empty] | 0.49363 | 0
LCP_Inputs_ON_Electric_2023_04_03 | 2038 | CH4 Import - NY 2050 | Import | Methane | NY | Dispatch-Import | VOM | 0 | [6 empty] | 0.49363 | 0
LCP_Inputs_ON_Electric_2023_04_03 | 2038 | CH4 Import - NY 2050 | Import | Methane | ON | Dispatch-Import | EmissionsCost | 0 | [6 empty] | 0.49363 | 0
LCP_Inputs_ON_Electric_2023_04_03 | 2038 | CH4 Import - NY 2050 | Import | Methane | ON | Dispatch-Import | FuelCost | 0 | [6 empty] | 0.49363 | 0
LCP_Inputs_ON_Electric_2023_04_03 | 2038 | CH4 Import - NY 2050 | Import | Methane | ON | Dispatch-Import | VOM | 0 | [6 empty] | 0.49363 | 0
LCP_Inputs_ON_Electric_2023_04_03 | 2038 | CH4 Import - NY 2050 | Import | Methane | PJ | Dispatch-Import | EmissionsCost | 0 | [6 empty] | 0.49363 | 0
LCP_Inputs_ON_Electric_2023_04_03 | 2038 | CH4 Import - NY 2050 | Import | Methane | PJ | Dispatch-Import | FuelCost | 0 | [6 empty] | 0.49363 | 0
LCP_Inputs_ON_Electric_2023_04_03 | 2038 | CH4 Import - NY 2050 | Import | Methane | PJ | Dispatch-Import | VOM | 0 | [6 empty] | 0.49363 | 0
LCP_Inputs_ON_Electric_2023_04_03 | 2038 | CH4 Import - NY 2050 | Import | Methane | QC | Dispatch-Import | EmissionsCost | 0 | [6 empty] | 0.49363 | 0
LCP_Inputs_ON_Electric_2023_04_03 | 2038 | CH4 Import - NY 2050 | Import | Methane | QC | Dispatch-Import | FuelCost | 0 | [6 empty] | 0.49363 | 0
LCP_Inputs_ON_Electric_2023_04_03 | 2038 | CH4 Import - NY 2050 | Import | Methane | QC | Dispatch-Import | VOM | 0 | [6 empty] | 0.49363 | 0
LCP_Inputs_ON_Electric_2023_04_03 | 2038 | CH4 Import - NY 2050 | Import | Methane | WC | Dispatch-Import | EmissionsCost | 0 | [6 empty] | 0.49363 | 0
LCP_Inputs_ON_Electric_2023_04_03 | 2038 | CH4 Import - NY 2050 | Import | Methane | WC | Dispatch-Import | FuelCost | 0 | [6 empty] | 0.49363 | 0
LCP_Inputs_ON_Electric_2023_04_03 | 2038 | CH4 Import - NY 2050 | Import | Methane | WC | Dispatch-Import | VOM | 0 | [6 empty] | 0.49363 | 0
LCP_Inputs_ON_Electric_2023_04_03 | 2038 | CH4 Import - WC 2020 | Import | Methane | MI | Dispatch-Import | EmissionsCost | 0 | [6 empty] | 0.49363 | 0
LCP_Inputs_ON_Electric_2023_04_03 | 2038 | CH4 Import - WC 2020 | Import | Methane | MI | Dispatch-Import | FuelCost | 0 | [6 empty] | 0.49363 | 0
LCP_Inputs_ON_Electric_2023_04_03 | 2038 | CH4 Import - WC 2020 | Import | Methane | MI | Dispatch-Import | VOM | 0 | [6 empty] | 0.49363 | 0
LCP_Inputs_ON_Electric_2023_04_03 | 2038 | CH4 Import - WC 2020 | Import | Methane | NY | Dispatch-Import | EmissionsCost | 0 | [6 empty] | 0.49363 | 0
LCP_Inputs_ON_Electric_2023_04_03 | 2038 | CH4 Import - WC 2020 | Import | Methane | NY | Dispatch-Import | FuelCost | 0 | [6 empty] | 0.49363 | 0
LCP_Inputs_ON_Electric_2023_04_03 | 2038 | CH4 Import - WC 2020 | Import | Methane | NY | Dispatch-Import | VOM | 0 | [6 empty] | 0.49363 | 0
LCP_Inputs_ON_Electric_2023_04_03 | 2038 | CH4 Import - WC 2020 | Import | Methane | ON | Dispatch-Import | EmissionsCost | 0 | [6 empty] | 0.49363 | 0
LCP_Inputs_ON_Electric_2023_04_03 | 2038 | CH4 Import - WC 2020 | Import | Methane | ON | Dispatch-Import | FuelCost | 0 | [6 empty] | 0.49363 | 0
LCP_Inputs_ON_Electric_2023_04_03 | 2038 | CH4 Import - WC 2020 | Import | Methane | ON | Dispatch-Import | VOM | 0 | [6 empty] | 0.49363 | 0
LCP_Inputs_ON_Electric_2023_04_03 | 2038 | CH4 Import - WC 2020 | Import | Methane | PJ | Dispatch-Import | EmissionsCost | 0 | [6 empty] | 0.49363 | 0
LCP_Inputs_ON_Electric_2023_04_03 | 2038 | CH4 Import - WC 2020 | Import | Methane | PJ | Dispatch-Import | FuelCost | 0 | [6 empty] | 0.49363 | 0
LCP_Inputs_ON_Electric_2023_04_03 | 2038 | CH4 Import - WC 2020 | Import | Methane | PJ | Dispatch-Import | VOM | 0 | [6 empty] | 0.49363 | 0
LCP_Inputs_ON_Electric_2023_04_03 | 2038 | CH4 Import - WC 2020 | Import | Methane | QC | Dispatch-Import | EmissionsCost | 0 | [6 empty] | 0.49363 | 0
LCP_Inputs_ON_Electric_2023_04_03 | 2038 | CH4 Import - WC 2020 | Import | Methane | QC | Dispatch-Import | FuelCost | 0 | [6 empty] | 0.49363 | 0
LCP_Inputs_ON_Electric_2023_04_03 | 2038 | CH4 Import - WC 2020 | Import | Methane | QC | Dispatch-Import | VOM | 0 | [6 empty] | 0.49363 | 0
LCP_Inputs_ON_Electric_2023_04_03 | 2038 | CH4 Import - WC 2020 | Import | Methane | WC | Dispatch-Import | EmissionsCost | 0 | [6 empty] | 0.49363 | 0
LCP_Inputs_ON_Electric_2023_04_03 | 2038 | CH4 Import - WC 2020 | Import | Methane | WC | Dispatch-Import | FuelCost | 0 | [6 empty] | 0.49363 | 0
LCP_Inputs_ON_Electric_2023_04_03 | 2038 | CH4 Import - WC 2020 | Import | Methane | WC | Dispatch-Import | VOM | 0 | [6 empty] | 0.49363 | 0
LCP_Inputs_ON_Electric_2023_04_03 | 2038 | CH4 Import - WC 2030 | Import | Methane | MI | Dispatch-Import | EmissionsCost | 0 | [6 empty] | 0.49363 | 0
LCP_Inputs_ON_Electric_2023_04_03 | 2038 | CH4 Import - WC 2030 | Import | Methane | MI | Dispatch-Import | FuelCost | 0 | [6 empty] | 0.49363 | 0
LCP_Inputs_ON_Electric_2023_04_03 | 2038 | CH4 Import - WC 2030 | Import | Methane | MI | Dispatch-Import | VOM | 0 | [6 empty] | 0.49363 | 0
LCP_Inputs_ON_Electric_2023_04_03 | 2038 | CH4 Import - WC 2030 | Import | Methane | NY | Dispatch-Import | EmissionsCost | 0 | [6 empty] | 0.49363 | 0
LCP_Inputs_ON_Electric_2023_04_03 | 2038 | CH4 Import - WC 2030 | Import | Methane | NY | Dispatch-Import | FuelCost | 0 | [6 empty] | 0.49363 | 0
LCP_Inputs_ON_Electric_2023_04_03 | 2038 | CH4 Import - WC 2030 | Import | Methane | NY | Dispatch-Import | VOM | 0 | [6 empty] | 0.49363 | 0
LCP_Inputs_ON_Electric_2023_04_03 | 2038 | CH4 Import - WC 2030 | Import | Methane | ON | Dispatch-Import | EmissionsCost | 0 | [6 empty] | 0.49363 | 0
LCP_Inputs_ON_Electric_2023_04_03 | 2038 | CH4 Import - WC 2030 | Import | Methane | ON | Dispatch-Import | FuelCost | 0 | [6 empty] | 0.49363 | 0
LCP_Inputs_ON_Electric_2023_04_03 | 2038 | CH4 Import - WC 2030 | Import | Methane | ON | Dispatch-Import | VOM | 0 | [6 empty] | 0.49363 | 0
LCP_Inputs_ON_Electric_2023_04_03 | 2038 | CH4 Import - WC 2030 | Import | Methane | PJ | Dispatch-Import | EmissionsCost | 0 | [6 empty] | 0.49363 | 0
LCP_Inputs_ON_Electric_2023_04_03 | 2038 | CH4 Import - WC 2030 | Import | Methane | PJ | Dispatch-Import | FuelCost | 0 | [6 empty] | 0.49363 | 0
LCP_Inputs_ON_Electric_2023_04_03 | 2038 | CH4 Import - WC 2030 | Import | Methane | PJ | Dispatch-Import | VOM | 0 | [6 empty] | 0.49363 | 0
LCP_Inputs_ON_Electric_2023_04_03 | 2038 | CH4 Import - WC 2030 | Import | Methane | QC | Dispatch-Import | EmissionsCost | 0 | [6 empty] | 0.49363 | 0
LCP_Inputs_ON_Electric_2023_04_03 | 2038 | CH4 Import - WC 2030 | Import | Methane | QC | Dispatch-Import | FuelCost | 0 | [6 empty] | 0.49363 | 0
LCP_Inputs_ON_Electric_2023_04_03 | 2038 | CH4 Import - WC 2030 | Import | Methane | QC | Dispatch-Import | VOM | 0 | [6 empty] | 0.49363 | 0
LCP_Inputs_ON_Electric_2023_04_03 | 2038 | CH4 Import - WC 2030 | Import | Methane | WC | Dispatch-Import | EmissionsCost | 9010810122.2355 | [6 empty] | 0.49363 | 4447989269.4289
LCP_Inputs_ON_Electric_2023_04_03 | 2038 | CH4 Import - WC 2030 | Import | Methane | WC | Dispatch-Import | FuelCost | 2448614822.7197 | [6 empty] | 0.49363 | 1208705134.0196
LCP_Inputs_ON_Electric_2023_04_03 | 2038 | CH4 Import - WC 2030 | Import | Methane | WC | Dispatch-Import | VOM | 0 | [6 empty] | 0.49363 | 0
LCP_Inputs_ON_Electric_2023_04_03 | 2038 | CH4 Import - WC 2040 | Import | Methane | MI | Dispatch-Import | EmissionsCost | 0 | [6 empty] | 0.49363 | 0
LCP_Inputs_ON_Electric_2023_04_03 | 2038 | CH4 Import - WC 2040 | Import | Methane | MI | Dispatch-Import | FuelCost | 0 | [6 empty] | 0.49363 | 0
LCP_Inputs_ON_Electric_2023_04_03 | 2038 | CH4 Import - WC 2040 | Import | Methane | MI | Dispatch-Import | VOM | 0 | [6 empty] | 0.49363 | 0
LCP_Inputs_ON_Electric_2023_04_03 | 2038 | CH4 Import - WC 2040 | Import | Methane | NY | Dispatch-Import | EmissionsCost | 0 | [6 empty] | 0.49363 | 0
LCP_Inputs_ON_Electric_2023_04_03 | 2038 | CH4 Import - WC 2040 | Import | Methane | NY | Dispatch-Import | FuelCost | 0 | [6 empty] | 0.49363 | 0
LCP_Inputs_ON_Electric_2023_04_03 | 2038 | CH4 Import - WC 2040 | Import | Methane | NY | Dispatch-Import | VOM | 0 | [6 empty] | 0.49363 | 0
LCP_Inputs_ON_Electric_2023_04_03 | 2038 | CH4 Import - WC 2040 | Import | Methane | ON | Dispatch-Import | EmissionsCost | 0 | [6 empty] | 0.49363 | 0
LCP_Inputs_ON_Electric_2023_04_03 | 2038 | CH4 Import - WC 2040 | Import | Methane | ON | Dispatch-Import | FuelCost | 0 | [6 empty] | 0.49363 | 0
LCP_Inputs_ON_Electric_2023_04_03 | 2038 | CH4 Import - WC 2040 | Import | Methane | ON | Dispatch-Import | VOM | 0 | [6 empty] | 0.49363 | 0
LCP_Inputs_ON_Electric_2023_04_03 | 2038 | CH4 Import - WC 2040 | Import | Methane | PJ | Dispatch-Import | EmissionsCost | 0 | [6 empty] | 0.49363 | 0
LCP_Inputs_ON_Electric_2023_04_03 | 2038 | CH4 Import - WC 2040 | Import | Methane | PJ | Dispatch-Import | FuelCost | 0 | [6 empty] | 0.49363 | 0
LCP_Inputs_ON_Electric_2023_04_03 | 2038 | CH4 Import - WC 2040 | Import | Methane | PJ | Dispatch-Import | VOM | 0 | [6 empty] | 0.49363 | 0
LCP_Inputs_ON_Electric_2023_04_03 | 2038 | CH4 Import - WC 2040 | Import | Methane | QC | Dispatch-Import | EmissionsCost | 0 | [6 empty] | 0.49363 | 0
LCP_Inputs_ON_Electric_2023_04_03 | 2038 | CH4 Import - WC 2040 | Import | Methane | QC | Dispatch-Import | FuelCost | 0 | [6 empty] | 0.49363 | 0
LCP_Inputs_ON_Electric_2023_04_03 | 2038 | CH4 Import - WC 2040 | Import | Methane | QC | Dispatch-Import | VOM | 0 | [6 empty] | 0.49363 | 0
LCP_Inputs_ON_Electric_2023_04_03 | 2038 | CH4 Import - WC 2040 | Import | Methane | WC | Dispatch-Import | EmissionsCost | 0 | [6 empty] | 0.49363 | 0
LCP_Inputs_ON_Electric_2023_04_03 | 2038 | CH4 Import - WC 2040 | Import | Methane | WC | Dispatch-Import | FuelCost | 0 | [6 empty] | 0.49363 | 0
LCP_Inputs_ON_Electric_2023_04_03 | 2038 | CH4 Import - WC 2040 | Import | Methane | WC | Dispatch-Import | VOM | 0 | [6 empty] | 0.49363 | 0
LCP_Inputs_ON_Electric_2023_04_03 | 2038 | CH4 Import - WC 2050 | Import | Methane | MI | Dispatch-Import | EmissionsCost | 0 | [6 empty] | 0.49363 | 0
LCP_Inputs_ON_Electric_2023_04_03 | 2038 | CH4 Import - WC 2050 | Import | Methane | MI | Dispatch-Import | FuelCost | 0 | [6 empty] | 0.49363 | 0
LCP_Inputs_ON_Electric_2023_04_03 | 2038 | CH4 Import - WC 2050 | Import | Methane | MI | Dispatch-Import | VOM | 0 | [6 empty] | 0.49363 | 0
LCP_Inputs_ON_Electric_2023_04_03 | 2038 | CH4 Import - WC 2050 | Import | Methane | NY | Dispatch-Import | EmissionsCost | 0 | [6 empty] | 0.49363 | 0
LCP_Inputs_ON_Electric_2023_04_03 | 2038 | CH4 Import - WC 2050 | Import | Methane | NY | Dispatch-Import | FuelCost | 0 | [6 empty] | 0.49363 | 0
LCP_Inputs_ON_Electric_2023_04_03 | 2038 | CH4 Import - WC 2050 | Import | Methane | NY | Dispatch-Import | VOM | 0 | [6 empty] | 0.49363 | 0
LCP_Inputs_ON_Electric_2023_04_03 | 2038 | CH4 Import - WC 2050 | Import | Methane | ON | Dispatch-Import | EmissionsCost | 0 | [6 empty] | 0.49363 | 0
LCP_Inputs_ON_Electric_2023_04_03 | 2038 | CH4 Import - WC 2050 | Import | Methane | ON | Dispatch-Import | FuelCost | 0 | [6 empty] | 0.49363 | 0
LCP_Inputs_ON_Electric_2023_04_03 | 2038 | CH4 Import - WC 2050 | Import | Methane | ON | Dispatch-Import | VOM | 0 | [6 empty] | 0.49363 | 0
LCP_Inputs_ON_Electric_2023_04_03 | 2038 | CH4 Import - WC 2050 | Import | Methane | PJ | Dispatch-Import | EmissionsCost | 0 | [6 empty] | 0.49363 | 0
LCP_Inputs_ON_Electric_2023_04_03 | 2038 | CH4 Import - WC 2050 | Import | Methane | PJ | Dispatch-Import | FuelCost | 0 | [6 empty] | 0.49363 | 0
LCP_Inputs_ON_Electric_2023_04_03 | 2038 | CH4 Import - WC 2050 | Import | Methane | PJ | Dispatch-Import | VOM | 0 | [6 empty] | 0.49363 | 0
LCP_Inputs_ON_Electric_2023_04_03 | 2038 | CH4 Import - WC 2050 | Import | Methane | QC | Dispatch-Import | EmissionsCost | 0 | [6 empty] | 0.49363 | 0
LCP_Inputs_ON_Electric_2023_04_03 | 2038 | CH4 Import - WC 2050 | Import | Methane | QC | Dispatch-Import | FuelCost | 0 | [6 empty] | 0.49363 | 0
LCP_Inputs_ON_Electric_2023_04_03 | 2038 | CH4 Import - WC 2050 | Import | Methane | QC | Dispatch-Import | VOM | 0 | [6 empty] | 0.49363 | 0
LCP_Inputs_ON_Electric_2023_04_03 | 2038 | CH4 Import - WC 2050 | Import | Methane | WC | Dispatch-Import | EmissionsCost | 0 | [6 empty] | 0.49363 | 0
LCP_Inputs_ON_Electric_2023_04_03 | 2038 | CH4 Import - WC 2050 | Import | Methane | WC | Dispatch-Import | FuelCost | 0 | [6 empty] | 0.49363 | 0
LCP_Inputs_ON_Electric_2023_04_03 | 2038 | CH4 Import - WC 2050 | Import | Methane | WC | Dispatch-Import | VOM | 0 | [6 empty] | 0.49363 | 0
LCP_Inputs_ON_Electric_2023_04_03 | 2038 | CH4 Salt Cavern Storage - ON | Storage | Methane | MI | Dispatch-Storage | EmissionsCost | 0 | [6 empty] | 0.49363 | 0
LCP_Inputs_ON_Electric_2023_04_03 | 2038 | CH4 Salt Cavern Storage - ON | Storage | Methane | MI | Dispatch-Storage | FuelCost | 0 | [6 empty] | 0.49363 | 0
LCP_Inputs_ON_Electric_2023_04_03 | 2038 | CH4 Salt Cavern Storage - ON | Storage | Methane | MI | Dispatch-Storage | VOM | 0 | [6 empty] | 0.49363 | 0
LCP_Inputs_ON_Electric_2023_04_03 | 2038 | CH4 Salt Cavern Storage - ON | Storage | Methane | NY | Dispatch-Storage | EmissionsCost | 0 | [6 empty] | 0.49363 | 0
LCP_Inputs_ON_Electric_2023_04_03 | 2038 | CH4 Salt Cavern Storage - ON | Storage | Methane | NY | Dispatch-Storage | FuelCost | 0 | [6 empty] | 0.49363 | 0
LCP_Inputs_ON_Electric_2023_04_03 | 2038 | CH4 Salt Cavern Storage - ON | Storage | Methane | NY | Dispatch-Storage | VOM | 0 | [6 empty] | 0.49363 | 0
LCP_Inputs_ON_Electric_2023_04_03 | 2038 | CH4 Salt Cavern Storage - ON | Storage | Methane | ON | Dispatch-Storage | EmissionsCost | 0 | [6 empty] | 0.49363 | 0
LCP_Inputs_ON_Electric_2023_04_03 | 2038 | CH4 Salt Cavern Storage - ON | Storage | Methane | ON | Dispatch-Storage | FuelCost | 0 | [6 empty] | 0.49363 | 0
LCP_Inputs_ON_Electric_2023_04_03 | 2038 | CH4 Salt Cavern Storage - ON | Storage | Methane | ON | Dispatch-Storage | VOM | 1318707.6423 | [6 empty] | 0.49363 | 650951.1756
LCP_Inputs_ON_Electric_2023_04_03 | 2038 | CH4 Salt Cavern Storage - ON | Storage | Methane | PJ | Dispatch-Storage | EmissionsCost | 0 | [6 empty] | 0.49363 | 0
LCP_Inputs_ON_Electric_2023_04_03 | 2038 | CH4 Salt Cavern Storage - ON | Storage | Methane | PJ | Dispatch-Storage | FuelCost | 0 | [6 empty] | 0.49363 | 0
LCP_Inputs_ON_Electric_2023_04_03 | 2038 | CH4 Salt Cavern Storage - ON | Storage | Methane | PJ | Dispatch-Storage | VOM | 0 | [6 empty] | 0.49363 | 0
LCP_Inputs_ON_Electric_2023_04_03 | 2038 | CH4 Salt Cavern Storage - ON | Storage | Methane | QC | Dispatch-Storage | EmissionsCost | 0 | [6 empty] | 0.49363 | 0
LCP_Inputs_ON_Electric_2023_04_03 | 2038 | CH4 Salt Cavern Storage - ON | Storage | Methane | QC | Dispatch-Storage | FuelCost | 0 | [6 empty] | 0.49363 | 0
LCP_Inputs_ON_Electric_2023_04_03 | 2038 | CH4 Salt Cavern Storage - ON | Storage | Methane | QC | Dispatch-Storage | VOM | 0 | [6 empty] | 0.49363 | 0
LCP_Inputs_ON_Electric_2023_04_03 | 2038 | CH4 Salt Cavern Storage - ON | Storage | Methane | WC | Dispatch-Storage | EmissionsCost | 0 | [6 empty] | 0.49363 | 0
LCP_Inputs_ON_Electric_2023_04_03 | 2038 | CH4 Salt Cavern Storage - ON | Storage | Methane | WC | Dispatch-Storage | FuelCost | 0 | [6 empty] | 0.49363 | 0
LCP_Inputs_ON_Electric_2023_04_03 | 2038 | CH4 Salt Cavern Storage - ON | Storage | Methane | WC | Dispatch-Storage | VOM | 0 | [6 empty] | 0.49363 | 0
LCP_Inputs_ON_Electric_2023_04_03 | 2038 | Electrolyser 2020/2030 | Crossload | Hydrogen | MI | Dispatch-Crossload | EmissionsCost | 0 | [6 empty] | 0.49363 | 0
LCP_Inputs_ON_Electric_2023_04_03 | 2038 | Electrolyser 2020/2030 | Crossload | Hydrogen | MI | Dispatch-Crossload | FuelCost | 0 | [6 empty] | 0.49363 | 0
LCP_Inputs_ON_Electric_2023_04_03 | 2038 | Electrolyser 2020/2030 | Crossload | Hydrogen | MI | Dispatch-Crossload | VOM | 0 | [6 empty] | 0.49363 | 0
LCP_Inputs_ON_Electric_2023_04_03 | 2038 | Electrolyser 2020/2030 | Crossload | Hydrogen | NY | Dispatch-Crossload | EmissionsCost | 0 | [6 empty] | 0.49363 | 0
LCP_Inputs_ON_Electric_2023_04_03 | 2038 | Electrolyser 2020/2030 | Crossload | Hydrogen | NY | Dispatch-Crossload | FuelCost | 0 | [6 empty] | 0.49363 | 0
LCP_Inputs_ON_Electric_2023_04_03 | 2038 | Electrolyser 2020/2030 | Crossload | Hydrogen | NY | Dispatch-Crossload | VOM | 0 | [6 empty] | 0.49363 | 0
LCP_Inputs_ON_Electric_2023_04_03 | 2038 | Electrolyser 2020/2030 | Crossload | Hydrogen | ON | Dispatch-Crossload | EmissionsCost | 0 | [6 empty] | 0.49363 | 0
LCP_Inputs_ON_Electric_2023_04_03 | 2038 | Electrolyser 2020/2030 | Crossload | Hydrogen | ON | Dispatch-Crossload | FuelCost | 0 | [6 empty] | 0.49363 | 0
LCP_Inputs_ON_Electric_2023_04_03 | 2038 | Electrolyser 2020/2030 | Crossload | Hydrogen | ON | Dispatch-Crossload | VOM | 0 | [6 empty] | 0.49363 | 0
LCP_Inputs_ON_Electric_2023_04_03 | 2038 | Electrolyser 2020/2030 | Crossload | Hydrogen | PJ | Dispatch-Crossload | EmissionsCost | 0 | [6 empty] | 0.49363 | 0
LCP_Inputs_ON_Electric_2023_04_03 | 2038 | Electrolyser 2020/2030 | Crossload | Hydrogen | PJ | Dispatch-Crossload | FuelCost | 0 | [6 empty] | 0.49363 | 0
LCP_Inputs_ON_Electric_2023_04_03 | 2038 | Electrolyser 2020/2030 | Crossload | Hydrogen | PJ | Dispatch-Crossload | VOM | 0 | [6 empty] | 0.49363 | 0
LCP_Inputs_ON_Electric_2023_04_03 | 2038 | Electrolyser 2020/2030 | Crossload | Hydrogen | QC | Dispatch-Crossload | EmissionsCost | 0 | [6 empty] | 0.49363 | 0
LCP_Inputs_ON_Electric_2023_04_03 | 2038 | Electrolyser 2020/2030 | Crossload | Hydrogen | QC | Dispatch-Crossload | FuelCost | 0 | [6 empty] | 0.49363 | 0
LCP_Inputs_ON_Electric_2023_04_03 | 2038 | Electrolyser 2020/2030 | Crossload | Hydrogen | QC | Dispatch-Crossload | VOM | 0 | [6 empty] | 0.49363 | 0
LCP_Inputs_ON_Electric_2023_04_03 | 2038 | Electrolyser 2020/2030 | Crossload | Hydrogen | WC | Dispatch-Crossload | EmissionsCost | 0 | [6 empty] | 0.49363 | 0
LCP_Inputs_ON_Electric_2023_04_03 | 2038 | Electrolyser 2020/2030 | Crossload | Hydrogen | WC | Dispatch-Crossload | FuelCost | 0 | [6 empty] | 0.49363 | 0
LCP_Inputs_ON_Electric_2023_04_03 | 2038 | Electrolyser 2020/2030 | Crossload | Hydrogen | WC | Dispatch-Crossload | VOM | 0 | [6 empty] | 0.49363 | 0
LCP_Inputs_ON_Electric_2023_04_03 | 2038 | Electrolyser 2040 | Crossload | Hydrogen | MI | Dispatch-Crossload | EmissionsCost | 0 | [6 empty] | 0.49363 | 0
LCP_Inputs_ON_Electric_2023_04_03 | 2038 | Electrolyser 2040 | Crossload | Hydrogen | MI | Dispatch-Crossload | FuelCost | 0 | [6 empty] | 0.49363 | 0
LCP_Inputs_ON_Electric_2023_04_03 | 2038 | Electrolyser 2040 | Crossload | Hydrogen | MI | Dispatch-Crossload | VOM | 0 | [6 empty] | 0.49363 | 0
LCP_Inputs_ON_Electric_2023_04_03 | 2038 | Electrolyser 2040 | Crossload | Hydrogen | NY | Dispatch-Crossload | EmissionsCost | 0 | [6 empty] | 0.49363 | 0
LCP_Inputs_ON_Electric_2023_04_03 | 2038 | Electrolyser 2040 | Crossload | Hydrogen | NY | Dispatch-Crossload | FuelCost | 0 | [6 empty] | 0.49363 | 0
LCP_Inputs_ON_Electric_2023_04_03 | 2038 | Electrolyser 2040 | Crossload | Hydrogen | NY | Dispatch-Crossload | VOM | 0 | [6 empty] | 0.49363 | 0
LCP_Inputs_ON_Electric_2023_04_03 | 2038 | Electrolyser 2040 | Crossload | Hydrogen | ON | Dispatch-Crossload | EmissionsCost | 0 | [6 empty] | 0.49363 | 0
LCP_Inputs_ON_Electric_2023_04_03 | 2038 | Electrolyser 2040 | Crossload | Hydrogen | ON | Dispatch-Crossload | FuelCost | 0 | [6 empty] | 0.49363 | 0
LCP_Inputs_ON_Electric_2023_04_03 | 2038 | Electrolyser 2040 | Crossload | Hydrogen | ON | Dispatch-Crossload | VOM | 0 | [6 empty] | 0.49363 | 0
LCP_Inputs_ON_Electric_2023_04_03 | 2038 | Electrolyser 2040 | Crossload | Hydrogen | PJ | Dispatch-Crossload | EmissionsCost | 0 | [6 empty] | 0.49363 | 0
LCP_Inputs_ON_Electric_2023_04_03 | 2038 | Electrolyser 2040 | Crossload | Hydrogen | PJ | Dispatch-Crossload | FuelCost | 0 | [6 empty] | 0.49363 | 0
LCP_Inputs_ON_Electric_2023_04_03 | 2038 | Electrolyser 2040 | Crossload | Hydrogen | PJ | Dispatch-Crossload | VOM | 0 | [6 empty] | 0.49363 | 0
LCP_Inputs_ON_Electric_2023_04_03 | 2038 | Electrolyser 2040 | Crossload | Hydrogen | QC | Dispatch-Crossload | EmissionsCost | 0 | [6 empty] | 0.49363 | 0
LCP_Inputs_ON_Electric_2023_04_03 | 2038 | Electrolyser 2040 | Crossload | Hydrogen | QC | Dispatch-Crossload | FuelCost | 0 | [6 empty] | 0.49363 | 0
LCP_Inputs_ON_Electric_2023_04_03 | 2038 | Electrolyser 2040 | Crossload | Hydrogen | QC | Dispatch-Crossload | VOM | 0 | [6 empty] | 0.49363 | 0
LCP_Inputs_ON_Electric_2023_04_03 | 2038 | Electrolyser 2040 | Crossload | Hydrogen | WC | Dispatch-Crossload | EmissionsCost | 0 | [6 empty] | 0.49363 | 0
LCP_Inputs_ON_Electric_2023_04_03 | 2038 | Electrolyser 2040 | Crossload | Hydrogen | WC | Dispatch-Crossload | FuelCost | 0 | [6 empty] | 0.49363 | 0
LCP_Inputs_ON_Electric_2023_04_03 | 2038 | Electrolyser 2040 | Crossload | Hydrogen | WC | Dispatch-Crossload | VOM | 0 | [6 empty] | 0.49363 | 0
LCP_Inputs_ON_Electric_2023_04_03 | 2038 | Electrolyser 2050 | Crossload | Hydrogen | MI | Dispatch-Crossload | EmissionsCost | 0 | [6 empty] | 0.49363 | 0
LCP_Inputs_ON_Electric_2023_04_03 | 2038 | Electrolyser 2050 | Crossload | Hydrogen | MI | Dispatch-Crossload | FuelCost | 0 | [6 empty] | 0.49363 | 0
LCP_Inputs_ON_Electric_2023_04_03 | 2038 | Electrolyser 2050 | Crossload | Hydrogen | MI | Dispatch-Crossload | VOM | 0 | [6 empty] | 0.49363 | 0
LCP_Inputs_ON_Electric_2023_04_03 | 2038 | Electrolyser 2050 | Crossload | Hydrogen | NY | Dispatch-Crossload | EmissionsCost | 0 | [6 empty] | 0.49363 | 0
LCP_Inputs_ON_Electric_2023_04_03 | 2038 | Electrolyser 2050 | Crossload | Hydrogen | NY | Dispatch-Crossload | FuelCost | 0 | [6 empty] | 0.49363 | 0
LCP_Inputs_ON_Electric_2023_04_03 | 2038 | Electrolyser 2050 | Crossload | Hydrogen | NY | Dispatch-Crossload | VOM | 0 | [6 empty] | 0.49363 | 0
LCP_Inputs_ON_Electric_2023_04_03 | 2038 | Electrolyser 2050 | Crossload | Hydrogen | ON | Dispatch-Crossload | EmissionsCost | 0 | [6 empty] | 0.49363 | 0
LCP_Inputs_ON_Electric_2023_04_03 | 2038 | Electrolyser 2050 | Crossload | Hydrogen | ON | Dispatch-Crossload | FuelCost | 0 | [6 empty] | 0.49363 | 0
LCP_Inputs_ON_Electric_2023_04_03 | 2038 | Electrolyser 2050 | Crossload | Hydrogen | ON | Dispatch-Crossload | VOM | 0 | [6 empty] | 0.49363 | 0
LCP_Inputs_ON_Electric_2023_04_03 | 2038 | Electrolyser 2050 | Crossload | Hydrogen | PJ | Dispatch-Crossload | EmissionsCost | 0 | [6 empty] | 0.49363 | 0
LCP_Inputs_ON_Electric_2023_04_03 | 2038 | Electrolyser 2050 | Crossload | Hydrogen | PJ | Dispatch-Crossload | FuelCost | 0 | [6 empty] | 0.49363 | 0
LCP_Inputs_ON_Electric_2023_04_03 | 2038 | Electrolyser 2050 | Crossload | Hydrogen | PJ | Dispatch-Crossload | VOM | 0 | [6 empty] | 0.49363 | 0
LCP_Inputs_ON_Electric_2023_04_03 | 2038 | Electrolyser 2050 | Crossload | Hydrogen | QC | Dispatch-Crossload | EmissionsCost | 0 | [6 empty] | 0.49363 | 0
LCP_Inputs_ON_Electric_2023_04_03 | 2038 | Electrolyser 2050 | Crossload | Hydrogen | QC | Dispatch-Crossload | FuelCost | 0 | [6 empty] | 0.49363 | 0
LCP_Inputs_ON_Electric_2023_04_03 | 2038 | Electrolyser 2050 | Crossload | Hydrogen | QC | Dispatch-Crossload | VOM | 0 | [6 empty] | 0.49363 | 0
LCP_Inputs_ON_Electric_2023_04_03 | 2038 | Electrolyser 2050 | Crossload | Hydrogen | WC | Dispatch-Crossload | EmissionsCost | 0 | [6 empty] | 0.49363 | 0
LCP_Inputs_ON_Electric_2023_04_03 | 2038 | Electrolyser 2050 | Crossload | Hydrogen | WC | Dispatch-Crossload | FuelCost | 0 | [6 empty] | 0.49363 | 0
LCP_Inputs_ON_Electric_2023_04_03 | 2038 | Electrolyser 2050 | Crossload | Hydrogen | WC | Dispatch-Crossload | VOM | 0 | [6 empty] | 0.49363 | 0
LCP_Inputs_ON_Electric_2023_04_03 | 2038 | Fossil Fuel Thermal (Coal, Peat, Oil) | Generation | Electricity | MI | Dispatch-Generation | EmissionsCost | 0 | [6 empty] | 0.49363 | 0
LCP_Inputs_ON_Electric_2023_04_03 | 2038 | Fossil Fuel Thermal (Coal, Peat, Oil) | Generation | Electricity | MI | Dispatch-Generation | FuelCost | 0 | [6 empty] | 0.49363 | 0
LCP_Inputs_ON_Electric_2023_04_03 | 2038 | Fossil Fuel Thermal (Coal, Peat, Oil) | Generation | Electricity | MI | Dispatch-Generation | VOM | 0 | [6 empty] | 0.49363 | 0
LCP_Inputs_ON_Electric_2023_04_03 | 2038 | Fossil Fuel Thermal (Coal, Peat, Oil) | Generation | Electricity | NY | Dispatch-Generation | EmissionsCost | 0 | [6 empty] | 0.49363 | 0
LCP_Inputs_ON_Electric_2023_04_03 | 2038 | Fossil Fuel Thermal (Coal, Peat, Oil) | Generation | Electricity | NY | Dispatch-Generation | FuelCost | 0 | [6 empty] | 0.49363 | 0
LCP_Inputs_ON_Electric_2023_04_03 | 2038 | Fossil Fuel Thermal (Coal, Peat, Oil) | Generation | Electricity | NY | Dispatch-Generation | VOM | 0 | [6 empty] | 0.49363 | 0
LCP_Inputs_ON_Electric_2023_04_03 | 2038 | Fossil Fuel Thermal (Coal, Peat, Oil) | Generation | Electricity | ON | Dispatch-Generation | EmissionsCost | 0 | [6 empty] | 0.49363 | 0
LCP_Inputs_ON_Electric_2023_04_03 | 2038 | Fossil Fuel Thermal (Coal, Peat, Oil) | Generation | Electricity | ON | Dispatch-Generation | FuelCost | 0 | [6 empty] | 0.49363 | 0
LCP_Inputs_ON_Electric_2023_04_03 | 2038 | Fossil Fuel Thermal (Coal, Peat, Oil) | Generation | Electricity | ON | Dispatch-Generation | VOM | 0 | [6 empty] | 0.49363 | 0
LCP_Inputs_ON_Electric_2023_04_03 | 2038 | Fossil Fuel Thermal (Coal, Peat, Oil) | Generation | Electricity | PJ | Dispatch-Generation | EmissionsCost | 0 | [6 empty] | 0.49363 | 0
LCP_Inputs_ON_Electric_2023_04_03 | 2038 | Fossil Fuel Thermal (Coal, Peat, Oil) | Generation | Electricity | PJ | Dispatch-Generation | FuelCost | 0 | [6 empty] | 0.49363 | 0
LCP_Inputs_ON_Electric_2023_04_03 | 2038 | Fossil Fuel Thermal (Coal, Peat, Oil) | Generation | Electricity | PJ | Dispatch-Generation | VOM | 0 | [6 empty] | 0.49363 | 0
LCP_Inputs_ON_Electric_2023_04_03 | 2038 | Fossil Fuel Thermal (Coal, Peat, Oil) | Generation | Electricity | QC | Dispatch-Generation | EmissionsCost | 0 | [6 empty] | 0.49363 | 0
LCP_Inputs_ON_Electric_2023_04_03 | 2038 | Fossil Fuel Thermal (Coal, Peat, Oil) | Generation | Electricity | QC | Dispatch-Generation | FuelCost | 0 | [6 empty] | 0.49363 | 0
LCP_Inputs_ON_Electric_2023_04_03 | 2038 | Fossil Fuel Thermal (Coal, Peat, Oil) | Generation | Electricity | QC | Dispatch-Generation | VOM | 0 | [6 empty] | 0.49363 | 0
LCP_Inputs_ON_Electric_2023_04_03 | 2038 | Fossil Fuel Thermal (Coal, Peat, Oil) | Generation | Electricity | WC | Dispatch-Generation | EmissionsCost | 0 | [6 empty] | 0.49363 | 0
LCP_Inputs_ON_Electric_2023_04_03 | 2038 | Fossil Fuel Thermal (Coal, Peat, Oil) | Generation | Electricity | WC | Dispatch-Generation | FuelCost | 0 | [6 empty] | 0.49363 | 0
LCP_Inputs_ON_Electric_2023_04_03 | 2038 | Fossil Fuel Thermal (Coal, Peat, Oil) | Generation | Electricity | WC | Dispatch-Generation | VOM | 0 | [6 empty] | 0.49363 | 0
LCP_Inputs_ON_Electric_2023_04_03 | 2038 | Generic - Generator | Generation | Electricity | MI | Dispatch-Generation | EmissionsCost | 0 | [6 empty] | 0.49363 | 0
LCP_Inputs_ON_Electric_2023_04_03 | 2038 | Generic - Generator | Generation | Electricity | MI | Dispatch-Generation | FuelCost | 1888661061.9582 | [6 empty] | 0.49363 | 932296211.2417
LCP_Inputs_ON_Electric_2023_04_03 | 2038 | Generic - Generator | Generation | Electricity | MI | Dispatch-Generation | VOM | 65954345.2022 | [6 empty] | 0.49363 | 32556919.4947
LCP_Inputs_ON_Electric_2023_04_03 | 2038 | Generic - Generator | Generation | Electricity | NY | Dispatch-Generation | EmissionsCost | 0 | [6 empty] | 0.49363 | 0
LCP_Inputs_ON_Electric_2023_04_03 | 2038 | Generic - Generator | Generation | Electricity | NY | Dispatch-Generation | FuelCost | 707198617.0396 | [6 empty] | 0.49363 | 349093124.5111
LCP_Inputs_ON_Electric_2023_04_03 | 2038 | Generic - Generator | Generation | Electricity | NY | Dispatch-Generation | VOM | 24696237.2732 | [6 empty] | 0.49363 | 12190757.2012
LCP_Inputs_ON_Electric_2023_04_03 | 2038 | Generic - Generator | Generation | Electricity | ON | Dispatch-Generation | EmissionsCost | 0 | [6 empty] | 0.49363 | 0
LCP_Inputs_ON_Electric_2023_04_03 | 2038 | Generic - Generator | Generation | Electricity | ON | Dispatch-Generation | FuelCost | 0 | [6 empty] | 0.49363 | 0
LCP_Inputs_ON_Electric_2023_04_03 | 2038 | Generic - Generator | Generation | Electricity | ON | Dispatch-Generation | VOM | 0 | [6 empty] | 0.49363 | 0
LCP_Inputs_ON_Electric_2023_04_03 | 2038 | Generic - Generator | Generation | Electricity | PJ | Dispatch-Generation | EmissionsCost | 0 | [6 empty] | 0.49363 | 0
LCP_Inputs_ON_Electric_2023_04_03 | 2038 | Generic - Generator | Generation | Electricity | PJ | Dispatch-Generation | FuelCost | 7344810066.1693 | [6 empty] | 0.49363 | 3625604792.1482
LCP_Inputs_ON_Electric_2023_04_03 | 2038 | Generic - Generator | Generation | Electricity | PJ | Dispatch-Generation | VOM | 256489715.5482 | [6 empty] | 0.49363 | 126610536.3448
LCP_Inputs_ON_Electric_2023_04_03 | 2038 | Generic - Generator | Generation | Electricity | QC | Dispatch-Generation | EmissionsCost | 0 | [6 empty] | 0.49363 | 0
LCP_Inputs_ON_Electric_2023_04_03 | 2038 | Generic - Generator | Generation | Electricity | QC | Dispatch-Generation | FuelCost | 0 | [6 empty] | 0.49363 | 0
LCP_Inputs_ON_Electric_2023_04_03 | 2038 | Generic - Generator | Generation | Electricity | QC | Dispatch-Generation | VOM | 0 | [6 empty] | 0.49363 | 0
LCP_Inputs_ON_Electric_2023_04_03 | 2038 | Generic - Generator | Generation | Electricity | WC | Dispatch-Generation | EmissionsCost | 0 | [6 empty] | 0.49363 | 0
LCP_Inputs_ON_Electric_2023_04_03 | 2038 | Generic - Generator | Generation | Electricity | WC | Dispatch-Generation | FuelCost | 1737227.6587 | [6 empty] | 0.49363 | 857544.4249
LCP_Inputs_ON_Electric_2023_04_03 | 2038 | Generic - Generator | Generation | Electricity | WC | Dispatch-Generation | VOM | 60666.1063 | [6 empty] | 0.49363 | 29946.496
LCP_Inputs_ON_Electric_2023_04_03 | 2038 | H2 Import - QC | Import | Hydrogen | MI | Dispatch-Import | EmissionsCost | 0 | [6 empty] | 0.49363 | 0
LCP_Inputs_ON_Electric_2023_04_03 | 2038 | H2 Import - QC | Import | Hydrogen | MI | Dispatch-Import | FuelCost | 0 | [6 empty] | 0.49363 | 0
LCP_Inputs_ON_Electric_2023_04_03 | 2038 | H2 Import - QC | Import | Hydrogen | MI | Dispatch-Import | VOM | 0 | [6 empty] | 0.49363 | 0
LCP_Inputs_ON_Electric_2023_04_03 | 2038 | H2 Import - QC | Import | Hydrogen | NY | Dispatch-Import | EmissionsCost | 0 | [6 empty] | 0.49363 | 0
LCP_Inputs_ON_Electric_2023_04_03 | 2038 | H2 Import - QC | Import | Hydrogen | NY | Dispatch-Import | FuelCost | 0 | [6 empty] | 0.49363 | 0
LCP_Inputs_ON_Electric_2023_04_03 | 2038 | H2 Import - QC | Import | Hydrogen | NY | Dispatch-Import | VOM | 0 | [6 empty] | 0.49363 | 0
LCP_Inputs_ON_Electric_2023_04_03 | 2038 | H2 Import - QC | Import | Hydrogen | ON | Dispatch-Import | EmissionsCost | 0 | [6 empty] | 0.49363 | 0
LCP_Inputs_ON_Electric_2023_04_03 | 2038 | H2 Import - QC | Import | Hydrogen | ON | Dispatch-Import | FuelCost | 0 | [6 empty] | 0.49363 | 0
LCP_Inputs_ON_Electric_2023_04_03 | 2038 | H2 Import - QC | Import | Hydrogen | ON | Dispatch-Import | VOM | 0 | [6 empty] | 0.49363 | 0
LCP_Inputs_ON_Electric_2023_04_03 | 2038 | H2 Import - QC | Import | Hydrogen | PJ | Dispatch-Import | EmissionsCost | 0 | [6 empty] | 0.49363 | 0
LCP_Inputs_ON_Electric_2023_04_03 | 2038 | H2 Import - QC | Import | Hydrogen | PJ | Dispatch-Import | FuelCost | 0 | [6 empty] | 0.49363 | 0
LCP_Inputs_ON_Electric_2023_04_03 | 2038 | H2 Import - QC | Import | Hydrogen | PJ | Dispatch-Import | VOM | 0 | [6 empty] | 0.49363 | 0
LCP_Inputs_ON_Electric_2023_04_03 | 2038 | H2 Import - QC | Import | Hydrogen | QC | Dispatch-Import | EmissionsCost | 0 | [6 empty] | 0.49363 | 0
LCP_Inputs_ON_Electric_2023_04_03 | 2038 | H2 Import - QC | Import | Hydrogen | QC | Dispatch-Import | FuelCost | 0 | [6 empty] | 0.49363 | 0
LCP_Inputs_ON_Electric_2023_04_03 | 2038 | H2 Import - QC | Import | Hydrogen | QC | Dispatch-Import | VOM | 0 | [6 empty] | 0.49363 | 0
LCP_Inputs_ON_Electric_2023_04_03 | 2038 | H2 Import - QC | Import | Hydrogen | WC | Dispatch-Import | EmissionsCost | 0 | [6 empty] | 0.49363 | 0
LCP_Inputs_ON_Electric_2023_04_03 | 2038 | H2 Import - QC | Import | Hydrogen | WC | Dispatch-Import | FuelCost | 0 | [6 empty] | 0.49363 | 0
LCP_Inputs_ON_Electric_2023_04_03 | 2038 | H2 Import - QC | Import | Hydrogen | WC | Dispatch-Import | VOM | 0 | [6 empty] | 0.49363 | 0
LCP_Inputs_ON_Electric_2023_04_03 | 2038 | H2 Import - WC | Import | Hydrogen | MI | Dispatch-Import | EmissionsCost | 0 | [6 empty] | 0.49363 | 0
LCP_Inputs_ON_Electric_2023_04_03 | 2038 | H2 Import - WC | Import | Hydrogen | MI | Dispatch-Import | FuelCost | 0 | [6 empty] | 0.49363 | 0
LCP_Inputs_ON_Electric_2023_04_03 | 2038 | H2 Import - WC | Import | Hydrogen | MI | Dispatch-Import | VOM | 0 | [6 empty] | 0.49363 | 0
LCP_Inputs_ON_Electric_2023_04_03 | 2038 | H2 Import - WC | Import | Hydrogen | NY | Dispatch-Import | EmissionsCost | 0 | [6 empty] | 0.49363 | 0
LCP_Inputs_ON_Electric_2023_04_03 | 2038 | H2 Import - WC | Import | Hydrogen | NY | Dispatch-Import | FuelCost | 0 | [6 empty] | 0.49363 | 0
LCP_Inputs_ON_Electric_2023_04_03 | 2038 | H2 Import - WC | Import | Hydrogen | NY | Dispatch-Import | VOM | 0 | [6 empty] | 0.49363 | 0
LCP_Inputs_ON_Electric_2023_04_03 | 2038 | H2 Import - WC | Import | Hydrogen | ON | Dispatch-Import | EmissionsCost | 0 | [6 empty] | 0.49363 | 0
LCP_Inputs_ON_Electric_2023_04_03 | 2038 | H2 Import - WC | Import | Hydrogen | ON | Dispatch-Import | FuelCost | 0 | [6 empty] | 0.49363 | 0
LCP_Inputs_ON_Electric_2023_04_03 | 2038 | H2 Import - WC | Import | Hydrogen | ON | Dispatch-Import | VOM | 0 | [6 empty] | 0.49363 | 0
LCP_Inputs_ON_Electric_2023_04_03 | 2038 | H2 Import - WC | Import | Hydrogen | PJ | Dispatch-Import | EmissionsCost | 0 | [6 empty] | 0.49363 | 0
LCP_Inputs_ON_Electric_2023_04_03 | 2038 | H2 Import - WC | Import | Hydrogen | PJ | Dispatch-Import | FuelCost | 0 | [6 empty] | 0.49363 | 0
LCP_Inputs_ON_Electric_2023_04_03 | 2038 | H2 Import - WC | Import | Hydrogen | PJ | Dispatch-Import | VOM | 0 | [6 empty] | 0.49363 | 0
LCP_Inputs_ON_Electric_2023_04_03 | 2038 | H2 Import - WC | Import | Hydrogen | QC | Dispatch-Import | EmissionsCost | 0 | [6 empty] | 0.49363 | 0
LCP_Inputs_ON_Electric_2023_04_03 | 2038 | H2 Import - WC | Import | Hydrogen | QC | Dispatch-Import | FuelCost | 0 | [6 empty] | 0.49363 | 0
LCP_Inputs_ON_Electric_2023_04_03 | 2038 | H2 Import - WC | Import | Hydrogen | QC | Dispatch-Import | VOM | 0 | [6 empty] | 0.49363 | 0
LCP_Inputs_ON_Electric_2023_04_03 | 2038 | H2 Import - WC | Import | Hydrogen | WC | Dispatch-Import | EmissionsCost | 0 | [6 empty] | 0.49363 | 0
LCP_Inputs_ON_Electric_2023_04_03 | 2038 | H2 Import - WC | Import | Hydrogen | WC | Dispatch-Import | FuelCost | 0 | [6 empty] | 0.49363 | 0
LCP_Inputs_ON_Electric_2023_04_03 | 2038 | H2 Import - WC | Import | Hydrogen | WC | Dispatch-Import | VOM | 0 | [6 empty] | 0.49363 | 0
LCP_Inputs_ON_Electric_2023_04_03 | 2038 | H2 Salt Cavern Storage - ON | Storage | Hydrogen | MI | Dispatch-Storage | EmissionsCost | 0 | [6 empty] | 0.49363 | 0
LCP_Inputs_ON_Electric_2023_04_03 | 2038 | H2 Salt Cavern Storage - ON | Storage | Hydrogen | MI | Dispatch-Storage | FuelCost | 0 | [6 empty] | 0.49363 | 0
LCP_Inputs_ON_Electric_2023_04_03 | 2038 | H2 Salt Cavern Storage - ON | Storage | Hydrogen | MI | Dispatch-Storage | VOM | 0 | [6 empty] | 0.49363 | 0
LCP_Inputs_ON_Electric_2023_04_03 | 2038 | H2 Salt Cavern Storage - ON | Storage | Hydrogen | NY | Dispatch-Storage | EmissionsCost | 0 | [6 empty] | 0.49363 | 0
LCP_Inputs_ON_Electric_2023_04_03 | 2038 | H2 Salt Cavern Storage - ON | Storage | Hydrogen | NY | Dispatch-Storage | FuelCost | 0 | [6 empty] | 0.49363 | 0
LCP_Inputs_ON_Electric_2023_04_03 | 2038 | H2 Salt Cavern Storage - ON | Storage | Hydrogen | NY | Dispatch-Storage | VOM | 0 | [6 empty] | 0.49363 | 0
LCP_Inputs_ON_Electric_2023_04_03 | 2038 | H2 Salt Cavern Storage - ON | Storage | Hydrogen | ON | Dispatch-Storage | EmissionsCost | 0 | [6 empty] | 0.49363 | 0
LCP_Inputs_ON_Electric_2023_04_03 | 2038 | H2 Salt Cavern Storage - ON | Storage | Hydrogen | ON | Dispatch-Storage | FuelCost | 0 | [6 empty] | 0.49363 | 0
LCP_Inputs_ON_Electric_2023_04_03 | 2038 | H2 Salt Cavern Storage - ON | Storage | Hydrogen | ON | Dispatch-Storage | VOM | 10230556.9235 | [6 empty] | 0.49363 | 5050090.5911
LCP_Inputs_ON_Electric_2023_04_03 | 2038 | H2 Salt Cavern Storage - ON | Storage | Hydrogen | PJ | Dispatch-Storage | EmissionsCost | 0 | [6 empty] | 0.49363 | 0
LCP_Inputs_ON_Electric_2023_04_03 | 2038 | H2 Salt Cavern Storage - ON | Storage | Hydrogen | PJ | Dispatch-Storage | FuelCost | 0 | [6 empty] | 0.49363 | 0
LCP_Inputs_ON_Electric_2023_04_03 | 2038 | H2 Salt Cavern Storage - ON | Storage | Hydrogen | PJ | Dispatch-Storage | VOM | 0 | [6 empty] | 0.49363 | 0
LCP_Inputs_ON_Electric_2023_04_03 | 2038 | H2 Salt Cavern Storage - ON | Storage | Hydrogen | QC | Dispatch-Storage | EmissionsCost | 0 | [6 empty] | 0.49363 | 0
LCP_Inputs_ON_Electric_2023_04_03 | 2038 | H2 Salt Cavern Storage - ON | Storage | Hydrogen | QC | Dispatch-Storage | FuelCost | 0 | [6 empty] | 0.49363 | 0
LCP_Inputs_ON_Electric_2023_04_03 | 2038 | H2 Salt Cavern Storage - ON | Storage | Hydrogen | QC | Dispatch-Storage | VOM | 0 | [6 empty] | 0.49363 | 0
LCP_Inputs_ON_Electric_2023_04_03 | 2038 | H2 Salt Cavern Storage - ON | Storage | Hydrogen | WC | Dispatch-Storage | EmissionsCost | 0 | [6 empty] | 0.49363 | 0
LCP_Inputs_ON_Electric_2023_04_03 | 2038 | H2 Salt Cavern Storage - ON | Storage | Hydrogen | WC | Dispatch-Storage | FuelCost | 0 | [6 empty] | 0.49363 | 0
LCP_Inputs_ON_Electric_2023_04_03 | 2038 | H2 Salt Cavern Storage - ON | Storage | Hydrogen | WC | Dispatch-Storage | VOM | 0 | [6 empty] | 0.49363 | 0
LCP_Inputs_ON_Electric_2023_04_03 | 2038 | Hydro | Generation | Electricity | MI | Dispatch-Generation | EmissionsCost | 0 | [6 empty] | 0.49363 | 0
LCP_Inputs_ON_Electric_2023_04_03 | 2038 | Hydro | Generation | Electricity | MI | Dispatch-Generation | FuelCost | 0 | [6 empty] | 0.49363 | 0
LCP_Inputs_ON_Electric_2023_04_03 | 2038 | Hydro | Generation | Electricity | MI | Dispatch-Generation | VOM | 0 | [6 empty] | 0.49363 | 0
LCP_Inputs_ON_Electric_2023_04_03 | 2038 | Hydro | Generation | Electricity | NY | Dispatch-Generation | EmissionsCost | 0 | [6 empty] | 0.49363 | 0
LCP_Inputs_ON_Electric_2023_04_03 | 2038 | Hydro | Generation | Electricity | NY | Dispatch-Generation | FuelCost | 0 | [6 empty] | 0.49363 | 0
LCP_Inputs_ON_Electric_2023_04_03 | 2038 | Hydro | Generation | Electricity | NY | Dispatch-Generation | VOM | 0 | [6 empty] | 0.49363 | 0
LCP_Inputs_ON_Electric_2023_04_03 | 2038 | Hydro | Generation | Electricity | ON | Dispatch-Generation | EmissionsCost | 0 | [6 empty] | 0.49363 | 0
LCP_Inputs_ON_Electric_2023_04_03 | 2038 | Hydro | Generation | Electricity | ON | Dispatch-Generation | FuelCost | 0 | [6 empty] | 0.49363 | 0
LCP_Inputs_ON_Electric_2023_04_03 | 2038 | Hydro | Generation | Electricity | ON | Dispatch-Generation | VOM | 0 | [6 empty] | 0.49363 | 0
LCP_Inputs_ON_Electric_2023_04_03 | 2038 | Hydro | Generation | Electricity | PJ | Dispatch-Generation | EmissionsCost | 0 | [6 empty] | 0.49363 | 0
LCP_Inputs_ON_Electric_2023_04_03 | 2038 | Hydro | Generation | Electricity | PJ | Dispatch-Generation | FuelCost | 0 | [6 empty] | 0.49363 | 0
LCP_Inputs_ON_Electric_2023_04_03 | 2038 | Hydro | Generation | Electricity | PJ | Dispatch-Generation | VOM | 0 | [6 empty] | 0.49363 | 0
LCP_Inputs_ON_Electric_2023_04_03 | 2038 | Hydro | Generation | Electricity | QC | Dispatch-Generation | EmissionsCost | 0 | [6 empty] | 0.49363 | 0
LCP_Inputs_ON_Electric_2023_04_03 | 2038 | Hydro | Generation | Electricity | QC | Dispatch-Generation | FuelCost | 0 | [6 empty] | 0.49363 | 0
LCP_Inputs_ON_Electric_2023_04_03 | 2038 | Hydro | Generation | Electricity | QC | Dispatch-Generation | VOM | 0 | [6 empty] | 0.49363 | 0
LCP_Inputs_ON_Electric_2023_04_03 | 2038 | Hydro | Generation | Electricity | WC | Dispatch-Generation | EmissionsCost | 0 | [6 empty] | 0.49363 | 0
LCP_Inputs_ON_Electric_2023_04_03 | 2038 | Hydro | Generation | Electricity | WC | Dispatch-Generation | FuelCost | 0 | [6 empty] | 0.49363 | 0
LCP_Inputs_ON_Electric_2023_04_03 | 2038 | Hydro | Generation | Electricity | WC | Dispatch-Generation | VOM | 0 | [6 empty] | 0.49363 | 0
LCP_Inputs_ON_Electric_2023_04_03 | 2038 | Hydro Pumped Storage | Storage | Electricity | MI | Dispatch-Storage | EmissionsCost | 0 | [6 empty] | 0.49363 | 0
LCP_Inputs_ON_Electric_2023_04_03 | 2038 | Hydro Pumped Storage | Storage | Electricity | MI | Dispatch-Storage | FuelCost | 0 | [6 empty] | 0.49363 | 0
LCP_Inputs_ON_Electric_2023_04_03 | 2038 | Hydro Pumped Storage | Storage | Electricity | MI | Dispatch-Storage | VOM | 0 | [6 empty] | 0.49363 | 0
LCP_Inputs_ON_Electric_2023_04_03 | 2038 | Hydro Pumped Storage | Storage | Electricity | NY | Dispatch-Storage | EmissionsCost | 0 | [6 empty] | 0.49363 | 0
LCP_Inputs_ON_Electric_2023_04_03 | 2038 | Hydro Pumped Storage | Storage | Electricity | NY | Dispatch-Storage | FuelCost | 0 | [6 empty] | 0.49363 | 0
LCP_Inputs_ON_Electric_2023_04_03 | 2038 | Hydro Pumped Storage | Storage | Electricity | NY | Dispatch-Storage | VOM | 0 | [6 empty] | 0.49363 | 0
LCP_Inputs_ON_Electric_2023_04_03 | 2038 | Hydro Pumped Storage | Storage | Electricity | ON | Dispatch-Storage | EmissionsCost | 0 | [6 empty] | 0.49363 | 0
LCP_Inputs_ON_Electric_2023_04_03 | 2038 | Hydro Pumped Storage | Storage | Electricity | ON | Dispatch-Storage | FuelCost | 0 | [6 empty] | 0.49363 | 0
LCP_Inputs_ON_Electric_2023_04_03 | 2038 | Hydro Pumped Storage | Storage | Electricity | ON | Dispatch-Storage | VOM | 0 | [6 empty] | 0.49363 | 0
LCP_Inputs_ON_Electric_2023_04_03 | 2038 | Hydro Pumped Storage | Storage | Electricity | PJ | Dispatch-Storage | EmissionsCost | 0 | [6 empty] | 0.49363 | 0
LCP_Inputs_ON_Electric_2023_04_03 | 2038 | Hydro Pumped Storage | Storage | Electricity | PJ | Dispatch-Storage | FuelCost | 0 | [6 empty] | 0.49363 | 0
LCP_Inputs_ON_Electric_2023_04_03 | 2038 | Hydro Pumped Storage | Storage | Electricity | PJ | Dispatch-Storage | VOM | 0 | [6 empty] | 0.49363 | 0
LCP_Inputs_ON_Electric_2023_04_03 | 2038 | Hydro Pumped Storage | Storage | Electricity | QC | Dispatch-Storage | EmissionsCost | 0 | [6 empty] | 0.49363 | 0
LCP_Inputs_ON_Electric_2023_04_03 | 2038 | Hydro Pumped Storage | Storage | Electricity | QC | Dispatch-Storage | FuelCost | 0 | [6 empty] | 0.49363 | 0
LCP_Inputs_ON_Electric_2023_04_03 | 2038 | Hydro Pumped Storage | Storage | Electricity | QC | Dispatch-Storage | VOM | 0 | [6 empty] | 0.49363 | 0
LCP_Inputs_ON_Electric_2023_04_03 | 2038 | Hydro Pumped Storage | Storage | Electricity | WC | Dispatch-Storage | EmissionsCost | 0 | [6 empty] | 0.49363 | 0
LCP_Inputs_ON_Electric_2023_04_03 | 2038 | Hydro Pumped Storage | Storage | Electricity | WC | Dispatch-Storage | FuelCost | 0 | [6 empty] | 0.49363 | 0
LCP_Inputs_ON_Electric_2023_04_03 | 2038 | Hydro Pumped Storage | Storage | Electricity | WC | Dispatch-Storage | VOM | 0 | [6 empty] | 0.49363 | 0
LCP_Inputs_ON_Electric_2023_04_03 | 2038 | Nuclear | Generation | Electricity | MI | Dispatch-Generation | EmissionsCost | 0 | [6 empty] | 0.49363 | 0
LCP_Inputs_ON_Electric_2023_04_03 | 2038 | Nuclear | Generation | Electricity | MI | Dispatch-Generation | FuelCost | 0 | [6 empty] | 0.49363 | 0
LCP_Inputs_ON_Electric_2023_04_03 | 2038 | Nuclear | Generation | Electricity | MI | Dispatch-Generation | VOM | 2762866296.96 | [6 empty] | 0.49363 | 1363828498.7739
LCP_Inputs_ON_Electric_2023_04_03 | 2038 | Nuclear | Generation | Electricity | NY | Dispatch-Generation | EmissionsCost | 0 | [6 empty] | 0.49363 | 0
LCP_Inputs_ON_Electric_2023_04_03 | 2038 | Nuclear | Generation | Electricity | NY | Dispatch-Generation | FuelCost | 0 | [6 empty] | 0.49363 | 0
LCP_Inputs_ON_Electric_2023_04_03 | 2038 | Nuclear | Generation | Electricity | NY | Dispatch-Generation | VOM | 2246155230.144 | [6 empty] | 0.49363 | 1108765385.7557
LCP_Inputs_ON_Electric_2023_04_03 | 2038 | Nuclear | Generation | Electricity | ON | Dispatch-Generation | EmissionsCost | 0 | [6 empty] | 0.49363 | 0
LCP_Inputs_ON_Electric_2023_04_03 | 2038 | Nuclear | Generation | Electricity | ON | Dispatch-Generation | FuelCost | 0 | [6 empty] | 0.49363 | 0
LCP_Inputs_ON_Electric_2023_04_03 | 2038 | Nuclear | Generation | Electricity | ON | Dispatch-Generation | VOM | 7202995454.9077 | [6 empty] | 0.49363 | 3555601112.0592
LCP_Inputs_ON_Electric_2023_04_03 | 2038 | Nuclear | Generation | Electricity | PJ | Dispatch-Generation | EmissionsCost | 0 | [6 empty] | 0.49363 | 0
LCP_Inputs_ON_Electric_2023_04_03 | 2038 | Nuclear | Generation | Electricity | PJ | Dispatch-Generation | FuelCost | 0 | [6 empty] | 0.49363 | 0
LCP_Inputs_ON_Electric_2023_04_03 | 2038 | Nuclear | Generation | Electricity | PJ | Dispatch-Generation | VOM | 6401347648.6848 | [6 empty] | 0.49363 | 3159885211.7605
LCP_Inputs_ON_Electric_2023_04_03 | 2038 | Nuclear | Generation | Electricity | QC | Dispatch-Generation | EmissionsCost | 0 | [6 empty] | 0.49363 | 0
LCP_Inputs_ON_Electric_2023_04_03 | 2038 | Nuclear | Generation | Electricity | QC | Dispatch-Generation | FuelCost | 0 | [6 empty] | 0.49363 | 0
LCP_Inputs_ON_Electric_2023_04_03 | 2038 | Nuclear | Generation | Electricity | QC | Dispatch-Generation | VOM | 0 | [6 empty] | 0.49363 | 0
LCP_Inputs_ON_Electric_2023_04_03 | 2038 | Nuclear | Generation | Electricity | WC | Dispatch-Generation | EmissionsCost | 0 | [6 empty] | 0.49363 | 0
LCP_Inputs_ON_Electric_2023_04_03 | 2038 | Nuclear | Generation | Electricity | WC | Dispatch-Generation | FuelCost | 0 | [6 empty] | 0.49363 | 0
LCP_Inputs_ON_Electric_2023_04_03 | 2038 | Nuclear | Generation | Electricity | WC | Dispatch-Generation | VOM | 0 | [6 empty] | 0.49363 | 0
LCP_Inputs_ON_Electric_2023_04_03 | 2038 | Nuclear SMR | Generation | Electricity | MI | Dispatch-Generation | EmissionsCost | 0 | [6 empty] | 0.49363 | 0
LCP_Inputs_ON_Electric_2023_04_03 | 2038 | Nuclear SMR | Generation | Electricity | MI | Dispatch-Generation | FuelCost | 0 | [6 empty] | 0.49363 | 0
LCP_Inputs_ON_Electric_2023_04_03 | 2038 | Nuclear SMR | Generation | Electricity | MI | Dispatch-Generation | VOM | 0 | [6 empty] | 0.49363 | 0
LCP_Inputs_ON_Electric_2023_04_03 | 2038 | Nuclear SMR | Generation | Electricity | NY | Dispatch-Generation | EmissionsCost | 0 | [6 empty] | 0.49363 | 0
LCP_Inputs_ON_Electric_2023_04_03 | 2038 | Nuclear SMR | Generation | Electricity | NY | Dispatch-Generation | FuelCost | 0 | [6 empty] | 0.49363 | 0
LCP_Inputs_ON_Electric_2023_04_03 | 2038 | Nuclear SMR | Generation | Electricity | NY | Dispatch-Generation | VOM | 0 | [6 empty] | 0.49363 | 0
LCP_Inputs_ON_Electric_2023_04_03 | 2038 | Nuclear SMR | Generation | Electricity | ON | Dispatch-Generation | EmissionsCost | 0 | [6 empty] | 0.49363 | 0
LCP_Inputs_ON_Electric_2023_04_03 | 2038 | Nuclear SMR | Generation | Electricity | ON | Dispatch-Generation | FuelCost | 0 | [6 empty] | 0.49363 | 0
LCP_Inputs_ON_Electric_2023_04_03 | 2038 | Nuclear SMR | Generation | Electricity | ON | Dispatch-Generation | VOM | 19000000.8 | [6 empty] | 0.49363 | 9378934.6941
LCP_Inputs_ON_Electric_2023_04_03 | 2038 | Nuclear SMR | Generation | Electricity | PJ | Dispatch-Generation | EmissionsCost | 0 | [6 empty] | 0.49363 | 0
LCP_Inputs_ON_Electric_2023_04_03 | 2038 | Nuclear SMR | Generation | Electricity | PJ | Dispatch-Generation | FuelCost | 0 | [6 empty] | 0.49363 | 0
LCP_Inputs_ON_Electric_2023_04_03 | 2038 | Nuclear SMR | Generation | Electricity | PJ | Dispatch-Generation | VOM | 0 | [6 empty] | 0.49363 | 0
LCP_Inputs_ON_Electric_2023_04_03 | 2038 | Nuclear SMR | Generation | Electricity | QC | Dispatch-Generation | EmissionsCost | 0 | [6 empty] | 0.49363 | 0
LCP_Inputs_ON_Electric_2023_04_03 | 2038 | Nuclear SMR | Generation | Electricity | QC | Dispatch-Generation | FuelCost | 0 | [6 empty] | 0.49363 | 0
LCP_Inputs_ON_Electric_2023_04_03 | 2038 | Nuclear SMR | Generation | Electricity | QC | Dispatch-Generation | VOM | 0 | [6 empty] | 0.49363 | 0
LCP_Inputs_ON_Electric_2023_04_03 | 2038 | Nuclear SMR | Generation | Electricity | WC | Dispatch-Generation | EmissionsCost | 0 | [6 empty] | 0.49363 | 0
LCP_Inputs_ON_Electric_2023_04_03 | 2038 | Nuclear SMR | Generation | Electricity | WC | Dispatch-Generation | FuelCost | 0 | [6 empty] | 0.49363 | 0
LCP_Inputs_ON_Electric_2023_04_03 | 2038 | Nuclear SMR | Generation | Electricity | WC | Dispatch-Generation | VOM | 0 | [6 empty] | 0.49363 | 0
LCP_Inputs_ON_Electric_2023_04_03 | 2038 | O/CCGT - CH4 Existing | Crossload | Electricity | MI | Dispatch-Crossload | EmissionsCost | 0 | [6 empty] | 0.49363 | 0
LCP_Inputs_ON_Electric_2023_04_03 | 2038 | O/CCGT - CH4 Existing | Crossload | Electricity | MI | Dispatch-Crossload | FuelCost | 0 | [6 empty] | 0.49363 | 0
LCP_Inputs_ON_Electric_2023_04_03 | 2038 | O/CCGT - CH4 Existing | Crossload | Electricity | MI | Dispatch-Crossload | VOM | 0 | [6 empty] | 0.49363 | 0
LCP_Inputs_ON_Electric_2023_04_03 | 2038 | O/CCGT - CH4 Existing | Crossload | Electricity | NY | Dispatch-Crossload | EmissionsCost | 0 | [6 empty] | 0.49363 | 0
LCP_Inputs_ON_Electric_2023_04_03 | 2038 | O/CCGT - CH4 Existing | Crossload | Electricity | NY | Dispatch-Crossload | FuelCost | 0 | [6 empty] | 0.49363 | 0
LCP_Inputs_ON_Electric_2023_04_03 | 2038 | O/CCGT - CH4 Existing | Crossload | Electricity | NY | Dispatch-Crossload | VOM | 0 | [6 empty] | 0.49363 | 0
LCP_Inputs_ON_Electric_2023_04_03 | 2038 | O/CCGT - CH4 Existing | Crossload | Electricity | ON | Dispatch-Crossload | EmissionsCost | 9180015.4005 | [6 empty] | 0.49363 | 4531513.753
LCP_Inputs_ON_Electric_2023_04_03 | 2038 | O/CCGT - CH4 Existing | Crossload | Electricity | ON | Dispatch-Crossload | FuelCost | 0 | [6 empty] | 0.49363 | 0
LCP_Inputs_ON_Electric_2023_04_03 | 2038 | O/CCGT - CH4 Existing | Crossload | Electricity | ON | Dispatch-Crossload | VOM | 333612.5238 | [6 empty] | 0.49363 | 164680.5233
LCP_Inputs_ON_Electric_2023_04_03 | 2038 | O/CCGT - CH4 Existing | Crossload | Electricity | PJ | Dispatch-Crossload | EmissionsCost | 0 | [6 empty] | 0.49363 | 0
LCP_Inputs_ON_Electric_2023_04_03 | 2038 | O/CCGT - CH4 Existing | Crossload | Electricity | PJ | Dispatch-Crossload | FuelCost | 0 | [6 empty] | 0.49363 | 0
LCP_Inputs_ON_Electric_2023_04_03 | 2038 | O/CCGT - CH4 Existing | Crossload | Electricity | PJ | Dispatch-Crossload | VOM | 0 | [6 empty] | 0.49363 | 0
LCP_Inputs_ON_Electric_2023_04_03 | 2038 | O/CCGT - CH4 Existing | Crossload | Electricity | QC | Dispatch-Crossload | EmissionsCost | 0 | [6 empty] | 0.49363 | 0
LCP_Inputs_ON_Electric_2023_04_03 | 2038 | O/CCGT - CH4 Existing | Crossload | Electricity | QC | Dispatch-Crossload | FuelCost | 0 | [6 empty] | 0.49363 | 0
LCP_Inputs_ON_Electric_2023_04_03 | 2038 | O/CCGT - CH4 Existing | Crossload | Electricity | QC | Dispatch-Crossload | VOM | 0 | [6 empty] | 0.49363 | 0
LCP_Inputs_ON_Electric_2023_04_03 | 2038 | O/CCGT - CH4 Existing | Crossload | Electricity | WC | Dispatch-Crossload | EmissionsCost | 0 | [6 empty] | 0.49363 | 0
LCP_Inputs_ON_Electric_2023_04_03 | 2038 | O/CCGT - CH4 Existing | Crossload | Electricity | WC | Dispatch-Crossload | FuelCost | 0 | [6 empty] | 0.49363 | 0
LCP_Inputs_ON_Electric_2023_04_03 | 2038 | O/CCGT - CH4 Existing | Crossload | Electricity | WC | Dispatch-Crossload | VOM | 0 | [6 empty] | 0.49363 | 0
LCP_Inputs_ON_Electric_2023_04_03 | 2038 | O/CCGT - CH4 New | Crossload | Electricity | MI | Dispatch-Crossload | EmissionsCost | 0 | [6 empty] | 0.49363 | 0
LCP_Inputs_ON_Electric_2023_04_03 | 2038 | O/CCGT - CH4 New | Crossload | Electricity | MI | Dispatch-Crossload | FuelCost | 0 | [6 empty] | 0.49363 | 0
LCP_Inputs_ON_Electric_2023_04_03 | 2038 | O/CCGT - CH4 New | Crossload | Electricity | MI | Dispatch-Crossload | VOM | 0 | [6 empty] | 0.49363 | 0
LCP_Inputs_ON_Electric_2023_04_03 | 2038 | O/CCGT - CH4 New | Crossload | Electricity | NY | Dispatch-Crossload | EmissionsCost | 0 | [6 empty] | 0.49363 | 0
LCP_Inputs_ON_Electric_2023_04_03 | 2038 | O/CCGT - CH4 New | Crossload | Electricity | NY | Dispatch-Crossload | FuelCost | 0 | [6 empty] | 0.49363 | 0
LCP_Inputs_ON_Electric_2023_04_03 | 2038 | O/CCGT - CH4 New | Crossload | Electricity | NY | Dispatch-Crossload | VOM | 0 | [6 empty] | 0.49363 | 0
LCP_Inputs_ON_Electric_2023_04_03 | 2038 | O/CCGT - CH4 New | Crossload | Electricity | ON | Dispatch-Crossload | EmissionsCost | 361423.3129 | [6 empty] | 0.49363 | 178408.7109
LCP_Inputs_ON_Electric_2023_04_03 | 2038 | O/CCGT - CH4 New | Crossload | Electricity | ON | Dispatch-Crossload | FuelCost | 0 | [6 empty] | 0.49363 | 0
LCP_Inputs_ON_Electric_2023_04_03 | 2038 | O/CCGT - CH4 New | Crossload | Electricity | ON | Dispatch-Crossload | VOM | 13134.547 | [6 empty] | 0.49363 | 6483.5817
LCP_Inputs_ON_Electric_2023_04_03 | 2038 | O/CCGT - CH4 New | Crossload | Electricity | PJ | Dispatch-Crossload | EmissionsCost | 0 | [6 empty] | 0.49363 | 0
LCP_Inputs_ON_Electric_2023_04_03 | 2038 | O/CCGT - CH4 New | Crossload | Electricity | PJ | Dispatch-Crossload | FuelCost | 0 | [6 empty] | 0.49363 | 0
LCP_Inputs_ON_Electric_2023_04_03 | 2038 | O/CCGT - CH4 New | Crossload | Electricity | PJ | Dispatch-Crossload | VOM | 0 | [6 empty] | 0.49363 | 0
LCP_Inputs_ON_Electric_2023_04_03 | 2038 | O/CCGT - CH4 New | Crossload | Electricity | QC | Dispatch-Crossload | EmissionsCost | 0 | [6 empty] | 0.49363 | 0
LCP_Inputs_ON_Electric_2023_04_03 | 2038 | O/CCGT - CH4 New | Crossload | Electricity | QC | Dispatch-Crossload | FuelCost | 0 | [6 empty] | 0.49363 | 0
LCP_Inputs_ON_Electric_2023_04_03 | 2038 | O/CCGT - CH4 New | Crossload | Electricity | QC | Dispatch-Crossload | VOM | 0 | [6 empty] | 0.49363 | 0
LCP_Inputs_ON_Electric_2023_04_03 | 2038 | O/CCGT - CH4 New | Crossload | Electricity | WC | Dispatch-Crossload | EmissionsCost | 0 | [6 empty] | 0.49363 | 0
LCP_Inputs_ON_Electric_2023_04_03 | 2038 | O/CCGT - CH4 New | Crossload | Electricity | WC | Dispatch-Crossload | FuelCost | 0 | [6 empty] | 0.49363 | 0
LCP_Inputs_ON_Electric_2023_04_03 | 2038 | O/CCGT - CH4 New | Crossload | Electricity | WC | Dispatch-Crossload | VOM | 0 | [6 empty] | 0.49363 | 0
LCP_Inputs_ON_Electric_2023_04_03 | 2038 | O/CCGT - H2 New | Crossload | Electricity | MI | Dispatch-Crossload | EmissionsCost | 0 | [6 empty] | 0.49363 | 0
LCP_Inputs_ON_Electric_2023_04_03 | 2038 | O/CCGT - H2 New | Crossload | Electricity | MI | Dispatch-Crossload | FuelCost | 0 | [6 empty] | 0.49363 | 0
LCP_Inputs_ON_Electric_2023_04_03 | 2038 | O/CCGT - H2 New | Crossload | Electricity | MI | Dispatch-Crossload | VOM | 0 | [6 empty] | 0.49363 | 0
LCP_Inputs_ON_Electric_2023_04_03 | 2038 | O/CCGT - H2 New | Crossload | Electricity | NY | Dispatch-Crossload | EmissionsCost | 0 | [6 empty] | 0.49363 | 0
LCP_Inputs_ON_Electric_2023_04_03 | 2038 | O/CCGT - H2 New | Crossload | Electricity | NY | Dispatch-Crossload | FuelCost | 0 | [6 empty] | 0.49363 | 0
LCP_Inputs_ON_Electric_2023_04_03 | 2038 | O/CCGT - H2 New | Crossload | Electricity | NY | Dispatch-Crossload | VOM | 0 | [6 empty] | 0.49363 | 0
LCP_Inputs_ON_Electric_2023_04_03 | 2038 | O/CCGT - H2 New | Crossload | Electricity | ON | Dispatch-Crossload | EmissionsCost | 0 | [6 empty] | 0.49363 | 0
LCP_Inputs_ON_Electric_2023_04_03 | 2038 | O/CCGT - H2 New | Crossload | Electricity | ON | Dispatch-Crossload | FuelCost | 0 | [6 empty] | 0.49363 | 0
LCP_Inputs_ON_Electric_2023_04_03 | 2038 | O/CCGT - H2 New | Crossload | Electricity | ON | Dispatch-Crossload | VOM | 1464727.4743 | [6 empty] | 0.49363 | 723030.6709
LCP_Inputs_ON_Electric_2023_04_03 | 2038 | O/CCGT - H2 New | Crossload | Electricity | PJ | Dispatch-Crossload | EmissionsCost | 0 | [6 empty] | 0.49363 | 0
LCP_Inputs_ON_Electric_2023_04_03 | 2038 | O/CCGT - H2 New | Crossload | Electricity | PJ | Dispatch-Crossload | FuelCost | 0 | [6 empty] | 0.49363 | 0
LCP_Inputs_ON_Electric_2023_04_03 | 2038 | O/CCGT - H2 New | Crossload | Electricity | PJ | Dispatch-Crossload | VOM | 0 | [6 empty] | 0.49363 | 0
LCP_Inputs_ON_Electric_2023_04_03 | 2038 | O/CCGT - H2 New | Crossload | Electricity | QC | Dispatch-Crossload | EmissionsCost | 0 | [6 empty] | 0.49363 | 0
LCP_Inputs_ON_Electric_2023_04_03 | 2038 | O/CCGT - H2 New | Crossload | Electricity | QC | Dispatch-Crossload | FuelCost | 0 | [6 empty] | 0.49363 | 0
LCP_Inputs_ON_Electric_2023_04_03 | 2038 | O/CCGT - H2 New | Crossload | Electricity | QC | Dispatch-Crossload | VOM | 0 | [6 empty] | 0.49363 | 0
LCP_Inputs_ON_Electric_2023_04_03 | 2038 | O/CCGT - H2 New | Crossload | Electricity | WC | Dispatch-Crossload | EmissionsCost | 0 | [6 empty] | 0.49363 | 0
LCP_Inputs_ON_Electric_2023_04_03 | 2038 | O/CCGT - H2 New | Crossload | Electricity | WC | Dispatch-Crossload | FuelCost | 0 | [6 empty] | 0.49363 | 0
LCP_Inputs_ON_Electric_2023_04_03 | 2038 | O/CCGT - H2 New | Crossload | Electricity | WC | Dispatch-Crossload | VOM | 0 | [6 empty] | 0.49363 | 0
LCP_Inputs_ON_Electric_2023_04_03 | 2038 | SMR CCS | Crossload | Hydrogen | MI | Dispatch-Crossload | EmissionsCost | 0 | [6 empty] | 0.49363 | 0
LCP_Inputs_ON_Electric_2023_04_03 | 2038 | SMR CCS | Crossload | Hydrogen | MI | Dispatch-Crossload | FuelCost | 0 | [6 empty] | 0.49363 | 0
LCP_Inputs_ON_Electric_2023_04_03 | 2038 | SMR CCS | Crossload | Hydrogen | MI | Dispatch-Crossload | VOM | 0 | [6 empty] | 0.49363 | 0
LCP_Inputs_ON_Electric_2023_04_03 | 2038 | SMR CCS | Crossload | Hydrogen | NY | Dispatch-Crossload | EmissionsCost | 0 | [6 empty] | 0.49363 | 0
LCP_Inputs_ON_Electric_2023_04_03 | 2038 | SMR CCS | Crossload | Hydrogen | NY | Dispatch-Crossload | FuelCost | 0 | [6 empty] | 0.49363 | 0
LCP_Inputs_ON_Electric_2023_04_03 | 2038 | SMR CCS | Crossload | Hydrogen | NY | Dispatch-Crossload | VOM | 0 | [6 empty] | 0.49363 | 0
LCP_Inputs_ON_Electric_2023_04_03 | 2038 | SMR CCS | Crossload | Hydrogen | ON | Dispatch-Crossload | EmissionsCost | 76580835.5373 | [6 empty] | 0.49363 | 37802453.9518
LCP_Inputs_ON_Electric_2023_04_03 | 2038 | SMR CCS | Crossload | Hydrogen | ON | Dispatch-Crossload | FuelCost | 0 | [6 empty] | 0.49363 | 0
LCP_Inputs_ON_Electric_2023_04_03 | 2038 | SMR CCS | Crossload | Hydrogen | ON | Dispatch-Crossload | VOM | 91254385.794 | [6 empty] | 0.49363 | 45045730.9935
LCP_Inputs_ON_Electric_2023_04_03 | 2038 | SMR CCS | Crossload | Hydrogen | PJ | Dispatch-Crossload | EmissionsCost | 0 | [6 empty] | 0.49363 | 0
LCP_Inputs_ON_Electric_2023_04_03 | 2038 | SMR CCS | Crossload | Hydrogen | PJ | Dispatch-Crossload | FuelCost | 0 | [6 empty] | 0.49363 | 0
LCP_Inputs_ON_Electric_2023_04_03 | 2038 | SMR CCS | Crossload | Hydrogen | PJ | Dispatch-Crossload | VOM | 0 | [6 empty] | 0.49363 | 0
LCP_Inputs_ON_Electric_2023_04_03 | 2038 | SMR CCS | Crossload | Hydrogen | QC | Dispatch-Crossload | EmissionsCost | 0 | [6 empty] | 0.49363 | 0
LCP_Inputs_ON_Electric_2023_04_03 | 2038 | SMR CCS | Crossload | Hydrogen | QC | Dispatch-Crossload | FuelCost | 0 | [6 empty] | 0.49363 | 0
LCP_Inputs_ON_Electric_2023_04_03 | 2038 | SMR CCS | Crossload | Hydrogen | QC | Dispatch-Crossload | VOM | 0 | [6 empty] | 0.49363 | 0
LCP_Inputs_ON_Electric_2023_04_03 | 2038 | SMR CCS | Crossload | Hydrogen | WC | Dispatch-Crossload | EmissionsCost | 0 | [6 empty] | 0.49363 | 0
LCP_Inputs_ON_Electric_2023_04_03 | 2038 | SMR CCS | Crossload | Hydrogen | WC | Dispatch-Crossload | FuelCost | 0 | [6 empty] | 0.49363 | 0
LCP_Inputs_ON_Electric_2023_04_03 | 2038 | SMR CCS | Crossload | Hydrogen | WC | Dispatch-Crossload | VOM | 0 | [6 empty] | 0.49363 | 0
LCP_Inputs_ON_Electric_2023_04_03 | 2038 | Solar PV | Generation | Electricity | MI | Dispatch-Generation | EmissionsCost | 0 | [6 empty] | 0.49363 | 0
LCP_Inputs_ON_Electric_2023_04_03 | 2038 | Solar PV | Generation | Electricity | MI | Dispatch-Generation | FuelCost | 0 | [6 empty] | 0.49363 | 0
LCP_Inputs_ON_Electric_2023_04_03 | 2038 | Solar PV | Generation | Electricity | MI | Dispatch-Generation | VOM | 0 | [6 empty] | 0.49363 | 0
LCP_Inputs_ON_Electric_2023_04_03 | 2038 | Solar PV | Generation | Electricity | NY | Dispatch-Generation | EmissionsCost | 0 | [6 empty] | 0.49363 | 0
LCP_Inputs_ON_Electric_2023_04_03 | 2038 | Solar PV | Generation | Electricity | NY | Dispatch-Generation | FuelCost | 0 | [6 empty] | 0.49363 | 0
LCP_Inputs_ON_Electric_2023_04_03 | 2038 | Solar PV | Generation | Electricity | NY | Dispatch-Generation | VOM | 0 | [6 empty] | 0.49363 | 0
LCP_Inputs_ON_Electric_2023_04_03 | 2038 | Solar PV | Generation | Electricity | ON | Dispatch-Generation | EmissionsCost | 0 | [6 empty] | 0.49363 | 0
LCP_Inputs_ON_Electric_2023_04_03 | 2038 | Solar PV | Generation | Electricity | ON | Dispatch-Generation | FuelCost | 0 | [6 empty] | 0.49363 | 0
LCP_Inputs_ON_Electric_2023_04_03 | 2038 | Solar PV | Generation | Electricity | ON | Dispatch-Generation | VOM | 0 | [6 empty] | 0.49363 | 0
LCP_Inputs_ON_Electric_2023_04_03 | 2038 | Solar PV | Generation | Electricity | PJ | Dispatch-Generation | EmissionsCost | 0 | [6 empty] | 0.49363 | 0
LCP_Inputs_ON_Electric_2023_04_03 | 2038 | Solar PV | Generation | Electricity | PJ | Dispatch-Generation | FuelCost | 0 | [6 empty] | 0.49363 | 0
LCP_Inputs_ON_Electric_2023_04_03 | 2038 | Solar PV | Generation | Electricity | PJ | Dispatch-Generation | VOM | 0 | [6 empty] | 0.49363 | 0
LCP_Inputs_ON_Electric_2023_04_03 | 2038 | Solar PV | Generation | Electricity | QC | Dispatch-Generation | EmissionsCost | 0 | [6 empty] | 0.49363 | 0
LCP_Inputs_ON_Electric_2023_04_03 | 2038 | Solar PV | Generation | Electricity | QC | Dispatch-Generation | FuelCost | 0 | [6 empty] | 0.49363 | 0
LCP_Inputs_ON_Electric_2023_04_03 | 2038 | Solar PV | Generation | Electricity | QC | Dispatch-Generation | VOM | 0 | [6 empty] | 0.49363 | 0
LCP_Inputs_ON_Electric_2023_04_03 | 2038 | Solar PV | Generation | Electricity | WC | Dispatch-Generation | EmissionsCost | 0 | [6 empty] | 0.49363 | 0
LCP_Inputs_ON_Electric_2023_04_03 | 2038 | Solar PV | Generation | Electricity | WC | Dispatch-Generation | FuelCost | 0 | [6 empty] | 0.49363 | 0
LCP_Inputs_ON_Electric_2023_04_03 | 2038 | Solar PV | Generation | Electricity | WC | Dispatch-Generation | VOM | 0 | [6 empty] | 0.49363 | 0
LCP_Inputs_ON_Electric_2023_04_03 | 2038 | Wind Offshore | Generation | Electricity | MI | Dispatch-Generation | EmissionsCost | 0 | [6 empty] | 0.49363 | 0
LCP_Inputs_ON_Electric_2023_04_03 | 2038 | Wind Offshore | Generation | Electricity | MI | Dispatch-Generation | FuelCost | 0 | [6 empty] | 0.49363 | 0
LCP_Inputs_ON_Electric_2023_04_03 | 2038 | Wind Offshore | Generation | Electricity | MI | Dispatch-Generation | VOM | 0 | [6 empty] | 0.49363 | 0
LCP_Inputs_ON_Electric_2023_04_03 | 2038 | Wind Offshore | Generation | Electricity | NY | Dispatch-Generation | EmissionsCost | 0 | [6 empty] | 0.49363 | 0
LCP_Inputs_ON_Electric_2023_04_03 | 2038 | Wind Offshore | Generation | Electricity | NY | Dispatch-Generation | FuelCost | 0 | [6 empty] | 0.49363 | 0
LCP_Inputs_ON_Electric_2023_04_03 | 2038 | Wind Offshore | Generation | Electricity | NY | Dispatch-Generation | VOM | 0 | [6 empty] | 0.49363 | 0
LCP_Inputs_ON_Electric_2023_04_03 | 2038 | Wind Offshore | Generation | Electricity | ON | Dispatch-Generation | EmissionsCost | 0 | [6 empty] | 0.49363 | 0
LCP_Inputs_ON_Electric_2023_04_03 | 2038 | Wind Offshore | Generation | Electricity | ON | Dispatch-Generation | FuelCost | 0 | [6 empty] | 0.49363 | 0
LCP_Inputs_ON_Electric_2023_04_03 | 2038 | Wind Offshore | Generation | Electricity | ON | Dispatch-Generation | VOM | 0 | [6 empty] | 0.49363 | 0
LCP_Inputs_ON_Electric_2023_04_03 | 2038 | Wind Offshore | Generation | Electricity | PJ | Dispatch-Generation | EmissionsCost | 0 | [6 empty] | 0.49363 | 0
LCP_Inputs_ON_Electric_2023_04_03 | 2038 | Wind Offshore | Generation | Electricity | PJ | Dispatch-Generation | FuelCost | 0 | [6 empty] | 0.49363 | 0
LCP_Inputs_ON_Electric_2023_04_03 | 2038 | Wind Offshore | Generation | Electricity | PJ | Dispatch-Generation | VOM | 0 | [6 empty] | 0.49363 | 0
LCP_Inputs_ON_Electric_2023_04_03 | 2038 | Wind Offshore | Generation | Electricity | QC | Dispatch-Generation | EmissionsCost | 0 | [6 empty] | 0.49363 | 0
LCP_Inputs_ON_Electric_2023_04_03 | 2038 | Wind Offshore | Generation | Electricity | QC | Dispatch-Generation | FuelCost | 0 | [6 empty] | 0.49363 | 0
LCP_Inputs_ON_Electric_2023_04_03 | 2038 | Wind Offshore | Generation | Electricity | QC | Dispatch-Generation | VOM | 0 | [6 empty] | 0.49363 | 0
LCP_Inputs_ON_Electric_2023_04_03 | 2038 | Wind Offshore | Generation | Electricity | WC | Dispatch-Generation | EmissionsCost | 0 | [6 empty] | 0.49363 | 0
LCP_Inputs_ON_Electric_2023_04_03 | 2038 | Wind Offshore | Generation | Electricity | WC | Dispatch-Generation | FuelCost | 0 | [6 empty] | 0.49363 | 0
LCP_Inputs_ON_Electric_2023_04_03 | 2038 | Wind Offshore | Generation | Electricity | WC | Dispatch-Generation | VOM | 0 | [6 empty] | 0.49363 | 0
LCP_Inputs_ON_Electric_2023_04_03 | 2038 | Wind Onshore | Generation | Electricity | MI | Dispatch-Generation | EmissionsCost | 0 | [6 empty] | 0.49363 | 0
LCP_Inputs_ON_Electric_2023_04_03 | 2038 | Wind Onshore | Generation | Electricity | MI | Dispatch-Generation | FuelCost | 0 | [6 empty] | 0.49363 | 0
LCP_Inputs_ON_Electric_2023_04_03 | 2038 | Wind Onshore | Generation | Electricity | MI | Dispatch-Generation | VOM | 0 | [6 empty] | 0.49363 | 0
LCP_Inputs_ON_Electric_2023_04_03 | 2038 | Wind Onshore | Generation | Electricity | NY | Dispatch-Generation | EmissionsCost | 0 | [6 empty] | 0.49363 | 0
LCP_Inputs_ON_Electric_2023_04_03 | 2038 | Wind Onshore | Generation | Electricity | NY | Dispatch-Generation | FuelCost | 0 | [6 empty] | 0.49363 | 0
LCP_Inputs_ON_Electric_2023_04_03 | 2038 | Wind Onshore | Generation | Electricity | NY | Dispatch-Generation | VOM | 0 | [6 empty] | 0.49363 | 0
LCP_Inputs_ON_Electric_2023_04_03 | 2038 | Wind Onshore | Generation | Electricity | ON | Dispatch-Generation | EmissionsCost | 0 | [6 empty] | 0.49363 | 0
LCP_Inputs_ON_Electric_2023_04_03 | 2038 | Wind Onshore | Generation | Electricity | ON | Dispatch-Generation | FuelCost | 0 | [6 empty] | 0.49363 | 0
LCP_Inputs_ON_Electric_2023_04_03 | 2038 | Wind Onshore | Generation | Electricity | ON | Dispatch-Generation | VOM | 0 | [6 empty] | 0.49363 | 0
LCP_Inputs_ON_Electric_2023_04_03 | 2038 | Wind Onshore | Generation | Electricity | PJ | Dispatch-Generation | EmissionsCost | 0 | [6 empty] | 0.49363 | 0
LCP_Inputs_ON_Electric_2023_04_03 | 2038 | Wind Onshore | Generation | Electricity | PJ | Dispatch-Generation | FuelCost | 0 | [6 empty] | 0.49363 | 0
LCP_Inputs_ON_Electric_2023_04_03 | 2038 | Wind Onshore | Generation | Electricity | PJ | Dispatch-Generation | VOM | 0 | [6 empty] | 0.49363 | 0
LCP_Inputs_ON_Electric_2023_04_03 | 2038 | Wind Onshore | Generation | Electricity | QC | Dispatch-Generation | EmissionsCost | 0 | [6 empty] | 0.49363 | 0
LCP_Inputs_ON_Electric_2023_04_03 | 2038 | Wind Onshore | Generation | Electricity | QC | Dispatch-Generation | FuelCost | 0 | [6 empty] | 0.49363 | 0
LCP_Inputs_ON_Electric_2023_04_03 | 2038 | Wind Onshore | Generation | Electricity | QC | Dispatch-Generation | VOM | 0 | [6 empty] | 0.49363 | 0
LCP_Inputs_ON_Electric_2023_04_03 | 2038 | Wind Onshore | Generation | Electricity | WC | Dispatch-Generation | EmissionsCost | 0 | [6 empty] | 0.49363 | 0
LCP_Inputs_ON_Electric_2023_04_03 | 2038 | Wind Onshore | Generation | Electricity | WC | Dispatch-Generation | FuelCost | 0 | [6 empty] | 0.49363 | 0
LCP_Inputs_ON_Electric_2023_04_03 | 2038 | Wind Onshore | Generation | Electricity | WC | Dispatch-Generation | VOM | 0 | [6 empty] | 0.49363 | 0
LCP_Inputs_ON_Electric_2023_04_03 | 2039 | Anaerobic Digestion | Generation | Methane | MI | Dispatch-Generation | EmissionsCost | 0 | [6 empty] | 0.47464 | 0
LCP_Inputs_ON_Electric_2023_04_03 | 2039 | Anaerobic Digestion | Generation | Methane | MI | Dispatch-Generation | FuelCost | 0 | [6 empty] | 0.47464 | 0
LCP_Inputs_ON_Electric_2023_04_03 | 2039 | Anaerobic Digestion | Generation | Methane | MI | Dispatch-Generation | VOM | 0 | [6 empty] | 0.47464 | 0
LCP_Inputs_ON_Electric_2023_04_03 | 2039 | Anaerobic Digestion | Generation | Methane | NY | Dispatch-Generation | EmissionsCost | 0 | [6 empty] | 0.47464 | 0
LCP_Inputs_ON_Electric_2023_04_03 | 2039 | Anaerobic Digestion | Generation | Methane | NY | Dispatch-Generation | FuelCost | 0 | [6 empty] | 0.47464 | 0
LCP_Inputs_ON_Electric_2023_04_03 | 2039 | Anaerobic Digestion | Generation | Methane | NY | Dispatch-Generation | VOM | 0 | [6 empty] | 0.47464 | 0
LCP_Inputs_ON_Electric_2023_04_03 | 2039 | Anaerobic Digestion | Generation | Methane | ON | Dispatch-Generation | EmissionsCost | 0 | [6 empty] | 0.47464 | 0
LCP_Inputs_ON_Electric_2023_04_03 | 2039 | Anaerobic Digestion | Generation | Methane | ON | Dispatch-Generation | FuelCost | 0 | [6 empty] | 0.47464 | 0
LCP_Inputs_ON_Electric_2023_04_03 | 2039 | Anaerobic Digestion | Generation | Methane | ON | Dispatch-Generation | VOM | 0 | [6 empty] | 0.47464 | 0
LCP_Inputs_ON_Electric_2023_04_03 | 2039 | Anaerobic Digestion | Generation | Methane | PJ | Dispatch-Generation | EmissionsCost | 0 | [6 empty] | 0.47464 | 0
LCP_Inputs_ON_Electric_2023_04_03 | 2039 | Anaerobic Digestion | Generation | Methane | PJ | Dispatch-Generation | FuelCost | 0 | [6 empty] | 0.47464 | 0
LCP_Inputs_ON_Electric_2023_04_03 | 2039 | Anaerobic Digestion | Generation | Methane | PJ | Dispatch-Generation | VOM | 0 | [6 empty] | 0.47464 | 0
LCP_Inputs_ON_Electric_2023_04_03 | 2039 | Anaerobic Digestion | Generation | Methane | QC | Dispatch-Generation | EmissionsCost | 0 | [6 empty] | 0.47464 | 0
LCP_Inputs_ON_Electric_2023_04_03 | 2039 | Anaerobic Digestion | Generation | Methane | QC | Dispatch-Generation | FuelCost | 0 | [6 empty] | 0.47464 | 0
LCP_Inputs_ON_Electric_2023_04_03 | 2039 | Anaerobic Digestion | Generation | Methane | QC | Dispatch-Generation | VOM | 0 | [6 empty] | 0.47464 | 0
LCP_Inputs_ON_Electric_2023_04_03 | 2039 | Anaerobic Digestion | Generation | Methane | WC | Dispatch-Generation | EmissionsCost | 0 | [6 empty] | 0.47464 | 0
LCP_Inputs_ON_Electric_2023_04_03 | 2039 | Anaerobic Digestion | Generation | Methane | WC | Dispatch-Generation | FuelCost | 0 | [6 empty] | 0.47464 | 0
LCP_Inputs_ON_Electric_2023_04_03 | 2039 | Anaerobic Digestion | Generation | Methane | WC | Dispatch-Generation | VOM | 0 | [6 empty] | 0.47464 | 0
LCP_Inputs_ON_Electric_2023_04_03 | 2039 | Battery Storage | Storage | Electricity | MI | Dispatch-Storage | EmissionsCost | 0 | [6 empty] | 0.47464 | 0
LCP_Inputs_ON_Electric_2023_04_03 | 2039 | Battery Storage | Storage | Electricity | MI | Dispatch-Storage | FuelCost | 0 | [6 empty] | 0.47464 | 0
LCP_Inputs_ON_Electric_2023_04_03 | 2039 | Battery Storage | Storage | Electricity | MI | Dispatch-Storage | VOM | 0 | [6 empty] | 0.47464 | 0
LCP_Inputs_ON_Electric_2023_04_03 | 2039 | Battery Storage | Storage | Electricity | NY | Dispatch-Storage | EmissionsCost | 0 | [6 empty] | 0.47464 | 0
LCP_Inputs_ON_Electric_2023_04_03 | 2039 | Battery Storage | Storage | Electricity | NY | Dispatch-Storage | FuelCost | 0 | [6 empty] | 0.47464 | 0
LCP_Inputs_ON_Electric_2023_04_03 | 2039 | Battery Storage | Storage | Electricity | NY | Dispatch-Storage | VOM | 0 | [6 empty] | 0.47464 | 0
LCP_Inputs_ON_Electric_2023_04_03 | 2039 | Battery Storage | Storage | Electricity | ON | Dispatch-Storage | EmissionsCost | 0 | [6 empty] | 0.47464 | 0
LCP_Inputs_ON_Electric_2023_04_03 | 2039 | Battery Storage | Storage | Electricity | ON | Dispatch-Storage | FuelCost | 0 | [6 empty] | 0.47464 | 0
LCP_Inputs_ON_Electric_2023_04_03 | 2039 | Battery Storage | Storage | Electricity | ON | Dispatch-Storage | VOM | 0 | [6 empty] | 0.47464 | 0
LCP_Inputs_ON_Electric_2023_04_03 | 2039 | Battery Storage | Storage | Electricity | PJ | Dispatch-Storage | EmissionsCost | 0 | [6 empty] | 0.47464 | 0
LCP_Inputs_ON_Electric_2023_04_03 | 2039 | Battery Storage | Storage | Electricity | PJ | Dispatch-Storage | FuelCost | 0 | [6 empty] | 0.47464 | 0
LCP_Inputs_ON_Electric_2023_04_03 | 2039 | Battery Storage | Storage | Electricity | PJ | Dispatch-Storage | VOM | 0 | [6 empty] | 0.47464 | 0
LCP_Inputs_ON_Electric_2023_04_03 | 2039 | Battery Storage | Storage | Electricity | QC | Dispatch-Storage | EmissionsCost | 0 | [6 empty] | 0.47464 | 0
LCP_Inputs_ON_Electric_2023_04_03 | 2039 | Battery Storage | Storage | Electricity | QC | Dispatch-Storage | FuelCost | 0 | [6 empty] | 0.47464 | 0
LCP_Inputs_ON_Electric_2023_04_03 | 2039 | Battery Storage | Storage | Electricity | QC | Dispatch-Storage | VOM | 0 | [6 empty] | 0.47464 | 0
LCP_Inputs_ON_Electric_2023_04_03 | 2039 | Battery Storage | Storage | Electricity | WC | Dispatch-Storage | EmissionsCost | 0 | [6 empty] | 0.47464 | 0
LCP_Inputs_ON_Electric_2023_04_03 | 2039 | Battery Storage | Storage | Electricity | WC | Dispatch-Storage | FuelCost | 0 | [6 empty] | 0.47464 | 0
LCP_Inputs_ON_Electric_2023_04_03 | 2039 | Battery Storage | Storage | Electricity | WC | Dispatch-Storage | VOM | 0 | [6 empty] | 0.47464 | 0
LCP_Inputs_ON_Electric_2023_04_03 | 2039 | Biomass | Generation | Electricity | MI | Dispatch-Generation | EmissionsCost | 0 | [6 empty] | 0.47464 | 0
LCP_Inputs_ON_Electric_2023_04_03 | 2039 | Biomass | Generation | Electricity | MI | Dispatch-Generation | FuelCost | 0 | [6 empty] | 0.47464 | 0
LCP_Inputs_ON_Electric_2023_04_03 | 2039 | Biomass | Generation | Electricity | MI | Dispatch-Generation | VOM | 0 | [6 empty] | 0.47464 | 0
LCP_Inputs_ON_Electric_2023_04_03 | 2039 | Biomass | Generation | Electricity | NY | Dispatch-Generation | EmissionsCost | 0 | [6 empty] | 0.47464 | 0
LCP_Inputs_ON_Electric_2023_04_03 | 2039 | Biomass | Generation | Electricity | NY | Dispatch-Generation | FuelCost | 0 | [6 empty] | 0.47464 | 0
LCP_Inputs_ON_Electric_2023_04_03 | 2039 | Biomass | Generation | Electricity | NY | Dispatch-Generation | VOM | 0 | [6 empty] | 0.47464 | 0
LCP_Inputs_ON_Electric_2023_04_03 | 2039 | Biomass | Generation | Electricity | ON | Dispatch-Generation | EmissionsCost | 0 | [6 empty] | 0.47464 | 0
LCP_Inputs_ON_Electric_2023_04_03 | 2039 | Biomass | Generation | Electricity | ON | Dispatch-Generation | FuelCost | 2498962.9091 | [6 empty] | 0.47464 | 1186113.8128
LCP_Inputs_ON_Electric_2023_04_03 | 2039 | Biomass | Generation | Electricity | ON | Dispatch-Generation | VOM | 32070.024 | [6 empty] | 0.47464 | 15221.7939
LCP_Inputs_ON_Electric_2023_04_03 | 2039 | Biomass | Generation | Electricity | PJ | Dispatch-Generation | EmissionsCost | 0 | [6 empty] | 0.47464 | 0
LCP_Inputs_ON_Electric_2023_04_03 | 2039 | Biomass | Generation | Electricity | PJ | Dispatch-Generation | FuelCost | 0 | [6 empty] | 0.47464 | 0
LCP_Inputs_ON_Electric_2023_04_03 | 2039 | Biomass | Generation | Electricity | PJ | Dispatch-Generation | VOM | 0 | [6 empty] | 0.47464 | 0
LCP_Inputs_ON_Electric_2023_04_03 | 2039 | Biomass | Generation | Electricity | QC | Dispatch-Generation | EmissionsCost | 0 | [6 empty] | 0.47464 | 0
LCP_Inputs_ON_Electric_2023_04_03 | 2039 | Biomass | Generation | Electricity | QC | Dispatch-Generation | FuelCost | 449170.9091 | [6 empty] | 0.47464 | 213195.5691
LCP_Inputs_ON_Electric_2023_04_03 | 2039 | Biomass | Generation | Electricity | QC | Dispatch-Generation | VOM | 5764.36 | [6 empty] | 0.47464 | 2736.0098
LCP_Inputs_ON_Electric_2023_04_03 | 2039 | Biomass | Generation | Electricity | WC | Dispatch-Generation | EmissionsCost | 0 | [6 empty] | 0.47464 | 0
LCP_Inputs_ON_Electric_2023_04_03 | 2039 | Biomass | Generation | Electricity | WC | Dispatch-Generation | FuelCost | 0 | [6 empty] | 0.47464 | 0
LCP_Inputs_ON_Electric_2023_04_03 | 2039 | Biomass | Generation | Electricity | WC | Dispatch-Generation | VOM | 0 | [6 empty] | 0.47464 | 0
LCP_Inputs_ON_Electric_2023_04_03 | 2039 | Biomass + CCS | Generation | Electricity | MI | Dispatch-Generation | EmissionsCost | 0 | [6 empty] | 0.47464 | 0
LCP_Inputs_ON_Electric_2023_04_03 | 2039 | Biomass + CCS | Generation | Electricity | MI | Dispatch-Generation | FuelCost | 0 | [6 empty] | 0.47464 | 0
LCP_Inputs_ON_Electric_2023_04_03 | 2039 | Biomass + CCS | Generation | Electricity | MI | Dispatch-Generation | VOM | 0 | [6 empty] | 0.47464 | 0
LCP_Inputs_ON_Electric_2023_04_03 | 2039 | Biomass + CCS | Generation | Electricity | NY | Dispatch-Generation | EmissionsCost | 0 | [6 empty] | 0.47464 | 0
LCP_Inputs_ON_Electric_2023_04_03 | 2039 | Biomass + CCS | Generation | Electricity | NY | Dispatch-Generation | FuelCost | 0 | [6 empty] | 0.47464 | 0
LCP_Inputs_ON_Electric_2023_04_03 | 2039 | Biomass + CCS | Generation | Electricity | NY | Dispatch-Generation | VOM | 0 | [6 empty] | 0.47464 | 0
LCP_Inputs_ON_Electric_2023_04_03 | 2039 | Biomass + CCS | Generation | Electricity | ON | Dispatch-Generation | EmissionsCost | 0 | [6 empty] | 0.47464 | 0
LCP_Inputs_ON_Electric_2023_04_03 | 2039 | Biomass + CCS | Generation | Electricity | ON | Dispatch-Generation | FuelCost | 0 | [6 empty] | 0.47464 | 0
LCP_Inputs_ON_Electric_2023_04_03 | 2039 | Biomass + CCS | Generation | Electricity | ON | Dispatch-Generation | VOM | 0 | [6 empty] | 0.47464 | 0
LCP_Inputs_ON_Electric_2023_04_03 | 2039 | Biomass + CCS | Generation | Electricity | PJ | Dispatch-Generation | EmissionsCost | 0 | [6 empty] | 0.47464 | 0
LCP_Inputs_ON_Electric_2023_04_03 | 2039 | Biomass + CCS | Generation | Electricity | PJ | Dispatch-Generation | FuelCost | 0 | [6 empty] | 0.47464 | 0
LCP_Inputs_ON_Electric_2023_04_03 | 2039 | Biomass + CCS | Generation | Electricity | PJ | Dispatch-Generation | VOM | 0 | [6 empty] | 0.47464 | 0
LCP_Inputs_ON_Electric_2023_04_03 | 2039 | Biomass + CCS | Generation | Electricity | QC | Dispatch-Generation | EmissionsCost | 0 | [6 empty] | 0.47464 | 0
LCP_Inputs_ON_Electric_2023_04_03 | 2039 | Biomass + CCS | Generation | Electricity | QC | Dispatch-Generation | FuelCost | 0 | [6 empty] | 0.47464 | 0
LCP_Inputs_ON_Electric_2023_04_03 | 2039 | Biomass + CCS | Generation | Electricity | QC | Dispatch-Generation | VOM | 0 | [6 empty] | 0.47464 | 0
LCP_Inputs_ON_Electric_2023_04_03 | 2039 | Biomass + CCS | Generation | Electricity | WC | Dispatch-Generation | EmissionsCost | 0 | [6 empty] | 0.47464 | 0
LCP_Inputs_ON_Electric_2023_04_03 | 2039 | Biomass + CCS | Generation | Electricity | WC | Dispatch-Generation | FuelCost | 0 | [6 empty] | 0.47464 | 0
LCP_Inputs_ON_Electric_2023_04_03 | 2039 | Biomass + CCS | Generation | Electricity | WC | Dispatch-Generation | VOM | 0 | [6 empty] | 0.47464 | 0
LCP_Inputs_ON_Electric_2023_04_03 | 2039 | CH4 + CCS | Generation | Methane | MI | Dispatch-Generation | EmissionsCost | 0 | [6 empty] | 0.47464 | 0
LCP_Inputs_ON_Electric_2023_04_03 | 2039 | CH4 + CCS | Generation | Methane | MI | Dispatch-Generation | FuelCost | 0 | [6 empty] | 0.47464 | 0
LCP_Inputs_ON_Electric_2023_04_03 | 2039 | CH4 + CCS | Generation | Methane | MI | Dispatch-Generation | VOM | 0 | [6 empty] | 0.47464 | 0
LCP_Inputs_ON_Electric_2023_04_03 | 2039 | CH4 + CCS | Generation | Methane | NY | Dispatch-Generation | EmissionsCost | 0 | [6 empty] | 0.47464 | 0
LCP_Inputs_ON_Electric_2023_04_03 | 2039 | CH4 + CCS | Generation | Methane | NY | Dispatch-Generation | FuelCost | 0 | [6 empty] | 0.47464 | 0
LCP_Inputs_ON_Electric_2023_04_03 | 2039 | CH4 + CCS | Generation | Methane | NY | Dispatch-Generation | VOM | 0 | [6 empty] | 0.47464 | 0
LCP_Inputs_ON_Electric_2023_04_03 | 2039 | CH4 + CCS | Generation | Methane | ON | Dispatch-Generation | EmissionsCost | 0 | [6 empty] | 0.47464 | 0
LCP_Inputs_ON_Electric_2023_04_03 | 2039 | CH4 + CCS | Generation | Methane | ON | Dispatch-Generation | FuelCost | 0 | [6 empty] | 0.47464 | 0
LCP_Inputs_ON_Electric_2023_04_03 | 2039 | CH4 + CCS | Generation | Methane | ON | Dispatch-Generation | VOM | 0 | [6 empty] | 0.47464 | 0
LCP_Inputs_ON_Electric_2023_04_03 | 2039 | CH4 + CCS | Generation | Methane | PJ | Dispatch-Generation | EmissionsCost | 0 | [6 empty] | 0.47464 | 0
LCP_Inputs_ON_Electric_2023_04_03 | 2039 | CH4 + CCS | Generation | Methane | PJ | Dispatch-Generation | FuelCost | 0 | [6 empty] | 0.47464 | 0
LCP_Inputs_ON_Electric_2023_04_03 | 2039 | CH4 + CCS | Generation | Methane | PJ | Dispatch-Generation | VOM | 0 | [6 empty] | 0.47464 | 0
LCP_Inputs_ON_Electric_2023_04_03 | 2039 | CH4 + CCS | Generation | Methane | QC | Dispatch-Generation | EmissionsCost | 0 | [6 empty] | 0.47464 | 0
LCP_Inputs_ON_Electric_2023_04_03 | 2039 | CH4 + CCS | Generation | Methane | QC | Dispatch-Generation | FuelCost | 0 | [6 empty] | 0.47464 | 0
LCP_Inputs_ON_Electric_2023_04_03 | 2039 | CH4 + CCS | Generation | Methane | QC | Dispatch-Generation | VOM | 0 | [6 empty] | 0.47464 | 0
LCP_Inputs_ON_Electric_2023_04_03 | 2039 | CH4 + CCS | Generation | Methane | WC | Dispatch-Generation | EmissionsCost | 0 | [6 empty] | 0.47464 | 0
LCP_Inputs_ON_Electric_2023_04_03 | 2039 | CH4 + CCS | Generation | Methane | WC | Dispatch-Generation | FuelCost | 0 | [6 empty] | 0.47464 | 0
LCP_Inputs_ON_Electric_2023_04_03 | 2039 | CH4 + CCS | Generation | Methane | WC | Dispatch-Generation | VOM | 0 | [6 empty] | 0.47464 | 0
LCP_Inputs_ON_Electric_2023_04_03 | 2039 | CH4 Import - NY 2020 | Import | Methane | MI | Dispatch-Import | EmissionsCost | 0 | [6 empty] | 0.47464 | 0
LCP_Inputs_ON_Electric_2023_04_03 | 2039 | CH4 Import - NY 2020 | Import | Methane | MI | Dispatch-Import | FuelCost | 0 | [6 empty] | 0.47464 | 0
LCP_Inputs_ON_Electric_2023_04_03 | 2039 | CH4 Import - NY 2020 | Import | Methane | MI | Dispatch-Import | VOM | 0 | [6 empty] | 0.47464 | 0
LCP_Inputs_ON_Electric_2023_04_03 | 2039 | CH4 Import - NY 2020 | Import | Methane | NY | Dispatch-Import | EmissionsCost | 0 | [6 empty] | 0.47464 | 0
LCP_Inputs_ON_Electric_2023_04_03 | 2039 | CH4 Import - NY 2020 | Import | Methane | NY | Dispatch-Import | FuelCost | 0 | [6 empty] | 0.47464 | 0
LCP_Inputs_ON_Electric_2023_04_03 | 2039 | CH4 Import - NY 2020 | Import | Methane | NY | Dispatch-Import | VOM | 0 | [6 empty] | 0.47464 | 0
LCP_Inputs_ON_Electric_2023_04_03 | 2039 | CH4 Import - NY 2020 | Import | Methane | ON | Dispatch-Import | EmissionsCost | 0 | [6 empty] | 0.47464 | 0
LCP_Inputs_ON_Electric_2023_04_03 | 2039 | CH4 Import - NY 2020 | Import | Methane | ON | Dispatch-Import | FuelCost | 0 | [6 empty] | 0.47464 | 0
LCP_Inputs_ON_Electric_2023_04_03 | 2039 | CH4 Import - NY 2020 | Import | Methane | ON | Dispatch-Import | VOM | 0 | [6 empty] | 0.47464 | 0
LCP_Inputs_ON_Electric_2023_04_03 | 2039 | CH4 Import - NY 2020 | Import | Methane | PJ | Dispatch-Import | EmissionsCost | 0 | [6 empty] | 0.47464 | 0
LCP_Inputs_ON_Electric_2023_04_03 | 2039 | CH4 Import - NY 2020 | Import | Methane | PJ | Dispatch-Import | FuelCost | 0 | [6 empty] | 0.47464 | 0
LCP_Inputs_ON_Electric_2023_04_03 | 2039 | CH4 Import - NY 2020 | Import | Methane | PJ | Dispatch-Import | VOM | 0 | [6 empty] | 0.47464 | 0
LCP_Inputs_ON_Electric_2023_04_03 | 2039 | CH4 Import - NY 2020 | Import | Methane | QC | Dispatch-Import | EmissionsCost | 0 | [6 empty] | 0.47464 | 0
LCP_Inputs_ON_Electric_2023_04_03 | 2039 | CH4 Import - NY 2020 | Import | Methane | QC | Dispatch-Import | FuelCost | 0 | [6 empty] | 0.47464 | 0
LCP_Inputs_ON_Electric_2023_04_03 | 2039 | CH4 Import - NY 2020 | Import | Methane | QC | Dispatch-Import | VOM | 0 | [6 empty] | 0.47464 | 0
LCP_Inputs_ON_Electric_2023_04_03 | 2039 | CH4 Import - NY 2020 | Import | Methane | WC | Dispatch-Import | EmissionsCost | 0 | [6 empty] | 0.47464 | 0
LCP_Inputs_ON_Electric_2023_04_03 | 2039 | CH4 Import - NY 2020 | Import | Methane | WC | Dispatch-Import | FuelCost | 0 | [6 empty] | 0.47464 | 0
LCP_Inputs_ON_Electric_2023_04_03 | 2039 | CH4 Import - NY 2020 | Import | Methane | WC | Dispatch-Import | VOM | 0 | [6 empty] | 0.47464 | 0
LCP_Inputs_ON_Electric_2023_04_03 | 2039 | CH4 Import - NY 2030 | Import | Methane | MI | Dispatch-Import | EmissionsCost | 0 | [6 empty] | 0.47464 | 0
LCP_Inputs_ON_Electric_2023_04_03 | 2039 | CH4 Import - NY 2030 | Import | Methane | MI | Dispatch-Import | FuelCost | 0 | [6 empty] | 0.47464 | 0
LCP_Inputs_ON_Electric_2023_04_03 | 2039 | CH4 Import - NY 2030 | Import | Methane | MI | Dispatch-Import | VOM | 0 | [6 empty] | 0.47464 | 0
LCP_Inputs_ON_Electric_2023_04_03 | 2039 | CH4 Import - NY 2030 | Import | Methane | NY | Dispatch-Import | EmissionsCost | 2371206202.7872 | [6 empty] | 0.47464 | 1125475060.0118
LCP_Inputs_ON_Electric_2023_04_03 | 2039 | CH4 Import - NY 2030 | Import | Methane | NY | Dispatch-Import | FuelCost | 644356120.8267 | [6 empty] | 0.47464 | 305838751.1402
LCP_Inputs_ON_Electric_2023_04_03 | 2039 | CH4 Import - NY 2030 | Import | Methane | NY | Dispatch-Import | VOM | 0 | [6 empty] | 0.47464 | 0
LCP_Inputs_ON_Electric_2023_04_03 | 2039 | CH4 Import - NY 2030 | Import | Methane | ON | Dispatch-Import | EmissionsCost | 0 | [6 empty] | 0.47464 | 0
LCP_Inputs_ON_Electric_2023_04_03 | 2039 | CH4 Import - NY 2030 | Import | Methane | ON | Dispatch-Import | FuelCost | 0 | [6 empty] | 0.47464 | 0
LCP_Inputs_ON_Electric_2023_04_03 | 2039 | CH4 Import - NY 2030 | Import | Methane | ON | Dispatch-Import | VOM | 0 | [6 empty] | 0.47464 | 0
LCP_Inputs_ON_Electric_2023_04_03 | 2039 | CH4 Import - NY 2030 | Import | Methane | PJ | Dispatch-Import | EmissionsCost | 0 | [6 empty] | 0.47464 | 0
LCP_Inputs_ON_Electric_2023_04_03 | 2039 | CH4 Import - NY 2030 | Import | Methane | PJ | Dispatch-Import | FuelCost | 0 | [6 empty] | 0.47464 | 0
LCP_Inputs_ON_Electric_2023_04_03 | 2039 | CH4 Import - NY 2030 | Import | Methane | PJ | Dispatch-Import | VOM | 0 | [6 empty] | 0.47464 | 0
LCP_Inputs_ON_Electric_2023_04_03 | 2039 | CH4 Import - NY 2030 | Import | Methane | QC | Dispatch-Import | EmissionsCost | 0 | [6 empty] | 0.47464 | 0
LCP_Inputs_ON_Electric_2023_04_03 | 2039 | CH4 Import - NY 2030 | Import | Methane | QC | Dispatch-Import | FuelCost | 0 | [6 empty] | 0.47464 | 0
LCP_Inputs_ON_Electric_2023_04_03 | 2039 | CH4 Import - NY 2030 | Import | Methane | QC | Dispatch-Import | VOM | 0 | [6 empty] | 0.47464 | 0
LCP_Inputs_ON_Electric_2023_04_03 | 2039 | CH4 Import - NY 2030 | Import | Methane | WC | Dispatch-Import | EmissionsCost | 0 | [6 empty] | 0.47464 | 0
LCP_Inputs_ON_Electric_2023_04_03 | 2039 | CH4 Import - NY 2030 | Import | Methane | WC | Dispatch-Import | FuelCost | 0 | [6 empty] | 0.47464 | 0
LCP_Inputs_ON_Electric_2023_04_03 | 2039 | CH4 Import - NY 2030 | Import | Methane | WC | Dispatch-Import | VOM | 0 | [6 empty] | 0.47464 | 0
LCP_Inputs_ON_Electric_2023_04_03 | 2039 | CH4 Import - NY 2040 | Import | Methane | MI | Dispatch-Import | EmissionsCost | 0 | [6 empty] | 0.47464 | 0
LCP_Inputs_ON_Electric_2023_04_03 | 2039 | CH4 Import - NY 2040 | Import | Methane | MI | Dispatch-Import | FuelCost | 0 | [6 empty] | 0.47464 | 0
LCP_Inputs_ON_Electric_2023_04_03 | 2039 | CH4 Import - NY 2040 | Import | Methane | MI | Dispatch-Import | VOM | 0 | [6 empty] | 0.47464 | 0
LCP_Inputs_ON_Electric_2023_04_03 | 2039 | CH4 Import - NY 2040 | Import | Methane | NY | Dispatch-Import | EmissionsCost | 0 | [6 empty] | 0.47464 | 0
LCP_Inputs_ON_Electric_2023_04_03 | 2039 | CH4 Import - NY 2040 | Import | Methane | NY | Dispatch-Import | FuelCost | 0 | [6 empty] | 0.47464 | 0
LCP_Inputs_ON_Electric_2023_04_03 | 2039 | CH4 Import - NY 2040 | Import | Methane | NY | Dispatch-Import | VOM | 0 | [6 empty] | 0.47464 | 0
LCP_Inputs_ON_Electric_2023_04_03 | 2039 | CH4 Import - NY 2040 | Import | Methane | ON | Dispatch-Import | EmissionsCost | 0 | [6 empty] | 0.47464 | 0
LCP_Inputs_ON_Electric_2023_04_03 | 2039 | CH4 Import - NY 2040 | Import | Methane | ON | Dispatch-Import | FuelCost | 0 | [6 empty] | 0.47464 | 0
LCP_Inputs_ON_Electric_2023_04_03 | 2039 | CH4 Import - NY 2040 | Import | Methane | ON | Dispatch-Import | VOM | 0 | [6 empty] | 0.47464 | 0
LCP_Inputs_ON_Electric_2023_04_03 | 2039 | CH4 Import - NY 2040 | Import | Methane | PJ | Dispatch-Import | EmissionsCost | 0 | [6 empty] | 0.47464 | 0
LCP_Inputs_ON_Electric_2023_04_03 | 2039 | CH4 Import - NY 2040 | Import | Methane | PJ | Dispatch-Import | FuelCost | 0 | [6 empty] | 0.47464 | 0
LCP_Inputs_ON_Electric_2023_04_03 | 2039 | CH4 Import - NY 2040 | Import | Methane | PJ | Dispatch-Import | VOM | 0 | [6 empty] | 0.47464 | 0
LCP_Inputs_ON_Electric_2023_04_03 | 2039 | CH4 Import - NY 2040 | Import | Methane | QC | Dispatch-Import | EmissionsCost | 0 | [6 empty] | 0.47464 | 0
LCP_Inputs_ON_Electric_2023_04_03 | 2039 | CH4 Import - NY 2040 | Import | Methane | QC | Dispatch-Import | FuelCost | 0 | [6 empty] | 0.47464 | 0
LCP_Inputs_ON_Electric_2023_04_03 | 2039 | CH4 Import - NY 2040 | Import | Methane | QC | Dispatch-Import | VOM | 0 | [6 empty] | 0.47464 | 0
LCP_Inputs_ON_Electric_2023_04_03 | 2039 | CH4 Import - NY 2040 | Import | Methane | WC | Dispatch-Import | EmissionsCost | 0 | [6 empty] | 0.47464 | 0
LCP_Inputs_ON_Electric_2023_04_03 | 2039 | CH4 Import - NY 2040 | Import | Methane | WC | Dispatch-Import | FuelCost | 0 | [6 empty] | 0.47464 | 0
LCP_Inputs_ON_Electric_2023_04_03 | 2039 | CH4 Import - NY 2040 | Import | Methane | WC | Dispatch-Import | VOM | 0 | [6 empty] | 0.47464 | 0
LCP_Inputs_ON_Electric_2023_04_03 | 2039 | CH4 Import - NY 2050 | Import | Methane | MI | Dispatch-Import | EmissionsCost | 0 | [6 empty] | 0.47464 | 0
LCP_Inputs_ON_Electric_2023_04_03 | 2039 | CH4 Import - NY 2050 | Import | Methane | MI | Dispatch-Import | FuelCost | 0 | [6 empty] | 0.47464 | 0
LCP_Inputs_ON_Electric_2023_04_03 | 2039 | CH4 Import - NY 2050 | Import | Methane | MI | Dispatch-Import | VOM | 0 | [6 empty] | 0.47464 | 0
LCP_Inputs_ON_Electric_2023_04_03 | 2039 | CH4 Import - NY 2050 | Import | Methane | NY | Dispatch-Import | EmissionsCost | 0 | [6 empty] | 0.47464 | 0
LCP_Inputs_ON_Electric_2023_04_03 | 2039 | CH4 Import - NY 2050 | Import | Methane | NY | Dispatch-Import | FuelCost | 0 | [6 empty] | 0.47464 | 0
LCP_Inputs_ON_Electric_2023_04_03 | 2039 | CH4 Import - NY 2050 | Import | Methane | NY | Dispatch-Import | VOM | 0 | [6 empty] | 0.47464 | 0
LCP_Inputs_ON_Electric_2023_04_03 | 2039 | CH4 Import - NY 2050 | Import | Methane | ON | Dispatch-Import | EmissionsCost | 0 | [6 empty] | 0.47464 | 0
LCP_Inputs_ON_Electric_2023_04_03 | 2039 | CH4 Import - NY 2050 | Import | Methane | ON | Dispatch-Import | FuelCost | 0 | [6 empty] | 0.47464 | 0
LCP_Inputs_ON_Electric_2023_04_03 | 2039 | CH4 Import - NY 2050 | Import | Methane | ON | Dispatch-Import | VOM | 0 | [6 empty] | 0.47464 | 0
LCP_Inputs_ON_Electric_2023_04_03 | 2039 | CH4 Import - NY 2050 | Import | Methane | PJ | Dispatch-Import | EmissionsCost | 0 | [6 empty] | 0.47464 | 0
LCP_Inputs_ON_Electric_2023_04_03 | 2039 | CH4 Import - NY 2050 | Import | Methane | PJ | Dispatch-Import | FuelCost | 0 | [6 empty] | 0.47464 | 0
LCP_Inputs_ON_Electric_2023_04_03 | 2039 | CH4 Import - NY 2050 | Import | Methane | PJ | Dispatch-Import | VOM | 0 | [6 empty] | 0.47464 | 0
LCP_Inputs_ON_Electric_2023_04_03 | 2039 | CH4 Import - NY 2050 | Import | Methane | QC | Dispatch-Import | EmissionsCost | 0 | [6 empty] | 0.47464 | 0
LCP_Inputs_ON_Electric_2023_04_03 | 2039 | CH4 Import - NY 2050 | Import | Methane | QC | Dispatch-Import | FuelCost | 0 | [6 empty] | 0.47464 | 0
LCP_Inputs_ON_Electric_2023_04_03 | 2039 | CH4 Import - NY 2050 | Import | Methane | QC | Dispatch-Import | VOM | 0 | [6 empty] | 0.47464 | 0
LCP_Inputs_ON_Electric_2023_04_03 | 2039 | CH4 Import - NY 2050 | Import | Methane | WC | Dispatch-Import | EmissionsCost | 0 | [6 empty] | 0.47464 | 0
LCP_Inputs_ON_Electric_2023_04_03 | 2039 | CH4 Import - NY 2050 | Import | Methane | WC | Dispatch-Import | FuelCost | 0 | [6 empty] | 0.47464 | 0
LCP_Inputs_ON_Electric_2023_04_03 | 2039 | CH4 Import - NY 2050 | Import | Methane | WC | Dispatch-Import | VOM | 0 | [6 empty] | 0.47464 | 0
LCP_Inputs_ON_Electric_2023_04_03 | 2039 | CH4 Import - WC 2020 | Import | Methane | MI | Dispatch-Import | EmissionsCost | 0 | [6 empty] | 0.47464 | 0
LCP_Inputs_ON_Electric_2023_04_03 | 2039 | CH4 Import - WC 2020 | Import | Methane | MI | Dispatch-Import | FuelCost | 0 | [6 empty] | 0.47464 | 0
LCP_Inputs_ON_Electric_2023_04_03 | 2039 | CH4 Import - WC 2020 | Import | Methane | MI | Dispatch-Import | VOM | 0 | [6 empty] | 0.47464 | 0
LCP_Inputs_ON_Electric_2023_04_03 | 2039 | CH4 Import - WC 2020 | Import | Methane | NY | Dispatch-Import | EmissionsCost | 0 | [6 empty] | 0.47464 | 0
LCP_Inputs_ON_Electric_2023_04_03 | 2039 | CH4 Import - WC 2020 | Import | Methane | NY | Dispatch-Import | FuelCost | 0 | [6 empty] | 0.47464 | 0
LCP_Inputs_ON_Electric_2023_04_03 | 2039 | CH4 Import - WC 2020 | Import | Methane | NY | Dispatch-Import | VOM | 0 | [6 empty] | 0.47464 | 0
LCP_Inputs_ON_Electric_2023_04_03 | 2039 | CH4 Import - WC 2020 | Import | Methane | ON | Dispatch-Import | EmissionsCost | 0 | [6 empty] | 0.47464 | 0
LCP_Inputs_ON_Electric_2023_04_03 | 2039 | CH4 Import - WC 2020 | Import | Methane | ON | Dispatch-Import | FuelCost | 0 | [6 empty] | 0.47464 | 0
LCP_Inputs_ON_Electric_2023_04_03 | 2039 | CH4 Import - WC 2020 | Import | Methane | ON | Dispatch-Import | VOM | 0 | [6 empty] | 0.47464 | 0
LCP_Inputs_ON_Electric_2023_04_03 | 2039 | CH4 Import - WC 2020 | Import | Methane | PJ | Dispatch-Import | EmissionsCost | 0 | [6 empty] | 0.47464 | 0
LCP_Inputs_ON_Electric_2023_04_03 | 2039 | CH4 Import - WC 2020 | Import | Methane | PJ | Dispatch-Import | FuelCost | 0 | [6 empty] | 0.47464 | 0
LCP_Inputs_ON_Electric_2023_04_03 | 2039 | CH4 Import - WC 2020 | Import | Methane | PJ | Dispatch-Import | VOM | 0 | [6 empty] | 0.47464 | 0
LCP_Inputs_ON_Electric_2023_04_03 | 2039 | CH4 Import - WC 2020 | Import | Methane | QC | Dispatch-Import | EmissionsCost | 0 | [6 empty] | 0.47464 | 0
LCP_Inputs_ON_Electric_2023_04_03 | 2039 | CH4 Import - WC 2020 | Import | Methane | QC | Dispatch-Import | FuelCost | 0 | [6 empty] | 0.47464 | 0
LCP_Inputs_ON_Electric_2023_04_03 | 2039 | CH4 Import - WC 2020 | Import | Methane | QC | Dispatch-Import | VOM | 0 | [6 empty] | 0.47464 | 0
LCP_Inputs_ON_Electric_2023_04_03 | 2039 | CH4 Import - WC 2020 | Import | Methane | WC | Dispatch-Import | EmissionsCost | 0 | [6 empty] | 0.47464 | 0
LCP_Inputs_ON_Electric_2023_04_03 | 2039 | CH4 Import - WC 2020 | Import | Methane | WC | Dispatch-Import | FuelCost | 0 | [6 empty] | 0.47464 | 0
LCP_Inputs_ON_Electric_2023_04_03 | 2039 | CH4 Import - WC 2020 | Import | Methane | WC | Dispatch-Import | VOM | 0 | [6 empty] | 0.47464 | 0
LCP_Inputs_ON_Electric_2023_04_03 | 2039 | CH4 Import - WC 2030 | Import | Methane | MI | Dispatch-Import | EmissionsCost | 0 | [6 empty] | 0.47464 | 0
LCP_Inputs_ON_Electric_2023_04_03 | 2039 | CH4 Import - WC 2030 | Import | Methane | MI | Dispatch-Import | FuelCost | 0 | [6 empty] | 0.47464 | 0
LCP_Inputs_ON_Electric_2023_04_03 | 2039 | CH4 Import - WC 2030 | Import | Methane | MI | Dispatch-Import | VOM | 0 | [6 empty] | 0.47464 | 0
LCP_Inputs_ON_Electric_2023_04_03 | 2039 | CH4 Import - WC 2030 | Import | Methane | NY | Dispatch-Import | EmissionsCost | 0 | [6 empty] | 0.47464 | 0
LCP_Inputs_ON_Electric_2023_04_03 | 2039 | CH4 Import - WC 2030 | Import | Methane | NY | Dispatch-Import | FuelCost | 0 | [6 empty] | 0.47464 | 0
LCP_Inputs_ON_Electric_2023_04_03 | 2039 | CH4 Import - WC 2030 | Import | Methane | NY | Dispatch-Import | VOM | 0 | [6 empty] | 0.47464 | 0
LCP_Inputs_ON_Electric_2023_04_03 | 2039 | CH4 Import - WC 2030 | Import | Methane | ON | Dispatch-Import | EmissionsCost | 0 | [6 empty] | 0.47464 | 0
LCP_Inputs_ON_Electric_2023_04_03 | 2039 | CH4 Import - WC 2030 | Import | Methane | ON | Dispatch-Import | FuelCost | 0 | [6 empty] | 0.47464 | 0
LCP_Inputs_ON_Electric_2023_04_03 | 2039 | CH4 Import - WC 2030 | Import | Methane | ON | Dispatch-Import | VOM | 0 | [6 empty] | 0.47464 | 0
LCP_Inputs_ON_Electric_2023_04_03 | 2039 | CH4 Import - WC 2030 | Import | Methane | PJ | Dispatch-Import | EmissionsCost | 0 | [6 empty] | 0.47464 | 0
LCP_Inputs_ON_Electric_2023_04_03 | 2039 | CH4 Import - WC 2030 | Import | Methane | PJ | Dispatch-Import | FuelCost | 0 | [6 empty] | 0.47464 | 0
LCP_Inputs_ON_Electric_2023_04_03 | 2039 | CH4 Import - WC 2030 | Import | Methane | PJ | Dispatch-Import | VOM | 0 | [6 empty] | 0.47464 | 0
LCP_Inputs_ON_Electric_2023_04_03 | 2039 | CH4 Import - WC 2030 | Import | Methane | QC | Dispatch-Import | EmissionsCost | 0 | [6 empty] | 0.47464 | 0
LCP_Inputs_ON_Electric_2023_04_03 | 2039 | CH4 Import - WC 2030 | Import | Methane | QC | Dispatch-Import | FuelCost | 0 | [6 empty] | 0.47464 | 0
LCP_Inputs_ON_Electric_2023_04_03 | 2039 | CH4 Import - WC 2030 | Import | Methane | QC | Dispatch-Import | VOM | 0 | [6 empty] | 0.47464 | 0
LCP_Inputs_ON_Electric_2023_04_03 | 2039 | CH4 Import - WC 2030 | Import | Methane | WC | Dispatch-Import | EmissionsCost | 9010810122.2355 | [6 empty] | 0.47464 | 4276912759.0662
LCP_Inputs_ON_Electric_2023_04_03 | 2039 | CH4 Import - WC 2030 | Import | Methane | WC | Dispatch-Import | FuelCost | 2448614822.7197 | [6 empty] | 0.47464 | 1162216475.0188
LCP_Inputs_ON_Electric_2023_04_03 | 2039 | CH4 Import - WC 2030 | Import | Methane | WC | Dispatch-Import | VOM | 0 | [6 empty] | 0.47464 | 0
LCP_Inputs_ON_Electric_2023_04_03 | 2039 | CH4 Import - WC 2040 | Import | Methane | MI | Dispatch-Import | EmissionsCost | 0 | [6 empty] | 0.47464 | 0
LCP_Inputs_ON_Electric_2023_04_03 | 2039 | CH4 Import - WC 2040 | Import | Methane | MI | Dispatch-Import | FuelCost | 0 | [6 empty] | 0.47464 | 0
LCP_Inputs_ON_Electric_2023_04_03 | 2039 | CH4 Import - WC 2040 | Import | Methane | MI | Dispatch-Import | VOM | 0 | [6 empty] | 0.47464 | 0
LCP_Inputs_ON_Electric_2023_04_03 | 2039 | CH4 Import - WC 2040 | Import | Methane | NY | Dispatch-Import | EmissionsCost | 0 | [6 empty] | 0.47464 | 0
LCP_Inputs_ON_Electric_2023_04_03 | 2039 | CH4 Import - WC 2040 | Import | Methane | NY | Dispatch-Import | FuelCost | 0 | [6 empty] | 0.47464 | 0
LCP_Inputs_ON_Electric_2023_04_03 | 2039 | CH4 Import - WC 2040 | Import | Methane | NY | Dispatch-Import | VOM | 0 | [6 empty] | 0.47464 | 0
LCP_Inputs_ON_Electric_2023_04_03 | 2039 | CH4 Import - WC 2040 | Import | Methane | ON | Dispatch-Import | EmissionsCost | 0 | [6 empty] | 0.47464 | 0
LCP_Inputs_ON_Electric_2023_04_03 | 2039 | CH4 Import - WC 2040 | Import | Methane | ON | Dispatch-Import | FuelCost | 0 | [6 empty] | 0.47464 | 0
LCP_Inputs_ON_Electric_2023_04_03 | 2039 | CH4 Import - WC 2040 | Import | Methane | ON | Dispatch-Import | VOM | 0 | [6 empty] | 0.47464 | 0
LCP_Inputs_ON_Electric_2023_04_03 | 2039 | CH4 Import - WC 2040 | Import | Methane | PJ | Dispatch-Import | EmissionsCost | 0 | [6 empty] | 0.47464 | 0
LCP_Inputs_ON_Electric_2023_04_03 | 2039 | CH4 Import - WC 2040 | Import | Methane | PJ | Dispatch-Import | FuelCost | 0 | [6 empty] | 0.47464 | 0
LCP_Inputs_ON_Electric_2023_04_03 | 2039 | CH4 Import - WC 2040 | Import | Methane | PJ | Dispatch-Import | VOM | 0 | [6 empty] | 0.47464 | 0
LCP_Inputs_ON_Electric_2023_04_03 | 2039 | CH4 Import - WC 2040 | Import | Methane | QC | Dispatch-Import | EmissionsCost | 0 | [6 empty] | 0.47464 | 0
LCP_Inputs_ON_Electric_2023_04_03 | 2039 | CH4 Import - WC 2040 | Import | Methane | QC | Dispatch-Import | FuelCost | 0 | [6 empty] | 0.47464 | 0
LCP_Inputs_ON_Electric_2023_04_03 | 2039 | CH4 Import - WC 2040 | Import | Methane | QC | Dispatch-Import | VOM | 0 | [6 empty] | 0.47464 | 0
LCP_Inputs_ON_Electric_2023_04_03 | 2039 | CH4 Import - WC 2040 | Import | Methane | WC | Dispatch-Import | EmissionsCost | 0 | [6 empty] | 0.47464 | 0
LCP_Inputs_ON_Electric_2023_04_03 | 2039 | CH4 Import - WC 2040 | Import | Methane | WC | Dispatch-Import | FuelCost | 0 | [6 empty] | 0.47464 | 0
LCP_Inputs_ON_Electric_2023_04_03 | 2039 | CH4 Import - WC 2040 | Import | Methane | WC | Dispatch-Import | VOM | 0 | [6 empty] | 0.47464 | 0
LCP_Inputs_ON_Electric_2023_04_03 | 2039 | CH4 Import - WC 2050 | Import | Methane | MI | Dispatch-Import | EmissionsCost | 0 | [6 empty] | 0.47464 | 0
LCP_Inputs_ON_Electric_2023_04_03 | 2039 | CH4 Import - WC 2050 | Import | Methane | MI | Dispatch-Import | FuelCost | 0 | [6 empty] | 0.47464 | 0
LCP_Inputs_ON_Electric_2023_04_03 | 2039 | CH4 Import - WC 2050 | Import | Methane | MI | Dispatch-Import | VOM | 0 | [6 empty] | 0.47464 | 0
LCP_Inputs_ON_Electric_2023_04_03 | 2039 | CH4 Import - WC 2050 | Import | Methane | NY | Dispatch-Import | EmissionsCost | 0 | [6 empty] | 0.47464 | 0
LCP_Inputs_ON_Electric_2023_04_03 | 2039 | CH4 Import - WC 2050 | Import | Methane | NY | Dispatch-Import | FuelCost | 0 | [6 empty] | 0.47464 | 0
LCP_Inputs_ON_Electric_2023_04_03 | 2039 | CH4 Import - WC 2050 | Import | Methane | NY | Dispatch-Import | VOM | 0 | [6 empty] | 0.47464 | 0
LCP_Inputs_ON_Electric_2023_04_03 | 2039 | CH4 Import - WC 2050 | Import | Methane | ON | Dispatch-Import | EmissionsCost | 0 | [6 empty] | 0.47464 | 0
LCP_Inputs_ON_Electric_2023_04_03 | 2039 | CH4 Import - WC 2050 | Import | Methane | ON | Dispatch-Import | FuelCost | 0 | [6 empty] | 0.47464 | 0
LCP_Inputs_ON_Electric_2023_04_03 | 2039 | CH4 Import - WC 2050 | Import | Methane | ON | Dispatch-Import | VOM | 0 | [6 empty] | 0.47464 | 0
LCP_Inputs_ON_Electric_2023_04_03 | 2039 | CH4 Import - WC 2050 | Import | Methane | PJ | Dispatch-Import | EmissionsCost | 0 | [6 empty] | 0.47464 | 0
LCP_Inputs_ON_Electric_2023_04_03 | 2039 | CH4 Import - WC 2050 | Import | Methane | PJ | Dispatch-Import | FuelCost | 0 | [6 empty] | 0.47464 | 0
LCP_Inputs_ON_Electric_2023_04_03 | 2039 | CH4 Import - WC 2050 | Import | Methane | PJ | Dispatch-Import | VOM | 0 | [6 empty] | 0.47464 | 0
LCP_Inputs_ON_Electric_2023_04_03 | 2039 | CH4 Import - WC 2050 | Import | Methane | QC | Dispatch-Import | EmissionsCost | 0 | [6 empty] | 0.47464 | 0
LCP_Inputs_ON_Electric_2023_04_03 | 2039 | CH4 Import - WC 2050 | Import | Methane | QC | Dispatch-Import | FuelCost | 0 | [6 empty] | 0.47464 | 0
LCP_Inputs_ON_Electric_2023_04_03 | 2039 | CH4 Import - WC 2050 | Import | Methane | QC | Dispatch-Import | VOM | 0 | [6 empty] | 0.47464 | 0
LCP_Inputs_ON_Electric_2023_04_03 | 2039 | CH4 Import - WC 2050 | Import | Methane | WC | Dispatch-Import | EmissionsCost | 0 | [6 empty] | 0.47464 | 0
LCP_Inputs_ON_Electric_2023_04_03 | 2039 | CH4 Import - WC 2050 | Import | Methane | WC | Dispatch-Import | FuelCost | 0 | [6 empty] | 0.47464 | 0
LCP_Inputs_ON_Electric_2023_04_03 | 2039 | CH4 Import - WC 2050 | Import | Methane | WC | Dispatch-Import | VOM | 0 | [6 empty] | 0.47464 | 0
LCP_Inputs_ON_Electric_2023_04_03 | 2039 | CH4 Salt Cavern Storage - ON | Storage | Methane | MI | Dispatch-Storage | EmissionsCost | 0 | [6 empty] | 0.47464 | 0
LCP_Inputs_ON_Electric_2023_04_03 | 2039 | CH4 Salt Cavern Storage - ON | Storage | Methane | MI | Dispatch-Storage | FuelCost | 0 | [6 empty] | 0.47464 | 0
LCP_Inputs_ON_Electric_2023_04_03 | 2039 | CH4 Salt Cavern Storage - ON | Storage | Methane | MI | Dispatch-Storage | VOM | 0 | [6 empty] | 0.47464 | 0
LCP_Inputs_ON_Electric_2023_04_03 | 2039 | CH4 Salt Cavern Storage - ON | Storage | Methane | NY | Dispatch-Storage | EmissionsCost | 0 | [6 empty] | 0.47464 | 0
LCP_Inputs_ON_Electric_2023_04_03 | 2039 | CH4 Salt Cavern Storage - ON | Storage | Methane | NY | Dispatch-Storage | FuelCost | 0 | [6 empty] | 0.47464 | 0
LCP_Inputs_ON_Electric_2023_04_03 | 2039 | CH4 Salt Cavern Storage - ON | Storage | Methane | NY | Dispatch-Storage | VOM | 0 | [6 empty] | 0.47464 | 0
LCP_Inputs_ON_Electric_2023_04_03 | 2039 | CH4 Salt Cavern Storage - ON | Storage | Methane | ON | Dispatch-Storage | EmissionsCost | 0 | [6 empty] | 0.47464 | 0
LCP_Inputs_ON_Electric_2023_04_03 | 2039 | CH4 Salt Cavern Storage - ON | Storage | Methane | ON | Dispatch-Storage | FuelCost | 0 | [6 empty] | 0.47464 | 0
LCP_Inputs_ON_Electric_2023_04_03 | 2039 | CH4 Salt Cavern Storage - ON | Storage | Methane | ON | Dispatch-Storage | VOM | 1318707.6423 | [6 empty] | 0.47464 | 625914.5919
LCP_Inputs_ON_Electric_2023_04_03 | 2039 | CH4 Salt Cavern Storage - ON | Storage | Methane | PJ | Dispatch-Storage | EmissionsCost | 0 | [6 empty] | 0.47464 | 0
LCP_Inputs_ON_Electric_2023_04_03 | 2039 | CH4 Salt Cavern Storage - ON | Storage | Methane | PJ | Dispatch-Storage | FuelCost | 0 | [6 empty] | 0.47464 | 0
LCP_Inputs_ON_Electric_2023_04_03 | 2039 | CH4 Salt Cavern Storage - ON | Storage | Methane | PJ | Dispatch-Storage | VOM | 0 | [6 empty] | 0.47464 | 0
LCP_Inputs_ON_Electric_2023_04_03 | 2039 | CH4 Salt Cavern Storage - ON | Storage | Methane | QC | Dispatch-Storage | EmissionsCost | 0 | [6 empty] | 0.47464 | 0
LCP_Inputs_ON_Electric_2023_04_03 | 2039 | CH4 Salt Cavern Storage - ON | Storage | Methane | QC | Dispatch-Storage | FuelCost | 0 | [6 empty] | 0.47464 | 0
LCP_Inputs_ON_Electric_2023_04_03 | 2039 | CH4 Salt Cavern Storage - ON | Storage | Methane | QC | Dispatch-Storage | VOM | 0 | [6 empty] | 0.47464 | 0
LCP_Inputs_ON_Electric_2023_04_03 | 2039 | CH4 Salt Cavern Storage - ON | Storage | Methane | WC | Dispatch-Storage | EmissionsCost | 0 | [6 empty] | 0.47464 | 0
LCP_Inputs_ON_Electric_2023_04_03 | 2039 | CH4 Salt Cavern Storage - ON | Storage | Methane | WC | Dispatch-Storage | FuelCost | 0 | [6 empty] | 0.47464 | 0
LCP_Inputs_ON_Electric_2023_04_03 | 2039 | CH4 Salt Cavern Storage - ON | Storage | Methane | WC | Dispatch-Storage | VOM | 0 | [6 empty] | 0.47464 | 0
LCP_Inputs_ON_Electric_2023_04_03 | 2039 | Electrolyser 2020/2030 | Crossload | Hydrogen | MI | Dispatch-Crossload | EmissionsCost | 0 | [6 empty] | 0.47464 | 0
LCP_Inputs_ON_Electric_2023_04_03 | 2039 | Electrolyser 2020/2030 | Crossload | Hydrogen | MI | Dispatch-Crossload | FuelCost | 0 | [6 empty] | 0.47464 | 0
LCP_Inputs_ON_Electric_2023_04_03 | 2039 | Electrolyser 2020/2030 | Crossload | Hydrogen | MI | Dispatch-Crossload | VOM | 0 | [6 empty] | 0.47464 | 0
LCP_Inputs_ON_Electric_2023_04_03 | 2039 | Electrolyser 2020/2030 | Crossload | Hydrogen | NY | Dispatch-Crossload | EmissionsCost | 0 | [6 empty] | 0.47464 | 0
LCP_Inputs_ON_Electric_2023_04_03 | 2039 | Electrolyser 2020/2030 | Crossload | Hydrogen | NY | Dispatch-Crossload | FuelCost | 0 | [6 empty] | 0.47464 | 0
LCP_Inputs_ON_Electric_2023_04_03 | 2039 | Electrolyser 2020/2030 | Crossload | Hydrogen | NY | Dispatch-Crossload | VOM | 0 | [6 empty] | 0.47464 | 0
LCP_Inputs_ON_Electric_2023_04_03 | 2039 | Electrolyser 2020/2030 | Crossload | Hydrogen | ON | Dispatch-Crossload | EmissionsCost | 0 | [6 empty] | 0.47464 | 0
LCP_Inputs_ON_Electric_2023_04_03 | 2039 | Electrolyser 2020/2030 | Crossload | Hydrogen | ON | Dispatch-Crossload | FuelCost | 0 | [6 empty] | 0.47464 | 0
LCP_Inputs_ON_Electric_2023_04_03 | 2039 | Electrolyser 2020/2030 | Crossload | Hydrogen | ON | Dispatch-Crossload | VOM | 0 | [6 empty] | 0.47464 | 0
LCP_Inputs_ON_Electric_2023_04_03 | 2039 | Electrolyser 2020/2030 | Crossload | Hydrogen | PJ | Dispatch-Crossload | EmissionsCost | 0 | [6 empty] | 0.47464 | 0
LCP_Inputs_ON_Electric_2023_04_03 | 2039 | Electrolyser 2020/2030 | Crossload | Hydrogen | PJ | Dispatch-Crossload | FuelCost | 0 | [6 empty] | 0.47464 | 0
LCP_Inputs_ON_Electric_2023_04_03 | 2039 | Electrolyser 2020/2030 | Crossload | Hydrogen | PJ | Dispatch-Crossload | VOM | 0 | [6 empty] | 0.47464 | 0
LCP_Inputs_ON_Electric_2023_04_03 | 2039 | Electrolyser 2020/2030 | Crossload | Hydrogen | QC | Dispatch-Crossload | EmissionsCost | 0 | [6 empty] | 0.47464 | 0
LCP_Inputs_ON_Electric_2023_04_03 | 2039 | Electrolyser 2020/2030 | Crossload | Hydrogen | QC | Dispatch-Crossload | FuelCost | 0 | [6 empty] | 0.47464 | 0
LCP_Inputs_ON_Electric_2023_04_03 | 2039 | Electrolyser 2020/2030 | Crossload | Hydrogen | QC | Dispatch-Crossload | VOM | 0 | [6 empty] | 0.47464 | 0
LCP_Inputs_ON_Electric_2023_04_03 | 2039 | Electrolyser 2020/2030 | Crossload | Hydrogen | WC | Dispatch-Crossload | EmissionsCost | 0 | [6 empty] | 0.47464 | 0
LCP_Inputs_ON_Electric_2023_04_03 | 2039 | Electrolyser 2020/2030 | Crossload | Hydrogen | WC | Dispatch-Crossload | FuelCost | 0 | [6 empty] | 0.47464 | 0
LCP_Inputs_ON_Electric_2023_04_03 | 2039 | Electrolyser 2020/2030 | Crossload | Hydrogen | WC | Dispatch-Crossload | VOM | 0 | [6 empty] | 0.47464 | 0
LCP_Inputs_ON_Electric_2023_04_03 | 2039 | Electrolyser 2040 | Crossload | Hydrogen | MI | Dispatch-Crossload | EmissionsCost | 0 | [6 empty] | 0.47464 | 0
LCP_Inputs_ON_Electric_2023_04_03 | 2039 | Electrolyser 2040 | Crossload | Hydrogen | MI | Dispatch-Crossload | FuelCost | 0 | [6 empty] | 0.47464 | 0
LCP_Inputs_ON_Electric_2023_04_03 | 2039 | Electrolyser 2040 | Crossload | Hydrogen | MI | Dispatch-Crossload | VOM | 0 | [6 empty] | 0.47464 | 0
LCP_Inputs_ON_Electric_2023_04_03 | 2039 | Electrolyser 2040 | Crossload | Hydrogen | NY | Dispatch-Crossload | EmissionsCost | 0 | [6 empty] | 0.47464 | 0
LCP_Inputs_ON_Electric_2023_04_03 | 2039 | Electrolyser 2040 | Crossload | Hydrogen | NY | Dispatch-Crossload | FuelCost | 0 | [6 empty] | 0.47464 | 0
LCP_Inputs_ON_Electric_2023_04_03 | 2039 | Electrolyser 2040 | Crossload | Hydrogen | NY | Dispatch-Crossload | VOM | 0 | [6 empty] | 0.47464 | 0
LCP_Inputs_ON_Electric_2023_04_03 | 2039 | Electrolyser 2040 | Crossload | Hydrogen | ON | Dispatch-Crossload | EmissionsCost | 0 | [6 empty] | 0.47464 | 0
LCP_Inputs_ON_Electric_2023_04_03 | 2039 | Electrolyser 2040 | Crossload | Hydrogen | ON | Dispatch-Crossload | FuelCost | 0 | [6 empty] | 0.47464 | 0
LCP_Inputs_ON_Electric_2023_04_03 | 2039 | Electrolyser 2040 | Crossload | Hydrogen | ON | Dispatch-Crossload | VOM | 0 | [6 empty] | 0.47464 | 0
LCP_Inputs_ON_Electric_2023_04_03 | 2039 | Electrolyser 2040 | Crossload | Hydrogen | PJ | Dispatch-Crossload | EmissionsCost | 0 | [6 empty] | 0.47464 | 0
LCP_Inputs_ON_Electric_2023_04_03 | 2039 | Electrolyser 2040 | Crossload | Hydrogen | PJ | Dispatch-Crossload | FuelCost | 0 | [6 empty] | 0.47464 | 0
LCP_Inputs_ON_Electric_2023_04_03 | 2039 | Electrolyser 2040 | Crossload | Hydrogen | PJ | Dispatch-Crossload | VOM | 0 | [6 empty] | 0.47464 | 0
LCP_Inputs_ON_Electric_2023_04_03 | 2039 | Electrolyser 2040 | Crossload | Hydrogen | QC | Dispatch-Crossload | EmissionsCost | 0 | [6 empty] | 0.47464 | 0
LCP_Inputs_ON_Electric_2023_04_03 | 2039 | Electrolyser 2040 | Crossload | Hydrogen | QC | Dispatch-Crossload | FuelCost | 0 | [6 empty] | 0.47464 | 0
LCP_Inputs_ON_Electric_2023_04_03 | 2039 | Electrolyser 2040 | Crossload | Hydrogen | QC | Dispatch-Crossload | VOM | 0 | [6 empty] | 0.47464 | 0
LCP_Inputs_ON_Electric_2023_04_03 | 2039 | Electrolyser 2040 | Crossload | Hydrogen | WC | Dispatch-Crossload | EmissionsCost | 0 | [6 empty] | 0.47464 | 0
LCP_Inputs_ON_Electric_2023_04_03 | 2039 | Electrolyser 2040 | Crossload | Hydrogen | WC | Dispatch-Crossload | FuelCost | 0 | [6 empty] | 0.47464 | 0
LCP_Inputs_ON_Electric_2023_04_03 | 2039 | Electrolyser 2040 | Crossload | Hydrogen | WC | Dispatch-Crossload | VOM | 0 | [6 empty] | 0.47464 | 0
LCP_Inputs_ON_Electric_2023_04_03 | 2039 | Electrolyser 2050 | Crossload | Hydrogen | MI | Dispatch-Crossload | EmissionsCost | 0 | [6 empty] | 0.47464 | 0
LCP_Inputs_ON_Electric_2023_04_03 | 2039 | Electrolyser 2050 | Crossload | Hydrogen | MI | Dispatch-Crossload | FuelCost | 0 | [6 empty] | 0.47464 | 0
LCP_Inputs_ON_Electric_2023_04_03 | 2039 | Electrolyser 2050 | Crossload | Hydrogen | MI | Dispatch-Crossload | VOM | 0 | [6 empty] | 0.47464 | 0
LCP_Inputs_ON_Electric_2023_04_03 | 2039 | Electrolyser 2050 | Crossload | Hydrogen | NY | Dispatch-Crossload | EmissionsCost | 0 | [6 empty] | 0.47464 | 0
LCP_Inputs_ON_Electric_2023_04_03 | 2039 | Electrolyser 2050 | Crossload | Hydrogen | NY | Dispatch-Crossload | FuelCost | 0 | [6 empty] | 0.47464 | 0
LCP_Inputs_ON_Electric_2023_04_03 | 2039 | Electrolyser 2050 | Crossload | Hydrogen | NY | Dispatch-Crossload | VOM | 0 | [6 empty] | 0.47464 | 0
LCP_Inputs_ON_Electric_2023_04_03 | 2039 | Electrolyser 2050 | Crossload | Hydrogen | ON | Dispatch-Crossload | EmissionsCost | 0 | [6 empty] | 0.47464 | 0
LCP_Inputs_ON_Electric_2023_04_03 | 2039 | Electrolyser 2050 | Crossload | Hydrogen | ON | Dispatch-Crossload | FuelCost | 0 | [6 empty] | 0.47464 | 0
LCP_Inputs_ON_Electric_2023_04_03 | 2039 | Electrolyser 2050 | Crossload | Hydrogen | ON | Dispatch-Crossload | VOM | 0 | [6 empty] | 0.47464 | 0
LCP_Inputs_ON_Electric_2023_04_03 | 2039 | Electrolyser 2050 | Crossload | Hydrogen | PJ | Dispatch-Crossload | EmissionsCost | 0 | [6 empty] | 0.47464 | 0
LCP_Inputs_ON_Electric_2023_04_03 | 2039 | Electrolyser 2050 | Crossload | Hydrogen | PJ | Dispatch-Crossload | FuelCost | 0 | [6 empty] | 0.47464 | 0
LCP_Inputs_ON_Electric_2023_04_03 | 2039 | Electrolyser 2050 | Crossload | Hydrogen | PJ | Dispatch-Crossload | VOM | 0 | [6 empty] | 0.47464 | 0
LCP_Inputs_ON_Electric_2023_04_03 | 2039 | Electrolyser 2050 | Crossload | Hydrogen | QC | Dispatch-Crossload | EmissionsCost | 0 | [6 empty] | 0.47464 | 0
LCP_Inputs_ON_Electric_2023_04_03 | 2039 | Electrolyser 2050 | Crossload | Hydrogen | QC | Dispatch-Crossload | FuelCost | 0 | [6 empty] | 0.47464 | 0
LCP_Inputs_ON_Electric_2023_04_03 | 2039 | Electrolyser 2050 | Crossload | Hydrogen | QC | Dispatch-Crossload | VOM | 0 | [6 empty] | 0.47464 | 0
LCP_Inputs_ON_Electric_2023_04_03 | 2039 | Electrolyser 2050 | Crossload | Hydrogen | WC | Dispatch-Crossload | EmissionsCost | 0 | [6 empty] | 0.47464 | 0
LCP_Inputs_ON_Electric_2023_04_03 | 2039 | Electrolyser 2050 | Crossload | Hydrogen | WC | Dispatch-Crossload | FuelCost | 0 | [6 empty] | 0.47464 | 0
LCP_Inputs_ON_Electric_2023_04_03 | 2039 | Electrolyser 2050 | Crossload | Hydrogen | WC | Dispatch-Crossload | VOM | 0 | [6 empty] | 0.47464 | 0
LCP_Inputs_ON_Electric_2023_04_03 | 2039 | Fossil Fuel Thermal (Coal, Peat, Oil) | Generation | Electricity | MI | Dispatch-Generation | EmissionsCost | 0 | [6 empty] | 0.47464 | 0
LCP_Inputs_ON_Electric_2023_04_03 | 2039 | Fossil Fuel Thermal (Coal, Peat, Oil) | Generation | Electricity | MI | Dispatch-Generation | FuelCost | 0 | [6 empty] | 0.47464 | 0
LCP_Inputs_ON_Electric_2023_04_03 | 2039 | Fossil Fuel Thermal (Coal, Peat, Oil) | Generation | Electricity | MI | Dispatch-Generation | VOM | 0 | [6 empty] | 0.47464 | 0
LCP_Inputs_ON_Electric_2023_04_03 | 2039 | Fossil Fuel Thermal (Coal, Peat, Oil) | Generation | Electricity | NY | Dispatch-Generation | EmissionsCost | 0 | [6 empty] | 0.47464 | 0
LCP_Inputs_ON_Electric_2023_04_03 | 2039 | Fossil Fuel Thermal (Coal, Peat, Oil) | Generation | Electricity | NY | Dispatch-Generation | FuelCost | 0 | [6 empty] | 0.47464 | 0
LCP_Inputs_ON_Electric_2023_04_03 | 2039 | Fossil Fuel Thermal (Coal, Peat, Oil) | Generation | Electricity | NY | Dispatch-Generation | VOM | 0 | [6 empty] | 0.47464 | 0
LCP_Inputs_ON_Electric_2023_04_03 | 2039 | Fossil Fuel Thermal (Coal, Peat, Oil) | Generation | Electricity | ON | Dispatch-Generation | EmissionsCost | 0 | [6 empty] | 0.47464 | 0
LCP_Inputs_ON_Electric_2023_04_03 | 2039 | Fossil Fuel Thermal (Coal, Peat, Oil) | Generation | Electricity | ON | Dispatch-Generation | FuelCost | 0 | [6 empty] | 0.47464 | 0
LCP_Inputs_ON_Electric_2023_04_03 | 2039 | Fossil Fuel Thermal (Coal, Peat, Oil) | Generation | Electricity | ON | Dispatch-Generation | VOM | 0 | [6 empty] | 0.47464 | 0
LCP_Inputs_ON_Electric_2023_04_03 | 2039 | Fossil Fuel Thermal (Coal, Peat, Oil) | Generation | Electricity | PJ | Dispatch-Generation | EmissionsCost | 0 | [6 empty] | 0.47464 | 0
LCP_Inputs_ON_Electric_2023_04_03 | 2039 | Fossil Fuel Thermal (Coal, Peat, Oil) | Generation | Electricity | PJ | Dispatch-Generation | FuelCost | 0 | [6 empty] | 0.47464 | 0
LCP_Inputs_ON_Electric_2023_04_03 | 2039 | Fossil Fuel Thermal (Coal, Peat, Oil) | Generation | Electricity | PJ | Dispatch-Generation | VOM | 0 | [6 empty] | 0.47464 | 0
LCP_Inputs_ON_Electric_2023_04_03 | 2039 | Fossil Fuel Thermal (Coal, Peat, Oil) | Generation | Electricity | QC | Dispatch-Generation | EmissionsCost | 0 | [6 empty] | 0.47464 | 0
LCP_Inputs_ON_Electric_2023_04_03 | 2039 | Fossil Fuel Thermal (Coal, Peat, Oil) | Generation | Electricity | QC | Dispatch-Generation | FuelCost | 0 | [6 empty] | 0.47464 | 0
LCP_Inputs_ON_Electric_2023_04_03 | 2039 | Fossil Fuel Thermal (Coal, Peat, Oil) | Generation | Electricity | QC | Dispatch-Generation | VOM | 0 | [6 empty] | 0.47464 | 0
LCP_Inputs_ON_Electric_2023_04_03 | 2039 | Fossil Fuel Thermal (Coal, Peat, Oil) | Generation | Electricity | WC | Dispatch-Generation | EmissionsCost | 0 | [6 empty] | 0.47464 | 0
LCP_Inputs_ON_Electric_2023_04_03 | 2039 | Fossil Fuel Thermal (Coal, Peat, Oil) | Generation | Electricity | WC | Dispatch-Generation | FuelCost | 0 | [6 empty] | 0.47464 | 0
LCP_Inputs_ON_Electric_2023_04_03 | 2039 | Fossil Fuel Thermal (Coal, Peat, Oil) | Generation | Electricity | WC | Dispatch-Generation | VOM | 0 | [6 empty] | 0.47464 | 0
LCP_Inputs_ON_Electric_2023_04_03 | 2039 | Generic - Generator | Generation | Electricity | MI | Dispatch-Generation | EmissionsCost | 0 | [6 empty] | 0.47464 | 0
LCP_Inputs_ON_Electric_2023_04_03 | 2039 | Generic - Generator | Generation | Electricity | MI | Dispatch-Generation | FuelCost | 1888661061.9582 | [6 empty] | 0.47464 | 896438664.6555
LCP_Inputs_ON_Electric_2023_04_03 | 2039 | Generic - Generator | Generation | Electricity | MI | Dispatch-Generation | VOM | 65954345.2022 | [6 empty] | 0.47464 | 31304730.2834
LCP_Inputs_ON_Electric_2023_04_03 | 2039 | Generic - Generator | Generation | Electricity | NY | Dispatch-Generation | EmissionsCost | 0 | [6 empty] | 0.47464 | 0
LCP_Inputs_ON_Electric_2023_04_03 | 2039 | Generic - Generator | Generation | Electricity | NY | Dispatch-Generation | FuelCost | 707198617.0396 | [6 empty] | 0.47464 | 335666465.876
LCP_Inputs_ON_Electric_2023_04_03 | 2039 | Generic - Generator | Generation | Electricity | NY | Dispatch-Generation | VOM | 24696237.2732 | [6 empty] | 0.47464 | 11721881.9242
LCP_Inputs_ON_Electric_2023_04_03 | 2039 | Generic - Generator | Generation | Electricity | ON | Dispatch-Generation | EmissionsCost | 0 | [6 empty] | 0.47464 | 0
LCP_Inputs_ON_Electric_2023_04_03 | 2039 | Generic - Generator | Generation | Electricity | ON | Dispatch-Generation | FuelCost | 0 | [6 empty] | 0.47464 | 0
LCP_Inputs_ON_Electric_2023_04_03 | 2039 | Generic - Generator | Generation | Electricity | ON | Dispatch-Generation | VOM | 0 | [6 empty] | 0.47464 | 0
LCP_Inputs_ON_Electric_2023_04_03 | 2039 | Generic - Generator | Generation | Electricity | PJ | Dispatch-Generation | EmissionsCost | 0 | [6 empty] | 0.47464 | 0
LCP_Inputs_ON_Electric_2023_04_03 | 2039 | Generic - Generator | Generation | Electricity | PJ | Dispatch-Generation | FuelCost | 7344810066.1693 | [6 empty] | 0.47464 | 3486158453.9886
LCP_Inputs_ON_Electric_2023_04_03 | 2039 | Generic - Generator | Generation | Electricity | PJ | Dispatch-Generation | VOM | 256489715.5482 | [6 empty] | 0.47464 | 121740900.3315
LCP_Inputs_ON_Electric_2023_04_03 | 2039 | Generic - Generator | Generation | Electricity | QC | Dispatch-Generation | EmissionsCost | 0 | [6 empty] | 0.47464 | 0
LCP_Inputs_ON_Electric_2023_04_03 | 2039 | Generic - Generator | Generation | Electricity | QC | Dispatch-Generation | FuelCost | 0 | [6 empty] | 0.47464 | 0
LCP_Inputs_ON_Electric_2023_04_03 | 2039 | Generic - Generator | Generation | Electricity | QC | Dispatch-Generation | VOM | 0 | [6 empty] | 0.47464 | 0
LCP_Inputs_ON_Electric_2023_04_03 | 2039 | Generic - Generator | Generation | Electricity | WC | Dispatch-Generation | EmissionsCost | 0 | [6 empty] | 0.47464 | 0
LCP_Inputs_ON_Electric_2023_04_03 | 2039 | Generic - Generator | Generation | Electricity | WC | Dispatch-Generation | FuelCost | 1737227.6587 | [6 empty] | 0.47464 | 824561.9471
LCP_Inputs_ON_Electric_2023_04_03 | 2039 | Generic - Generator | Generation | Electricity | WC | Dispatch-Generation | VOM | 60666.1063 | [6 empty] | 0.47464 | 28794.7077
LCP_Inputs_ON_Electric_2023_04_03 | 2039 | H2 Import - QC | Import | Hydrogen | MI | Dispatch-Import | EmissionsCost | 0 | [6 empty] | 0.47464 | 0
LCP_Inputs_ON_Electric_2023_04_03 | 2039 | H2 Import - QC | Import | Hydrogen | MI | Dispatch-Import | FuelCost | 0 | [6 empty] | 0.47464 | 0
LCP_Inputs_ON_Electric_2023_04_03 | 2039 | H2 Import - QC | Import | Hydrogen | MI | Dispatch-Import | VOM | 0 | [6 empty] | 0.47464 | 0
LCP_Inputs_ON_Electric_2023_04_03 | 2039 | H2 Import - QC | Import | Hydrogen | NY | Dispatch-Import | EmissionsCost | 0 | [6 empty] | 0.47464 | 0
LCP_Inputs_ON_Electric_2023_04_03 | 2039 | H2 Import - QC | Import | Hydrogen | NY | Dispatch-Import | FuelCost | 0 | [6 empty] | 0.47464 | 0
LCP_Inputs_ON_Electric_2023_04_03 | 2039 | H2 Import - QC | Import | Hydrogen | NY | Dispatch-Import | VOM | 0 | [6 empty] | 0.47464 | 0
LCP_Inputs_ON_Electric_2023_04_03 | 2039 | H2 Import - QC | Import | Hydrogen | ON | Dispatch-Import | EmissionsCost | 0 | [6 empty] | 0.47464 | 0
LCP_Inputs_ON_Electric_2023_04_03 | 2039 | H2 Import - QC | Import | Hydrogen | ON | Dispatch-Import | FuelCost | 0 | [6 empty] | 0.47464 | 0
LCP_Inputs_ON_Electric_2023_04_03 | 2039 | H2 Import - QC | Import | Hydrogen | ON | Dispatch-Import | VOM | 0 | [6 empty] | 0.47464 | 0
LCP_Inputs_ON_Electric_2023_04_03 | 2039 | H2 Import - QC | Import | Hydrogen | PJ | Dispatch-Import | EmissionsCost | 0 | [6 empty] | 0.47464 | 0
LCP_Inputs_ON_Electric_2023_04_03 | 2039 | H2 Import - QC | Import | Hydrogen | PJ | Dispatch-Import | FuelCost | 0 | [6 empty] | 0.47464 | 0
LCP_Inputs_ON_Electric_2023_04_03 | 2039 | H2 Import - QC | Import | Hydrogen | PJ | Dispatch-Import | VOM | 0 | [6 empty] | 0.47464 | 0
LCP_Inputs_ON_Electric_2023_04_03 | 2039 | H2 Import - QC | Import | Hydrogen | QC | Dispatch-Import | EmissionsCost | 0 | [6 empty] | 0.47464 | 0
LCP_Inputs_ON_Electric_2023_04_03 | 2039 | H2 Import - QC | Import | Hydrogen | QC | Dispatch-Import | FuelCost | 0 | [6 empty] | 0.47464 | 0
LCP_Inputs_ON_Electric_2023_04_03 | 2039 | H2 Import - QC | Import | Hydrogen | QC | Dispatch-Import | VOM | 0 | [6 empty] | 0.47464 | 0
LCP_Inputs_ON_Electric_2023_04_03 | 2039 | H2 Import - QC | Import | Hydrogen | WC | Dispatch-Import | EmissionsCost | 0 | [6 empty] | 0.47464 | 0
LCP_Inputs_ON_Electric_2023_04_03 | 2039 | H2 Import - QC | Import | Hydrogen | WC | Dispatch-Import | FuelCost | 0 | [6 empty] | 0.47464 | 0
LCP_Inputs_ON_Electric_2023_04_03 | 2039 | H2 Import - QC | Import | Hydrogen | WC | Dispatch-Import | VOM | 0 | [6 empty] | 0.47464 | 0
LCP_Inputs_ON_Electric_2023_04_03 | 2039 | H2 Import - WC | Import | Hydrogen | MI | Dispatch-Import | EmissionsCost | 0 | [6 empty] | 0.47464 | 0
LCP_Inputs_ON_Electric_2023_04_03 | 2039 | H2 Import - WC | Import | Hydrogen | MI | Dispatch-Import | FuelCost | 0 | [6 empty] | 0.47464 | 0
LCP_Inputs_ON_Electric_2023_04_03 | 2039 | H2 Import - WC | Import | Hydrogen | MI | Dispatch-Import | VOM | 0 | [6 empty] | 0.47464 | 0
LCP_Inputs_ON_Electric_2023_04_03 | 2039 | H2 Import - WC | Import | Hydrogen | NY | Dispatch-Import | EmissionsCost | 0 | [6 empty] | 0.47464 | 0
LCP_Inputs_ON_Electric_2023_04_03 | 2039 | H2 Import - WC | Import | Hydrogen | NY | Dispatch-Import | FuelCost | 0 | [6 empty] | 0.47464 | 0
LCP_Inputs_ON_Electric_2023_04_03 | 2039 | H2 Import - WC | Import | Hydrogen | NY | Dispatch-Import | VOM | 0 | [6 empty] | 0.47464 | 0
LCP_Inputs_ON_Electric_2023_04_03 | 2039 | H2 Import - WC | Import | Hydrogen | ON | Dispatch-Import | EmissionsCost | 0 | [6 empty] | 0.47464 | 0
LCP_Inputs_ON_Electric_2023_04_03 | 2039 | H2 Import - WC | Import | Hydrogen | ON | Dispatch-Import | FuelCost | 0 | [6 empty] | 0.47464 | 0
LCP_Inputs_ON_Electric_2023_04_03 | 2039 | H2 Import - WC | Import | Hydrogen | ON | Dispatch-Import | VOM | 0 | [6 empty] | 0.47464 | 0
LCP_Inputs_ON_Electric_2023_04_03 | 2039 | H2 Import - WC | Import | Hydrogen | PJ | Dispatch-Import | EmissionsCost | 0 | [6 empty] | 0.47464 | 0
LCP_Inputs_ON_Electric_2023_04_03 | 2039 | H2 Import - WC | Import | Hydrogen | PJ | Dispatch-Import | FuelCost | 0 | [6 empty] | 0.47464 | 0
LCP_Inputs_ON_Electric_2023_04_03 | 2039 | H2 Import - WC | Import | Hydrogen | PJ | Dispatch-Import | VOM | 0 | [6 empty] | 0.47464 | 0
LCP_Inputs_ON_Electric_2023_04_03 | 2039 | H2 Import - WC | Import | Hydrogen | QC | Dispatch-Import | EmissionsCost | 0 | [6 empty] | 0.47464 | 0
LCP_Inputs_ON_Electric_2023_04_03 | 2039 | H2 Import - WC | Import | Hydrogen | QC | Dispatch-Import | FuelCost | 0 | [6 empty] | 0.47464 | 0
LCP_Inputs_ON_Electric_2023_04_03 | 2039 | H2 Import - WC | Import | Hydrogen | QC | Dispatch-Import | VOM | 0 | [6 empty] | 0.47464 | 0
LCP_Inputs_ON_Electric_2023_04_03 | 2039 | H2 Import - WC | Import | Hydrogen | WC | Dispatch-Import | EmissionsCost | 0 | [6 empty] | 0.47464 | 0
LCP_Inputs_ON_Electric_2023_04_03 | 2039 | H2 Import - WC | Import | Hydrogen | WC | Dispatch-Import | FuelCost | 0 | [6 empty] | 0.47464 | 0
LCP_Inputs_ON_Electric_2023_04_03 | 2039 | H2 Import - WC | Import | Hydrogen | WC | Dispatch-Import | VOM | 0 | [6 empty] | 0.47464 | 0
LCP_Inputs_ON_Electric_2023_04_03 | 2039 | H2 Salt Cavern Storage - ON | Storage | Hydrogen | MI | Dispatch-Storage | EmissionsCost | 0 | [6 empty] | 0.47464 | 0
LCP_Inputs_ON_Electric_2023_04_03 | 2039 | H2 Salt Cavern Storage - ON | Storage | Hydrogen | MI | Dispatch-Storage | FuelCost | 0 | [6 empty] | 0.47464 | 0
LCP_Inputs_ON_Electric_2023_04_03 | 2039 | H2 Salt Cavern Storage - ON | Storage | Hydrogen | MI | Dispatch-Storage | VOM | 0 | [6 empty] | 0.47464 | 0
LCP_Inputs_ON_Electric_2023_04_03 | 2039 | H2 Salt Cavern Storage - ON | Storage | Hydrogen | NY | Dispatch-Storage | EmissionsCost | 0 | [6 empty] | 0.47464 | 0
LCP_Inputs_ON_Electric_2023_04_03 | 2039 | H2 Salt Cavern Storage - ON | Storage | Hydrogen | NY | Dispatch-Storage | FuelCost | 0 | [6 empty] | 0.47464 | 0
LCP_Inputs_ON_Electric_2023_04_03 | 2039 | H2 Salt Cavern Storage - ON | Storage | Hydrogen | NY | Dispatch-Storage | VOM | 0 | [6 empty] | 0.47464 | 0
LCP_Inputs_ON_Electric_2023_04_03 | 2039 | H2 Salt Cavern Storage - ON | Storage | Hydrogen | ON | Dispatch-Storage | EmissionsCost | 0 | [6 empty] | 0.47464 | 0
LCP_Inputs_ON_Electric_2023_04_03 | 2039 | H2 Salt Cavern Storage - ON | Storage | Hydrogen | ON | Dispatch-Storage | FuelCost | 0 | [6 empty] | 0.47464 | 0
LCP_Inputs_ON_Electric_2023_04_03 | 2039 | H2 Salt Cavern Storage - ON | Storage | Hydrogen | ON | Dispatch-Storage | VOM | 10230556.9235 | [6 empty] | 0.47464 | 4855856.3376
LCP_Inputs_ON_Electric_2023_04_03 | 2039 | H2 Salt Cavern Storage - ON | Storage | Hydrogen | PJ | Dispatch-Storage | EmissionsCost | 0 | [6 empty] | 0.47464 | 0
LCP_Inputs_ON_Electric_2023_04_03 | 2039 | H2 Salt Cavern Storage - ON | Storage | Hydrogen | PJ | Dispatch-Storage | FuelCost | 0 | [6 empty] | 0.47464 | 0
LCP_Inputs_ON_Electric_2023_04_03 | 2039 | H2 Salt Cavern Storage - ON | Storage | Hydrogen | PJ | Dispatch-Storage | VOM | 0 | [6 empty] | 0.47464 | 0
LCP_Inputs_ON_Electric_2023_04_03 | 2039 | H2 Salt Cavern Storage - ON | Storage | Hydrogen | QC | Dispatch-Storage | EmissionsCost | 0 | [6 empty] | 0.47464 | 0
LCP_Inputs_ON_Electric_2023_04_03 | 2039 | H2 Salt Cavern Storage - ON | Storage | Hydrogen | QC | Dispatch-Storage | FuelCost | 0 | [6 empty] | 0.47464 | 0
LCP_Inputs_ON_Electric_2023_04_03 | 2039 | H2 Salt Cavern Storage - ON | Storage | Hydrogen | QC | Dispatch-Storage | VOM | 0 | [6 empty] | 0.47464 | 0
LCP_Inputs_ON_Electric_2023_04_03 | 2039 | H2 Salt Cavern Storage - ON | Storage | Hydrogen | WC | Dispatch-Storage | EmissionsCost | 0 | [6 empty] | 0.47464 | 0
LCP_Inputs_ON_Electric_2023_04_03 | 2039 | H2 Salt Cavern Storage - ON | Storage | Hydrogen | WC | Dispatch-Storage | FuelCost | 0 | [6 empty] | 0.47464 | 0
LCP_Inputs_ON_Electric_2023_04_03 | 2039 | H2 Salt Cavern Storage - ON | Storage | Hydrogen | WC | Dispatch-Storage | VOM | 0 | [6 empty] | 0.47464 | 0
LCP_Inputs_ON_Electric_2023_04_03 | 2039 | Hydro | Generation | Electricity | MI | Dispatch-Generation | EmissionsCost | 0 | [6 empty] | 0.47464 | 0
LCP_Inputs_ON_Electric_2023_04_03 | 2039 | Hydro | Generation | Electricity | MI | Dispatch-Generation | FuelCost | 0 | [6 empty] | 0.47464 | 0
LCP_Inputs_ON_Electric_2023_04_03 | 2039 | Hydro | Generation | Electricity | MI | Dispatch-Generation | VOM | 0 | [6 empty] | 0.47464 | 0
LCP_Inputs_ON_Electric_2023_04_03 | 2039 | Hydro | Generation | Electricity | NY | Dispatch-Generation | EmissionsCost | 0 | [6 empty] | 0.47464 | 0
LCP_Inputs_ON_Electric_2023_04_03 | 2039 | Hydro | Generation | Electricity | NY | Dispatch-Generation | FuelCost | 0 | [6 empty] | 0.47464 | 0
LCP_Inputs_ON_Electric_2023_04_03 | 2039 | Hydro | Generation | Electricity | NY | Dispatch-Generation | VOM | 0 | [6 empty] | 0.47464 | 0
LCP_Inputs_ON_Electric_2023_04_03 | 2039 | Hydro | Generation | Electricity | ON | Dispatch-Generation | EmissionsCost | 0 | [6 empty] | 0.47464 | 0
LCP_Inputs_ON_Electric_2023_04_03 | 2039 | Hydro | Generation | Electricity | ON | Dispatch-Generation | FuelCost | 0 | [6 empty] | 0.47464 | 0
LCP_Inputs_ON_Electric_2023_04_03 | 2039 | Hydro | Generation | Electricity | ON | Dispatch-Generation | VOM | 0 | [6 empty] | 0.47464 | 0
LCP_Inputs_ON_Electric_2023_04_03 | 2039 | Hydro | Generation | Electricity | PJ | Dispatch-Generation | EmissionsCost | 0 | [6 empty] | 0.47464 | 0
LCP_Inputs_ON_Electric_2023_04_03 | 2039 | Hydro | Generation | Electricity | PJ | Dispatch-Generation | FuelCost | 0 | [6 empty] | 0.47464 | 0
LCP_Inputs_ON_Electric_2023_04_03 | 2039 | Hydro | Generation | Electricity | PJ | Dispatch-Generation | VOM | 0 | [6 empty] | 0.47464 | 0
LCP_Inputs_ON_Electric_2023_04_03 | 2039 | Hydro | Generation | Electricity | QC | Dispatch-Generation | EmissionsCost | 0 | [6 empty] | 0.47464 | 0
LCP_Inputs_ON_Electric_2023_04_03 | 2039 | Hydro | Generation | Electricity | QC | Dispatch-Generation | FuelCost | 0 | [6 empty] | 0.47464 | 0
LCP_Inputs_ON_Electric_2023_04_03 | 2039 | Hydro | Generation | Electricity | QC | Dispatch-Generation | VOM | 0 | [6 empty] | 0.47464 | 0
LCP_Inputs_ON_Electric_2023_04_03 | 2039 | Hydro | Generation | Electricity | WC | Dispatch-Generation | EmissionsCost | 0 | [6 empty] | 0.47464 | 0
LCP_Inputs_ON_Electric_2023_04_03 | 2039 | Hydro | Generation | Electricity | WC | Dispatch-Generation | FuelCost | 0 | [6 empty] | 0.47464 | 0
LCP_Inputs_ON_Electric_2023_04_03 | 2039 | Hydro | Generation | Electricity | WC | Dispatch-Generation | VOM | 0 | [6 empty] | 0.47464 | 0
LCP_Inputs_ON_Electric_2023_04_03 | 2039 | Hydro Pumped Storage | Storage | Electricity | MI | Dispatch-Storage | EmissionsCost | 0 | [6 empty] | 0.47464 | 0
LCP_Inputs_ON_Electric_2023_04_03 | 2039 | Hydro Pumped Storage | Storage | Electricity | MI | Dispatch-Storage | FuelCost | 0 | [6 empty] | 0.47464 | 0
LCP_Inputs_ON_Electric_2023_04_03 | 2039 | Hydro Pumped Storage | Storage | Electricity | MI | Dispatch-Storage | VOM | 0 | [6 empty] | 0.47464 | 0
LCP_Inputs_ON_Electric_2023_04_03 | 2039 | Hydro Pumped Storage | Storage | Electricity | NY | Dispatch-Storage | EmissionsCost | 0 | [6 empty] | 0.47464 | 0
LCP_Inputs_ON_Electric_2023_04_03 | 2039 | Hydro Pumped Storage | Storage | Electricity | NY | Dispatch-Storage | FuelCost | 0 | [6 empty] | 0.47464 | 0
LCP_Inputs_ON_Electric_2023_04_03 | 2039 | Hydro Pumped Storage | Storage | Electricity | NY | Dispatch-Storage | VOM | 0 | [6 empty] | 0.47464 | 0
LCP_Inputs_ON_Electric_2023_04_03 | 2039 | Hydro Pumped Storage | Storage | Electricity | ON | Dispatch-Storage | EmissionsCost | 0 | [6 empty] | 0.47464 | 0
LCP_Inputs_ON_Electric_2023_04_03 | 2039 | Hydro Pumped Storage | Storage | Electricity | ON | Dispatch-Storage | FuelCost | 0 | [6 empty] | 0.47464 | 0
LCP_Inputs_ON_Electric_2023_04_03 | 2039 | Hydro Pumped Storage | Storage | Electricity | ON | Dispatch-Storage | VOM | 0 | [6 empty] | 0.47464 | 0
LCP_Inputs_ON_Electric_2023_04_03 | 2039 | Hydro Pumped Storage | Storage | Electricity | PJ | Dispatch-Storage | EmissionsCost | 0 | [6 empty] | 0.47464 | 0
LCP_Inputs_ON_Electric_2023_04_03 | 2039 | Hydro Pumped Storage | Storage | Electricity | PJ | Dispatch-Storage | FuelCost | 0 | [6 empty] | 0.47464 | 0
LCP_Inputs_ON_Electric_2023_04_03 | 2039 | Hydro Pumped Storage | Storage | Electricity | PJ | Dispatch-Storage | VOM | 0 | [6 empty] | 0.47464 | 0
LCP_Inputs_ON_Electric_2023_04_03 | 2039 | Hydro Pumped Storage | Storage | Electricity | QC | Dispatch-Storage | EmissionsCost | 0 | [6 empty] | 0.47464 | 0
LCP_Inputs_ON_Electric_2023_04_03 | 2039 | Hydro Pumped Storage | Storage | Electricity | QC | Dispatch-Storage | FuelCost | 0 | [6 empty] | 0.47464 | 0
LCP_Inputs_ON_Electric_2023_04_03 | 2039 | Hydro Pumped Storage | Storage | Electricity | QC | Dispatch-Storage | VOM | 0 | [6 empty] | 0.47464 | 0
LCP_Inputs_ON_Electric_2023_04_03 | 2039 | Hydro Pumped Storage | Storage | Electricity | WC | Dispatch-Storage | EmissionsCost | 0 | [6 empty] | 0.47464 | 0
LCP_Inputs_ON_Electric_2023_04_03 | 2039 | Hydro Pumped Storage | Storage | Electricity | WC | Dispatch-Storage | FuelCost | 0 | [6 empty] | 0.47464 | 0
LCP_Inputs_ON_Electric_2023_04_03 | 2039 | Hydro Pumped Storage | Storage | Electricity | WC | Dispatch-Storage | VOM | 0 | [6 empty] | 0.47464 | 0
LCP_Inputs_ON_Electric_2023_04_03 | 2039 | Nuclear | Generation | Electricity | MI | Dispatch-Generation | EmissionsCost | 0 | [6 empty] | 0.47464 | 0
LCP_Inputs_ON_Electric_2023_04_03 | 2039 | Nuclear | Generation | Electricity | MI | Dispatch-Generation | FuelCost | 0 | [6 empty] | 0.47464 | 0
LCP_Inputs_ON_Electric_2023_04_03 | 2039 | Nuclear | Generation | Electricity | MI | Dispatch-Generation | VOM | 2762866296.96 | [6 empty] | 0.47464 | 1311373556.5133
LCP_Inputs_ON_Electric_2023_04_03 | 2039 | Nuclear | Generation | Electricity | NY | Dispatch-Generation | EmissionsCost | 0 | [6 empty] | 0.47464 | 0
LCP_Inputs_ON_Electric_2023_04_03 | 2039 | Nuclear | Generation | Electricity | NY | Dispatch-Generation | FuelCost | 0 | [6 empty] | 0.47464 | 0
LCP_Inputs_ON_Electric_2023_04_03 | 2039 | Nuclear | Generation | Electricity | NY | Dispatch-Generation | VOM | 2246155230.144 | [6 empty] | 0.47464 | 1066120563.2267
LCP_Inputs_ON_Electric_2023_04_03 | 2039 | Nuclear | Generation | Electricity | ON | Dispatch-Generation | EmissionsCost | 0 | [6 empty] | 0.47464 | 0
LCP_Inputs_ON_Electric_2023_04_03 | 2039 | Nuclear | Generation | Electricity | ON | Dispatch-Generation | FuelCost | 0 | [6 empty] | 0.47464 | 0
LCP_Inputs_ON_Electric_2023_04_03 | 2039 | Nuclear | Generation | Electricity | ON | Dispatch-Generation | VOM | 7202995454.9077 | [6 empty] | 0.47464 | 3418847223.1338
LCP_Inputs_ON_Electric_2023_04_03 | 2039 | Nuclear | Generation | Electricity | PJ | Dispatch-Generation | EmissionsCost | 0 | [6 empty] | 0.47464 | 0
LCP_Inputs_ON_Electric_2023_04_03 | 2039 | Nuclear | Generation | Electricity | PJ | Dispatch-Generation | FuelCost | 0 | [6 empty] | 0.47464 | 0
LCP_Inputs_ON_Electric_2023_04_03 | 2039 | Nuclear | Generation | Electricity | PJ | Dispatch-Generation | VOM | 6401347648.6848 | [6 empty] | 0.47464 | 3038351165.1543
LCP_Inputs_ON_Electric_2023_04_03 | 2039 | Nuclear | Generation | Electricity | QC | Dispatch-Generation | EmissionsCost | 0 | [6 empty] | 0.47464 | 0
LCP_Inputs_ON_Electric_2023_04_03 | 2039 | Nuclear | Generation | Electricity | QC | Dispatch-Generation | FuelCost | 0 | [6 empty] | 0.47464 | 0
LCP_Inputs_ON_Electric_2023_04_03 | 2039 | Nuclear | Generation | Electricity | QC | Dispatch-Generation | VOM | 0 | [6 empty] | 0.47464 | 0
LCP_Inputs_ON_Electric_2023_04_03 | 2039 | Nuclear | Generation | Electricity | WC | Dispatch-Generation | EmissionsCost | 0 | [6 empty] | 0.47464 | 0
LCP_Inputs_ON_Electric_2023_04_03 | 2039 | Nuclear | Generation | Electricity | WC | Dispatch-Generation | FuelCost | 0 | [6 empty] | 0.47464 | 0
LCP_Inputs_ON_Electric_2023_04_03 | 2039 | Nuclear | Generation | Electricity | WC | Dispatch-Generation | VOM | 0 | [6 empty] | 0.47464 | 0
LCP_Inputs_ON_Electric_2023_04_03 | 2039 | Nuclear SMR | Generation | Electricity | MI | Dispatch-Generation | EmissionsCost | 0 | [6 empty] | 0.47464 | 0
LCP_Inputs_ON_Electric_2023_04_03 | 2039 | Nuclear SMR | Generation | Electricity | MI | Dispatch-Generation | FuelCost | 0 | [6 empty] | 0.47464 | 0
LCP_Inputs_ON_Electric_2023_04_03 | 2039 | Nuclear SMR | Generation | Electricity | MI | Dispatch-Generation | VOM | 0 | [6 empty] | 0.47464 | 0
LCP_Inputs_ON_Electric_2023_04_03 | 2039 | Nuclear SMR | Generation | Electricity | NY | Dispatch-Generation | EmissionsCost | 0 | [6 empty] | 0.47464 | 0
LCP_Inputs_ON_Electric_2023_04_03 | 2039 | Nuclear SMR | Generation | Electricity | NY | Dispatch-Generation | FuelCost | 0 | [6 empty] | 0.47464 | 0
LCP_Inputs_ON_Electric_2023_04_03 | 2039 | Nuclear SMR | Generation | Electricity | NY | Dispatch-Generation | VOM | 0 | [6 empty] | 0.47464 | 0
LCP_Inputs_ON_Electric_2023_04_03 | 2039 | Nuclear SMR | Generation | Electricity | ON | Dispatch-Generation | EmissionsCost | 0 | [6 empty] | 0.47464 | 0
LCP_Inputs_ON_Electric_2023_04_03 | 2039 | Nuclear SMR | Generation | Electricity | ON | Dispatch-Generation | FuelCost | 0 | [6 empty] | 0.47464 | 0
LCP_Inputs_ON_Electric_2023_04_03 | 2039 | Nuclear SMR | Generation | Electricity | ON | Dispatch-Generation | VOM | 19000000.8 | [6 empty] | 0.47464 | 9018206.4367
LCP_Inputs_ON_Electric_2023_04_03 | 2039 | Nuclear SMR | Generation | Electricity | PJ | Dispatch-Generation | EmissionsCost | 0 | [6 empty] | 0.47464 | 0
LCP_Inputs_ON_Electric_2023_04_03 | 2039 | Nuclear SMR | Generation | Electricity | PJ | Dispatch-Generation | FuelCost | 0 | [6 empty] | 0.47464 | 0
LCP_Inputs_ON_Electric_2023_04_03 | 2039 | Nuclear SMR | Generation | Electricity | PJ | Dispatch-Generation | VOM | 0 | [6 empty] | 0.47464 | 0
LCP_Inputs_ON_Electric_2023_04_03 | 2039 | Nuclear SMR | Generation | Electricity | QC | Dispatch-Generation | EmissionsCost | 0 | [6 empty] | 0.47464 | 0
LCP_Inputs_ON_Electric_2023_04_03 | 2039 | Nuclear SMR | Generation | Electricity | QC | Dispatch-Generation | FuelCost | 0 | [6 empty] | 0.47464 | 0
LCP_Inputs_ON_Electric_2023_04_03 | 2039 | Nuclear SMR | Generation | Electricity | QC | Dispatch-Generation | VOM | 0 | [6 empty] | 0.47464 | 0
LCP_Inputs_ON_Electric_2023_04_03 | 2039 | Nuclear SMR | Generation | Electricity | WC | Dispatch-Generation | EmissionsCost | 0 | [6 empty] | 0.47464 | 0
LCP_Inputs_ON_Electric_2023_04_03 | 2039 | Nuclear SMR | Generation | Electricity | WC | Dispatch-Generation | FuelCost | 0 | [6 empty] | 0.47464 | 0
LCP_Inputs_ON_Electric_2023_04_03 | 2039 | Nuclear SMR | Generation | Electricity | WC | Dispatch-Generation | VOM | 0 | [6 empty] | 0.47464 | 0
LCP_Inputs_ON_Electric_2023_04_03 | 2039 | O/CCGT - CH4 Existing | Crossload | Electricity | MI | Dispatch-Crossload | EmissionsCost | 0 | [6 empty] | 0.47464 | 0
LCP_Inputs_ON_Electric_2023_04_03 | 2039 | O/CCGT - CH4 Existing | Crossload | Electricity | MI | Dispatch-Crossload | FuelCost | 0 | [6 empty] | 0.47464 | 0
LCP_Inputs_ON_Electric_2023_04_03 | 2039 | O/CCGT - CH4 Existing | Crossload | Electricity | MI | Dispatch-Crossload | VOM | 0 | [6 empty] | 0.47464 | 0
LCP_Inputs_ON_Electric_2023_04_03 | 2039 | O/CCGT - CH4 Existing | Crossload | Electricity | NY | Dispatch-Crossload | EmissionsCost | 0 | [6 empty] | 0.47464 | 0
LCP_Inputs_ON_Electric_2023_04_03 | 2039 | O/CCGT - CH4 Existing | Crossload | Electricity | NY | Dispatch-Crossload | FuelCost | 0 | [6 empty] | 0.47464 | 0
LCP_Inputs_ON_Electric_2023_04_03 | 2039 | O/CCGT - CH4 Existing | Crossload | Electricity | NY | Dispatch-Crossload | VOM | 0 | [6 empty] | 0.47464 | 0
LCP_Inputs_ON_Electric_2023_04_03 | 2039 | O/CCGT - CH4 Existing | Crossload | Electricity | ON | Dispatch-Crossload | EmissionsCost | 9180015.4005 | [6 empty] | 0.47464 | 4357224.7625
LCP_Inputs_ON_Electric_2023_04_03 | 2039 | O/CCGT - CH4 Existing | Crossload | Electricity | ON | Dispatch-Crossload | FuelCost | 0 | [6 empty] | 0.47464 | 0
LCP_Inputs_ON_Electric_2023_04_03 | 2039 | O/CCGT - CH4 Existing | Crossload | Electricity | ON | Dispatch-Crossload | VOM | 333612.5238 | [6 empty] | 0.47464 | 158346.657
LCP_Inputs_ON_Electric_2023_04_03 | 2039 | O/CCGT - CH4 Existing | Crossload | Electricity | PJ | Dispatch-Crossload | EmissionsCost | 0 | [6 empty] | 0.47464 | 0
LCP_Inputs_ON_Electric_2023_04_03 | 2039 | O/CCGT - CH4 Existing | Crossload | Electricity | PJ | Dispatch-Crossload | FuelCost | 0 | [6 empty] | 0.47464 | 0
LCP_Inputs_ON_Electric_2023_04_03 | 2039 | O/CCGT - CH4 Existing | Crossload | Electricity | PJ | Dispatch-Crossload | VOM | 0 | [6 empty] | 0.47464 | 0
LCP_Inputs_ON_Electric_2023_04_03 | 2039 | O/CCGT - CH4 Existing | Crossload | Electricity | QC | Dispatch-Crossload | EmissionsCost | 0 | [6 empty] | 0.47464 | 0
LCP_Inputs_ON_Electric_2023_04_03 | 2039 | O/CCGT - CH4 Existing | Crossload | Electricity | QC | Dispatch-Crossload | FuelCost | 0 | [6 empty] | 0.47464 | 0
LCP_Inputs_ON_Electric_2023_04_03 | 2039 | O/CCGT - CH4 Existing | Crossload | Electricity | QC | Dispatch-Crossload | VOM | 0 | [6 empty] | 0.47464 | 0
LCP_Inputs_ON_Electric_2023_04_03 | 2039 | O/CCGT - CH4 Existing | Crossload | Electricity | WC | Dispatch-Crossload | EmissionsCost | 0 | [6 empty] | 0.47464 | 0
LCP_Inputs_ON_Electric_2023_04_03 | 2039 | O/CCGT - CH4 Existing | Crossload | Electricity | WC | Dispatch-Crossload | FuelCost | 0 | [6 empty] | 0.47464 | 0
LCP_Inputs_ON_Electric_2023_04_03 | 2039 | O/CCGT - CH4 Existing | Crossload | Electricity | WC | Dispatch-Crossload | VOM | 0 | [6 empty] | 0.47464 | 0
LCP_Inputs_ON_Electric_2023_04_03 | 2039 | O/CCGT - CH4 New | Crossload | Electricity | MI | Dispatch-Crossload | EmissionsCost | 0 | [6 empty] | 0.47464 | 0
LCP_Inputs_ON_Electric_2023_04_03 | 2039 | O/CCGT - CH4 New | Crossload | Electricity | MI | Dispatch-Crossload | FuelCost | 0 | [6 empty] | 0.47464 | 0
LCP_Inputs_ON_Electric_2023_04_03 | 2039 | O/CCGT - CH4 New | Crossload | Electricity | MI | Dispatch-Crossload | VOM | 0 | [6 empty] | 0.47464 | 0
LCP_Inputs_ON_Electric_2023_04_03 | 2039 | O/CCGT - CH4 New | Crossload | Electricity | NY | Dispatch-Crossload | EmissionsCost | 0 | [6 empty] | 0.47464 | 0
LCP_Inputs_ON_Electric_2023_04_03 | 2039 | O/CCGT - CH4 New | Crossload | Electricity | NY | Dispatch-Crossload | FuelCost | 0 | [6 empty] | 0.47464 | 0
LCP_Inputs_ON_Electric_2023_04_03 | 2039 | O/CCGT - CH4 New | Crossload | Electricity | NY | Dispatch-Crossload | VOM | 0 | [6 empty] | 0.47464 | 0
LCP_Inputs_ON_Electric_2023_04_03 | 2039 | O/CCGT - CH4 New | Crossload | Electricity | ON | Dispatch-Crossload | EmissionsCost | 361423.3129 | [6 empty] | 0.47464 | 171546.8374
LCP_Inputs_ON_Electric_2023_04_03 | 2039 | O/CCGT - CH4 New | Crossload | Electricity | ON | Dispatch-Crossload | FuelCost | 0 | [6 empty] | 0.47464 | 0
LCP_Inputs_ON_Electric_2023_04_03 | 2039 | O/CCGT - CH4 New | Crossload | Electricity | ON | Dispatch-Crossload | VOM | 13134.547 | [6 empty] | 0.47464 | 6234.2132
LCP_Inputs_ON_Electric_2023_04_03 | 2039 | O/CCGT - CH4 New | Crossload | Electricity | PJ | Dispatch-Crossload | EmissionsCost | 0 | [6 empty] | 0.47464 | 0
LCP_Inputs_ON_Electric_2023_04_03 | 2039 | O/CCGT - CH4 New | Crossload | Electricity | PJ | Dispatch-Crossload | FuelCost | 0 | [6 empty] | 0.47464 | 0
LCP_Inputs_ON_Electric_2023_04_03 | 2039 | O/CCGT - CH4 New | Crossload | Electricity | PJ | Dispatch-Crossload | VOM | 0 | [6 empty] | 0.47464 | 0
LCP_Inputs_ON_Electric_2023_04_03 | 2039 | O/CCGT - CH4 New | Crossload | Electricity | QC | Dispatch-Crossload | EmissionsCost | 0 | [6 empty] | 0.47464 | 0
LCP_Inputs_ON_Electric_2023_04_03 | 2039 | O/CCGT - CH4 New | Crossload | Electricity | QC | Dispatch-Crossload | FuelCost | 0 | [6 empty] | 0.47464 | 0
LCP_Inputs_ON_Electric_2023_04_03 | 2039 | O/CCGT - CH4 New | Crossload | Electricity | QC | Dispatch-Crossload | VOM | 0 | [6 empty] | 0.47464 | 0
LCP_Inputs_ON_Electric_2023_04_03 | 2039 | O/CCGT - CH4 New | Crossload | Electricity | WC | Dispatch-Crossload | EmissionsCost | 0 | [6 empty] | 0.47464 | 0
LCP_Inputs_ON_Electric_2023_04_03 | 2039 | O/CCGT - CH4 New | Crossload | Electricity | WC | Dispatch-Crossload | FuelCost | 0 | [6 empty] | 0.47464 | 0
LCP_Inputs_ON_Electric_2023_04_03 | 2039 | O/CCGT - CH4 New | Crossload | Electricity | WC | Dispatch-Crossload | VOM | 0 | [6 empty] | 0.47464 | 0
LCP_Inputs_ON_Electric_2023_04_03 | 2039 | O/CCGT - H2 New | Crossload | Electricity | MI | Dispatch-Crossload | EmissionsCost | 0 | [6 empty] | 0.47464 | 0
LCP_Inputs_ON_Electric_2023_04_03 | 2039 | O/CCGT - H2 New | Crossload | Electricity | MI | Dispatch-Crossload | FuelCost | 0 | [6 empty] | 0.47464 | 0
LCP_Inputs_ON_Electric_2023_04_03 | 2039 | O/CCGT - H2 New | Crossload | Electricity | MI | Dispatch-Crossload | VOM | 0 | [6 empty] | 0.47464 | 0
LCP_Inputs_ON_Electric_2023_04_03 | 2039 | O/CCGT - H2 New | Crossload | Electricity | NY | Dispatch-Crossload | EmissionsCost | 0 | [6 empty] | 0.47464 | 0
LCP_Inputs_ON_Electric_2023_04_03 | 2039 | O/CCGT - H2 New | Crossload | Electricity | NY | Dispatch-Crossload | FuelCost | 0 | [6 empty] | 0.47464 | 0
LCP_Inputs_ON_Electric_2023_04_03 | 2039 | O/CCGT - H2 New | Crossload | Electricity | NY | Dispatch-Crossload | VOM | 0 | [6 empty] | 0.47464 | 0
LCP_Inputs_ON_Electric_2023_04_03 | 2039 | O/CCGT - H2 New | Crossload | Electricity | ON | Dispatch-Crossload | EmissionsCost | 0 | [6 empty] | 0.47464 | 0
LCP_Inputs_ON_Electric_2023_04_03 | 2039 | O/CCGT - H2 New | Crossload | Electricity | ON | Dispatch-Crossload | FuelCost | 0 | [6 empty] | 0.47464 | 0
LCP_Inputs_ON_Electric_2023_04_03 | 2039 | O/CCGT - H2 New | Crossload | Electricity | ON | Dispatch-Crossload | VOM | 1464727.4743 | [6 empty] | 0.47464 | 695221.799
LCP_Inputs_ON_Electric_2023_04_03 | 2039 | O/CCGT - H2 New | Crossload | Electricity | PJ | Dispatch-Crossload | EmissionsCost | 0 | [6 empty] | 0.47464 | 0
LCP_Inputs_ON_Electric_2023_04_03 | 2039 | O/CCGT - H2 New | Crossload | Electricity | PJ | Dispatch-Crossload | FuelCost | 0 | [6 empty] | 0.47464 | 0
LCP_Inputs_ON_Electric_2023_04_03 | 2039 | O/CCGT - H2 New | Crossload | Electricity | PJ | Dispatch-Crossload | VOM | 0 | [6 empty] | 0.47464 | 0
LCP_Inputs_ON_Electric_2023_04_03 | 2039 | O/CCGT - H2 New | Crossload | Electricity | QC | Dispatch-Crossload | EmissionsCost | 0 | [6 empty] | 0.47464 | 0
LCP_Inputs_ON_Electric_2023_04_03 | 2039 | O/CCGT - H2 New | Crossload | Electricity | QC | Dispatch-Crossload | FuelCost | 0 | [6 empty] | 0.47464 | 0
LCP_Inputs_ON_Electric_2023_04_03 | 2039 | O/CCGT - H2 New | Crossload | Electricity | QC | Dispatch-Crossload | VOM | 0 | [6 empty] | 0.47464 | 0
LCP_Inputs_ON_Electric_2023_04_03 | 2039 | O/CCGT - H2 New | Crossload | Electricity | WC | Dispatch-Crossload | EmissionsCost | 0 | [6 empty] | 0.47464 | 0
LCP_Inputs_ON_Electric_2023_04_03 | 2039 | O/CCGT - H2 New | Crossload | Electricity | WC | Dispatch-Crossload | FuelCost | 0 | [6 empty] | 0.47464 | 0
LCP_Inputs_ON_Electric_2023_04_03 | 2039 | O/CCGT - H2 New | Crossload | Electricity | WC | Dispatch-Crossload | VOM | 0 | [6 empty] | 0.47464 | 0
LCP_Inputs_ON_Electric_2023_04_03 | 2039 | SMR CCS | Crossload | Hydrogen | MI | Dispatch-Crossload | EmissionsCost | 0 | [6 empty] | 0.47464 | 0
LCP_Inputs_ON_Electric_2023_04_03 | 2039 | SMR CCS | Crossload | Hydrogen | MI | Dispatch-Crossload | FuelCost | 0 | [6 empty] | 0.47464 | 0
LCP_Inputs_ON_Electric_2023_04_03 | 2039 | SMR CCS | Crossload | Hydrogen | MI | Dispatch-Crossload | VOM | 0 | [6 empty] | 0.47464 | 0
LCP_Inputs_ON_Electric_2023_04_03 | 2039 | SMR CCS | Crossload | Hydrogen | NY | Dispatch-Crossload | EmissionsCost | 0 | [6 empty] | 0.47464 | 0
LCP_Inputs_ON_Electric_2023_04_03 | 2039 | SMR CCS | Crossload | Hydrogen | NY | Dispatch-Crossload | FuelCost | 0 | [6 empty] | 0.47464 | 0
LCP_Inputs_ON_Electric_2023_04_03 | 2039 | SMR CCS | Crossload | Hydrogen | NY | Dispatch-Crossload | VOM | 0 | [6 empty] | 0.47464 | 0
LCP_Inputs_ON_Electric_2023_04_03 | 2039 | SMR CCS | Crossload | Hydrogen | ON | Dispatch-Crossload | EmissionsCost | 76580835.5373 | [6 empty] | 0.47464 | 36348513.4152
LCP_Inputs_ON_Electric_2023_04_03 | 2039 | SMR CCS | Crossload | Hydrogen | ON | Dispatch-Crossload | FuelCost | 0 | [6 empty] | 0.47464 | 0
LCP_Inputs_ON_Electric_2023_04_03 | 2039 | SMR CCS | Crossload | Hydrogen | ON | Dispatch-Crossload | VOM | 91254385.794 | [6 empty] | 0.47464 | 43313202.8784
LCP_Inputs_ON_Electric_2023_04_03 | 2039 | SMR CCS | Crossload | Hydrogen | PJ | Dispatch-Crossload | EmissionsCost | 0 | [6 empty] | 0.47464 | 0
LCP_Inputs_ON_Electric_2023_04_03 | 2039 | SMR CCS | Crossload | Hydrogen | PJ | Dispatch-Crossload | FuelCost | 0 | [6 empty] | 0.47464 | 0
LCP_Inputs_ON_Electric_2023_04_03 | 2039 | SMR CCS | Crossload | Hydrogen | PJ | Dispatch-Crossload | VOM | 0 | [6 empty] | 0.47464 | 0
LCP_Inputs_ON_Electric_2023_04_03 | 2039 | SMR CCS | Crossload | Hydrogen | QC | Dispatch-Crossload | EmissionsCost | 0 | [6 empty] | 0.47464 | 0
LCP_Inputs_ON_Electric_2023_04_03 | 2039 | SMR CCS | Crossload | Hydrogen | QC | Dispatch-Crossload | FuelCost | 0 | [6 empty] | 0.47464 | 0
LCP_Inputs_ON_Electric_2023_04_03 | 2039 | SMR CCS | Crossload | Hydrogen | QC | Dispatch-Crossload | VOM | 0 | [6 empty] | 0.47464 | 0
LCP_Inputs_ON_Electric_2023_04_03 | 2039 | SMR CCS | Crossload | Hydrogen | WC | Dispatch-Crossload | EmissionsCost | 0 | [6 empty] | 0.47464 | 0
LCP_Inputs_ON_Electric_2023_04_03 | 2039 | SMR CCS | Crossload | Hydrogen | WC | Dispatch-Crossload | FuelCost | 0 | [6 empty] | 0.47464 | 0
LCP_Inputs_ON_Electric_2023_04_03 | 2039 | SMR CCS | Crossload | Hydrogen | WC | Dispatch-Crossload | VOM | 0 | [6 empty] | 0.47464 | 0
LCP_Inputs_ON_Electric_2023_04_03 | 2039 | Solar PV | Generation | Electricity | MI | Dispatch-Generation | EmissionsCost | 0 | [6 empty] | 0.47464 | 0
LCP_Inputs_ON_Electric_2023_04_03 | 2039 | Solar PV | Generation | Electricity | MI | Dispatch-Generation | FuelCost | 0 | [6 empty] | 0.47464 | 0
LCP_Inputs_ON_Electric_2023_04_03 | 2039 | Solar PV | Generation | Electricity | MI | Dispatch-Generation | VOM | 0 | [6 empty] | 0.47464 | 0
LCP_Inputs_ON_Electric_2023_04_03 | 2039 | Solar PV | Generation | Electricity | NY | Dispatch-Generation | EmissionsCost | 0 | [6 empty] | 0.47464 | 0
LCP_Inputs_ON_Electric_2023_04_03 | 2039 | Solar PV | Generation | Electricity | NY | Dispatch-Generation | FuelCost | 0 | [6 empty] | 0.47464 | 0
LCP_Inputs_ON_Electric_2023_04_03 | 2039 | Solar PV | Generation | Electricity | NY | Dispatch-Generation | VOM | 0 | [6 empty] | 0.47464 | 0
LCP_Inputs_ON_Electric_2023_04_03 | 2039 | Solar PV | Generation | Electricity | ON | Dispatch-Generation | EmissionsCost | 0 | [6 empty] | 0.47464 | 0
LCP_Inputs_ON_Electric_2023_04_03 | 2039 | Solar PV | Generation | Electricity | ON | Dispatch-Generation | FuelCost | 0 | [6 empty] | 0.47464 | 0
LCP_Inputs_ON_Electric_2023_04_03 | 2039 | Solar PV | Generation | Electricity | ON | Dispatch-Generation | VOM | 0 | [6 empty] | 0.47464 | 0
LCP_Inputs_ON_Electric_2023_04_03 | 2039 | Solar PV | Generation | Electricity | PJ | Dispatch-Generation | EmissionsCost | 0 | [6 empty] | 0.47464 | 0
LCP_Inputs_ON_Electric_2023_04_03 | 2039 | Solar PV | Generation | Electricity | PJ | Dispatch-Generation | FuelCost | 0 | [6 empty] | 0.47464 | 0
LCP_Inputs_ON_Electric_2023_04_03 | 2039 | Solar PV | Generation | Electricity | PJ | Dispatch-Generation | VOM | 0 | [6 empty] | 0.47464 | 0
LCP_Inputs_ON_Electric_2023_04_03 | 2039 | Solar PV | Generation | Electricity | QC | Dispatch-Generation | EmissionsCost | 0 | [6 empty] | 0.47464 | 0
LCP_Inputs_ON_Electric_2023_04_03 | 2039 | Solar PV | Generation | Electricity | QC | Dispatch-Generation | FuelCost | 0 | [6 empty] | 0.47464 | 0
LCP_Inputs_ON_Electric_2023_04_03 | 2039 | Solar PV | Generation | Electricity | QC | Dispatch-Generation | VOM | 0 | [6 empty] | 0.47464 | 0
LCP_Inputs_ON_Electric_2023_04_03 | 2039 | Solar PV | Generation | Electricity | WC | Dispatch-Generation | EmissionsCost | 0 | [6 empty] | 0.47464 | 0
LCP_Inputs_ON_Electric_2023_04_03 | 2039 | Solar PV | Generation | Electricity | WC | Dispatch-Generation | FuelCost | 0 | [6 empty] | 0.47464 | 0
LCP_Inputs_ON_Electric_2023_04_03 | 2039 | Solar PV | Generation | Electricity | WC | Dispatch-Generation | VOM | 0 | [6 empty] | 0.47464 | 0
LCP_Inputs_ON_Electric_2023_04_03 | 2039 | Wind Offshore | Generation | Electricity | MI | Dispatch-Generation | EmissionsCost | 0 | [6 empty] | 0.47464 | 0
LCP_Inputs_ON_Electric_2023_04_03 | 2039 | Wind Offshore | Generation | Electricity | MI | Dispatch-Generation | FuelCost | 0 | [6 empty] | 0.47464 | 0
LCP_Inputs_ON_Electric_2023_04_03 | 2039 | Wind Offshore | Generation | Electricity | MI | Dispatch-Generation | VOM | 0 | [6 empty] | 0.47464 | 0
LCP_Inputs_ON_Electric_2023_04_03 | 2039 | Wind Offshore | Generation | Electricity | NY | Dispatch-Generation | EmissionsCost | 0 | [6 empty] | 0.47464 | 0
LCP_Inputs_ON_Electric_2023_04_03 | 2039 | Wind Offshore | Generation | Electricity | NY | Dispatch-Generation | FuelCost | 0 | [6 empty] | 0.47464 | 0
LCP_Inputs_ON_Electric_2023_04_03 | 2039 | Wind Offshore | Generation | Electricity | NY | Dispatch-Generation | VOM | 0 | [6 empty] | 0.47464 | 0
LCP_Inputs_ON_Electric_2023_04_03 | 2039 | Wind Offshore | Generation | Electricity | ON | Dispatch-Generation | EmissionsCost | 0 | [6 empty] | 0.47464 | 0
LCP_Inputs_ON_Electric_2023_04_03 | 2039 | Wind Offshore | Generation | Electricity | ON | Dispatch-Generation | FuelCost | 0 | [6 empty] | 0.47464 | 0
LCP_Inputs_ON_Electric_2023_04_03 | 2039 | Wind Offshore | Generation | Electricity | ON | Dispatch-Generation | VOM | 0 | [6 empty] | 0.47464 | 0
LCP_Inputs_ON_Electric_2023_04_03 | 2039 | Wind Offshore | Generation | Electricity | PJ | Dispatch-Generation | EmissionsCost | 0 | [6 empty] | 0.47464 | 0
LCP_Inputs_ON_Electric_2023_04_03 | 2039 | Wind Offshore | Generation | Electricity | PJ | Dispatch-Generation | FuelCost | 0 | [6 empty] | 0.47464 | 0
LCP_Inputs_ON_Electric_2023_04_03 | 2039 | Wind Offshore | Generation | Electricity | PJ | Dispatch-Generation | VOM | 0 | [6 empty] | 0.47464 | 0
LCP_Inputs_ON_Electric_2023_04_03 | 2039 | Wind Offshore | Generation | Electricity | QC | Dispatch-Generation | EmissionsCost | 0 | [6 empty] | 0.47464 | 0
LCP_Inputs_ON_Electric_2023_04_03 | 2039 | Wind Offshore | Generation | Electricity | QC | Dispatch-Generation | FuelCost | 0 | [6 empty] | 0.47464 | 0
LCP_Inputs_ON_Electric_2023_04_03 | 2039 | Wind Offshore | Generation | Electricity | QC | Dispatch-Generation | VOM | 0 | [6 empty] | 0.47464 | 0
LCP_Inputs_ON_Electric_2023_04_03 | 2039 | Wind Offshore | Generation | Electricity | WC | Dispatch-Generation | EmissionsCost | 0 | [6 empty] | 0.47464 | 0
LCP_Inputs_ON_Electric_2023_04_03 | 2039 | Wind Offshore | Generation | Electricity | WC | Dispatch-Generation | FuelCost | 0 | [6 empty] | 0.47464 | 0
LCP_Inputs_ON_Electric_2023_04_03 | 2039 | Wind Offshore | Generation | Electricity | WC | Dispatch-Generation | VOM | 0 | [6 empty] | 0.47464 | 0
LCP_Inputs_ON_Electric_2023_04_03 | 2039 | Wind Onshore | Generation | Electricity | MI | Dispatch-Generation | EmissionsCost | 0 | [6 empty] | 0.47464 | 0
LCP_Inputs_ON_Electric_2023_04_03 | 2039 | Wind Onshore | Generation | Electricity | MI | Dispatch-Generation | FuelCost | 0 | [6 empty] | 0.47464 | 0
LCP_Inputs_ON_Electric_2023_04_03 | 2039 | Wind Onshore | Generation | Electricity | MI | Dispatch-Generation | VOM | 0 | [6 empty] | 0.47464 | 0
LCP_Inputs_ON_Electric_2023_04_03 | 2039 | Wind Onshore | Generation | Electricity | NY | Dispatch-Generation | EmissionsCost | 0 | [6 empty] | 0.47464 | 0
LCP_Inputs_ON_Electric_2023_04_03 | 2039 | Wind Onshore | Generation | Electricity | NY | Dispatch-Generation | FuelCost | 0 | [6 empty] | 0.47464 | 0
LCP_Inputs_ON_Electric_2023_04_03 | 2039 | Wind Onshore | Generation | Electricity | NY | Dispatch-Generation | VOM | 0 | [6 empty] | 0.47464 | 0
LCP_Inputs_ON_Electric_2023_04_03 | 2039 | Wind Onshore | Generation | Electricity | ON | Dispatch-Generation | EmissionsCost | 0 | [6 empty] | 0.47464 | 0
LCP_Inputs_ON_Electric_2023_04_03 | 2039 | Wind Onshore | Generation | Electricity | ON | Dispatch-Generation | FuelCost | 0 | [6 empty] | 0.47464 | 0
LCP_Inputs_ON_Electric_2023_04_03 | 2039 | Wind Onshore | Generation | Electricity | ON | Dispatch-Generation | VOM | 0 | [6 empty] | 0.47464 | 0
LCP_Inputs_ON_Electric_2023_04_03 | 2039 | Wind Onshore | Generation | Electricity | PJ | Dispatch-Generation | EmissionsCost | 0 | [6 empty] | 0.47464 | 0
LCP_Inputs_ON_Electric_2023_04_03 | 2039 | Wind Onshore | Generation | Electricity | PJ | Dispatch-Generation | FuelCost | 0 | [6 empty] | 0.47464 | 0
LCP_Inputs_ON_Electric_2023_04_03 | 2039 | Wind Onshore | Generation | Electricity | PJ | Dispatch-Generation | VOM | 0 | [6 empty] | 0.47464 | 0
LCP_Inputs_ON_Electric_2023_04_03 | 2039 | Wind Onshore | Generation | Electricity | QC | Dispatch-Generation | EmissionsCost | 0 | [6 empty] | 0.47464 | 0
LCP_Inputs_ON_Electric_2023_04_03 | 2039 | Wind Onshore | Generation | Electricity | QC | Dispatch-Generation | FuelCost | 0 | [6 empty] | 0.47464 | 0
LCP_Inputs_ON_Electric_2023_04_03 | 2039 | Wind Onshore | Generation | Electricity | QC | Dispatch-Generation | VOM | 0 | [6 empty] | 0.47464 | 0
LCP_Inputs_ON_Electric_2023_04_03 | 2039 | Wind Onshore | Generation | Electricity | WC | Dispatch-Generation | EmissionsCost | 0 | [6 empty] | 0.47464 | 0
LCP_Inputs_ON_Electric_2023_04_03 | 2039 | Wind Onshore | Generation | Electricity | WC | Dispatch-Generation | FuelCost | 0 | [6 empty] | 0.47464 | 0
LCP_Inputs_ON_Electric_2023_04_03 | 2039 | Wind Onshore | Generation | Electricity | WC | Dispatch-Generation | VOM | 0 | [6 empty] | 0.47464 | 0
LCP_Inputs_ON_Electric_2023_04_03 | 2040 | Anaerobic Digestion | Generation | Methane | MI | Dispatch-Generation | EmissionsCost | 0 | [6 empty] | 0.45639 | 0
LCP_Inputs_ON_Electric_2023_04_03 | 2040 | Anaerobic Digestion | Generation | Methane | MI | Dispatch-Generation | FuelCost | 0 | [6 empty] | 0.45639 | 0
LCP_Inputs_ON_Electric_2023_04_03 | 2040 | Anaerobic Digestion | Generation | Methane | MI | Dispatch-Generation | VOM | 0 | [6 empty] | 0.45639 | 0
LCP_Inputs_ON_Electric_2023_04_03 | 2040 | Anaerobic Digestion | Generation | Methane | NY | Dispatch-Generation | EmissionsCost | 0 | [6 empty] | 0.45639 | 0
LCP_Inputs_ON_Electric_2023_04_03 | 2040 | Anaerobic Digestion | Generation | Methane | NY | Dispatch-Generation | FuelCost | 0 | [6 empty] | 0.45639 | 0
LCP_Inputs_ON_Electric_2023_04_03 | 2040 | Anaerobic Digestion | Generation | Methane | NY | Dispatch-Generation | VOM | 0 | [6 empty] | 0.45639 | 0
LCP_Inputs_ON_Electric_2023_04_03 | 2040 | Anaerobic Digestion | Generation | Methane | ON | Dispatch-Generation | EmissionsCost | 4244873.9669 | [6 empty] | 0.45639 | 1937305.0668
LCP_Inputs_ON_Electric_2023_04_03 | 2040 | Anaerobic Digestion | Generation | Methane | ON | Dispatch-Generation | FuelCost | 0 | [6 empty] | 0.45639 | 0
LCP_Inputs_ON_Electric_2023_04_03 | 2040 | Anaerobic Digestion | Generation | Methane | ON | Dispatch-Generation | VOM | 1125040000 | [6 empty] | 0.45639 | 513453569.9543
LCP_Inputs_ON_Electric_2023_04_03 | 2040 | Anaerobic Digestion | Generation | Methane | PJ | Dispatch-Generation | EmissionsCost | 0 | [6 empty] | 0.45639 | 0
LCP_Inputs_ON_Electric_2023_04_03 | 2040 | Anaerobic Digestion | Generation | Methane | PJ | Dispatch-Generation | FuelCost | 0 | [6 empty] | 0.45639 | 0
LCP_Inputs_ON_Electric_2023_04_03 | 2040 | Anaerobic Digestion | Generation | Methane | PJ | Dispatch-Generation | VOM | 0 | [6 empty] | 0.45639 | 0
LCP_Inputs_ON_Electric_2023_04_03 | 2040 | Anaerobic Digestion | Generation | Methane | QC | Dispatch-Generation | EmissionsCost | 0 | [6 empty] | 0.45639 | 0
LCP_Inputs_ON_Electric_2023_04_03 | 2040 | Anaerobic Digestion | Generation | Methane | QC | Dispatch-Generation | FuelCost | 0 | [6 empty] | 0.45639 | 0
LCP_Inputs_ON_Electric_2023_04_03 | 2040 | Anaerobic Digestion | Generation | Methane | QC | Dispatch-Generation | VOM | 0 | [6 empty] | 0.45639 | 0
LCP_Inputs_ON_Electric_2023_04_03 | 2040 | Anaerobic Digestion | Generation | Methane | WC | Dispatch-Generation | EmissionsCost | 0 | [6 empty] | 0.45639 | 0
LCP_Inputs_ON_Electric_2023_04_03 | 2040 | Anaerobic Digestion | Generation | Methane | WC | Dispatch-Generation | FuelCost | 0 | [6 empty] | 0.45639 | 0
LCP_Inputs_ON_Electric_2023_04_03 | 2040 | Anaerobic Digestion | Generation | Methane | WC | Dispatch-Generation | VOM | 0 | [6 empty] | 0.45639 | 0
LCP_Inputs_ON_Electric_2023_04_03 | 2040 | Battery Storage | Storage | Electricity | MI | Dispatch-Storage | EmissionsCost | 0 | [6 empty] | 0.45639 | 0
LCP_Inputs_ON_Electric_2023_04_03 | 2040 | Battery Storage | Storage | Electricity | MI | Dispatch-Storage | FuelCost | 0 | [6 empty] | 0.45639 | 0
LCP_Inputs_ON_Electric_2023_04_03 | 2040 | Battery Storage | Storage | Electricity | MI | Dispatch-Storage | VOM | 0 | [6 empty] | 0.45639 | 0
LCP_Inputs_ON_Electric_2023_04_03 | 2040 | Battery Storage | Storage | Electricity | NY | Dispatch-Storage | EmissionsCost | 0 | [6 empty] | 0.45639 | 0
LCP_Inputs_ON_Electric_2023_04_03 | 2040 | Battery Storage | Storage | Electricity | NY | Dispatch-Storage | FuelCost | 0 | [6 empty] | 0.45639 | 0
LCP_Inputs_ON_Electric_2023_04_03 | 2040 | Battery Storage | Storage | Electricity | NY | Dispatch-Storage | VOM | 0 | [6 empty] | 0.45639 | 0
LCP_Inputs_ON_Electric_2023_04_03 | 2040 | Battery Storage | Storage | Electricity | ON | Dispatch-Storage | EmissionsCost | 0 | [6 empty] | 0.45639 | 0
LCP_Inputs_ON_Electric_2023_04_03 | 2040 | Battery Storage | Storage | Electricity | ON | Dispatch-Storage | FuelCost | 0 | [6 empty] | 0.45639 | 0
LCP_Inputs_ON_Electric_2023_04_03 | 2040 | Battery Storage | Storage | Electricity | ON | Dispatch-Storage | VOM | 0 | [6 empty] | 0.45639 | 0
LCP_Inputs_ON_Electric_2023_04_03 | 2040 | Battery Storage | Storage | Electricity | PJ | Dispatch-Storage | EmissionsCost | 0 | [6 empty] | 0.45639 | 0
LCP_Inputs_ON_Electric_2023_04_03 | 2040 | Battery Storage | Storage | Electricity | PJ | Dispatch-Storage | FuelCost | 0 | [6 empty] | 0.45639 | 0
LCP_Inputs_ON_Electric_2023_04_03 | 2040 | Battery Storage | Storage | Electricity | PJ | Dispatch-Storage | VOM | 0 | [6 empty] | 0.45639 | 0
LCP_Inputs_ON_Electric_2023_04_03 | 2040 | Battery Storage | Storage | Electricity | QC | Dispatch-Storage | EmissionsCost | 0 | [6 empty] | 0.45639 | 0
LCP_Inputs_ON_Electric_2023_04_03 | 2040 | Battery Storage | Storage | Electricity | QC | Dispatch-Storage | FuelCost | 0 | [6 empty] | 0.45639 | 0
LCP_Inputs_ON_Electric_2023_04_03 | 2040 | Battery Storage | Storage | Electricity | QC | Dispatch-Storage | VOM | 0 | [6 empty] | 0.45639 | 0
LCP_Inputs_ON_Electric_2023_04_03 | 2040 | Battery Storage | Storage | Electricity | WC | Dispatch-Storage | EmissionsCost | 0 | [6 empty] | 0.45639 | 0
LCP_Inputs_ON_Electric_2023_04_03 | 2040 | Battery Storage | Storage | Electricity | WC | Dispatch-Storage | FuelCost | 0 | [6 empty] | 0.45639 | 0
LCP_Inputs_ON_Electric_2023_04_03 | 2040 | Battery Storage | Storage | Electricity | WC | Dispatch-Storage | VOM | 0 | [6 empty] | 0.45639 | 0
LCP_Inputs_ON_Electric_2023_04_03 | 2040 | Biomass | Generation | Electricity | MI | Dispatch-Generation | EmissionsCost | 0 | [6 empty] | 0.45639 | 0
LCP_Inputs_ON_Electric_2023_04_03 | 2040 | Biomass | Generation | Electricity | MI | Dispatch-Generation | FuelCost | 0 | [6 empty] | 0.45639 | 0
LCP_Inputs_ON_Electric_2023_04_03 | 2040 | Biomass | Generation | Electricity | MI | Dispatch-Generation | VOM | 0 | [6 empty] | 0.45639 | 0
LCP_Inputs_ON_Electric_2023_04_03 | 2040 | Biomass | Generation | Electricity | NY | Dispatch-Generation | EmissionsCost | 0 | [6 empty] | 0.45639 | 0
LCP_Inputs_ON_Electric_2023_04_03 | 2040 | Biomass | Generation | Electricity | NY | Dispatch-Generation | FuelCost | 0 | [6 empty] | 0.45639 | 0
LCP_Inputs_ON_Electric_2023_04_03 | 2040 | Biomass | Generation | Electricity | NY | Dispatch-Generation | VOM | 0 | [6 empty] | 0.45639 | 0
LCP_Inputs_ON_Electric_2023_04_03 | 2040 | Biomass | Generation | Electricity | ON | Dispatch-Generation | EmissionsCost | 0 | [6 empty] | 0.45639 | 0
LCP_Inputs_ON_Electric_2023_04_03 | 2040 | Biomass | Generation | Electricity | ON | Dispatch-Generation | FuelCost | 2449112.7273 | [6 empty] | 0.45639 | 1117743.0785
LCP_Inputs_ON_Electric_2023_04_03 | 2040 | Biomass | Generation | Electricity | ON | Dispatch-Generation | VOM | 31430.28 | [6 empty] | 0.45639 | 14344.3695
LCP_Inputs_ON_Electric_2023_04_03 | 2040 | Biomass | Generation | Electricity | PJ | Dispatch-Generation | EmissionsCost | 0 | [6 empty] | 0.45639 | 0
LCP_Inputs_ON_Electric_2023_04_03 | 2040 | Biomass | Generation | Electricity | PJ | Dispatch-Generation | FuelCost | 0 | [6 empty] | 0.45639 | 0
LCP_Inputs_ON_Electric_2023_04_03 | 2040 | Biomass | Generation | Electricity | PJ | Dispatch-Generation | VOM | 0 | [6 empty] | 0.45639 | 0
LCP_Inputs_ON_Electric_2023_04_03 | 2040 | Biomass | Generation | Electricity | QC | Dispatch-Generation | EmissionsCost | 0 | [6 empty] | 0.45639 | 0
LCP_Inputs_ON_Electric_2023_04_03 | 2040 | Biomass | Generation | Electricity | QC | Dispatch-Generation | FuelCost | 122553.4753 | [6 empty] | 0.45639 | 55931.8063
LCP_Inputs_ON_Electric_2023_04_03 | 2040 | Biomass | Generation | Electricity | QC | Dispatch-Generation | VOM | 1572.7696 | [6 empty] | 0.45639 | 717.7915
LCP_Inputs_ON_Electric_2023_04_03 | 2040 | Biomass | Generation | Electricity | WC | Dispatch-Generation | EmissionsCost | 0 | [6 empty] | 0.45639 | 0
LCP_Inputs_ON_Electric_2023_04_03 | 2040 | Biomass | Generation | Electricity | WC | Dispatch-Generation | FuelCost | 0 | [6 empty] | 0.45639 | 0
LCP_Inputs_ON_Electric_2023_04_03 | 2040 | Biomass | Generation | Electricity | WC | Dispatch-Generation | VOM | 0 | [6 empty] | 0.45639 | 0
LCP_Inputs_ON_Electric_2023_04_03 | 2040 | Biomass + CCS | Generation | Electricity | MI | Dispatch-Generation | EmissionsCost | 0 | [6 empty] | 0.45639 | 0
LCP_Inputs_ON_Electric_2023_04_03 | 2040 | Biomass + CCS | Generation | Electricity | MI | Dispatch-Generation | FuelCost | 0 | [6 empty] | 0.45639 | 0
LCP_Inputs_ON_Electric_2023_04_03 | 2040 | Biomass + CCS | Generation | Electricity | MI | Dispatch-Generation | VOM | 0 | [6 empty] | 0.45639 | 0
LCP_Inputs_ON_Electric_2023_04_03 | 2040 | Biomass + CCS | Generation | Electricity | NY | Dispatch-Generation | EmissionsCost | 0 | [6 empty] | 0.45639 | 0
LCP_Inputs_ON_Electric_2023_04_03 | 2040 | Biomass + CCS | Generation | Electricity | NY | Dispatch-Generation | FuelCost | 0 | [6 empty] | 0.45639 | 0
LCP_Inputs_ON_Electric_2023_04_03 | 2040 | Biomass + CCS | Generation | Electricity | NY | Dispatch-Generation | VOM | 0 | [6 empty] | 0.45639 | 0
LCP_Inputs_ON_Electric_2023_04_03 | 2040 | Biomass + CCS | Generation | Electricity | ON | Dispatch-Generation | EmissionsCost | -566815549.8142 | [6 empty] | 0.45639 | -258687217.8391
LCP_Inputs_ON_Electric_2023_04_03 | 2040 | Biomass + CCS | Generation | Electricity | ON | Dispatch-Generation | FuelCost | 456060730.9091 | [6 empty] | 0.45639 | 208140164.2619
LCP_Inputs_ON_Electric_2023_04_03 | 2040 | Biomass + CCS | Generation | Electricity | ON | Dispatch-Generation | VOM | 3546136.7278 | [6 empty] | 0.45639 | 1618410.512
LCP_Inputs_ON_Electric_2023_04_03 | 2040 | Biomass + CCS | Generation | Electricity | PJ | Dispatch-Generation | EmissionsCost | 0 | [6 empty] | 0.45639 | 0
LCP_Inputs_ON_Electric_2023_04_03 | 2040 | Biomass + CCS | Generation | Electricity | PJ | Dispatch-Generation | FuelCost | 0 | [6 empty] | 0.45639 | 0
LCP_Inputs_ON_Electric_2023_04_03 | 2040 | Biomass + CCS | Generation | Electricity | PJ | Dispatch-Generation | VOM | 0 | [6 empty] | 0.45639 | 0
LCP_Inputs_ON_Electric_2023_04_03 | 2040 | Biomass + CCS | Generation | Electricity | QC | Dispatch-Generation | EmissionsCost | 0 | [6 empty] | 0.45639 | 0
LCP_Inputs_ON_Electric_2023_04_03 | 2040 | Biomass + CCS | Generation | Electricity | QC | Dispatch-Generation | FuelCost | 0 | [6 empty] | 0.45639 | 0
LCP_Inputs_ON_Electric_2023_04_03 | 2040 | Biomass + CCS | Generation | Electricity | QC | Dispatch-Generation | VOM | 0 | [6 empty] | 0.45639 | 0
LCP_Inputs_ON_Electric_2023_04_03 | 2040 | Biomass + CCS | Generation | Electricity | WC | Dispatch-Generation | EmissionsCost | 0 | [6 empty] | 0.45639 | 0
LCP_Inputs_ON_Electric_2023_04_03 | 2040 | Biomass + CCS | Generation | Electricity | WC | Dispatch-Generation | FuelCost | 0 | [6 empty] | 0.45639 | 0
LCP_Inputs_ON_Electric_2023_04_03 | 2040 | Biomass + CCS | Generation | Electricity | WC | Dispatch-Generation | VOM | 0 | [6 empty] | 0.45639 | 0
LCP_Inputs_ON_Electric_2023_04_03 | 2040 | CH4 + CCS | Generation | Methane | MI | Dispatch-Generation | EmissionsCost | 0 | [6 empty] | 0.45639 | 0
LCP_Inputs_ON_Electric_2023_04_03 | 2040 | CH4 + CCS | Generation | Methane | MI | Dispatch-Generation | FuelCost | 0 | [6 empty] | 0.45639 | 0
LCP_Inputs_ON_Electric_2023_04_03 | 2040 | CH4 + CCS | Generation | Methane | MI | Dispatch-Generation | VOM | 0 | [6 empty] | 0.45639 | 0
LCP_Inputs_ON_Electric_2023_04_03 | 2040 | CH4 + CCS | Generation | Methane | NY | Dispatch-Generation | EmissionsCost | 0 | [6 empty] | 0.45639 | 0
LCP_Inputs_ON_Electric_2023_04_03 | 2040 | CH4 + CCS | Generation | Methane | NY | Dispatch-Generation | FuelCost | 0 | [6 empty] | 0.45639 | 0
LCP_Inputs_ON_Electric_2023_04_03 | 2040 | CH4 + CCS | Generation | Methane | NY | Dispatch-Generation | VOM | 0 | [6 empty] | 0.45639 | 0
LCP_Inputs_ON_Electric_2023_04_03 | 2040 | CH4 + CCS | Generation | Methane | ON | Dispatch-Generation | EmissionsCost | 84395478.3721 | [6 empty] | 0.45639 | 38516994.6474
LCP_Inputs_ON_Electric_2023_04_03 | 2040 | CH4 + CCS | Generation | Methane | ON | Dispatch-Generation | FuelCost | 271488076.3116 | [6 empty] | 0.45639 | 123903614.0779
LCP_Inputs_ON_Electric_2023_04_03 | 2040 | CH4 + CCS | Generation | Methane | ON | Dispatch-Generation | VOM | 25812098.3333 | [6 empty] | 0.45639 | 11780304.7334
LCP_Inputs_ON_Electric_2023_04_03 | 2040 | CH4 + CCS | Generation | Methane | PJ | Dispatch-Generation | EmissionsCost | 0 | [6 empty] | 0.45639 | 0
LCP_Inputs_ON_Electric_2023_04_03 | 2040 | CH4 + CCS | Generation | Methane | PJ | Dispatch-Generation | FuelCost | 0 | [6 empty] | 0.45639 | 0
LCP_Inputs_ON_Electric_2023_04_03 | 2040 | CH4 + CCS | Generation | Methane | PJ | Dispatch-Generation | VOM | 0 | [6 empty] | 0.45639 | 0
LCP_Inputs_ON_Electric_2023_04_03 | 2040 | CH4 + CCS | Generation | Methane | QC | Dispatch-Generation | EmissionsCost | 0 | [6 empty] | 0.45639 | 0
LCP_Inputs_ON_Electric_2023_04_03 | 2040 | CH4 + CCS | Generation | Methane | QC | Dispatch-Generation | FuelCost | 0 | [6 empty] | 0.45639 | 0
LCP_Inputs_ON_Electric_2023_04_03 | 2040 | CH4 + CCS | Generation | Methane | QC | Dispatch-Generation | VOM | 0 | [6 empty] | 0.45639 | 0
LCP_Inputs_ON_Electric_2023_04_03 | 2040 | CH4 + CCS | Generation | Methane | WC | Dispatch-Generation | EmissionsCost | 0 | [6 empty] | 0.45639 | 0
LCP_Inputs_ON_Electric_2023_04_03 | 2040 | CH4 + CCS | Generation | Methane | WC | Dispatch-Generation | FuelCost | 0 | [6 empty] | 0.45639 | 0
LCP_Inputs_ON_Electric_2023_04_03 | 2040 | CH4 + CCS | Generation | Methane | WC | Dispatch-Generation | VOM | 0 | [6 empty] | 0.45639 | 0
LCP_Inputs_ON_Electric_2023_04_03 | 2040 | CH4 Import - NY 2020 | Import | Methane | MI | Dispatch-Import | EmissionsCost | 0 | [6 empty] | 0.45639 | 0
LCP_Inputs_ON_Electric_2023_04_03 | 2040 | CH4 Import - NY 2020 | Import | Methane | MI | Dispatch-Import | FuelCost | 0 | [6 empty] | 0.45639 | 0
LCP_Inputs_ON_Electric_2023_04_03 | 2040 | CH4 Import - NY 2020 | Import | Methane | MI | Dispatch-Import | VOM | 0 | [6 empty] | 0.45639 | 0
LCP_Inputs_ON_Electric_2023_04_03 | 2040 | CH4 Import - NY 2020 | Import | Methane | NY | Dispatch-Import | EmissionsCost | 0 | [6 empty] | 0.45639 | 0
LCP_Inputs_ON_Electric_2023_04_03 | 2040 | CH4 Import - NY 2020 | Import | Methane | NY | Dispatch-Import | FuelCost | 0 | [6 empty] | 0.45639 | 0
LCP_Inputs_ON_Electric_2023_04_03 | 2040 | CH4 Import - NY 2020 | Import | Methane | NY | Dispatch-Import | VOM | 0 | [6 empty] | 0.45639 | 0
LCP_Inputs_ON_Electric_2023_04_03 | 2040 | CH4 Import - NY 2020 | Import | Methane | ON | Dispatch-Import | EmissionsCost | 0 | [6 empty] | 0.45639 | 0
LCP_Inputs_ON_Electric_2023_04_03 | 2040 | CH4 Import - NY 2020 | Import | Methane | ON | Dispatch-Import | FuelCost | 0 | [6 empty] | 0.45639 | 0
LCP_Inputs_ON_Electric_2023_04_03 | 2040 | CH4 Import - NY 2020 | Import | Methane | ON | Dispatch-Import | VOM | 0 | [6 empty] | 0.45639 | 0
LCP_Inputs_ON_Electric_2023_04_03 | 2040 | CH4 Import - NY 2020 | Import | Methane | PJ | Dispatch-Import | EmissionsCost | 0 | [6 empty] | 0.45639 | 0
LCP_Inputs_ON_Electric_2023_04_03 | 2040 | CH4 Import - NY 2020 | Import | Methane | PJ | Dispatch-Import | FuelCost | 0 | [6 empty] | 0.45639 | 0
LCP_Inputs_ON_Electric_2023_04_03 | 2040 | CH4 Import - NY 2020 | Import | Methane | PJ | Dispatch-Import | VOM | 0 | [6 empty] | 0.45639 | 0
LCP_Inputs_ON_Electric_2023_04_03 | 2040 | CH4 Import - NY 2020 | Import | Methane | QC | Dispatch-Import | EmissionsCost | 0 | [6 empty] | 0.45639 | 0
LCP_Inputs_ON_Electric_2023_04_03 | 2040 | CH4 Import - NY 2020 | Import | Methane | QC | Dispatch-Import | FuelCost | 0 | [6 empty] | 0.45639 | 0
LCP_Inputs_ON_Electric_2023_04_03 | 2040 | CH4 Import - NY 2020 | Import | Methane | QC | Dispatch-Import | VOM | 0 | [6 empty] | 0.45639 | 0
LCP_Inputs_ON_Electric_2023_04_03 | 2040 | CH4 Import - NY 2020 | Import | Methane | WC | Dispatch-Import | EmissionsCost | 0 | [6 empty] | 0.45639 | 0
LCP_Inputs_ON_Electric_2023_04_03 | 2040 | CH4 Import - NY 2020 | Import | Methane | WC | Dispatch-Import | FuelCost | 0 | [6 empty] | 0.45639 | 0
LCP_Inputs_ON_Electric_2023_04_03 | 2040 | CH4 Import - NY 2020 | Import | Methane | WC | Dispatch-Import | VOM | 0 | [6 empty] | 0.45639 | 0
LCP_Inputs_ON_Electric_2023_04_03 | 2040 | CH4 Import - NY 2030 | Import | Methane | MI | Dispatch-Import | EmissionsCost | 0 | [6 empty] | 0.45639 | 0
LCP_Inputs_ON_Electric_2023_04_03 | 2040 | CH4 Import - NY 2030 | Import | Methane | MI | Dispatch-Import | FuelCost | 0 | [6 empty] | 0.45639 | 0
LCP_Inputs_ON_Electric_2023_04_03 | 2040 | CH4 Import - NY 2030 | Import | Methane | MI | Dispatch-Import | VOM | 0 | [6 empty] | 0.45639 | 0
LCP_Inputs_ON_Electric_2023_04_03 | 2040 | CH4 Import - NY 2030 | Import | Methane | NY | Dispatch-Import | EmissionsCost | 0 | [6 empty] | 0.45639 | 0
LCP_Inputs_ON_Electric_2023_04_03 | 2040 | CH4 Import - NY 2030 | Import | Methane | NY | Dispatch-Import | FuelCost | 0 | [6 empty] | 0.45639 | 0
LCP_Inputs_ON_Electric_2023_04_03 | 2040 | CH4 Import - NY 2030 | Import | Methane | NY | Dispatch-Import | VOM | 0 | [6 empty] | 0.45639 | 0
LCP_Inputs_ON_Electric_2023_04_03 | 2040 | CH4 Import - NY 2030 | Import | Methane | ON | Dispatch-Import | EmissionsCost | 0 | [6 empty] | 0.45639 | 0
LCP_Inputs_ON_Electric_2023_04_03 | 2040 | CH4 Import - NY 2030 | Import | Methane | ON | Dispatch-Import | FuelCost | 0 | [6 empty] | 0.45639 | 0
LCP_Inputs_ON_Electric_2023_04_03 | 2040 | CH4 Import - NY 2030 | Import | Methane | ON | Dispatch-Import | VOM | 0 | [6 empty] | 0.45639 | 0
LCP_Inputs_ON_Electric_2023_04_03 | 2040 | CH4 Import - NY 2030 | Import | Methane | PJ | Dispatch-Import | EmissionsCost | 0 | [6 empty] | 0.45639 | 0
LCP_Inputs_ON_Electric_2023_04_03 | 2040 | CH4 Import - NY 2030 | Import | Methane | PJ | Dispatch-Import | FuelCost | 0 | [6 empty] | 0.45639 | 0
LCP_Inputs_ON_Electric_2023_04_03 | 2040 | CH4 Import - NY 2030 | Import | Methane | PJ | Dispatch-Import | VOM | 0 | [6 empty] | 0.45639 | 0
LCP_Inputs_ON_Electric_2023_04_03 | 2040 | CH4 Import - NY 2030 | Import | Methane | QC | Dispatch-Import | EmissionsCost | 0 | [6 empty] | 0.45639 | 0
LCP_Inputs_ON_Electric_2023_04_03 | 2040 | CH4 Import - NY 2030 | Import | Methane | QC | Dispatch-Import | FuelCost | 0 | [6 empty] | 0.45639 | 0
LCP_Inputs_ON_Electric_2023_04_03 | 2040 | CH4 Import - NY 2030 | Import | Methane | QC | Dispatch-Import | VOM | 0 | [6 empty] | 0.45639 | 0
LCP_Inputs_ON_Electric_2023_04_03 | 2040 | CH4 Import - NY 2030 | Import | Methane | WC | Dispatch-Import | EmissionsCost | 0 | [6 empty] | 0.45639 | 0
LCP_Inputs_ON_Electric_2023_04_03 | 2040 | CH4 Import - NY 2030 | Import | Methane | WC | Dispatch-Import | FuelCost | 0 | [6 empty] | 0.45639 | 0
LCP_Inputs_ON_Electric_2023_04_03 | 2040 | CH4 Import - NY 2030 | Import | Methane | WC | Dispatch-Import | VOM | 0 | [6 empty] | 0.45639 | 0
LCP_Inputs_ON_Electric_2023_04_03 | 2040 | CH4 Import - NY 2040 | Import | Methane | MI | Dispatch-Import | EmissionsCost | 0 | [6 empty] | 0.45639 | 0
LCP_Inputs_ON_Electric_2023_04_03 | 2040 | CH4 Import - NY 2040 | Import | Methane | MI | Dispatch-Import | FuelCost | 0 | [6 empty] | 0.45639 | 0
LCP_Inputs_ON_Electric_2023_04_03 | 2040 | CH4 Import - NY 2040 | Import | Methane | MI | Dispatch-Import | VOM | 0 | [6 empty] | 0.45639 | 0
LCP_Inputs_ON_Electric_2023_04_03 | 2040 | CH4 Import - NY 2040 | Import | Methane | NY | Dispatch-Import | EmissionsCost | 2422180073.5024 | [6 empty] | 0.45639 | 1105451366.8954
LCP_Inputs_ON_Electric_2023_04_03 | 2040 | CH4 Import - NY 2040 | Import | Methane | NY | Dispatch-Import | FuelCost | 758346581.876 | [6 empty] | 0.45639 | 346099480.6646
LCP_Inputs_ON_Electric_2023_04_03 | 2040 | CH4 Import - NY 2040 | Import | Methane | NY | Dispatch-Import | VOM | 0 | [6 empty] | 0.45639 | 0
LCP_Inputs_ON_Electric_2023_04_03 | 2040 | CH4 Import - NY 2040 | Import | Methane | ON | Dispatch-Import | EmissionsCost | 0 | [6 empty] | 0.45639 | 0
LCP_Inputs_ON_Electric_2023_04_03 | 2040 | CH4 Import - NY 2040 | Import | Methane | ON | Dispatch-Import | FuelCost | 0 | [6 empty] | 0.45639 | 0
LCP_Inputs_ON_Electric_2023_04_03 | 2040 | CH4 Import - NY 2040 | Import | Methane | ON | Dispatch-Import | VOM | 0 | [6 empty] | 0.45639 | 0
LCP_Inputs_ON_Electric_2023_04_03 | 2040 | CH4 Import - NY 2040 | Import | Methane | PJ | Dispatch-Import | EmissionsCost | 0 | [6 empty] | 0.45639 | 0
LCP_Inputs_ON_Electric_2023_04_03 | 2040 | CH4 Import - NY 2040 | Import | Methane | PJ | Dispatch-Import | FuelCost | 0 | [6 empty] | 0.45639 | 0
LCP_Inputs_ON_Electric_2023_04_03 | 2040 | CH4 Import - NY 2040 | Import | Methane | PJ | Dispatch-Import | VOM | 0 | [6 empty] | 0.45639 | 0
LCP_Inputs_ON_Electric_2023_04_03 | 2040 | CH4 Import - NY 2040 | Import | Methane | QC | Dispatch-Import | EmissionsCost | 0 | [6 empty] | 0.45639 | 0
LCP_Inputs_ON_Electric_2023_04_03 | 2040 | CH4 Import - NY 2040 | Import | Methane | QC | Dispatch-Import | FuelCost | 0 | [6 empty] | 0.45639 | 0
LCP_Inputs_ON_Electric_2023_04_03 | 2040 | CH4 Import - NY 2040 | Import | Methane | QC | Dispatch-Import | VOM | 0 | [6 empty] | 0.45639 | 0
LCP_Inputs_ON_Electric_2023_04_03 | 2040 | CH4 Import - NY 2040 | Import | Methane | WC | Dispatch-Import | EmissionsCost | 0 | [6 empty] | 0.45639 | 0
LCP_Inputs_ON_Electric_2023_04_03 | 2040 | CH4 Import - NY 2040 | Import | Methane | WC | Dispatch-Import | FuelCost | 0 | [6 empty] | 0.45639 | 0
LCP_Inputs_ON_Electric_2023_04_03 | 2040 | CH4 Import - NY 2040 | Import | Methane | WC | Dispatch-Import | VOM | 0 | [6 empty] | 0.45639 | 0
LCP_Inputs_ON_Electric_2023_04_03 | 2040 | CH4 Import - NY 2050 | Import | Methane | MI | Dispatch-Import | EmissionsCost | 0 | [6 empty] | 0.45639 | 0
LCP_Inputs_ON_Electric_2023_04_03 | 2040 | CH4 Import - NY 2050 | Import | Methane | MI | Dispatch-Import | FuelCost | 0 | [6 empty] | 0.45639 | 0
LCP_Inputs_ON_Electric_2023_04_03 | 2040 | CH4 Import - NY 2050 | Import | Methane | MI | Dispatch-Import | VOM | 0 | [6 empty] | 0.45639 | 0
LCP_Inputs_ON_Electric_2023_04_03 | 2040 | CH4 Import - NY 2050 | Import | Methane | NY | Dispatch-Import | EmissionsCost | 0 | [6 empty] | 0.45639 | 0
LCP_Inputs_ON_Electric_2023_04_03 | 2040 | CH4 Import - NY 2050 | Import | Methane | NY | Dispatch-Import | FuelCost | 0 | [6 empty] | 0.45639 | 0
LCP_Inputs_ON_Electric_2023_04_03 | 2040 | CH4 Import - NY 2050 | Import | Methane | NY | Dispatch-Import | VOM | 0 | [6 empty] | 0.45639 | 0
LCP_Inputs_ON_Electric_2023_04_03 | 2040 | CH4 Import - NY 2050 | Import | Methane | ON | Dispatch-Import | EmissionsCost | 0 | [6 empty] | 0.45639 | 0
LCP_Inputs_ON_Electric_2023_04_03 | 2040 | CH4 Import - NY 2050 | Import | Methane | ON | Dispatch-Import | FuelCost | 0 | [6 empty] | 0.45639 | 0
LCP_Inputs_ON_Electric_2023_04_03 | 2040 | CH4 Import - NY 2050 | Import | Methane | ON | Dispatch-Import | VOM | 0 | [6 empty] | 0.45639 | 0
LCP_Inputs_ON_Electric_2023_04_03 | 2040 | CH4 Import - NY 2050 | Import | Methane | PJ | Dispatch-Import | EmissionsCost | 0 | [6 empty] | 0.45639 | 0
LCP_Inputs_ON_Electric_2023_04_03 | 2040 | CH4 Import - NY 2050 | Import | Methane | PJ | Dispatch-Import | FuelCost | 0 | [6 empty] | 0.45639 | 0
LCP_Inputs_ON_Electric_2023_04_03 | 2040 | CH4 Import - NY 2050 | Import | Methane | PJ | Dispatch-Import | VOM | 0 | [6 empty] | 0.45639 | 0
LCP_Inputs_ON_Electric_2023_04_03 | 2040 | CH4 Import - NY 2050 | Import | Methane | QC | Dispatch-Import | EmissionsCost | 0 | [6 empty] | 0.45639 | 0
LCP_Inputs_ON_Electric_2023_04_03 | 2040 | CH4 Import - NY 2050 | Import | Methane | QC | Dispatch-Import | FuelCost | 0 | [6 empty] | 0.45639 | 0
LCP_Inputs_ON_Electric_2023_04_03 | 2040 | CH4 Import - NY 2050 | Import | Methane | QC | Dispatch-Import | VOM | 0 | [6 empty] | 0.45639 | 0
LCP_Inputs_ON_Electric_2023_04_03 | 2040 | CH4 Import - NY 2050 | Import | Methane | WC | Dispatch-Import | EmissionsCost | 0 | [6 empty] | 0.45639 | 0
LCP_Inputs_ON_Electric_2023_04_03 | 2040 | CH4 Import - NY 2050 | Import | Methane | WC | Dispatch-Import | FuelCost | 0 | [6 empty] | 0.45639 | 0
LCP_Inputs_ON_Electric_2023_04_03 | 2040 | CH4 Import - NY 2050 | Import | Methane | WC | Dispatch-Import | VOM | 0 | [6 empty] | 0.45639 | 0
LCP_Inputs_ON_Electric_2023_04_03 | 2040 | CH4 Import - WC 2020 | Import | Methane | MI | Dispatch-Import | EmissionsCost | 0 | [6 empty] | 0.45639 | 0
LCP_Inputs_ON_Electric_2023_04_03 | 2040 | CH4 Import - WC 2020 | Import | Methane | MI | Dispatch-Import | FuelCost | 0 | [6 empty] | 0.45639 | 0
LCP_Inputs_ON_Electric_2023_04_03 | 2040 | CH4 Import - WC 2020 | Import | Methane | MI | Dispatch-Import | VOM | 0 | [6 empty] | 0.45639 | 0
LCP_Inputs_ON_Electric_2023_04_03 | 2040 | CH4 Import - WC 2020 | Import | Methane | NY | Dispatch-Import | EmissionsCost | 0 | [6 empty] | 0.45639 | 0
LCP_Inputs_ON_Electric_2023_04_03 | 2040 | CH4 Import - WC 2020 | Import | Methane | NY | Dispatch-Import | FuelCost | 0 | [6 empty] | 0.45639 | 0
LCP_Inputs_ON_Electric_2023_04_03 | 2040 | CH4 Import - WC 2020 | Import | Methane | NY | Dispatch-Import | VOM | 0 | [6 empty] | 0.45639 | 0
LCP_Inputs_ON_Electric_2023_04_03 | 2040 | CH4 Import - WC 2020 | Import | Methane | ON | Dispatch-Import | EmissionsCost | 0 | [6 empty] | 0.45639 | 0
LCP_Inputs_ON_Electric_2023_04_03 | 2040 | CH4 Import - WC 2020 | Import | Methane | ON | Dispatch-Import | FuelCost | 0 | [6 empty] | 0.45639 | 0
LCP_Inputs_ON_Electric_2023_04_03 | 2040 | CH4 Import - WC 2020 | Import | Methane | ON | Dispatch-Import | VOM | 0 | [6 empty] | 0.45639 | 0
LCP_Inputs_ON_Electric_2023_04_03 | 2040 | CH4 Import - WC 2020 | Import | Methane | PJ | Dispatch-Import | EmissionsCost | 0 | [6 empty] | 0.45639 | 0
LCP_Inputs_ON_Electric_2023_04_03 | 2040 | CH4 Import - WC 2020 | Import | Methane | PJ | Dispatch-Import | FuelCost | 0 | [6 empty] | 0.45639 | 0
LCP_Inputs_ON_Electric_2023_04_03 | 2040 | CH4 Import - WC 2020 | Import | Methane | PJ | Dispatch-Import | VOM | 0 | [6 empty] | 0.45639 | 0
LCP_Inputs_ON_Electric_2023_04_03 | 2040 | CH4 Import - WC 2020 | Import | Methane | QC | Dispatch-Import | EmissionsCost | 0 | [6 empty] | 0.45639 | 0
LCP_Inputs_ON_Electric_2023_04_03 | 2040 | CH4 Import - WC 2020 | Import | Methane | QC | Dispatch-Import | FuelCost | 0 | [6 empty] | 0.45639 | 0
LCP_Inputs_ON_Electric_2023_04_03 | 2040 | CH4 Import - WC 2020 | Import | Methane | QC | Dispatch-Import | VOM | 0 | [6 empty] | 0.45639 | 0
LCP_Inputs_ON_Electric_2023_04_03 | 2040 | CH4 Import - WC 2020 | Import | Methane | WC | Dispatch-Import | EmissionsCost | 0 | [6 empty] | 0.45639 | 0
LCP_Inputs_ON_Electric_2023_04_03 | 2040 | CH4 Import - WC 2020 | Import | Methane | WC | Dispatch-Import | FuelCost | 0 | [6 empty] | 0.45639 | 0
LCP_Inputs_ON_Electric_2023_04_03 | 2040 | CH4 Import - WC 2020 | Import | Methane | WC | Dispatch-Import | VOM | 0 | [6 empty] | 0.45639 | 0
LCP_Inputs_ON_Electric_2023_04_03 | 2040 | CH4 Import - WC 2030 | Import | Methane | MI | Dispatch-Import | EmissionsCost | 0 | [6 empty] | 0.45639 | 0
LCP_Inputs_ON_Electric_2023_04_03 | 2040 | CH4 Import - WC 2030 | Import | Methane | MI | Dispatch-Import | FuelCost | 0 | [6 empty] | 0.45639 | 0
LCP_Inputs_ON_Electric_2023_04_03 | 2040 | CH4 Import - WC 2030 | Import | Methane | MI | Dispatch-Import | VOM | 0 | [6 empty] | 0.45639 | 0
LCP_Inputs_ON_Electric_2023_04_03 | 2040 | CH4 Import - WC 2030 | Import | Methane | NY | Dispatch-Import | EmissionsCost | 0 | [6 empty] | 0.45639 | 0
LCP_Inputs_ON_Electric_2023_04_03 | 2040 | CH4 Import - WC 2030 | Import | Methane | NY | Dispatch-Import | FuelCost | 0 | [6 empty] | 0.45639 | 0
LCP_Inputs_ON_Electric_2023_04_03 | 2040 | CH4 Import - WC 2030 | Import | Methane | NY | Dispatch-Import | VOM | 0 | [6 empty] | 0.45639 | 0
LCP_Inputs_ON_Electric_2023_04_03 | 2040 | CH4 Import - WC 2030 | Import | Methane | ON | Dispatch-Import | EmissionsCost | 0 | [6 empty] | 0.45639 | 0
LCP_Inputs_ON_Electric_2023_04_03 | 2040 | CH4 Import - WC 2030 | Import | Methane | ON | Dispatch-Import | FuelCost | 0 | [6 empty] | 0.45639 | 0
LCP_Inputs_ON_Electric_2023_04_03 | 2040 | CH4 Import - WC 2030 | Import | Methane | ON | Dispatch-Import | VOM | 0 | [6 empty] | 0.45639 | 0
LCP_Inputs_ON_Electric_2023_04_03 | 2040 | CH4 Import - WC 2030 | Import | Methane | PJ | Dispatch-Import | EmissionsCost | 0 | [6 empty] | 0.45639 | 0
LCP_Inputs_ON_Electric_2023_04_03 | 2040 | CH4 Import - WC 2030 | Import | Methane | PJ | Dispatch-Import | FuelCost | 0 | [6 empty] | 0.45639 | 0
LCP_Inputs_ON_Electric_2023_04_03 | 2040 | CH4 Import - WC 2030 | Import | Methane | PJ | Dispatch-Import | VOM | 0 | [6 empty] | 0.45639 | 0
LCP_Inputs_ON_Electric_2023_04_03 | 2040 | CH4 Import - WC 2030 | Import | Methane | QC | Dispatch-Import | EmissionsCost | 0 | [6 empty] | 0.45639 | 0
LCP_Inputs_ON_Electric_2023_04_03 | 2040 | CH4 Import - WC 2030 | Import | Methane | QC | Dispatch-Import | FuelCost | 0 | [6 empty] | 0.45639 | 0
LCP_Inputs_ON_Electric_2023_04_03 | 2040 | CH4 Import - WC 2030 | Import | Methane | QC | Dispatch-Import | VOM | 0 | [6 empty] | 0.45639 | 0
LCP_Inputs_ON_Electric_2023_04_03 | 2040 | CH4 Import - WC 2030 | Import | Methane | WC | Dispatch-Import | EmissionsCost | 0 | [6 empty] | 0.45639 | 0
LCP_Inputs_ON_Electric_2023_04_03 | 2040 | CH4 Import - WC 2030 | Import | Methane | WC | Dispatch-Import | FuelCost | 0 | [6 empty] | 0.45639 | 0
LCP_Inputs_ON_Electric_2023_04_03 | 2040 | CH4 Import - WC 2030 | Import | Methane | WC | Dispatch-Import | VOM | 0 | [6 empty] | 0.45639 | 0
LCP_Inputs_ON_Electric_2023_04_03 | 2040 | CH4 Import - WC 2040 | Import | Methane | MI | Dispatch-Import | EmissionsCost | 0 | [6 empty] | 0.45639 | 0
LCP_Inputs_ON_Electric_2023_04_03 | 2040 | CH4 Import - WC 2040 | Import | Methane | MI | Dispatch-Import | FuelCost | 0 | [6 empty] | 0.45639 | 0
LCP_Inputs_ON_Electric_2023_04_03 | 2040 | CH4 Import - WC 2040 | Import | Methane | MI | Dispatch-Import | VOM | 0 | [6 empty] | 0.45639 | 0
LCP_Inputs_ON_Electric_2023_04_03 | 2040 | CH4 Import - WC 2040 | Import | Methane | NY | Dispatch-Import | EmissionsCost | 0 | [6 empty] | 0.45639 | 0
LCP_Inputs_ON_Electric_2023_04_03 | 2040 | CH4 Import - WC 2040 | Import | Methane | NY | Dispatch-Import | FuelCost | 0 | [6 empty] | 0.45639 | 0
LCP_Inputs_ON_Electric_2023_04_03 | 2040 | CH4 Import - WC 2040 | Import | Methane | NY | Dispatch-Import | VOM | 0 | [6 empty] | 0.45639 | 0
LCP_Inputs_ON_Electric_2023_04_03 | 2040 | CH4 Import - WC 2040 | Import | Methane | ON | Dispatch-Import | EmissionsCost | 0 | [6 empty] | 0.45639 | 0
LCP_Inputs_ON_Electric_2023_04_03 | 2040 | CH4 Import - WC 2040 | Import | Methane | ON | Dispatch-Import | FuelCost | 0 | [6 empty] | 0.45639 | 0
LCP_Inputs_ON_Electric_2023_04_03 | 2040 | CH4 Import - WC 2040 | Import | Methane | ON | Dispatch-Import | VOM | 0 | [6 empty] | 0.45639 | 0
LCP_Inputs_ON_Electric_2023_04_03 | 2040 | CH4 Import - WC 2040 | Import | Methane | PJ | Dispatch-Import | EmissionsCost | 0 | [6 empty] | 0.45639 | 0
LCP_Inputs_ON_Electric_2023_04_03 | 2040 | CH4 Import - WC 2040 | Import | Methane | PJ | Dispatch-Import | FuelCost | 0 | [6 empty] | 0.45639 | 0
LCP_Inputs_ON_Electric_2023_04_03 | 2040 | CH4 Import - WC 2040 | Import | Methane | PJ | Dispatch-Import | VOM | 0 | [6 empty] | 0.45639 | 0
LCP_Inputs_ON_Electric_2023_04_03 | 2040 | CH4 Import - WC 2040 | Import | Methane | QC | Dispatch-Import | EmissionsCost | 0 | [6 empty] | 0.45639 | 0
LCP_Inputs_ON_Electric_2023_04_03 | 2040 | CH4 Import - WC 2040 | Import | Methane | QC | Dispatch-Import | FuelCost | 0 | [6 empty] | 0.45639 | 0
LCP_Inputs_ON_Electric_2023_04_03 | 2040 | CH4 Import - WC 2040 | Import | Methane | QC | Dispatch-Import | VOM | 0 | [6 empty] | 0.45639 | 0
LCP_Inputs_ON_Electric_2023_04_03 | 2040 | CH4 Import - WC 2040 | Import | Methane | WC | Dispatch-Import | EmissionsCost | 2104859190.9353 | [6 empty] | 0.45639 | 960630258.3347
LCP_Inputs_ON_Electric_2023_04_03 | 2040 | CH4 Import - WC 2040 | Import | Methane | WC | Dispatch-Import | FuelCost | 658998391.6712 | [6 empty] | 0.45639 | 300758263.5264
LCP_Inputs_ON_Electric_2023_04_03 | 2040 | CH4 Import - WC 2040 | Import | Methane | WC | Dispatch-Import | VOM | 0 | [6 empty] | 0.45639 | 0
LCP_Inputs_ON_Electric_2023_04_03 | 2040 | CH4 Import - WC 2050 | Import | Methane | MI | Dispatch-Import | EmissionsCost | 0 | [6 empty] | 0.45639 | 0
LCP_Inputs_ON_Electric_2023_04_03 | 2040 | CH4 Import - WC 2050 | Import | Methane | MI | Dispatch-Import | FuelCost | 0 | [6 empty] | 0.45639 | 0
LCP_Inputs_ON_Electric_2023_04_03 | 2040 | CH4 Import - WC 2050 | Import | Methane | MI | Dispatch-Import | VOM | 0 | [6 empty] | 0.45639 | 0
LCP_Inputs_ON_Electric_2023_04_03 | 2040 | CH4 Import - WC 2050 | Import | Methane | NY | Dispatch-Import | EmissionsCost | 0 | [6 empty] | 0.45639 | 0
LCP_Inputs_ON_Electric_2023_04_03 | 2040 | CH4 Import - WC 2050 | Import | Methane | NY | Dispatch-Import | FuelCost | 0 | [6 empty] | 0.45639 | 0
LCP_Inputs_ON_Electric_2023_04_03 | 2040 | CH4 Import - WC 2050 | Import | Methane | NY | Dispatch-Import | VOM | 0 | [6 empty] | 0.45639 | 0
LCP_Inputs_ON_Electric_2023_04_03 | 2040 | CH4 Import - WC 2050 | Import | Methane | ON | Dispatch-Import | EmissionsCost | 0 | [6 empty] | 0.45639 | 0
LCP_Inputs_ON_Electric_2023_04_03 | 2040 | CH4 Import - WC 2050 | Import | Methane | ON | Dispatch-Import | FuelCost | 0 | [6 empty] | 0.45639 | 0
LCP_Inputs_ON_Electric_2023_04_03 | 2040 | CH4 Import - WC 2050 | Import | Methane | ON | Dispatch-Import | VOM | 0 | [6 empty] | 0.45639 | 0
LCP_Inputs_ON_Electric_2023_04_03 | 2040 | CH4 Import - WC 2050 | Import | Methane | PJ | Dispatch-Import | EmissionsCost | 0 | [6 empty] | 0.45639 | 0
LCP_Inputs_ON_Electric_2023_04_03 | 2040 | CH4 Import - WC 2050 | Import | Methane | PJ | Dispatch-Import | FuelCost | 0 | [6 empty] | 0.45639 | 0
LCP_Inputs_ON_Electric_2023_04_03 | 2040 | CH4 Import - WC 2050 | Import | Methane | PJ | Dispatch-Import | VOM | 0 | [6 empty] | 0.45639 | 0
LCP_Inputs_ON_Electric_2023_04_03 | 2040 | CH4 Import - WC 2050 | Import | Methane | QC | Dispatch-Import | EmissionsCost | 0 | [6 empty] | 0.45639 | 0
LCP_Inputs_ON_Electric_2023_04_03 | 2040 | CH4 Import - WC 2050 | Import | Methane | QC | Dispatch-Import | FuelCost | 0 | [6 empty] | 0.45639 | 0
LCP_Inputs_ON_Electric_2023_04_03 | 2040 | CH4 Import - WC 2050 | Import | Methane | QC | Dispatch-Import | VOM | 0 | [6 empty] | 0.45639 | 0
LCP_Inputs_ON_Electric_2023_04_03 | 2040 | CH4 Import - WC 2050 | Import | Methane | WC | Dispatch-Import | EmissionsCost | 0 | [6 empty] | 0.45639 | 0
LCP_Inputs_ON_Electric_2023_04_03 | 2040 | CH4 Import - WC 2050 | Import | Methane | WC | Dispatch-Import | FuelCost | 0 | [6 empty] | 0.45639 | 0
LCP_Inputs_ON_Electric_2023_04_03 | 2040 | CH4 Import - WC 2050 | Import | Methane | WC | Dispatch-Import | VOM | 0 | [6 empty] | 0.45639 | 0
LCP_Inputs_ON_Electric_2023_04_03 | 2040 | CH4 Salt Cavern Storage - ON | Storage | Methane | MI | Dispatch-Storage | EmissionsCost | 0 | [6 empty] | 0.45639 | 0
LCP_Inputs_ON_Electric_2023_04_03 | 2040 | CH4 Salt Cavern Storage - ON | Storage | Methane | MI | Dispatch-Storage | FuelCost | 0 | [6 empty] | 0.45639 | 0
LCP_Inputs_ON_Electric_2023_04_03 | 2040 | CH4 Salt Cavern Storage - ON | Storage | Methane | MI | Dispatch-Storage | VOM | 0 | [6 empty] | 0.45639 | 0
LCP_Inputs_ON_Electric_2023_04_03 | 2040 | CH4 Salt Cavern Storage - ON | Storage | Methane | NY | Dispatch-Storage | EmissionsCost | 0 | [6 empty] | 0.45639 | 0
LCP_Inputs_ON_Electric_2023_04_03 | 2040 | CH4 Salt Cavern Storage - ON | Storage | Methane | NY | Dispatch-Storage | FuelCost | 0 | [6 empty] | 0.45639 | 0
LCP_Inputs_ON_Electric_2023_04_03 | 2040 | CH4 Salt Cavern Storage - ON | Storage | Methane | NY | Dispatch-Storage | VOM | 0 | [6 empty] | 0.45639 | 0
LCP_Inputs_ON_Electric_2023_04_03 | 2040 | CH4 Salt Cavern Storage - ON | Storage | Methane | ON | Dispatch-Storage | EmissionsCost | 0 | [6 empty] | 0.45639 | 0
LCP_Inputs_ON_Electric_2023_04_03 | 2040 | CH4 Salt Cavern Storage - ON | Storage | Methane | ON | Dispatch-Storage | FuelCost | 0 | [6 empty] | 0.45639 | 0
LCP_Inputs_ON_Electric_2023_04_03 | 2040 | CH4 Salt Cavern Storage - ON | Storage | Methane | ON | Dispatch-Storage | VOM | 0 | [6 empty] | 0.45639 | 0
LCP_Inputs_ON_Electric_2023_04_03 | 2040 | CH4 Salt Cavern Storage - ON | Storage | Methane | PJ | Dispatch-Storage | EmissionsCost | 0 | [6 empty] | 0.45639 | 0
LCP_Inputs_ON_Electric_2023_04_03 | 2040 | CH4 Salt Cavern Storage - ON | Storage | Methane | PJ | Dispatch-Storage | FuelCost | 0 | [6 empty] | 0.45639 | 0
LCP_Inputs_ON_Electric_2023_04_03 | 2040 | CH4 Salt Cavern Storage - ON | Storage | Methane | PJ | Dispatch-Storage | VOM | 0 | [6 empty] | 0.45639 | 0
LCP_Inputs_ON_Electric_2023_04_03 | 2040 | CH4 Salt Cavern Storage - ON | Storage | Methane | QC | Dispatch-Storage | EmissionsCost | 0 | [6 empty] | 0.45639 | 0
LCP_Inputs_ON_Electric_2023_04_03 | 2040 | CH4 Salt Cavern Storage - ON | Storage | Methane | QC | Dispatch-Storage | FuelCost | 0 | [6 empty] | 0.45639 | 0
LCP_Inputs_ON_Electric_2023_04_03 | 2040 | CH4 Salt Cavern Storage - ON | Storage | Methane | QC | Dispatch-Storage | VOM | 0 | [6 empty] | 0.45639 | 0
LCP_Inputs_ON_Electric_2023_04_03 | 2040 | CH4 Salt Cavern Storage - ON | Storage | Methane | WC | Dispatch-Storage | EmissionsCost | 0 | [6 empty] | 0.45639 | 0
LCP_Inputs_ON_Electric_2023_04_03 | 2040 | CH4 Salt Cavern Storage - ON | Storage | Methane | WC | Dispatch-Storage | FuelCost | 0 | [6 empty] | 0.45639 | 0
LCP_Inputs_ON_Electric_2023_04_03 | 2040 | CH4 Salt Cavern Storage - ON | Storage | Methane | WC | Dispatch-Storage | VOM | 0 | [6 empty] | 0.45639 | 0
LCP_Inputs_ON_Electric_2023_04_03 | 2040 | Electrolyser 2020/2030 | Crossload | Hydrogen | MI | Dispatch-Crossload | EmissionsCost | 0 | [6 empty] | 0.45639 | 0
LCP_Inputs_ON_Electric_2023_04_03 | 2040 | Electrolyser 2020/2030 | Crossload | Hydrogen | MI | Dispatch-Crossload | FuelCost | 0 | [6 empty] | 0.45639 | 0
LCP_Inputs_ON_Electric_2023_04_03 | 2040 | Electrolyser 2020/2030 | Crossload | Hydrogen | MI | Dispatch-Crossload | VOM | 0 | [6 empty] | 0.45639 | 0
LCP_Inputs_ON_Electric_2023_04_03 | 2040 | Electrolyser 2020/2030 | Crossload | Hydrogen | NY | Dispatch-Crossload | EmissionsCost | 0 | [6 empty] | 0.45639 | 0
LCP_Inputs_ON_Electric_2023_04_03 | 2040 | Electrolyser 2020/2030 | Crossload | Hydrogen | NY | Dispatch-Crossload | FuelCost | 0 | [6 empty] | 0.45639 | 0
LCP_Inputs_ON_Electric_2023_04_03 | 2040 | Electrolyser 2020/2030 | Crossload | Hydrogen | NY | Dispatch-Crossload | VOM | 0 | [6 empty] | 0.45639 | 0
LCP_Inputs_ON_Electric_2023_04_03 | 2040 | Electrolyser 2020/2030 | Crossload | Hydrogen | ON | Dispatch-Crossload | EmissionsCost | 0 | [6 empty] | 0.45639 | 0
LCP_Inputs_ON_Electric_2023_04_03 | 2040 | Electrolyser 2020/2030 | Crossload | Hydrogen | ON | Dispatch-Crossload | FuelCost | 0 | [6 empty] | 0.45639 | 0
LCP_Inputs_ON_Electric_2023_04_03 | 2040 | Electrolyser 2020/2030 | Crossload | Hydrogen | ON | Dispatch-Crossload | VOM | 0 | [6 empty] | 0.45639 | 0
LCP_Inputs_ON_Electric_2023_04_03 | 2040 | Electrolyser 2020/2030 | Crossload | Hydrogen | PJ | Dispatch-Crossload | EmissionsCost | 0 | [6 empty] | 0.45639 | 0
LCP_Inputs_ON_Electric_2023_04_03 | 2040 | Electrolyser 2020/2030 | Crossload | Hydrogen | PJ | Dispatch-Crossload | FuelCost | 0 | [6 empty] | 0.45639 | 0
LCP_Inputs_ON_Electric_2023_04_03 | 2040 | Electrolyser 2020/2030 | Crossload | Hydrogen | PJ | Dispatch-Crossload | VOM | 0 | [6 empty] | 0.45639 | 0
LCP_Inputs_ON_Electric_2023_04_03 | 2040 | Electrolyser 2020/2030 | Crossload | Hydrogen | QC | Dispatch-Crossload | EmissionsCost | 0 | [6 empty] | 0.45639 | 0
LCP_Inputs_ON_Electric_2023_04_03 | 2040 | Electrolyser 2020/2030 | Crossload | Hydrogen | QC | Dispatch-Crossload | FuelCost | 0 | [6 empty] | 0.45639 | 0
LCP_Inputs_ON_Electric_2023_04_03 | 2040 | Electrolyser 2020/2030 | Crossload | Hydrogen | QC | Dispatch-Crossload | VOM | 0 | [6 empty] | 0.45639 | 0
LCP_Inputs_ON_Electric_2023_04_03 | 2040 | Electrolyser 2020/2030 | Crossload | Hydrogen | WC | Dispatch-Crossload | EmissionsCost | 0 | [6 empty] | 0.45639 | 0
LCP_Inputs_ON_Electric_2023_04_03 | 2040 | Electrolyser 2020/2030 | Crossload | Hydrogen | WC | Dispatch-Crossload | FuelCost | 0 | [6 empty] | 0.45639 | 0
LCP_Inputs_ON_Electric_2023_04_03 | 2040 | Electrolyser 2020/2030 | Crossload | Hydrogen | WC | Dispatch-Crossload | VOM | 0 | [6 empty] | 0.45639 | 0
LCP_Inputs_ON_Electric_2023_04_03 | 2040 | Electrolyser 2040 | Crossload | Hydrogen | MI | Dispatch-Crossload | EmissionsCost | 0 | [6 empty] | 0.45639 | 0
LCP_Inputs_ON_Electric_2023_04_03 | 2040 | Electrolyser 2040 | Crossload | Hydrogen | MI | Dispatch-Crossload | FuelCost | 0 | [6 empty] | 0.45639 | 0
LCP_Inputs_ON_Electric_2023_04_03 | 2040 | Electrolyser 2040 | Crossload | Hydrogen | MI | Dispatch-Crossload | VOM | 0 | [6 empty] | 0.45639 | 0
LCP_Inputs_ON_Electric_2023_04_03 | 2040 | Electrolyser 2040 | Crossload | Hydrogen | NY | Dispatch-Crossload | EmissionsCost | 0 | [6 empty] | 0.45639 | 0
LCP_Inputs_ON_Electric_2023_04_03 | 2040 | Electrolyser 2040 | Crossload | Hydrogen | NY | Dispatch-Crossload | FuelCost | 0 | [6 empty] | 0.45639 | 0
LCP_Inputs_ON_Electric_2023_04_03 | 2040 | Electrolyser 2040 | Crossload | Hydrogen | NY | Dispatch-Crossload | VOM | 0 | [6 empty] | 0.45639 | 0
LCP_Inputs_ON_Electric_2023_04_03 | 2040 | Electrolyser 2040 | Crossload | Hydrogen | ON | Dispatch-Crossload | EmissionsCost | 0 | [6 empty] | 0.45639 | 0
LCP_Inputs_ON_Electric_2023_04_03 | 2040 | Electrolyser 2040 | Crossload | Hydrogen | ON | Dispatch-Crossload | FuelCost | 0 | [6 empty] | 0.45639 | 0
LCP_Inputs_ON_Electric_2023_04_03 | 2040 | Electrolyser 2040 | Crossload | Hydrogen | ON | Dispatch-Crossload | VOM | 0 | [6 empty] | 0.45639 | 0
LCP_Inputs_ON_Electric_2023_04_03 | 2040 | Electrolyser 2040 | Crossload | Hydrogen | PJ | Dispatch-Crossload | EmissionsCost | 0 | [6 empty] | 0.45639 | 0
LCP_Inputs_ON_Electric_2023_04_03 | 2040 | Electrolyser 2040 | Crossload | Hydrogen | PJ | Dispatch-Crossload | FuelCost | 0 | [6 empty] | 0.45639 | 0
LCP_Inputs_ON_Electric_2023_04_03 | 2040 | Electrolyser 2040 | Crossload | Hydrogen | PJ | Dispatch-Crossload | VOM | 0 | [6 empty] | 0.45639 | 0
LCP_Inputs_ON_Electric_2023_04_03 | 2040 | Electrolyser 2040 | Crossload | Hydrogen | QC | Dispatch-Crossload | EmissionsCost | 0 | [6 empty] | 0.45639 | 0
LCP_Inputs_ON_Electric_2023_04_03 | 2040 | Electrolyser 2040 | Crossload | Hydrogen | QC | Dispatch-Crossload | FuelCost | 0 | [6 empty] | 0.45639 | 0
LCP_Inputs_ON_Electric_2023_04_03 | 2040 | Electrolyser 2040 | Crossload | Hydrogen | QC | Dispatch-Crossload | VOM | 0 | [6 empty] | 0.45639 | 0
LCP_Inputs_ON_Electric_2023_04_03 | 2040 | Electrolyser 2040 | Crossload | Hydrogen | WC | Dispatch-Crossload | EmissionsCost | 0 | [6 empty] | 0.45639 | 0
LCP_Inputs_ON_Electric_2023_04_03 | 2040 | Electrolyser 2040 | Crossload | Hydrogen | WC | Dispatch-Crossload | FuelCost | 0 | [6 empty] | 0.45639 | 0
LCP_Inputs_ON_Electric_2023_04_03 | 2040 | Electrolyser 2040 | Crossload | Hydrogen | WC | Dispatch-Crossload | VOM | 0 | [6 empty] | 0.45639 | 0
LCP_Inputs_ON_Electric_2023_04_03 | 2040 | Electrolyser 2050 | Crossload | Hydrogen | MI | Dispatch-Crossload | EmissionsCost | 0 | [6 empty] | 0.45639 | 0
LCP_Inputs_ON_Electric_2023_04_03 | 2040 | Electrolyser 2050 | Crossload | Hydrogen | MI | Dispatch-Crossload | FuelCost | 0 | [6 empty] | 0.45639 | 0
LCP_Inputs_ON_Electric_2023_04_03 | 2040 | Electrolyser 2050 | Crossload | Hydrogen | MI | Dispatch-Crossload | VOM | 0 | [6 empty] | 0.45639 | 0
LCP_Inputs_ON_Electric_2023_04_03 | 2040 | Electrolyser 2050 | Crossload | Hydrogen | NY | Dispatch-Crossload | EmissionsCost | 0 | [6 empty] | 0.45639 | 0
LCP_Inputs_ON_Electric_2023_04_03 | 2040 | Electrolyser 2050 | Crossload | Hydrogen | NY | Dispatch-Crossload | FuelCost | 0 | [6 empty] | 0.45639 | 0
LCP_Inputs_ON_Electric_2023_04_03 | 2040 | Electrolyser 2050 | Crossload | Hydrogen | NY | Dispatch-Crossload | VOM | 0 | [6 empty] | 0.45639 | 0
LCP_Inputs_ON_Electric_2023_04_03 | 2040 | Electrolyser 2050 | Crossload | Hydrogen | ON | Dispatch-Crossload | EmissionsCost | 0 | [6 empty] | 0.45639 | 0
LCP_Inputs_ON_Electric_2023_04_03 | 2040 | Electrolyser 2050 | Crossload | Hydrogen | ON | Dispatch-Crossload | FuelCost | 0 | [6 empty] | 0.45639 | 0
LCP_Inputs_ON_Electric_2023_04_03 | 2040 | Electrolyser 2050 | Crossload | Hydrogen | ON | Dispatch-Crossload | VOM | 0 | [6 empty] | 0.45639 | 0
LCP_Inputs_ON_Electric_2023_04_03 | 2040 | Electrolyser 2050 | Crossload | Hydrogen | PJ | Dispatch-Crossload | EmissionsCost | 0 | [6 empty] | 0.45639 | 0
LCP_Inputs_ON_Electric_2023_04_03 | 2040 | Electrolyser 2050 | Crossload | Hydrogen | PJ | Dispatch-Crossload | FuelCost | 0 | [6 empty] | 0.45639 | 0
LCP_Inputs_ON_Electric_2023_04_03 | 2040 | Electrolyser 2050 | Crossload | Hydrogen | PJ | Dispatch-Crossload | VOM | 0 | [6 empty] | 0.45639 | 0
LCP_Inputs_ON_Electric_2023_04_03 | 2040 | Electrolyser 2050 | Crossload | Hydrogen | QC | Dispatch-Crossload | EmissionsCost | 0 | [6 empty] | 0.45639 | 0
LCP_Inputs_ON_Electric_2023_04_03 | 2040 | Electrolyser 2050 | Crossload | Hydrogen | QC | Dispatch-Crossload | FuelCost | 0 | [6 empty] | 0.45639 | 0
LCP_Inputs_ON_Electric_2023_04_03 | 2040 | Electrolyser 2050 | Crossload | Hydrogen | QC | Dispatch-Crossload | VOM | 0 | [6 empty] | 0.45639 | 0
LCP_Inputs_ON_Electric_2023_04_03 | 2040 | Electrolyser 2050 | Crossload | Hydrogen | WC | Dispatch-Crossload | EmissionsCost | 0 | [6 empty] | 0.45639 | 0
LCP_Inputs_ON_Electric_2023_04_03 | 2040 | Electrolyser 2050 | Crossload | Hydrogen | WC | Dispatch-Crossload | FuelCost | 0 | [6 empty] | 0.45639 | 0
LCP_Inputs_ON_Electric_2023_04_03 | 2040 | Electrolyser 2050 | Crossload | Hydrogen | WC | Dispatch-Crossload | VOM | 0 | [6 empty] | 0.45639 | 0
LCP_Inputs_ON_Electric_2023_04_03 | 2040 | Fossil Fuel Thermal (Coal, Peat, Oil) | Generation | Electricity | MI | Dispatch-Generation | EmissionsCost | 0 | [6 empty] | 0.45639 | 0
LCP_Inputs_ON_Electric_2023_04_03 | 2040 | Fossil Fuel Thermal (Coal, Peat, Oil) | Generation | Electricity | MI | Dispatch-Generation | FuelCost | 0 | [6 empty] | 0.45639 | 0
LCP_Inputs_ON_Electric_2023_04_03 | 2040 | Fossil Fuel Thermal (Coal, Peat, Oil) | Generation | Electricity | MI | Dispatch-Generation | VOM | 0 | [6 empty] | 0.45639 | 0
LCP_Inputs_ON_Electric_2023_04_03 | 2040 | Fossil Fuel Thermal (Coal, Peat, Oil) | Generation | Electricity | NY | Dispatch-Generation | EmissionsCost | 0 | [6 empty] | 0.45639 | 0
LCP_Inputs_ON_Electric_2023_04_03 | 2040 | Fossil Fuel Thermal (Coal, Peat, Oil) | Generation | Electricity | NY | Dispatch-Generation | FuelCost | 0 | [6 empty] | 0.45639 | 0
LCP_Inputs_ON_Electric_2023_04_03 | 2040 | Fossil Fuel Thermal (Coal, Peat, Oil) | Generation | Electricity | NY | Dispatch-Generation | VOM | 0 | [6 empty] | 0.45639 | 0
LCP_Inputs_ON_Electric_2023_04_03 | 2040 | Fossil Fuel Thermal (Coal, Peat, Oil) | Generation | Electricity | ON | Dispatch-Generation | EmissionsCost | 0 | [6 empty] | 0.45639 | 0
LCP_Inputs_ON_Electric_2023_04_03 | 2040 | Fossil Fuel Thermal (Coal, Peat, Oil) | Generation | Electricity | ON | Dispatch-Generation | FuelCost | 0 | [6 empty] | 0.45639 | 0
LCP_Inputs_ON_Electric_2023_04_03 | 2040 | Fossil Fuel Thermal (Coal, Peat, Oil) | Generation | Electricity | ON | Dispatch-Generation | VOM | 0 | [6 empty] | 0.45639 | 0
LCP_Inputs_ON_Electric_2023_04_03 | 2040 | Fossil Fuel Thermal (Coal, Peat, Oil) | Generation | Electricity | PJ | Dispatch-Generation | EmissionsCost | 0 | [6 empty] | 0.45639 | 0
LCP_Inputs_ON_Electric_2023_04_03 | 2040 | Fossil Fuel Thermal (Coal, Peat, Oil) | Generation | Electricity | PJ | Dispatch-Generation | FuelCost | 0 | [6 empty] | 0.45639 | 0
LCP_Inputs_ON_Electric_2023_04_03 | 2040 | Fossil Fuel Thermal (Coal, Peat, Oil) | Generation | Electricity | PJ | Dispatch-Generation | VOM | 0 | [6 empty] | 0.45639 | 0
LCP_Inputs_ON_Electric_2023_04_03 | 2040 | Fossil Fuel Thermal (Coal, Peat, Oil) | Generation | Electricity | QC | Dispatch-Generation | EmissionsCost | 0 | [6 empty] | 0.45639 | 0
LCP_Inputs_ON_Electric_2023_04_03 | 2040 | Fossil Fuel Thermal (Coal, Peat, Oil) | Generation | Electricity | QC | Dispatch-Generation | FuelCost | 0 | [6 empty] | 0.45639 | 0
LCP_Inputs_ON_Electric_2023_04_03 | 2040 | Fossil Fuel Thermal (Coal, Peat, Oil) | Generation | Electricity | QC | Dispatch-Generation | VOM | 0 | [6 empty] | 0.45639 | 0
LCP_Inputs_ON_Electric_2023_04_03 | 2040 | Fossil Fuel Thermal (Coal, Peat, Oil) | Generation | Electricity | WC | Dispatch-Generation | EmissionsCost | 0 | [6 empty] | 0.45639 | 0
LCP_Inputs_ON_Electric_2023_04_03 | 2040 | Fossil Fuel Thermal (Coal, Peat, Oil) | Generation | Electricity | WC | Dispatch-Generation | FuelCost | 0 | [6 empty] | 0.45639 | 0
LCP_Inputs_ON_Electric_2023_04_03 | 2040 | Fossil Fuel Thermal (Coal, Peat, Oil) | Generation | Electricity | WC | Dispatch-Generation | VOM | 0 | [6 empty] | 0.45639 | 0
LCP_Inputs_ON_Electric_2023_04_03 | 2040 | Generic - Generator | Generation | Electricity | MI | Dispatch-Generation | EmissionsCost | 0 | [6 empty] | 0.45639 | 0
LCP_Inputs_ON_Electric_2023_04_03 | 2040 | Generic - Generator | Generation | Electricity | MI | Dispatch-Generation | FuelCost | 887937737.9402 | [6 empty] | 0.45639 | 405243192.6354
LCP_Inputs_ON_Electric_2023_04_03 | 2040 | Generic - Generator | Generation | Electricity | MI | Dispatch-Generation | VOM | 29039924.3521 | [6 empty] | 0.45639 | 13253442.393
LCP_Inputs_ON_Electric_2023_04_03 | 2040 | Generic - Generator | Generation | Electricity | NY | Dispatch-Generation | EmissionsCost | 0 | [6 empty] | 0.45639 | 0
LCP_Inputs_ON_Electric_2023_04_03 | 2040 | Generic - Generator | Generation | Electricity | NY | Dispatch-Generation | FuelCost | 119338069.2274 | [6 empty] | 0.45639 | 54464336.9802
LCP_Inputs_ON_Electric_2023_04_03 | 2040 | Generic - Generator | Generation | Electricity | NY | Dispatch-Generation | VOM | 3902940.8872 | [6 empty] | 0.45639 | 1781251.2727
LCP_Inputs_ON_Electric_2023_04_03 | 2040 | Generic - Generator | Generation | Electricity | ON | Dispatch-Generation | EmissionsCost | 0 | [6 empty] | 0.45639 | 0
LCP_Inputs_ON_Electric_2023_04_03 | 2040 | Generic - Generator | Generation | Electricity | ON | Dispatch-Generation | FuelCost | 0 | [6 empty] | 0.45639 | 0
LCP_Inputs_ON_Electric_2023_04_03 | 2040 | Generic - Generator | Generation | Electricity | ON | Dispatch-Generation | VOM | 0 | [6 empty] | 0.45639 | 0
LCP_Inputs_ON_Electric_2023_04_03 | 2040 | Generic - Generator | Generation | Electricity | PJ | Dispatch-Generation | EmissionsCost | 0 | [6 empty] | 0.45639 | 0
LCP_Inputs_ON_Electric_2023_04_03 | 2040 | Generic - Generator | Generation | Electricity | PJ | Dispatch-Generation | FuelCost | 5522714443.0855 | [6 empty] | 0.45639 | 2520494779.4215
LCP_Inputs_ON_Electric_2023_04_03 | 2040 | Generic - Generator | Generation | Electricity | PJ | Dispatch-Generation | VOM | 180619882.2198 | [6 empty] | 0.45639 | 82432556.4696
LCP_Inputs_ON_Electric_2023_04_03 | 2040 | Generic - Generator | Generation | Electricity | QC | Dispatch-Generation | EmissionsCost | 0 | [6 empty] | 0.45639 | 0
LCP_Inputs_ON_Electric_2023_04_03 | 2040 | Generic - Generator | Generation | Electricity | QC | Dispatch-Generation | FuelCost | 0 | [6 empty] | 0.45639 | 0
LCP_Inputs_ON_Electric_2023_04_03 | 2040 | Generic - Generator | Generation | Electricity | QC | Dispatch-Generation | VOM | 0 | [6 empty] | 0.45639 | 0
LCP_Inputs_ON_Electric_2023_04_03 | 2040 | Generic - Generator | Generation | Electricity | WC | Dispatch-Generation | EmissionsCost | 0 | [6 empty] | 0.45639 | 0
LCP_Inputs_ON_Electric_2023_04_03 | 2040 | Generic - Generator | Generation | Electricity | WC | Dispatch-Generation | FuelCost | 0 | [6 empty] | 0.45639 | 0
LCP_Inputs_ON_Electric_2023_04_03 | 2040 | Generic - Generator | Generation | Electricity | WC | Dispatch-Generation | VOM | 0 | [6 empty] | 0.45639 | 0
LCP_Inputs_ON_Electric_2023_04_03 | 2040 | H2 Import - QC | Import | Hydrogen | MI | Dispatch-Import | EmissionsCost | 0 | [6 empty] | 0.45639 | 0
LCP_Inputs_ON_Electric_2023_04_03 | 2040 | H2 Import - QC | Import | Hydrogen | MI | Dispatch-Import | FuelCost | 0 | [6 empty] | 0.45639 | 0
LCP_Inputs_ON_Electric_2023_04_03 | 2040 | H2 Import - QC | Import | Hydrogen | MI | Dispatch-Import | VOM | 0 | [6 empty] | 0.45639 | 0
LCP_Inputs_ON_Electric_2023_04_03 | 2040 | H2 Import - QC | Import | Hydrogen | NY | Dispatch-Import | EmissionsCost | 0 | [6 empty] | 0.45639 | 0
LCP_Inputs_ON_Electric_2023_04_03 | 2040 | H2 Import - QC | Import | Hydrogen | NY | Dispatch-Import | FuelCost | 0 | [6 empty] | 0.45639 | 0
LCP_Inputs_ON_Electric_2023_04_03 | 2040 | H2 Import - QC | Import | Hydrogen | NY | Dispatch-Import | VOM | 0 | [6 empty] | 0.45639 | 0
LCP_Inputs_ON_Electric_2023_04_03 | 2040 | H2 Import - QC | Import | Hydrogen | ON | Dispatch-Import | EmissionsCost | 0 | [6 empty] | 0.45639 | 0
LCP_Inputs_ON_Electric_2023_04_03 | 2040 | H2 Import - QC | Import | Hydrogen | ON | Dispatch-Import | FuelCost | 0 | [6 empty] | 0.45639 | 0
LCP_Inputs_ON_Electric_2023_04_03 | 2040 | H2 Import - QC | Import | Hydrogen | ON | Dispatch-Import | VOM | 0 | [6 empty] | 0.45639 | 0
LCP_Inputs_ON_Electric_2023_04_03 | 2040 | H2 Import - QC | Import | Hydrogen | PJ | Dispatch-Import | EmissionsCost | 0 | [6 empty] | 0.45639 | 0
LCP_Inputs_ON_Electric_2023_04_03 | 2040 | H2 Import - QC | Import | Hydrogen | PJ | Dispatch-Import | FuelCost | 0 | [6 empty] | 0.45639 | 0
LCP_Inputs_ON_Electric_2023_04_03 | 2040 | H2 Import - QC | Import | Hydrogen | PJ | Dispatch-Import | VOM | 0 | [6 empty] | 0.45639 | 0
LCP_Inputs_ON_Electric_2023_04_03 | 2040 | H2 Import - QC | Import | Hydrogen | QC | Dispatch-Import | EmissionsCost | 0 | [6 empty] | 0.45639 | 0
LCP_Inputs_ON_Electric_2023_04_03 | 2040 | H2 Import - QC | Import | Hydrogen | QC | Dispatch-Import | FuelCost | 0 | [6 empty] | 0.45639 | 0
LCP_Inputs_ON_Electric_2023_04_03 | 2040 | H2 Import - QC | Import | Hydrogen | QC | Dispatch-Import | VOM | 0 | [6 empty] | 0.45639 | 0
LCP_Inputs_ON_Electric_2023_04_03 | 2040 | H2 Import - QC | Import | Hydrogen | WC | Dispatch-Import | EmissionsCost | 0 | [6 empty] | 0.45639 | 0
LCP_Inputs_ON_Electric_2023_04_03 | 2040 | H2 Import - QC | Import | Hydrogen | WC | Dispatch-Import | FuelCost | 0 | [6 empty] | 0.45639 | 0
LCP_Inputs_ON_Electric_2023_04_03 | 2040 | H2 Import - QC | Import | Hydrogen | WC | Dispatch-Import | VOM | 0 | [6 empty] | 0.45639 | 0
LCP_Inputs_ON_Electric_2023_04_03 | 2040 | H2 Import - WC | Import | Hydrogen | MI | Dispatch-Import | EmissionsCost | 0 | [6 empty] | 0.45639 | 0
LCP_Inputs_ON_Electric_2023_04_03 | 2040 | H2 Import - WC | Import | Hydrogen | MI | Dispatch-Import | FuelCost | 0 | [6 empty] | 0.45639 | 0
LCP_Inputs_ON_Electric_2023_04_03 | 2040 | H2 Import - WC | Import | Hydrogen | MI | Dispatch-Import | VOM | 0 | [6 empty] | 0.45639 | 0
LCP_Inputs_ON_Electric_2023_04_03 | 2040 | H2 Import - WC | Import | Hydrogen | NY | Dispatch-Import | EmissionsCost | 0 | [6 empty] | 0.45639 | 0
LCP_Inputs_ON_Electric_2023_04_03 | 2040 | H2 Import - WC | Import | Hydrogen | NY | Dispatch-Import | FuelCost | 0 | [6 empty] | 0.45639 | 0
LCP_Inputs_ON_Electric_2023_04_03 | 2040 | H2 Import - WC | Import | Hydrogen | NY | Dispatch-Import | VOM | 0 | [6 empty] | 0.45639 | 0
LCP_Inputs_ON_Electric_2023_04_03 | 2040 | H2 Import - WC | Import | Hydrogen | ON | Dispatch-Import | EmissionsCost | 0 | [6 empty] | 0.45639 | 0
LCP_Inputs_ON_Electric_2023_04_03 | 2040 | H2 Import - WC | Import | Hydrogen | ON | Dispatch-Import | FuelCost | 0 | [6 empty] | 0.45639 | 0
LCP_Inputs_ON_Electric_2023_04_03 | 2040 | H2 Import - WC | Import | Hydrogen | ON | Dispatch-Import | VOM | 0 | [6 empty] | 0.45639 | 0
LCP_Inputs_ON_Electric_2023_04_03 | 2040 | H2 Import - WC | Import | Hydrogen | PJ | Dispatch-Import | EmissionsCost | 0 | [6 empty] | 0.45639 | 0
LCP_Inputs_ON_Electric_2023_04_03 | 2040 | H2 Import - WC | Import | Hydrogen | PJ | Dispatch-Import | FuelCost | 0 | [6 empty] | 0.45639 | 0
LCP_Inputs_ON_Electric_2023_04_03 | 2040 | H2 Import - WC | Import | Hydrogen | PJ | Dispatch-Import | VOM | 0 | [6 empty] | 0.45639 | 0
LCP_Inputs_ON_Electric_2023_04_03 | 2040 | H2 Import - WC | Import | Hydrogen | QC | Dispatch-Import | EmissionsCost | 0 | [6 empty] | 0.45639 | 0
LCP_Inputs_ON_Electric_2023_04_03 | 2040 | H2 Import - WC | Import | Hydrogen | QC | Dispatch-Import | FuelCost | 0 | [6 empty] | 0.45639 | 0
LCP_Inputs_ON_Electric_2023_04_03 | 2040 | H2 Import - WC | Import | Hydrogen | QC | Dispatch-Import | VOM | 0 | [6 empty] | 0.45639 | 0
LCP_Inputs_ON_Electric_2023_04_03 | 2040 | H2 Import - WC | Import | Hydrogen | WC | Dispatch-Import | EmissionsCost | 0 | [6 empty] | 0.45639 | 0
LCP_Inputs_ON_Electric_2023_04_03 | 2040 | H2 Import - WC | Import | Hydrogen | WC | Dispatch-Import | FuelCost | 44020984.9366 | [6 empty] | 0.45639 | 20090602.884
LCP_Inputs_ON_Electric_2023_04_03 | 2040 | H2 Import - WC | Import | Hydrogen | WC | Dispatch-Import | VOM | 0 | [6 empty] | 0.45639 | 0
LCP_Inputs_ON_Electric_2023_04_03 | 2040 | H2 Salt Cavern Storage - ON | Storage | Hydrogen | MI | Dispatch-Storage | EmissionsCost | 0 | [6 empty] | 0.45639 | 0
LCP_Inputs_ON_Electric_2023_04_03 | 2040 | H2 Salt Cavern Storage - ON | Storage | Hydrogen | MI | Dispatch-Storage | FuelCost | 0 | [6 empty] | 0.45639 | 0
LCP_Inputs_ON_Electric_2023_04_03 | 2040 | H2 Salt Cavern Storage - ON | Storage | Hydrogen | MI | Dispatch-Storage | VOM | 0 | [6 empty] | 0.45639 | 0
LCP_Inputs_ON_Electric_2023_04_03 | 2040 | H2 Salt Cavern Storage - ON | Storage | Hydrogen | NY | Dispatch-Storage | EmissionsCost | 0 | [6 empty] | 0.45639 | 0
LCP_Inputs_ON_Electric_2023_04_03 | 2040 | H2 Salt Cavern Storage - ON | Storage | Hydrogen | NY | Dispatch-Storage | FuelCost | 0 | [6 empty] | 0.45639 | 0
LCP_Inputs_ON_Electric_2023_04_03 | 2040 | H2 Salt Cavern Storage - ON | Storage | Hydrogen | NY | Dispatch-Storage | VOM | 0 | [6 empty] | 0.45639 | 0
LCP_Inputs_ON_Electric_2023_04_03 | 2040 | H2 Salt Cavern Storage - ON | Storage | Hydrogen | ON | Dispatch-Storage | EmissionsCost | 0 | [6 empty] | 0.45639 | 0
LCP_Inputs_ON_Electric_2023_04_03 | 2040 | H2 Salt Cavern Storage - ON | Storage | Hydrogen | ON | Dispatch-Storage | FuelCost | 0 | [6 empty] | 0.45639 | 0
LCP_Inputs_ON_Electric_2023_04_03 | 2040 | H2 Salt Cavern Storage - ON | Storage | Hydrogen | ON | Dispatch-Storage | VOM | 52587352.8626 | [6 empty] | 0.45639 | 24000181.3818
LCP_Inputs_ON_Electric_2023_04_03 | 2040 | H2 Salt Cavern Storage - ON | Storage | Hydrogen | PJ | Dispatch-Storage | EmissionsCost | 0 | [6 empty] | 0.45639 | 0
LCP_Inputs_ON_Electric_2023_04_03 | 2040 | H2 Salt Cavern Storage - ON | Storage | Hydrogen | PJ | Dispatch-Storage | FuelCost | 0 | [6 empty] | 0.45639 | 0
LCP_Inputs_ON_Electric_2023_04_03 | 2040 | H2 Salt Cavern Storage - ON | Storage | Hydrogen | PJ | Dispatch-Storage | VOM | 0 | [6 empty] | 0.45639 | 0
LCP_Inputs_ON_Electric_2023_04_03 | 2040 | H2 Salt Cavern Storage - ON | Storage | Hydrogen | QC | Dispatch-Storage | EmissionsCost | 0 | [6 empty] | 0.45639 | 0
LCP_Inputs_ON_Electric_2023_04_03 | 2040 | H2 Salt Cavern Storage - ON | Storage | Hydrogen | QC | Dispatch-Storage | FuelCost | 0 | [6 empty] | 0.45639 | 0
LCP_Inputs_ON_Electric_2023_04_03 | 2040 | H2 Salt Cavern Storage - ON | Storage | Hydrogen | QC | Dispatch-Storage | VOM | 0 | [6 empty] | 0.45639 | 0
LCP_Inputs_ON_Electric_2023_04_03 | 2040 | H2 Salt Cavern Storage - ON | Storage | Hydrogen | WC | Dispatch-Storage | EmissionsCost | 0 | [6 empty] | 0.45639 | 0
LCP_Inputs_ON_Electric_2023_04_03 | 2040 | H2 Salt Cavern Storage - ON | Storage | Hydrogen | WC | Dispatch-Storage | FuelCost | 0 | [6 empty] | 0.45639 | 0
LCP_Inputs_ON_Electric_2023_04_03 | 2040 | H2 Salt Cavern Storage - ON | Storage | Hydrogen | WC | Dispatch-Storage | VOM | 0 | [6 empty] | 0.45639 | 0
LCP_Inputs_ON_Electric_2023_04_03 | 2040 | Hydro | Generation | Electricity | MI | Dispatch-Generation | EmissionsCost | 0 | [6 empty] | 0.45639 | 0
LCP_Inputs_ON_Electric_2023_04_03 | 2040 | Hydro | Generation | Electricity | MI | Dispatch-Generation | FuelCost | 0 | [6 empty] | 0.45639 | 0
LCP_Inputs_ON_Electric_2023_04_03 | 2040 | Hydro | Generation | Electricity | MI | Dispatch-Generation | VOM | 0 | [6 empty] | 0.45639 | 0
LCP_Inputs_ON_Electric_2023_04_03 | 2040 | Hydro | Generation | Electricity | NY | Dispatch-Generation | EmissionsCost | 0 | [6 empty] | 0.45639 | 0
LCP_Inputs_ON_Electric_2023_04_03 | 2040 | Hydro | Generation | Electricity | NY | Dispatch-Generation | FuelCost | 0 | [6 empty] | 0.45639 | 0
LCP_Inputs_ON_Electric_2023_04_03 | 2040 | Hydro | Generation | Electricity | NY | Dispatch-Generation | VOM | 0 | [6 empty] | 0.45639 | 0
LCP_Inputs_ON_Electric_2023_04_03 | 2040 | Hydro | Generation | Electricity | ON | Dispatch-Generation | EmissionsCost | 0 | [6 empty] | 0.45639 | 0
LCP_Inputs_ON_Electric_2023_04_03 | 2040 | Hydro | Generation | Electricity | ON | Dispatch-Generation | FuelCost | 0 | [6 empty] | 0.45639 | 0
LCP_Inputs_ON_Electric_2023_04_03 | 2040 | Hydro | Generation | Electricity | ON | Dispatch-Generation | VOM | 0 | [6 empty] | 0.45639 | 0
LCP_Inputs_ON_Electric_2023_04_03 | 2040 | Hydro | Generation | Electricity | PJ | Dispatch-Generation | EmissionsCost | 0 | [6 empty] | 0.45639 | 0
LCP_Inputs_ON_Electric_2023_04_03 | 2040 | Hydro | Generation | Electricity | PJ | Dispatch-Generation | FuelCost | 0 | [6 empty] | 0.45639 | 0
LCP_Inputs_ON_Electric_2023_04_03 | 2040 | Hydro | Generation | Electricity | PJ | Dispatch-Generation | VOM | 0 | [6 empty] | 0.45639 | 0
LCP_Inputs_ON_Electric_2023_04_03 | 2040 | Hydro | Generation | Electricity | QC | Dispatch-Generation | EmissionsCost | 0 | [6 empty] | 0.45639 | 0
LCP_Inputs_ON_Electric_2023_04_03 | 2040 | Hydro | Generation | Electricity | QC | Dispatch-Generation | FuelCost | 0 | [6 empty] | 0.45639 | 0
LCP_Inputs_ON_Electric_2023_04_03 | 2040 | Hydro | Generation | Electricity | QC | Dispatch-Generation | VOM | 0 | [6 empty] | 0.45639 | 0
LCP_Inputs_ON_Electric_2023_04_03 | 2040 | Hydro | Generation | Electricity | WC | Dispatch-Generation | EmissionsCost | 0 | [6 empty] | 0.45639 | 0
LCP_Inputs_ON_Electric_2023_04_03 | 2040 | Hydro | Generation | Electricity | WC | Dispatch-Generation | FuelCost | 0 | [6 empty] | 0.45639 | 0
LCP_Inputs_ON_Electric_2023_04_03 | 2040 | Hydro | Generation | Electricity | WC | Dispatch-Generation | VOM | 0 | [6 empty] | 0.45639 | 0
LCP_Inputs_ON_Electric_2023_04_03 | 2040 | Hydro Pumped Storage | Storage | Electricity | MI | Dispatch-Storage | EmissionsCost | 0 | [6 empty] | 0.45639 | 0
LCP_Inputs_ON_Electric_2023_04_03 | 2040 | Hydro Pumped Storage | Storage | Electricity | MI | Dispatch-Storage | FuelCost | 0 | [6 empty] | 0.45639 | 0
LCP_Inputs_ON_Electric_2023_04_03 | 2040 | Hydro Pumped Storage | Storage | Electricity | MI | Dispatch-Storage | VOM | 0 | [6 empty] | 0.45639 | 0
LCP_Inputs_ON_Electric_2023_04_03 | 2040 | Hydro Pumped Storage | Storage | Electricity | NY | Dispatch-Storage | EmissionsCost | 0 | [6 empty] | 0.45639 | 0
LCP_Inputs_ON_Electric_2023_04_03 | 2040 | Hydro Pumped Storage | Storage | Electricity | NY | Dispatch-Storage | FuelCost | 0 | [6 empty] | 0.45639 | 0
LCP_Inputs_ON_Electric_2023_04_03 | 2040 | Hydro Pumped Storage | Storage | Electricity | NY | Dispatch-Storage | VOM | 0 | [6 empty] | 0.45639 | 0
LCP_Inputs_ON_Electric_2023_04_03 | 2040 | Hydro Pumped Storage | Storage | Electricity | ON | Dispatch-Storage | EmissionsCost | 0 | [6 empty] | 0.45639 | 0
LCP_Inputs_ON_Electric_2023_04_03 | 2040 | Hydro Pumped Storage | Storage | Electricity | ON | Dispatch-Storage | FuelCost | 0 | [6 empty] | 0.45639 | 0
LCP_Inputs_ON_Electric_2023_04_03 | 2040 | Hydro Pumped Storage | Storage | Electricity | ON | Dispatch-Storage | VOM | 0 | [6 empty] | 0.45639 | 0
LCP_Inputs_ON_Electric_2023_04_03 | 2040 | Hydro Pumped Storage | Storage | Electricity | PJ | Dispatch-Storage | EmissionsCost | 0 | [6 empty] | 0.45639 | 0
LCP_Inputs_ON_Electric_2023_04_03 | 2040 | Hydro Pumped Storage | Storage | Electricity | PJ | Dispatch-Storage | FuelCost | 0 | [6 empty] | 0.45639 | 0
LCP_Inputs_ON_Electric_2023_04_03 | 2040 | Hydro Pumped Storage | Storage | Electricity | PJ | Dispatch-Storage | VOM | 0 | [6 empty] | 0.45639 | 0
LCP_Inputs_ON_Electric_2023_04_03 | 2040 | Hydro Pumped Storage | Storage | Electricity | QC | Dispatch-Storage | EmissionsCost | 0 | [6 empty] | 0.45639 | 0
LCP_Inputs_ON_Electric_2023_04_03 | 2040 | Hydro Pumped Storage | Storage | Electricity | QC | Dispatch-Storage | FuelCost | 0 | [6 empty] | 0.45639 | 0
LCP_Inputs_ON_Electric_2023_04_03 | 2040 | Hydro Pumped Storage | Storage | Electricity | QC | Dispatch-Storage | VOM | 0 | [6 empty] | 0.45639 | 0
LCP_Inputs_ON_Electric_2023_04_03 | 2040 | Hydro Pumped Storage | Storage | Electricity | WC | Dispatch-Storage | EmissionsCost | 0 | [6 empty] | 0.45639 | 0
LCP_Inputs_ON_Electric_2023_04_03 | 2040 | Hydro Pumped Storage | Storage | Electricity | WC | Dispatch-Storage | FuelCost | 0 | [6 empty] | 0.45639 | 0
LCP_Inputs_ON_Electric_2023_04_03 | 2040 | Hydro Pumped Storage | Storage | Electricity | WC | Dispatch-Storage | VOM | 0 | [6 empty] | 0.45639 | 0
LCP_Inputs_ON_Electric_2023_04_03 | 2040 | Nuclear | Generation | Electricity | MI | Dispatch-Generation | EmissionsCost | 0 | [6 empty] | 0.45639 | 0
LCP_Inputs_ON_Electric_2023_04_03 | 2040 | Nuclear | Generation | Electricity | MI | Dispatch-Generation | FuelCost | 0 | [6 empty] | 0.45639 | 0
LCP_Inputs_ON_Electric_2023_04_03 | 2040 | Nuclear | Generation | Electricity | MI | Dispatch-Generation | VOM | 2762866296.96 | [6 empty] | 0.45639 | 1260936112.032
LCP_Inputs_ON_Electric_2023_04_03 | 2040 | Nuclear | Generation | Electricity | NY | Dispatch-Generation | EmissionsCost | 0 | [6 empty] | 0.45639 | 0
LCP_Inputs_ON_Electric_2023_04_03 | 2040 | Nuclear | Generation | Electricity | NY | Dispatch-Generation | FuelCost | 0 | [6 empty] | 0.45639 | 0
LCP_Inputs_ON_Electric_2023_04_03 | 2040 | Nuclear | Generation | Electricity | NY | Dispatch-Generation | VOM | 2246155230.144 | [6 empty] | 0.45639 | 1025115926.1795
LCP_Inputs_ON_Electric_2023_04_03 | 2040 | Nuclear | Generation | Electricity | ON | Dispatch-Generation | EmissionsCost | 0 | [6 empty] | 0.45639 | 0
LCP_Inputs_ON_Electric_2023_04_03 | 2040 | Nuclear | Generation | Electricity | ON | Dispatch-Generation | FuelCost | 0 | [6 empty] | 0.45639 | 0
LCP_Inputs_ON_Electric_2023_04_03 | 2040 | Nuclear | Generation | Electricity | ON | Dispatch-Generation | VOM | 7823178339.984 | [6 empty] | 0.45639 | 3570396472.1734
LCP_Inputs_ON_Electric_2023_04_03 | 2040 | Nuclear | Generation | Electricity | PJ | Dispatch-Generation | EmissionsCost | 0 | [6 empty] | 0.45639 | 0
LCP_Inputs_ON_Electric_2023_04_03 | 2040 | Nuclear | Generation | Electricity | PJ | Dispatch-Generation | FuelCost | 0 | [6 empty] | 0.45639 | 0
LCP_Inputs_ON_Electric_2023_04_03 | 2040 | Nuclear | Generation | Electricity | PJ | Dispatch-Generation | VOM | 6401347648.6848 | [6 empty] | 0.45639 | 2921491504.9561
LCP_Inputs_ON_Electric_2023_04_03 | 2040 | Nuclear | Generation | Electricity | QC | Dispatch-Generation | EmissionsCost | 0 | [6 empty] | 0.45639 | 0
LCP_Inputs_ON_Electric_2023_04_03 | 2040 | Nuclear | Generation | Electricity | QC | Dispatch-Generation | FuelCost | 0 | [6 empty] | 0.45639 | 0
LCP_Inputs_ON_Electric_2023_04_03 | 2040 | Nuclear | Generation | Electricity | QC | Dispatch-Generation | VOM | 0 | [6 empty] | 0.45639 | 0
LCP_Inputs_ON_Electric_2023_04_03 | 2040 | Nuclear | Generation | Electricity | WC | Dispatch-Generation | EmissionsCost | 0 | [6 empty] | 0.45639 | 0
LCP_Inputs_ON_Electric_2023_04_03 | 2040 | Nuclear | Generation | Electricity | WC | Dispatch-Generation | FuelCost | 0 | [6 empty] | 0.45639 | 0
LCP_Inputs_ON_Electric_2023_04_03 | 2040 | Nuclear | Generation | Electricity | WC | Dispatch-Generation | VOM | 0 | [6 empty] | 0.45639 | 0
LCP_Inputs_ON_Electric_2023_04_03 | 2040 | Nuclear SMR | Generation | Electricity | MI | Dispatch-Generation | EmissionsCost | 0 | [6 empty] | 0.45639 | 0
LCP_Inputs_ON_Electric_2023_04_03 | 2040 | Nuclear SMR | Generation | Electricity | MI | Dispatch-Generation | FuelCost | 0 | [6 empty] | 0.45639 | 0
LCP_Inputs_ON_Electric_2023_04_03 | 2040 | Nuclear SMR | Generation | Electricity | MI | Dispatch-Generation | VOM | 0 | [6 empty] | 0.45639 | 0
LCP_Inputs_ON_Electric_2023_04_03 | 2040 | Nuclear SMR | Generation | Electricity | NY | Dispatch-Generation | EmissionsCost | 0 | [6 empty] | 0.45639 | 0
LCP_Inputs_ON_Electric_2023_04_03 | 2040 | Nuclear SMR | Generation | Electricity | NY | Dispatch-Generation | FuelCost | 0 | [6 empty] | 0.45639 | 0
LCP_Inputs_ON_Electric_2023_04_03 | 2040 | Nuclear SMR | Generation | Electricity | NY | Dispatch-Generation | VOM | 0 | [6 empty] | 0.45639 | 0
LCP_Inputs_ON_Electric_2023_04_03 | 2040 | Nuclear SMR | Generation | Electricity | ON | Dispatch-Generation | EmissionsCost | 0 | [6 empty] | 0.45639 | 0
LCP_Inputs_ON_Electric_2023_04_03 | 2040 | Nuclear SMR | Generation | Electricity | ON | Dispatch-Generation | FuelCost | 0 | [6 empty] | 0.45639 | 0
LCP_Inputs_ON_Electric_2023_04_03 | 2040 | Nuclear SMR | Generation | Electricity | ON | Dispatch-Generation | VOM | 188861026.6733 | [6 empty] | 0.45639 | 86193707.2198
LCP_Inputs_ON_Electric_2023_04_03 | 2040 | Nuclear SMR | Generation | Electricity | PJ | Dispatch-Generation | EmissionsCost | 0 | [6 empty] | 0.45639 | 0
LCP_Inputs_ON_Electric_2023_04_03 | 2040 | Nuclear SMR | Generation | Electricity | PJ | Dispatch-Generation | FuelCost | 0 | [6 empty] | 0.45639 | 0
LCP_Inputs_ON_Electric_2023_04_03 | 2040 | Nuclear SMR | Generation | Electricity | PJ | Dispatch-Generation | VOM | 0 | [6 empty] | 0.45639 | 0
LCP_Inputs_ON_Electric_2023_04_03 | 2040 | Nuclear SMR | Generation | Electricity | QC | Dispatch-Generation | EmissionsCost | 0 | [6 empty] | 0.45639 | 0
LCP_Inputs_ON_Electric_2023_04_03 | 2040 | Nuclear SMR | Generation | Electricity | QC | Dispatch-Generation | FuelCost | 0 | [6 empty] | 0.45639 | 0
LCP_Inputs_ON_Electric_2023_04_03 | 2040 | Nuclear SMR | Generation | Electricity | QC | Dispatch-Generation | VOM | 0 | [6 empty] | 0.45639 | 0
LCP_Inputs_ON_Electric_2023_04_03 | 2040 | Nuclear SMR | Generation | Electricity | WC | Dispatch-Generation | EmissionsCost | 0 | [6 empty] | 0.45639 | 0
LCP_Inputs_ON_Electric_2023_04_03 | 2040 | Nuclear SMR | Generation | Electricity | WC | Dispatch-Generation | FuelCost | 0 | [6 empty] | 0.45639 | 0
LCP_Inputs_ON_Electric_2023_04_03 | 2040 | Nuclear SMR | Generation | Electricity | WC | Dispatch-Generation | VOM | 0 | [6 empty] | 0.45639 | 0
LCP_Inputs_ON_Electric_2023_04_03 | 2040 | O/CCGT - CH4 Existing | Crossload | Electricity | MI | Dispatch-Crossload | EmissionsCost | 0 | [6 empty] | 0.45639 | 0
LCP_Inputs_ON_Electric_2023_04_03 | 2040 | O/CCGT - CH4 Existing | Crossload | Electricity | MI | Dispatch-Crossload | FuelCost | 0 | [6 empty] | 0.45639 | 0
LCP_Inputs_ON_Electric_2023_04_03 | 2040 | O/CCGT - CH4 Existing | Crossload | Electricity | MI | Dispatch-Crossload | VOM | 0 | [6 empty] | 0.45639 | 0
LCP_Inputs_ON_Electric_2023_04_03 | 2040 | O/CCGT - CH4 Existing | Crossload | Electricity | NY | Dispatch-Crossload | EmissionsCost | 0 | [6 empty] | 0.45639 | 0
LCP_Inputs_ON_Electric_2023_04_03 | 2040 | O/CCGT - CH4 Existing | Crossload | Electricity | NY | Dispatch-Crossload | FuelCost | 0 | [6 empty] | 0.45639 | 0
LCP_Inputs_ON_Electric_2023_04_03 | 2040 | O/CCGT - CH4 Existing | Crossload | Electricity | NY | Dispatch-Crossload | VOM | 0 | [6 empty] | 0.45639 | 0
LCP_Inputs_ON_Electric_2023_04_03 | 2040 | O/CCGT - CH4 Existing | Crossload | Electricity | ON | Dispatch-Crossload | EmissionsCost | 4366216.5558 | [6 empty] | 0.45639 | 1992684.2404
LCP_Inputs_ON_Electric_2023_04_03 | 2040 | O/CCGT - CH4 Existing | Crossload | Electricity | ON | Dispatch-Crossload | FuelCost | 0 | [6 empty] | 0.45639 | 0
LCP_Inputs_ON_Electric_2023_04_03 | 2040 | O/CCGT - CH4 Existing | Crossload | Electricity | ON | Dispatch-Crossload | VOM | 155334.2065 | [6 empty] | 0.45639 | 70892.5042
LCP_Inputs_ON_Electric_2023_04_03 | 2040 | O/CCGT - CH4 Existing | Crossload | Electricity | PJ | Dispatch-Crossload | EmissionsCost | 0 | [6 empty] | 0.45639 | 0
LCP_Inputs_ON_Electric_2023_04_03 | 2040 | O/CCGT - CH4 Existing | Crossload | Electricity | PJ | Dispatch-Crossload | FuelCost | 0 | [6 empty] | 0.45639 | 0
LCP_Inputs_ON_Electric_2023_04_03 | 2040 | O/CCGT - CH4 Existing | Crossload | Electricity | PJ | Dispatch-Crossload | VOM | 0 | [6 empty] | 0.45639 | 0
LCP_Inputs_ON_Electric_2023_04_03 | 2040 | O/CCGT - CH4 Existing | Crossload | Electricity | QC | Dispatch-Crossload | EmissionsCost | 0 | [6 empty] | 0.45639 | 0
LCP_Inputs_ON_Electric_2023_04_03 | 2040 | O/CCGT - CH4 Existing | Crossload | Electricity | QC | Dispatch-Crossload | FuelCost | 0 | [6 empty] | 0.45639 | 0
LCP_Inputs_ON_Electric_2023_04_03 | 2040 | O/CCGT - CH4 Existing | Crossload | Electricity | QC | Dispatch-Crossload | VOM | 0 | [6 empty] | 0.45639 | 0
LCP_Inputs_ON_Electric_2023_04_03 | 2040 | O/CCGT - CH4 Existing | Crossload | Electricity | WC | Dispatch-Crossload | EmissionsCost | 0 | [6 empty] | 0.45639 | 0
LCP_Inputs_ON_Electric_2023_04_03 | 2040 | O/CCGT - CH4 Existing | Crossload | Electricity | WC | Dispatch-Crossload | FuelCost | 0 | [6 empty] | 0.45639 | 0
LCP_Inputs_ON_Electric_2023_04_03 | 2040 | O/CCGT - CH4 Existing | Crossload | Electricity | WC | Dispatch-Crossload | VOM | 0 | [6 empty] | 0.45639 | 0
LCP_Inputs_ON_Electric_2023_04_03 | 2040 | O/CCGT - CH4 New | Crossload | Electricity | MI | Dispatch-Crossload | EmissionsCost | 0 | [6 empty] | 0.45639 | 0
LCP_Inputs_ON_Electric_2023_04_03 | 2040 | O/CCGT - CH4 New | Crossload | Electricity | MI | Dispatch-Crossload | FuelCost | 0 | [6 empty] | 0.45639 | 0
LCP_Inputs_ON_Electric_2023_04_03 | 2040 | O/CCGT - CH4 New | Crossload | Electricity | MI | Dispatch-Crossload | VOM | 0 | [6 empty] | 0.45639 | 0
LCP_Inputs_ON_Electric_2023_04_03 | 2040 | O/CCGT - CH4 New | Crossload | Electricity | NY | Dispatch-Crossload | EmissionsCost | 0 | [6 empty] | 0.45639 | 0
LCP_Inputs_ON_Electric_2023_04_03 | 2040 | O/CCGT - CH4 New | Crossload | Electricity | NY | Dispatch-Crossload | FuelCost | 0 | [6 empty] | 0.45639 | 0
LCP_Inputs_ON_Electric_2023_04_03 | 2040 | O/CCGT - CH4 New | Crossload | Electricity | NY | Dispatch-Crossload | VOM | 0 | [6 empty] | 0.45639 | 0
LCP_Inputs_ON_Electric_2023_04_03 | 2040 | O/CCGT - CH4 New | Crossload | Electricity | ON | Dispatch-Crossload | EmissionsCost | 1534085.0461 | [6 empty] | 0.45639 | 700136.3894
LCP_Inputs_ON_Electric_2023_04_03 | 2040 | O/CCGT - CH4 New | Crossload | Electricity | ON | Dispatch-Crossload | FuelCost | 0 | [6 empty] | 0.45639 | 0
LCP_Inputs_ON_Electric_2023_04_03 | 2040 | O/CCGT - CH4 New | Crossload | Electricity | ON | Dispatch-Crossload | VOM | 54577.2021 | [6 empty] | 0.45639 | 24908.3226
LCP_Inputs_ON_Electric_2023_04_03 | 2040 | O/CCGT - CH4 New | Crossload | Electricity | PJ | Dispatch-Crossload | EmissionsCost | 0 | [6 empty] | 0.45639 | 0
LCP_Inputs_ON_Electric_2023_04_03 | 2040 | O/CCGT - CH4 New | Crossload | Electricity | PJ | Dispatch-Crossload | FuelCost | 0 | [6 empty] | 0.45639 | 0
LCP_Inputs_ON_Electric_2023_04_03 | 2040 | O/CCGT - CH4 New | Crossload | Electricity | PJ | Dispatch-Crossload | VOM | 0 | [6 empty] | 0.45639 | 0
LCP_Inputs_ON_Electric_2023_04_03 | 2040 | O/CCGT - CH4 New | Crossload | Electricity | QC | Dispatch-Crossload | EmissionsCost | 0 | [6 empty] | 0.45639 | 0
LCP_Inputs_ON_Electric_2023_04_03 | 2040 | O/CCGT - CH4 New | Crossload | Electricity | QC | Dispatch-Crossload | FuelCost | 0 | [6 empty] | 0.45639 | 0
LCP_Inputs_ON_Electric_2023_04_03 | 2040 | O/CCGT - CH4 New | Crossload | Electricity | QC | Dispatch-Crossload | VOM | 0 | [6 empty] | 0.45639 | 0
LCP_Inputs_ON_Electric_2023_04_03 | 2040 | O/CCGT - CH4 New | Crossload | Electricity | WC | Dispatch-Crossload | EmissionsCost | 0 | [6 empty] | 0.45639 | 0
LCP_Inputs_ON_Electric_2023_04_03 | 2040 | O/CCGT - CH4 New | Crossload | Electricity | WC | Dispatch-Crossload | FuelCost | 0 | [6 empty] | 0.45639 | 0
LCP_Inputs_ON_Electric_2023_04_03 | 2040 | O/CCGT - CH4 New | Crossload | Electricity | WC | Dispatch-Crossload | VOM | 0 | [6 empty] | 0.45639 | 0
LCP_Inputs_ON_Electric_2023_04_03 | 2040 | O/CCGT - H2 New | Crossload | Electricity | MI | Dispatch-Crossload | EmissionsCost | 0 | [6 empty] | 0.45639 | 0
LCP_Inputs_ON_Electric_2023_04_03 | 2040 | O/CCGT - H2 New | Crossload | Electricity | MI | Dispatch-Crossload | FuelCost | 0 | [6 empty] | 0.45639 | 0
LCP_Inputs_ON_Electric_2023_04_03 | 2040 | O/CCGT - H2 New | Crossload | Electricity | MI | Dispatch-Crossload | VOM | 0 | [6 empty] | 0.45639 | 0
LCP_Inputs_ON_Electric_2023_04_03 | 2040 | O/CCGT - H2 New | Crossload | Electricity | NY | Dispatch-Crossload | EmissionsCost | 0 | [6 empty] | 0.45639 | 0
LCP_Inputs_ON_Electric_2023_04_03 | 2040 | O/CCGT - H2 New | Crossload | Electricity | NY | Dispatch-Crossload | FuelCost | 0 | [6 empty] | 0.45639 | 0
LCP_Inputs_ON_Electric_2023_04_03 | 2040 | O/CCGT - H2 New | Crossload | Electricity | NY | Dispatch-Crossload | VOM | 0 | [6 empty] | 0.45639 | 0
LCP_Inputs_ON_Electric_2023_04_03 | 2040 | O/CCGT - H2 New | Crossload | Electricity | ON | Dispatch-Crossload | EmissionsCost | 0 | [6 empty] | 0.45639 | 0
LCP_Inputs_ON_Electric_2023_04_03 | 2040 | O/CCGT - H2 New | Crossload | Electricity | ON | Dispatch-Crossload | FuelCost | 0 | [6 empty] | 0.45639 | 0
LCP_Inputs_ON_Electric_2023_04_03 | 2040 | O/CCGT - H2 New | Crossload | Electricity | ON | Dispatch-Crossload | VOM | 1434951.3085 | [6 empty] | 0.45639 | 654893.0456
LCP_Inputs_ON_Electric_2023_04_03 | 2040 | O/CCGT - H2 New | Crossload | Electricity | PJ | Dispatch-Crossload | EmissionsCost | 0 | [6 empty] | 0.45639 | 0
LCP_Inputs_ON_Electric_2023_04_03 | 2040 | O/CCGT - H2 New | Crossload | Electricity | PJ | Dispatch-Crossload | FuelCost | 0 | [6 empty] | 0.45639 | 0
LCP_Inputs_ON_Electric_2023_04_03 | 2040 | O/CCGT - H2 New | Crossload | Electricity | PJ | Dispatch-Crossload | VOM | 0 | [6 empty] | 0.45639 | 0
LCP_Inputs_ON_Electric_2023_04_03 | 2040 | O/CCGT - H2 New | Crossload | Electricity | QC | Dispatch-Crossload | EmissionsCost | 0 | [6 empty] | 0.45639 | 0
LCP_Inputs_ON_Electric_2023_04_03 | 2040 | O/CCGT - H2 New | Crossload | Electricity | QC | Dispatch-Crossload | FuelCost | 0 | [6 empty] | 0.45639 | 0
LCP_Inputs_ON_Electric_2023_04_03 | 2040 | O/CCGT - H2 New | Crossload | Electricity | QC | Dispatch-Crossload | VOM | 0 | [6 empty] | 0.45639 | 0
LCP_Inputs_ON_Electric_2023_04_03 | 2040 | O/CCGT - H2 New | Crossload | Electricity | WC | Dispatch-Crossload | EmissionsCost | 0 | [6 empty] | 0.45639 | 0
LCP_Inputs_ON_Electric_2023_04_03 | 2040 | O/CCGT - H2 New | Crossload | Electricity | WC | Dispatch-Crossload | FuelCost | 0 | [6 empty] | 0.45639 | 0
LCP_Inputs_ON_Electric_2023_04_03 | 2040 | O/CCGT - H2 New | Crossload | Electricity | WC | Dispatch-Crossload | VOM | 0 | [6 empty] | 0.45639 | 0
LCP_Inputs_ON_Electric_2023_04_03 | 2040 | SMR CCS | Crossload | Hydrogen | MI | Dispatch-Crossload | EmissionsCost | 0 | [6 empty] | 0.45639 | 0
LCP_Inputs_ON_Electric_2023_04_03 | 2040 | SMR CCS | Crossload | Hydrogen | MI | Dispatch-Crossload | FuelCost | 0 | [6 empty] | 0.45639 | 0
LCP_Inputs_ON_Electric_2023_04_03 | 2040 | SMR CCS | Crossload | Hydrogen | MI | Dispatch-Crossload | VOM | 0 | [6 empty] | 0.45639 | 0
LCP_Inputs_ON_Electric_2023_04_03 | 2040 | SMR CCS | Crossload | Hydrogen | NY | Dispatch-Crossload | EmissionsCost | 0 | [6 empty] | 0.45639 | 0
LCP_Inputs_ON_Electric_2023_04_03 | 2040 | SMR CCS | Crossload | Hydrogen | NY | Dispatch-Crossload | FuelCost | 0 | [6 empty] | 0.45639 | 0
LCP_Inputs_ON_Electric_2023_04_03 | 2040 | SMR CCS | Crossload | Hydrogen | NY | Dispatch-Crossload | VOM | 0 | [6 empty] | 0.45639 | 0
LCP_Inputs_ON_Electric_2023_04_03 | 2040 | SMR CCS | Crossload | Hydrogen | ON | Dispatch-Crossload | EmissionsCost | 201797912.0831 | [6 empty] | 0.45639 | 92097932.8454
LCP_Inputs_ON_Electric_2023_04_03 | 2040 | SMR CCS | Crossload | Hydrogen | ON | Dispatch-Crossload | FuelCost | 0 | [6 empty] | 0.45639 | 0
LCP_Inputs_ON_Electric_2023_04_03 | 2040 | SMR CCS | Crossload | Hydrogen | ON | Dispatch-Crossload | VOM | 235403659.388 | [6 empty] | 0.45639 | 107435157.2327
LCP_Inputs_ON_Electric_2023_04_03 | 2040 | SMR CCS | Crossload | Hydrogen | PJ | Dispatch-Crossload | EmissionsCost | 0 | [6 empty] | 0.45639 | 0
LCP_Inputs_ON_Electric_2023_04_03 | 2040 | SMR CCS | Crossload | Hydrogen | PJ | Dispatch-Crossload | FuelCost | 0 | [6 empty] | 0.45639 | 0
LCP_Inputs_ON_Electric_2023_04_03 | 2040 | SMR CCS | Crossload | Hydrogen | PJ | Dispatch-Crossload | VOM | 0 | [6 empty] | 0.45639 | 0
LCP_Inputs_ON_Electric_2023_04_03 | 2040 | SMR CCS | Crossload | Hydrogen | QC | Dispatch-Crossload | EmissionsCost | 0 | [6 empty] | 0.45639 | 0
LCP_Inputs_ON_Electric_2023_04_03 | 2040 | SMR CCS | Crossload | Hydrogen | QC | Dispatch-Crossload | FuelCost | 0 | [6 empty] | 0.45639 | 0
LCP_Inputs_ON_Electric_2023_04_03 | 2040 | SMR CCS | Crossload | Hydrogen | QC | Dispatch-Crossload | VOM | 0 | [6 empty] | 0.45639 | 0
LCP_Inputs_ON_Electric_2023_04_03 | 2040 | SMR CCS | Crossload | Hydrogen | WC | Dispatch-Crossload | EmissionsCost | 0 | [6 empty] | 0.45639 | 0
LCP_Inputs_ON_Electric_2023_04_03 | 2040 | SMR CCS | Crossload | Hydrogen | WC | Dispatch-Crossload | FuelCost | 0 | [6 empty] | 0.45639 | 0
LCP_Inputs_ON_Electric_2023_04_03 | 2040 | SMR CCS | Crossload | Hydrogen | WC | Dispatch-Crossload | VOM | 0 | [6 empty] | 0.45639 | 0
LCP_Inputs_ON_Electric_2023_04_03 | 2040 | Solar PV | Generation | Electricity | MI | Dispatch-Generation | EmissionsCost | 0 | [6 empty] | 0.45639 | 0
LCP_Inputs_ON_Electric_2023_04_03 | 2040 | Solar PV | Generation | Electricity | MI | Dispatch-Generation | FuelCost | 0 | [6 empty] | 0.45639 | 0
LCP_Inputs_ON_Electric_2023_04_03 | 2040 | Solar PV | Generation | Electricity | MI | Dispatch-Generation | VOM | 0 | [6 empty] | 0.45639 | 0
LCP_Inputs_ON_Electric_2023_04_03 | 2040 | Solar PV | Generation | Electricity | NY | Dispatch-Generation | EmissionsCost | 0 | [6 empty] | 0.45639 | 0
LCP_Inputs_ON_Electric_2023_04_03 | 2040 | Solar PV | Generation | Electricity | NY | Dispatch-Generation | FuelCost | 0 | [6 empty] | 0.45639 | 0
LCP_Inputs_ON_Electric_2023_04_03 | 2040 | Solar PV | Generation | Electricity | NY | Dispatch-Generation | VOM | 0 | [6 empty] | 0.45639 | 0
LCP_Inputs_ON_Electric_2023_04_03 | 2040 | Solar PV | Generation | Electricity | ON | Dispatch-Generation | EmissionsCost | 0 | [6 empty] | 0.45639 | 0
LCP_Inputs_ON_Electric_2023_04_03 | 2040 | Solar PV | Generation | Electricity | ON | Dispatch-Generation | FuelCost | 0 | [6 empty] | 0.45639 | 0
LCP_Inputs_ON_Electric_2023_04_03 | 2040 | Solar PV | Generation | Electricity | ON | Dispatch-Generation | VOM | 0 | [6 empty] | 0.45639 | 0
LCP_Inputs_ON_Electric_2023_04_03 | 2040 | Solar PV | Generation | Electricity | PJ | Dispatch-Generation | EmissionsCost | 0 | [6 empty] | 0.45639 | 0
LCP_Inputs_ON_Electric_2023_04_03 | 2040 | Solar PV | Generation | Electricity | PJ | Dispatch-Generation | FuelCost | 0 | [6 empty] | 0.45639 | 0
LCP_Inputs_ON_Electric_2023_04_03 | 2040 | Solar PV | Generation | Electricity | PJ | Dispatch-Generation | VOM | 0 | [6 empty] | 0.45639 | 0
LCP_Inputs_ON_Electric_2023_04_03 | 2040 | Solar PV | Generation | Electricity | QC | Dispatch-Generation | EmissionsCost | 0 | [6 empty] | 0.45639 | 0
LCP_Inputs_ON_Electric_2023_04_03 | 2040 | Solar PV | Generation | Electricity | QC | Dispatch-Generation | FuelCost | 0 | [6 empty] | 0.45639 | 0
LCP_Inputs_ON_Electric_2023_04_03 | 2040 | Solar PV | Generation | Electricity | QC | Dispatch-Generation | VOM | 0 | [6 empty] | 0.45639 | 0
LCP_Inputs_ON_Electric_2023_04_03 | 2040 | Solar PV | Generation | Electricity | WC | Dispatch-Generation | EmissionsCost | 0 | [6 empty] | 0.45639 | 0
LCP_Inputs_ON_Electric_2023_04_03 | 2040 | Solar PV | Generation | Electricity | WC | Dispatch-Generation | FuelCost | 0 | [6 empty] | 0.45639 | 0
LCP_Inputs_ON_Electric_2023_04_03 | 2040 | Solar PV | Generation | Electricity | WC | Dispatch-Generation | VOM | 0 | [6 empty] | 0.45639 | 0
LCP_Inputs_ON_Electric_2023_04_03 | 2040 | Wind Offshore | Generation | Electricity | MI | Dispatch-Generation | EmissionsCost | 0 | [6 empty] | 0.45639 | 0
LCP_Inputs_ON_Electric_2023_04_03 | 2040 | Wind Offshore | Generation | Electricity | MI | Dispatch-Generation | FuelCost | 0 | [6 empty] | 0.45639 | 0
LCP_Inputs_ON_Electric_2023_04_03 | 2040 | Wind Offshore | Generation | Electricity | MI | Dispatch-Generation | VOM | 0 | [6 empty] | 0.45639 | 0
LCP_Inputs_ON_Electric_2023_04_03 | 2040 | Wind Offshore | Generation | Electricity | NY | Dispatch-Generation | EmissionsCost | 0 | [6 empty] | 0.45639 | 0
LCP_Inputs_ON_Electric_2023_04_03 | 2040 | Wind Offshore | Generation | Electricity | NY | Dispatch-Generation | FuelCost | 0 | [6 empty] | 0.45639 | 0
LCP_Inputs_ON_Electric_2023_04_03 | 2040 | Wind Offshore | Generation | Electricity | NY | Dispatch-Generation | VOM | 0 | [6 empty] | 0.45639 | 0
LCP_Inputs_ON_Electric_2023_04_03 | 2040 | Wind Offshore | Generation | Electricity | ON | Dispatch-Generation | EmissionsCost | 0 | [6 empty] | 0.45639 | 0
LCP_Inputs_ON_Electric_2023_04_03 | 2040 | Wind Offshore | Generation | Electricity | ON | Dispatch-Generation | FuelCost | 0 | [6 empty] | 0.45639 | 0
LCP_Inputs_ON_Electric_2023_04_03 | 2040 | Wind Offshore | Generation | Electricity | ON | Dispatch-Generation | VOM | 0 | [6 empty] | 0.45639 | 0
LCP_Inputs_ON_Electric_2023_04_03 | 2040 | Wind Offshore | Generation | Electricity | PJ | Dispatch-Generation | EmissionsCost | 0 | [6 empty] | 0.45639 | 0
LCP_Inputs_ON_Electric_2023_04_03 | 2040 | Wind Offshore | Generation | Electricity | PJ | Dispatch-Generation | FuelCost | 0 | [6 empty] | 0.45639 | 0
LCP_Inputs_ON_Electric_2023_04_03 | 2040 | Wind Offshore | Generation | Electricity | PJ | Dispatch-Generation | VOM | 0 | [6 empty] | 0.45639 | 0
LCP_Inputs_ON_Electric_2023_04_03 | 2040 | Wind Offshore | Generation | Electricity | QC | Dispatch-Generation | EmissionsCost | 0 | [6 empty] | 0.45639 | 0
LCP_Inputs_ON_Electric_2023_04_03 | 2040 | Wind Offshore | Generation | Electricity | QC | Dispatch-Generation | FuelCost | 0 | [6 empty] | 0.45639 | 0
LCP_Inputs_ON_Electric_2023_04_03 | 2040 | Wind Offshore | Generation | Electricity | QC | Dispatch-Generation | VOM | 0 | [6 empty] | 0.45639 | 0
LCP_Inputs_ON_Electric_2023_04_03 | 2040 | Wind Offshore | Generation | Electricity | WC | Dispatch-Generation | EmissionsCost | 0 | [6 empty] | 0.45639 | 0
LCP_Inputs_ON_Electric_2023_04_03 | 2040 | Wind Offshore | Generation | Electricity | WC | Dispatch-Generation | FuelCost | 0 | [6 empty] | 0.45639 | 0
LCP_Inputs_ON_Electric_2023_04_03 | 2040 | Wind Offshore | Generation | Electricity | WC | Dispatch-Generation | VOM | 0 | [6 empty] | 0.45639 | 0
LCP_Inputs_ON_Electric_2023_04_03 | 2040 | Wind Onshore | Generation | Electricity | MI | Dispatch-Generation | EmissionsCost | 0 | [6 empty] | 0.45639 | 0
LCP_Inputs_ON_Electric_2023_04_03 | 2040 | Wind Onshore | Generation | Electricity | MI | Dispatch-Generation | FuelCost | 0 | [6 empty] | 0.45639 | 0
LCP_Inputs_ON_Electric_2023_04_03 | 2040 | Wind Onshore | Generation | Electricity | MI | Dispatch-Generation | VOM | 0 | [6 empty] | 0.45639 | 0
LCP_Inputs_ON_Electric_2023_04_03 | 2040 | Wind Onshore | Generation | Electricity | NY | Dispatch-Generation | EmissionsCost | 0 | [6 empty] | 0.45639 | 0
LCP_Inputs_ON_Electric_2023_04_03 | 2040 | Wind Onshore | Generation | Electricity | NY | Dispatch-Generation | FuelCost | 0 | [6 empty] | 0.45639 | 0
LCP_Inputs_ON_Electric_2023_04_03 | 2040 | Wind Onshore | Generation | Electricity | NY | Dispatch-Generation | VOM | 0 | [6 empty] | 0.45639 | 0
LCP_Inputs_ON_Electric_2023_04_03 | 2040 | Wind Onshore | Generation | Electricity | ON | Dispatch-Generation | EmissionsCost | 0 | [6 empty] | 0.45639 | 0
LCP_Inputs_ON_Electric_2023_04_03 | 2040 | Wind Onshore | Generation | Electricity | ON | Dispatch-Generation | FuelCost | 0 | [6 empty] | 0.45639 | 0
LCP_Inputs_ON_Electric_2023_04_03 | 2040 | Wind Onshore | Generation | Electricity | ON | Dispatch-Generation | VOM | 0 | [6 empty] | 0.45639 | 0
LCP_Inputs_ON_Electric_2023_04_03 | 2040 | Wind Onshore | Generation | Electricity | PJ | Dispatch-Generation | EmissionsCost | 0 | [6 empty] | 0.45639 | 0
LCP_Inputs_ON_Electric_2023_04_03 | 2040 | Wind Onshore | Generation | Electricity | PJ | Dispatch-Generation | FuelCost | 0 | [6 empty] | 0.45639 | 0
LCP_Inputs_ON_Electric_2023_04_03 | 2040 | Wind Onshore | Generation | Electricity | PJ | Dispatch-Generation | VOM | 0 | [6 empty] | 0.45639 | 0
LCP_Inputs_ON_Electric_2023_04_03 | 2040 | Wind Onshore | Generation | Electricity | QC | Dispatch-Generation | EmissionsCost | 0 | [6 empty] | 0.45639 | 0
LCP_Inputs_ON_Electric_2023_04_03 | 2040 | Wind Onshore | Generation | Electricity | QC | Dispatch-Generation | FuelCost | 0 | [6 empty] | 0.45639 | 0
LCP_Inputs_ON_Electric_2023_04_03 | 2040 | Wind Onshore | Generation | Electricity | QC | Dispatch-Generation | VOM | 0 | [6 empty] | 0.45639 | 0
LCP_Inputs_ON_Electric_2023_04_03 | 2040 | Wind Onshore | Generation | Electricity | WC | Dispatch-Generation | EmissionsCost | 0 | [6 empty] | 0.45639 | 0
LCP_Inputs_ON_Electric_2023_04_03 | 2040 | Wind Onshore | Generation | Electricity | WC | Dispatch-Generation | FuelCost | 0 | [6 empty] | 0.45639 | 0
LCP_Inputs_ON_Electric_2023_04_03 | 2040 | Wind Onshore | Generation | Electricity | WC | Dispatch-Generation | VOM | 0 | [6 empty] | 0.45639 | 0
LCP_Inputs_ON_Electric_2023_04_03 | 2041 | Anaerobic Digestion | Generation | Methane | MI | Dispatch-Generation | EmissionsCost | 0 | [6 empty] | 0.43883 | 0
LCP_Inputs_ON_Electric_2023_04_03 | 2041 | Anaerobic Digestion | Generation | Methane | MI | Dispatch-Generation | FuelCost | 0 | [6 empty] | 0.43883 | 0
LCP_Inputs_ON_Electric_2023_04_03 | 2041 | Anaerobic Digestion | Generation | Methane | MI | Dispatch-Generation | VOM | 0 | [6 empty] | 0.43883 | 0
LCP_Inputs_ON_Electric_2023_04_03 | 2041 | Anaerobic Digestion | Generation | Methane | NY | Dispatch-Generation | EmissionsCost | 0 | [6 empty] | 0.43883 | 0
LCP_Inputs_ON_Electric_2023_04_03 | 2041 | Anaerobic Digestion | Generation | Methane | NY | Dispatch-Generation | FuelCost | 0 | [6 empty] | 0.43883 | 0
LCP_Inputs_ON_Electric_2023_04_03 | 2041 | Anaerobic Digestion | Generation | Methane | NY | Dispatch-Generation | VOM | 0 | [6 empty] | 0.43883 | 0
LCP_Inputs_ON_Electric_2023_04_03 | 2041 | Anaerobic Digestion | Generation | Methane | ON | Dispatch-Generation | EmissionsCost | 4244873.9669 | [6 empty] | 0.43883 | 1862793.3334
LCP_Inputs_ON_Electric_2023_04_03 | 2041 | Anaerobic Digestion | Generation | Methane | ON | Dispatch-Generation | FuelCost | 0 | [6 empty] | 0.43883 | 0
LCP_Inputs_ON_Electric_2023_04_03 | 2041 | Anaerobic Digestion | Generation | Methane | ON | Dispatch-Generation | VOM | 1125040000 | [6 empty] | 0.43883 | 493705355.7253
LCP_Inputs_ON_Electric_2023_04_03 | 2041 | Anaerobic Digestion | Generation | Methane | PJ | Dispatch-Generation | EmissionsCost | 0 | [6 empty] | 0.43883 | 0
LCP_Inputs_ON_Electric_2023_04_03 | 2041 | Anaerobic Digestion | Generation | Methane | PJ | Dispatch-Generation | FuelCost | 0 | [6 empty] | 0.43883 | 0
LCP_Inputs_ON_Electric_2023_04_03 | 2041 | Anaerobic Digestion | Generation | Methane | PJ | Dispatch-Generation | VOM | 0 | [6 empty] | 0.43883 | 0
LCP_Inputs_ON_Electric_2023_04_03 | 2041 | Anaerobic Digestion | Generation | Methane | QC | Dispatch-Generation | EmissionsCost | 0 | [6 empty] | 0.43883 | 0
LCP_Inputs_ON_Electric_2023_04_03 | 2041 | Anaerobic Digestion | Generation | Methane | QC | Dispatch-Generation | FuelCost | 0 | [6 empty] | 0.43883 | 0
LCP_Inputs_ON_Electric_2023_04_03 | 2041 | Anaerobic Digestion | Generation | Methane | QC | Dispatch-Generation | VOM | 0 | [6 empty] | 0.43883 | 0
LCP_Inputs_ON_Electric_2023_04_03 | 2041 | Anaerobic Digestion | Generation | Methane | WC | Dispatch-Generation | EmissionsCost | 0 | [6 empty] | 0.43883 | 0
LCP_Inputs_ON_Electric_2023_04_03 | 2041 | Anaerobic Digestion | Generation | Methane | WC | Dispatch-Generation | FuelCost | 0 | [6 empty] | 0.43883 | 0
LCP_Inputs_ON_Electric_2023_04_03 | 2041 | Anaerobic Digestion | Generation | Methane | WC | Dispatch-Generation | VOM | 0 | [6 empty] | 0.43883 | 0
LCP_Inputs_ON_Electric_2023_04_03 | 2041 | Battery Storage | Storage | Electricity | MI | Dispatch-Storage | EmissionsCost | 0 | [6 empty] | 0.43883 | 0
LCP_Inputs_ON_Electric_2023_04_03 | 2041 | Battery Storage | Storage | Electricity | MI | Dispatch-Storage | FuelCost | 0 | [6 empty] | 0.43883 | 0
LCP_Inputs_ON_Electric_2023_04_03 | 2041 | Battery Storage | Storage | Electricity | MI | Dispatch-Storage | VOM | 0 | [6 empty] | 0.43883 | 0
LCP_Inputs_ON_Electric_2023_04_03 | 2041 | Battery Storage | Storage | Electricity | NY | Dispatch-Storage | EmissionsCost | 0 | [6 empty] | 0.43883 | 0
LCP_Inputs_ON_Electric_2023_04_03 | 2041 | Battery Storage | Storage | Electricity | NY | Dispatch-Storage | FuelCost | 0 | [6 empty] | 0.43883 | 0
LCP_Inputs_ON_Electric_2023_04_03 | 2041 | Battery Storage | Storage | Electricity | NY | Dispatch-Storage | VOM | 0 | [6 empty] | 0.43883 | 0
LCP_Inputs_ON_Electric_2023_04_03 | 2041 | Battery Storage | Storage | Electricity | ON | Dispatch-Storage | EmissionsCost | 0 | [6 empty] | 0.43883 | 0
LCP_Inputs_ON_Electric_2023_04_03 | 2041 | Battery Storage | Storage | Electricity | ON | Dispatch-Storage | FuelCost | 0 | [6 empty] | 0.43883 | 0
LCP_Inputs_ON_Electric_2023_04_03 | 2041 | Battery Storage | Storage | Electricity | ON | Dispatch-Storage | VOM | 0 | [6 empty] | 0.43883 | 0
LCP_Inputs_ON_Electric_2023_04_03 | 2041 | Battery Storage | Storage | Electricity | PJ | Dispatch-Storage | EmissionsCost | 0 | [6 empty] | 0.43883 | 0
LCP_Inputs_ON_Electric_2023_04_03 | 2041 | Battery Storage | Storage | Electricity | PJ | Dispatch-Storage | FuelCost | 0 | [6 empty] | 0.43883 | 0
LCP_Inputs_ON_Electric_2023_04_03 | 2041 | Battery Storage | Storage | Electricity | PJ | Dispatch-Storage | VOM | 0 | [6 empty] | 0.43883 | 0
LCP_Inputs_ON_Electric_2023_04_03 | 2041 | Battery Storage | Storage | Electricity | QC | Dispatch-Storage | EmissionsCost | 0 | [6 empty] | 0.43883 | 0
LCP_Inputs_ON_Electric_2023_04_03 | 2041 | Battery Storage | Storage | Electricity | QC | Dispatch-Storage | FuelCost | 0 | [6 empty] | 0.43883 | 0
LCP_Inputs_ON_Electric_2023_04_03 | 2041 | Battery Storage | Storage | Electricity | QC | Dispatch-Storage | VOM | 0 | [6 empty] | 0.43883 | 0
LCP_Inputs_ON_Electric_2023_04_03 | 2041 | Battery Storage | Storage | Electricity | WC | Dispatch-Storage | EmissionsCost | 0 | [6 empty] | 0.43883 | 0
LCP_Inputs_ON_Electric_2023_04_03 | 2041 | Battery Storage | Storage | Electricity | WC | Dispatch-Storage | FuelCost | 0 | [6 empty] | 0.43883 | 0
LCP_Inputs_ON_Electric_2023_04_03 | 2041 | Battery Storage | Storage | Electricity | WC | Dispatch-Storage | VOM | 0 | [6 empty] | 0.43883 | 0
LCP_Inputs_ON_Electric_2023_04_03 | 2041 | Biomass | Generation | Electricity | MI | Dispatch-Generation | EmissionsCost | 0 | [6 empty] | 0.43883 | 0
LCP_Inputs_ON_Electric_2023_04_03 | 2041 | Biomass | Generation | Electricity | MI | Dispatch-Generation | FuelCost | 0 | [6 empty] | 0.43883 | 0
LCP_Inputs_ON_Electric_2023_04_03 | 2041 | Biomass | Generation | Electricity | MI | Dispatch-Generation | VOM | 0 | [6 empty] | 0.43883 | 0
LCP_Inputs_ON_Electric_2023_04_03 | 2041 | Biomass | Generation | Electricity | NY | Dispatch-Generation | EmissionsCost | 0 | [6 empty] | 0.43883 | 0
LCP_Inputs_ON_Electric_2023_04_03 | 2041 | Biomass | Generation | Electricity | NY | Dispatch-Generation | FuelCost | 0 | [6 empty] | 0.43883 | 0
LCP_Inputs_ON_Electric_2023_04_03 | 2041 | Biomass | Generation | Electricity | NY | Dispatch-Generation | VOM | 0 | [6 empty] | 0.43883 | 0
LCP_Inputs_ON_Electric_2023_04_03 | 2041 | Biomass | Generation | Electricity | ON | Dispatch-Generation | EmissionsCost | 0 | [6 empty] | 0.43883 | 0
LCP_Inputs_ON_Electric_2023_04_03 | 2041 | Biomass | Generation | Electricity | ON | Dispatch-Generation | FuelCost | 2449112.7273 | [6 empty] | 0.43883 | 1074752.9601
LCP_Inputs_ON_Electric_2023_04_03 | 2041 | Biomass | Generation | Electricity | ON | Dispatch-Generation | VOM | 31430.28 | [6 empty] | 0.43883 | 13792.663
LCP_Inputs_ON_Electric_2023_04_03 | 2041 | Biomass | Generation | Electricity | PJ | Dispatch-Generation | EmissionsCost | 0 | [6 empty] | 0.43883 | 0
LCP_Inputs_ON_Electric_2023_04_03 | 2041 | Biomass | Generation | Electricity | PJ | Dispatch-Generation | FuelCost | 0 | [6 empty] | 0.43883 | 0
LCP_Inputs_ON_Electric_2023_04_03 | 2041 | Biomass | Generation | Electricity | PJ | Dispatch-Generation | VOM | 0 | [6 empty] | 0.43883 | 0
LCP_Inputs_ON_Electric_2023_04_03 | 2041 | Biomass | Generation | Electricity | QC | Dispatch-Generation | EmissionsCost | 0 | [6 empty] | 0.43883 | 0
LCP_Inputs_ON_Electric_2023_04_03 | 2041 | Biomass | Generation | Electricity | QC | Dispatch-Generation | FuelCost | 122553.4753 | [6 empty] | 0.43883 | 53780.583
LCP_Inputs_ON_Electric_2023_04_03 | 2041 | Biomass | Generation | Electricity | QC | Dispatch-Generation | VOM | 1572.7696 | [6 empty] | 0.43883 | 690.1841
LCP_Inputs_ON_Electric_2023_04_03 | 2041 | Biomass | Generation | Electricity | WC | Dispatch-Generation | EmissionsCost | 0 | [6 empty] | 0.43883 | 0
LCP_Inputs_ON_Electric_2023_04_03 | 2041 | Biomass | Generation | Electricity | WC | Dispatch-Generation | FuelCost | 0 | [6 empty] | 0.43883 | 0
LCP_Inputs_ON_Electric_2023_04_03 | 2041 | Biomass | Generation | Electricity | WC | Dispatch-Generation | VOM | 0 | [6 empty] | 0.43883 | 0
LCP_Inputs_ON_Electric_2023_04_03 | 2041 | Biomass + CCS | Generation | Electricity | MI | Dispatch-Generation | EmissionsCost | 0 | [6 empty] | 0.43883 | 0
LCP_Inputs_ON_Electric_2023_04_03 | 2041 | Biomass + CCS | Generation | Electricity | MI | Dispatch-Generation | FuelCost | 0 | [6 empty] | 0.43883 | 0
LCP_Inputs_ON_Electric_2023_04_03 | 2041 | Biomass + CCS | Generation | Electricity | MI | Dispatch-Generation | VOM | 0 | [6 empty] | 0.43883 | 0
LCP_Inputs_ON_Electric_2023_04_03 | 2041 | Biomass + CCS | Generation | Electricity | NY | Dispatch-Generation | EmissionsCost | 0 | [6 empty] | 0.43883 | 0
LCP_Inputs_ON_Electric_2023_04_03 | 2041 | Biomass + CCS | Generation | Electricity | NY | Dispatch-Generation | FuelCost | 0 | [6 empty] | 0.43883 | 0
LCP_Inputs_ON_Electric_2023_04_03 | 2041 | Biomass + CCS | Generation | Electricity | NY | Dispatch-Generation | VOM | 0 | [6 empty] | 0.43883 | 0
LCP_Inputs_ON_Electric_2023_04_03 | 2041 | Biomass + CCS | Generation | Electricity | ON | Dispatch-Generation | EmissionsCost | -566815549.8142 | [6 empty] | 0.43883 | -248737709.4607
LCP_Inputs_ON_Electric_2023_04_03 | 2041 | Biomass + CCS | Generation | Electricity | ON | Dispatch-Generation | FuelCost | 456060730.9091 | [6 empty] | 0.43883 | 200134773.3288
LCP_Inputs_ON_Electric_2023_04_03 | 2041 | Biomass + CCS | Generation | Electricity | ON | Dispatch-Generation | VOM | 3546136.7278 | [6 empty] | 0.43883 | 1556163.9539
LCP_Inputs_ON_Electric_2023_04_03 | 2041 | Biomass + CCS | Generation | Electricity | PJ | Dispatch-Generation | EmissionsCost | 0 | [6 empty] | 0.43883 | 0
LCP_Inputs_ON_Electric_2023_04_03 | 2041 | Biomass + CCS | Generation | Electricity | PJ | Dispatch-Generation | FuelCost | 0 | [6 empty] | 0.43883 | 0
LCP_Inputs_ON_Electric_2023_04_03 | 2041 | Biomass + CCS | Generation | Electricity | PJ | Dispatch-Generation | VOM | 0 | [6 empty] | 0.43883 | 0
LCP_Inputs_ON_Electric_2023_04_03 | 2041 | Biomass + CCS | Generation | Electricity | QC | Dispatch-Generation | EmissionsCost | 0 | [6 empty] | 0.43883 | 0
LCP_Inputs_ON_Electric_2023_04_03 | 2041 | Biomass + CCS | Generation | Electricity | QC | Dispatch-Generation | FuelCost | 0 | [6 empty] | 0.43883 | 0
LCP_Inputs_ON_Electric_2023_04_03 | 2041 | Biomass + CCS | Generation | Electricity | QC | Dispatch-Generation | VOM | 0 | [6 empty] | 0.43883 | 0
LCP_Inputs_ON_Electric_2023_04_03 | 2041 | Biomass + CCS | Generation | Electricity | WC | Dispatch-Generation | EmissionsCost | 0 | [6 empty] | 0.43883 | 0
LCP_Inputs_ON_Electric_2023_04_03 | 2041 | Biomass + CCS | Generation | Electricity | WC | Dispatch-Generation | FuelCost | 0 | [6 empty] | 0.43883 | 0
LCP_Inputs_ON_Electric_2023_04_03 | 2041 | Biomass + CCS | Generation | Electricity | WC | Dispatch-Generation | VOM | 0 | [6 empty] | 0.43883 | 0
LCP_Inputs_ON_Electric_2023_04_03 | 2041 | CH4 + CCS | Generation | Methane | MI | Dispatch-Generation | EmissionsCost | 0 | [6 empty] | 0.43883 | 0
LCP_Inputs_ON_Electric_2023_04_03 | 2041 | CH4 + CCS | Generation | Methane | MI | Dispatch-Generation | FuelCost | 0 | [6 empty] | 0.43883 | 0
LCP_Inputs_ON_Electric_2023_04_03 | 2041 | CH4 + CCS | Generation | Methane | MI | Dispatch-Generation | VOM | 0 | [6 empty] | 0.43883 | 0
LCP_Inputs_ON_Electric_2023_04_03 | 2041 | CH4 + CCS | Generation | Methane | NY | Dispatch-Generation | EmissionsCost | 0 | [6 empty] | 0.43883 | 0
LCP_Inputs_ON_Electric_2023_04_03 | 2041 | CH4 + CCS | Generation | Methane | NY | Dispatch-Generation | FuelCost | 0 | [6 empty] | 0.43883 | 0
LCP_Inputs_ON_Electric_2023_04_03 | 2041 | CH4 + CCS | Generation | Methane | NY | Dispatch-Generation | VOM | 0 | [6 empty] | 0.43883 | 0
LCP_Inputs_ON_Electric_2023_04_03 | 2041 | CH4 + CCS | Generation | Methane | ON | Dispatch-Generation | EmissionsCost | 84395478.3721 | [6 empty] | 0.43883 | 37035571.7764
LCP_Inputs_ON_Electric_2023_04_03 | 2041 | CH4 + CCS | Generation | Methane | ON | Dispatch-Generation | FuelCost | 271488076.3116 | [6 empty] | 0.43883 | 119138090.4595
LCP_Inputs_ON_Electric_2023_04_03 | 2041 | CH4 + CCS | Generation | Methane | ON | Dispatch-Generation | VOM | 25812098.3333 | [6 empty] | 0.43883 | 11327216.0898
LCP_Inputs_ON_Electric_2023_04_03 | 2041 | CH4 + CCS | Generation | Methane | PJ | Dispatch-Generation | EmissionsCost | 0 | [6 empty] | 0.43883 | 0
LCP_Inputs_ON_Electric_2023_04_03 | 2041 | CH4 + CCS | Generation | Methane | PJ | Dispatch-Generation | FuelCost | 0 | [6 empty] | 0.43883 | 0
LCP_Inputs_ON_Electric_2023_04_03 | 2041 | CH4 + CCS | Generation | Methane | PJ | Dispatch-Generation | VOM | 0 | [6 empty] | 0.43883 | 0
LCP_Inputs_ON_Electric_2023_04_03 | 2041 | CH4 + CCS | Generation | Methane | QC | Dispatch-Generation | EmissionsCost | 0 | [6 empty] | 0.43883 | 0
LCP_Inputs_ON_Electric_2023_04_03 | 2041 | CH4 + CCS | Generation | Methane | QC | Dispatch-Generation | FuelCost | 0 | [6 empty] | 0.43883 | 0
LCP_Inputs_ON_Electric_2023_04_03 | 2041 | CH4 + CCS | Generation | Methane | QC | Dispatch-Generation | VOM | 0 | [6 empty] | 0.43883 | 0
LCP_Inputs_ON_Electric_2023_04_03 | 2041 | CH4 + CCS | Generation | Methane | WC | Dispatch-Generation | EmissionsCost | 0 | [6 empty] | 0.43883 | 0
LCP_Inputs_ON_Electric_2023_04_03 | 2041 | CH4 + CCS | Generation | Methane | WC | Dispatch-Generation | FuelCost | 0 | [6 empty] | 0.43883 | 0
LCP_Inputs_ON_Electric_2023_04_03 | 2041 | CH4 + CCS | Generation | Methane | WC | Dispatch-Generation | VOM | 0 | [6 empty] | 0.43883 | 0
LCP_Inputs_ON_Electric_2023_04_03 | 2041 | CH4 Import - NY 2020 | Import | Methane | MI | Dispatch-Import | EmissionsCost | 0 | [6 empty] | 0.43883 | 0
LCP_Inputs_ON_Electric_2023_04_03 | 2041 | CH4 Import - NY 2020 | Import | Methane | MI | Dispatch-Import | FuelCost | 0 | [6 empty] | 0.43883 | 0
LCP_Inputs_ON_Electric_2023_04_03 | 2041 | CH4 Import - NY 2020 | Import | Methane | MI | Dispatch-Import | VOM | 0 | [6 empty] | 0.43883 | 0
LCP_Inputs_ON_Electric_2023_04_03 | 2041 | CH4 Import - NY 2020 | Import | Methane | NY | Dispatch-Import | EmissionsCost | 0 | [6 empty] | 0.43883 | 0
LCP_Inputs_ON_Electric_2023_04_03 | 2041 | CH4 Import - NY 2020 | Import | Methane | NY | Dispatch-Import | FuelCost | 0 | [6 empty] | 0.43883 | 0
LCP_Inputs_ON_Electric_2023_04_03 | 2041 | CH4 Import - NY 2020 | Import | Methane | NY | Dispatch-Import | VOM | 0 | [6 empty] | 0.43883 | 0
LCP_Inputs_ON_Electric_2023_04_03 | 2041 | CH4 Import - NY 2020 | Import | Methane | ON | Dispatch-Import | EmissionsCost | 0 | [6 empty] | 0.43883 | 0
LCP_Inputs_ON_Electric_2023_04_03 | 2041 | CH4 Import - NY 2020 | Import | Methane | ON | Dispatch-Import | FuelCost | 0 | [6 empty] | 0.43883 | 0
LCP_Inputs_ON_Electric_2023_04_03 | 2041 | CH4 Import - NY 2020 | Import | Methane | ON | Dispatch-Import | VOM | 0 | [6 empty] | 0.43883 | 0
LCP_Inputs_ON_Electric_2023_04_03 | 2041 | CH4 Import - NY 2020 | Import | Methane | PJ | Dispatch-Import | EmissionsCost | 0 | [6 empty] | 0.43883 | 0
LCP_Inputs_ON_Electric_2023_04_03 | 2041 | CH4 Import - NY 2020 | Import | Methane | PJ | Dispatch-Import | FuelCost | 0 | [6 empty] | 0.43883 | 0
LCP_Inputs_ON_Electric_2023_04_03 | 2041 | CH4 Import - NY 2020 | Import | Methane | PJ | Dispatch-Import | VOM | 0 | [6 empty] | 0.43883 | 0
LCP_Inputs_ON_Electric_2023_04_03 | 2041 | CH4 Import - NY 2020 | Import | Methane | QC | Dispatch-Import | EmissionsCost | 0 | [6 empty] | 0.43883 | 0
LCP_Inputs_ON_Electric_2023_04_03 | 2041 | CH4 Import - NY 2020 | Import | Methane | QC | Dispatch-Import | FuelCost | 0 | [6 empty] | 0.43883 | 0
LCP_Inputs_ON_Electric_2023_04_03 | 2041 | CH4 Import - NY 2020 | Import | Methane | QC | Dispatch-Import | VOM | 0 | [6 empty] | 0.43883 | 0
LCP_Inputs_ON_Electric_2023_04_03 | 2041 | CH4 Import - NY 2020 | Import | Methane | WC | Dispatch-Import | EmissionsCost | 0 | [6 empty] | 0.43883 | 0
LCP_Inputs_ON_Electric_2023_04_03 | 2041 | CH4 Import - NY 2020 | Import | Methane | WC | Dispatch-Import | FuelCost | 0 | [6 empty] | 0.43883 | 0
LCP_Inputs_ON_Electric_2023_04_03 | 2041 | CH4 Import - NY 2020 | Import | Methane | WC | Dispatch-Import | VOM | 0 | [6 empty] | 0.43883 | 0
LCP_Inputs_ON_Electric_2023_04_03 | 2041 | CH4 Import - NY 2030 | Import | Methane | MI | Dispatch-Import | EmissionsCost | 0 | [6 empty] | 0.43883 | 0
LCP_Inputs_ON_Electric_2023_04_03 | 2041 | CH4 Import - NY 2030 | Import | Methane | MI | Dispatch-Import | FuelCost | 0 | [6 empty] | 0.43883 | 0
LCP_Inputs_ON_Electric_2023_04_03 | 2041 | CH4 Import - NY 2030 | Import | Methane | MI | Dispatch-Import | VOM | 0 | [6 empty] | 0.43883 | 0
LCP_Inputs_ON_Electric_2023_04_03 | 2041 | CH4 Import - NY 2030 | Import | Methane | NY | Dispatch-Import | EmissionsCost | 0 | [6 empty] | 0.43883 | 0
LCP_Inputs_ON_Electric_2023_04_03 | 2041 | CH4 Import - NY 2030 | Import | Methane | NY | Dispatch-Import | FuelCost | 0 | [6 empty] | 0.43883 | 0
LCP_Inputs_ON_Electric_2023_04_03 | 2041 | CH4 Import - NY 2030 | Import | Methane | NY | Dispatch-Import | VOM | 0 | [6 empty] | 0.43883 | 0
LCP_Inputs_ON_Electric_2023_04_03 | 2041 | CH4 Import - NY 2030 | Import | Methane | ON | Dispatch-Import | EmissionsCost | 0 | [6 empty] | 0.43883 | 0
LCP_Inputs_ON_Electric_2023_04_03 | 2041 | CH4 Import - NY 2030 | Import | Methane | ON | Dispatch-Import | FuelCost | 0 | [6 empty] | 0.43883 | 0
LCP_Inputs_ON_Electric_2023_04_03 | 2041 | CH4 Import - NY 2030 | Import | Methane | ON | Dispatch-Import | VOM | 0 | [6 empty] | 0.43883 | 0
LCP_Inputs_ON_Electric_2023_04_03 | 2041 | CH4 Import - NY 2030 | Import | Methane | PJ | Dispatch-Import | EmissionsCost | 0 | [6 empty] | 0.43883 | 0
LCP_Inputs_ON_Electric_2023_04_03 | 2041 | CH4 Import - NY 2030 | Import | Methane | PJ | Dispatch-Import | FuelCost | 0 | [6 empty] | 0.43883 | 0
LCP_Inputs_ON_Electric_2023_04_03 | 2041 | CH4 Import - NY 2030 | Import | Methane | PJ | Dispatch-Import | VOM | 0 | [6 empty] | 0.43883 | 0
LCP_Inputs_ON_Electric_2023_04_03 | 2041 | CH4 Import - NY 2030 | Import | Methane | QC | Dispatch-Import | EmissionsCost | 0 | [6 empty] | 0.43883 | 0
LCP_Inputs_ON_Electric_2023_04_03 | 2041 | CH4 Import - NY 2030 | Import | Methane | QC | Dispatch-Import | FuelCost | 0 | [6 empty] | 0.43883 | 0
LCP_Inputs_ON_Electric_2023_04_03 | 2041 | CH4 Import - NY 2030 | Import | Methane | QC | Dispatch-Import | VOM | 0 | [6 empty] | 0.43883 | 0
LCP_Inputs_ON_Electric_2023_04_03 | 2041 | CH4 Import - NY 2030 | Import | Methane | WC | Dispatch-Import | EmissionsCost | 0 | [6 empty] | 0.43883 | 0
LCP_Inputs_ON_Electric_2023_04_03 | 2041 | CH4 Import - NY 2030 | Import | Methane | WC | Dispatch-Import | FuelCost | 0 | [6 empty] | 0.43883 | 0
LCP_Inputs_ON_Electric_2023_04_03 | 2041 | CH4 Import - NY 2030 | Import | Methane | WC | Dispatch-Import | VOM | 0 | [6 empty] | 0.43883 | 0
LCP_Inputs_ON_Electric_2023_04_03 | 2041 | CH4 Import - NY 2040 | Import | Methane | MI | Dispatch-Import | EmissionsCost | 0 | [6 empty] | 0.43883 | 0
LCP_Inputs_ON_Electric_2023_04_03 | 2041 | CH4 Import - NY 2040 | Import | Methane | MI | Dispatch-Import | FuelCost | 0 | [6 empty] | 0.43883 | 0
LCP_Inputs_ON_Electric_2023_04_03 | 2041 | CH4 Import - NY 2040 | Import | Methane | MI | Dispatch-Import | VOM | 0 | [6 empty] | 0.43883 | 0
LCP_Inputs_ON_Electric_2023_04_03 | 2041 | CH4 Import - NY 2040 | Import | Methane | NY | Dispatch-Import | EmissionsCost | 2422180073.5024 | [6 empty] | 0.43883 | 1062934006.6302
LCP_Inputs_ON_Electric_2023_04_03 | 2041 | CH4 Import - NY 2040 | Import | Methane | NY | Dispatch-Import | FuelCost | 758346581.876 | [6 empty] | 0.43883 | 332787962.1775
LCP_Inputs_ON_Electric_2023_04_03 | 2041 | CH4 Import - NY 2040 | Import | Methane | NY | Dispatch-Import | VOM | 0 | [6 empty] | 0.43883 | 0
LCP_Inputs_ON_Electric_2023_04_03 | 2041 | CH4 Import - NY 2040 | Import | Methane | ON | Dispatch-Import | EmissionsCost | 0 | [6 empty] | 0.43883 | 0
LCP_Inputs_ON_Electric_2023_04_03 | 2041 | CH4 Import - NY 2040 | Import | Methane | ON | Dispatch-Import | FuelCost | 0 | [6 empty] | 0.43883 | 0
LCP_Inputs_ON_Electric_2023_04_03 | 2041 | CH4 Import - NY 2040 | Import | Methane | ON | Dispatch-Import | VOM | 0 | [6 empty] | 0.43883 | 0
LCP_Inputs_ON_Electric_2023_04_03 | 2041 | CH4 Import - NY 2040 | Import | Methane | PJ | Dispatch-Import | EmissionsCost | 0 | [6 empty] | 0.43883 | 0
LCP_Inputs_ON_Electric_2023_04_03 | 2041 | CH4 Import - NY 2040 | Import | Methane | PJ | Dispatch-Import | FuelCost | 0 | [6 empty] | 0.43883 | 0
LCP_Inputs_ON_Electric_2023_04_03 | 2041 | CH4 Import - NY 2040 | Import | Methane | PJ | Dispatch-Import | VOM | 0 | [6 empty] | 0.43883 | 0
LCP_Inputs_ON_Electric_2023_04_03 | 2041 | CH4 Import - NY 2040 | Import | Methane | QC | Dispatch-Import | EmissionsCost | 0 | [6 empty] | 0.43883 | 0
LCP_Inputs_ON_Electric_2023_04_03 | 2041 | CH4 Import - NY 2040 | Import | Methane | QC | Dispatch-Import | FuelCost | 0 | [6 empty] | 0.43883 | 0
LCP_Inputs_ON_Electric_2023_04_03 | 2041 | CH4 Import - NY 2040 | Import | Methane | QC | Dispatch-Import | VOM | 0 | [6 empty] | 0.43883 | 0
LCP_Inputs_ON_Electric_2023_04_03 | 2041 | CH4 Import - NY 2040 | Import | Methane | WC | Dispatch-Import | EmissionsCost | 0 | [6 empty] | 0.43883 | 0
LCP_Inputs_ON_Electric_2023_04_03 | 2041 | CH4 Import - NY 2040 | Import | Methane | WC | Dispatch-Import | FuelCost | 0 | [6 empty] | 0.43883 | 0
LCP_Inputs_ON_Electric_2023_04_03 | 2041 | CH4 Import - NY 2040 | Import | Methane | WC | Dispatch-Import | VOM | 0 | [6 empty] | 0.43883 | 0
LCP_Inputs_ON_Electric_2023_04_03 | 2041 | CH4 Import - NY 2050 | Import | Methane | MI | Dispatch-Import | EmissionsCost | 0 | [6 empty] | 0.43883 | 0
LCP_Inputs_ON_Electric_2023_04_03 | 2041 | CH4 Import - NY 2050 | Import | Methane | MI | Dispatch-Import | FuelCost | 0 | [6 empty] | 0.43883 | 0
LCP_Inputs_ON_Electric_2023_04_03 | 2041 | CH4 Import - NY 2050 | Import | Methane | MI | Dispatch-Import | VOM | 0 | [6 empty] | 0.43883 | 0
LCP_Inputs_ON_Electric_2023_04_03 | 2041 | CH4 Import - NY 2050 | Import | Methane | NY | Dispatch-Import | EmissionsCost | 0 | [6 empty] | 0.43883 | 0
LCP_Inputs_ON_Electric_2023_04_03 | 2041 | CH4 Import - NY 2050 | Import | Methane | NY | Dispatch-Import | FuelCost | 0 | [6 empty] | 0.43883 | 0
LCP_Inputs_ON_Electric_2023_04_03 | 2041 | CH4 Import - NY 2050 | Import | Methane | NY | Dispatch-Import | VOM | 0 | [6 empty] | 0.43883 | 0
LCP_Inputs_ON_Electric_2023_04_03 | 2041 | CH4 Import - NY 2050 | Import | Methane | ON | Dispatch-Import | EmissionsCost | 0 | [6 empty] | 0.43883 | 0
LCP_Inputs_ON_Electric_2023_04_03 | 2041 | CH4 Import - NY 2050 | Import | Methane | ON | Dispatch-Import | FuelCost | 0 | [6 empty] | 0.43883 | 0
LCP_Inputs_ON_Electric_2023_04_03 | 2041 | CH4 Import - NY 2050 | Import | Methane | ON | Dispatch-Import | VOM | 0 | [6 empty] | 0.43883 | 0
LCP_Inputs_ON_Electric_2023_04_03 | 2041 | CH4 Import - NY 2050 | Import | Methane | PJ | Dispatch-Import | EmissionsCost | 0 | [6 empty] | 0.43883 | 0
LCP_Inputs_ON_Electric_2023_04_03 | 2041 | CH4 Import - NY 2050 | Import | Methane | PJ | Dispatch-Import | FuelCost | 0 | [6 empty] | 0.43883 | 0
LCP_Inputs_ON_Electric_2023_04_03 | 2041 | CH4 Import - NY 2050 | Import | Methane | PJ | Dispatch-Import | VOM | 0 | [6 empty] | 0.43883 | 0
LCP_Inputs_ON_Electric_2023_04_03 | 2041 | CH4 Import - NY 2050 | Import | Methane | QC | Dispatch-Import | EmissionsCost | 0 | [6 empty] | 0.43883 | 0
LCP_Inputs_ON_Electric_2023_04_03 | 2041 | CH4 Import - NY 2050 | Import | Methane | QC | Dispatch-Import | FuelCost | 0 | [6 empty] | 0.43883 | 0
LCP_Inputs_ON_Electric_2023_04_03 | 2041 | CH4 Import - NY 2050 | Import | Methane | QC | Dispatch-Import | VOM | 0 | [6 empty] | 0.43883 | 0
LCP_Inputs_ON_Electric_2023_04_03 | 2041 | CH4 Import - NY 2050 | Import | Methane | WC | Dispatch-Import | EmissionsCost | 0 | [6 empty] | 0.43883 | 0
LCP_Inputs_ON_Electric_2023_04_03 | 2041 | CH4 Import - NY 2050 | Import | Methane | WC | Dispatch-Import | FuelCost | 0 | [6 empty] | 0.43883 | 0
LCP_Inputs_ON_Electric_2023_04_03 | 2041 | CH4 Import - NY 2050 | Import | Methane | WC | Dispatch-Import | VOM | 0 | [6 empty] | 0.43883 | 0
LCP_Inputs_ON_Electric_2023_04_03 | 2041 | CH4 Import - WC 2020 | Import | Methane | MI | Dispatch-Import | EmissionsCost | 0 | [6 empty] | 0.43883 | 0
LCP_Inputs_ON_Electric_2023_04_03 | 2041 | CH4 Import - WC 2020 | Import | Methane | MI | Dispatch-Import | FuelCost | 0 | [6 empty] | 0.43883 | 0
LCP_Inputs_ON_Electric_2023_04_03 | 2041 | CH4 Import - WC 2020 | Import | Methane | MI | Dispatch-Import | VOM | 0 | [6 empty] | 0.43883 | 0
LCP_Inputs_ON_Electric_2023_04_03 | 2041 | CH4 Import - WC 2020 | Import | Methane | NY | Dispatch-Import | EmissionsCost | 0 | [6 empty] | 0.43883 | 0
LCP_Inputs_ON_Electric_2023_04_03 | 2041 | CH4 Import - WC 2020 | Import | Methane | NY | Dispatch-Import | FuelCost | 0 | [6 empty] | 0.43883 | 0
LCP_Inputs_ON_Electric_2023_04_03 | 2041 | CH4 Import - WC 2020 | Import | Methane | NY | Dispatch-Import | VOM | 0 | [6 empty] | 0.43883 | 0
LCP_Inputs_ON_Electric_2023_04_03 | 2041 | CH4 Import - WC 2020 | Import | Methane | ON | Dispatch-Import | EmissionsCost | 0 | [6 empty] | 0.43883 | 0
LCP_Inputs_ON_Electric_2023_04_03 | 2041 | CH4 Import - WC 2020 | Import | Methane | ON | Dispatch-Import | FuelCost | 0 | [6 empty] | 0.43883 | 0
LCP_Inputs_ON_Electric_2023_04_03 | 2041 | CH4 Import - WC 2020 | Import | Methane | ON | Dispatch-Import | VOM | 0 | [6 empty] | 0.43883 | 0
LCP_Inputs_ON_Electric_2023_04_03 | 2041 | CH4 Import - WC 2020 | Import | Methane | PJ | Dispatch-Import | EmissionsCost | 0 | [6 empty] | 0.43883 | 0
LCP_Inputs_ON_Electric_2023_04_03 | 2041 | CH4 Import - WC 2020 | Import | Methane | PJ | Dispatch-Import | FuelCost | 0 | [6 empty] | 0.43883 | 0
LCP_Inputs_ON_Electric_2023_04_03 | 2041 | CH4 Import - WC 2020 | Import | Methane | PJ | Dispatch-Import | VOM | 0 | [6 empty] | 0.43883 | 0
LCP_Inputs_ON_Electric_2023_04_03 | 2041 | CH4 Import - WC 2020 | Import | Methane | QC | Dispatch-Import | EmissionsCost | 0 | [6 empty] | 0.43883 | 0
LCP_Inputs_ON_Electric_2023_04_03 | 2041 | CH4 Import - WC 2020 | Import | Methane | QC | Dispatch-Import | FuelCost | 0 | [6 empty] | 0.43883 | 0
LCP_Inputs_ON_Electric_2023_04_03 | 2041 | CH4 Import - WC 2020 | Import | Methane | QC | Dispatch-Import | VOM | 0 | [6 empty] | 0.43883 | 0
LCP_Inputs_ON_Electric_2023_04_03 | 2041 | CH4 Import - WC 2020 | Import | Methane | WC | Dispatch-Import | EmissionsCost | 0 | [6 empty] | 0.43883 | 0
LCP_Inputs_ON_Electric_2023_04_03 | 2041 | CH4 Import - WC 2020 | Import | Methane | WC | Dispatch-Import | FuelCost | 0 | [6 empty] | 0.43883 | 0
LCP_Inputs_ON_Electric_2023_04_03 | 2041 | CH4 Import - WC 2020 | Import | Methane | WC | Dispatch-Import | VOM | 0 | [6 empty] | 0.43883 | 0
LCP_Inputs_ON_Electric_2023_04_03 | 2041 | CH4 Import - WC 2030 | Import | Methane | MI | Dispatch-Import | EmissionsCost | 0 | [6 empty] | 0.43883 | 0
LCP_Inputs_ON_Electric_2023_04_03 | 2041 | CH4 Import - WC 2030 | Import | Methane | MI | Dispatch-Import | FuelCost | 0 | [6 empty] | 0.43883 | 0
LCP_Inputs_ON_Electric_2023_04_03 | 2041 | CH4 Import - WC 2030 | Import | Methane | MI | Dispatch-Import | VOM | 0 | [6 empty] | 0.43883 | 0
LCP_Inputs_ON_Electric_2023_04_03 | 2041 | CH4 Import - WC 2030 | Import | Methane | NY | Dispatch-Import | EmissionsCost | 0 | [6 empty] | 0.43883 | 0
LCP_Inputs_ON_Electric_2023_04_03 | 2041 | CH4 Import - WC 2030 | Import | Methane | NY | Dispatch-Import | FuelCost | 0 | [6 empty] | 0.43883 | 0
LCP_Inputs_ON_Electric_2023_04_03 | 2041 | CH4 Import - WC 2030 | Import | Methane | NY | Dispatch-Import | VOM | 0 | [6 empty] | 0.43883 | 0
LCP_Inputs_ON_Electric_2023_04_03 | 2041 | CH4 Import - WC 2030 | Import | Methane | ON | Dispatch-Import | EmissionsCost | 0 | [6 empty] | 0.43883 | 0
LCP_Inputs_ON_Electric_2023_04_03 | 2041 | CH4 Import - WC 2030 | Import | Methane | ON | Dispatch-Import | FuelCost | 0 | [6 empty] | 0.43883 | 0
LCP_Inputs_ON_Electric_2023_04_03 | 2041 | CH4 Import - WC 2030 | Import | Methane | ON | Dispatch-Import | VOM | 0 | [6 empty] | 0.43883 | 0
LCP_Inputs_ON_Electric_2023_04_03 | 2041 | CH4 Import - WC 2030 | Import | Methane | PJ | Dispatch-Import | EmissionsCost | 0 | [6 empty] | 0.43883 | 0
LCP_Inputs_ON_Electric_2023_04_03 | 2041 | CH4 Import - WC 2030 | Import | Methane | PJ | Dispatch-Import | FuelCost | 0 | [6 empty] | 0.43883 | 0
LCP_Inputs_ON_Electric_2023_04_03 | 2041 | CH4 Import - WC 2030 | Import | Methane | PJ | Dispatch-Import | VOM | 0 | [6 empty] | 0.43883 | 0
LCP_Inputs_ON_Electric_2023_04_03 | 2041 | CH4 Import - WC 2030 | Import | Methane | QC | Dispatch-Import | EmissionsCost | 0 | [6 empty] | 0.43883 | 0
LCP_Inputs_ON_Electric_2023_04_03 | 2041 | CH4 Import - WC 2030 | Import | Methane | QC | Dispatch-Import | FuelCost | 0 | [6 empty] | 0.43883 | 0
LCP_Inputs_ON_Electric_2023_04_03 | 2041 | CH4 Import - WC 2030 | Import | Methane | QC | Dispatch-Import | VOM | 0 | [6 empty] | 0.43883 | 0
LCP_Inputs_ON_Electric_2023_04_03 | 2041 | CH4 Import - WC 2030 | Import | Methane | WC | Dispatch-Import | EmissionsCost | 0 | [6 empty] | 0.43883 | 0
LCP_Inputs_ON_Electric_2023_04_03 | 2041 | CH4 Import - WC 2030 | Import | Methane | WC | Dispatch-Import | FuelCost | 0 | [6 empty] | 0.43883 | 0
LCP_Inputs_ON_Electric_2023_04_03 | 2041 | CH4 Import - WC 2030 | Import | Methane | WC | Dispatch-Import | VOM | 0 | [6 empty] | 0.43883 | 0
LCP_Inputs_ON_Electric_2023_04_03 | 2041 | CH4 Import - WC 2040 | Import | Methane | MI | Dispatch-Import | EmissionsCost | 0 | [6 empty] | 0.43883 | 0
LCP_Inputs_ON_Electric_2023_04_03 | 2041 | CH4 Import - WC 2040 | Import | Methane | MI | Dispatch-Import | FuelCost | 0 | [6 empty] | 0.43883 | 0
LCP_Inputs_ON_Electric_2023_04_03 | 2041 | CH4 Import - WC 2040 | Import | Methane | MI | Dispatch-Import | VOM | 0 | [6 empty] | 0.43883 | 0
LCP_Inputs_ON_Electric_2023_04_03 | 2041 | CH4 Import - WC 2040 | Import | Methane | NY | Dispatch-Import | EmissionsCost | 0 | [6 empty] | 0.43883 | 0
LCP_Inputs_ON_Electric_2023_04_03 | 2041 | CH4 Import - WC 2040 | Import | Methane | NY | Dispatch-Import | FuelCost | 0 | [6 empty] | 0.43883 | 0
LCP_Inputs_ON_Electric_2023_04_03 | 2041 | CH4 Import - WC 2040 | Import | Methane | NY | Dispatch-Import | VOM | 0 | [6 empty] | 0.43883 | 0
LCP_Inputs_ON_Electric_2023_04_03 | 2041 | CH4 Import - WC 2040 | Import | Methane | ON | Dispatch-Import | EmissionsCost | 0 | [6 empty] | 0.43883 | 0
LCP_Inputs_ON_Electric_2023_04_03 | 2041 | CH4 Import - WC 2040 | Import | Methane | ON | Dispatch-Import | FuelCost | 0 | [6 empty] | 0.43883 | 0
LCP_Inputs_ON_Electric_2023_04_03 | 2041 | CH4 Import - WC 2040 | Import | Methane | ON | Dispatch-Import | VOM | 0 | [6 empty] | 0.43883 | 0
LCP_Inputs_ON_Electric_2023_04_03 | 2041 | CH4 Import - WC 2040 | Import | Methane | PJ | Dispatch-Import | EmissionsCost | 0 | [6 empty] | 0.43883 | 0
LCP_Inputs_ON_Electric_2023_04_03 | 2041 | CH4 Import - WC 2040 | Import | Methane | PJ | Dispatch-Import | FuelCost | 0 | [6 empty] | 0.43883 | 0
LCP_Inputs_ON_Electric_2023_04_03 | 2041 | CH4 Import - WC 2040 | Import | Methane | PJ | Dispatch-Import | VOM | 0 | [6 empty] | 0.43883 | 0
LCP_Inputs_ON_Electric_2023_04_03 | 2041 | CH4 Import - WC 2040 | Import | Methane | QC | Dispatch-Import | EmissionsCost | 0 | [6 empty] | 0.43883 | 0
LCP_Inputs_ON_Electric_2023_04_03 | 2041 | CH4 Import - WC 2040 | Import | Methane | QC | Dispatch-Import | FuelCost | 0 | [6 empty] | 0.43883 | 0
LCP_Inputs_ON_Electric_2023_04_03 | 2041 | CH4 Import - WC 2040 | Import | Methane | QC | Dispatch-Import | VOM | 0 | [6 empty] | 0.43883 | 0
LCP_Inputs_ON_Electric_2023_04_03 | 2041 | CH4 Import - WC 2040 | Import | Methane | WC | Dispatch-Import | EmissionsCost | 2104859190.9353 | [6 empty] | 0.43883 | 923682940.7064
LCP_Inputs_ON_Electric_2023_04_03 | 2041 | CH4 Import - WC 2040 | Import | Methane | WC | Dispatch-Import | FuelCost | 658998391.6712 | [6 empty] | 0.43883 | 289190638.0061
LCP_Inputs_ON_Electric_2023_04_03 | 2041 | CH4 Import - WC 2040 | Import | Methane | WC | Dispatch-Import | VOM | 0 | [6 empty] | 0.43883 | 0
LCP_Inputs_ON_Electric_2023_04_03 | 2041 | CH4 Import - WC 2050 | Import | Methane | MI | Dispatch-Import | EmissionsCost | 0 | [6 empty] | 0.43883 | 0
LCP_Inputs_ON_Electric_2023_04_03 | 2041 | CH4 Import - WC 2050 | Import | Methane | MI | Dispatch-Import | FuelCost | 0 | [6 empty] | 0.43883 | 0
LCP_Inputs_ON_Electric_2023_04_03 | 2041 | CH4 Import - WC 2050 | Import | Methane | MI | Dispatch-Import | VOM | 0 | [6 empty] | 0.43883 | 0
LCP_Inputs_ON_Electric_2023_04_03 | 2041 | CH4 Import - WC 2050 | Import | Methane | NY | Dispatch-Import | EmissionsCost | 0 | [6 empty] | 0.43883 | 0
LCP_Inputs_ON_Electric_2023_04_03 | 2041 | CH4 Import - WC 2050 | Import | Methane | NY | Dispatch-Import | FuelCost | 0 | [6 empty] | 0.43883 | 0
LCP_Inputs_ON_Electric_2023_04_03 | 2041 | CH4 Import - WC 2050 | Import | Methane | NY | Dispatch-Import | VOM | 0 | [6 empty] | 0.43883 | 0
LCP_Inputs_ON_Electric_2023_04_03 | 2041 | CH4 Import - WC 2050 | Import | Methane | ON | Dispatch-Import | EmissionsCost | 0 | [6 empty] | 0.43883 | 0
LCP_Inputs_ON_Electric_2023_04_03 | 2041 | CH4 Import - WC 2050 | Import | Methane | ON | Dispatch-Import | FuelCost | 0 | [6 empty] | 0.43883 | 0
LCP_Inputs_ON_Electric_2023_04_03 | 2041 | CH4 Import - WC 2050 | Import | Methane | ON | Dispatch-Import | VOM | 0 | [6 empty] | 0.43883 | 0
LCP_Inputs_ON_Electric_2023_04_03 | 2041 | CH4 Import - WC 2050 | Import | Methane | PJ | Dispatch-Import | EmissionsCost | 0 | [6 empty] | 0.43883 | 0
LCP_Inputs_ON_Electric_2023_04_03 | 2041 | CH4 Import - WC 2050 | Import | Methane | PJ | Dispatch-Import | FuelCost | 0 | [6 empty] | 0.43883 | 0
LCP_Inputs_ON_Electric_2023_04_03 | 2041 | CH4 Import - WC 2050 | Import | Methane | PJ | Dispatch-Import | VOM | 0 | [6 empty] | 0.43883 | 0
LCP_Inputs_ON_Electric_2023_04_03 | 2041 | CH4 Import - WC 2050 | Import | Methane | QC | Dispatch-Import | EmissionsCost | 0 | [6 empty] | 0.43883 | 0
LCP_Inputs_ON_Electric_2023_04_03 | 2041 | CH4 Import - WC 2050 | Import | Methane | QC | Dispatch-Import | FuelCost | 0 | [6 empty] | 0.43883 | 0
LCP_Inputs_ON_Electric_2023_04_03 | 2041 | CH4 Import - WC 2050 | Import | Methane | QC | Dispatch-Import | VOM | 0 | [6 empty] | 0.43883 | 0
LCP_Inputs_ON_Electric_2023_04_03 | 2041 | CH4 Import - WC 2050 | Import | Methane | WC | Dispatch-Import | EmissionsCost | 0 | [6 empty] | 0.43883 | 0
LCP_Inputs_ON_Electric_2023_04_03 | 2041 | CH4 Import - WC 2050 | Import | Methane | WC | Dispatch-Import | FuelCost | 0 | [6 empty] | 0.43883 | 0
LCP_Inputs_ON_Electric_2023_04_03 | 2041 | CH4 Import - WC 2050 | Import | Methane | WC | Dispatch-Import | VOM | 0 | [6 empty] | 0.43883 | 0
LCP_Inputs_ON_Electric_2023_04_03 | 2041 | CH4 Salt Cavern Storage - ON | Storage | Methane | MI | Dispatch-Storage | EmissionsCost | 0 | [6 empty] | 0.43883 | 0
LCP_Inputs_ON_Electric_2023_04_03 | 2041 | CH4 Salt Cavern Storage - ON | Storage | Methane | MI | Dispatch-Storage | FuelCost | 0 | [6 empty] | 0.43883 | 0
LCP_Inputs_ON_Electric_2023_04_03 | 2041 | CH4 Salt Cavern Storage - ON | Storage | Methane | MI | Dispatch-Storage | VOM | 0 | [6 empty] | 0.43883 | 0
LCP_Inputs_ON_Electric_2023_04_03 | 2041 | CH4 Salt Cavern Storage - ON | Storage | Methane | NY | Dispatch-Storage | EmissionsCost | 0 | [6 empty] | 0.43883 | 0
LCP_Inputs_ON_Electric_2023_04_03 | 2041 | CH4 Salt Cavern Storage - ON | Storage | Methane | NY | Dispatch-Storage | FuelCost | 0 | [6 empty] | 0.43883 | 0
LCP_Inputs_ON_Electric_2023_04_03 | 2041 | CH4 Salt Cavern Storage - ON | Storage | Methane | NY | Dispatch-Storage | VOM | 0 | [6 empty] | 0.43883 | 0
LCP_Inputs_ON_Electric_2023_04_03 | 2041 | CH4 Salt Cavern Storage - ON | Storage | Methane | ON | Dispatch-Storage | EmissionsCost | 0 | [6 empty] | 0.43883 | 0
LCP_Inputs_ON_Electric_2023_04_03 | 2041 | CH4 Salt Cavern Storage - ON | Storage | Methane | ON | Dispatch-Storage | FuelCost | 0 | [6 empty] | 0.43883 | 0
LCP_Inputs_ON_Electric_2023_04_03 | 2041 | CH4 Salt Cavern Storage - ON | Storage | Methane | ON | Dispatch-Storage | VOM | 0 | [6 empty] | 0.43883 | 0
LCP_Inputs_ON_Electric_2023_04_03 | 2041 | CH4 Salt Cavern Storage - ON | Storage | Methane | PJ | Dispatch-Storage | EmissionsCost | 0 | [6 empty] | 0.43883 | 0
LCP_Inputs_ON_Electric_2023_04_03 | 2041 | CH4 Salt Cavern Storage - ON | Storage | Methane | PJ | Dispatch-Storage | FuelCost | 0 | [6 empty] | 0.43883 | 0
LCP_Inputs_ON_Electric_2023_04_03 | 2041 | CH4 Salt Cavern Storage - ON | Storage | Methane | PJ | Dispatch-Storage | VOM | 0 | [6 empty] | 0.43883 | 0
LCP_Inputs_ON_Electric_2023_04_03 | 2041 | CH4 Salt Cavern Storage - ON | Storage | Methane | QC | Dispatch-Storage | EmissionsCost | 0 | [6 empty] | 0.43883 | 0
LCP_Inputs_ON_Electric_2023_04_03 | 2041 | CH4 Salt Cavern Storage - ON | Storage | Methane | QC | Dispatch-Storage | FuelCost | 0 | [6 empty] | 0.43883 | 0
LCP_Inputs_ON_Electric_2023_04_03 | 2041 | CH4 Salt Cavern Storage - ON | Storage | Methane | QC | Dispatch-Storage | VOM | 0 | [6 empty] | 0.43883 | 0
LCP_Inputs_ON_Electric_2023_04_03 | 2041 | CH4 Salt Cavern Storage - ON | Storage | Methane | WC | Dispatch-Storage | EmissionsCost | 0 | [6 empty] | 0.43883 | 0
LCP_Inputs_ON_Electric_2023_04_03 | 2041 | CH4 Salt Cavern Storage - ON | Storage | Methane | WC | Dispatch-Storage | FuelCost | 0 | [6 empty] | 0.43883 | 0
LCP_Inputs_ON_Electric_2023_04_03 | 2041 | CH4 Salt Cavern Storage - ON | Storage | Methane | WC | Dispatch-Storage | VOM | 0 | [6 empty] | 0.43883 | 0
LCP_Inputs_ON_Electric_2023_04_03 | 2041 | Electrolyser 2020/2030 | Crossload | Hydrogen | MI | Dispatch-Crossload | EmissionsCost | 0 | [6 empty] | 0.43883 | 0
LCP_Inputs_ON_Electric_2023_04_03 | 2041 | Electrolyser 2020/2030 | Crossload | Hydrogen | MI | Dispatch-Crossload | FuelCost | 0 | [6 empty] | 0.43883 | 0
LCP_Inputs_ON_Electric_2023_04_03 | 2041 | Electrolyser 2020/2030 | Crossload | Hydrogen | MI | Dispatch-Crossload | VOM | 0 | [6 empty] | 0.43883 | 0
LCP_Inputs_ON_Electric_2023_04_03 | 2041 | Electrolyser 2020/2030 | Crossload | Hydrogen | NY | Dispatch-Crossload | EmissionsCost | 0 | [6 empty] | 0.43883 | 0
LCP_Inputs_ON_Electric_2023_04_03 | 2041 | Electrolyser 2020/2030 | Crossload | Hydrogen | NY | Dispatch-Crossload | FuelCost | 0 | [6 empty] | 0.43883 | 0
LCP_Inputs_ON_Electric_2023_04_03 | 2041 | Electrolyser 2020/2030 | Crossload | Hydrogen | NY | Dispatch-Crossload | VOM | 0 | [6 empty] | 0.43883 | 0
LCP_Inputs_ON_Electric_2023_04_03 | 2041 | Electrolyser 2020/2030 | Crossload | Hydrogen | ON | Dispatch-Crossload | EmissionsCost | 0 | [6 empty] | 0.43883 | 0
LCP_Inputs_ON_Electric_2023_04_03 | 2041 | Electrolyser 2020/2030 | Crossload | Hydrogen | ON | Dispatch-Crossload | FuelCost | 0 | [6 empty] | 0.43883 | 0
LCP_Inputs_ON_Electric_2023_04_03 | 2041 | Electrolyser 2020/2030 | Crossload | Hydrogen | ON | Dispatch-Crossload | VOM | 0 | [6 empty] | 0.43883 | 0
LCP_Inputs_ON_Electric_2023_04_03 | 2041 | Electrolyser 2020/2030 | Crossload | Hydrogen | PJ | Dispatch-Crossload | EmissionsCost | 0 | [6 empty] | 0.43883 | 0
LCP_Inputs_ON_Electric_2023_04_03 | 2041 | Electrolyser 2020/2030 | Crossload | Hydrogen | PJ | Dispatch-Crossload | FuelCost | 0 | [6 empty] | 0.43883 | 0
LCP_Inputs_ON_Electric_2023_04_03 | 2041 | Electrolyser 2020/2030 | Crossload | Hydrogen | PJ | Dispatch-Crossload | VOM | 0 | [6 empty] | 0.43883 | 0
LCP_Inputs_ON_Electric_2023_04_03 | 2041 | Electrolyser 2020/2030 | Crossload | Hydrogen | QC | Dispatch-Crossload | EmissionsCost | 0 | [6 empty] | 0.43883 | 0
LCP_Inputs_ON_Electric_2023_04_03 | 2041 | Electrolyser 2020/2030 | Crossload | Hydrogen | QC | Dispatch-Crossload | FuelCost | 0 | [6 empty] | 0.43883 | 0
LCP_Inputs_ON_Electric_2023_04_03 | 2041 | Electrolyser 2020/2030 | Crossload | Hydrogen | QC | Dispatch-Crossload | VOM | 0 | [6 empty] | 0.43883 | 0
LCP_Inputs_ON_Electric_2023_04_03 | 2041 | Electrolyser 2020/2030 | Crossload | Hydrogen | WC | Dispatch-Crossload | EmissionsCost | 0 | [6 empty] | 0.43883 | 0
LCP_Inputs_ON_Electric_2023_04_03 | 2041 | Electrolyser 2020/2030 | Crossload | Hydrogen | WC | Dispatch-Crossload | FuelCost | 0 | [6 empty] | 0.43883 | 0
LCP_Inputs_ON_Electric_2023_04_03 | 2041 | Electrolyser 2020/2030 | Crossload | Hydrogen | WC | Dispatch-Crossload | VOM | 0 | [6 empty] | 0.43883 | 0
LCP_Inputs_ON_Electric_2023_04_03 | 2041 | Electrolyser 2040 | Crossload | Hydrogen | MI | Dispatch-Crossload | EmissionsCost | 0 | [6 empty] | 0.43883 | 0
LCP_Inputs_ON_Electric_2023_04_03 | 2041 | Electrolyser 2040 | Crossload | Hydrogen | MI | Dispatch-Crossload | FuelCost | 0 | [6 empty] | 0.43883 | 0
LCP_Inputs_ON_Electric_2023_04_03 | 2041 | Electrolyser 2040 | Crossload | Hydrogen | MI | Dispatch-Crossload | VOM | 0 | [6 empty] | 0.43883 | 0
LCP_Inputs_ON_Electric_2023_04_03 | 2041 | Electrolyser 2040 | Crossload | Hydrogen | NY | Dispatch-Crossload | EmissionsCost | 0 | [6 empty] | 0.43883 | 0
LCP_Inputs_ON_Electric_2023_04_03 | 2041 | Electrolyser 2040 | Crossload | Hydrogen | NY | Dispatch-Crossload | FuelCost | 0 | [6 empty] | 0.43883 | 0
LCP_Inputs_ON_Electric_2023_04_03 | 2041 | Electrolyser 2040 | Crossload | Hydrogen | NY | Dispatch-Crossload | VOM | 0 | [6 empty] | 0.43883 | 0
LCP_Inputs_ON_Electric_2023_04_03 | 2041 | Electrolyser 2040 | Crossload | Hydrogen | ON | Dispatch-Crossload | EmissionsCost | 0 | [6 empty] | 0.43883 | 0
LCP_Inputs_ON_Electric_2023_04_03 | 2041 | Electrolyser 2040 | Crossload | Hydrogen | ON | Dispatch-Crossload | FuelCost | 0 | [6 empty] | 0.43883 | 0
LCP_Inputs_ON_Electric_2023_04_03 | 2041 | Electrolyser 2040 | Crossload | Hydrogen | ON | Dispatch-Crossload | VOM | 0 | [6 empty] | 0.43883 | 0
LCP_Inputs_ON_Electric_2023_04_03 | 2041 | Electrolyser 2040 | Crossload | Hydrogen | PJ | Dispatch-Crossload | EmissionsCost | 0 | [6 empty] | 0.43883 | 0
LCP_Inputs_ON_Electric_2023_04_03 | 2041 | Electrolyser 2040 | Crossload | Hydrogen | PJ | Dispatch-Crossload | FuelCost | 0 | [6 empty] | 0.43883 | 0
LCP_Inputs_ON_Electric_2023_04_03 | 2041 | Electrolyser 2040 | Crossload | Hydrogen | PJ | Dispatch-Crossload | VOM | 0 | [6 empty] | 0.43883 | 0
LCP_Inputs_ON_Electric_2023_04_03 | 2041 | Electrolyser 2040 | Crossload | Hydrogen | QC | Dispatch-Crossload | EmissionsCost | 0 | [6 empty] | 0.43883 | 0
LCP_Inputs_ON_Electric_2023_04_03 | 2041 | Electrolyser 2040 | Crossload | Hydrogen | QC | Dispatch-Crossload | FuelCost | 0 | [6 empty] | 0.43883 | 0
LCP_Inputs_ON_Electric_2023_04_03 | 2041 | Electrolyser 2040 | Crossload | Hydrogen | QC | Dispatch-Crossload | VOM | 0 | [6 empty] | 0.43883 | 0
LCP_Inputs_ON_Electric_2023_04_03 | 2041 | Electrolyser 2040 | Crossload | Hydrogen | WC | Dispatch-Crossload | EmissionsCost | 0 | [6 empty] | 0.43883 | 0
LCP_Inputs_ON_Electric_2023_04_03 | 2041 | Electrolyser 2040 | Crossload | Hydrogen | WC | Dispatch-Crossload | FuelCost | 0 | [6 empty] | 0.43883 | 0
LCP_Inputs_ON_Electric_2023_04_03 | 2041 | Electrolyser 2040 | Crossload | Hydrogen | WC | Dispatch-Crossload | VOM | 0 | [6 empty] | 0.43883 | 0
LCP_Inputs_ON_Electric_2023_04_03 | 2041 | Electrolyser 2050 | Crossload | Hydrogen | MI | Dispatch-Crossload | EmissionsCost | 0 | [6 empty] | 0.43883 | 0
LCP_Inputs_ON_Electric_2023_04_03 | 2041 | Electrolyser 2050 | Crossload | Hydrogen | MI | Dispatch-Crossload | FuelCost | 0 | [6 empty] | 0.43883 | 0
LCP_Inputs_ON_Electric_2023_04_03 | 2041 | Electrolyser 2050 | Crossload | Hydrogen | MI | Dispatch-Crossload | VOM | 0 | [6 empty] | 0.43883 | 0
LCP_Inputs_ON_Electric_2023_04_03 | 2041 | Electrolyser 2050 | Crossload | Hydrogen | NY | Dispatch-Crossload | EmissionsCost | 0 | [6 empty] | 0.43883 | 0
LCP_Inputs_ON_Electric_2023_04_03 | 2041 | Electrolyser 2050 | Crossload | Hydrogen | NY | Dispatch-Crossload | FuelCost | 0 | [6 empty] | 0.43883 | 0
LCP_Inputs_ON_Electric_2023_04_03 | 2041 | Electrolyser 2050 | Crossload | Hydrogen | NY | Dispatch-Crossload | VOM | 0 | [6 empty] | 0.43883 | 0
LCP_Inputs_ON_Electric_2023_04_03 | 2041 | Electrolyser 2050 | Crossload | Hydrogen | ON | Dispatch-Crossload | EmissionsCost | 0 | [6 empty] | 0.43883 | 0
LCP_Inputs_ON_Electric_2023_04_03 | 2041 | Electrolyser 2050 | Crossload | Hydrogen | ON | Dispatch-Crossload | FuelCost | 0 | [6 empty] | 0.43883 | 0
LCP_Inputs_ON_Electric_2023_04_03 | 2041 | Electrolyser 2050 | Crossload | Hydrogen | ON | Dispatch-Crossload | VOM | 0 | [6 empty] | 0.43883 | 0
LCP_Inputs_ON_Electric_2023_04_03 | 2041 | Electrolyser 2050 | Crossload | Hydrogen | PJ | Dispatch-Crossload | EmissionsCost | 0 | [6 empty] | 0.43883 | 0
LCP_Inputs_ON_Electric_2023_04_03 | 2041 | Electrolyser 2050 | Crossload | Hydrogen | PJ | Dispatch-Crossload | FuelCost | 0 | [6 empty] | 0.43883 | 0
LCP_Inputs_ON_Electric_2023_04_03 | 2041 | Electrolyser 2050 | Crossload | Hydrogen | PJ | Dispatch-Crossload | VOM | 0 | [6 empty] | 0.43883 | 0
LCP_Inputs_ON_Electric_2023_04_03 | 2041 | Electrolyser 2050 | Crossload | Hydrogen | QC | Dispatch-Crossload | EmissionsCost | 0 | [6 empty] | 0.43883 | 0
LCP_Inputs_ON_Electric_2023_04_03 | 2041 | Electrolyser 2050 | Crossload | Hydrogen | QC | Dispatch-Crossload | FuelCost | 0 | [6 empty] | 0.43883 | 0
LCP_Inputs_ON_Electric_2023_04_03 | 2041 | Electrolyser 2050 | Crossload | Hydrogen | QC | Dispatch-Crossload | VOM | 0 | [6 empty] | 0.43883 | 0
LCP_Inputs_ON_Electric_2023_04_03 | 2041 | Electrolyser 2050 | Crossload | Hydrogen | WC | Dispatch-Crossload | EmissionsCost | 0 | [6 empty] | 0.43883 | 0
LCP_Inputs_ON_Electric_2023_04_03 | 2041 | Electrolyser 2050 | Crossload | Hydrogen | WC | Dispatch-Crossload | FuelCost | 0 | [6 empty] | 0.43883 | 0
LCP_Inputs_ON_Electric_2023_04_03 | 2041 | Electrolyser 2050 | Crossload | Hydrogen | WC | Dispatch-Crossload | VOM | 0 | [6 empty] | 0.43883 | 0
LCP_Inputs_ON_Electric_2023_04_03 | 2041 | Fossil Fuel Thermal (Coal, Peat, Oil) | Generation | Electricity | MI | Dispatch-Generation | EmissionsCost | 0 | [6 empty] | 0.43883 | 0
LCP_Inputs_ON_Electric_2023_04_03 | 2041 | Fossil Fuel Thermal (Coal, Peat, Oil) | Generation | Electricity | MI | Dispatch-Generation | FuelCost | 0 | [6 empty] | 0.43883 | 0
LCP_Inputs_ON_Electric_2023_04_03 | 2041 | Fossil Fuel Thermal (Coal, Peat, Oil) | Generation | Electricity | MI | Dispatch-Generation | VOM | 0 | [6 empty] | 0.43883 | 0
LCP_Inputs_ON_Electric_2023_04_03 | 2041 | Fossil Fuel Thermal (Coal, Peat, Oil) | Generation | Electricity | NY | Dispatch-Generation | EmissionsCost | 0 | [6 empty] | 0.43883 | 0
LCP_Inputs_ON_Electric_2023_04_03 | 2041 | Fossil Fuel Thermal (Coal, Peat, Oil) | Generation | Electricity | NY | Dispatch-Generation | FuelCost | 0 | [6 empty] | 0.43883 | 0
LCP_Inputs_ON_Electric_2023_04_03 | 2041 | Fossil Fuel Thermal (Coal, Peat, Oil) | Generation | Electricity | NY | Dispatch-Generation | VOM | 0 | [6 empty] | 0.43883 | 0
LCP_Inputs_ON_Electric_2023_04_03 | 2041 | Fossil Fuel Thermal (Coal, Peat, Oil) | Generation | Electricity | ON | Dispatch-Generation | EmissionsCost | 0 | [6 empty] | 0.43883 | 0
LCP_Inputs_ON_Electric_2023_04_03 | 2041 | Fossil Fuel Thermal (Coal, Peat, Oil) | Generation | Electricity | ON | Dispatch-Generation | FuelCost | 0 | [6 empty] | 0.43883 | 0
LCP_Inputs_ON_Electric_2023_04_03 | 2041 | Fossil Fuel Thermal (Coal, Peat, Oil) | Generation | Electricity | ON | Dispatch-Generation | VOM | 0 | [6 empty] | 0.43883 | 0
LCP_Inputs_ON_Electric_2023_04_03 | 2041 | Fossil Fuel Thermal (Coal, Peat, Oil) | Generation | Electricity | PJ | Dispatch-Generation | EmissionsCost | 0 | [6 empty] | 0.43883 | 0
LCP_Inputs_ON_Electric_2023_04_03 | 2041 | Fossil Fuel Thermal (Coal, Peat, Oil) | Generation | Electricity | PJ | Dispatch-Generation | FuelCost | 0 | [6 empty] | 0.43883 | 0
LCP_Inputs_ON_Electric_2023_04_03 | 2041 | Fossil Fuel Thermal (Coal, Peat, Oil) | Generation | Electricity | PJ | Dispatch-Generation | VOM | 0 | [6 empty] | 0.43883 | 0
LCP_Inputs_ON_Electric_2023_04_03 | 2041 | Fossil Fuel Thermal (Coal, Peat, Oil) | Generation | Electricity | QC | Dispatch-Generation | EmissionsCost | 0 | [6 empty] | 0.43883 | 0
LCP_Inputs_ON_Electric_2023_04_03 | 2041 | Fossil Fuel Thermal (Coal, Peat, Oil) | Generation | Electricity | QC | Dispatch-Generation | FuelCost | 0 | [6 empty] | 0.43883 | 0
LCP_Inputs_ON_Electric_2023_04_03 | 2041 | Fossil Fuel Thermal (Coal, Peat, Oil) | Generation | Electricity | QC | Dispatch-Generation | VOM | 0 | [6 empty] | 0.43883 | 0
LCP_Inputs_ON_Electric_2023_04_03 | 2041 | Fossil Fuel Thermal (Coal, Peat, Oil) | Generation | Electricity | WC | Dispatch-Generation | EmissionsCost | 0 | [6 empty] | 0.43883 | 0
LCP_Inputs_ON_Electric_2023_04_03 | 2041 | Fossil Fuel Thermal (Coal, Peat, Oil) | Generation | Electricity | WC | Dispatch-Generation | FuelCost | 0 | [6 empty] | 0.43883 | 0
LCP_Inputs_ON_Electric_2023_04_03 | 2041 | Fossil Fuel Thermal (Coal, Peat, Oil) | Generation | Electricity | WC | Dispatch-Generation | VOM | 0 | [6 empty] | 0.43883 | 0
LCP_Inputs_ON_Electric_2023_04_03 | 2041 | Generic - Generator | Generation | Electricity | MI | Dispatch-Generation | EmissionsCost | 0 | [6 empty] | 0.43883 | 0
LCP_Inputs_ON_Electric_2023_04_03 | 2041 | Generic - Generator | Generation | Electricity | MI | Dispatch-Generation | FuelCost | 887937737.9402 | [6 empty] | 0.43883 | 389656915.9956
LCP_Inputs_ON_Electric_2023_04_03 | 2041 | Generic - Generator | Generation | Electricity | MI | Dispatch-Generation | VOM | 29039924.3521 | [6 empty] | 0.43883 | 12743694.6086
LCP_Inputs_ON_Electric_2023_04_03 | 2041 | Generic - Generator | Generation | Electricity | NY | Dispatch-Generation | EmissionsCost | 0 | [6 empty] | 0.43883 | 0
LCP_Inputs_ON_Electric_2023_04_03 | 2041 | Generic - Generator | Generation | Electricity | NY | Dispatch-Generation | FuelCost | 119338069.2274 | [6 empty] | 0.43883 | 52369554.7887
LCP_Inputs_ON_Electric_2023_04_03 | 2041 | Generic - Generator | Generation | Electricity | NY | Dispatch-Generation | VOM | 3902940.8872 | [6 empty] | 0.43883 | 1712741.6084
LCP_Inputs_ON_Electric_2023_04_03 | 2041 | Generic - Generator | Generation | Electricity | ON | Dispatch-Generation | EmissionsCost | 0 | [6 empty] | 0.43883 | 0
LCP_Inputs_ON_Electric_2023_04_03 | 2041 | Generic - Generator | Generation | Electricity | ON | Dispatch-Generation | FuelCost | 0 | [6 empty] | 0.43883 | 0
LCP_Inputs_ON_Electric_2023_04_03 | 2041 | Generic - Generator | Generation | Electricity | ON | Dispatch-Generation | VOM | 0 | [6 empty] | 0.43883 | 0
LCP_Inputs_ON_Electric_2023_04_03 | 2041 | Generic - Generator | Generation | Electricity | PJ | Dispatch-Generation | EmissionsCost | 0 | [6 empty] | 0.43883 | 0
LCP_Inputs_ON_Electric_2023_04_03 | 2041 | Generic - Generator | Generation | Electricity | PJ | Dispatch-Generation | FuelCost | 5522714443.0855 | [6 empty] | 0.43883 | 2423552672.5207
LCP_Inputs_ON_Electric_2023_04_03 | 2041 | Generic - Generator | Generation | Electricity | PJ | Dispatch-Generation | VOM | 180619882.2198 | [6 empty] | 0.43883 | 79262073.5284
LCP_Inputs_ON_Electric_2023_04_03 | 2041 | Generic - Generator | Generation | Electricity | QC | Dispatch-Generation | EmissionsCost | 0 | [6 empty] | 0.43883 | 0
LCP_Inputs_ON_Electric_2023_04_03 | 2041 | Generic - Generator | Generation | Electricity | QC | Dispatch-Generation | FuelCost | 0 | [6 empty] | 0.43883 | 0
LCP_Inputs_ON_Electric_2023_04_03 | 2041 | Generic - Generator | Generation | Electricity | QC | Dispatch-Generation | VOM | 0 | [6 empty] | 0.43883 | 0
LCP_Inputs_ON_Electric_2023_04_03 | 2041 | Generic - Generator | Generation | Electricity | WC | Dispatch-Generation | EmissionsCost | 0 | [6 empty] | 0.43883 | 0
LCP_Inputs_ON_Electric_2023_04_03 | 2041 | Generic - Generator | Generation | Electricity | WC | Dispatch-Generation | FuelCost | 0 | [6 empty] | 0.43883 | 0
LCP_Inputs_ON_Electric_2023_04_03 | 2041 | Generic - Generator | Generation | Electricity | WC | Dispatch-Generation | VOM | 0 | [6 empty] | 0.43883 | 0
LCP_Inputs_ON_Electric_2023_04_03 | 2041 | H2 Import - QC | Import | Hydrogen | MI | Dispatch-Import | EmissionsCost | 0 | [6 empty] | 0.43883 | 0
LCP_Inputs_ON_Electric_2023_04_03 | 2041 | H2 Import - QC | Import | Hydrogen | MI | Dispatch-Import | FuelCost | 0 | [6 empty] | 0.43883 | 0
LCP_Inputs_ON_Electric_2023_04_03 | 2041 | H2 Import - QC | Import | Hydrogen | MI | Dispatch-Import | VOM | 0 | [6 empty] | 0.43883 | 0
LCP_Inputs_ON_Electric_2023_04_03 | 2041 | H2 Import - QC | Import | Hydrogen | NY | Dispatch-Import | EmissionsCost | 0 | [6 empty] | 0.43883 | 0
LCP_Inputs_ON_Electric_2023_04_03 | 2041 | H2 Import - QC | Import | Hydrogen | NY | Dispatch-Import | FuelCost | 0 | [6 empty] | 0.43883 | 0
LCP_Inputs_ON_Electric_2023_04_03 | 2041 | H2 Import - QC | Import | Hydrogen | NY | Dispatch-Import | VOM | 0 | [6 empty] | 0.43883 | 0
LCP_Inputs_ON_Electric_2023_04_03 | 2041 | H2 Import - QC | Import | Hydrogen | ON | Dispatch-Import | EmissionsCost | 0 | [6 empty] | 0.43883 | 0
LCP_Inputs_ON_Electric_2023_04_03 | 2041 | H2 Import - QC | Import | Hydrogen | ON | Dispatch-Import | FuelCost | 0 | [6 empty] | 0.43883 | 0
LCP_Inputs_ON_Electric_2023_04_03 | 2041 | H2 Import - QC | Import | Hydrogen | ON | Dispatch-Import | VOM | 0 | [6 empty] | 0.43883 | 0
LCP_Inputs_ON_Electric_2023_04_03 | 2041 | H2 Import - QC | Import | Hydrogen | PJ | Dispatch-Import | EmissionsCost | 0 | [6 empty] | 0.43883 | 0
LCP_Inputs_ON_Electric_2023_04_03 | 2041 | H2 Import - QC | Import | Hydrogen | PJ | Dispatch-Import | FuelCost | 0 | [6 empty] | 0.43883 | 0
LCP_Inputs_ON_Electric_2023_04_03 | 2041 | H2 Import - QC | Import | Hydrogen | PJ | Dispatch-Import | VOM | 0 | [6 empty] | 0.43883 | 0
LCP_Inputs_ON_Electric_2023_04_03 | 2041 | H2 Import - QC | Import | Hydrogen | QC | Dispatch-Import | EmissionsCost | 0 | [6 empty] | 0.43883 | 0
LCP_Inputs_ON_Electric_2023_04_03 | 2041 | H2 Import - QC | Import | Hydrogen | QC | Dispatch-Import | FuelCost | 0 | [6 empty] | 0.43883 | 0
LCP_Inputs_ON_Electric_2023_04_03 | 2041 | H2 Import - QC | Import | Hydrogen | QC | Dispatch-Import | VOM | 0 | [6 empty] | 0.43883 | 0
LCP_Inputs_ON_Electric_2023_04_03 | 2041 | H2 Import - QC | Import | Hydrogen | WC | Dispatch-Import | EmissionsCost | 0 | [6 empty] | 0.43883 | 0
LCP_Inputs_ON_Electric_2023_04_03 | 2041 | H2 Import - QC | Import | Hydrogen | WC | Dispatch-Import | FuelCost | 0 | [6 empty] | 0.43883 | 0
LCP_Inputs_ON_Electric_2023_04_03 | 2041 | H2 Import - QC | Import | Hydrogen | WC | Dispatch-Import | VOM | 0 | [6 empty] | 0.43883 | 0
LCP_Inputs_ON_Electric_2023_04_03 | 2041 | H2 Import - WC | Import | Hydrogen | MI | Dispatch-Import | EmissionsCost | 0 | [6 empty] | 0.43883 | 0
LCP_Inputs_ON_Electric_2023_04_03 | 2041 | H2 Import - WC | Import | Hydrogen | MI | Dispatch-Import | FuelCost | 0 | [6 empty] | 0.43883 | 0
LCP_Inputs_ON_Electric_2023_04_03 | 2041 | H2 Import - WC | Import | Hydrogen | MI | Dispatch-Import | VOM | 0 | [6 empty] | 0.43883 | 0
LCP_Inputs_ON_Electric_2023_04_03 | 2041 | H2 Import - WC | Import | Hydrogen | NY | Dispatch-Import | EmissionsCost | 0 | [6 empty] | 0.43883 | 0
LCP_Inputs_ON_Electric_2023_04_03 | 2041 | H2 Import - WC | Import | Hydrogen | NY | Dispatch-Import | FuelCost | 0 | [6 empty] | 0.43883 | 0
LCP_Inputs_ON_Electric_2023_04_03 | 2041 | H2 Import - WC | Import | Hydrogen | NY | Dispatch-Import | VOM | 0 | [6 empty] | 0.43883 | 0
LCP_Inputs_ON_Electric_2023_04_03 | 2041 | H2 Import - WC | Import | Hydrogen | ON | Dispatch-Import | EmissionsCost | 0 | [6 empty] | 0.43883 | 0
LCP_Inputs_ON_Electric_2023_04_03 | 2041 | H2 Import - WC | Import | Hydrogen | ON | Dispatch-Import | FuelCost | 0 | [6 empty] | 0.43883 | 0
LCP_Inputs_ON_Electric_2023_04_03 | 2041 | H2 Import - WC | Import | Hydrogen | ON | Dispatch-Import | VOM | 0 | [6 empty] | 0.43883 | 0
LCP_Inputs_ON_Electric_2023_04_03 | 2041 | H2 Import - WC | Import | Hydrogen | PJ | Dispatch-Import | EmissionsCost | 0 | [6 empty] | 0.43883 | 0
LCP_Inputs_ON_Electric_2023_04_03 | 2041 | H2 Import - WC | Import | Hydrogen | PJ | Dispatch-Import | FuelCost | 0 | [6 empty] | 0.43883 | 0
LCP_Inputs_ON_Electric_2023_04_03 | 2041 | H2 Import - WC | Import | Hydrogen | PJ | Dispatch-Import | VOM | 0 | [6 empty] | 0.43883 | 0
LCP_Inputs_ON_Electric_2023_04_03 | 2041 | H2 Import - WC | Import | Hydrogen | QC | Dispatch-Import | EmissionsCost | 0 | [6 empty] | 0.43883 | 0
LCP_Inputs_ON_Electric_2023_04_03 | 2041 | H2 Import - WC | Import | Hydrogen | QC | Dispatch-Import | FuelCost | 0 | [6 empty] | 0.43883 | 0
LCP_Inputs_ON_Electric_2023_04_03 | 2041 | H2 Import - WC | Import | Hydrogen | QC | Dispatch-Import | VOM | 0 | [6 empty] | 0.43883 | 0
LCP_Inputs_ON_Electric_2023_04_03 | 2041 | H2 Import - WC | Import | Hydrogen | WC | Dispatch-Import | EmissionsCost | 0 | [6 empty] | 0.43883 | 0
LCP_Inputs_ON_Electric_2023_04_03 | 2041 | H2 Import - WC | Import | Hydrogen | WC | Dispatch-Import | FuelCost | 44020984.9366 | [6 empty] | 0.43883 | 19317887.3884
LCP_Inputs_ON_Electric_2023_04_03 | 2041 | H2 Import - WC | Import | Hydrogen | WC | Dispatch-Import | VOM | 0 | [6 empty] | 0.43883 | 0
LCP_Inputs_ON_Electric_2023_04_03 | 2041 | H2 Salt Cavern Storage - ON | Storage | Hydrogen | MI | Dispatch-Storage | EmissionsCost | 0 | [6 empty] | 0.43883 | 0
LCP_Inputs_ON_Electric_2023_04_03 | 2041 | H2 Salt Cavern Storage - ON | Storage | Hydrogen | MI | Dispatch-Storage | FuelCost | 0 | [6 empty] | 0.43883 | 0
LCP_Inputs_ON_Electric_2023_04_03 | 2041 | H2 Salt Cavern Storage - ON | Storage | Hydrogen | MI | Dispatch-Storage | VOM | 0 | [6 empty] | 0.43883 | 0
LCP_Inputs_ON_Electric_2023_04_03 | 2041 | H2 Salt Cavern Storage - ON | Storage | Hydrogen | NY | Dispatch-Storage | EmissionsCost | 0 | [6 empty] | 0.43883 | 0
LCP_Inputs_ON_Electric_2023_04_03 | 2041 | H2 Salt Cavern Storage - ON | Storage | Hydrogen | NY | Dispatch-Storage | FuelCost | 0 | [6 empty] | 0.43883 | 0
LCP_Inputs_ON_Electric_2023_04_03 | 2041 | H2 Salt Cavern Storage - ON | Storage | Hydrogen | NY | Dispatch-Storage | VOM | 0 | [6 empty] | 0.43883 | 0
LCP_Inputs_ON_Electric_2023_04_03 | 2041 | H2 Salt Cavern Storage - ON | Storage | Hydrogen | ON | Dispatch-Storage | EmissionsCost | 0 | [6 empty] | 0.43883 | 0
LCP_Inputs_ON_Electric_2023_04_03 | 2041 | H2 Salt Cavern Storage - ON | Storage | Hydrogen | ON | Dispatch-Storage | FuelCost | 0 | [6 empty] | 0.43883 | 0
LCP_Inputs_ON_Electric_2023_04_03 | 2041 | H2 Salt Cavern Storage - ON | Storage | Hydrogen | ON | Dispatch-Storage | VOM | 52587352.8626 | [6 empty] | 0.43883 | 23077097.4825
LCP_Inputs_ON_Electric_2023_04_03 | 2041 | H2 Salt Cavern Storage - ON | Storage | Hydrogen | PJ | Dispatch-Storage | EmissionsCost | 0 | [6 empty] | 0.43883 | 0
LCP_Inputs_ON_Electric_2023_04_03 | 2041 | H2 Salt Cavern Storage - ON | Storage | Hydrogen | PJ | Dispatch-Storage | FuelCost | 0 | [6 empty] | 0.43883 | 0
LCP_Inputs_ON_Electric_2023_04_03 | 2041 | H2 Salt Cavern Storage - ON | Storage | Hydrogen | PJ | Dispatch-Storage | VOM | 0 | [6 empty] | 0.43883 | 0
LCP_Inputs_ON_Electric_2023_04_03 | 2041 | H2 Salt Cavern Storage - ON | Storage | Hydrogen | QC | Dispatch-Storage | EmissionsCost | 0 | [6 empty] | 0.43883 | 0
LCP_Inputs_ON_Electric_2023_04_03 | 2041 | H2 Salt Cavern Storage - ON | Storage | Hydrogen | QC | Dispatch-Storage | FuelCost | 0 | [6 empty] | 0.43883 | 0
LCP_Inputs_ON_Electric_2023_04_03 | 2041 | H2 Salt Cavern Storage - ON | Storage | Hydrogen | QC | Dispatch-Storage | VOM | 0 | [6 empty] | 0.43883 | 0
LCP_Inputs_ON_Electric_2023_04_03 | 2041 | H2 Salt Cavern Storage - ON | Storage | Hydrogen | WC | Dispatch-Storage | EmissionsCost | 0 | [6 empty] | 0.43883 | 0
LCP_Inputs_ON_Electric_2023_04_03 | 2041 | H2 Salt Cavern Storage - ON | Storage | Hydrogen | WC | Dispatch-Storage | FuelCost | 0 | [6 empty] | 0.43883 | 0
LCP_Inputs_ON_Electric_2023_04_03 | 2041 | H2 Salt Cavern Storage - ON | Storage | Hydrogen | WC | Dispatch-Storage | VOM | 0 | [6 empty] | 0.43883 | 0
LCP_Inputs_ON_Electric_2023_04_03 | 2041 | Hydro | Generation | Electricity | MI | Dispatch-Generation | EmissionsCost | 0 | [6 empty] | 0.43883 | 0
LCP_Inputs_ON_Electric_2023_04_03 | 2041 | Hydro | Generation | Electricity | MI | Dispatch-Generation | FuelCost | 0 | [6 empty] | 0.43883 | 0
LCP_Inputs_ON_Electric_2023_04_03 | 2041 | Hydro | Generation | Electricity | MI | Dispatch-Generation | VOM | 0 | [6 empty] | 0.43883 | 0
LCP_Inputs_ON_Electric_2023_04_03 | 2041 | Hydro | Generation | Electricity | NY | Dispatch-Generation | EmissionsCost | 0 | [6 empty] | 0.43883 | 0
LCP_Inputs_ON_Electric_2023_04_03 | 2041 | Hydro | Generation | Electricity | NY | Dispatch-Generation | FuelCost | 0 | [6 empty] | 0.43883 | 0
LCP_Inputs_ON_Electric_2023_04_03 | 2041 | Hydro | Generation | Electricity | NY | Dispatch-Generation | VOM | 0 | [6 empty] | 0.43883 | 0
LCP_Inputs_ON_Electric_2023_04_03 | 2041 | Hydro | Generation | Electricity | ON | Dispatch-Generation | EmissionsCost | 0 | [6 empty] | 0.43883 | 0
LCP_Inputs_ON_Electric_2023_04_03 | 2041 | Hydro | Generation | Electricity | ON | Dispatch-Generation | FuelCost | 0 | [6 empty] | 0.43883 | 0
LCP_Inputs_ON_Electric_2023_04_03 | 2041 | Hydro | Generation | Electricity | ON | Dispatch-Generation | VOM | 0 | [6 empty] | 0.43883 | 0
LCP_Inputs_ON_Electric_2023_04_03 | 2041 | Hydro | Generation | Electricity | PJ | Dispatch-Generation | EmissionsCost | 0 | [6 empty] | 0.43883 | 0
LCP_Inputs_ON_Electric_2023_04_03 | 2041 | Hydro | Generation | Electricity | PJ | Dispatch-Generation | FuelCost | 0 | [6 empty] | 0.43883 | 0
LCP_Inputs_ON_Electric_2023_04_03 | 2041 | Hydro | Generation | Electricity | PJ | Dispatch-Generation | VOM | 0 | [6 empty] | 0.43883 | 0
LCP_Inputs_ON_Electric_2023_04_03 | 2041 | Hydro | Generation | Electricity | QC | Dispatch-Generation | EmissionsCost | 0 | [6 empty] | 0.43883 | 0
LCP_Inputs_ON_Electric_2023_04_03 | 2041 | Hydro | Generation | Electricity | QC | Dispatch-Generation | FuelCost | 0 | [6 empty] | 0.43883 | 0
LCP_Inputs_ON_Electric_2023_04_03 | 2041 | Hydro | Generation | Electricity | QC | Dispatch-Generation | VOM | 0 | [6 empty] | 0.43883 | 0
LCP_Inputs_ON_Electric_2023_04_03 | 2041 | Hydro | Generation | Electricity | WC | Dispatch-Generation | EmissionsCost | 0 | [6 empty] | 0.43883 | 0
LCP_Inputs_ON_Electric_2023_04_03 | 2041 | Hydro | Generation | Electricity | WC | Dispatch-Generation | FuelCost | 0 | [6 empty] | 0.43883 | 0
LCP_Inputs_ON_Electric_2023_04_03 | 2041 | Hydro | Generation | Electricity | WC | Dispatch-Generation | VOM | 0 | [6 empty] | 0.43883 | 0
LCP_Inputs_ON_Electric_2023_04_03 | 2041 | Hydro Pumped Storage | Storage | Electricity | MI | Dispatch-Storage | EmissionsCost | 0 | [6 empty] | 0.43883 | 0
LCP_Inputs_ON_Electric_2023_04_03 | 2041 | Hydro Pumped Storage | Storage | Electricity | MI | Dispatch-Storage | FuelCost | 0 | [6 empty] | 0.43883 | 0
LCP_Inputs_ON_Electric_2023_04_03 | 2041 | Hydro Pumped Storage | Storage | Electricity | MI | Dispatch-Storage | VOM | 0 | [6 empty] | 0.43883 | 0
LCP_Inputs_ON_Electric_2023_04_03 | 2041 | Hydro Pumped Storage | Storage | Electricity | NY | Dispatch-Storage | EmissionsCost | 0 | [6 empty] | 0.43883 | 0
LCP_Inputs_ON_Electric_2023_04_03 | 2041 | Hydro Pumped Storage | Storage | Electricity | NY | Dispatch-Storage | FuelCost | 0 | [6 empty] | 0.43883 | 0
LCP_Inputs_ON_Electric_2023_04_03 | 2041 | Hydro Pumped Storage | Storage | Electricity | NY | Dispatch-Storage | VOM | 0 | [6 empty] | 0.43883 | 0
LCP_Inputs_ON_Electric_2023_04_03 | 2041 | Hydro Pumped Storage | Storage | Electricity | ON | Dispatch-Storage | EmissionsCost | 0 | [6 empty] | 0.43883 | 0
LCP_Inputs_ON_Electric_2023_04_03 | 2041 | Hydro Pumped Storage | Storage | Electricity | ON | Dispatch-Storage | FuelCost | 0 | [6 empty] | 0.43883 | 0
LCP_Inputs_ON_Electric_2023_04_03 | 2041 | Hydro Pumped Storage | Storage | Electricity | ON | Dispatch-Storage | VOM | 0 | [6 empty] | 0.43883 | 0
LCP_Inputs_ON_Electric_2023_04_03 | 2041 | Hydro Pumped Storage | Storage | Electricity | PJ | Dispatch-Storage | EmissionsCost | 0 | [6 empty] | 0.43883 | 0
LCP_Inputs_ON_Electric_2023_04_03 | 2041 | Hydro Pumped Storage | Storage | Electricity | PJ | Dispatch-Storage | FuelCost | 0 | [6 empty] | 0.43883 | 0
LCP_Inputs_ON_Electric_2023_04_03 | 2041 | Hydro Pumped Storage | Storage | Electricity | PJ | Dispatch-Storage | VOM | 0 | [6 empty] | 0.43883 | 0
LCP_Inputs_ON_Electric_2023_04_03 | 2041 | Hydro Pumped Storage | Storage | Electricity | QC | Dispatch-Storage | EmissionsCost | 0 | [6 empty] | 0.43883 | 0
LCP_Inputs_ON_Electric_2023_04_03 | 2041 | Hydro Pumped Storage | Storage | Electricity | QC | Dispatch-Storage | FuelCost | 0 | [6 empty] | 0.43883 | 0
LCP_Inputs_ON_Electric_2023_04_03 | 2041 | Hydro Pumped Storage | Storage | Electricity | QC | Dispatch-Storage | VOM | 0 | [6 empty] | 0.43883 | 0
LCP_Inputs_ON_Electric_2023_04_03 | 2041 | Hydro Pumped Storage | Storage | Electricity | WC | Dispatch-Storage | EmissionsCost | 0 | [6 empty] | 0.43883 | 0
LCP_Inputs_ON_Electric_2023_04_03 | 2041 | Hydro Pumped Storage | Storage | Electricity | WC | Dispatch-Storage | FuelCost | 0 | [6 empty] | 0.43883 | 0
LCP_Inputs_ON_Electric_2023_04_03 | 2041 | Hydro Pumped Storage | Storage | Electricity | WC | Dispatch-Storage | VOM | 0 | [6 empty] | 0.43883 | 0
LCP_Inputs_ON_Electric_2023_04_03 | 2041 | Nuclear | Generation | Electricity | MI | Dispatch-Generation | EmissionsCost | 0 | [6 empty] | 0.43883 | 0
LCP_Inputs_ON_Electric_2023_04_03 | 2041 | Nuclear | Generation | Electricity | MI | Dispatch-Generation | FuelCost | 0 | [6 empty] | 0.43883 | 0
LCP_Inputs_ON_Electric_2023_04_03 | 2041 | Nuclear | Generation | Electricity | MI | Dispatch-Generation | VOM | 2762866296.96 | [6 empty] | 0.43883 | 1212438569.2616
LCP_Inputs_ON_Electric_2023_04_03 | 2041 | Nuclear | Generation | Electricity | NY | Dispatch-Generation | EmissionsCost | 0 | [6 empty] | 0.43883 | 0
LCP_Inputs_ON_Electric_2023_04_03 | 2041 | Nuclear | Generation | Electricity | NY | Dispatch-Generation | FuelCost | 0 | [6 empty] | 0.43883 | 0
LCP_Inputs_ON_Electric_2023_04_03 | 2041 | Nuclear | Generation | Electricity | NY | Dispatch-Generation | VOM | 2246155230.144 | [6 empty] | 0.43883 | 985688390.5572
LCP_Inputs_ON_Electric_2023_04_03 | 2041 | Nuclear | Generation | Electricity | ON | Dispatch-Generation | EmissionsCost | 0 | [6 empty] | 0.43883 | 0
LCP_Inputs_ON_Electric_2023_04_03 | 2041 | Nuclear | Generation | Electricity | ON | Dispatch-Generation | FuelCost | 0 | [6 empty] | 0.43883 | 0
LCP_Inputs_ON_Electric_2023_04_03 | 2041 | Nuclear | Generation | Electricity | ON | Dispatch-Generation | VOM | 7823178339.984 | [6 empty] | 0.43883 | 3433073530.9359
LCP_Inputs_ON_Electric_2023_04_03 | 2041 | Nuclear | Generation | Electricity | PJ | Dispatch-Generation | EmissionsCost | 0 | [6 empty] | 0.43883 | 0
LCP_Inputs_ON_Electric_2023_04_03 | 2041 | Nuclear | Generation | Electricity | PJ | Dispatch-Generation | FuelCost | 0 | [6 empty] | 0.43883 | 0
LCP_Inputs_ON_Electric_2023_04_03 | 2041 | Nuclear | Generation | Electricity | PJ | Dispatch-Generation | VOM | 6401347648.6848 | [6 empty] | 0.43883 | 2809126447.0732
LCP_Inputs_ON_Electric_2023_04_03 | 2041 | Nuclear | Generation | Electricity | QC | Dispatch-Generation | EmissionsCost | 0 | [6 empty] | 0.43883 | 0
LCP_Inputs_ON_Electric_2023_04_03 | 2041 | Nuclear | Generation | Electricity | QC | Dispatch-Generation | FuelCost | 0 | [6 empty] | 0.43883 | 0
LCP_Inputs_ON_Electric_2023_04_03 | 2041 | Nuclear | Generation | Electricity | QC | Dispatch-Generation | VOM | 0 | [6 empty] | 0.43883 | 0
LCP_Inputs_ON_Electric_2023_04_03 | 2041 | Nuclear | Generation | Electricity | WC | Dispatch-Generation | EmissionsCost | 0 | [6 empty] | 0.43883 | 0
LCP_Inputs_ON_Electric_2023_04_03 | 2041 | Nuclear | Generation | Electricity | WC | Dispatch-Generation | FuelCost | 0 | [6 empty] | 0.43883 | 0
LCP_Inputs_ON_Electric_2023_04_03 | 2041 | Nuclear | Generation | Electricity | WC | Dispatch-Generation | VOM | 0 | [6 empty] | 0.43883 | 0
LCP_Inputs_ON_Electric_2023_04_03 | 2041 | Nuclear SMR | Generation | Electricity | MI | Dispatch-Generation | EmissionsCost | 0 | [6 empty] | 0.43883 | 0
LCP_Inputs_ON_Electric_2023_04_03 | 2041 | Nuclear SMR | Generation | Electricity | MI | Dispatch-Generation | FuelCost | 0 | [6 empty] | 0.43883 | 0
LCP_Inputs_ON_Electric_2023_04_03 | 2041 | Nuclear SMR | Generation | Electricity | MI | Dispatch-Generation | VOM | 0 | [6 empty] | 0.43883 | 0
LCP_Inputs_ON_Electric_2023_04_03 | 2041 | Nuclear SMR | Generation | Electricity | NY | Dispatch-Generation | EmissionsCost | 0 | [6 empty] | 0.43883 | 0
LCP_Inputs_ON_Electric_2023_04_03 | 2041 | Nuclear SMR | Generation | Electricity | NY | Dispatch-Generation | FuelCost | 0 | [6 empty] | 0.43883 | 0
LCP_Inputs_ON_Electric_2023_04_03 | 2041 | Nuclear SMR | Generation | Electricity | NY | Dispatch-Generation | VOM | 0 | [6 empty] | 0.43883 | 0
LCP_Inputs_ON_Electric_2023_04_03 | 2041 | Nuclear SMR | Generation | Electricity | ON | Dispatch-Generation | EmissionsCost | 0 | [6 empty] | 0.43883 | 0
LCP_Inputs_ON_Electric_2023_04_03 | 2041 | Nuclear SMR | Generation | Electricity | ON | Dispatch-Generation | FuelCost | 0 | [6 empty] | 0.43883 | 0
LCP_Inputs_ON_Electric_2023_04_03 | 2041 | Nuclear SMR | Generation | Electricity | ON | Dispatch-Generation | VOM | 188861026.6733 | [6 empty] | 0.43883 | 82878564.6345
LCP_Inputs_ON_Electric_2023_04_03 | 2041 | Nuclear SMR | Generation | Electricity | PJ | Dispatch-Generation | EmissionsCost | 0 | [6 empty] | 0.43883 | 0
LCP_Inputs_ON_Electric_2023_04_03 | 2041 | Nuclear SMR | Generation | Electricity | PJ | Dispatch-Generation | FuelCost | 0 | [6 empty] | 0.43883 | 0
LCP_Inputs_ON_Electric_2023_04_03 | 2041 | Nuclear SMR | Generation | Electricity | PJ | Dispatch-Generation | VOM | 0 | [6 empty] | 0.43883 | 0
LCP_Inputs_ON_Electric_2023_04_03 | 2041 | Nuclear SMR | Generation | Electricity | QC | Dispatch-Generation | EmissionsCost | 0 | [6 empty] | 0.43883 | 0
LCP_Inputs_ON_Electric_2023_04_03 | 2041 | Nuclear SMR | Generation | Electricity | QC | Dispatch-Generation | FuelCost | 0 | [6 empty] | 0.43883 | 0
LCP_Inputs_ON_Electric_2023_04_03 | 2041 | Nuclear SMR | Generation | Electricity | QC | Dispatch-Generation | VOM | 0 | [6 empty] | 0.43883 | 0
LCP_Inputs_ON_Electric_2023_04_03 | 2041 | Nuclear SMR | Generation | Electricity | WC | Dispatch-Generation | EmissionsCost | 0 | [6 empty] | 0.43883 | 0
LCP_Inputs_ON_Electric_2023_04_03 | 2041 | Nuclear SMR | Generation | Electricity | WC | Dispatch-Generation | FuelCost | 0 | [6 empty] | 0.43883 | 0
LCP_Inputs_ON_Electric_2023_04_03 | 2041 | Nuclear SMR | Generation | Electricity | WC | Dispatch-Generation | VOM | 0 | [6 empty] | 0.43883 | 0
LCP_Inputs_ON_Electric_2023_04_03 | 2041 | O/CCGT - CH4 Existing | Crossload | Electricity | MI | Dispatch-Crossload | EmissionsCost | 0 | [6 empty] | 0.43883 | 0
LCP_Inputs_ON_Electric_2023_04_03 | 2041 | O/CCGT - CH4 Existing | Crossload | Electricity | MI | Dispatch-Crossload | FuelCost | 0 | [6 empty] | 0.43883 | 0
LCP_Inputs_ON_Electric_2023_04_03 | 2041 | O/CCGT - CH4 Existing | Crossload | Electricity | MI | Dispatch-Crossload | VOM | 0 | [6 empty] | 0.43883 | 0
LCP_Inputs_ON_Electric_2023_04_03 | 2041 | O/CCGT - CH4 Existing | Crossload | Electricity | NY | Dispatch-Crossload | EmissionsCost | 0 | [6 empty] | 0.43883 | 0
LCP_Inputs_ON_Electric_2023_04_03 | 2041 | O/CCGT - CH4 Existing | Crossload | Electricity | NY | Dispatch-Crossload | FuelCost | 0 | [6 empty] | 0.43883 | 0
LCP_Inputs_ON_Electric_2023_04_03 | 2041 | O/CCGT - CH4 Existing | Crossload | Electricity | NY | Dispatch-Crossload | VOM | 0 | [6 empty] | 0.43883 | 0
LCP_Inputs_ON_Electric_2023_04_03 | 2041 | O/CCGT - CH4 Existing | Crossload | Electricity | ON | Dispatch-Crossload | EmissionsCost | 4366216.5558 | [6 empty] | 0.43883 | 1916042.5388
LCP_Inputs_ON_Electric_2023_04_03 | 2041 | O/CCGT - CH4 Existing | Crossload | Electricity | ON | Dispatch-Crossload | FuelCost | 0 | [6 empty] | 0.43883 | 0
LCP_Inputs_ON_Electric_2023_04_03 | 2041 | O/CCGT - CH4 Existing | Crossload | Electricity | ON | Dispatch-Crossload | VOM | 155334.2065 | [6 empty] | 0.43883 | 68165.8694
LCP_Inputs_ON_Electric_2023_04_03 | 2041 | O/CCGT - CH4 Existing | Crossload | Electricity | PJ | Dispatch-Crossload | EmissionsCost | 0 | [6 empty] | 0.43883 | 0
LCP_Inputs_ON_Electric_2023_04_03 | 2041 | O/CCGT - CH4 Existing | Crossload | Electricity | PJ | Dispatch-Crossload | FuelCost | 0 | [6 empty] | 0.43883 | 0
LCP_Inputs_ON_Electric_2023_04_03 | 2041 | O/CCGT - CH4 Existing | Crossload | Electricity | PJ | Dispatch-Crossload | VOM | 0 | [6 empty] | 0.43883 | 0
LCP_Inputs_ON_Electric_2023_04_03 | 2041 | O/CCGT - CH4 Existing | Crossload | Electricity | QC | Dispatch-Crossload | EmissionsCost | 0 | [6 empty] | 0.43883 | 0
LCP_Inputs_ON_Electric_2023_04_03 | 2041 | O/CCGT - CH4 Existing | Crossload | Electricity | QC | Dispatch-Crossload | FuelCost | 0 | [6 empty] | 0.43883 | 0
LCP_Inputs_ON_Electric_2023_04_03 | 2041 | O/CCGT - CH4 Existing | Crossload | Electricity | QC | Dispatch-Crossload | VOM | 0 | [6 empty] | 0.43883 | 0
LCP_Inputs_ON_Electric_2023_04_03 | 2041 | O/CCGT - CH4 Existing | Crossload | Electricity | WC | Dispatch-Crossload | EmissionsCost | 0 | [6 empty] | 0.43883 | 0
LCP_Inputs_ON_Electric_2023_04_03 | 2041 | O/CCGT - CH4 Existing | Crossload | Electricity | WC | Dispatch-Crossload | FuelCost | 0 | [6 empty] | 0.43883 | 0
LCP_Inputs_ON_Electric_2023_04_03 | 2041 | O/CCGT - CH4 Existing | Crossload | Electricity | WC | Dispatch-Crossload | VOM | 0 | [6 empty] | 0.43883 | 0
LCP_Inputs_ON_Electric_2023_04_03 | 2041 | O/CCGT - CH4 New | Crossload | Electricity | MI | Dispatch-Crossload | EmissionsCost | 0 | [6 empty] | 0.43883 | 0
LCP_Inputs_ON_Electric_2023_04_03 | 2041 | O/CCGT - CH4 New | Crossload | Electricity | MI | Dispatch-Crossload | FuelCost | 0 | [6 empty] | 0.43883 | 0
LCP_Inputs_ON_Electric_2023_04_03 | 2041 | O/CCGT - CH4 New | Crossload | Electricity | MI | Dispatch-Crossload | VOM | 0 | [6 empty] | 0.43883 | 0
LCP_Inputs_ON_Electric_2023_04_03 | 2041 | O/CCGT - CH4 New | Crossload | Electricity | NY | Dispatch-Crossload | EmissionsCost | 0 | [6 empty] | 0.43883 | 0
LCP_Inputs_ON_Electric_2023_04_03 | 2041 | O/CCGT - CH4 New | Crossload | Electricity | NY | Dispatch-Crossload | FuelCost | 0 | [6 empty] | 0.43883 | 0
LCP_Inputs_ON_Electric_2023_04_03 | 2041 | O/CCGT - CH4 New | Crossload | Electricity | NY | Dispatch-Crossload | VOM | 0 | [6 empty] | 0.43883 | 0
LCP_Inputs_ON_Electric_2023_04_03 | 2041 | O/CCGT - CH4 New | Crossload | Electricity | ON | Dispatch-Crossload | EmissionsCost | 1534085.0461 | [6 empty] | 0.43883 | 673208.0667
LCP_Inputs_ON_Electric_2023_04_03 | 2041 | O/CCGT - CH4 New | Crossload | Electricity | ON | Dispatch-Crossload | FuelCost | 0 | [6 empty] | 0.43883 | 0
LCP_Inputs_ON_Electric_2023_04_03 | 2041 | O/CCGT - CH4 New | Crossload | Electricity | ON | Dispatch-Crossload | VOM | 54577.2021 | [6 empty] | 0.43883 | 23950.3102
LCP_Inputs_ON_Electric_2023_04_03 | 2041 | O/CCGT - CH4 New | Crossload | Electricity | PJ | Dispatch-Crossload | EmissionsCost | 0 | [6 empty] | 0.43883 | 0
LCP_Inputs_ON_Electric_2023_04_03 | 2041 | O/CCGT - CH4 New | Crossload | Electricity | PJ | Dispatch-Crossload | FuelCost | 0 | [6 empty] | 0.43883 | 0
LCP_Inputs_ON_Electric_2023_04_03 | 2041 | O/CCGT - CH4 New | Crossload | Electricity | PJ | Dispatch-Crossload | VOM | 0 | [6 empty] | 0.43883 | 0
LCP_Inputs_ON_Electric_2023_04_03 | 2041 | O/CCGT - CH4 New | Crossload | Electricity | QC | Dispatch-Crossload | EmissionsCost | 0 | [6 empty] | 0.43883 | 0
LCP_Inputs_ON_Electric_2023_04_03 | 2041 | O/CCGT - CH4 New | Crossload | Electricity | QC | Dispatch-Crossload | FuelCost | 0 | [6 empty] | 0.43883 | 0
LCP_Inputs_ON_Electric_2023_04_03 | 2041 | O/CCGT - CH4 New | Crossload | Electricity | QC | Dispatch-Crossload | VOM | 0 | [6 empty] | 0.43883 | 0
LCP_Inputs_ON_Electric_2023_04_03 | 2041 | O/CCGT - CH4 New | Crossload | Electricity | WC | Dispatch-Crossload | EmissionsCost | 0 | [6 empty] | 0.43883 | 0
LCP_Inputs_ON_Electric_2023_04_03 | 2041 | O/CCGT - CH4 New | Crossload | Electricity | WC | Dispatch-Crossload | FuelCost | 0 | [6 empty] | 0.43883 | 0
LCP_Inputs_ON_Electric_2023_04_03 | 2041 | O/CCGT - CH4 New | Crossload | Electricity | WC | Dispatch-Crossload | VOM | 0 | [6 empty] | 0.43883 | 0
LCP_Inputs_ON_Electric_2023_04_03 | 2041 | O/CCGT - H2 New | Crossload | Electricity | MI | Dispatch-Crossload | EmissionsCost | 0 | [6 empty] | 0.43883 | 0
LCP_Inputs_ON_Electric_2023_04_03 | 2041 | O/CCGT - H2 New | Crossload | Electricity | MI | Dispatch-Crossload | FuelCost | 0 | [6 empty] | 0.43883 | 0
LCP_Inputs_ON_Electric_2023_04_03 | 2041 | O/CCGT - H2 New | Crossload | Electricity | MI | Dispatch-Crossload | VOM | 0 | [6 empty] | 0.43883 | 0
LCP_Inputs_ON_Electric_2023_04_03 | 2041 | O/CCGT - H2 New | Crossload | Electricity | NY | Dispatch-Crossload | EmissionsCost | 0 | [6 empty] | 0.43883 | 0
LCP_Inputs_ON_Electric_2023_04_03 | 2041 | O/CCGT - H2 New | Crossload | Electricity | NY | Dispatch-Crossload | FuelCost | 0 | [6 empty] | 0.43883 | 0
LCP_Inputs_ON_Electric_2023_04_03 | 2041 | O/CCGT - H2 New | Crossload | Electricity | NY | Dispatch-Crossload | VOM | 0 | [6 empty] | 0.43883 | 0
LCP_Inputs_ON_Electric_2023_04_03 | 2041 | O/CCGT - H2 New | Crossload | Electricity | ON | Dispatch-Crossload | EmissionsCost | 0 | [6 empty] | 0.43883 | 0
LCP_Inputs_ON_Electric_2023_04_03 | 2041 | O/CCGT - H2 New | Crossload | Electricity | ON | Dispatch-Crossload | FuelCost | 0 | [6 empty] | 0.43883 | 0
LCP_Inputs_ON_Electric_2023_04_03 | 2041 | O/CCGT - H2 New | Crossload | Electricity | ON | Dispatch-Crossload | VOM | 1434951.3085 | [6 empty] | 0.43883 | 629704.8516
LCP_Inputs_ON_Electric_2023_04_03 | 2041 | O/CCGT - H2 New | Crossload | Electricity | PJ | Dispatch-Crossload | EmissionsCost | 0 | [6 empty] | 0.43883 | 0
LCP_Inputs_ON_Electric_2023_04_03 | 2041 | O/CCGT - H2 New | Crossload | Electricity | PJ | Dispatch-Crossload | FuelCost | 0 | [6 empty] | 0.43883 | 0
LCP_Inputs_ON_Electric_2023_04_03 | 2041 | O/CCGT - H2 New | Crossload | Electricity | PJ | Dispatch-Crossload | VOM | 0 | [6 empty] | 0.43883 | 0
LCP_Inputs_ON_Electric_2023_04_03 | 2041 | O/CCGT - H2 New | Crossload | Electricity | QC | Dispatch-Crossload | EmissionsCost | 0 | [6 empty] | 0.43883 | 0
LCP_Inputs_ON_Electric_2023_04_03 | 2041 | O/CCGT - H2 New | Crossload | Electricity | QC | Dispatch-Crossload | FuelCost | 0 | [6 empty] | 0.43883 | 0
LCP_Inputs_ON_Electric_2023_04_03 | 2041 | O/CCGT - H2 New | Crossload | Electricity | QC | Dispatch-Crossload | VOM | 0 | [6 empty] | 0.43883 | 0
LCP_Inputs_ON_Electric_2023_04_03 | 2041 | O/CCGT - H2 New | Crossload | Electricity | WC | Dispatch-Crossload | EmissionsCost | 0 | [6 empty] | 0.43883 | 0
LCP_Inputs_ON_Electric_2023_04_03 | 2041 | O/CCGT - H2 New | Crossload | Electricity | WC | Dispatch-Crossload | FuelCost | 0 | [6 empty] | 0.43883 | 0
LCP_Inputs_ON_Electric_2023_04_03 | 2041 | O/CCGT - H2 New | Crossload | Electricity | WC | Dispatch-Crossload | VOM | 0 | [6 empty] | 0.43883 | 0
LCP_Inputs_ON_Electric_2023_04_03 | 2041 | SMR CCS | Crossload | Hydrogen | MI | Dispatch-Crossload | EmissionsCost | 0 | [6 empty] | 0.43883 | 0
LCP_Inputs_ON_Electric_2023_04_03 | 2041 | SMR CCS | Crossload | Hydrogen | MI | Dispatch-Crossload | FuelCost | 0 | [6 empty] | 0.43883 | 0
LCP_Inputs_ON_Electric_2023_04_03 | 2041 | SMR CCS | Crossload | Hydrogen | MI | Dispatch-Crossload | VOM | 0 | [6 empty] | 0.43883 | 0
LCP_Inputs_ON_Electric_2023_04_03 | 2041 | SMR CCS | Crossload | Hydrogen | NY | Dispatch-Crossload | EmissionsCost | 0 | [6 empty] | 0.43883 | 0
LCP_Inputs_ON_Electric_2023_04_03 | 2041 | SMR CCS | Crossload | Hydrogen | NY | Dispatch-Crossload | FuelCost | 0 | [6 empty] | 0.43883 | 0
LCP_Inputs_ON_Electric_2023_04_03 | 2041 | SMR CCS | Crossload | Hydrogen | NY | Dispatch-Crossload | VOM | 0 | [6 empty] | 0.43883 | 0
LCP_Inputs_ON_Electric_2023_04_03 | 2041 | SMR CCS | Crossload | Hydrogen | ON | Dispatch-Crossload | EmissionsCost | 201797912.0831 | [6 empty] | 0.43883 | 88555704.659
LCP_Inputs_ON_Electric_2023_04_03 | 2041 | SMR CCS | Crossload | Hydrogen | ON | Dispatch-Crossload | FuelCost | 0 | [6 empty] | 0.43883 | 0
LCP_Inputs_ON_Electric_2023_04_03 | 2041 | SMR CCS | Crossload | Hydrogen | ON | Dispatch-Crossload | VOM | 235403659.388 | [6 empty] | 0.43883 | 103303035.8007
LCP_Inputs_ON_Electric_2023_04_03 | 2041 | SMR CCS | Crossload | Hydrogen | PJ | Dispatch-Crossload | EmissionsCost | 0 | [6 empty] | 0.43883 | 0
LCP_Inputs_ON_Electric_2023_04_03 | 2041 | SMR CCS | Crossload | Hydrogen | PJ | Dispatch-Crossload | FuelCost | 0 | [6 empty] | 0.43883 | 0
LCP_Inputs_ON_Electric_2023_04_03 | 2041 | SMR CCS | Crossload | Hydrogen | PJ | Dispatch-Crossload | VOM | 0 | [6 empty] | 0.43883 | 0
LCP_Inputs_ON_Electric_2023_04_03 | 2041 | SMR CCS | Crossload | Hydrogen | QC | Dispatch-Crossload | EmissionsCost | 0 | [6 empty] | 0.43883 | 0
LCP_Inputs_ON_Electric_2023_04_03 | 2041 | SMR CCS | Crossload | Hydrogen | QC | Dispatch-Crossload | FuelCost | 0 | [6 empty] | 0.43883 | 0
LCP_Inputs_ON_Electric_2023_04_03 | 2041 | SMR CCS | Crossload | Hydrogen | QC | Dispatch-Crossload | VOM | 0 | [6 empty] | 0.43883 | 0
LCP_Inputs_ON_Electric_2023_04_03 | 2041 | SMR CCS | Crossload | Hydrogen | WC | Dispatch-Crossload | EmissionsCost | 0 | [6 empty] | 0.43883 | 0
LCP_Inputs_ON_Electric_2023_04_03 | 2041 | SMR CCS | Crossload | Hydrogen | WC | Dispatch-Crossload | FuelCost | 0 | [6 empty] | 0.43883 | 0
LCP_Inputs_ON_Electric_2023_04_03 | 2041 | SMR CCS | Crossload | Hydrogen | WC | Dispatch-Crossload | VOM | 0 | [6 empty] | 0.43883 | 0
LCP_Inputs_ON_Electric_2023_04_03 | 2041 | Solar PV | Generation | Electricity | MI | Dispatch-Generation | EmissionsCost | 0 | [6 empty] | 0.43883 | 0
LCP_Inputs_ON_Electric_2023_04_03 | 2041 | Solar PV | Generation | Electricity | MI | Dispatch-Generation | FuelCost | 0 | [6 empty] | 0.43883 | 0
LCP_Inputs_ON_Electric_2023_04_03 | 2041 | Solar PV | Generation | Electricity | MI | Dispatch-Generation | VOM | 0 | [6 empty] | 0.43883 | 0
LCP_Inputs_ON_Electric_2023_04_03 | 2041 | Solar PV | Generation | Electricity | NY | Dispatch-Generation | EmissionsCost | 0 | [6 empty] | 0.43883 | 0
LCP_Inputs_ON_Electric_2023_04_03 | 2041 | Solar PV | Generation | Electricity | NY | Dispatch-Generation | FuelCost | 0 | [6 empty] | 0.43883 | 0
LCP_Inputs_ON_Electric_2023_04_03 | 2041 | Solar PV | Generation | Electricity | NY | Dispatch-Generation | VOM | 0 | [6 empty] | 0.43883 | 0
LCP_Inputs_ON_Electric_2023_04_03 | 2041 | Solar PV | Generation | Electricity | ON | Dispatch-Generation | EmissionsCost | 0 | [6 empty] | 0.43883 | 0
LCP_Inputs_ON_Electric_2023_04_03 | 2041 | Solar PV | Generation | Electricity | ON | Dispatch-Generation | FuelCost | 0 | [6 empty] | 0.43883 | 0
LCP_Inputs_ON_Electric_2023_04_03 | 2041 | Solar PV | Generation | Electricity | ON | Dispatch-Generation | VOM | 0 | [6 empty] | 0.43883 | 0
LCP_Inputs_ON_Electric_2023_04_03 | 2041 | Solar PV | Generation | Electricity | PJ | Dispatch-Generation | EmissionsCost | 0 | [6 empty] | 0.43883 | 0
LCP_Inputs_ON_Electric_2023_04_03 | 2041 | Solar PV | Generation | Electricity | PJ | Dispatch-Generation | FuelCost | 0 | [6 empty] | 0.43883 | 0
LCP_Inputs_ON_Electric_2023_04_03 | 2041 | Solar PV | Generation | Electricity | PJ | Dispatch-Generation | VOM | 0 | [6 empty] | 0.43883 | 0
LCP_Inputs_ON_Electric_2023_04_03 | 2041 | Solar PV | Generation | Electricity | QC | Dispatch-Generation | EmissionsCost | 0 | [6 empty] | 0.43883 | 0
LCP_Inputs_ON_Electric_2023_04_03 | 2041 | Solar PV | Generation | Electricity | QC | Dispatch-Generation | FuelCost | 0 | [6 empty] | 0.43883 | 0
LCP_Inputs_ON_Electric_2023_04_03 | 2041 | Solar PV | Generation | Electricity | QC | Dispatch-Generation | VOM | 0 | [6 empty] | 0.43883 | 0
LCP_Inputs_ON_Electric_2023_04_03 | 2041 | Solar PV | Generation | Electricity | WC | Dispatch-Generation | EmissionsCost | 0 | [6 empty] | 0.43883 | 0
LCP_Inputs_ON_Electric_2023_04_03 | 2041 | Solar PV | Generation | Electricity | WC | Dispatch-Generation | FuelCost | 0 | [6 empty] | 0.43883 | 0
LCP_Inputs_ON_Electric_2023_04_03 | 2041 | Solar PV | Generation | Electricity | WC | Dispatch-Generation | VOM | 0 | [6 empty] | 0.43883 | 0
LCP_Inputs_ON_Electric_2023_04_03 | 2041 | Wind Offshore | Generation | Electricity | MI | Dispatch-Generation | EmissionsCost | 0 | [6 empty] | 0.43883 | 0
LCP_Inputs_ON_Electric_2023_04_03 | 2041 | Wind Offshore | Generation | Electricity | MI | Dispatch-Generation | FuelCost | 0 | [6 empty] | 0.43883 | 0
LCP_Inputs_ON_Electric_2023_04_03 | 2041 | Wind Offshore | Generation | Electricity | MI | Dispatch-Generation | VOM | 0 | [6 empty] | 0.43883 | 0
LCP_Inputs_ON_Electric_2023_04_03 | 2041 | Wind Offshore | Generation | Electricity | NY | Dispatch-Generation | EmissionsCost | 0 | [6 empty] | 0.43883 | 0
LCP_Inputs_ON_Electric_2023_04_03 | 2041 | Wind Offshore | Generation | Electricity | NY | Dispatch-Generation | FuelCost | 0 | [6 empty] | 0.43883 | 0
LCP_Inputs_ON_Electric_2023_04_03 | 2041 | Wind Offshore | Generation | Electricity | NY | Dispatch-Generation | VOM | 0 | [6 empty] | 0.43883 | 0
LCP_Inputs_ON_Electric_2023_04_03 | 2041 | Wind Offshore | Generation | Electricity | ON | Dispatch-Generation | EmissionsCost | 0 | [6 empty] | 0.43883 | 0
LCP_Inputs_ON_Electric_2023_04_03 | 2041 | Wind Offshore | Generation | Electricity | ON | Dispatch-Generation | FuelCost | 0 | [6 empty] | 0.43883 | 0
LCP_Inputs_ON_Electric_2023_04_03 | 2041 | Wind Offshore | Generation | Electricity | ON | Dispatch-Generation | VOM | 0 | [6 empty] | 0.43883 | 0
LCP_Inputs_ON_Electric_2023_04_03 | 2041 | Wind Offshore | Generation | Electricity | PJ | Dispatch-Generation | EmissionsCost | 0 | [6 empty] | 0.43883 | 0
LCP_Inputs_ON_Electric_2023_04_03 | 2041 | Wind Offshore | Generation | Electricity | PJ | Dispatch-Generation | FuelCost | 0 | [6 empty] | 0.43883 | 0
LCP_Inputs_ON_Electric_2023_04_03 | 2041 | Wind Offshore | Generation | Electricity | PJ | Dispatch-Generation | VOM | 0 | [6 empty] | 0.43883 | 0
LCP_Inputs_ON_Electric_2023_04_03 | 2041 | Wind Offshore | Generation | Electricity | QC | Dispatch-Generation | EmissionsCost | 0 | [6 empty] | 0.43883 | 0
LCP_Inputs_ON_Electric_2023_04_03 | 2041 | Wind Offshore | Generation | Electricity | QC | Dispatch-Generation | FuelCost | 0 | [6 empty] | 0.43883 | 0
LCP_Inputs_ON_Electric_2023_04_03 | 2041 | Wind Offshore | Generation | Electricity | QC | Dispatch-Generation | VOM | 0 | [6 empty] | 0.43883 | 0
LCP_Inputs_ON_Electric_2023_04_03 | 2041 | Wind Offshore | Generation | Electricity | WC | Dispatch-Generation | EmissionsCost | 0 | [6 empty] | 0.43883 | 0
LCP_Inputs_ON_Electric_2023_04_03 | 2041 | Wind Offshore | Generation | Electricity | WC | Dispatch-Generation | FuelCost | 0 | [6 empty] | 0.43883 | 0
LCP_Inputs_ON_Electric_2023_04_03 | 2041 | Wind Offshore | Generation | Electricity | WC | Dispatch-Generation | VOM | 0 | [6 empty] | 0.43883 | 0
LCP_Inputs_ON_Electric_2023_04_03 | 2041 | Wind Onshore | Generation | Electricity | MI | Dispatch-Generation | EmissionsCost | 0 | [6 empty] | 0.43883 | 0
LCP_Inputs_ON_Electric_2023_04_03 | 2041 | Wind Onshore | Generation | Electricity | MI | Dispatch-Generation | FuelCost | 0 | [6 empty] | 0.43883 | 0
LCP_Inputs_ON_Electric_2023_04_03 | 2041 | Wind Onshore | Generation | Electricity | MI | Dispatch-Generation | VOM | 0 | [6 empty] | 0.43883 | 0
LCP_Inputs_ON_Electric_2023_04_03 | 2041 | Wind Onshore | Generation | Electricity | NY | Dispatch-Generation | EmissionsCost | 0 | [6 empty] | 0.43883 | 0
LCP_Inputs_ON_Electric_2023_04_03 | 2041 | Wind Onshore | Generation | Electricity | NY | Dispatch-Generation | FuelCost | 0 | [6 empty] | 0.43883 | 0
LCP_Inputs_ON_Electric_2023_04_03 | 2041 | Wind Onshore | Generation | Electricity | NY | Dispatch-Generation | VOM | 0 | [6 empty] | 0.43883 | 0
LCP_Inputs_ON_Electric_2023_04_03 | 2041 | Wind Onshore | Generation | Electricity | ON | Dispatch-Generation | EmissionsCost | 0 | [6 empty] | 0.43883 | 0
LCP_Inputs_ON_Electric_2023_04_03 | 2041 | Wind Onshore | Generation | Electricity | ON | Dispatch-Generation | FuelCost | 0 | [6 empty] | 0.43883 | 0
LCP_Inputs_ON_Electric_2023_04_03 | 2041 | Wind Onshore | Generation | Electricity | ON | Dispatch-Generation | VOM | 0 | [6 empty] | 0.43883 | 0
LCP_Inputs_ON_Electric_2023_04_03 | 2041 | Wind Onshore | Generation | Electricity | PJ | Dispatch-Generation | EmissionsCost | 0 | [6 empty] | 0.43883 | 0
LCP_Inputs_ON_Electric_2023_04_03 | 2041 | Wind Onshore | Generation | Electricity | PJ | Dispatch-Generation | FuelCost | 0 | [6 empty] | 0.43883 | 0
LCP_Inputs_ON_Electric_2023_04_03 | 2041 | Wind Onshore | Generation | Electricity | PJ | Dispatch-Generation | VOM | 0 | [6 empty] | 0.43883 | 0
LCP_Inputs_ON_Electric_2023_04_03 | 2041 | Wind Onshore | Generation | Electricity | QC | Dispatch-Generation | EmissionsCost | 0 | [6 empty] | 0.43883 | 0
LCP_Inputs_ON_Electric_2023_04_03 | 2041 | Wind Onshore | Generation | Electricity | QC | Dispatch-Generation | FuelCost | 0 | [6 empty] | 0.43883 | 0
LCP_Inputs_ON_Electric_2023_04_03 | 2041 | Wind Onshore | Generation | Electricity | QC | Dispatch-Generation | VOM | 0 | [6 empty] | 0.43883 | 0
LCP_Inputs_ON_Electric_2023_04_03 | 2041 | Wind Onshore | Generation | Electricity | WC | Dispatch-Generation | EmissionsCost | 0 | [6 empty] | 0.43883 | 0
LCP_Inputs_ON_Electric_2023_04_03 | 2041 | Wind Onshore | Generation | Electricity | WC | Dispatch-Generation | FuelCost | 0 | [6 empty] | 0.43883 | 0
LCP_Inputs_ON_Electric_2023_04_03 | 2041 | Wind Onshore | Generation | Electricity | WC | Dispatch-Generation | VOM | 0 | [6 empty] | 0.43883 | 0
LCP_Inputs_ON_Electric_2023_04_03 | 2042 | Anaerobic Digestion | Generation | Methane | MI | Dispatch-Generation | EmissionsCost | 0 | [6 empty] | 0.42196 | 0
LCP_Inputs_ON_Electric_2023_04_03 | 2042 | Anaerobic Digestion | Generation | Methane | MI | Dispatch-Generation | FuelCost | 0 | [6 empty] | 0.42196 | 0
LCP_Inputs_ON_Electric_2023_04_03 | 2042 | Anaerobic Digestion | Generation | Methane | MI | Dispatch-Generation | VOM | 0 | [6 empty] | 0.42196 | 0
LCP_Inputs_ON_Electric_2023_04_03 | 2042 | Anaerobic Digestion | Generation | Methane | NY | Dispatch-Generation | EmissionsCost | 0 | [6 empty] | 0.42196 | 0
LCP_Inputs_ON_Electric_2023_04_03 | 2042 | Anaerobic Digestion | Generation | Methane | NY | Dispatch-Generation | FuelCost | 0 | [6 empty] | 0.42196 | 0
LCP_Inputs_ON_Electric_2023_04_03 | 2042 | Anaerobic Digestion | Generation | Methane | NY | Dispatch-Generation | VOM | 0 | [6 empty] | 0.42196 | 0
LCP_Inputs_ON_Electric_2023_04_03 | 2042 | Anaerobic Digestion | Generation | Methane | ON | Dispatch-Generation | EmissionsCost | 4244873.9669 | [6 empty] | 0.42196 | 1791147.436
LCP_Inputs_ON_Electric_2023_04_03 | 2042 | Anaerobic Digestion | Generation | Methane | ON | Dispatch-Generation | FuelCost | 0 | [6 empty] | 0.42196 | 0
LCP_Inputs_ON_Electric_2023_04_03 | 2042 | Anaerobic Digestion | Generation | Methane | ON | Dispatch-Generation | VOM | 1125040000 | [6 empty] | 0.42196 | 474716688.1974
LCP_Inputs_ON_Electric_2023_04_03 | 2042 | Anaerobic Digestion | Generation | Methane | PJ | Dispatch-Generation | EmissionsCost | 0 | [6 empty] | 0.42196 | 0
LCP_Inputs_ON_Electric_2023_04_03 | 2042 | Anaerobic Digestion | Generation | Methane | PJ | Dispatch-Generation | FuelCost | 0 | [6 empty] | 0.42196 | 0
LCP_Inputs_ON_Electric_2023_04_03 | 2042 | Anaerobic Digestion | Generation | Methane | PJ | Dispatch-Generation | VOM | 0 | [6 empty] | 0.42196 | 0
LCP_Inputs_ON_Electric_2023_04_03 | 2042 | Anaerobic Digestion | Generation | Methane | QC | Dispatch-Generation | EmissionsCost | 0 | [6 empty] | 0.42196 | 0
LCP_Inputs_ON_Electric_2023_04_03 | 2042 | Anaerobic Digestion | Generation | Methane | QC | Dispatch-Generation | FuelCost | 0 | [6 empty] | 0.42196 | 0
LCP_Inputs_ON_Electric_2023_04_03 | 2042 | Anaerobic Digestion | Generation | Methane | QC | Dispatch-Generation | VOM | 0 | [6 empty] | 0.42196 | 0
LCP_Inputs_ON_Electric_2023_04_03 | 2042 | Anaerobic Digestion | Generation | Methane | WC | Dispatch-Generation | EmissionsCost | 0 | [6 empty] | 0.42196 | 0
LCP_Inputs_ON_Electric_2023_04_03 | 2042 | Anaerobic Digestion | Generation | Methane | WC | Dispatch-Generation | FuelCost | 0 | [6 empty] | 0.42196 | 0
LCP_Inputs_ON_Electric_2023_04_03 | 2042 | Anaerobic Digestion | Generation | Methane | WC | Dispatch-Generation | VOM | 0 | [6 empty] | 0.42196 | 0
LCP_Inputs_ON_Electric_2023_04_03 | 2042 | Battery Storage | Storage | Electricity | MI | Dispatch-Storage | EmissionsCost | 0 | [6 empty] | 0.42196 | 0
LCP_Inputs_ON_Electric_2023_04_03 | 2042 | Battery Storage | Storage | Electricity | MI | Dispatch-Storage | FuelCost | 0 | [6 empty] | 0.42196 | 0
LCP_Inputs_ON_Electric_2023_04_03 | 2042 | Battery Storage | Storage | Electricity | MI | Dispatch-Storage | VOM | 0 | [6 empty] | 0.42196 | 0
LCP_Inputs_ON_Electric_2023_04_03 | 2042 | Battery Storage | Storage | Electricity | NY | Dispatch-Storage | EmissionsCost | 0 | [6 empty] | 0.42196 | 0
LCP_Inputs_ON_Electric_2023_04_03 | 2042 | Battery Storage | Storage | Electricity | NY | Dispatch-Storage | FuelCost | 0 | [6 empty] | 0.42196 | 0
LCP_Inputs_ON_Electric_2023_04_03 | 2042 | Battery Storage | Storage | Electricity | NY | Dispatch-Storage | VOM | 0 | [6 empty] | 0.42196 | 0
LCP_Inputs_ON_Electric_2023_04_03 | 2042 | Battery Storage | Storage | Electricity | ON | Dispatch-Storage | EmissionsCost | 0 | [6 empty] | 0.42196 | 0
LCP_Inputs_ON_Electric_2023_04_03 | 2042 | Battery Storage | Storage | Electricity | ON | Dispatch-Storage | FuelCost | 0 | [6 empty] | 0.42196 | 0
LCP_Inputs_ON_Electric_2023_04_03 | 2042 | Battery Storage | Storage | Electricity | ON | Dispatch-Storage | VOM | 0 | [6 empty] | 0.42196 | 0
LCP_Inputs_ON_Electric_2023_04_03 | 2042 | Battery Storage | Storage | Electricity | PJ | Dispatch-Storage | EmissionsCost | 0 | [6 empty] | 0.42196 | 0
LCP_Inputs_ON_Electric_2023_04_03 | 2042 | Battery Storage | Storage | Electricity | PJ | Dispatch-Storage | FuelCost | 0 | [6 empty] | 0.42196 | 0
LCP_Inputs_ON_Electric_2023_04_03 | 2042 | Battery Storage | Storage | Electricity | PJ | Dispatch-Storage | VOM | 0 | [6 empty] | 0.42196 | 0
LCP_Inputs_ON_Electric_2023_04_03 | 2042 | Battery Storage | Storage | Electricity | QC | Dispatch-Storage | EmissionsCost | 0 | [6 empty] | 0.42196 | 0
LCP_Inputs_ON_Electric_2023_04_03 | 2042 | Battery Storage | Storage | Electricity | QC | Dispatch-Storage | FuelCost | 0 | [6 empty] | 0.42196 | 0
LCP_Inputs_ON_Electric_2023_04_03 | 2042 | Battery Storage | Storage | Electricity | QC | Dispatch-Storage | VOM | 0 | [6 empty] | 0.42196 | 0
LCP_Inputs_ON_Electric_2023_04_03 | 2042 | Battery Storage | Storage | Electricity | WC | Dispatch-Storage | EmissionsCost | 0 | [6 empty] | 0.42196 | 0
LCP_Inputs_ON_Electric_2023_04_03 | 2042 | Battery Storage | Storage | Electricity | WC | Dispatch-Storage | FuelCost | 0 | [6 empty] | 0.42196 | 0
LCP_Inputs_ON_Electric_2023_04_03 | 2042 | Battery Storage | Storage | Electricity | WC | Dispatch-Storage | VOM | 0 | [6 empty] | 0.42196 | 0
LCP_Inputs_ON_Electric_2023_04_03 | 2042 | Biomass | Generation | Electricity | MI | Dispatch-Generation | EmissionsCost | 0 | [6 empty] | 0.42196 | 0
LCP_Inputs_ON_Electric_2023_04_03 | 2042 | Biomass | Generation | Electricity | MI | Dispatch-Generation | FuelCost | 0 | [6 empty] | 0.42196 | 0
LCP_Inputs_ON_Electric_2023_04_03 | 2042 | Biomass | Generation | Electricity | MI | Dispatch-Generation | VOM | 0 | [6 empty] | 0.42196 | 0
LCP_Inputs_ON_Electric_2023_04_03 | 2042 | Biomass | Generation | Electricity | NY | Dispatch-Generation | EmissionsCost | 0 | [6 empty] | 0.42196 | 0
LCP_Inputs_ON_Electric_2023_04_03 | 2042 | Biomass | Generation | Electricity | NY | Dispatch-Generation | FuelCost | 0 | [6 empty] | 0.42196 | 0
LCP_Inputs_ON_Electric_2023_04_03 | 2042 | Biomass | Generation | Electricity | NY | Dispatch-Generation | VOM | 0 | [6 empty] | 0.42196 | 0
LCP_Inputs_ON_Electric_2023_04_03 | 2042 | Biomass | Generation | Electricity | ON | Dispatch-Generation | EmissionsCost | 0 | [6 empty] | 0.42196 | 0
LCP_Inputs_ON_Electric_2023_04_03 | 2042 | Biomass | Generation | Electricity | ON | Dispatch-Generation | FuelCost | 2449112.7273 | [6 empty] | 0.42196 | 1033416.3078
LCP_Inputs_ON_Electric_2023_04_03 | 2042 | Biomass | Generation | Electricity | ON | Dispatch-Generation | VOM | 31430.28 | [6 empty] | 0.42196 | 13262.1759
LCP_Inputs_ON_Electric_2023_04_03 | 2042 | Biomass | Generation | Electricity | PJ | Dispatch-Generation | EmissionsCost | 0 | [6 empty] | 0.42196 | 0
LCP_Inputs_ON_Electric_2023_04_03 | 2042 | Biomass | Generation | Electricity | PJ | Dispatch-Generation | FuelCost | 0 | [6 empty] | 0.42196 | 0
LCP_Inputs_ON_Electric_2023_04_03 | 2042 | Biomass | Generation | Electricity | PJ | Dispatch-Generation | VOM | 0 | [6 empty] | 0.42196 | 0
LCP_Inputs_ON_Electric_2023_04_03 | 2042 | Biomass | Generation | Electricity | QC | Dispatch-Generation | EmissionsCost | 0 | [6 empty] | 0.42196 | 0
LCP_Inputs_ON_Electric_2023_04_03 | 2042 | Biomass | Generation | Electricity | QC | Dispatch-Generation | FuelCost | 122553.4753 | [6 empty] | 0.42196 | 51712.099
LCP_Inputs_ON_Electric_2023_04_03 | 2042 | Biomass | Generation | Electricity | QC | Dispatch-Generation | VOM | 1572.7696 | [6 empty] | 0.42196 | 663.6386
LCP_Inputs_ON_Electric_2023_04_03 | 2042 | Biomass | Generation | Electricity | WC | Dispatch-Generation | EmissionsCost | 0 | [6 empty] | 0.42196 | 0
LCP_Inputs_ON_Electric_2023_04_03 | 2042 | Biomass | Generation | Electricity | WC | Dispatch-Generation | FuelCost | 0 | [6 empty] | 0.42196 | 0
LCP_Inputs_ON_Electric_2023_04_03 | 2042 | Biomass | Generation | Electricity | WC | Dispatch-Generation | VOM | 0 | [6 empty] | 0.42196 | 0
LCP_Inputs_ON_Electric_2023_04_03 | 2042 | Biomass + CCS | Generation | Electricity | MI | Dispatch-Generation | EmissionsCost | 0 | [6 empty] | 0.42196 | 0
LCP_Inputs_ON_Electric_2023_04_03 | 2042 | Biomass + CCS | Generation | Electricity | MI | Dispatch-Generation | FuelCost | 0 | [6 empty] | 0.42196 | 0
LCP_Inputs_ON_Electric_2023_04_03 | 2042 | Biomass + CCS | Generation | Electricity | MI | Dispatch-Generation | VOM | 0 | [6 empty] | 0.42196 | 0
LCP_Inputs_ON_Electric_2023_04_03 | 2042 | Biomass + CCS | Generation | Electricity | NY | Dispatch-Generation | EmissionsCost | 0 | [6 empty] | 0.42196 | 0
LCP_Inputs_ON_Electric_2023_04_03 | 2042 | Biomass + CCS | Generation | Electricity | NY | Dispatch-Generation | FuelCost | 0 | [6 empty] | 0.42196 | 0
LCP_Inputs_ON_Electric_2023_04_03 | 2042 | Biomass + CCS | Generation | Electricity | NY | Dispatch-Generation | VOM | 0 | [6 empty] | 0.42196 | 0
LCP_Inputs_ON_Electric_2023_04_03 | 2042 | Biomass + CCS | Generation | Electricity | ON | Dispatch-Generation | EmissionsCost | -566815549.8142 | [6 empty] | 0.42196 | -239170874.4814
LCP_Inputs_ON_Electric_2023_04_03 | 2042 | Biomass + CCS | Generation | Electricity | ON | Dispatch-Generation | FuelCost | 456060730.9091 | [6 empty] | 0.42196 | 192437282.0469
LCP_Inputs_ON_Electric_2023_04_03 | 2042 | Biomass + CCS | Generation | Electricity | ON | Dispatch-Generation | VOM | 3546136.7278 | [6 empty] | 0.42196 | 1496311.4941
LCP_Inputs_ON_Electric_2023_04_03 | 2042 | Biomass + CCS | Generation | Electricity | PJ | Dispatch-Generation | EmissionsCost | 0 | [6 empty] | 0.42196 | 0
LCP_Inputs_ON_Electric_2023_04_03 | 2042 | Biomass + CCS | Generation | Electricity | PJ | Dispatch-Generation | FuelCost | 0 | [6 empty] | 0.42196 | 0
LCP_Inputs_ON_Electric_2023_04_03 | 2042 | Biomass + CCS | Generation | Electricity | PJ | Dispatch-Generation | VOM | 0 | [6 empty] | 0.42196 | 0
LCP_Inputs_ON_Electric_2023_04_03 | 2042 | Biomass + CCS | Generation | Electricity | QC | Dispatch-Generation | EmissionsCost | 0 | [6 empty] | 0.42196 | 0
LCP_Inputs_ON_Electric_2023_04_03 | 2042 | Biomass + CCS | Generation | Electricity | QC | Dispatch-Generation | FuelCost | 0 | [6 empty] | 0.42196 | 0
LCP_Inputs_ON_Electric_2023_04_03 | 2042 | Biomass + CCS | Generation | Electricity | QC | Dispatch-Generation | VOM | 0 | [6 empty] | 0.42196 | 0
LCP_Inputs_ON_Electric_2023_04_03 | 2042 | Biomass + CCS | Generation | Electricity | WC | Dispatch-Generation | EmissionsCost | 0 | [6 empty] | 0.42196 | 0
LCP_Inputs_ON_Electric_2023_04_03 | 2042 | Biomass + CCS | Generation | Electricity | WC | Dispatch-Generation | FuelCost | 0 | [6 empty] | 0.42196 | 0
LCP_Inputs_ON_Electric_2023_04_03 | 2042 | Biomass + CCS | Generation | Electricity | WC | Dispatch-Generation | VOM | 0 | [6 empty] | 0.42196 | 0
LCP_Inputs_ON_Electric_2023_04_03 | 2042 | CH4 + CCS | Generation | Methane | MI | Dispatch-Generation | EmissionsCost | 0 | [6 empty] | 0.42196 | 0
LCP_Inputs_ON_Electric_2023_04_03 | 2042 | CH4 + CCS | Generation | Methane | MI | Dispatch-Generation | FuelCost | 0 | [6 empty] | 0.42196 | 0
LCP_Inputs_ON_Electric_2023_04_03 | 2042 | CH4 + CCS | Generation | Methane | MI | Dispatch-Generation | VOM | 0 | [6 empty] | 0.42196 | 0
LCP_Inputs_ON_Electric_2023_04_03 | 2042 | CH4 + CCS | Generation | Methane | NY | Dispatch-Generation | EmissionsCost | 0 | [6 empty] | 0.42196 | 0
LCP_Inputs_ON_Electric_2023_04_03 | 2042 | CH4 + CCS | Generation | Methane | NY | Dispatch-Generation | FuelCost | 0 | [6 empty] | 0.42196 | 0
LCP_Inputs_ON_Electric_2023_04_03 | 2042 | CH4 + CCS | Generation | Methane | NY | Dispatch-Generation | VOM | 0 | [6 empty] | 0.42196 | 0
LCP_Inputs_ON_Electric_2023_04_03 | 2042 | CH4 + CCS | Generation | Methane | ON | Dispatch-Generation | EmissionsCost | 84395478.3721 | [6 empty] | 0.42196 | 35611126.708
LCP_Inputs_ON_Electric_2023_04_03 | 2042 | CH4 + CCS | Generation | Methane | ON | Dispatch-Generation | FuelCost | 271488076.3116 | [6 empty] | 0.42196 | 114555856.2111
LCP_Inputs_ON_Electric_2023_04_03 | 2042 | CH4 + CCS | Generation | Methane | ON | Dispatch-Generation | VOM | 25812098.3333 | [6 empty] | 0.42196 | 10891553.9325
LCP_Inputs_ON_Electric_2023_04_03 | 2042 | CH4 + CCS | Generation | Methane | PJ | Dispatch-Generation | EmissionsCost | 0 | [6 empty] | 0.42196 | 0
LCP_Inputs_ON_Electric_2023_04_03 | 2042 | CH4 + CCS | Generation | Methane | PJ | Dispatch-Generation | FuelCost | 0 | [6 empty] | 0.42196 | 0
LCP_Inputs_ON_Electric_2023_04_03 | 2042 | CH4 + CCS | Generation | Methane | PJ | Dispatch-Generation | VOM | 0 | [6 empty] | 0.42196 | 0
LCP_Inputs_ON_Electric_2023_04_03 | 2042 | CH4 + CCS | Generation | Methane | QC | Dispatch-Generation | EmissionsCost | 0 | [6 empty] | 0.42196 | 0
LCP_Inputs_ON_Electric_2023_04_03 | 2042 | CH4 + CCS | Generation | Methane | QC | Dispatch-Generation | FuelCost | 0 | [6 empty] | 0.42196 | 0
LCP_Inputs_ON_Electric_2023_04_03 | 2042 | CH4 + CCS | Generation | Methane | QC | Dispatch-Generation | VOM | 0 | [6 empty] | 0.42196 | 0
LCP_Inputs_ON_Electric_2023_04_03 | 2042 | CH4 + CCS | Generation | Methane | WC | Dispatch-Generation | EmissionsCost | 0 | [6 empty] | 0.42196 | 0
LCP_Inputs_ON_Electric_2023_04_03 | 2042 | CH4 + CCS | Generation | Methane | WC | Dispatch-Generation | FuelCost | 0 | [6 empty] | 0.42196 | 0
LCP_Inputs_ON_Electric_2023_04_03 | 2042 | CH4 + CCS | Generation | Methane | WC | Dispatch-Generation | VOM | 0 | [6 empty] | 0.42196 | 0
LCP_Inputs_ON_Electric_2023_04_03 | 2042 | CH4 Import - NY 2020 | Import | Methane | MI | Dispatch-Import | EmissionsCost | 0 | [6 empty] | 0.42196 | 0
LCP_Inputs_ON_Electric_2023_04_03 | 2042 | CH4 Import - NY 2020 | Import | Methane | MI | Dispatch-Import | FuelCost | 0 | [6 empty] | 0.42196 | 0
LCP_Inputs_ON_Electric_2023_04_03 | 2042 | CH4 Import - NY 2020 | Import | Methane | MI | Dispatch-Import | VOM | 0 | [6 empty] | 0.42196 | 0
LCP_Inputs_ON_Electric_2023_04_03 | 2042 | CH4 Import - NY 2020 | Import | Methane | NY | Dispatch-Import | EmissionsCost | 0 | [6 empty] | 0.42196 | 0
LCP_Inputs_ON_Electric_2023_04_03 | 2042 | CH4 Import - NY 2020 | Import | Methane | NY | Dispatch-Import | FuelCost | 0 | [6 empty] | 0.42196 | 0
LCP_Inputs_ON_Electric_2023_04_03 | 2042 | CH4 Import - NY 2020 | Import | Methane | NY | Dispatch-Import | VOM | 0 | [6 empty] | 0.42196 | 0
LCP_Inputs_ON_Electric_2023_04_03 | 2042 | CH4 Import - NY 2020 | Import | Methane | ON | Dispatch-Import | EmissionsCost | 0 | [6 empty] | 0.42196 | 0
LCP_Inputs_ON_Electric_2023_04_03 | 2042 | CH4 Import - NY 2020 | Import | Methane | ON | Dispatch-Import | FuelCost | 0 | [6 empty] | 0.42196 | 0
LCP_Inputs_ON_Electric_2023_04_03 | 2042 | CH4 Import - NY 2020 | Import | Methane | ON | Dispatch-Import | VOM | 0 | [6 empty] | 0.42196 | 0
LCP_Inputs_ON_Electric_2023_04_03 | 2042 | CH4 Import - NY 2020 | Import | Methane | PJ | Dispatch-Import | EmissionsCost | 0 | [6 empty] | 0.42196 | 0
LCP_Inputs_ON_Electric_2023_04_03 | 2042 | CH4 Import - NY 2020 | Import | Methane | PJ | Dispatch-Import | FuelCost | 0 | [6 empty] | 0.42196 | 0
LCP_Inputs_ON_Electric_2023_04_03 | 2042 | CH4 Import - NY 2020 | Import | Methane | PJ | Dispatch-Import | VOM | 0 | [6 empty] | 0.42196 | 0
LCP_Inputs_ON_Electric_2023_04_03 | 2042 | CH4 Import - NY 2020 | Import | Methane | QC | Dispatch-Import | EmissionsCost | 0 | [6 empty] | 0.42196 | 0
LCP_Inputs_ON_Electric_2023_04_03 | 2042 | CH4 Import - NY 2020 | Import | Methane | QC | Dispatch-Import | FuelCost | 0 | [6 empty] | 0.42196 | 0
LCP_Inputs_ON_Electric_2023_04_03 | 2042 | CH4 Import - NY 2020 | Import | Methane | QC | Dispatch-Import | VOM | 0 | [6 empty] | 0.42196 | 0
LCP_Inputs_ON_Electric_2023_04_03 | 2042 | CH4 Import - NY 2020 | Import | Methane | WC | Dispatch-Import | EmissionsCost | 0 | [6 empty] | 0.42196 | 0
LCP_Inputs_ON_Electric_2023_04_03 | 2042 | CH4 Import - NY 2020 | Import | Methane | WC | Dispatch-Import | FuelCost | 0 | [6 empty] | 0.42196 | 0
LCP_Inputs_ON_Electric_2023_04_03 | 2042 | CH4 Import - NY 2020 | Import | Methane | WC | Dispatch-Import | VOM | 0 | [6 empty] | 0.42196 | 0
LCP_Inputs_ON_Electric_2023_04_03 | 2042 | CH4 Import - NY 2030 | Import | Methane | MI | Dispatch-Import | EmissionsCost | 0 | [6 empty] | 0.42196 | 0
LCP_Inputs_ON_Electric_2023_04_03 | 2042 | CH4 Import - NY 2030 | Import | Methane | MI | Dispatch-Import | FuelCost | 0 | [6 empty] | 0.42196 | 0
LCP_Inputs_ON_Electric_2023_04_03 | 2042 | CH4 Import - NY 2030 | Import | Methane | MI | Dispatch-Import | VOM | 0 | [6 empty] | 0.42196 | 0
LCP_Inputs_ON_Electric_2023_04_03 | 2042 | CH4 Import - NY 2030 | Import | Methane | NY | Dispatch-Import | EmissionsCost | 0 | [6 empty] | 0.42196 | 0
LCP_Inputs_ON_Electric_2023_04_03 | 2042 | CH4 Import - NY 2030 | Import | Methane | NY | Dispatch-Import | FuelCost | 0 | [6 empty] | 0.42196 | 0
LCP_Inputs_ON_Electric_2023_04_03 | 2042 | CH4 Import - NY 2030 | Import | Methane | NY | Dispatch-Import | VOM | 0 | [6 empty] | 0.42196 | 0
LCP_Inputs_ON_Electric_2023_04_03 | 2042 | CH4 Import - NY 2030 | Import | Methane | ON | Dispatch-Import | EmissionsCost | 0 | [6 empty] | 0.42196 | 0
LCP_Inputs_ON_Electric_2023_04_03 | 2042 | CH4 Import - NY 2030 | Import | Methane | ON | Dispatch-Import | FuelCost | 0 | [6 empty] | 0.42196 | 0
LCP_Inputs_ON_Electric_2023_04_03 | 2042 | CH4 Import - NY 2030 | Import | Methane | ON | Dispatch-Import | VOM | 0 | [6 empty] | 0.42196 | 0
LCP_Inputs_ON_Electric_2023_04_03 | 2042 | CH4 Import - NY 2030 | Import | Methane | PJ | Dispatch-Import | EmissionsCost | 0 | [6 empty] | 0.42196 | 0
LCP_Inputs_ON_Electric_2023_04_03 | 2042 | CH4 Import - NY 2030 | Import | Methane | PJ | Dispatch-Import | FuelCost | 0 | [6 empty] | 0.42196 | 0
LCP_Inputs_ON_Electric_2023_04_03 | 2042 | CH4 Import - NY 2030 | Import | Methane | PJ | Dispatch-Import | VOM | 0 | [6 empty] | 0.42196 | 0
LCP_Inputs_ON_Electric_2023_04_03 | 2042 | CH4 Import - NY 2030 | Import | Methane | QC | Dispatch-Import | EmissionsCost | 0 | [6 empty] | 0.42196 | 0
LCP_Inputs_ON_Electric_2023_04_03 | 2042 | CH4 Import - NY 2030 | Import | Methane | QC | Dispatch-Import | FuelCost | 0 | [6 empty] | 0.42196 | 0
LCP_Inputs_ON_Electric_2023_04_03 | 2042 | CH4 Import - NY 2030 | Import | Methane | QC | Dispatch-Import | VOM | 0 | [6 empty] | 0.42196 | 0
LCP_Inputs_ON_Electric_2023_04_03 | 2042 | CH4 Import - NY 2030 | Import | Methane | WC | Dispatch-Import | EmissionsCost | 0 | [6 empty] | 0.42196 | 0
LCP_Inputs_ON_Electric_2023_04_03 | 2042 | CH4 Import - NY 2030 | Import | Methane | WC | Dispatch-Import | FuelCost | 0 | [6 empty] | 0.42196 | 0
LCP_Inputs_ON_Electric_2023_04_03 | 2042 | CH4 Import - NY 2030 | Import | Methane | WC | Dispatch-Import | VOM | 0 | [6 empty] | 0.42196 | 0
LCP_Inputs_ON_Electric_2023_04_03 | 2042 | CH4 Import - NY 2040 | Import | Methane | MI | Dispatch-Import | EmissionsCost | 0 | [6 empty] | 0.42196 | 0
LCP_Inputs_ON_Electric_2023_04_03 | 2042 | CH4 Import - NY 2040 | Import | Methane | MI | Dispatch-Import | FuelCost | 0 | [6 empty] | 0.42196 | 0
LCP_Inputs_ON_Electric_2023_04_03 | 2042 | CH4 Import - NY 2040 | Import | Methane | MI | Dispatch-Import | VOM | 0 | [6 empty] | 0.42196 | 0
LCP_Inputs_ON_Electric_2023_04_03 | 2042 | CH4 Import - NY 2040 | Import | Methane | NY | Dispatch-Import | EmissionsCost | 2422180073.5024 | [6 empty] | 0.42196 | 1022051929.4521
LCP_Inputs_ON_Electric_2023_04_03 | 2042 | CH4 Import - NY 2040 | Import | Methane | NY | Dispatch-Import | FuelCost | 758346581.876 | [6 empty] | 0.42196 | 319988425.1706
LCP_Inputs_ON_Electric_2023_04_03 | 2042 | CH4 Import - NY 2040 | Import | Methane | NY | Dispatch-Import | VOM | 0 | [6 empty] | 0.42196 | 0
LCP_Inputs_ON_Electric_2023_04_03 | 2042 | CH4 Import - NY 2040 | Import | Methane | ON | Dispatch-Import | EmissionsCost | 0 | [6 empty] | 0.42196 | 0
LCP_Inputs_ON_Electric_2023_04_03 | 2042 | CH4 Import - NY 2040 | Import | Methane | ON | Dispatch-Import | FuelCost | 0 | [6 empty] | 0.42196 | 0
LCP_Inputs_ON_Electric_2023_04_03 | 2042 | CH4 Import - NY 2040 | Import | Methane | ON | Dispatch-Import | VOM | 0 | [6 empty] | 0.42196 | 0
LCP_Inputs_ON_Electric_2023_04_03 | 2042 | CH4 Import - NY 2040 | Import | Methane | PJ | Dispatch-Import | EmissionsCost | 0 | [6 empty] | 0.42196 | 0
LCP_Inputs_ON_Electric_2023_04_03 | 2042 | CH4 Import - NY 2040 | Import | Methane | PJ | Dispatch-Import | FuelCost | 0 | [6 empty] | 0.42196 | 0
LCP_Inputs_ON_Electric_2023_04_03 | 2042 | CH4 Import - NY 2040 | Import | Methane | PJ | Dispatch-Import | VOM | 0 | [6 empty] | 0.42196 | 0
LCP_Inputs_ON_Electric_2023_04_03 | 2042 | CH4 Import - NY 2040 | Import | Methane | QC | Dispatch-Import | EmissionsCost | 0 | [6 empty] | 0.42196 | 0
LCP_Inputs_ON_Electric_2023_04_03 | 2042 | CH4 Import - NY 2040 | Import | Methane | QC | Dispatch-Import | FuelCost | 0 | [6 empty] | 0.42196 | 0
LCP_Inputs_ON_Electric_2023_04_03 | 2042 | CH4 Import - NY 2040 | Import | Methane | QC | Dispatch-Import | VOM | 0 | [6 empty] | 0.42196 | 0
LCP_Inputs_ON_Electric_2023_04_03 | 2042 | CH4 Import - NY 2040 | Import | Methane | WC | Dispatch-Import | EmissionsCost | 0 | [6 empty] | 0.42196 | 0
LCP_Inputs_ON_Electric_2023_04_03 | 2042 | CH4 Import - NY 2040 | Import | Methane | WC | Dispatch-Import | FuelCost | 0 | [6 empty] | 0.42196 | 0
LCP_Inputs_ON_Electric_2023_04_03 | 2042 | CH4 Import - NY 2040 | Import | Methane | WC | Dispatch-Import | VOM | 0 | [6 empty] | 0.42196 | 0
LCP_Inputs_ON_Electric_2023_04_03 | 2042 | CH4 Import - NY 2050 | Import | Methane | MI | Dispatch-Import | EmissionsCost | 0 | [6 empty] | 0.42196 | 0
LCP_Inputs_ON_Electric_2023_04_03 | 2042 | CH4 Import - NY 2050 | Import | Methane | MI | Dispatch-Import | FuelCost | 0 | [6 empty] | 0.42196 | 0
LCP_Inputs_ON_Electric_2023_04_03 | 2042 | CH4 Import - NY 2050 | Import | Methane | MI | Dispatch-Import | VOM | 0 | [6 empty] | 0.42196 | 0
LCP_Inputs_ON_Electric_2023_04_03 | 2042 | CH4 Import - NY 2050 | Import | Methane | NY | Dispatch-Import | EmissionsCost | 0 | [6 empty] | 0.42196 | 0
LCP_Inputs_ON_Electric_2023_04_03 | 2042 | CH4 Import - NY 2050 | Import | Methane | NY | Dispatch-Import | FuelCost | 0 | [6 empty] | 0.42196 | 0
LCP_Inputs_ON_Electric_2023_04_03 | 2042 | CH4 Import - NY 2050 | Import | Methane | NY | Dispatch-Import | VOM | 0 | [6 empty] | 0.42196 | 0
LCP_Inputs_ON_Electric_2023_04_03 | 2042 | CH4 Import - NY 2050 | Import | Methane | ON | Dispatch-Import | EmissionsCost | 0 | [6 empty] | 0.42196 | 0
LCP_Inputs_ON_Electric_2023_04_03 | 2042 | CH4 Import - NY 2050 | Import | Methane | ON | Dispatch-Import | FuelCost | 0 | [6 empty] | 0.42196 | 0
LCP_Inputs_ON_Electric_2023_04_03 | 2042 | CH4 Import - NY 2050 | Import | Methane | ON | Dispatch-Import | VOM | 0 | [6 empty] | 0.42196 | 0
LCP_Inputs_ON_Electric_2023_04_03 | 2042 | CH4 Import - NY 2050 | Import | Methane | PJ | Dispatch-Import | EmissionsCost | 0 | [6 empty] | 0.42196 | 0
LCP_Inputs_ON_Electric_2023_04_03 | 2042 | CH4 Import - NY 2050 | Import | Methane | PJ | Dispatch-Import | FuelCost | 0 | [6 empty] | 0.42196 | 0
LCP_Inputs_ON_Electric_2023_04_03 | 2042 | CH4 Import - NY 2050 | Import | Methane | PJ | Dispatch-Import | VOM | 0 | [6 empty] | 0.42196 | 0
LCP_Inputs_ON_Electric_2023_04_03 | 2042 | CH4 Import - NY 2050 | Import | Methane | QC | Dispatch-Import | EmissionsCost | 0 | [6 empty] | 0.42196 | 0
LCP_Inputs_ON_Electric_2023_04_03 | 2042 | CH4 Import - NY 2050 | Import | Methane | QC | Dispatch-Import | FuelCost | 0 | [6 empty] | 0.42196 | 0
LCP_Inputs_ON_Electric_2023_04_03 | 2042 | CH4 Import - NY 2050 | Import | Methane | QC | Dispatch-Import | VOM | 0 | [6 empty] | 0.42196 | 0
LCP_Inputs_ON_Electric_2023_04_03 | 2042 | CH4 Import - NY 2050 | Import | Methane | WC | Dispatch-Import | EmissionsCost | 0 | [6 empty] | 0.42196 | 0
LCP_Inputs_ON_Electric_2023_04_03 | 2042 | CH4 Import - NY 2050 | Import | Methane | WC | Dispatch-Import | FuelCost | 0 | [6 empty] | 0.42196 | 0
LCP_Inputs_ON_Electric_2023_04_03 | 2042 | CH4 Import - NY 2050 | Import | Methane | WC | Dispatch-Import | VOM | 0 | [6 empty] | 0.42196 | 0
LCP_Inputs_ON_Electric_2023_04_03 | 2042 | CH4 Import - WC 2020 | Import | Methane | MI | Dispatch-Import | EmissionsCost | 0 | [6 empty] | 0.42196 | 0
LCP_Inputs_ON_Electric_2023_04_03 | 2042 | CH4 Import - WC 2020 | Import | Methane | MI | Dispatch-Import | FuelCost | 0 | [6 empty] | 0.42196 | 0
LCP_Inputs_ON_Electric_2023_04_03 | 2042 | CH4 Import - WC 2020 | Import | Methane | MI | Dispatch-Import | VOM | 0 | [6 empty] | 0.42196 | 0
LCP_Inputs_ON_Electric_2023_04_03 | 2042 | CH4 Import - WC 2020 | Import | Methane | NY | Dispatch-Import | EmissionsCost | 0 | [6 empty] | 0.42196 | 0
LCP_Inputs_ON_Electric_2023_04_03 | 2042 | CH4 Import - WC 2020 | Import | Methane | NY | Dispatch-Import | FuelCost | 0 | [6 empty] | 0.42196 | 0
LCP_Inputs_ON_Electric_2023_04_03 | 2042 | CH4 Import - WC 2020 | Import | Methane | NY | Dispatch-Import | VOM | 0 | [6 empty] | 0.42196 | 0
LCP_Inputs_ON_Electric_2023_04_03 | 2042 | CH4 Import - WC 2020 | Import | Methane | ON | Dispatch-Import | EmissionsCost | 0 | [6 empty] | 0.42196 | 0
LCP_Inputs_ON_Electric_2023_04_03 | 2042 | CH4 Import - WC 2020 | Import | Methane | ON | Dispatch-Import | FuelCost | 0 | [6 empty] | 0.42196 | 0
LCP_Inputs_ON_Electric_2023_04_03 | 2042 | CH4 Import - WC 2020 | Import | Methane | ON | Dispatch-Import | VOM | 0 | [6 empty] | 0.42196 | 0
LCP_Inputs_ON_Electric_2023_04_03 | 2042 | CH4 Import - WC 2020 | Import | Methane | PJ | Dispatch-Import | EmissionsCost | 0 | [6 empty] | 0.42196 | 0
LCP_Inputs_ON_Electric_2023_04_03 | 2042 | CH4 Import - WC 2020 | Import | Methane | PJ | Dispatch-Import | FuelCost | 0 | [6 empty] | 0.42196 | 0
LCP_Inputs_ON_Electric_2023_04_03 | 2042 | CH4 Import - WC 2020 | Import | Methane | PJ | Dispatch-Import | VOM | 0 | [6 empty] | 0.42196 | 0
LCP_Inputs_ON_Electric_2023_04_03 | 2042 | CH4 Import - WC 2020 | Import | Methane | QC | Dispatch-Import | EmissionsCost | 0 | [6 empty] | 0.42196 | 0
LCP_Inputs_ON_Electric_2023_04_03 | 2042 | CH4 Import - WC 2020 | Import | Methane | QC | Dispatch-Import | FuelCost | 0 | [6 empty] | 0.42196 | 0
LCP_Inputs_ON_Electric_2023_04_03 | 2042 | CH4 Import - WC 2020 | Import | Methane | QC | Dispatch-Import | VOM | 0 | [6 empty] | 0.42196 | 0
LCP_Inputs_ON_Electric_2023_04_03 | 2042 | CH4 Import - WC 2020 | Import | Methane | WC | Dispatch-Import | EmissionsCost | 0 | [6 empty] | 0.42196 | 0
LCP_Inputs_ON_Electric_2023_04_03 | 2042 | CH4 Import - WC 2020 | Import | Methane | WC | Dispatch-Import | FuelCost | 0 | [6 empty] | 0.42196 | 0
LCP_Inputs_ON_Electric_2023_04_03 | 2042 | CH4 Import - WC 2020 | Import | Methane | WC | Dispatch-Import | VOM | 0 | [6 empty] | 0.42196 | 0
LCP_Inputs_ON_Electric_2023_04_03 | 2042 | CH4 Import - WC 2030 | Import | Methane | MI | Dispatch-Import | EmissionsCost | 0 | [6 empty] | 0.42196 | 0
LCP_Inputs_ON_Electric_2023_04_03 | 2042 | CH4 Import - WC 2030 | Import | Methane | MI | Dispatch-Import | FuelCost | 0 | [6 empty] | 0.42196 | 0
LCP_Inputs_ON_Electric_2023_04_03 | 2042 | CH4 Import - WC 2030 | Import | Methane | MI | Dispatch-Import | VOM | 0 | [6 empty] | 0.42196 | 0
LCP_Inputs_ON_Electric_2023_04_03 | 2042 | CH4 Import - WC 2030 | Import | Methane | NY | Dispatch-Import | EmissionsCost | 0 | [6 empty] | 0.42196 | 0
LCP_Inputs_ON_Electric_2023_04_03 | 2042 | CH4 Import - WC 2030 | Import | Methane | NY | Dispatch-Import | FuelCost | 0 | [6 empty] | 0.42196 | 0
LCP_Inputs_ON_Electric_2023_04_03 | 2042 | CH4 Import - WC 2030 | Import | Methane | NY | Dispatch-Import | VOM | 0 | [6 empty] | 0.42196 | 0
LCP_Inputs_ON_Electric_2023_04_03 | 2042 | CH4 Import - WC 2030 | Import | Methane | ON | Dispatch-Import | EmissionsCost | 0 | [6 empty] | 0.42196 | 0
LCP_Inputs_ON_Electric_2023_04_03 | 2042 | CH4 Import - WC 2030 | Import | Methane | ON | Dispatch-Import | FuelCost | 0 | [6 empty] | 0.42196 | 0
LCP_Inputs_ON_Electric_2023_04_03 | 2042 | CH4 Import - WC 2030 | Import | Methane | ON | Dispatch-Import | VOM | 0 | [6 empty] | 0.42196 | 0
LCP_Inputs_ON_Electric_2023_04_03 | 2042 | CH4 Import - WC 2030 | Import | Methane | PJ | Dispatch-Import | EmissionsCost | 0 | [6 empty] | 0.42196 | 0
LCP_Inputs_ON_Electric_2023_04_03 | 2042 | CH4 Import - WC 2030 | Import | Methane | PJ | Dispatch-Import | FuelCost | 0 | [6 empty] | 0.42196 | 0
LCP_Inputs_ON_Electric_2023_04_03 | 2042 | CH4 Import - WC 2030 | Import | Methane | PJ | Dispatch-Import | VOM | 0 | [6 empty] | 0.42196 | 0
LCP_Inputs_ON_Electric_2023_04_03 | 2042 | CH4 Import - WC 2030 | Import | Methane | QC | Dispatch-Import | EmissionsCost | 0 | [6 empty] | 0.42196 | 0
LCP_Inputs_ON_Electric_2023_04_03 | 2042 | CH4 Import - WC 2030 | Import | Methane | QC | Dispatch-Import | FuelCost | 0 | [6 empty] | 0.42196 | 0
LCP_Inputs_ON_Electric_2023_04_03 | 2042 | CH4 Import - WC 2030 | Import | Methane | QC | Dispatch-Import | VOM | 0 | [6 empty] | 0.42196 | 0
LCP_Inputs_ON_Electric_2023_04_03 | 2042 | CH4 Import - WC 2030 | Import | Methane | WC | Dispatch-Import | EmissionsCost | 0 | [6 empty] | 0.42196 | 0
LCP_Inputs_ON_Electric_2023_04_03 | 2042 | CH4 Import - WC 2030 | Import | Methane | WC | Dispatch-Import | FuelCost | 0 | [6 empty] | 0.42196 | 0
LCP_Inputs_ON_Electric_2023_04_03 | 2042 | CH4 Import - WC 2030 | Import | Methane | WC | Dispatch-Import | VOM | 0 | [6 empty] | 0.42196 | 0
LCP_Inputs_ON_Electric_2023_04_03 | 2042 | CH4 Import - WC 2040 | Import | Methane | MI | Dispatch-Import | EmissionsCost | 0 | [6 empty] | 0.42196 | 0
LCP_Inputs_ON_Electric_2023_04_03 | 2042 | CH4 Import - WC 2040 | Import | Methane | MI | Dispatch-Import | FuelCost | 0 | [6 empty] | 0.42196 | 0
LCP_Inputs_ON_Electric_2023_04_03 | 2042 | CH4 Import - WC 2040 | Import | Methane | MI | Dispatch-Import | VOM | 0 | [6 empty] | 0.42196 | 0
LCP_Inputs_ON_Electric_2023_04_03 | 2042 | CH4 Import - WC 2040 | Import | Methane | NY | Dispatch-Import | EmissionsCost | 0 | [6 empty] | 0.42196 | 0
LCP_Inputs_ON_Electric_2023_04_03 | 2042 | CH4 Import - WC 2040 | Import | Methane | NY | Dispatch-Import | FuelCost | 0 | [6 empty] | 0.42196 | 0
LCP_Inputs_ON_Electric_2023_04_03 | 2042 | CH4 Import - WC 2040 | Import | Methane | NY | Dispatch-Import | VOM | 0 | [6 empty] | 0.42196 | 0
LCP_Inputs_ON_Electric_2023_04_03 | 2042 | CH4 Import - WC 2040 | Import | Methane | ON | Dispatch-Import | EmissionsCost | 0 | [6 empty] | 0.42196 | 0
LCP_Inputs_ON_Electric_2023_04_03 | 2042 | CH4 Import - WC 2040 | Import | Methane | ON | Dispatch-Import | FuelCost | 0 | [6 empty] | 0.42196 | 0
LCP_Inputs_ON_Electric_2023_04_03 | 2042 | CH4 Import - WC 2040 | Import | Methane | ON | Dispatch-Import | VOM | 0 | [6 empty] | 0.42196 | 0
LCP_Inputs_ON_Electric_2023_04_03 | 2042 | CH4 Import - WC 2040 | Import | Methane | PJ | Dispatch-Import | EmissionsCost | 0 | [6 empty] | 0.42196 | 0
LCP_Inputs_ON_Electric_2023_04_03 | 2042 | CH4 Import - WC 2040 | Import | Methane | PJ | Dispatch-Import | FuelCost | 0 | [6 empty] | 0.42196 | 0
LCP_Inputs_ON_Electric_2023_04_03 | 2042 | CH4 Import - WC 2040 | Import | Methane | PJ | Dispatch-Import | VOM | 0 | [6 empty] | 0.42196 | 0
LCP_Inputs_ON_Electric_2023_04_03 | 2042 | CH4 Import - WC 2040 | Import | Methane | QC | Dispatch-Import | EmissionsCost | 0 | [6 empty] | 0.42196 | 0
LCP_Inputs_ON_Electric_2023_04_03 | 2042 | CH4 Import - WC 2040 | Import | Methane | QC | Dispatch-Import | FuelCost | 0 | [6 empty] | 0.42196 | 0
LCP_Inputs_ON_Electric_2023_04_03 | 2042 | CH4 Import - WC 2040 | Import | Methane | QC | Dispatch-Import | VOM | 0 | [6 empty] | 0.42196 | 0
LCP_Inputs_ON_Electric_2023_04_03 | 2042 | CH4 Import - WC 2040 | Import | Methane | WC | Dispatch-Import | EmissionsCost | 2104859190.9353 | [6 empty] | 0.42196 | 888156673.7562
LCP_Inputs_ON_Electric_2023_04_03 | 2042 | CH4 Import - WC 2040 | Import | Methane | WC | Dispatch-Import | FuelCost | 658998391.6712 | [6 empty] | 0.42196 | 278067921.1597
LCP_Inputs_ON_Electric_2023_04_03 | 2042 | CH4 Import - WC 2040 | Import | Methane | WC | Dispatch-Import | VOM | 0 | [6 empty] | 0.42196 | 0
LCP_Inputs_ON_Electric_2023_04_03 | 2042 | CH4 Import - WC 2050 | Import | Methane | MI | Dispatch-Import | EmissionsCost | 0 | [6 empty] | 0.42196 | 0
LCP_Inputs_ON_Electric_2023_04_03 | 2042 | CH4 Import - WC 2050 | Import | Methane | MI | Dispatch-Import | FuelCost | 0 | [6 empty] | 0.42196 | 0
LCP_Inputs_ON_Electric_2023_04_03 | 2042 | CH4 Import - WC 2050 | Import | Methane | MI | Dispatch-Import | VOM | 0 | [6 empty] | 0.42196 | 0
LCP_Inputs_ON_Electric_2023_04_03 | 2042 | CH4 Import - WC 2050 | Import | Methane | NY | Dispatch-Import | EmissionsCost | 0 | [6 empty] | 0.42196 | 0
LCP_Inputs_ON_Electric_2023_04_03 | 2042 | CH4 Import - WC 2050 | Import | Methane | NY | Dispatch-Import | FuelCost | 0 | [6 empty] | 0.42196 | 0
LCP_Inputs_ON_Electric_2023_04_03 | 2042 | CH4 Import - WC 2050 | Import | Methane | NY | Dispatch-Import | VOM | 0 | [6 empty] | 0.42196 | 0
LCP_Inputs_ON_Electric_2023_04_03 | 2042 | CH4 Import - WC 2050 | Import | Methane | ON | Dispatch-Import | EmissionsCost | 0 | [6 empty] | 0.42196 | 0
LCP_Inputs_ON_Electric_2023_04_03 | 2042 | CH4 Import - WC 2050 | Import | Methane | ON | Dispatch-Import | FuelCost | 0 | [6 empty] | 0.42196 | 0
LCP_Inputs_ON_Electric_2023_04_03 | 2042 | CH4 Import - WC 2050 | Import | Methane | ON | Dispatch-Import | VOM | 0 | [6 empty] | 0.42196 | 0
LCP_Inputs_ON_Electric_2023_04_03 | 2042 | CH4 Import - WC 2050 | Import | Methane | PJ | Dispatch-Import | EmissionsCost | 0 | [6 empty] | 0.42196 | 0
LCP_Inputs_ON_Electric_2023_04_03 | 2042 | CH4 Import - WC 2050 | Import | Methane | PJ | Dispatch-Import | FuelCost | 0 | [6 empty] | 0.42196 | 0
LCP_Inputs_ON_Electric_2023_04_03 | 2042 | CH4 Import - WC 2050 | Import | Methane | PJ | Dispatch-Import | VOM | 0 | [6 empty] | 0.42196 | 0
LCP_Inputs_ON_Electric_2023_04_03 | 2042 | CH4 Import - WC 2050 | Import | Methane | QC | Dispatch-Import | EmissionsCost | 0 | [6 empty] | 0.42196 | 0
LCP_Inputs_ON_Electric_2023_04_03 | 2042 | CH4 Import - WC 2050 | Import | Methane | QC | Dispatch-Import | FuelCost | 0 | [6 empty] | 0.42196 | 0
LCP_Inputs_ON_Electric_2023_04_03 | 2042 | CH4 Import - WC 2050 | Import | Methane | QC | Dispatch-Import | VOM | 0 | [6 empty] | 0.42196 | 0
LCP_Inputs_ON_Electric_2023_04_03 | 2042 | CH4 Import - WC 2050 | Import | Methane | WC | Dispatch-Import | EmissionsCost | 0 | [6 empty] | 0.42196 | 0
LCP_Inputs_ON_Electric_2023_04_03 | 2042 | CH4 Import - WC 2050 | Import | Methane | WC | Dispatch-Import | FuelCost | 0 | [6 empty] | 0.42196 | 0
LCP_Inputs_ON_Electric_2023_04_03 | 2042 | CH4 Import - WC 2050 | Import | Methane | WC | Dispatch-Import | VOM | 0 | [6 empty] | 0.42196 | 0
LCP_Inputs_ON_Electric_2023_04_03 | 2042 | CH4 Salt Cavern Storage - ON | Storage | Methane | MI | Dispatch-Storage | EmissionsCost | 0 | [6 empty] | 0.42196 | 0
LCP_Inputs_ON_Electric_2023_04_03 | 2042 | CH4 Salt Cavern Storage - ON | Storage | Methane | MI | Dispatch-Storage | FuelCost | 0 | [6 empty] | 0.42196 | 0
LCP_Inputs_ON_Electric_2023_04_03 | 2042 | CH4 Salt Cavern Storage - ON | Storage | Methane | MI | Dispatch-Storage | VOM | 0 | [6 empty] | 0.42196 | 0
LCP_Inputs_ON_Electric_2023_04_03 | 2042 | CH4 Salt Cavern Storage - ON | Storage | Methane | NY | Dispatch-Storage | EmissionsCost | 0 | [6 empty] | 0.42196 | 0
LCP_Inputs_ON_Electric_2023_04_03 | 2042 | CH4 Salt Cavern Storage - ON | Storage | Methane | NY | Dispatch-Storage | FuelCost | 0 | [6 empty] | 0.42196 | 0
LCP_Inputs_ON_Electric_2023_04_03 | 2042 | CH4 Salt Cavern Storage - ON | Storage | Methane | NY | Dispatch-Storage | VOM | 0 | [6 empty] | 0.42196 | 0
LCP_Inputs_ON_Electric_2023_04_03 | 2042 | CH4 Salt Cavern Storage - ON | Storage | Methane | ON | Dispatch-Storage | EmissionsCost | 0 | [6 empty] | 0.42196 | 0
LCP_Inputs_ON_Electric_2023_04_03 | 2042 | CH4 Salt Cavern Storage - ON | Storage | Methane | ON | Dispatch-Storage | FuelCost | 0 | [6 empty] | 0.42196 | 0
LCP_Inputs_ON_Electric_2023_04_03 | 2042 | CH4 Salt Cavern Storage - ON | Storage | Methane | ON | Dispatch-Storage | VOM | 0 | [6 empty] | 0.42196 | 0
LCP_Inputs_ON_Electric_2023_04_03 | 2042 | CH4 Salt Cavern Storage - ON | Storage | Methane | PJ | Dispatch-Storage | EmissionsCost | 0 | [6 empty] | 0.42196 | 0
LCP_Inputs_ON_Electric_2023_04_03 | 2042 | CH4 Salt Cavern Storage - ON | Storage | Methane | PJ | Dispatch-Storage | FuelCost | 0 | [6 empty] | 0.42196 | 0
LCP_Inputs_ON_Electric_2023_04_03 | 2042 | CH4 Salt Cavern Storage - ON | Storage | Methane | PJ | Dispatch-Storage | VOM | 0 | [6 empty] | 0.42196 | 0
LCP_Inputs_ON_Electric_2023_04_03 | 2042 | CH4 Salt Cavern Storage - ON | Storage | Methane | QC | Dispatch-Storage | EmissionsCost | 0 | [6 empty] | 0.42196 | 0
LCP_Inputs_ON_Electric_2023_04_03 | 2042 | CH4 Salt Cavern Storage - ON | Storage | Methane | QC | Dispatch-Storage | FuelCost | 0 | [6 empty] | 0.42196 | 0
LCP_Inputs_ON_Electric_2023_04_03 | 2042 | CH4 Salt Cavern Storage - ON | Storage | Methane | QC | Dispatch-Storage | VOM | 0 | [6 empty] | 0.42196 | 0
LCP_Inputs_ON_Electric_2023_04_03 | 2042 | CH4 Salt Cavern Storage - ON | Storage | Methane | WC | Dispatch-Storage | EmissionsCost | 0 | [6 empty] | 0.42196 | 0
LCP_Inputs_ON_Electric_2023_04_03 | 2042 | CH4 Salt Cavern Storage - ON | Storage | Methane | WC | Dispatch-Storage | FuelCost | 0 | [6 empty] | 0.42196 | 0
LCP_Inputs_ON_Electric_2023_04_03 | 2042 | CH4 Salt Cavern Storage - ON | Storage | Methane | WC | Dispatch-Storage | VOM | 0 | [6 empty] | 0.42196 | 0
LCP_Inputs_ON_Electric_2023_04_03 | 2042 | Electrolyser 2020/2030 | Crossload | Hydrogen | MI | Dispatch-Crossload | EmissionsCost | 0 | [6 empty] | 0.42196 | 0
LCP_Inputs_ON_Electric_2023_04_03 | 2042 | Electrolyser 2020/2030 | Crossload | Hydrogen | MI | Dispatch-Crossload | FuelCost | 0 | [6 empty] | 0.42196 | 0
LCP_Inputs_ON_Electric_2023_04_03 | 2042 | Electrolyser 2020/2030 | Crossload | Hydrogen | MI | Dispatch-Crossload | VOM | 0 | [6 empty] | 0.42196 | 0
LCP_Inputs_ON_Electric_2023_04_03 | 2042 | Electrolyser 2020/2030 | Crossload | Hydrogen | NY | Dispatch-Crossload | EmissionsCost | 0 | [6 empty] | 0.42196 | 0
LCP_Inputs_ON_Electric_2023_04_03 | 2042 | Electrolyser 2020/2030 | Crossload | Hydrogen | NY | Dispatch-Crossload | FuelCost | 0 | [6 empty] | 0.42196 | 0
LCP_Inputs_ON_Electric_2023_04_03 | 2042 | Electrolyser 2020/2030 | Crossload | Hydrogen | NY | Dispatch-Crossload | VOM | 0 | [6 empty] | 0.42196 | 0
LCP_Inputs_ON_Electric_2023_04_03 | 2042 | Electrolyser 2020/2030 | Crossload | Hydrogen | ON | Dispatch-Crossload | EmissionsCost | 0 | [6 empty] | 0.42196 | 0
LCP_Inputs_ON_Electric_2023_04_03 | 2042 | Electrolyser 2020/2030 | Crossload | Hydrogen | ON | Dispatch-Crossload | FuelCost | 0 | [6 empty] | 0.42196 | 0
LCP_Inputs_ON_Electric_2023_04_03 | 2042 | Electrolyser 2020/2030 | Crossload | Hydrogen | ON | Dispatch-Crossload | VOM | 0 | [6 empty] | 0.42196 | 0
LCP_Inputs_ON_Electric_2023_04_03 | 2042 | Electrolyser 2020/2030 | Crossload | Hydrogen | PJ | Dispatch-Crossload | EmissionsCost | 0 | [6 empty] | 0.42196 | 0
LCP_Inputs_ON_Electric_2023_04_03 | 2042 | Electrolyser 2020/2030 | Crossload | Hydrogen | PJ | Dispatch-Crossload | FuelCost | 0 | [6 empty] | 0.42196 | 0
LCP_Inputs_ON_Electric_2023_04_03 | 2042 | Electrolyser 2020/2030 | Crossload | Hydrogen | PJ | Dispatch-Crossload | VOM | 0 | [6 empty] | 0.42196 | 0
LCP_Inputs_ON_Electric_2023_04_03 | 2042 | Electrolyser 2020/2030 | Crossload | Hydrogen | QC | Dispatch-Crossload | EmissionsCost | 0 | [6 empty] | 0.42196 | 0
LCP_Inputs_ON_Electric_2023_04_03 | 2042 | Electrolyser 2020/2030 | Crossload | Hydrogen | QC | Dispatch-Crossload | FuelCost | 0 | [6 empty] | 0.42196 | 0
LCP_Inputs_ON_Electric_2023_04_03 | 2042 | Electrolyser 2020/2030 | Crossload | Hydrogen | QC | Dispatch-Crossload | VOM | 0 | [6 empty] | 0.42196 | 0
LCP_Inputs_ON_Electric_2023_04_03 | 2042 | Electrolyser 2020/2030 | Crossload | Hydrogen | WC | Dispatch-Crossload | EmissionsCost | 0 | [6 empty] | 0.42196 | 0
LCP_Inputs_ON_Electric_2023_04_03 | 2042 | Electrolyser 2020/2030 | Crossload | Hydrogen | WC | Dispatch-Crossload | FuelCost | 0 | [6 empty] | 0.42196 | 0
LCP_Inputs_ON_Electric_2023_04_03 | 2042 | Electrolyser 2020/2030 | Crossload | Hydrogen | WC | Dispatch-Crossload | VOM | 0 | [6 empty] | 0.42196 | 0
LCP_Inputs_ON_Electric_2023_04_03 | 2042 | Electrolyser 2040 | Crossload | Hydrogen | MI | Dispatch-Crossload | EmissionsCost | 0 | [6 empty] | 0.42196 | 0
LCP_Inputs_ON_Electric_2023_04_03 | 2042 | Electrolyser 2040 | Crossload | Hydrogen | MI | Dispatch-Crossload | FuelCost | 0 | [6 empty] | 0.42196 | 0
LCP_Inputs_ON_Electric_2023_04_03 | 2042 | Electrolyser 2040 | Crossload | Hydrogen | MI | Dispatch-Crossload | VOM | 0 | [6 empty] | 0.42196 | 0
LCP_Inputs_ON_Electric_2023_04_03 | 2042 | Electrolyser 2040 | Crossload | Hydrogen | NY | Dispatch-Crossload | EmissionsCost | 0 | [6 empty] | 0.42196 | 0
LCP_Inputs_ON_Electric_2023_04_03 | 2042 | Electrolyser 2040 | Crossload | Hydrogen | NY | Dispatch-Crossload | FuelCost | 0 | [6 empty] | 0.42196 | 0
LCP_Inputs_ON_Electric_2023_04_03 | 2042 | Electrolyser 2040 | Crossload | Hydrogen | NY | Dispatch-Crossload | VOM | 0 | [6 empty] | 0.42196 | 0
LCP_Inputs_ON_Electric_2023_04_03 | 2042 | Electrolyser 2040 | Crossload | Hydrogen | ON | Dispatch-Crossload | EmissionsCost | 0 | [6 empty] | 0.42196 | 0
LCP_Inputs_ON_Electric_2023_04_03 | 2042 | Electrolyser 2040 | Crossload | Hydrogen | ON | Dispatch-Crossload | FuelCost | 0 | [6 empty] | 0.42196 | 0
LCP_Inputs_ON_Electric_2023_04_03 | 2042 | Electrolyser 2040 | Crossload | Hydrogen | ON | Dispatch-Crossload | VOM | 0 | [6 empty] | 0.42196 | 0
LCP_Inputs_ON_Electric_2023_04_03 | 2042 | Electrolyser 2040 | Crossload | Hydrogen | PJ | Dispatch-Crossload | EmissionsCost | 0 | [6 empty] | 0.42196 | 0
LCP_Inputs_ON_Electric_2023_04_03 | 2042 | Electrolyser 2040 | Crossload | Hydrogen | PJ | Dispatch-Crossload | FuelCost | 0 | [6 empty] | 0.42196 | 0
LCP_Inputs_ON_Electric_2023_04_03 | 2042 | Electrolyser 2040 | Crossload | Hydrogen | PJ | Dispatch-Crossload | VOM | 0 | [6 empty] | 0.42196 | 0
LCP_Inputs_ON_Electric_2023_04_03 | 2042 | Electrolyser 2040 | Crossload | Hydrogen | QC | Dispatch-Crossload | EmissionsCost | 0 | [6 empty] | 0.42196 | 0
LCP_Inputs_ON_Electric_2023_04_03 | 2042 | Electrolyser 2040 | Crossload | Hydrogen | QC | Dispatch-Crossload | FuelCost | 0 | [6 empty] | 0.42196 | 0
LCP_Inputs_ON_Electric_2023_04_03 | 2042 | Electrolyser 2040 | Crossload | Hydrogen | QC | Dispatch-Crossload | VOM | 0 | [6 empty] | 0.42196 | 0
LCP_Inputs_ON_Electric_2023_04_03 | 2042 | Electrolyser 2040 | Crossload | Hydrogen | WC | Dispatch-Crossload | EmissionsCost | 0 | [6 empty] | 0.42196 | 0
LCP_Inputs_ON_Electric_2023_04_03 | 2042 | Electrolyser 2040 | Crossload | Hydrogen | WC | Dispatch-Crossload | FuelCost | 0 | [6 empty] | 0.42196 | 0
LCP_Inputs_ON_Electric_2023_04_03 | 2042 | Electrolyser 2040 | Crossload | Hydrogen | WC | Dispatch-Crossload | VOM | 0 | [6 empty] | 0.42196 | 0
LCP_Inputs_ON_Electric_2023_04_03 | 2042 | Electrolyser 2050 | Crossload | Hydrogen | MI | Dispatch-Crossload | EmissionsCost | 0 | [6 empty] | 0.42196 | 0
LCP_Inputs_ON_Electric_2023_04_03 | 2042 | Electrolyser 2050 | Crossload | Hydrogen | MI | Dispatch-Crossload | FuelCost | 0 | [6 empty] | 0.42196 | 0
LCP_Inputs_ON_Electric_2023_04_03 | 2042 | Electrolyser 2050 | Crossload | Hydrogen | MI | Dispatch-Crossload | VOM | 0 | [6 empty] | 0.42196 | 0
LCP_Inputs_ON_Electric_2023_04_03 | 2042 | Electrolyser 2050 | Crossload | Hydrogen | NY | Dispatch-Crossload | EmissionsCost | 0 | [6 empty] | 0.42196 | 0
LCP_Inputs_ON_Electric_2023_04_03 | 2042 | Electrolyser 2050 | Crossload | Hydrogen | NY | Dispatch-Crossload | FuelCost | 0 | [6 empty] | 0.42196 | 0
LCP_Inputs_ON_Electric_2023_04_03 | 2042 | Electrolyser 2050 | Crossload | Hydrogen | NY | Dispatch-Crossload | VOM | 0 | [6 empty] | 0.42196 | 0
LCP_Inputs_ON_Electric_2023_04_03 | 2042 | Electrolyser 2050 | Crossload | Hydrogen | ON | Dispatch-Crossload | EmissionsCost | 0 | [6 empty] | 0.42196 | 0
LCP_Inputs_ON_Electric_2023_04_03 | 2042 | Electrolyser 2050 | Crossload | Hydrogen | ON | Dispatch-Crossload | FuelCost | 0 | [6 empty] | 0.42196 | 0
LCP_Inputs_ON_Electric_2023_04_03 | 2042 | Electrolyser 2050 | Crossload | Hydrogen | ON | Dispatch-Crossload | VOM | 0 | [6 empty] | 0.42196 | 0
LCP_Inputs_ON_Electric_2023_04_03 | 2042 | Electrolyser 2050 | Crossload | Hydrogen | PJ | Dispatch-Crossload | EmissionsCost | 0 | [6 empty] | 0.42196 | 0
LCP_Inputs_ON_Electric_2023_04_03 | 2042 | Electrolyser 2050 | Crossload | Hydrogen | PJ | Dispatch-Crossload | FuelCost | 0 | [6 empty] | 0.42196 | 0
LCP_Inputs_ON_Electric_2023_04_03 | 2042 | Electrolyser 2050 | Crossload | Hydrogen | PJ | Dispatch-Crossload | VOM | 0 | [6 empty] | 0.42196 | 0
LCP_Inputs_ON_Electric_2023_04_03 | 2042 | Electrolyser 2050 | Crossload | Hydrogen | QC | Dispatch-Crossload | EmissionsCost | 0 | [6 empty] | 0.42196 | 0
LCP_Inputs_ON_Electric_2023_04_03 | 2042 | Electrolyser 2050 | Crossload | Hydrogen | QC | Dispatch-Crossload | FuelCost | 0 | [6 empty] | 0.42196 | 0
LCP_Inputs_ON_Electric_2023_04_03 | 2042 | Electrolyser 2050 | Crossload | Hydrogen | QC | Dispatch-Crossload | VOM | 0 | [6 empty] | 0.42196 | 0
LCP_Inputs_ON_Electric_2023_04_03 | 2042 | Electrolyser 2050 | Crossload | Hydrogen | WC | Dispatch-Crossload | EmissionsCost | 0 | [6 empty] | 0.42196 | 0
LCP_Inputs_ON_Electric_2023_04_03 | 2042 | Electrolyser 2050 | Crossload | Hydrogen | WC | Dispatch-Crossload | FuelCost | 0 | [6 empty] | 0.42196 | 0
LCP_Inputs_ON_Electric_2023_04_03 | 2042 | Electrolyser 2050 | Crossload | Hydrogen | WC | Dispatch-Crossload | VOM | 0 | [6 empty] | 0.42196 | 0
LCP_Inputs_ON_Electric_2023_04_03 | 2042 | Fossil Fuel Thermal (Coal, Peat, Oil) | Generation | Electricity | MI | Dispatch-Generation | EmissionsCost | 0 | [6 empty] | 0.42196 | 0
LCP_Inputs_ON_Electric_2023_04_03 | 2042 | Fossil Fuel Thermal (Coal, Peat, Oil) | Generation | Electricity | MI | Dispatch-Generation | FuelCost | 0 | [6 empty] | 0.42196 | 0
LCP_Inputs_ON_Electric_2023_04_03 | 2042 | Fossil Fuel Thermal (Coal, Peat, Oil) | Generation | Electricity | MI | Dispatch-Generation | VOM | 0 | [6 empty] | 0.42196 | 0
LCP_Inputs_ON_Electric_2023_04_03 | 2042 | Fossil Fuel Thermal (Coal, Peat, Oil) | Generation | Electricity | NY | Dispatch-Generation | EmissionsCost | 0 | [6 empty] | 0.42196 | 0
LCP_Inputs_ON_Electric_2023_04_03 | 2042 | Fossil Fuel Thermal (Coal, Peat, Oil) | Generation | Electricity | NY | Dispatch-Generation | FuelCost | 0 | [6 empty] | 0.42196 | 0
LCP_Inputs_ON_Electric_2023_04_03 | 2042 | Fossil Fuel Thermal (Coal, Peat, Oil) | Generation | Electricity | NY | Dispatch-Generation | VOM | 0 | [6 empty] | 0.42196 | 0
LCP_Inputs_ON_Electric_2023_04_03 | 2042 | Fossil Fuel Thermal (Coal, Peat, Oil) | Generation | Electricity | ON | Dispatch-Generation | EmissionsCost | 0 | [6 empty] | 0.42196 | 0
LCP_Inputs_ON_Electric_2023_04_03 | 2042 | Fossil Fuel Thermal (Coal, Peat, Oil) | Generation | Electricity | ON | Dispatch-Generation | FuelCost | 0 | [6 empty] | 0.42196 | 0
LCP_Inputs_ON_Electric_2023_04_03 | 2042 | Fossil Fuel Thermal (Coal, Peat, Oil) | Generation | Electricity | ON | Dispatch-Generation | VOM | 0 | [6 empty] | 0.42196 | 0
LCP_Inputs_ON_Electric_2023_04_03 | 2042 | Fossil Fuel Thermal (Coal, Peat, Oil) | Generation | Electricity | PJ | Dispatch-Generation | EmissionsCost | 0 | [6 empty] | 0.42196 | 0
LCP_Inputs_ON_Electric_2023_04_03 | 2042 | Fossil Fuel Thermal (Coal, Peat, Oil) | Generation | Electricity | PJ | Dispatch-Generation | FuelCost | 0 | [6 empty] | 0.42196 | 0
LCP_Inputs_ON_Electric_2023_04_03 | 2042 | Fossil Fuel Thermal (Coal, Peat, Oil) | Generation | Electricity | PJ | Dispatch-Generation | VOM | 0 | [6 empty] | 0.42196 | 0
LCP_Inputs_ON_Electric_2023_04_03 | 2042 | Fossil Fuel Thermal (Coal, Peat, Oil) | Generation | Electricity | QC | Dispatch-Generation | EmissionsCost | 0 | [6 empty] | 0.42196 | 0
LCP_Inputs_ON_Electric_2023_04_03 | 2042 | Fossil Fuel Thermal (Coal, Peat, Oil) | Generation | Electricity | QC | Dispatch-Generation | FuelCost | 0 | [6 empty] | 0.42196 | 0
LCP_Inputs_ON_Electric_2023_04_03 | 2042 | Fossil Fuel Thermal (Coal, Peat, Oil) | Generation | Electricity | QC | Dispatch-Generation | VOM | 0 | [6 empty] | 0.42196 | 0
LCP_Inputs_ON_Electric_2023_04_03 | 2042 | Fossil Fuel Thermal (Coal, Peat, Oil) | Generation | Electricity | WC | Dispatch-Generation | EmissionsCost | 0 | [6 empty] | 0.42196 | 0
LCP_Inputs_ON_Electric_2023_04_03 | 2042 | Fossil Fuel Thermal (Coal, Peat, Oil) | Generation | Electricity | WC | Dispatch-Generation | FuelCost | 0 | [6 empty] | 0.42196 | 0
LCP_Inputs_ON_Electric_2023_04_03 | 2042 | Fossil Fuel Thermal (Coal, Peat, Oil) | Generation | Electricity | WC | Dispatch-Generation | VOM | 0 | [6 empty] | 0.42196 | 0
LCP_Inputs_ON_Electric_2023_04_03 | 2042 | Generic - Generator | Generation | Electricity | MI | Dispatch-Generation | EmissionsCost | 0 | [6 empty] | 0.42196 | 0
LCP_Inputs_ON_Electric_2023_04_03 | 2042 | Generic - Generator | Generation | Electricity | MI | Dispatch-Generation | FuelCost | 887937737.9402 | [6 empty] | 0.42196 | 374670111.5342
LCP_Inputs_ON_Electric_2023_04_03 | 2042 | Generic - Generator | Generation | Electricity | MI | Dispatch-Generation | VOM | 29039924.3521 | [6 empty] | 0.42196 | 12253552.5083
LCP_Inputs_ON_Electric_2023_04_03 | 2042 | Generic - Generator | Generation | Electricity | NY | Dispatch-Generation | EmissionsCost | 0 | [6 empty] | 0.42196 | 0
LCP_Inputs_ON_Electric_2023_04_03 | 2042 | Generic - Generator | Generation | Electricity | NY | Dispatch-Generation | FuelCost | 119338069.2274 | [6 empty] | 0.42196 | 50355341.143
LCP_Inputs_ON_Electric_2023_04_03 | 2042 | Generic - Generator | Generation | Electricity | NY | Dispatch-Generation | VOM | 3902940.8872 | [6 empty] | 0.42196 | 1646866.9311
LCP_Inputs_ON_Electric_2023_04_03 | 2042 | Generic - Generator | Generation | Electricity | ON | Dispatch-Generation | EmissionsCost | 0 | [6 empty] | 0.42196 | 0
LCP_Inputs_ON_Electric_2023_04_03 | 2042 | Generic - Generator | Generation | Electricity | ON | Dispatch-Generation | FuelCost | 0 | [6 empty] | 0.42196 | 0
LCP_Inputs_ON_Electric_2023_04_03 | 2042 | Generic - Generator | Generation | Electricity | ON | Dispatch-Generation | VOM | 0 | [6 empty] | 0.42196 | 0
LCP_Inputs_ON_Electric_2023_04_03 | 2042 | Generic - Generator | Generation | Electricity | PJ | Dispatch-Generation | EmissionsCost | 0 | [6 empty] | 0.42196 | 0
LCP_Inputs_ON_Electric_2023_04_03 | 2042 | Generic - Generator | Generation | Electricity | PJ | Dispatch-Generation | FuelCost | 5522714443.0855 | [6 empty] | 0.42196 | 2330339108.193
LCP_Inputs_ON_Electric_2023_04_03 | 2042 | Generic - Generator | Generation | Electricity | PJ | Dispatch-Generation | VOM | 180619882.2198 | [6 empty] | 0.42196 | 76213532.2389
LCP_Inputs_ON_Electric_2023_04_03 | 2042 | Generic - Generator | Generation | Electricity | QC | Dispatch-Generation | EmissionsCost | 0 | [6 empty] | 0.42196 | 0
LCP_Inputs_ON_Electric_2023_04_03 | 2042 | Generic - Generator | Generation | Electricity | QC | Dispatch-Generation | FuelCost | 0 | [6 empty] | 0.42196 | 0
LCP_Inputs_ON_Electric_2023_04_03 | 2042 | Generic - Generator | Generation | Electricity | QC | Dispatch-Generation | VOM | 0 | [6 empty] | 0.42196 | 0
LCP_Inputs_ON_Electric_2023_04_03 | 2042 | Generic - Generator | Generation | Electricity | WC | Dispatch-Generation | EmissionsCost | 0 | [6 empty] | 0.42196 | 0
LCP_Inputs_ON_Electric_2023_04_03 | 2042 | Generic - Generator | Generation | Electricity | WC | Dispatch-Generation | FuelCost | 0 | [6 empty] | 0.42196 | 0
LCP_Inputs_ON_Electric_2023_04_03 | 2042 | Generic - Generator | Generation | Electricity | WC | Dispatch-Generation | VOM | 0 | [6 empty] | 0.42196 | 0
LCP_Inputs_ON_Electric_2023_04_03 | 2042 | H2 Import - QC | Import | Hydrogen | MI | Dispatch-Import | EmissionsCost | 0 | [6 empty] | 0.42196 | 0
LCP_Inputs_ON_Electric_2023_04_03 | 2042 | H2 Import - QC | Import | Hydrogen | MI | Dispatch-Import | FuelCost | 0 | [6 empty] | 0.42196 | 0
LCP_Inputs_ON_Electric_2023_04_03 | 2042 | H2 Import - QC | Import | Hydrogen | MI | Dispatch-Import | VOM | 0 | [6 empty] | 0.42196 | 0
LCP_Inputs_ON_Electric_2023_04_03 | 2042 | H2 Import - QC | Import | Hydrogen | NY | Dispatch-Import | EmissionsCost | 0 | [6 empty] | 0.42196 | 0
LCP_Inputs_ON_Electric_2023_04_03 | 2042 | H2 Import - QC | Import | Hydrogen | NY | Dispatch-Import | FuelCost | 0 | [6 empty] | 0.42196 | 0
LCP_Inputs_ON_Electric_2023_04_03 | 2042 | H2 Import - QC | Import | Hydrogen | NY | Dispatch-Import | VOM | 0 | [6 empty] | 0.42196 | 0
LCP_Inputs_ON_Electric_2023_04_03 | 2042 | H2 Import - QC | Import | Hydrogen | ON | Dispatch-Import | EmissionsCost | 0 | [6 empty] | 0.42196 | 0
LCP_Inputs_ON_Electric_2023_04_03 | 2042 | H2 Import - QC | Import | Hydrogen | ON | Dispatch-Import | FuelCost | 0 | [6 empty] | 0.42196 | 0
LCP_Inputs_ON_Electric_2023_04_03 | 2042 | H2 Import - QC | Import | Hydrogen | ON | Dispatch-Import | VOM | 0 | [6 empty] | 0.42196 | 0
LCP_Inputs_ON_Electric_2023_04_03 | 2042 | H2 Import - QC | Import | Hydrogen | PJ | Dispatch-Import | EmissionsCost | 0 | [6 empty] | 0.42196 | 0
LCP_Inputs_ON_Electric_2023_04_03 | 2042 | H2 Import - QC | Import | Hydrogen | PJ | Dispatch-Import | FuelCost | 0 | [6 empty] | 0.42196 | 0
LCP_Inputs_ON_Electric_2023_04_03 | 2042 | H2 Import - QC | Import | Hydrogen | PJ | Dispatch-Import | VOM | 0 | [6 empty] | 0.42196 | 0
LCP_Inputs_ON_Electric_2023_04_03 | 2042 | H2 Import - QC | Import | Hydrogen | QC | Dispatch-Import | EmissionsCost | 0 | [6 empty] | 0.42196 | 0
LCP_Inputs_ON_Electric_2023_04_03 | 2042 | H2 Import - QC | Import | Hydrogen | QC | Dispatch-Import | FuelCost | 0 | [6 empty] | 0.42196 | 0
LCP_Inputs_ON_Electric_2023_04_03 | 2042 | H2 Import - QC | Import | Hydrogen | QC | Dispatch-Import | VOM | 0 | [6 empty] | 0.42196 | 0
LCP_Inputs_ON_Electric_2023_04_03 | 2042 | H2 Import - QC | Import | Hydrogen | WC | Dispatch-Import | EmissionsCost | 0 | [6 empty] | 0.42196 | 0
LCP_Inputs_ON_Electric_2023_04_03 | 2042 | H2 Import - QC | Import | Hydrogen | WC | Dispatch-Import | FuelCost | 0 | [6 empty] | 0.42196 | 0
LCP_Inputs_ON_Electric_2023_04_03 | 2042 | H2 Import - QC | Import | Hydrogen | WC | Dispatch-Import | VOM | 0 | [6 empty] | 0.42196 | 0
LCP_Inputs_ON_Electric_2023_04_03 | 2042 | H2 Import - WC | Import | Hydrogen | MI | Dispatch-Import | EmissionsCost | 0 | [6 empty] | 0.42196 | 0
LCP_Inputs_ON_Electric_2023_04_03 | 2042 | H2 Import - WC | Import | Hydrogen | MI | Dispatch-Import | FuelCost | 0 | [6 empty] | 0.42196 | 0
LCP_Inputs_ON_Electric_2023_04_03 | 2042 | H2 Import - WC | Import | Hydrogen | MI | Dispatch-Import | VOM | 0 | [6 empty] | 0.42196 | 0
LCP_Inputs_ON_Electric_2023_04_03 | 2042 | H2 Import - WC | Import | Hydrogen | NY | Dispatch-Import | EmissionsCost | 0 | [6 empty] | 0.42196 | 0
LCP_Inputs_ON_Electric_2023_04_03 | 2042 | H2 Import - WC | Import | Hydrogen | NY | Dispatch-Import | FuelCost | 0 | [6 empty] | 0.42196 | 0
LCP_Inputs_ON_Electric_2023_04_03 | 2042 | H2 Import - WC | Import | Hydrogen | NY | Dispatch-Import | VOM | 0 | [6 empty] | 0.42196 | 0
LCP_Inputs_ON_Electric_2023_04_03 | 2042 | H2 Import - WC | Import | Hydrogen | ON | Dispatch-Import | EmissionsCost | 0 | [6 empty] | 0.42196 | 0
LCP_Inputs_ON_Electric_2023_04_03 | 2042 | H2 Import - WC | Import | Hydrogen | ON | Dispatch-Import | FuelCost | 0 | [6 empty] | 0.42196 | 0
LCP_Inputs_ON_Electric_2023_04_03 | 2042 | H2 Import - WC | Import | Hydrogen | ON | Dispatch-Import | VOM | 0 | [6 empty] | 0.42196 | 0
LCP_Inputs_ON_Electric_2023_04_03 | 2042 | H2 Import - WC | Import | Hydrogen | PJ | Dispatch-Import | EmissionsCost | 0 | [6 empty] | 0.42196 | 0
LCP_Inputs_ON_Electric_2023_04_03 | 2042 | H2 Import - WC | Import | Hydrogen | PJ | Dispatch-Import | FuelCost | 0 | [6 empty] | 0.42196 | 0
LCP_Inputs_ON_Electric_2023_04_03 | 2042 | H2 Import - WC | Import | Hydrogen | PJ | Dispatch-Import | VOM | 0 | [6 empty] | 0.42196 | 0
LCP_Inputs_ON_Electric_2023_04_03 | 2042 | H2 Import - WC | Import | Hydrogen | QC | Dispatch-Import | EmissionsCost | 0 | [6 empty] | 0.42196 | 0
LCP_Inputs_ON_Electric_2023_04_03 | 2042 | H2 Import - WC | Import | Hydrogen | QC | Dispatch-Import | FuelCost | 0 | [6 empty] | 0.42196 | 0
LCP_Inputs_ON_Electric_2023_04_03 | 2042 | H2 Import - WC | Import | Hydrogen | QC | Dispatch-Import | VOM | 0 | [6 empty] | 0.42196 | 0
LCP_Inputs_ON_Electric_2023_04_03 | 2042 | H2 Import - WC | Import | Hydrogen | WC | Dispatch-Import | EmissionsCost | 0 | [6 empty] | 0.42196 | 0
LCP_Inputs_ON_Electric_2023_04_03 | 2042 | H2 Import - WC | Import | Hydrogen | WC | Dispatch-Import | FuelCost | 44020984.9366 | [6 empty] | 0.42196 | 18574891.7196
LCP_Inputs_ON_Electric_2023_04_03 | 2042 | H2 Import - WC | Import | Hydrogen | WC | Dispatch-Import | VOM | 0 | [6 empty] | 0.42196 | 0
LCP_Inputs_ON_Electric_2023_04_03 | 2042 | H2 Salt Cavern Storage - ON | Storage | Hydrogen | MI | Dispatch-Storage | EmissionsCost | 0 | [6 empty] | 0.42196 | 0
LCP_Inputs_ON_Electric_2023_04_03 | 2042 | H2 Salt Cavern Storage - ON | Storage | Hydrogen | MI | Dispatch-Storage | FuelCost | 0 | [6 empty] | 0.42196 | 0
LCP_Inputs_ON_Electric_2023_04_03 | 2042 | H2 Salt Cavern Storage - ON | Storage | Hydrogen | MI | Dispatch-Storage | VOM | 0 | [6 empty] | 0.42196 | 0
LCP_Inputs_ON_Electric_2023_04_03 | 2042 | H2 Salt Cavern Storage - ON | Storage | Hydrogen | NY | Dispatch-Storage | EmissionsCost | 0 | [6 empty] | 0.42196 | 0
LCP_Inputs_ON_Electric_2023_04_03 | 2042 | H2 Salt Cavern Storage - ON | Storage | Hydrogen | NY | Dispatch-Storage | FuelCost | 0 | [6 empty] | 0.42196 | 0
LCP_Inputs_ON_Electric_2023_04_03 | 2042 | H2 Salt Cavern Storage - ON | Storage | Hydrogen | NY | Dispatch-Storage | VOM | 0 | [6 empty] | 0.42196 | 0
LCP_Inputs_ON_Electric_2023_04_03 | 2042 | H2 Salt Cavern Storage - ON | Storage | Hydrogen | ON | Dispatch-Storage | EmissionsCost | 0 | [6 empty] | 0.42196 | 0
LCP_Inputs_ON_Electric_2023_04_03 | 2042 | H2 Salt Cavern Storage - ON | Storage | Hydrogen | ON | Dispatch-Storage | FuelCost | 0 | [6 empty] | 0.42196 | 0
LCP_Inputs_ON_Electric_2023_04_03 | 2042 | H2 Salt Cavern Storage - ON | Storage | Hydrogen | ON | Dispatch-Storage | VOM | 52587352.8626 | [6 empty] | 0.42196 | 22189516.8101
LCP_Inputs_ON_Electric_2023_04_03 | 2042 | H2 Salt Cavern Storage - ON | Storage | Hydrogen | PJ | Dispatch-Storage | EmissionsCost | 0 | [6 empty] | 0.42196 | 0
LCP_Inputs_ON_Electric_2023_04_03 | 2042 | H2 Salt Cavern Storage - ON | Storage | Hydrogen | PJ | Dispatch-Storage | FuelCost | 0 | [6 empty] | 0.42196 | 0
LCP_Inputs_ON_Electric_2023_04_03 | 2042 | H2 Salt Cavern Storage - ON | Storage | Hydrogen | PJ | Dispatch-Storage | VOM | 0 | [6 empty] | 0.42196 | 0
LCP_Inputs_ON_Electric_2023_04_03 | 2042 | H2 Salt Cavern Storage - ON | Storage | Hydrogen | QC | Dispatch-Storage | EmissionsCost | 0 | [6 empty] | 0.42196 | 0
LCP_Inputs_ON_Electric_2023_04_03 | 2042 | H2 Salt Cavern Storage - ON | Storage | Hydrogen | QC | Dispatch-Storage | FuelCost | 0 | [6 empty] | 0.42196 | 0
LCP_Inputs_ON_Electric_2023_04_03 | 2042 | H2 Salt Cavern Storage - ON | Storage | Hydrogen | QC | Dispatch-Storage | VOM | 0 | [6 empty] | 0.42196 | 0
LCP_Inputs_ON_Electric_2023_04_03 | 2042 | H2 Salt Cavern Storage - ON | Storage | Hydrogen | WC | Dispatch-Storage | EmissionsCost | 0 | [6 empty] | 0.42196 | 0
LCP_Inputs_ON_Electric_2023_04_03 | 2042 | H2 Salt Cavern Storage - ON | Storage | Hydrogen | WC | Dispatch-Storage | FuelCost | 0 | [6 empty] | 0.42196 | 0
LCP_Inputs_ON_Electric_2023_04_03 | 2042 | H2 Salt Cavern Storage - ON | Storage | Hydrogen | WC | Dispatch-Storage | VOM | 0 | [6 empty] | 0.42196 | 0
LCP_Inputs_ON_Electric_2023_04_03 | 2042 | Hydro | Generation | Electricity | MI | Dispatch-Generation | EmissionsCost | 0 | [6 empty] | 0.42196 | 0
LCP_Inputs_ON_Electric_2023_04_03 | 2042 | Hydro | Generation | Electricity | MI | Dispatch-Generation | FuelCost | 0 | [6 empty] | 0.42196 | 0
LCP_Inputs_ON_Electric_2023_04_03 | 2042 | Hydro | Generation | Electricity | MI | Dispatch-Generation | VOM | 0 | [6 empty] | 0.42196 | 0
LCP_Inputs_ON_Electric_2023_04_03 | 2042 | Hydro | Generation | Electricity | NY | Dispatch-Generation | EmissionsCost | 0 | [6 empty] | 0.42196 | 0
LCP_Inputs_ON_Electric_2023_04_03 | 2042 | Hydro | Generation | Electricity | NY | Dispatch-Generation | FuelCost | 0 | [6 empty] | 0.42196 | 0
LCP_Inputs_ON_Electric_2023_04_03 | 2042 | Hydro | Generation | Electricity | NY | Dispatch-Generation | VOM | 0 | [6 empty] | 0.42196 | 0
LCP_Inputs_ON_Electric_2023_04_03 | 2042 | Hydro | Generation | Electricity | ON | Dispatch-Generation | EmissionsCost | 0 | [6 empty] | 0.42196 | 0
LCP_Inputs_ON_Electric_2023_04_03 | 2042 | Hydro | Generation | Electricity | ON | Dispatch-Generation | FuelCost | 0 | [6 empty] | 0.42196 | 0
LCP_Inputs_ON_Electric_2023_04_03 | 2042 | Hydro | Generation | Electricity | ON | Dispatch-Generation | VOM | 0 | [6 empty] | 0.42196 | 0
LCP_Inputs_ON_Electric_2023_04_03 | 2042 | Hydro | Generation | Electricity | PJ | Dispatch-Generation | EmissionsCost | 0 | [6 empty] | 0.42196 | 0
LCP_Inputs_ON_Electric_2023_04_03 | 2042 | Hydro | Generation | Electricity | PJ | Dispatch-Generation | FuelCost | 0 | [6 empty] | 0.42196 | 0
LCP_Inputs_ON_Electric_2023_04_03 | 2042 | Hydro | Generation | Electricity | PJ | Dispatch-Generation | VOM | 0 | [6 empty] | 0.42196 | 0
LCP_Inputs_ON_Electric_2023_04_03 | 2042 | Hydro | Generation | Electricity | QC | Dispatch-Generation | EmissionsCost | 0 | [6 empty] | 0.42196 | 0
LCP_Inputs_ON_Electric_2023_04_03 | 2042 | Hydro | Generation | Electricity | QC | Dispatch-Generation | FuelCost | 0 | [6 empty] | 0.42196 | 0
LCP_Inputs_ON_Electric_2023_04_03 | 2042 | Hydro | Generation | Electricity | QC | Dispatch-Generation | VOM | 0 | [6 empty] | 0.42196 | 0
LCP_Inputs_ON_Electric_2023_04_03 | 2042 | Hydro | Generation | Electricity | WC | Dispatch-Generation | EmissionsCost | 0 | [6 empty] | 0.42196 | 0
LCP_Inputs_ON_Electric_2023_04_03 | 2042 | Hydro | Generation | Electricity | WC | Dispatch-Generation | FuelCost | 0 | [6 empty] | 0.42196 | 0
LCP_Inputs_ON_Electric_2023_04_03 | 2042 | Hydro | Generation | Electricity | WC | Dispatch-Generation | VOM | 0 | [6 empty] | 0.42196 | 0
LCP_Inputs_ON_Electric_2023_04_03 | 2042 | Hydro Pumped Storage | Storage | Electricity | MI | Dispatch-Storage | EmissionsCost | 0 | [6 empty] | 0.42196 | 0
LCP_Inputs_ON_Electric_2023_04_03 | 2042 | Hydro Pumped Storage | Storage | Electricity | MI | Dispatch-Storage | FuelCost | 0 | [6 empty] | 0.42196 | 0
LCP_Inputs_ON_Electric_2023_04_03 | 2042 | Hydro Pumped Storage | Storage | Electricity | MI | Dispatch-Storage | VOM | 0 | [6 empty] | 0.42196 | 0
LCP_Inputs_ON_Electric_2023_04_03 | 2042 | Hydro Pumped Storage | Storage | Electricity | NY | Dispatch-Storage | EmissionsCost | 0 | [6 empty] | 0.42196 | 0
LCP_Inputs_ON_Electric_2023_04_03 | 2042 | Hydro Pumped Storage | Storage | Electricity | NY | Dispatch-Storage | FuelCost | 0 | [6 empty] | 0.42196 | 0
LCP_Inputs_ON_Electric_2023_04_03 | 2042 | Hydro Pumped Storage | Storage | Electricity | NY | Dispatch-Storage | VOM | 0 | [6 empty] | 0.42196 | 0
LCP_Inputs_ON_Electric_2023_04_03 | 2042 | Hydro Pumped Storage | Storage | Electricity | ON | Dispatch-Storage | EmissionsCost | 0 | [6 empty] | 0.42196 | 0
LCP_Inputs_ON_Electric_2023_04_03 | 2042 | Hydro Pumped Storage | Storage | Electricity | ON | Dispatch-Storage | FuelCost | 0 | [6 empty] | 0.42196 | 0
LCP_Inputs_ON_Electric_2023_04_03 | 2042 | Hydro Pumped Storage | Storage | Electricity | ON | Dispatch-Storage | VOM | 0 | [6 empty] | 0.42196 | 0
LCP_Inputs_ON_Electric_2023_04_03 | 2042 | Hydro Pumped Storage | Storage | Electricity | PJ | Dispatch-Storage | EmissionsCost | 0 | [6 empty] | 0.42196 | 0
LCP_Inputs_ON_Electric_2023_04_03 | 2042 | Hydro Pumped Storage | Storage | Electricity | PJ | Dispatch-Storage | FuelCost | 0 | [6 empty] | 0.42196 | 0
LCP_Inputs_ON_Electric_2023_04_03 | 2042 | Hydro Pumped Storage | Storage | Electricity | PJ | Dispatch-Storage | VOM | 0 | [6 empty] | 0.42196 | 0
LCP_Inputs_ON_Electric_2023_04_03 | 2042 | Hydro Pumped Storage | Storage | Electricity | QC | Dispatch-Storage | EmissionsCost | 0 | [6 empty] | 0.42196 | 0
LCP_Inputs_ON_Electric_2023_04_03 | 2042 | Hydro Pumped Storage | Storage | Electricity | QC | Dispatch-Storage | FuelCost | 0 | [6 empty] | 0.42196 | 0
LCP_Inputs_ON_Electric_2023_04_03 | 2042 | Hydro Pumped Storage | Storage | Electricity | QC | Dispatch-Storage | VOM | 0 | [6 empty] | 0.42196 | 0
LCP_Inputs_ON_Electric_2023_04_03 | 2042 | Hydro Pumped Storage | Storage | Electricity | WC | Dispatch-Storage | EmissionsCost | 0 | [6 empty] | 0.42196 | 0
LCP_Inputs_ON_Electric_2023_04_03 | 2042 | Hydro Pumped Storage | Storage | Electricity | WC | Dispatch-Storage | FuelCost | 0 | [6 empty] | 0.42196 | 0
LCP_Inputs_ON_Electric_2023_04_03 | 2042 | Hydro Pumped Storage | Storage | Electricity | WC | Dispatch-Storage | VOM | 0 | [6 empty] | 0.42196 | 0
LCP_Inputs_ON_Electric_2023_04_03 | 2042 | Nuclear | Generation | Electricity | MI | Dispatch-Generation | EmissionsCost | 0 | [6 empty] | 0.42196 | 0
LCP_Inputs_ON_Electric_2023_04_03 | 2042 | Nuclear | Generation | Electricity | MI | Dispatch-Generation | FuelCost | 0 | [6 empty] | 0.42196 | 0
LCP_Inputs_ON_Electric_2023_04_03 | 2042 | Nuclear | Generation | Electricity | MI | Dispatch-Generation | VOM | 2762866296.96 | [6 empty] | 0.42196 | 1165806316.5977
LCP_Inputs_ON_Electric_2023_04_03 | 2042 | Nuclear | Generation | Electricity | NY | Dispatch-Generation | EmissionsCost | 0 | [6 empty] | 0.42196 | 0
LCP_Inputs_ON_Electric_2023_04_03 | 2042 | Nuclear | Generation | Electricity | NY | Dispatch-Generation | FuelCost | 0 | [6 empty] | 0.42196 | 0
LCP_Inputs_ON_Electric_2023_04_03 | 2042 | Nuclear | Generation | Electricity | NY | Dispatch-Generation | VOM | 2246155230.144 | [6 empty] | 0.42196 | 947777298.6127
LCP_Inputs_ON_Electric_2023_04_03 | 2042 | Nuclear | Generation | Electricity | ON | Dispatch-Generation | EmissionsCost | 0 | [6 empty] | 0.42196 | 0
LCP_Inputs_ON_Electric_2023_04_03 | 2042 | Nuclear | Generation | Electricity | ON | Dispatch-Generation | FuelCost | 0 | [6 empty] | 0.42196 | 0
LCP_Inputs_ON_Electric_2023_04_03 | 2042 | Nuclear | Generation | Electricity | ON | Dispatch-Generation | VOM | 7823178339.984 | [6 empty] | 0.42196 | 3301032241.2846
LCP_Inputs_ON_Electric_2023_04_03 | 2042 | Nuclear | Generation | Electricity | PJ | Dispatch-Generation | EmissionsCost | 0 | [6 empty] | 0.42196 | 0
LCP_Inputs_ON_Electric_2023_04_03 | 2042 | Nuclear | Generation | Electricity | PJ | Dispatch-Generation | FuelCost | 0 | [6 empty] | 0.42196 | 0
LCP_Inputs_ON_Electric_2023_04_03 | 2042 | Nuclear | Generation | Electricity | PJ | Dispatch-Generation | VOM | 6401347648.6848 | [6 empty] | 0.42196 | 2701083122.1857
LCP_Inputs_ON_Electric_2023_04_03 | 2042 | Nuclear | Generation | Electricity | QC | Dispatch-Generation | EmissionsCost | 0 | [6 empty] | 0.42196 | 0
LCP_Inputs_ON_Electric_2023_04_03 | 2042 | Nuclear | Generation | Electricity | QC | Dispatch-Generation | FuelCost | 0 | [6 empty] | 0.42196 | 0
LCP_Inputs_ON_Electric_2023_04_03 | 2042 | Nuclear | Generation | Electricity | QC | Dispatch-Generation | VOM | 0 | [6 empty] | 0.42196 | 0
LCP_Inputs_ON_Electric_2023_04_03 | 2042 | Nuclear | Generation | Electricity | WC | Dispatch-Generation | EmissionsCost | 0 | [6 empty] | 0.42196 | 0
LCP_Inputs_ON_Electric_2023_04_03 | 2042 | Nuclear | Generation | Electricity | WC | Dispatch-Generation | FuelCost | 0 | [6 empty] | 0.42196 | 0
LCP_Inputs_ON_Electric_2023_04_03 | 2042 | Nuclear | Generation | Electricity | WC | Dispatch-Generation | VOM | 0 | [6 empty] | 0.42196 | 0
LCP_Inputs_ON_Electric_2023_04_03 | 2042 | Nuclear SMR | Generation | Electricity | MI | Dispatch-Generation | EmissionsCost | 0 | [6 empty] | 0.42196 | 0
LCP_Inputs_ON_Electric_2023_04_03 | 2042 | Nuclear SMR | Generation | Electricity | MI | Dispatch-Generation | FuelCost | 0 | [6 empty] | 0.42196 | 0
LCP_Inputs_ON_Electric_2023_04_03 | 2042 | Nuclear SMR | Generation | Electricity | MI | Dispatch-Generation | VOM | 0 | [6 empty] | 0.42196 | 0
LCP_Inputs_ON_Electric_2023_04_03 | 2042 | Nuclear SMR | Generation | Electricity | NY | Dispatch-Generation | EmissionsCost | 0 | [6 empty] | 0.42196 | 0
LCP_Inputs_ON_Electric_2023_04_03 | 2042 | Nuclear SMR | Generation | Electricity | NY | Dispatch-Generation | FuelCost | 0 | [6 empty] | 0.42196 | 0
LCP_Inputs_ON_Electric_2023_04_03 | 2042 | Nuclear SMR | Generation | Electricity | NY | Dispatch-Generation | VOM | 0 | [6 empty] | 0.42196 | 0
LCP_Inputs_ON_Electric_2023_04_03 | 2042 | Nuclear SMR | Generation | Electricity | ON | Dispatch-Generation | EmissionsCost | 0 | [6 empty] | 0.42196 | 0
LCP_Inputs_ON_Electric_2023_04_03 | 2042 | Nuclear SMR | Generation | Electricity | ON | Dispatch-Generation | FuelCost | 0 | [6 empty] | 0.42196 | 0
LCP_Inputs_ON_Electric_2023_04_03 | 2042 | Nuclear SMR | Generation | Electricity | ON | Dispatch-Generation | VOM | 188861026.6733 | [6 empty] | 0.42196 | 79690927.5331
LCP_Inputs_ON_Electric_2023_04_03 | 2042 | Nuclear SMR | Generation | Electricity | PJ | Dispatch-Generation | EmissionsCost | 0 | [6 empty] | 0.42196 | 0
LCP_Inputs_ON_Electric_2023_04_03 | 2042 | Nuclear SMR | Generation | Electricity | PJ | Dispatch-Generation | FuelCost | 0 | [6 empty] | 0.42196 | 0
LCP_Inputs_ON_Electric_2023_04_03 | 2042 | Nuclear SMR | Generation | Electricity | PJ | Dispatch-Generation | VOM | 0 | [6 empty] | 0.42196 | 0
LCP_Inputs_ON_Electric_2023_04_03 | 2042 | Nuclear SMR | Generation | Electricity | QC | Dispatch-Generation | EmissionsCost | 0 | [6 empty] | 0.42196 | 0
LCP_Inputs_ON_Electric_2023_04_03 | 2042 | Nuclear SMR | Generation | Electricity | QC | Dispatch-Generation | FuelCost | 0 | [6 empty] | 0.42196 | 0
LCP_Inputs_ON_Electric_2023_04_03 | 2042 | Nuclear SMR | Generation | Electricity | QC | Dispatch-Generation | VOM | 0 | [6 empty] | 0.42196 | 0
LCP_Inputs_ON_Electric_2023_04_03 | 2042 | Nuclear SMR | Generation | Electricity | WC | Dispatch-Generation | EmissionsCost | 0 | [6 empty] | 0.42196 | 0
LCP_Inputs_ON_Electric_2023_04_03 | 2042 | Nuclear SMR | Generation | Electricity | WC | Dispatch-Generation | FuelCost | 0 | [6 empty] | 0.42196 | 0
LCP_Inputs_ON_Electric_2023_04_03 | 2042 | Nuclear SMR | Generation | Electricity | WC | Dispatch-Generation | VOM | 0 | [6 empty] | 0.42196 | 0
LCP_Inputs_ON_Electric_2023_04_03 | 2042 | O/CCGT - CH4 Existing | Crossload | Electricity | MI | Dispatch-Crossload | EmissionsCost | 0 | [6 empty] | 0.42196 | 0
LCP_Inputs_ON_Electric_2023_04_03 | 2042 | O/CCGT - CH4 Existing | Crossload | Electricity | MI | Dispatch-Crossload | FuelCost | 0 | [6 empty] | 0.42196 | 0
LCP_Inputs_ON_Electric_2023_04_03 | 2042 | O/CCGT - CH4 Existing | Crossload | Electricity | MI | Dispatch-Crossload | VOM | 0 | [6 empty] | 0.42196 | 0
LCP_Inputs_ON_Electric_2023_04_03 | 2042 | O/CCGT - CH4 Existing | Crossload | Electricity | NY | Dispatch-Crossload | EmissionsCost | 0 | [6 empty] | 0.42196 | 0
LCP_Inputs_ON_Electric_2023_04_03 | 2042 | O/CCGT - CH4 Existing | Crossload | Electricity | NY | Dispatch-Crossload | FuelCost | 0 | [6 empty] | 0.42196 | 0
LCP_Inputs_ON_Electric_2023_04_03 | 2042 | O/CCGT - CH4 Existing | Crossload | Electricity | NY | Dispatch-Crossload | VOM | 0 | [6 empty] | 0.42196 | 0
LCP_Inputs_ON_Electric_2023_04_03 | 2042 | O/CCGT - CH4 Existing | Crossload | Electricity | ON | Dispatch-Crossload | EmissionsCost | 4366216.5558 | [6 empty] | 0.42196 | 1842348.595
LCP_Inputs_ON_Electric_2023_04_03 | 2042 | O/CCGT - CH4 Existing | Crossload | Electricity | ON | Dispatch-Crossload | FuelCost | 0 | [6 empty] | 0.42196 | 0
LCP_Inputs_ON_Electric_2023_04_03 | 2042 | O/CCGT - CH4 Existing | Crossload | Electricity | ON | Dispatch-Crossload | VOM | 155334.2065 | [6 empty] | 0.42196 | 65544.1052
LCP_Inputs_ON_Electric_2023_04_03 | 2042 | O/CCGT - CH4 Existing | Crossload | Electricity | PJ | Dispatch-Crossload | EmissionsCost | 0 | [6 empty] | 0.42196 | 0
LCP_Inputs_ON_Electric_2023_04_03 | 2042 | O/CCGT - CH4 Existing | Crossload | Electricity | PJ | Dispatch-Crossload | FuelCost | 0 | [6 empty] | 0.42196 | 0
LCP_Inputs_ON_Electric_2023_04_03 | 2042 | O/CCGT - CH4 Existing | Crossload | Electricity | PJ | Dispatch-Crossload | VOM | 0 | [6 empty] | 0.42196 | 0
LCP_Inputs_ON_Electric_2023_04_03 | 2042 | O/CCGT - CH4 Existing | Crossload | Electricity | QC | Dispatch-Crossload | EmissionsCost | 0 | [6 empty] | 0.42196 | 0
LCP_Inputs_ON_Electric_2023_04_03 | 2042 | O/CCGT - CH4 Existing | Crossload | Electricity | QC | Dispatch-Crossload | FuelCost | 0 | [6 empty] | 0.42196 | 0
LCP_Inputs_ON_Electric_2023_04_03 | 2042 | O/CCGT - CH4 Existing | Crossload | Electricity | QC | Dispatch-Crossload | VOM | 0 | [6 empty] | 0.42196 | 0
LCP_Inputs_ON_Electric_2023_04_03 | 2042 | O/CCGT - CH4 Existing | Crossload | Electricity | WC | Dispatch-Crossload | EmissionsCost | 0 | [6 empty] | 0.42196 | 0
LCP_Inputs_ON_Electric_2023_04_03 | 2042 | O/CCGT - CH4 Existing | Crossload | Electricity | WC | Dispatch-Crossload | FuelCost | 0 | [6 empty] | 0.42196 | 0
LCP_Inputs_ON_Electric_2023_04_03 | 2042 | O/CCGT - CH4 Existing | Crossload | Electricity | WC | Dispatch-Crossload | VOM | 0 | [6 empty] | 0.42196 | 0
LCP_Inputs_ON_Electric_2023_04_03 | 2042 | O/CCGT - CH4 New | Crossload | Electricity | MI | Dispatch-Crossload | EmissionsCost | 0 | [6 empty] | 0.42196 | 0
LCP_Inputs_ON_Electric_2023_04_03 | 2042 | O/CCGT - CH4 New | Crossload | Electricity | MI | Dispatch-Crossload | FuelCost | 0 | [6 empty] | 0.42196 | 0
LCP_Inputs_ON_Electric_2023_04_03 | 2042 | O/CCGT - CH4 New | Crossload | Electricity | MI | Dispatch-Crossload | VOM | 0 | [6 empty] | 0.42196 | 0
LCP_Inputs_ON_Electric_2023_04_03 | 2042 | O/CCGT - CH4 New | Crossload | Electricity | NY | Dispatch-Crossload | EmissionsCost | 0 | [6 empty] | 0.42196 | 0
LCP_Inputs_ON_Electric_2023_04_03 | 2042 | O/CCGT - CH4 New | Crossload | Electricity | NY | Dispatch-Crossload | FuelCost | 0 | [6 empty] | 0.42196 | 0
LCP_Inputs_ON_Electric_2023_04_03 | 2042 | O/CCGT - CH4 New | Crossload | Electricity | NY | Dispatch-Crossload | VOM | 0 | [6 empty] | 0.42196 | 0
LCP_Inputs_ON_Electric_2023_04_03 | 2042 | O/CCGT - CH4 New | Crossload | Electricity | ON | Dispatch-Crossload | EmissionsCost | 1534085.0461 | [6 empty] | 0.42196 | 647315.4488
LCP_Inputs_ON_Electric_2023_04_03 | 2042 | O/CCGT - CH4 New | Crossload | Electricity | ON | Dispatch-Crossload | FuelCost | 0 | [6 empty] | 0.42196 | 0
LCP_Inputs_ON_Electric_2023_04_03 | 2042 | O/CCGT - CH4 New | Crossload | Electricity | ON | Dispatch-Crossload | VOM | 54577.2021 | [6 empty] | 0.42196 | 23029.1444
LCP_Inputs_ON_Electric_2023_04_03 | 2042 | O/CCGT - CH4 New | Crossload | Electricity | PJ | Dispatch-Crossload | EmissionsCost | 0 | [6 empty] | 0.42196 | 0
LCP_Inputs_ON_Electric_2023_04_03 | 2042 | O/CCGT - CH4 New | Crossload | Electricity | PJ | Dispatch-Crossload | FuelCost | 0 | [6 empty] | 0.42196 | 0
LCP_Inputs_ON_Electric_2023_04_03 | 2042 | O/CCGT - CH4 New | Crossload | Electricity | PJ | Dispatch-Crossload | VOM | 0 | [6 empty] | 0.42196 | 0
LCP_Inputs_ON_Electric_2023_04_03 | 2042 | O/CCGT - CH4 New | Crossload | Electricity | QC | Dispatch-Crossload | EmissionsCost | 0 | [6 empty] | 0.42196 | 0
LCP_Inputs_ON_Electric_2023_04_03 | 2042 | O/CCGT - CH4 New | Crossload | Electricity | QC | Dispatch-Crossload | FuelCost | 0 | [6 empty] | 0.42196 | 0
LCP_Inputs_ON_Electric_2023_04_03 | 2042 | O/CCGT - CH4 New | Crossload | Electricity | QC | Dispatch-Crossload | VOM | 0 | [6 empty] | 0.42196 | 0
LCP_Inputs_ON_Electric_2023_04_03 | 2042 | O/CCGT - CH4 New | Crossload | Electricity | WC | Dispatch-Crossload | EmissionsCost | 0 | [6 empty] | 0.42196 | 0
LCP_Inputs_ON_Electric_2023_04_03 | 2042 | O/CCGT - CH4 New | Crossload | Electricity | WC | Dispatch-Crossload | FuelCost | 0 | [6 empty] | 0.42196 | 0
LCP_Inputs_ON_Electric_2023_04_03 | 2042 | O/CCGT - CH4 New | Crossload | Electricity | WC | Dispatch-Crossload | VOM | 0 | [6 empty] | 0.42196 | 0
LCP_Inputs_ON_Electric_2023_04_03 | 2042 | O/CCGT - H2 New | Crossload | Electricity | MI | Dispatch-Crossload | EmissionsCost | 0 | [6 empty] | 0.42196 | 0
LCP_Inputs_ON_Electric_2023_04_03 | 2042 | O/CCGT - H2 New | Crossload | Electricity | MI | Dispatch-Crossload | FuelCost | 0 | [6 empty] | 0.42196 | 0
LCP_Inputs_ON_Electric_2023_04_03 | 2042 | O/CCGT - H2 New | Crossload | Electricity | MI | Dispatch-Crossload | VOM | 0 | [6 empty] | 0.42196 | 0
LCP_Inputs_ON_Electric_2023_04_03 | 2042 | O/CCGT - H2 New | Crossload | Electricity | NY | Dispatch-Crossload | EmissionsCost | 0 | [6 empty] | 0.42196 | 0
LCP_Inputs_ON_Electric_2023_04_03 | 2042 | O/CCGT - H2 New | Crossload | Electricity | NY | Dispatch-Crossload | FuelCost | 0 | [6 empty] | 0.42196 | 0
LCP_Inputs_ON_Electric_2023_04_03 | 2042 | O/CCGT - H2 New | Crossload | Electricity | NY | Dispatch-Crossload | VOM | 0 | [6 empty] | 0.42196 | 0
LCP_Inputs_ON_Electric_2023_04_03 | 2042 | O/CCGT - H2 New | Crossload | Electricity | ON | Dispatch-Crossload | EmissionsCost | 0 | [6 empty] | 0.42196 | 0
LCP_Inputs_ON_Electric_2023_04_03 | 2042 | O/CCGT - H2 New | Crossload | Electricity | ON | Dispatch-Crossload | FuelCost | 0 | [6 empty] | 0.42196 | 0
LCP_Inputs_ON_Electric_2023_04_03 | 2042 | O/CCGT - H2 New | Crossload | Electricity | ON | Dispatch-Crossload | VOM | 1434951.3085 | [6 empty] | 0.42196 | 605485.4342
LCP_Inputs_ON_Electric_2023_04_03 | 2042 | O/CCGT - H2 New | Crossload | Electricity | PJ | Dispatch-Crossload | EmissionsCost | 0 | [6 empty] | 0.42196 | 0
LCP_Inputs_ON_Electric_2023_04_03 | 2042 | O/CCGT - H2 New | Crossload | Electricity | PJ | Dispatch-Crossload | FuelCost | 0 | [6 empty] | 0.42196 | 0
LCP_Inputs_ON_Electric_2023_04_03 | 2042 | O/CCGT - H2 New | Crossload | Electricity | PJ | Dispatch-Crossload | VOM | 0 | [6 empty] | 0.42196 | 0
LCP_Inputs_ON_Electric_2023_04_03 | 2042 | O/CCGT - H2 New | Crossload | Electricity | QC | Dispatch-Crossload | EmissionsCost | 0 | [6 empty] | 0.42196 | 0
LCP_Inputs_ON_Electric_2023_04_03 | 2042 | O/CCGT - H2 New | Crossload | Electricity | QC | Dispatch-Crossload | FuelCost | 0 | [6 empty] | 0.42196 | 0
LCP_Inputs_ON_Electric_2023_04_03 | 2042 | O/CCGT - H2 New | Crossload | Electricity | QC | Dispatch-Crossload | VOM | 0 | [6 empty] | 0.42196 | 0
LCP_Inputs_ON_Electric_2023_04_03 | 2042 | O/CCGT - H2 New | Crossload | Electricity | WC | Dispatch-Crossload | EmissionsCost | 0 | [6 empty] | 0.42196 | 0
LCP_Inputs_ON_Electric_2023_04_03 | 2042 | O/CCGT - H2 New | Crossload | Electricity | WC | Dispatch-Crossload | FuelCost | 0 | [6 empty] | 0.42196 | 0
LCP_Inputs_ON_Electric_2023_04_03 | 2042 | O/CCGT - H2 New | Crossload | Electricity | WC | Dispatch-Crossload | VOM | 0 | [6 empty] | 0.42196 | 0
LCP_Inputs_ON_Electric_2023_04_03 | 2042 | SMR CCS | Crossload | Hydrogen | MI | Dispatch-Crossload | EmissionsCost | 0 | [6 empty] | 0.42196 | 0
LCP_Inputs_ON_Electric_2023_04_03 | 2042 | SMR CCS | Crossload | Hydrogen | MI | Dispatch-Crossload | FuelCost | 0 | [6 empty] | 0.42196 | 0
LCP_Inputs_ON_Electric_2023_04_03 | 2042 | SMR CCS | Crossload | Hydrogen | MI | Dispatch-Crossload | VOM | 0 | [6 empty] | 0.42196 | 0
LCP_Inputs_ON_Electric_2023_04_03 | 2042 | SMR CCS | Crossload | Hydrogen | NY | Dispatch-Crossload | EmissionsCost | 0 | [6 empty] | 0.42196 | 0
LCP_Inputs_ON_Electric_2023_04_03 | 2042 | SMR CCS | Crossload | Hydrogen | NY | Dispatch-Crossload | FuelCost | 0 | [6 empty] | 0.42196 | 0
LCP_Inputs_ON_Electric_2023_04_03 | 2042 | SMR CCS | Crossload | Hydrogen | NY | Dispatch-Crossload | VOM | 0 | [6 empty] | 0.42196 | 0
LCP_Inputs_ON_Electric_2023_04_03 | 2042 | SMR CCS | Crossload | Hydrogen | ON | Dispatch-Crossload | EmissionsCost | 201797912.0831 | [6 empty] | 0.42196 | 85149716.0183
LCP_Inputs_ON_Electric_2023_04_03 | 2042 | SMR CCS | Crossload | Hydrogen | ON | Dispatch-Crossload | FuelCost | 0 | [6 empty] | 0.42196 | 0
LCP_Inputs_ON_Electric_2023_04_03 | 2042 | SMR CCS | Crossload | Hydrogen | ON | Dispatch-Crossload | VOM | 235403659.388 | [6 empty] | 0.42196 | 99329842.116
LCP_Inputs_ON_Electric_2023_04_03 | 2042 | SMR CCS | Crossload | Hydrogen | PJ | Dispatch-Crossload | EmissionsCost | 0 | [6 empty] | 0.42196 | 0
LCP_Inputs_ON_Electric_2023_04_03 | 2042 | SMR CCS | Crossload | Hydrogen | PJ | Dispatch-Crossload | FuelCost | 0 | [6 empty] | 0.42196 | 0
LCP_Inputs_ON_Electric_2023_04_03 | 2042 | SMR CCS | Crossload | Hydrogen | PJ | Dispatch-Crossload | VOM | 0 | [6 empty] | 0.42196 | 0
LCP_Inputs_ON_Electric_2023_04_03 | 2042 | SMR CCS | Crossload | Hydrogen | QC | Dispatch-Crossload | EmissionsCost | 0 | [6 empty] | 0.42196 | 0
LCP_Inputs_ON_Electric_2023_04_03 | 2042 | SMR CCS | Crossload | Hydrogen | QC | Dispatch-Crossload | FuelCost | 0 | [6 empty] | 0.42196 | 0
LCP_Inputs_ON_Electric_2023_04_03 | 2042 | SMR CCS | Crossload | Hydrogen | QC | Dispatch-Crossload | VOM | 0 | [6 empty] | 0.42196 | 0
LCP_Inputs_ON_Electric_2023_04_03 | 2042 | SMR CCS | Crossload | Hydrogen | WC | Dispatch-Crossload | EmissionsCost | 0 | [6 empty] | 0.42196 | 0
LCP_Inputs_ON_Electric_2023_04_03 | 2042 | SMR CCS | Crossload | Hydrogen | WC | Dispatch-Crossload | FuelCost | 0 | [6 empty] | 0.42196 | 0
LCP_Inputs_ON_Electric_2023_04_03 | 2042 | SMR CCS | Crossload | Hydrogen | WC | Dispatch-Crossload | VOM | 0 | [6 empty] | 0.42196 | 0
LCP_Inputs_ON_Electric_2023_04_03 | 2042 | Solar PV | Generation | Electricity | MI | Dispatch-Generation | EmissionsCost | 0 | [6 empty] | 0.42196 | 0
LCP_Inputs_ON_Electric_2023_04_03 | 2042 | Solar PV | Generation | Electricity | MI | Dispatch-Generation | FuelCost | 0 | [6 empty] | 0.42196 | 0
LCP_Inputs_ON_Electric_2023_04_03 | 2042 | Solar PV | Generation | Electricity | MI | Dispatch-Generation | VOM | 0 | [6 empty] | 0.42196 | 0
LCP_Inputs_ON_Electric_2023_04_03 | 2042 | Solar PV | Generation | Electricity | NY | Dispatch-Generation | EmissionsCost | 0 | [6 empty] | 0.42196 | 0
LCP_Inputs_ON_Electric_2023_04_03 | 2042 | Solar PV | Generation | Electricity | NY | Dispatch-Generation | FuelCost | 0 | [6 empty] | 0.42196 | 0
LCP_Inputs_ON_Electric_2023_04_03 | 2042 | Solar PV | Generation | Electricity | NY | Dispatch-Generation | VOM | 0 | [6 empty] | 0.42196 | 0
LCP_Inputs_ON_Electric_2023_04_03 | 2042 | Solar PV | Generation | Electricity | ON | Dispatch-Generation | EmissionsCost | 0 | [6 empty] | 0.42196 | 0
LCP_Inputs_ON_Electric_2023_04_03 | 2042 | Solar PV | Generation | Electricity | ON | Dispatch-Generation | FuelCost | 0 | [6 empty] | 0.42196 | 0
LCP_Inputs_ON_Electric_2023_04_03 | 2042 | Solar PV | Generation | Electricity | ON | Dispatch-Generation | VOM | 0 | [6 empty] | 0.42196 | 0
LCP_Inputs_ON_Electric_2023_04_03 | 2042 | Solar PV | Generation | Electricity | PJ | Dispatch-Generation | EmissionsCost | 0 | [6 empty] | 0.42196 | 0
LCP_Inputs_ON_Electric_2023_04_03 | 2042 | Solar PV | Generation | Electricity | PJ | Dispatch-Generation | FuelCost | 0 | [6 empty] | 0.42196 | 0
LCP_Inputs_ON_Electric_2023_04_03 | 2042 | Solar PV | Generation | Electricity | PJ | Dispatch-Generation | VOM | 0 | [6 empty] | 0.42196 | 0
LCP_Inputs_ON_Electric_2023_04_03 | 2042 | Solar PV | Generation | Electricity | QC | Dispatch-Generation | EmissionsCost | 0 | [6 empty] | 0.42196 | 0
LCP_Inputs_ON_Electric_2023_04_03 | 2042 | Solar PV | Generation | Electricity | QC | Dispatch-Generation | FuelCost | 0 | [6 empty] | 0.42196 | 0
LCP_Inputs_ON_Electric_2023_04_03 | 2042 | Solar PV | Generation | Electricity | QC | Dispatch-Generation | VOM | 0 | [6 empty] | 0.42196 | 0
LCP_Inputs_ON_Electric_2023_04_03 | 2042 | Solar PV | Generation | Electricity | WC | Dispatch-Generation | EmissionsCost | 0 | [6 empty] | 0.42196 | 0
LCP_Inputs_ON_Electric_2023_04_03 | 2042 | Solar PV | Generation | Electricity | WC | Dispatch-Generation | FuelCost | 0 | [6 empty] | 0.42196 | 0
LCP_Inputs_ON_Electric_2023_04_03 | 2042 | Solar PV | Generation | Electricity | WC | Dispatch-Generation | VOM | 0 | [6 empty] | 0.42196 | 0
LCP_Inputs_ON_Electric_2023_04_03 | 2042 | Wind Offshore | Generation | Electricity | MI | Dispatch-Generation | EmissionsCost | 0 | [6 empty] | 0.42196 | 0
LCP_Inputs_ON_Electric_2023_04_03 | 2042 | Wind Offshore | Generation | Electricity | MI | Dispatch-Generation | FuelCost | 0 | [6 empty] | 0.42196 | 0
LCP_Inputs_ON_Electric_2023_04_03 | 2042 | Wind Offshore | Generation | Electricity | MI | Dispatch-Generation | VOM | 0 | [6 empty] | 0.42196 | 0
LCP_Inputs_ON_Electric_2023_04_03 | 2042 | Wind Offshore | Generation | Electricity | NY | Dispatch-Generation | EmissionsCost | 0 | [6 empty] | 0.42196 | 0
LCP_Inputs_ON_Electric_2023_04_03 | 2042 | Wind Offshore | Generation | Electricity | NY | Dispatch-Generation | FuelCost | 0 | [6 empty] | 0.42196 | 0
LCP_Inputs_ON_Electric_2023_04_03 | 2042 | Wind Offshore | Generation | Electricity | NY | Dispatch-Generation | VOM | 0 | [6 empty] | 0.42196 | 0
LCP_Inputs_ON_Electric_2023_04_03 | 2042 | Wind Offshore | Generation | Electricity | ON | Dispatch-Generation | EmissionsCost | 0 | [6 empty] | 0.42196 | 0
LCP_Inputs_ON_Electric_2023_04_03 | 2042 | Wind Offshore | Generation | Electricity | ON | Dispatch-Generation | FuelCost | 0 | [6 empty] | 0.42196 | 0
LCP_Inputs_ON_Electric_2023_04_03 | 2042 | Wind Offshore | Generation | Electricity | ON | Dispatch-Generation | VOM | 0 | [6 empty] | 0.42196 | 0
LCP_Inputs_ON_Electric_2023_04_03 | 2042 | Wind Offshore | Generation | Electricity | PJ | Dispatch-Generation | EmissionsCost | 0 | [6 empty] | 0.42196 | 0
LCP_Inputs_ON_Electric_2023_04_03 | 2042 | Wind Offshore | Generation | Electricity | PJ | Dispatch-Generation | FuelCost | 0 | [6 empty] | 0.42196 | 0
LCP_Inputs_ON_Electric_2023_04_03 | 2042 | Wind Offshore | Generation | Electricity | PJ | Dispatch-Generation | VOM | 0 | [6 empty] | 0.42196 | 0
LCP_Inputs_ON_Electric_2023_04_03 | 2042 | Wind Offshore | Generation | Electricity | QC | Dispatch-Generation | EmissionsCost | 0 | [6 empty] | 0.42196 | 0
LCP_Inputs_ON_Electric_2023_04_03 | 2042 | Wind Offshore | Generation | Electricity | QC | Dispatch-Generation | FuelCost | 0 | [6 empty] | 0.42196 | 0
LCP_Inputs_ON_Electric_2023_04_03 | 2042 | Wind Offshore | Generation | Electricity | QC | Dispatch-Generation | VOM | 0 | [6 empty] | 0.42196 | 0
LCP_Inputs_ON_Electric_2023_04_03 | 2042 | Wind Offshore | Generation | Electricity | WC | Dispatch-Generation | EmissionsCost | 0 | [6 empty] | 0.42196 | 0
LCP_Inputs_ON_Electric_2023_04_03 | 2042 | Wind Offshore | Generation | Electricity | WC | Dispatch-Generation | FuelCost | 0 | [6 empty] | 0.42196 | 0
LCP_Inputs_ON_Electric_2023_04_03 | 2042 | Wind Offshore | Generation | Electricity | WC | Dispatch-Generation | VOM | 0 | [6 empty] | 0.42196 | 0
LCP_Inputs_ON_Electric_2023_04_03 | 2042 | Wind Onshore | Generation | Electricity | MI | Dispatch-Generation | EmissionsCost | 0 | [6 empty] | 0.42196 | 0
LCP_Inputs_ON_Electric_2023_04_03 | 2042 | Wind Onshore | Generation | Electricity | MI | Dispatch-Generation | FuelCost | 0 | [6 empty] | 0.42196 | 0
LCP_Inputs_ON_Electric_2023_04_03 | 2042 | Wind Onshore | Generation | Electricity | MI | Dispatch-Generation | VOM | 0 | [6 empty] | 0.42196 | 0
LCP_Inputs_ON_Electric_2023_04_03 | 2042 | Wind Onshore | Generation | Electricity | NY | Dispatch-Generation | EmissionsCost | 0 | [6 empty] | 0.42196 | 0
LCP_Inputs_ON_Electric_2023_04_03 | 2042 | Wind Onshore | Generation | Electricity | NY | Dispatch-Generation | FuelCost | 0 | [6 empty] | 0.42196 | 0
LCP_Inputs_ON_Electric_2023_04_03 | 2042 | Wind Onshore | Generation | Electricity | NY | Dispatch-Generation | VOM | 0 | [6 empty] | 0.42196 | 0
LCP_Inputs_ON_Electric_2023_04_03 | 2042 | Wind Onshore | Generation | Electricity | ON | Dispatch-Generation | EmissionsCost | 0 | [6 empty] | 0.42196 | 0
LCP_Inputs_ON_Electric_2023_04_03 | 2042 | Wind Onshore | Generation | Electricity | ON | Dispatch-Generation | FuelCost | 0 | [6 empty] | 0.42196 | 0
LCP_Inputs_ON_Electric_2023_04_03 | 2042 | Wind Onshore | Generation | Electricity | ON | Dispatch-Generation | VOM | 0 | [6 empty] | 0.42196 | 0
LCP_Inputs_ON_Electric_2023_04_03 | 2042 | Wind Onshore | Generation | Electricity | PJ | Dispatch-Generation | EmissionsCost | 0 | [6 empty] | 0.42196 | 0
LCP_Inputs_ON_Electric_2023_04_03 | 2042 | Wind Onshore | Generation | Electricity | PJ | Dispatch-Generation | FuelCost | 0 | [6 empty] | 0.42196 | 0
LCP_Inputs_ON_Electric_2023_04_03 | 2042 | Wind Onshore | Generation | Electricity | PJ | Dispatch-Generation | VOM | 0 | [6 empty] | 0.42196 | 0
LCP_Inputs_ON_Electric_2023_04_03 | 2042 | Wind Onshore | Generation | Electricity | QC | Dispatch-Generation | EmissionsCost | 0 | [6 empty] | 0.42196 | 0
LCP_Inputs_ON_Electric_2023_04_03 | 2042 | Wind Onshore | Generation | Electricity | QC | Dispatch-Generation | FuelCost | 0 | [6 empty] | 0.42196 | 0
LCP_Inputs_ON_Electric_2023_04_03 | 2042 | Wind Onshore | Generation | Electricity | QC | Dispatch-Generation | VOM | 0 | [6 empty] | 0.42196 | 0
LCP_Inputs_ON_Electric_2023_04_03 | 2042 | Wind Onshore | Generation | Electricity | WC | Dispatch-Generation | EmissionsCost | 0 | [6 empty] | 0.42196 | 0
LCP_Inputs_ON_Electric_2023_04_03 | 2042 | Wind Onshore | Generation | Electricity | WC | Dispatch-Generation | FuelCost | 0 | [6 empty] | 0.42196 | 0
LCP_Inputs_ON_Electric_2023_04_03 | 2042 | Wind Onshore | Generation | Electricity | WC | Dispatch-Generation | VOM | 0 | [6 empty] | 0.42196 | 0
LCP_Inputs_ON_Electric_2023_04_03 | 2043 | Anaerobic Digestion | Generation | Methane | MI | Dispatch-Generation | EmissionsCost | 0 | [6 empty] | 0.40573 | 0
LCP_Inputs_ON_Electric_2023_04_03 | 2043 | Anaerobic Digestion | Generation | Methane | MI | Dispatch-Generation | FuelCost | 0 | [6 empty] | 0.40573 | 0
LCP_Inputs_ON_Electric_2023_04_03 | 2043 | Anaerobic Digestion | Generation | Methane | MI | Dispatch-Generation | VOM | 0 | [6 empty] | 0.40573 | 0
LCP_Inputs_ON_Electric_2023_04_03 | 2043 | Anaerobic Digestion | Generation | Methane | NY | Dispatch-Generation | EmissionsCost | 0 | [6 empty] | 0.40573 | 0
LCP_Inputs_ON_Electric_2023_04_03 | 2043 | Anaerobic Digestion | Generation | Methane | NY | Dispatch-Generation | FuelCost | 0 | [6 empty] | 0.40573 | 0
LCP_Inputs_ON_Electric_2023_04_03 | 2043 | Anaerobic Digestion | Generation | Methane | NY | Dispatch-Generation | VOM | 0 | [6 empty] | 0.40573 | 0
LCP_Inputs_ON_Electric_2023_04_03 | 2043 | Anaerobic Digestion | Generation | Methane | ON | Dispatch-Generation | EmissionsCost | 4244873.9669 | [6 empty] | 0.40573 | 1722257.15
LCP_Inputs_ON_Electric_2023_04_03 | 2043 | Anaerobic Digestion | Generation | Methane | ON | Dispatch-Generation | FuelCost | 0 | [6 empty] | 0.40573 | 0
LCP_Inputs_ON_Electric_2023_04_03 | 2043 | Anaerobic Digestion | Generation | Methane | ON | Dispatch-Generation | VOM | 1125040000 | [6 empty] | 0.40573 | 456458354.036
LCP_Inputs_ON_Electric_2023_04_03 | 2043 | Anaerobic Digestion | Generation | Methane | PJ | Dispatch-Generation | EmissionsCost | 0 | [6 empty] | 0.40573 | 0
LCP_Inputs_ON_Electric_2023_04_03 | 2043 | Anaerobic Digestion | Generation | Methane | PJ | Dispatch-Generation | FuelCost | 0 | [6 empty] | 0.40573 | 0
LCP_Inputs_ON_Electric_2023_04_03 | 2043 | Anaerobic Digestion | Generation | Methane | PJ | Dispatch-Generation | VOM | 0 | [6 empty] | 0.40573 | 0
LCP_Inputs_ON_Electric_2023_04_03 | 2043 | Anaerobic Digestion | Generation | Methane | QC | Dispatch-Generation | EmissionsCost | 0 | [6 empty] | 0.40573 | 0
LCP_Inputs_ON_Electric_2023_04_03 | 2043 | Anaerobic Digestion | Generation | Methane | QC | Dispatch-Generation | FuelCost | 0 | [6 empty] | 0.40573 | 0
LCP_Inputs_ON_Electric_2023_04_03 | 2043 | Anaerobic Digestion | Generation | Methane | QC | Dispatch-Generation | VOM | 0 | [6 empty] | 0.40573 | 0
LCP_Inputs_ON_Electric_2023_04_03 | 2043 | Anaerobic Digestion | Generation | Methane | WC | Dispatch-Generation | EmissionsCost | 0 | [6 empty] | 0.40573 | 0
LCP_Inputs_ON_Electric_2023_04_03 | 2043 | Anaerobic Digestion | Generation | Methane | WC | Dispatch-Generation | FuelCost | 0 | [6 empty] | 0.40573 | 0
LCP_Inputs_ON_Electric_2023_04_03 | 2043 | Anaerobic Digestion | Generation | Methane | WC | Dispatch-Generation | VOM | 0 | [6 empty] | 0.40573 | 0
LCP_Inputs_ON_Electric_2023_04_03 | 2043 | Battery Storage | Storage | Electricity | MI | Dispatch-Storage | EmissionsCost | 0 | [6 empty] | 0.40573 | 0
LCP_Inputs_ON_Electric_2023_04_03 | 2043 | Battery Storage | Storage | Electricity | MI | Dispatch-Storage | FuelCost | 0 | [6 empty] | 0.40573 | 0
LCP_Inputs_ON_Electric_2023_04_03 | 2043 | Battery Storage | Storage | Electricity | MI | Dispatch-Storage | VOM | 0 | [6 empty] | 0.40573 | 0
LCP_Inputs_ON_Electric_2023_04_03 | 2043 | Battery Storage | Storage | Electricity | NY | Dispatch-Storage | EmissionsCost | 0 | [6 empty] | 0.40573 | 0
LCP_Inputs_ON_Electric_2023_04_03 | 2043 | Battery Storage | Storage | Electricity | NY | Dispatch-Storage | FuelCost | 0 | [6 empty] | 0.40573 | 0
LCP_Inputs_ON_Electric_2023_04_03 | 2043 | Battery Storage | Storage | Electricity | NY | Dispatch-Storage | VOM | 0 | [6 empty] | 0.40573 | 0
LCP_Inputs_ON_Electric_2023_04_03 | 2043 | Battery Storage | Storage | Electricity | ON | Dispatch-Storage | EmissionsCost | 0 | [6 empty] | 0.40573 | 0
LCP_Inputs_ON_Electric_2023_04_03 | 2043 | Battery Storage | Storage | Electricity | ON | Dispatch-Storage | FuelCost | 0 | [6 empty] | 0.40573 | 0
LCP_Inputs_ON_Electric_2023_04_03 | 2043 | Battery Storage | Storage | Electricity | ON | Dispatch-Storage | VOM | 0 | [6 empty] | 0.40573 | 0
LCP_Inputs_ON_Electric_2023_04_03 | 2043 | Battery Storage | Storage | Electricity | PJ | Dispatch-Storage | EmissionsCost | 0 | [6 empty] | 0.40573 | 0
LCP_Inputs_ON_Electric_2023_04_03 | 2043 | Battery Storage | Storage | Electricity | PJ | Dispatch-Storage | FuelCost | 0 | [6 empty] | 0.40573 | 0
LCP_Inputs_ON_Electric_2023_04_03 | 2043 | Battery Storage | Storage | Electricity | PJ | Dispatch-Storage | VOM | 0 | [6 empty] | 0.40573 | 0
LCP_Inputs_ON_Electric_2023_04_03 | 2043 | Battery Storage | Storage | Electricity | QC | Dispatch-Storage | EmissionsCost | 0 | [6 empty] | 0.40573 | 0
LCP_Inputs_ON_Electric_2023_04_03 | 2043 | Battery Storage | Storage | Electricity | QC | Dispatch-Storage | FuelCost | 0 | [6 empty] | 0.40573 | 0
LCP_Inputs_ON_Electric_2023_04_03 | 2043 | Battery Storage | Storage | Electricity | QC | Dispatch-Storage | VOM | 0 | [6 empty] | 0.40573 | 0
LCP_Inputs_ON_Electric_2023_04_03 | 2043 | Battery Storage | Storage | Electricity | WC | Dispatch-Storage | EmissionsCost | 0 | [6 empty] | 0.40573 | 0
LCP_Inputs_ON_Electric_2023_04_03 | 2043 | Battery Storage | Storage | Electricity | WC | Dispatch-Storage | FuelCost | 0 | [6 empty] | 0.40573 | 0
LCP_Inputs_ON_Electric_2023_04_03 | 2043 | Battery Storage | Storage | Electricity | WC | Dispatch-Storage | VOM | 0 | [6 empty] | 0.40573 | 0
LCP_Inputs_ON_Electric_2023_04_03 | 2043 | Biomass | Generation | Electricity | MI | Dispatch-Generation | EmissionsCost | 0 | [6 empty] | 0.40573 | 0
LCP_Inputs_ON_Electric_2023_04_03 | 2043 | Biomass | Generation | Electricity | MI | Dispatch-Generation | FuelCost | 0 | [6 empty] | 0.40573 | 0
LCP_Inputs_ON_Electric_2023_04_03 | 2043 | Biomass | Generation | Electricity | MI | Dispatch-Generation | VOM | 0 | [6 empty] | 0.40573 | 0
LCP_Inputs_ON_Electric_2023_04_03 | 2043 | Biomass | Generation | Electricity | NY | Dispatch-Generation | EmissionsCost | 0 | [6 empty] | 0.40573 | 0
LCP_Inputs_ON_Electric_2023_04_03 | 2043 | Biomass | Generation | Electricity | NY | Dispatch-Generation | FuelCost | 0 | [6 empty] | 0.40573 | 0
LCP_Inputs_ON_Electric_2023_04_03 | 2043 | Biomass | Generation | Electricity | NY | Dispatch-Generation | VOM | 0 | [6 empty] | 0.40573 | 0
LCP_Inputs_ON_Electric_2023_04_03 | 2043 | Biomass | Generation | Electricity | ON | Dispatch-Generation | EmissionsCost | 0 | [6 empty] | 0.40573 | 0
LCP_Inputs_ON_Electric_2023_04_03 | 2043 | Biomass | Generation | Electricity | ON | Dispatch-Generation | FuelCost | 2449112.7273 | [6 empty] | 0.40573 | 993669.5267
LCP_Inputs_ON_Electric_2023_04_03 | 2043 | Biomass | Generation | Electricity | ON | Dispatch-Generation | VOM | 31430.28 | [6 empty] | 0.40573 | 12752.0923
LCP_Inputs_ON_Electric_2023_04_03 | 2043 | Biomass | Generation | Electricity | PJ | Dispatch-Generation | EmissionsCost | 0 | [6 empty] | 0.40573 | 0
LCP_Inputs_ON_Electric_2023_04_03 | 2043 | Biomass | Generation | Electricity | PJ | Dispatch-Generation | FuelCost | 0 | [6 empty] | 0.40573 | 0
LCP_Inputs_ON_Electric_2023_04_03 | 2043 | Biomass | Generation | Electricity | PJ | Dispatch-Generation | VOM | 0 | [6 empty] | 0.40573 | 0
LCP_Inputs_ON_Electric_2023_04_03 | 2043 | Biomass | Generation | Electricity | QC | Dispatch-Generation | EmissionsCost | 0 | [6 empty] | 0.40573 | 0
LCP_Inputs_ON_Electric_2023_04_03 | 2043 | Biomass | Generation | Electricity | QC | Dispatch-Generation | FuelCost | 122553.4753 | [6 empty] | 0.40573 | 49723.1722
LCP_Inputs_ON_Electric_2023_04_03 | 2043 | Biomass | Generation | Electricity | QC | Dispatch-Generation | VOM | 1572.7696 | [6 empty] | 0.40573 | 638.114
LCP_Inputs_ON_Electric_2023_04_03 | 2043 | Biomass | Generation | Electricity | WC | Dispatch-Generation | EmissionsCost | 0 | [6 empty] | 0.40573 | 0
LCP_Inputs_ON_Electric_2023_04_03 | 2043 | Biomass | Generation | Electricity | WC | Dispatch-Generation | FuelCost | 0 | [6 empty] | 0.40573 | 0
LCP_Inputs_ON_Electric_2023_04_03 | 2043 | Biomass | Generation | Electricity | WC | Dispatch-Generation | VOM | 0 | [6 empty] | 0.40573 | 0
LCP_Inputs_ON_Electric_2023_04_03 | 2043 | Biomass + CCS | Generation | Electricity | MI | Dispatch-Generation | EmissionsCost | 0 | [6 empty] | 0.40573 | 0
LCP_Inputs_ON_Electric_2023_04_03 | 2043 | Biomass + CCS | Generation | Electricity | MI | Dispatch-Generation | FuelCost | 0 | [6 empty] | 0.40573 | 0
LCP_Inputs_ON_Electric_2023_04_03 | 2043 | Biomass + CCS | Generation | Electricity | MI | Dispatch-Generation | VOM | 0 | [6 empty] | 0.40573 | 0
LCP_Inputs_ON_Electric_2023_04_03 | 2043 | Biomass + CCS | Generation | Electricity | NY | Dispatch-Generation | EmissionsCost | 0 | [6 empty] | 0.40573 | 0
LCP_Inputs_ON_Electric_2023_04_03 | 2043 | Biomass + CCS | Generation | Electricity | NY | Dispatch-Generation | FuelCost | 0 | [6 empty] | 0.40573 | 0
LCP_Inputs_ON_Electric_2023_04_03 | 2043 | Biomass + CCS | Generation | Electricity | NY | Dispatch-Generation | VOM | 0 | [6 empty] | 0.40573 | 0
LCP_Inputs_ON_Electric_2023_04_03 | 2043 | Biomass + CCS | Generation | Electricity | ON | Dispatch-Generation | EmissionsCost | -566815549.8142 | [6 empty] | 0.40573 | -229971994.6937
LCP_Inputs_ON_Electric_2023_04_03 | 2043 | Biomass + CCS | Generation | Electricity | ON | Dispatch-Generation | FuelCost | 456060730.9091 | [6 empty] | 0.40573 | 185035848.122
LCP_Inputs_ON_Electric_2023_04_03 | 2043 | Biomass + CCS | Generation | Electricity | ON | Dispatch-Generation | VOM | 3546136.7278 | [6 empty] | 0.40573 | 1438761.052
LCP_Inputs_ON_Electric_2023_04_03 | 2043 | Biomass + CCS | Generation | Electricity | PJ | Dispatch-Generation | EmissionsCost | 0 | [6 empty] | 0.40573 | 0
LCP_Inputs_ON_Electric_2023_04_03 | 2043 | Biomass + CCS | Generation | Electricity | PJ | Dispatch-Generation | FuelCost | 0 | [6 empty] | 0.40573 | 0
LCP_Inputs_ON_Electric_2023_04_03 | 2043 | Biomass + CCS | Generation | Electricity | PJ | Dispatch-Generation | VOM | 0 | [6 empty] | 0.40573 | 0
LCP_Inputs_ON_Electric_2023_04_03 | 2043 | Biomass + CCS | Generation | Electricity | QC | Dispatch-Generation | EmissionsCost | 0 | [6 empty] | 0.40573 | 0
LCP_Inputs_ON_Electric_2023_04_03 | 2043 | Biomass + CCS | Generation | Electricity | QC | Dispatch-Generation | FuelCost | 0 | [6 empty] | 0.40573 | 0
LCP_Inputs_ON_Electric_2023_04_03 | 2043 | Biomass + CCS | Generation | Electricity | QC | Dispatch-Generation | VOM | 0 | [6 empty] | 0.40573 | 0
LCP_Inputs_ON_Electric_2023_04_03 | 2043 | Biomass + CCS | Generation | Electricity | WC | Dispatch-Generation | EmissionsCost | 0 | [6 empty] | 0.40573 | 0
LCP_Inputs_ON_Electric_2023_04_03 | 2043 | Biomass + CCS | Generation | Electricity | WC | Dispatch-Generation | FuelCost | 0 | [6 empty] | 0.40573 | 0
LCP_Inputs_ON_Electric_2023_04_03 | 2043 | Biomass + CCS | Generation | Electricity | WC | Dispatch-Generation | VOM | 0 | [6 empty] | 0.40573 | 0
LCP_Inputs_ON_Electric_2023_04_03 | 2043 | CH4 + CCS | Generation | Methane | MI | Dispatch-Generation | EmissionsCost | 0 | [6 empty] | 0.40573 | 0
LCP_Inputs_ON_Electric_2023_04_03 | 2043 | CH4 + CCS | Generation | Methane | MI | Dispatch-Generation | FuelCost | 0 | [6 empty] | 0.40573 | 0
LCP_Inputs_ON_Electric_2023_04_03 | 2043 | CH4 + CCS | Generation | Methane | MI | Dispatch-Generation | VOM | 0 | [6 empty] | 0.40573 | 0
LCP_Inputs_ON_Electric_2023_04_03 | 2043 | CH4 + CCS | Generation | Methane | NY | Dispatch-Generation | EmissionsCost | 0 | [6 empty] | 0.40573 | 0
LCP_Inputs_ON_Electric_2023_04_03 | 2043 | CH4 + CCS | Generation | Methane | NY | Dispatch-Generation | FuelCost | 0 | [6 empty] | 0.40573 | 0
LCP_Inputs_ON_Electric_2023_04_03 | 2043 | CH4 + CCS | Generation | Methane | NY | Dispatch-Generation | VOM | 0 | [6 empty] | 0.40573 | 0
LCP_Inputs_ON_Electric_2023_04_03 | 2043 | CH4 + CCS | Generation | Methane | ON | Dispatch-Generation | EmissionsCost | 84395478.3721 | [6 empty] | 0.40573 | 34241467.9885
LCP_Inputs_ON_Electric_2023_04_03 | 2043 | CH4 + CCS | Generation | Methane | ON | Dispatch-Generation | FuelCost | 271488076.3116 | [6 empty] | 0.40573 | 110149861.7414
LCP_Inputs_ON_Electric_2023_04_03 | 2043 | CH4 + CCS | Generation | Methane | ON | Dispatch-Generation | VOM | 25812098.3333 | [6 empty] | 0.40573 | 10472648.012
LCP_Inputs_ON_Electric_2023_04_03 | 2043 | CH4 + CCS | Generation | Methane | PJ | Dispatch-Generation | EmissionsCost | 0 | [6 empty] | 0.40573 | 0
LCP_Inputs_ON_Electric_2023_04_03 | 2043 | CH4 + CCS | Generation | Methane | PJ | Dispatch-Generation | FuelCost | 0 | [6 empty] | 0.40573 | 0
LCP_Inputs_ON_Electric_2023_04_03 | 2043 | CH4 + CCS | Generation | Methane | PJ | Dispatch-Generation | VOM | 0 | [6 empty] | 0.40573 | 0
LCP_Inputs_ON_Electric_2023_04_03 | 2043 | CH4 + CCS | Generation | Methane | QC | Dispatch-Generation | EmissionsCost | 0 | [6 empty] | 0.40573 | 0
LCP_Inputs_ON_Electric_2023_04_03 | 2043 | CH4 + CCS | Generation | Methane | QC | Dispatch-Generation | FuelCost | 0 | [6 empty] | 0.40573 | 0
LCP_Inputs_ON_Electric_2023_04_03 | 2043 | CH4 + CCS | Generation | Methane | QC | Dispatch-Generation | VOM | 0 | [6 empty] | 0.40573 | 0
LCP_Inputs_ON_Electric_2023_04_03 | 2043 | CH4 + CCS | Generation | Methane | WC | Dispatch-Generation | EmissionsCost | 0 | [6 empty] | 0.40573 | 0
LCP_Inputs_ON_Electric_2023_04_03 | 2043 | CH4 + CCS | Generation | Methane | WC | Dispatch-Generation | FuelCost | 0 | [6 empty] | 0.40573 | 0
LCP_Inputs_ON_Electric_2023_04_03 | 2043 | CH4 + CCS | Generation | Methane | WC | Dispatch-Generation | VOM | 0 | [6 empty] | 0.40573 | 0
LCP_Inputs_ON_Electric_2023_04_03 | 2043 | CH4 Import - NY 2020 | Import | Methane | MI | Dispatch-Import | EmissionsCost | 0 | [6 empty] | 0.40573 | 0
LCP_Inputs_ON_Electric_2023_04_03 | 2043 | CH4 Import - NY 2020 | Import | Methane | MI | Dispatch-Import | FuelCost | 0 | [6 empty] | 0.40573 | 0
LCP_Inputs_ON_Electric_2023_04_03 | 2043 | CH4 Import - NY 2020 | Import | Methane | MI | Dispatch-Import | VOM | 0 | [6 empty] | 0.40573 | 0
LCP_Inputs_ON_Electric_2023_04_03 | 2043 | CH4 Import - NY 2020 | Import | Methane | NY | Dispatch-Import | EmissionsCost | 0 | [6 empty] | 0.40573 | 0
LCP_Inputs_ON_Electric_2023_04_03 | 2043 | CH4 Import - NY 2020 | Import | Methane | NY | Dispatch-Import | FuelCost | 0 | [6 empty] | 0.40573 | 0
LCP_Inputs_ON_Electric_2023_04_03 | 2043 | CH4 Import - NY 2020 | Import | Methane | NY | Dispatch-Import | VOM | 0 | [6 empty] | 0.40573 | 0
LCP_Inputs_ON_Electric_2023_04_03 | 2043 | CH4 Import - NY 2020 | Import | Methane | ON | Dispatch-Import | EmissionsCost | 0 | [6 empty] | 0.40573 | 0
LCP_Inputs_ON_Electric_2023_04_03 | 2043 | CH4 Import - NY 2020 | Import | Methane | ON | Dispatch-Import | FuelCost | 0 | [6 empty] | 0.40573 | 0
LCP_Inputs_ON_Electric_2023_04_03 | 2043 | CH4 Import - NY 2020 | Import | Methane | ON | Dispatch-Import | VOM | 0 | [6 empty] | 0.40573 | 0
LCP_Inputs_ON_Electric_2023_04_03 | 2043 | CH4 Import - NY 2020 | Import | Methane | PJ | Dispatch-Import | EmissionsCost | 0 | [6 empty] | 0.40573 | 0
LCP_Inputs_ON_Electric_2023_04_03 | 2043 | CH4 Import - NY 2020 | Import | Methane | PJ | Dispatch-Import | FuelCost | 0 | [6 empty] | 0.40573 | 0
LCP_Inputs_ON_Electric_2023_04_03 | 2043 | CH4 Import - NY 2020 | Import | Methane | PJ | Dispatch-Import | VOM | 0 | [6 empty] | 0.40573 | 0
LCP_Inputs_ON_Electric_2023_04_03 | 2043 | CH4 Import - NY 2020 | Import | Methane | QC | Dispatch-Import | EmissionsCost | 0 | [6 empty] | 0.40573 | 0
LCP_Inputs_ON_Electric_2023_04_03 | 2043 | CH4 Import - NY 2020 | Import | Methane | QC | Dispatch-Import | FuelCost | 0 | [6 empty] | 0.40573 | 0
LCP_Inputs_ON_Electric_2023_04_03 | 2043 | CH4 Import - NY 2020 | Import | Methane | QC | Dispatch-Import | VOM | 0 | [6 empty] | 0.40573 | 0
LCP_Inputs_ON_Electric_2023_04_03 | 2043 | CH4 Import - NY 2020 | Import | Methane | WC | Dispatch-Import | EmissionsCost | 0 | [6 empty] | 0.40573 | 0
LCP_Inputs_ON_Electric_2023_04_03 | 2043 | CH4 Import - NY 2020 | Import | Methane | WC | Dispatch-Import | FuelCost | 0 | [6 empty] | 0.40573 | 0
LCP_Inputs_ON_Electric_2023_04_03 | 2043 | CH4 Import - NY 2020 | Import | Methane | WC | Dispatch-Import | VOM | 0 | [6 empty] | 0.40573 | 0
LCP_Inputs_ON_Electric_2023_04_03 | 2043 | CH4 Import - NY 2030 | Import | Methane | MI | Dispatch-Import | EmissionsCost | 0 | [6 empty] | 0.40573 | 0
LCP_Inputs_ON_Electric_2023_04_03 | 2043 | CH4 Import - NY 2030 | Import | Methane | MI | Dispatch-Import | FuelCost | 0 | [6 empty] | 0.40573 | 0
LCP_Inputs_ON_Electric_2023_04_03 | 2043 | CH4 Import - NY 2030 | Import | Methane | MI | Dispatch-Import | VOM | 0 | [6 empty] | 0.40573 | 0
LCP_Inputs_ON_Electric_2023_04_03 | 2043 | CH4 Import - NY 2030 | Import | Methane | NY | Dispatch-Import | EmissionsCost | 0 | [6 empty] | 0.40573 | 0
LCP_Inputs_ON_Electric_2023_04_03 | 2043 | CH4 Import - NY 2030 | Import | Methane | NY | Dispatch-Import | FuelCost | 0 | [6 empty] | 0.40573 | 0
LCP_Inputs_ON_Electric_2023_04_03 | 2043 | CH4 Import - NY 2030 | Import | Methane | NY | Dispatch-Import | VOM | 0 | [6 empty] | 0.40573 | 0
LCP_Inputs_ON_Electric_2023_04_03 | 2043 | CH4 Import - NY 2030 | Import | Methane | ON | Dispatch-Import | EmissionsCost | 0 | [6 empty] | 0.40573 | 0
LCP_Inputs_ON_Electric_2023_04_03 | 2043 | CH4 Import - NY 2030 | Import | Methane | ON | Dispatch-Import | FuelCost | 0 | [6 empty] | 0.40573 | 0
LCP_Inputs_ON_Electric_2023_04_03 | 2043 | CH4 Import - NY 2030 | Import | Methane | ON | Dispatch-Import | VOM | 0 | [6 empty] | 0.40573 | 0
LCP_Inputs_ON_Electric_2023_04_03 | 2043 | CH4 Import - NY 2030 | Import | Methane | PJ | Dispatch-Import | EmissionsCost | 0 | [6 empty] | 0.40573 | 0
LCP_Inputs_ON_Electric_2023_04_03 | 2043 | CH4 Import - NY 2030 | Import | Methane | PJ | Dispatch-Import | FuelCost | 0 | [6 empty] | 0.40573 | 0
LCP_Inputs_ON_Electric_2023_04_03 | 2043 | CH4 Import - NY 2030 | Import | Methane | PJ | Dispatch-Import | VOM | 0 | [6 empty] | 0.40573 | 0
LCP_Inputs_ON_Electric_2023_04_03 | 2043 | CH4 Import - NY 2030 | Import | Methane | QC | Dispatch-Import | EmissionsCost | 0 | [6 empty] | 0.40573 | 0
LCP_Inputs_ON_Electric_2023_04_03 | 2043 | CH4 Import - NY 2030 | Import | Methane | QC | Dispatch-Import | FuelCost | 0 | [6 empty] | 0.40573 | 0
LCP_Inputs_ON_Electric_2023_04_03 | 2043 | CH4 Import - NY 2030 | Import | Methane | QC | Dispatch-Import | VOM | 0 | [6 empty] | 0.40573 | 0
LCP_Inputs_ON_Electric_2023_04_03 | 2043 | CH4 Import - NY 2030 | Import | Methane | WC | Dispatch-Import | EmissionsCost | 0 | [6 empty] | 0.40573 | 0
LCP_Inputs_ON_Electric_2023_04_03 | 2043 | CH4 Import - NY 2030 | Import | Methane | WC | Dispatch-Import | FuelCost | 0 | [6 empty] | 0.40573 | 0
LCP_Inputs_ON_Electric_2023_04_03 | 2043 | CH4 Import - NY 2030 | Import | Methane | WC | Dispatch-Import | VOM | 0 | [6 empty] | 0.40573 | 0
LCP_Inputs_ON_Electric_2023_04_03 | 2043 | CH4 Import - NY 2040 | Import | Methane | MI | Dispatch-Import | EmissionsCost | 0 | [6 empty] | 0.40573 | 0
LCP_Inputs_ON_Electric_2023_04_03 | 2043 | CH4 Import - NY 2040 | Import | Methane | MI | Dispatch-Import | FuelCost | 0 | [6 empty] | 0.40573 | 0
LCP_Inputs_ON_Electric_2023_04_03 | 2043 | CH4 Import - NY 2040 | Import | Methane | MI | Dispatch-Import | VOM | 0 | [6 empty] | 0.40573 | 0
LCP_Inputs_ON_Electric_2023_04_03 | 2043 | CH4 Import - NY 2040 | Import | Methane | NY | Dispatch-Import | EmissionsCost | 2422180073.5024 | [6 empty] | 0.40573 | 982742239.8578
LCP_Inputs_ON_Electric_2023_04_03 | 2043 | CH4 Import - NY 2040 | Import | Methane | NY | Dispatch-Import | FuelCost | 758346581.876 | [6 empty] | 0.40573 | 307681178.0487
LCP_Inputs_ON_Electric_2023_04_03 | 2043 | CH4 Import - NY 2040 | Import | Methane | NY | Dispatch-Import | VOM | 0 | [6 empty] | 0.40573 | 0
LCP_Inputs_ON_Electric_2023_04_03 | 2043 | CH4 Import - NY 2040 | Import | Methane | ON | Dispatch-Import | EmissionsCost | 0 | [6 empty] | 0.40573 | 0
LCP_Inputs_ON_Electric_2023_04_03 | 2043 | CH4 Import - NY 2040 | Import | Methane | ON | Dispatch-Import | FuelCost | 0 | [6 empty] | 0.40573 | 0
LCP_Inputs_ON_Electric_2023_04_03 | 2043 | CH4 Import - NY 2040 | Import | Methane | ON | Dispatch-Import | VOM | 0 | [6 empty] | 0.40573 | 0
LCP_Inputs_ON_Electric_2023_04_03 | 2043 | CH4 Import - NY 2040 | Import | Methane | PJ | Dispatch-Import | EmissionsCost | 0 | [6 empty] | 0.40573 | 0
LCP_Inputs_ON_Electric_2023_04_03 | 2043 | CH4 Import - NY 2040 | Import | Methane | PJ | Dispatch-Import | FuelCost | 0 | [6 empty] | 0.40573 | 0
LCP_Inputs_ON_Electric_2023_04_03 | 2043 | CH4 Import - NY 2040 | Import | Methane | PJ | Dispatch-Import | VOM | 0 | [6 empty] | 0.40573 | 0
LCP_Inputs_ON_Electric_2023_04_03 | 2043 | CH4 Import - NY 2040 | Import | Methane | QC | Dispatch-Import | EmissionsCost | 0 | [6 empty] | 0.40573 | 0
LCP_Inputs_ON_Electric_2023_04_03 | 2043 | CH4 Import - NY 2040 | Import | Methane | QC | Dispatch-Import | FuelCost | 0 | [6 empty] | 0.40573 | 0
LCP_Inputs_ON_Electric_2023_04_03 | 2043 | CH4 Import - NY 2040 | Import | Methane | QC | Dispatch-Import | VOM | 0 | [6 empty] | 0.40573 | 0
LCP_Inputs_ON_Electric_2023_04_03 | 2043 | CH4 Import - NY 2040 | Import | Methane | WC | Dispatch-Import | EmissionsCost | 0 | [6 empty] | 0.40573 | 0
LCP_Inputs_ON_Electric_2023_04_03 | 2043 | CH4 Import - NY 2040 | Import | Methane | WC | Dispatch-Import | FuelCost | 0 | [6 empty] | 0.40573 | 0
LCP_Inputs_ON_Electric_2023_04_03 | 2043 | CH4 Import - NY 2040 | Import | Methane | WC | Dispatch-Import | VOM | 0 | [6 empty] | 0.40573 | 0
LCP_Inputs_ON_Electric_2023_04_03 | 2043 | CH4 Import - NY 2050 | Import | Methane | MI | Dispatch-Import | EmissionsCost | 0 | [6 empty] | 0.40573 | 0
LCP_Inputs_ON_Electric_2023_04_03 | 2043 | CH4 Import - NY 2050 | Import | Methane | MI | Dispatch-Import | FuelCost | 0 | [6 empty] | 0.40573 | 0
LCP_Inputs_ON_Electric_2023_04_03 | 2043 | CH4 Import - NY 2050 | Import | Methane | MI | Dispatch-Import | VOM | 0 | [6 empty] | 0.40573 | 0
LCP_Inputs_ON_Electric_2023_04_03 | 2043 | CH4 Import - NY 2050 | Import | Methane | NY | Dispatch-Import | EmissionsCost | 0 | [6 empty] | 0.40573 | 0
LCP_Inputs_ON_Electric_2023_04_03 | 2043 | CH4 Import - NY 2050 | Import | Methane | NY | Dispatch-Import | FuelCost | 0 | [6 empty] | 0.40573 | 0
LCP_Inputs_ON_Electric_2023_04_03 | 2043 | CH4 Import - NY 2050 | Import | Methane | NY | Dispatch-Import | VOM | 0 | [6 empty] | 0.40573 | 0
LCP_Inputs_ON_Electric_2023_04_03 | 2043 | CH4 Import - NY 2050 | Import | Methane | ON | Dispatch-Import | EmissionsCost | 0 | [6 empty] | 0.40573 | 0
LCP_Inputs_ON_Electric_2023_04_03 | 2043 | CH4 Import - NY 2050 | Import | Methane | ON | Dispatch-Import | FuelCost | 0 | [6 empty] | 0.40573 | 0
LCP_Inputs_ON_Electric_2023_04_03 | 2043 | CH4 Import - NY 2050 | Import | Methane | ON | Dispatch-Import | VOM | 0 | [6 empty] | 0.40573 | 0
LCP_Inputs_ON_Electric_2023_04_03 | 2043 | CH4 Import - NY 2050 | Import | Methane | PJ | Dispatch-Import | EmissionsCost | 0 | [6 empty] | 0.40573 | 0
LCP_Inputs_ON_Electric_2023_04_03 | 2043 | CH4 Import - NY 2050 | Import | Methane | PJ | Dispatch-Import | FuelCost | 0 | [6 empty] | 0.40573 | 0
LCP_Inputs_ON_Electric_2023_04_03 | 2043 | CH4 Import - NY 2050 | Import | Methane | PJ | Dispatch-Import | VOM | 0 | [6 empty] | 0.40573 | 0
LCP_Inputs_ON_Electric_2023_04_03 | 2043 | CH4 Import - NY 2050 | Import | Methane | QC | Dispatch-Import | EmissionsCost | 0 | [6 empty] | 0.40573 | 0
LCP_Inputs_ON_Electric_2023_04_03 | 2043 | CH4 Import - NY 2050 | Import | Methane | QC | Dispatch-Import | FuelCost | 0 | [6 empty] | 0.40573 | 0
LCP_Inputs_ON_Electric_2023_04_03 | 2043 | CH4 Import - NY 2050 | Import | Methane | QC | Dispatch-Import | VOM | 0 | [6 empty] | 0.40573 | 0
LCP_Inputs_ON_Electric_2023_04_03 | 2043 | CH4 Import - NY 2050 | Import | Methane | WC | Dispatch-Import | EmissionsCost | 0 | [6 empty] | 0.40573 | 0
LCP_Inputs_ON_Electric_2023_04_03 | 2043 | CH4 Import - NY 2050 | Import | Methane | WC | Dispatch-Import | FuelCost | 0 | [6 empty] | 0.40573 | 0
LCP_Inputs_ON_Electric_2023_04_03 | 2043 | CH4 Import - NY 2050 | Import | Methane | WC | Dispatch-Import | VOM | 0 | [6 empty] | 0.40573 | 0
LCP_Inputs_ON_Electric_2023_04_03 | 2043 | CH4 Import - WC 2020 | Import | Methane | MI | Dispatch-Import | EmissionsCost | 0 | [6 empty] | 0.40573 | 0
LCP_Inputs_ON_Electric_2023_04_03 | 2043 | CH4 Import - WC 2020 | Import | Methane | MI | Dispatch-Import | FuelCost | 0 | [6 empty] | 0.40573 | 0
LCP_Inputs_ON_Electric_2023_04_03 | 2043 | CH4 Import - WC 2020 | Import | Methane | MI | Dispatch-Import | VOM | 0 | [6 empty] | 0.40573 | 0
LCP_Inputs_ON_Electric_2023_04_03 | 2043 | CH4 Import - WC 2020 | Import | Methane | NY | Dispatch-Import | EmissionsCost | 0 | [6 empty] | 0.40573 | 0
LCP_Inputs_ON_Electric_2023_04_03 | 2043 | CH4 Import - WC 2020 | Import | Methane | NY | Dispatch-Import | FuelCost | 0 | [6 empty] | 0.40573 | 0
LCP_Inputs_ON_Electric_2023_04_03 | 2043 | CH4 Import - WC 2020 | Import | Methane | NY | Dispatch-Import | VOM | 0 | [6 empty] | 0.40573 | 0
LCP_Inputs_ON_Electric_2023_04_03 | 2043 | CH4 Import - WC 2020 | Import | Methane | ON | Dispatch-Import | EmissionsCost | 0 | [6 empty] | 0.40573 | 0
LCP_Inputs_ON_Electric_2023_04_03 | 2043 | CH4 Import - WC 2020 | Import | Methane | ON | Dispatch-Import | FuelCost | 0 | [6 empty] | 0.40573 | 0
LCP_Inputs_ON_Electric_2023_04_03 | 2043 | CH4 Import - WC 2020 | Import | Methane | ON | Dispatch-Import | VOM | 0 | [6 empty] | 0.40573 | 0
LCP_Inputs_ON_Electric_2023_04_03 | 2043 | CH4 Import - WC 2020 | Import | Methane | PJ | Dispatch-Import | EmissionsCost | 0 | [6 empty] | 0.40573 | 0
LCP_Inputs_ON_Electric_2023_04_03 | 2043 | CH4 Import - WC 2020 | Import | Methane | PJ | Dispatch-Import | FuelCost | 0 | [6 empty] | 0.40573 | 0
LCP_Inputs_ON_Electric_2023_04_03 | 2043 | CH4 Import - WC 2020 | Import | Methane | PJ | Dispatch-Import | VOM | 0 | [6 empty] | 0.40573 | 0
LCP_Inputs_ON_Electric_2023_04_03 | 2043 | CH4 Import - WC 2020 | Import | Methane | QC | Dispatch-Import | EmissionsCost | 0 | [6 empty] | 0.40573 | 0
LCP_Inputs_ON_Electric_2023_04_03 | 2043 | CH4 Import - WC 2020 | Import | Methane | QC | Dispatch-Import | FuelCost | 0 | [6 empty] | 0.40573 | 0
LCP_Inputs_ON_Electric_2023_04_03 | 2043 | CH4 Import - WC 2020 | Import | Methane | QC | Dispatch-Import | VOM | 0 | [6 empty] | 0.40573 | 0
LCP_Inputs_ON_Electric_2023_04_03 | 2043 | CH4 Import - WC 2020 | Import | Methane | WC | Dispatch-Import | EmissionsCost | 0 | [6 empty] | 0.40573 | 0
LCP_Inputs_ON_Electric_2023_04_03 | 2043 | CH4 Import - WC 2020 | Import | Methane | WC | Dispatch-Import | FuelCost | 0 | [6 empty] | 0.40573 | 0
LCP_Inputs_ON_Electric_2023_04_03 | 2043 | CH4 Import - WC 2020 | Import | Methane | WC | Dispatch-Import | VOM | 0 | [6 empty] | 0.40573 | 0
LCP_Inputs_ON_Electric_2023_04_03 | 2043 | CH4 Import - WC 2030 | Import | Methane | MI | Dispatch-Import | EmissionsCost | 0 | [6 empty] | 0.40573 | 0
LCP_Inputs_ON_Electric_2023_04_03 | 2043 | CH4 Import - WC 2030 | Import | Methane | MI | Dispatch-Import | FuelCost | 0 | [6 empty] | 0.40573 | 0
LCP_Inputs_ON_Electric_2023_04_03 | 2043 | CH4 Import - WC 2030 | Import | Methane | MI | Dispatch-Import | VOM | 0 | [6 empty] | 0.40573 | 0
LCP_Inputs_ON_Electric_2023_04_03 | 2043 | CH4 Import - WC 2030 | Import | Methane | NY | Dispatch-Import | EmissionsCost | 0 | [6 empty] | 0.40573 | 0
LCP_Inputs_ON_Electric_2023_04_03 | 2043 | CH4 Import - WC 2030 | Import | Methane | NY | Dispatch-Import | FuelCost | 0 | [6 empty] | 0.40573 | 0
LCP_Inputs_ON_Electric_2023_04_03 | 2043 | CH4 Import - WC 2030 | Import | Methane | NY | Dispatch-Import | VOM | 0 | [6 empty] | 0.40573 | 0
LCP_Inputs_ON_Electric_2023_04_03 | 2043 | CH4 Import - WC 2030 | Import | Methane | ON | Dispatch-Import | EmissionsCost | 0 | [6 empty] | 0.40573 | 0
LCP_Inputs_ON_Electric_2023_04_03 | 2043 | CH4 Import - WC 2030 | Import | Methane | ON | Dispatch-Import | FuelCost | 0 | [6 empty] | 0.40573 | 0
LCP_Inputs_ON_Electric_2023_04_03 | 2043 | CH4 Import - WC 2030 | Import | Methane | ON | Dispatch-Import | VOM | 0 | [6 empty] | 0.40573 | 0
LCP_Inputs_ON_Electric_2023_04_03 | 2043 | CH4 Import - WC 2030 | Import | Methane | PJ | Dispatch-Import | EmissionsCost | 0 | [6 empty] | 0.40573 | 0
LCP_Inputs_ON_Electric_2023_04_03 | 2043 | CH4 Import - WC 2030 | Import | Methane | PJ | Dispatch-Import | FuelCost | 0 | [6 empty] | 0.40573 | 0
LCP_Inputs_ON_Electric_2023_04_03 | 2043 | CH4 Import - WC 2030 | Import | Methane | PJ | Dispatch-Import | VOM | 0 | [6 empty] | 0.40573 | 0
LCP_Inputs_ON_Electric_2023_04_03 | 2043 | CH4 Import - WC 2030 | Import | Methane | QC | Dispatch-Import | EmissionsCost | 0 | [6 empty] | 0.40573 | 0
LCP_Inputs_ON_Electric_2023_04_03 | 2043 | CH4 Import - WC 2030 | Import | Methane | QC | Dispatch-Import | FuelCost | 0 | [6 empty] | 0.40573 | 0
LCP_Inputs_ON_Electric_2023_04_03 | 2043 | CH4 Import - WC 2030 | Import | Methane | QC | Dispatch-Import | VOM | 0 | [6 empty] | 0.40573 | 0
LCP_Inputs_ON_Electric_2023_04_03 | 2043 | CH4 Import - WC 2030 | Import | Methane | WC | Dispatch-Import | EmissionsCost | 0 | [6 empty] | 0.40573 | 0
LCP_Inputs_ON_Electric_2023_04_03 | 2043 | CH4 Import - WC 2030 | Import | Methane | WC | Dispatch-Import | FuelCost | 0 | [6 empty] | 0.40573 | 0
LCP_Inputs_ON_Electric_2023_04_03 | 2043 | CH4 Import - WC 2030 | Import | Methane | WC | Dispatch-Import | VOM | 0 | [6 empty] | 0.40573 | 0
LCP_Inputs_ON_Electric_2023_04_03 | 2043 | CH4 Import - WC 2040 | Import | Methane | MI | Dispatch-Import | EmissionsCost | 0 | [6 empty] | 0.40573 | 0
LCP_Inputs_ON_Electric_2023_04_03 | 2043 | CH4 Import - WC 2040 | Import | Methane | MI | Dispatch-Import | FuelCost | 0 | [6 empty] | 0.40573 | 0
LCP_Inputs_ON_Electric_2023_04_03 | 2043 | CH4 Import - WC 2040 | Import | Methane | MI | Dispatch-Import | VOM | 0 | [6 empty] | 0.40573 | 0
LCP_Inputs_ON_Electric_2023_04_03 | 2043 | CH4 Import - WC 2040 | Import | Methane | NY | Dispatch-Import | EmissionsCost | 0 | [6 empty] | 0.40573 | 0
LCP_Inputs_ON_Electric_2023_04_03 | 2043 | CH4 Import - WC 2040 | Import | Methane | NY | Dispatch-Import | FuelCost | 0 | [6 empty] | 0.40573 | 0
LCP_Inputs_ON_Electric_2023_04_03 | 2043 | CH4 Import - WC 2040 | Import | Methane | NY | Dispatch-Import | VOM | 0 | [6 empty] | 0.40573 | 0
LCP_Inputs_ON_Electric_2023_04_03 | 2043 | CH4 Import - WC 2040 | Import | Methane | ON | Dispatch-Import | EmissionsCost | 0 | [6 empty] | 0.40573 | 0
LCP_Inputs_ON_Electric_2023_04_03 | 2043 | CH4 Import - WC 2040 | Import | Methane | ON | Dispatch-Import | FuelCost | 0 | [6 empty] | 0.40573 | 0
LCP_Inputs_ON_Electric_2023_04_03 | 2043 | CH4 Import - WC 2040 | Import | Methane | ON | Dispatch-Import | VOM | 0 | [6 empty] | 0.40573 | 0
LCP_Inputs_ON_Electric_2023_04_03 | 2043 | CH4 Import - WC 2040 | Import | Methane | PJ | Dispatch-Import | EmissionsCost | 0 | [6 empty] | 0.40573 | 0
LCP_Inputs_ON_Electric_2023_04_03 | 2043 | CH4 Import - WC 2040 | Import | Methane | PJ | Dispatch-Import | FuelCost | 0 | [6 empty] | 0.40573 | 0
LCP_Inputs_ON_Electric_2023_04_03 | 2043 | CH4 Import - WC 2040 | Import | Methane | PJ | Dispatch-Import | VOM | 0 | [6 empty] | 0.40573 | 0
LCP_Inputs_ON_Electric_2023_04_03 | 2043 | CH4 Import - WC 2040 | Import | Methane | QC | Dispatch-Import | EmissionsCost | 0 | [6 empty] | 0.40573 | 0
LCP_Inputs_ON_Electric_2023_04_03 | 2043 | CH4 Import - WC 2040 | Import | Methane | QC | Dispatch-Import | FuelCost | 0 | [6 empty] | 0.40573 | 0
LCP_Inputs_ON_Electric_2023_04_03 | 2043 | CH4 Import - WC 2040 | Import | Methane | QC | Dispatch-Import | VOM | 0 | [6 empty] | 0.40573 | 0
LCP_Inputs_ON_Electric_2023_04_03 | 2043 | CH4 Import - WC 2040 | Import | Methane | WC | Dispatch-Import | EmissionsCost | 2104859190.9353 | [6 empty] | 0.40573 | 853996801.6886
LCP_Inputs_ON_Electric_2023_04_03 | 2043 | CH4 Import - WC 2040 | Import | Methane | WC | Dispatch-Import | FuelCost | 658998391.6712 | [6 empty] | 0.40573 | 267373001.1151
LCP_Inputs_ON_Electric_2023_04_03 | 2043 | CH4 Import - WC 2040 | Import | Methane | WC | Dispatch-Import | VOM | 0 | [6 empty] | 0.40573 | 0
LCP_Inputs_ON_Electric_2023_04_03 | 2043 | CH4 Import - WC 2050 | Import | Methane | MI | Dispatch-Import | EmissionsCost | 0 | [6 empty] | 0.40573 | 0
LCP_Inputs_ON_Electric_2023_04_03 | 2043 | CH4 Import - WC 2050 | Import | Methane | MI | Dispatch-Import | FuelCost | 0 | [6 empty] | 0.40573 | 0
LCP_Inputs_ON_Electric_2023_04_03 | 2043 | CH4 Import - WC 2050 | Import | Methane | MI | Dispatch-Import | VOM | 0 | [6 empty] | 0.40573 | 0
LCP_Inputs_ON_Electric_2023_04_03 | 2043 | CH4 Import - WC 2050 | Import | Methane | NY | Dispatch-Import | EmissionsCost | 0 | [6 empty] | 0.40573 | 0
LCP_Inputs_ON_Electric_2023_04_03 | 2043 | CH4 Import - WC 2050 | Import | Methane | NY | Dispatch-Import | FuelCost | 0 | [6 empty] | 0.40573 | 0
LCP_Inputs_ON_Electric_2023_04_03 | 2043 | CH4 Import - WC 2050 | Import | Methane | NY | Dispatch-Import | VOM | 0 | [6 empty] | 0.40573 | 0
LCP_Inputs_ON_Electric_2023_04_03 | 2043 | CH4 Import - WC 2050 | Import | Methane | ON | Dispatch-Import | EmissionsCost | 0 | [6 empty] | 0.40573 | 0
LCP_Inputs_ON_Electric_2023_04_03 | 2043 | CH4 Import - WC 2050 | Import | Methane | ON | Dispatch-Import | FuelCost | 0 | [6 empty] | 0.40573 | 0
LCP_Inputs_ON_Electric_2023_04_03 | 2043 | CH4 Import - WC 2050 | Import | Methane | ON | Dispatch-Import | VOM | 0 | [6 empty] | 0.40573 | 0
LCP_Inputs_ON_Electric_2023_04_03 | 2043 | CH4 Import - WC 2050 | Import | Methane | PJ | Dispatch-Import | EmissionsCost | 0 | [6 empty] | 0.40573 | 0
LCP_Inputs_ON_Electric_2023_04_03 | 2043 | CH4 Import - WC 2050 | Import | Methane | PJ | Dispatch-Import | FuelCost | 0 | [6 empty] | 0.40573 | 0
LCP_Inputs_ON_Electric_2023_04_03 | 2043 | CH4 Import - WC 2050 | Import | Methane | PJ | Dispatch-Import | VOM | 0 | [6 empty] | 0.40573 | 0
LCP_Inputs_ON_Electric_2023_04_03 | 2043 | CH4 Import - WC 2050 | Import | Methane | QC | Dispatch-Import | EmissionsCost | 0 | [6 empty] | 0.40573 | 0
LCP_Inputs_ON_Electric_2023_04_03 | 2043 | CH4 Import - WC 2050 | Import | Methane | QC | Dispatch-Import | FuelCost | 0 | [6 empty] | 0.40573 | 0
LCP_Inputs_ON_Electric_2023_04_03 | 2043 | CH4 Import - WC 2050 | Import | Methane | QC | Dispatch-Import | VOM | 0 | [6 empty] | 0.40573 | 0
LCP_Inputs_ON_Electric_2023_04_03 | 2043 | CH4 Import - WC 2050 | Import | Methane | WC | Dispatch-Import | EmissionsCost | 0 | [6 empty] | 0.40573 | 0
LCP_Inputs_ON_Electric_2023_04_03 | 2043 | CH4 Import - WC 2050 | Import | Methane | WC | Dispatch-Import | FuelCost | 0 | [6 empty] | 0.40573 | 0
LCP_Inputs_ON_Electric_2023_04_03 | 2043 | CH4 Import - WC 2050 | Import | Methane | WC | Dispatch-Import | VOM | 0 | [6 empty] | 0.40573 | 0
LCP_Inputs_ON_Electric_2023_04_03 | 2043 | CH4 Salt Cavern Storage - ON | Storage | Methane | MI | Dispatch-Storage | EmissionsCost | 0 | [6 empty] | 0.40573 | 0
LCP_Inputs_ON_Electric_2023_04_03 | 2043 | CH4 Salt Cavern Storage - ON | Storage | Methane | MI | Dispatch-Storage | FuelCost | 0 | [6 empty] | 0.40573 | 0
LCP_Inputs_ON_Electric_2023_04_03 | 2043 | CH4 Salt Cavern Storage - ON | Storage | Methane | MI | Dispatch-Storage | VOM | 0 | [6 empty] | 0.40573 | 0
LCP_Inputs_ON_Electric_2023_04_03 | 2043 | CH4 Salt Cavern Storage - ON | Storage | Methane | NY | Dispatch-Storage | EmissionsCost | 0 | [6 empty] | 0.40573 | 0
LCP_Inputs_ON_Electric_2023_04_03 | 2043 | CH4 Salt Cavern Storage - ON | Storage | Methane | NY | Dispatch-Storage | FuelCost | 0 | [6 empty] | 0.40573 | 0
LCP_Inputs_ON_Electric_2023_04_03 | 2043 | CH4 Salt Cavern Storage - ON | Storage | Methane | NY | Dispatch-Storage | VOM | 0 | [6 empty] | 0.40573 | 0
LCP_Inputs_ON_Electric_2023_04_03 | 2043 | CH4 Salt Cavern Storage - ON | Storage | Methane | ON | Dispatch-Storage | EmissionsCost | 0 | [6 empty] | 0.40573 | 0
LCP_Inputs_ON_Electric_2023_04_03 | 2043 | CH4 Salt Cavern Storage - ON | Storage | Methane | ON | Dispatch-Storage | FuelCost | 0 | [6 empty] | 0.40573 | 0
LCP_Inputs_ON_Electric_2023_04_03 | 2043 | CH4 Salt Cavern Storage - ON | Storage | Methane | ON | Dispatch-Storage | VOM | 0 | [6 empty] | 0.40573 | 0
LCP_Inputs_ON_Electric_2023_04_03 | 2043 | CH4 Salt Cavern Storage - ON | Storage | Methane | PJ | Dispatch-Storage | EmissionsCost | 0 | [6 empty] | 0.40573 | 0
LCP_Inputs_ON_Electric_2023_04_03 | 2043 | CH4 Salt Cavern Storage - ON | Storage | Methane | PJ | Dispatch-Storage | FuelCost | 0 | [6 empty] | 0.40573 | 0
LCP_Inputs_ON_Electric_2023_04_03 | 2043 | CH4 Salt Cavern Storage - ON | Storage | Methane | PJ | Dispatch-Storage | VOM | 0 | [6 empty] | 0.40573 | 0
LCP_Inputs_ON_Electric_2023_04_03 | 2043 | CH4 Salt Cavern Storage - ON | Storage | Methane | QC | Dispatch-Storage | EmissionsCost | 0 | [6 empty] | 0.40573 | 0
LCP_Inputs_ON_Electric_2023_04_03 | 2043 | CH4 Salt Cavern Storage - ON | Storage | Methane | QC | Dispatch-Storage | FuelCost | 0 | [6 empty] | 0.40573 | 0
LCP_Inputs_ON_Electric_2023_04_03 | 2043 | CH4 Salt Cavern Storage - ON | Storage | Methane | QC | Dispatch-Storage | VOM | 0 | [6 empty] | 0.40573 | 0
LCP_Inputs_ON_Electric_2023_04_03 | 2043 | CH4 Salt Cavern Storage - ON | Storage | Methane | WC | Dispatch-Storage | EmissionsCost | 0 | [6 empty] | 0.40573 | 0
LCP_Inputs_ON_Electric_2023_04_03 | 2043 | CH4 Salt Cavern Storage - ON | Storage | Methane | WC | Dispatch-Storage | FuelCost | 0 | [6 empty] | 0.40573 | 0
LCP_Inputs_ON_Electric_2023_04_03 | 2043 | CH4 Salt Cavern Storage - ON | Storage | Methane | WC | Dispatch-Storage | VOM | 0 | [6 empty] | 0.40573 | 0
LCP_Inputs_ON_Electric_2023_04_03 | 2043 | Electrolyser 2020/2030 | Crossload | Hydrogen | MI | Dispatch-Crossload | EmissionsCost | 0 | [6 empty] | 0.40573 | 0
LCP_Inputs_ON_Electric_2023_04_03 | 2043 | Electrolyser 2020/2030 | Crossload | Hydrogen | MI | Dispatch-Crossload | FuelCost | 0 | [6 empty] | 0.40573 | 0
LCP_Inputs_ON_Electric_2023_04_03 | 2043 | Electrolyser 2020/2030 | Crossload | Hydrogen | MI | Dispatch-Crossload | VOM | 0 | [6 empty] | 0.40573 | 0
LCP_Inputs_ON_Electric_2023_04_03 | 2043 | Electrolyser 2020/2030 | Crossload | Hydrogen | NY | Dispatch-Crossload | EmissionsCost | 0 | [6 empty] | 0.40573 | 0
LCP_Inputs_ON_Electric_2023_04_03 | 2043 | Electrolyser 2020/2030 | Crossload | Hydrogen | NY | Dispatch-Crossload | FuelCost | 0 | [6 empty] | 0.40573 | 0
LCP_Inputs_ON_Electric_2023_04_03 | 2043 | Electrolyser 2020/2030 | Crossload | Hydrogen | NY | Dispatch-Crossload | VOM | 0 | [6 empty] | 0.40573 | 0
LCP_Inputs_ON_Electric_2023_04_03 | 2043 | Electrolyser 2020/2030 | Crossload | Hydrogen | ON | Dispatch-Crossload | EmissionsCost | 0 | [6 empty] | 0.40573 | 0
LCP_Inputs_ON_Electric_2023_04_03 | 2043 | Electrolyser 2020/2030 | Crossload | Hydrogen | ON | Dispatch-Crossload | FuelCost | 0 | [6 empty] | 0.40573 | 0
LCP_Inputs_ON_Electric_2023_04_03 | 2043 | Electrolyser 2020/2030 | Crossload | Hydrogen | ON | Dispatch-Crossload | VOM | 0 | [6 empty] | 0.40573 | 0
LCP_Inputs_ON_Electric_2023_04_03 | 2043 | Electrolyser 2020/2030 | Crossload | Hydrogen | PJ | Dispatch-Crossload | EmissionsCost | 0 | [6 empty] | 0.40573 | 0
LCP_Inputs_ON_Electric_2023_04_03 | 2043 | Electrolyser 2020/2030 | Crossload | Hydrogen | PJ | Dispatch-Crossload | FuelCost | 0 | [6 empty] | 0.40573 | 0
LCP_Inputs_ON_Electric_2023_04_03 | 2043 | Electrolyser 2020/2030 | Crossload | Hydrogen | PJ | Dispatch-Crossload | VOM | 0 | [6 empty] | 0.40573 | 0
LCP_Inputs_ON_Electric_2023_04_03 | 2043 | Electrolyser 2020/2030 | Crossload | Hydrogen | QC | Dispatch-Crossload | EmissionsCost | 0 | [6 empty] | 0.40573 | 0
LCP_Inputs_ON_Electric_2023_04_03 | 2043 | Electrolyser 2020/2030 | Crossload | Hydrogen | QC | Dispatch-Crossload | FuelCost | 0 | [6 empty] | 0.40573 | 0
LCP_Inputs_ON_Electric_2023_04_03 | 2043 | Electrolyser 2020/2030 | Crossload | Hydrogen | QC | Dispatch-Crossload | VOM | 0 | [6 empty] | 0.40573 | 0
LCP_Inputs_ON_Electric_2023_04_03 | 2043 | Electrolyser 2020/2030 | Crossload | Hydrogen | WC | Dispatch-Crossload | EmissionsCost | 0 | [6 empty] | 0.40573 | 0
LCP_Inputs_ON_Electric_2023_04_03 | 2043 | Electrolyser 2020/2030 | Crossload | Hydrogen | WC | Dispatch-Crossload | FuelCost | 0 | [6 empty] | 0.40573 | 0
LCP_Inputs_ON_Electric_2023_04_03 | 2043 | Electrolyser 2020/2030 | Crossload | Hydrogen | WC | Dispatch-Crossload | VOM | 0 | [6 empty] | 0.40573 | 0
LCP_Inputs_ON_Electric_2023_04_03 | 2043 | Electrolyser 2040 | Crossload | Hydrogen | MI | Dispatch-Crossload | EmissionsCost | 0 | [6 empty] | 0.40573 | 0
LCP_Inputs_ON_Electric_2023_04_03 | 2043 | Electrolyser 2040 | Crossload | Hydrogen | MI | Dispatch-Crossload | FuelCost | 0 | [6 empty] | 0.40573 | 0
LCP_Inputs_ON_Electric_2023_04_03 | 2043 | Electrolyser 2040 | Crossload | Hydrogen | MI | Dispatch-Crossload | VOM | 0 | [6 empty] | 0.40573 | 0
LCP_Inputs_ON_Electric_2023_04_03 | 2043 | Electrolyser 2040 | Crossload | Hydrogen | NY | Dispatch-Crossload | EmissionsCost | 0 | [6 empty] | 0.40573 | 0
LCP_Inputs_ON_Electric_2023_04_03 | 2043 | Electrolyser 2040 | Crossload | Hydrogen | NY | Dispatch-Crossload | FuelCost | 0 | [6 empty] | 0.40573 | 0
LCP_Inputs_ON_Electric_2023_04_03 | 2043 | Electrolyser 2040 | Crossload | Hydrogen | NY | Dispatch-Crossload | VOM | 0 | [6 empty] | 0.40573 | 0
LCP_Inputs_ON_Electric_2023_04_03 | 2043 | Electrolyser 2040 | Crossload | Hydrogen | ON | Dispatch-Crossload | EmissionsCost | 0 | [6 empty] | 0.40573 | 0
LCP_Inputs_ON_Electric_2023_04_03 | 2043 | Electrolyser 2040 | Crossload | Hydrogen | ON | Dispatch-Crossload | FuelCost | 0 | [6 empty] | 0.40573 | 0
LCP_Inputs_ON_Electric_2023_04_03 | 2043 | Electrolyser 2040 | Crossload | Hydrogen | ON | Dispatch-Crossload | VOM | 0 | [6 empty] | 0.40573 | 0
LCP_Inputs_ON_Electric_2023_04_03 | 2043 | Electrolyser 2040 | Crossload | Hydrogen | PJ | Dispatch-Crossload | EmissionsCost | 0 | [6 empty] | 0.40573 | 0
LCP_Inputs_ON_Electric_2023_04_03 | 2043 | Electrolyser 2040 | Crossload | Hydrogen | PJ | Dispatch-Crossload | FuelCost | 0 | [6 empty] | 0.40573 | 0
LCP_Inputs_ON_Electric_2023_04_03 | 2043 | Electrolyser 2040 | Crossload | Hydrogen | PJ | Dispatch-Crossload | VOM | 0 | [6 empty] | 0.40573 | 0
LCP_Inputs_ON_Electric_2023_04_03 | 2043 | Electrolyser 2040 | Crossload | Hydrogen | QC | Dispatch-Crossload | EmissionsCost | 0 | [6 empty] | 0.40573 | 0
LCP_Inputs_ON_Electric_2023_04_03 | 2043 | Electrolyser 2040 | Crossload | Hydrogen | QC | Dispatch-Crossload | FuelCost | 0 | [6 empty] | 0.40573 | 0
LCP_Inputs_ON_Electric_2023_04_03 | 2043 | Electrolyser 2040 | Crossload | Hydrogen | QC | Dispatch-Crossload | VOM | 0 | [6 empty] | 0.40573 | 0
LCP_Inputs_ON_Electric_2023_04_03 | 2043 | Electrolyser 2040 | Crossload | Hydrogen | WC | Dispatch-Crossload | EmissionsCost | 0 | [6 empty] | 0.40573 | 0
LCP_Inputs_ON_Electric_2023_04_03 | 2043 | Electrolyser 2040 | Crossload | Hydrogen | WC | Dispatch-Crossload | FuelCost | 0 | [6 empty] | 0.40573 | 0
LCP_Inputs_ON_Electric_2023_04_03 | 2043 | Electrolyser 2040 | Crossload | Hydrogen | WC | Dispatch-Crossload | VOM | 0 | [6 empty] | 0.40573 | 0
LCP_Inputs_ON_Electric_2023_04_03 | 2043 | Electrolyser 2050 | Crossload | Hydrogen | MI | Dispatch-Crossload | EmissionsCost | 0 | [6 empty] | 0.40573 | 0
LCP_Inputs_ON_Electric_2023_04_03 | 2043 | Electrolyser 2050 | Crossload | Hydrogen | MI | Dispatch-Crossload | FuelCost | 0 | [6 empty] | 0.40573 | 0
LCP_Inputs_ON_Electric_2023_04_03 | 2043 | Electrolyser 2050 | Crossload | Hydrogen | MI | Dispatch-Crossload | VOM | 0 | [6 empty] | 0.40573 | 0
LCP_Inputs_ON_Electric_2023_04_03 | 2043 | Electrolyser 2050 | Crossload | Hydrogen | NY | Dispatch-Crossload | EmissionsCost | 0 | [6 empty] | 0.40573 | 0
LCP_Inputs_ON_Electric_2023_04_03 | 2043 | Electrolyser 2050 | Crossload | Hydrogen | NY | Dispatch-Crossload | FuelCost | 0 | [6 empty] | 0.40573 | 0
LCP_Inputs_ON_Electric_2023_04_03 | 2043 | Electrolyser 2050 | Crossload | Hydrogen | NY | Dispatch-Crossload | VOM | 0 | [6 empty] | 0.40573 | 0
LCP_Inputs_ON_Electric_2023_04_03 | 2043 | Electrolyser 2050 | Crossload | Hydrogen | ON | Dispatch-Crossload | EmissionsCost | 0 | [6 empty] | 0.40573 | 0
LCP_Inputs_ON_Electric_2023_04_03 | 2043 | Electrolyser 2050 | Crossload | Hydrogen | ON | Dispatch-Crossload | FuelCost | 0 | [6 empty] | 0.40573 | 0
LCP_Inputs_ON_Electric_2023_04_03 | 2043 | Electrolyser 2050 | Crossload | Hydrogen | ON | Dispatch-Crossload | VOM | 0 | [6 empty] | 0.40573 | 0
LCP_Inputs_ON_Electric_2023_04_03 | 2043 | Electrolyser 2050 | Crossload | Hydrogen | PJ | Dispatch-Crossload | EmissionsCost | 0 | [6 empty] | 0.40573 | 0
LCP_Inputs_ON_Electric_2023_04_03 | 2043 | Electrolyser 2050 | Crossload | Hydrogen | PJ | Dispatch-Crossload | FuelCost | 0 | [6 empty] | 0.40573 | 0
LCP_Inputs_ON_Electric_2023_04_03 | 2043 | Electrolyser 2050 | Crossload | Hydrogen | PJ | Dispatch-Crossload | VOM | 0 | [6 empty] | 0.40573 | 0
LCP_Inputs_ON_Electric_2023_04_03 | 2043 | Electrolyser 2050 | Crossload | Hydrogen | QC | Dispatch-Crossload | EmissionsCost | 0 | [6 empty] | 0.40573 | 0
LCP_Inputs_ON_Electric_2023_04_03 | 2043 | Electrolyser 2050 | Crossload | Hydrogen | QC | Dispatch-Crossload | FuelCost | 0 | [6 empty] | 0.40573 | 0
LCP_Inputs_ON_Electric_2023_04_03 | 2043 | Electrolyser 2050 | Crossload | Hydrogen | QC | Dispatch-Crossload | VOM | 0 | [6 empty] | 0.40573 | 0
LCP_Inputs_ON_Electric_2023_04_03 | 2043 | Electrolyser 2050 | Crossload | Hydrogen | WC | Dispatch-Crossload | EmissionsCost | 0 | [6 empty] | 0.40573 | 0
LCP_Inputs_ON_Electric_2023_04_03 | 2043 | Electrolyser 2050 | Crossload | Hydrogen | WC | Dispatch-Crossload | FuelCost | 0 | [6 empty] | 0.40573 | 0
LCP_Inputs_ON_Electric_2023_04_03 | 2043 | Electrolyser 2050 | Crossload | Hydrogen | WC | Dispatch-Crossload | VOM | 0 | [6 empty] | 0.40573 | 0
LCP_Inputs_ON_Electric_2023_04_03 | 2043 | Fossil Fuel Thermal (Coal, Peat, Oil) | Generation | Electricity | MI | Dispatch-Generation | EmissionsCost | 0 | [6 empty] | 0.40573 | 0
LCP_Inputs_ON_Electric_2023_04_03 | 2043 | Fossil Fuel Thermal (Coal, Peat, Oil) | Generation | Electricity | MI | Dispatch-Generation | FuelCost | 0 | [6 empty] | 0.40573 | 0
LCP_Inputs_ON_Electric_2023_04_03 | 2043 | Fossil Fuel Thermal (Coal, Peat, Oil) | Generation | Electricity | MI | Dispatch-Generation | VOM | 0 | [6 empty] | 0.40573 | 0
LCP_Inputs_ON_Electric_2023_04_03 | 2043 | Fossil Fuel Thermal (Coal, Peat, Oil) | Generation | Electricity | NY | Dispatch-Generation | EmissionsCost | 0 | [6 empty] | 0.40573 | 0
LCP_Inputs_ON_Electric_2023_04_03 | 2043 | Fossil Fuel Thermal (Coal, Peat, Oil) | Generation | Electricity | NY | Dispatch-Generation | FuelCost | 0 | [6 empty] | 0.40573 | 0
LCP_Inputs_ON_Electric_2023_04_03 | 2043 | Fossil Fuel Thermal (Coal, Peat, Oil) | Generation | Electricity | NY | Dispatch-Generation | VOM | 0 | [6 empty] | 0.40573 | 0
LCP_Inputs_ON_Electric_2023_04_03 | 2043 | Fossil Fuel Thermal (Coal, Peat, Oil) | Generation | Electricity | ON | Dispatch-Generation | EmissionsCost | 0 | [6 empty] | 0.40573 | 0
LCP_Inputs_ON_Electric_2023_04_03 | 2043 | Fossil Fuel Thermal (Coal, Peat, Oil) | Generation | Electricity | ON | Dispatch-Generation | FuelCost | 0 | [6 empty] | 0.40573 | 0
LCP_Inputs_ON_Electric_2023_04_03 | 2043 | Fossil Fuel Thermal (Coal, Peat, Oil) | Generation | Electricity | ON | Dispatch-Generation | VOM | 0 | [6 empty] | 0.40573 | 0
LCP_Inputs_ON_Electric_2023_04_03 | 2043 | Fossil Fuel Thermal (Coal, Peat, Oil) | Generation | Electricity | PJ | Dispatch-Generation | EmissionsCost | 0 | [6 empty] | 0.40573 | 0
LCP_Inputs_ON_Electric_2023_04_03 | 2043 | Fossil Fuel Thermal (Coal, Peat, Oil) | Generation | Electricity | PJ | Dispatch-Generation | FuelCost | 0 | [6 empty] | 0.40573 | 0
LCP_Inputs_ON_Electric_2023_04_03 | 2043 | Fossil Fuel Thermal (Coal, Peat, Oil) | Generation | Electricity | PJ | Dispatch-Generation | VOM | 0 | [6 empty] | 0.40573 | 0
LCP_Inputs_ON_Electric_2023_04_03 | 2043 | Fossil Fuel Thermal (Coal, Peat, Oil) | Generation | Electricity | QC | Dispatch-Generation | EmissionsCost | 0 | [6 empty] | 0.40573 | 0
LCP_Inputs_ON_Electric_2023_04_03 | 2043 | Fossil Fuel Thermal (Coal, Peat, Oil) | Generation | Electricity | QC | Dispatch-Generation | FuelCost | 0 | [6 empty] | 0.40573 | 0
LCP_Inputs_ON_Electric_2023_04_03 | 2043 | Fossil Fuel Thermal (Coal, Peat, Oil) | Generation | Electricity | QC | Dispatch-Generation | VOM | 0 | [6 empty] | 0.40573 | 0
LCP_Inputs_ON_Electric_2023_04_03 | 2043 | Fossil Fuel Thermal (Coal, Peat, Oil) | Generation | Electricity | WC | Dispatch-Generation | EmissionsCost | 0 | [6 empty] | 0.40573 | 0
LCP_Inputs_ON_Electric_2023_04_03 | 2043 | Fossil Fuel Thermal (Coal, Peat, Oil) | Generation | Electricity | WC | Dispatch-Generation | FuelCost | 0 | [6 empty] | 0.40573 | 0
LCP_Inputs_ON_Electric_2023_04_03 | 2043 | Fossil Fuel Thermal (Coal, Peat, Oil) | Generation | Electricity | WC | Dispatch-Generation | VOM | 0 | [6 empty] | 0.40573 | 0
LCP_Inputs_ON_Electric_2023_04_03 | 2043 | Generic - Generator | Generation | Electricity | MI | Dispatch-Generation | EmissionsCost | 0 | [6 empty] | 0.40573 | 0
LCP_Inputs_ON_Electric_2023_04_03 | 2043 | Generic - Generator | Generation | Electricity | MI | Dispatch-Generation | FuelCost | 887937737.9402 | [6 empty] | 0.40573 | 360259722.629
LCP_Inputs_ON_Electric_2023_04_03 | 2043 | Generic - Generator | Generation | Electricity | MI | Dispatch-Generation | VOM | 29039924.3521 | [6 empty] | 0.40573 | 11782262.0272
LCP_Inputs_ON_Electric_2023_04_03 | 2043 | Generic - Generator | Generation | Electricity | NY | Dispatch-Generation | EmissionsCost | 0 | [6 empty] | 0.40573 | 0
LCP_Inputs_ON_Electric_2023_04_03 | 2043 | Generic - Generator | Generation | Electricity | NY | Dispatch-Generation | FuelCost | 119338069.2274 | [6 empty] | 0.40573 | 48418597.2529
LCP_Inputs_ON_Electric_2023_04_03 | 2043 | Generic - Generator | Generation | Electricity | NY | Dispatch-Generation | VOM | 3902940.8872 | [6 empty] | 0.40573 | 1583525.8953
LCP_Inputs_ON_Electric_2023_04_03 | 2043 | Generic - Generator | Generation | Electricity | ON | Dispatch-Generation | EmissionsCost | 0 | [6 empty] | 0.40573 | 0
LCP_Inputs_ON_Electric_2023_04_03 | 2043 | Generic - Generator | Generation | Electricity | ON | Dispatch-Generation | FuelCost | 0 | [6 empty] | 0.40573 | 0
LCP_Inputs_ON_Electric_2023_04_03 | 2043 | Generic - Generator | Generation | Electricity | ON | Dispatch-Generation | VOM | 0 | [6 empty] | 0.40573 | 0
LCP_Inputs_ON_Electric_2023_04_03 | 2043 | Generic - Generator | Generation | Electricity | PJ | Dispatch-Generation | EmissionsCost | 0 | [6 empty] | 0.40573 | 0
LCP_Inputs_ON_Electric_2023_04_03 | 2043 | Generic - Generator | Generation | Electricity | PJ | Dispatch-Generation | FuelCost | 5522714443.0855 | [6 empty] | 0.40573 | 2240710680.9548
LCP_Inputs_ON_Electric_2023_04_03 | 2043 | Generic - Generator | Generation | Electricity | PJ | Dispatch-Generation | VOM | 180619882.2198 | [6 empty] | 0.40573 | 73282242.5374
LCP_Inputs_ON_Electric_2023_04_03 | 2043 | Generic - Generator | Generation | Electricity | QC | Dispatch-Generation | EmissionsCost | 0 | [6 empty] | 0.40573 | 0
LCP_Inputs_ON_Electric_2023_04_03 | 2043 | Generic - Generator | Generation | Electricity | QC | Dispatch-Generation | FuelCost | 0 | [6 empty] | 0.40573 | 0
LCP_Inputs_ON_Electric_2023_04_03 | 2043 | Generic - Generator | Generation | Electricity | QC | Dispatch-Generation | VOM | 0 | [6 empty] | 0.40573 | 0
LCP_Inputs_ON_Electric_2023_04_03 | 2043 | Generic - Generator | Generation | Electricity | WC | Dispatch-Generation | EmissionsCost | 0 | [6 empty] | 0.40573 | 0
LCP_Inputs_ON_Electric_2023_04_03 | 2043 | Generic - Generator | Generation | Electricity | WC | Dispatch-Generation | FuelCost | 0 | [6 empty] | 0.40573 | 0
LCP_Inputs_ON_Electric_2023_04_03 | 2043 | Generic - Generator | Generation | Electricity | WC | Dispatch-Generation | VOM | 0 | [6 empty] | 0.40573 | 0
LCP_Inputs_ON_Electric_2023_04_03 | 2043 | H2 Import - QC | Import | Hydrogen | MI | Dispatch-Import | EmissionsCost | 0 | [6 empty] | 0.40573 | 0
LCP_Inputs_ON_Electric_2023_04_03 | 2043 | H2 Import - QC | Import | Hydrogen | MI | Dispatch-Import | FuelCost | 0 | [6 empty] | 0.40573 | 0
LCP_Inputs_ON_Electric_2023_04_03 | 2043 | H2 Import - QC | Import | Hydrogen | MI | Dispatch-Import | VOM | 0 | [6 empty] | 0.40573 | 0
LCP_Inputs_ON_Electric_2023_04_03 | 2043 | H2 Import - QC | Import | Hydrogen | NY | Dispatch-Import | EmissionsCost | 0 | [6 empty] | 0.40573 | 0
LCP_Inputs_ON_Electric_2023_04_03 | 2043 | H2 Import - QC | Import | Hydrogen | NY | Dispatch-Import | FuelCost | 0 | [6 empty] | 0.40573 | 0
LCP_Inputs_ON_Electric_2023_04_03 | 2043 | H2 Import - QC | Import | Hydrogen | NY | Dispatch-Import | VOM | 0 | [6 empty] | 0.40573 | 0
LCP_Inputs_ON_Electric_2023_04_03 | 2043 | H2 Import - QC | Import | Hydrogen | ON | Dispatch-Import | EmissionsCost | 0 | [6 empty] | 0.40573 | 0
LCP_Inputs_ON_Electric_2023_04_03 | 2043 | H2 Import - QC | Import | Hydrogen | ON | Dispatch-Import | FuelCost | 0 | [6 empty] | 0.40573 | 0
LCP_Inputs_ON_Electric_2023_04_03 | 2043 | H2 Import - QC | Import | Hydrogen | ON | Dispatch-Import | VOM | 0 | [6 empty] | 0.40573 | 0
LCP_Inputs_ON_Electric_2023_04_03 | 2043 | H2 Import - QC | Import | Hydrogen | PJ | Dispatch-Import | EmissionsCost | 0 | [6 empty] | 0.40573 | 0
LCP_Inputs_ON_Electric_2023_04_03 | 2043 | H2 Import - QC | Import | Hydrogen | PJ | Dispatch-Import | FuelCost | 0 | [6 empty] | 0.40573 | 0
LCP_Inputs_ON_Electric_2023_04_03 | 2043 | H2 Import - QC | Import | Hydrogen | PJ | Dispatch-Import | VOM | 0 | [6 empty] | 0.40573 | 0
LCP_Inputs_ON_Electric_2023_04_03 | 2043 | H2 Import - QC | Import | Hydrogen | QC | Dispatch-Import | EmissionsCost | 0 | [6 empty] | 0.40573 | 0
LCP_Inputs_ON_Electric_2023_04_03 | 2043 | H2 Import - QC | Import | Hydrogen | QC | Dispatch-Import | FuelCost | 0 | [6 empty] | 0.40573 | 0
LCP_Inputs_ON_Electric_2023_04_03 | 2043 | H2 Import - QC | Import | Hydrogen | QC | Dispatch-Import | VOM | 0 | [6 empty] | 0.40573 | 0
LCP_Inputs_ON_Electric_2023_04_03 | 2043 | H2 Import - QC | Import | Hydrogen | WC | Dispatch-Import | EmissionsCost | 0 | [6 empty] | 0.40573 | 0
LCP_Inputs_ON_Electric_2023_04_03 | 2043 | H2 Import - QC | Import | Hydrogen | WC | Dispatch-Import | FuelCost | 0 | [6 empty] | 0.40573 | 0
LCP_Inputs_ON_Electric_2023_04_03 | 2043 | H2 Import - QC | Import | Hydrogen | WC | Dispatch-Import | VOM | 0 | [6 empty] | 0.40573 | 0
LCP_Inputs_ON_Electric_2023_04_03 | 2043 | H2 Import - WC | Import | Hydrogen | MI | Dispatch-Import | EmissionsCost | 0 | [6 empty] | 0.40573 | 0
LCP_Inputs_ON_Electric_2023_04_03 | 2043 | H2 Import - WC | Import | Hydrogen | MI | Dispatch-Import | FuelCost | 0 | [6 empty] | 0.40573 | 0
LCP_Inputs_ON_Electric_2023_04_03 | 2043 | H2 Import - WC | Import | Hydrogen | MI | Dispatch-Import | VOM | 0 | [6 empty] | 0.40573 | 0
LCP_Inputs_ON_Electric_2023_04_03 | 2043 | H2 Import - WC | Import | Hydrogen | NY | Dispatch-Import | EmissionsCost | 0 | [6 empty] | 0.40573 | 0
LCP_Inputs_ON_Electric_2023_04_03 | 2043 | H2 Import - WC | Import | Hydrogen | NY | Dispatch-Import | FuelCost | 0 | [6 empty] | 0.40573 | 0
LCP_Inputs_ON_Electric_2023_04_03 | 2043 | H2 Import - WC | Import | Hydrogen | NY | Dispatch-Import | VOM | 0 | [6 empty] | 0.40573 | 0
LCP_Inputs_ON_Electric_2023_04_03 | 2043 | H2 Import - WC | Import | Hydrogen | ON | Dispatch-Import | EmissionsCost | 0 | [6 empty] | 0.40573 | 0
LCP_Inputs_ON_Electric_2023_04_03 | 2043 | H2 Import - WC | Import | Hydrogen | ON | Dispatch-Import | FuelCost | 0 | [6 empty] | 0.40573 | 0
LCP_Inputs_ON_Electric_2023_04_03 | 2043 | H2 Import - WC | Import | Hydrogen | ON | Dispatch-Import | VOM | 0 | [6 empty] | 0.40573 | 0
LCP_Inputs_ON_Electric_2023_04_03 | 2043 | H2 Import - WC | Import | Hydrogen | PJ | Dispatch-Import | EmissionsCost | 0 | [6 empty] | 0.40573 | 0
LCP_Inputs_ON_Electric_2023_04_03 | 2043 | H2 Import - WC | Import | Hydrogen | PJ | Dispatch-Import | FuelCost | 0 | [6 empty] | 0.40573 | 0
LCP_Inputs_ON_Electric_2023_04_03 | 2043 | H2 Import - WC | Import | Hydrogen | PJ | Dispatch-Import | VOM | 0 | [6 empty] | 0.40573 | 0
LCP_Inputs_ON_Electric_2023_04_03 | 2043 | H2 Import - WC | Import | Hydrogen | QC | Dispatch-Import | EmissionsCost | 0 | [6 empty] | 0.40573 | 0
LCP_Inputs_ON_Electric_2023_04_03 | 2043 | H2 Import - WC | Import | Hydrogen | QC | Dispatch-Import | FuelCost | 0 | [6 empty] | 0.40573 | 0
LCP_Inputs_ON_Electric_2023_04_03 | 2043 | H2 Import - WC | Import | Hydrogen | QC | Dispatch-Import | VOM | 0 | [6 empty] | 0.40573 | 0
LCP_Inputs_ON_Electric_2023_04_03 | 2043 | H2 Import - WC | Import | Hydrogen | WC | Dispatch-Import | EmissionsCost | 0 | [6 empty] | 0.40573 | 0
LCP_Inputs_ON_Electric_2023_04_03 | 2043 | H2 Import - WC | Import | Hydrogen | WC | Dispatch-Import | FuelCost | 44020984.9366 | [6 empty] | 0.40573 | 17860472.8074
LCP_Inputs_ON_Electric_2023_04_03 | 2043 | H2 Import - WC | Import | Hydrogen | WC | Dispatch-Import | VOM | 0 | [6 empty] | 0.40573 | 0
LCP_Inputs_ON_Electric_2023_04_03 | 2043 | H2 Salt Cavern Storage - ON | Storage | Hydrogen | MI | Dispatch-Storage | EmissionsCost | 0 | [6 empty] | 0.40573 | 0
LCP_Inputs_ON_Electric_2023_04_03 | 2043 | H2 Salt Cavern Storage - ON | Storage | Hydrogen | MI | Dispatch-Storage | FuelCost | 0 | [6 empty] | 0.40573 | 0
LCP_Inputs_ON_Electric_2023_04_03 | 2043 | H2 Salt Cavern Storage - ON | Storage | Hydrogen | MI | Dispatch-Storage | VOM | 0 | [6 empty] | 0.40573 | 0
LCP_Inputs_ON_Electric_2023_04_03 | 2043 | H2 Salt Cavern Storage - ON | Storage | Hydrogen | NY | Dispatch-Storage | EmissionsCost | 0 | [6 empty] | 0.40573 | 0
LCP_Inputs_ON_Electric_2023_04_03 | 2043 | H2 Salt Cavern Storage - ON | Storage | Hydrogen | NY | Dispatch-Storage | FuelCost | 0 | [6 empty] | 0.40573 | 0
LCP_Inputs_ON_Electric_2023_04_03 | 2043 | H2 Salt Cavern Storage - ON | Storage | Hydrogen | NY | Dispatch-Storage | VOM | 0 | [6 empty] | 0.40573 | 0
LCP_Inputs_ON_Electric_2023_04_03 | 2043 | H2 Salt Cavern Storage - ON | Storage | Hydrogen | ON | Dispatch-Storage | EmissionsCost | 0 | [6 empty] | 0.40573 | 0
LCP_Inputs_ON_Electric_2023_04_03 | 2043 | H2 Salt Cavern Storage - ON | Storage | Hydrogen | ON | Dispatch-Storage | FuelCost | 0 | [6 empty] | 0.40573 | 0
LCP_Inputs_ON_Electric_2023_04_03 | 2043 | H2 Salt Cavern Storage - ON | Storage | Hydrogen | ON | Dispatch-Storage | VOM | 52587352.8626 | [6 empty] | 0.40573 | 21336073.8558
LCP_Inputs_ON_Electric_2023_04_03 | 2043 | H2 Salt Cavern Storage - ON | Storage | Hydrogen | PJ | Dispatch-Storage | EmissionsCost | 0 | [6 empty] | 0.40573 | 0
LCP_Inputs_ON_Electric_2023_04_03 | 2043 | H2 Salt Cavern Storage - ON | Storage | Hydrogen | PJ | Dispatch-Storage | FuelCost | 0 | [6 empty] | 0.40573 | 0
LCP_Inputs_ON_Electric_2023_04_03 | 2043 | H2 Salt Cavern Storage - ON | Storage | Hydrogen | PJ | Dispatch-Storage | VOM | 0 | [6 empty] | 0.40573 | 0
LCP_Inputs_ON_Electric_2023_04_03 | 2043 | H2 Salt Cavern Storage - ON | Storage | Hydrogen | QC | Dispatch-Storage | EmissionsCost | 0 | [6 empty] | 0.40573 | 0
LCP_Inputs_ON_Electric_2023_04_03 | 2043 | H2 Salt Cavern Storage - ON | Storage | Hydrogen | QC | Dispatch-Storage | FuelCost | 0 | [6 empty] | 0.40573 | 0
LCP_Inputs_ON_Electric_2023_04_03 | 2043 | H2 Salt Cavern Storage - ON | Storage | Hydrogen | QC | Dispatch-Storage | VOM | 0 | [6 empty] | 0.40573 | 0
LCP_Inputs_ON_Electric_2023_04_03 | 2043 | H2 Salt Cavern Storage - ON | Storage | Hydrogen | WC | Dispatch-Storage | EmissionsCost | 0 | [6 empty] | 0.40573 | 0
LCP_Inputs_ON_Electric_2023_04_03 | 2043 | H2 Salt Cavern Storage - ON | Storage | Hydrogen | WC | Dispatch-Storage | FuelCost | 0 | [6 empty] | 0.40573 | 0
LCP_Inputs_ON_Electric_2023_04_03 | 2043 | H2 Salt Cavern Storage - ON | Storage | Hydrogen | WC | Dispatch-Storage | VOM | 0 | [6 empty] | 0.40573 | 0
LCP_Inputs_ON_Electric_2023_04_03 | 2043 | Hydro | Generation | Electricity | MI | Dispatch-Generation | EmissionsCost | 0 | [6 empty] | 0.40573 | 0
LCP_Inputs_ON_Electric_2023_04_03 | 2043 | Hydro | Generation | Electricity | MI | Dispatch-Generation | FuelCost | 0 | [6 empty] | 0.40573 | 0
LCP_Inputs_ON_Electric_2023_04_03 | 2043 | Hydro | Generation | Electricity | MI | Dispatch-Generation | VOM | 0 | [6 empty] | 0.40573 | 0
LCP_Inputs_ON_Electric_2023_04_03 | 2043 | Hydro | Generation | Electricity | NY | Dispatch-Generation | EmissionsCost | 0 | [6 empty] | 0.40573 | 0
LCP_Inputs_ON_Electric_2023_04_03 | 2043 | Hydro | Generation | Electricity | NY | Dispatch-Generation | FuelCost | 0 | [6 empty] | 0.40573 | 0
LCP_Inputs_ON_Electric_2023_04_03 | 2043 | Hydro | Generation | Electricity | NY | Dispatch-Generation | VOM | 0 | [6 empty] | 0.40573 | 0
LCP_Inputs_ON_Electric_2023_04_03 | 2043 | Hydro | Generation | Electricity | ON | Dispatch-Generation | EmissionsCost | 0 | [6 empty] | 0.40573 | 0
LCP_Inputs_ON_Electric_2023_04_03 | 2043 | Hydro | Generation | Electricity | ON | Dispatch-Generation | FuelCost | 0 | [6 empty] | 0.40573 | 0
LCP_Inputs_ON_Electric_2023_04_03 | 2043 | Hydro | Generation | Electricity | ON | Dispatch-Generation | VOM | 0 | [6 empty] | 0.40573 | 0
LCP_Inputs_ON_Electric_2023_04_03 | 2043 | Hydro | Generation | Electricity | PJ | Dispatch-Generation | EmissionsCost | 0 | [6 empty] | 0.40573 | 0
LCP_Inputs_ON_Electric_2023_04_03 | 2043 | Hydro | Generation | Electricity | PJ | Dispatch-Generation | FuelCost | 0 | [6 empty] | 0.40573 | 0
LCP_Inputs_ON_Electric_2023_04_03 | 2043 | Hydro | Generation | Electricity | PJ | Dispatch-Generation | VOM | 0 | [6 empty] | 0.40573 | 0
LCP_Inputs_ON_Electric_2023_04_03 | 2043 | Hydro | Generation | Electricity | QC | Dispatch-Generation | EmissionsCost | 0 | [6 empty] | 0.40573 | 0
LCP_Inputs_ON_Electric_2023_04_03 | 2043 | Hydro | Generation | Electricity | QC | Dispatch-Generation | FuelCost | 0 | [6 empty] | 0.40573 | 0
LCP_Inputs_ON_Electric_2023_04_03 | 2043 | Hydro | Generation | Electricity | QC | Dispatch-Generation | VOM | 0 | [6 empty] | 0.40573 | 0
LCP_Inputs_ON_Electric_2023_04_03 | 2043 | Hydro | Generation | Electricity | WC | Dispatch-Generation | EmissionsCost | 0 | [6 empty] | 0.40573 | 0
LCP_Inputs_ON_Electric_2023_04_03 | 2043 | Hydro | Generation | Electricity | WC | Dispatch-Generation | FuelCost | 0 | [6 empty] | 0.40573 | 0
LCP_Inputs_ON_Electric_2023_04_03 | 2043 | Hydro | Generation | Electricity | WC | Dispatch-Generation | VOM | 0 | [6 empty] | 0.40573 | 0
LCP_Inputs_ON_Electric_2023_04_03 | 2043 | Hydro Pumped Storage | Storage | Electricity | MI | Dispatch-Storage | EmissionsCost | 0 | [6 empty] | 0.40573 | 0
LCP_Inputs_ON_Electric_2023_04_03 | 2043 | Hydro Pumped Storage | Storage | Electricity | MI | Dispatch-Storage | FuelCost | 0 | [6 empty] | 0.40573 | 0
LCP_Inputs_ON_Electric_2023_04_03 | 2043 | Hydro Pumped Storage | Storage | Electricity | MI | Dispatch-Storage | VOM | 0 | [6 empty] | 0.40573 | 0
LCP_Inputs_ON_Electric_2023_04_03 | 2043 | Hydro Pumped Storage | Storage | Electricity | NY | Dispatch-Storage | EmissionsCost | 0 | [6 empty] | 0.40573 | 0
LCP_Inputs_ON_Electric_2023_04_03 | 2043 | Hydro Pumped Storage | Storage | Electricity | NY | Dispatch-Storage | FuelCost | 0 | [6 empty] | 0.40573 | 0
LCP_Inputs_ON_Electric_2023_04_03 | 2043 | Hydro Pumped Storage | Storage | Electricity | NY | Dispatch-Storage | VOM | 0 | [6 empty] | 0.40573 | 0
LCP_Inputs_ON_Electric_2023_04_03 | 2043 | Hydro Pumped Storage | Storage | Electricity | ON | Dispatch-Storage | EmissionsCost | 0 | [6 empty] | 0.40573 | 0
LCP_Inputs_ON_Electric_2023_04_03 | 2043 | Hydro Pumped Storage | Storage | Electricity | ON | Dispatch-Storage | FuelCost | 0 | [6 empty] | 0.40573 | 0
LCP_Inputs_ON_Electric_2023_04_03 | 2043 | Hydro Pumped Storage | Storage | Electricity | ON | Dispatch-Storage | VOM | 0 | [6 empty] | 0.40573 | 0
LCP_Inputs_ON_Electric_2023_04_03 | 2043 | Hydro Pumped Storage | Storage | Electricity | PJ | Dispatch-Storage | EmissionsCost | 0 | [6 empty] | 0.40573 | 0
LCP_Inputs_ON_Electric_2023_04_03 | 2043 | Hydro Pumped Storage | Storage | Electricity | PJ | Dispatch-Storage | FuelCost | 0 | [6 empty] | 0.40573 | 0
LCP_Inputs_ON_Electric_2023_04_03 | 2043 | Hydro Pumped Storage | Storage | Electricity | PJ | Dispatch-Storage | VOM | 0 | [6 empty] | 0.40573 | 0
LCP_Inputs_ON_Electric_2023_04_03 | 2043 | Hydro Pumped Storage | Storage | Electricity | QC | Dispatch-Storage | EmissionsCost | 0 | [6 empty] | 0.40573 | 0
LCP_Inputs_ON_Electric_2023_04_03 | 2043 | Hydro Pumped Storage | Storage | Electricity | QC | Dispatch-Storage | FuelCost | 0 | [6 empty] | 0.40573 | 0
LCP_Inputs_ON_Electric_2023_04_03 | 2043 | Hydro Pumped Storage | Storage | Electricity | QC | Dispatch-Storage | VOM | 0 | [6 empty] | 0.40573 | 0
LCP_Inputs_ON_Electric_2023_04_03 | 2043 | Hydro Pumped Storage | Storage | Electricity | WC | Dispatch-Storage | EmissionsCost | 0 | [6 empty] | 0.40573 | 0
LCP_Inputs_ON_Electric_2023_04_03 | 2043 | Hydro Pumped Storage | Storage | Electricity | WC | Dispatch-Storage | FuelCost | 0 | [6 empty] | 0.40573 | 0
LCP_Inputs_ON_Electric_2023_04_03 | 2043 | Hydro Pumped Storage | Storage | Electricity | WC | Dispatch-Storage | VOM | 0 | [6 empty] | 0.40573 | 0
LCP_Inputs_ON_Electric_2023_04_03 | 2043 | Nuclear | Generation | Electricity | MI | Dispatch-Generation | EmissionsCost | 0 | [6 empty] | 0.40573 | 0
LCP_Inputs_ON_Electric_2023_04_03 | 2043 | Nuclear | Generation | Electricity | MI | Dispatch-Generation | FuelCost | 0 | [6 empty] | 0.40573 | 0
LCP_Inputs_ON_Electric_2023_04_03 | 2043 | Nuclear | Generation | Electricity | MI | Dispatch-Generation | VOM | 2762866296.96 | [6 empty] | 0.40573 | 1120967612.1131
LCP_Inputs_ON_Electric_2023_04_03 | 2043 | Nuclear | Generation | Electricity | NY | Dispatch-Generation | EmissionsCost | 0 | [6 empty] | 0.40573 | 0
LCP_Inputs_ON_Electric_2023_04_03 | 2043 | Nuclear | Generation | Electricity | NY | Dispatch-Generation | FuelCost | 0 | [6 empty] | 0.40573 | 0
LCP_Inputs_ON_Electric_2023_04_03 | 2043 | Nuclear | Generation | Electricity | NY | Dispatch-Generation | VOM | 2246155230.144 | [6 empty] | 0.40573 | 911324325.5891
LCP_Inputs_ON_Electric_2023_04_03 | 2043 | Nuclear | Generation | Electricity | ON | Dispatch-Generation | EmissionsCost | 0 | [6 empty] | 0.40573 | 0
LCP_Inputs_ON_Electric_2023_04_03 | 2043 | Nuclear | Generation | Electricity | ON | Dispatch-Generation | FuelCost | 0 | [6 empty] | 0.40573 | 0
LCP_Inputs_ON_Electric_2023_04_03 | 2043 | Nuclear | Generation | Electricity | ON | Dispatch-Generation | VOM | 7823178339.984 | [6 empty] | 0.40573 | 3174069462.7736
LCP_Inputs_ON_Electric_2023_04_03 | 2043 | Nuclear | Generation | Electricity | PJ | Dispatch-Generation | EmissionsCost | 0 | [6 empty] | 0.40573 | 0
LCP_Inputs_ON_Electric_2023_04_03 | 2043 | Nuclear | Generation | Electricity | PJ | Dispatch-Generation | FuelCost | 0 | [6 empty] | 0.40573 | 0
LCP_Inputs_ON_Electric_2023_04_03 | 2043 | Nuclear | Generation | Electricity | PJ | Dispatch-Generation | VOM | 6401347648.6848 | [6 empty] | 0.40573 | 2597195309.794
LCP_Inputs_ON_Electric_2023_04_03 | 2043 | Nuclear | Generation | Electricity | QC | Dispatch-Generation | EmissionsCost | 0 | [6 empty] | 0.40573 | 0
LCP_Inputs_ON_Electric_2023_04_03 | 2043 | Nuclear | Generation | Electricity | QC | Dispatch-Generation | FuelCost | 0 | [6 empty] | 0.40573 | 0
LCP_Inputs_ON_Electric_2023_04_03 | 2043 | Nuclear | Generation | Electricity | QC | Dispatch-Generation | VOM | 0 | [6 empty] | 0.40573 | 0
LCP_Inputs_ON_Electric_2023_04_03 | 2043 | Nuclear | Generation | Electricity | WC | Dispatch-Generation | EmissionsCost | 0 | [6 empty] | 0.40573 | 0
LCP_Inputs_ON_Electric_2023_04_03 | 2043 | Nuclear | Generation | Electricity | WC | Dispatch-Generation | FuelCost | 0 | [6 empty] | 0.40573 | 0
LCP_Inputs_ON_Electric_2023_04_03 | 2043 | Nuclear | Generation | Electricity | WC | Dispatch-Generation | VOM | 0 | [6 empty] | 0.40573 | 0
LCP_Inputs_ON_Electric_2023_04_03 | 2043 | Nuclear SMR | Generation | Electricity | MI | Dispatch-Generation | EmissionsCost | 0 | [6 empty] | 0.40573 | 0
LCP_Inputs_ON_Electric_2023_04_03 | 2043 | Nuclear SMR | Generation | Electricity | MI | Dispatch-Generation | FuelCost | 0 | [6 empty] | 0.40573 | 0
LCP_Inputs_ON_Electric_2023_04_03 | 2043 | Nuclear SMR | Generation | Electricity | MI | Dispatch-Generation | VOM | 0 | [6 empty] | 0.40573 | 0
LCP_Inputs_ON_Electric_2023_04_03 | 2043 | Nuclear SMR | Generation | Electricity | NY | Dispatch-Generation | EmissionsCost | 0 | [6 empty] | 0.40573 | 0
LCP_Inputs_ON_Electric_2023_04_03 | 2043 | Nuclear SMR | Generation | Electricity | NY | Dispatch-Generation | FuelCost | 0 | [6 empty] | 0.40573 | 0
LCP_Inputs_ON_Electric_2023_04_03 | 2043 | Nuclear SMR | Generation | Electricity | NY | Dispatch-Generation | VOM | 0 | [6 empty] | 0.40573 | 0
LCP_Inputs_ON_Electric_2023_04_03 | 2043 | Nuclear SMR | Generation | Electricity | ON | Dispatch-Generation | EmissionsCost | 0 | [6 empty] | 0.40573 | 0
LCP_Inputs_ON_Electric_2023_04_03 | 2043 | Nuclear SMR | Generation | Electricity | ON | Dispatch-Generation | FuelCost | 0 | [6 empty] | 0.40573 | 0
LCP_Inputs_ON_Electric_2023_04_03 | 2043 | Nuclear SMR | Generation | Electricity | ON | Dispatch-Generation | VOM | 188861026.6733 | [6 empty] | 0.40573 | 76625891.8588
LCP_Inputs_ON_Electric_2023_04_03 | 2043 | Nuclear SMR | Generation | Electricity | PJ | Dispatch-Generation | EmissionsCost | 0 | [6 empty] | 0.40573 | 0
LCP_Inputs_ON_Electric_2023_04_03 | 2043 | Nuclear SMR | Generation | Electricity | PJ | Dispatch-Generation | FuelCost | 0 | [6 empty] | 0.40573 | 0
LCP_Inputs_ON_Electric_2023_04_03 | 2043 | Nuclear SMR | Generation | Electricity | PJ | Dispatch-Generation | VOM | 0 | [6 empty] | 0.40573 | 0
LCP_Inputs_ON_Electric_2023_04_03 | 2043 | Nuclear SMR | Generation | Electricity | QC | Dispatch-Generation | EmissionsCost | 0 | [6 empty] | 0.40573 | 0
LCP_Inputs_ON_Electric_2023_04_03 | 2043 | Nuclear SMR | Generation | Electricity | QC | Dispatch-Generation | FuelCost | 0 | [6 empty] | 0.40573 | 0
LCP_Inputs_ON_Electric_2023_04_03 | 2043 | Nuclear SMR | Generation | Electricity | QC | Dispatch-Generation | VOM | 0 | [6 empty] | 0.40573 | 0
LCP_Inputs_ON_Electric_2023_04_03 | 2043 | Nuclear SMR | Generation | Electricity | WC | Dispatch-Generation | EmissionsCost | 0 | [6 empty] | 0.40573 | 0
LCP_Inputs_ON_Electric_2023_04_03 | 2043 | Nuclear SMR | Generation | Electricity | WC | Dispatch-Generation | FuelCost | 0 | [6 empty] | 0.40573 | 0
LCP_Inputs_ON_Electric_2023_04_03 | 2043 | Nuclear SMR | Generation | Electricity | WC | Dispatch-Generation | VOM | 0 | [6 empty] | 0.40573 | 0
LCP_Inputs_ON_Electric_2023_04_03 | 2043 | O/CCGT - CH4 Existing | Crossload | Electricity | MI | Dispatch-Crossload | EmissionsCost | 0 | [6 empty] | 0.40573 | 0
LCP_Inputs_ON_Electric_2023_04_03 | 2043 | O/CCGT - CH4 Existing | Crossload | Electricity | MI | Dispatch-Crossload | FuelCost | 0 | [6 empty] | 0.40573 | 0
LCP_Inputs_ON_Electric_2023_04_03 | 2043 | O/CCGT - CH4 Existing | Crossload | Electricity | MI | Dispatch-Crossload | VOM | 0 | [6 empty] | 0.40573 | 0
LCP_Inputs_ON_Electric_2023_04_03 | 2043 | O/CCGT - CH4 Existing | Crossload | Electricity | NY | Dispatch-Crossload | EmissionsCost | 0 | [6 empty] | 0.40573 | 0
LCP_Inputs_ON_Electric_2023_04_03 | 2043 | O/CCGT - CH4 Existing | Crossload | Electricity | NY | Dispatch-Crossload | FuelCost | 0 | [6 empty] | 0.40573 | 0
LCP_Inputs_ON_Electric_2023_04_03 | 2043 | O/CCGT - CH4 Existing | Crossload | Electricity | NY | Dispatch-Crossload | VOM | 0 | [6 empty] | 0.40573 | 0
LCP_Inputs_ON_Electric_2023_04_03 | 2043 | O/CCGT - CH4 Existing | Crossload | Electricity | ON | Dispatch-Crossload | EmissionsCost | 4366216.5558 | [6 empty] | 0.40573 | 1771489.0337
LCP_Inputs_ON_Electric_2023_04_03 | 2043 | O/CCGT - CH4 Existing | Crossload | Electricity | ON | Dispatch-Crossload | FuelCost | 0 | [6 empty] | 0.40573 | 0
LCP_Inputs_ON_Electric_2023_04_03 | 2043 | O/CCGT - CH4 Existing | Crossload | Electricity | ON | Dispatch-Crossload | VOM | 155334.2065 | [6 empty] | 0.40573 | 63023.178
LCP_Inputs_ON_Electric_2023_04_03 | 2043 | O/CCGT - CH4 Existing | Crossload | Electricity | PJ | Dispatch-Crossload | EmissionsCost | 0 | [6 empty] | 0.40573 | 0
LCP_Inputs_ON_Electric_2023_04_03 | 2043 | O/CCGT - CH4 Existing | Crossload | Electricity | PJ | Dispatch-Crossload | FuelCost | 0 | [6 empty] | 0.40573 | 0
LCP_Inputs_ON_Electric_2023_04_03 | 2043 | O/CCGT - CH4 Existing | Crossload | Electricity | PJ | Dispatch-Crossload | VOM | 0 | [6 empty] | 0.40573 | 0
LCP_Inputs_ON_Electric_2023_04_03 | 2043 | O/CCGT - CH4 Existing | Crossload | Electricity | QC | Dispatch-Crossload | EmissionsCost | 0 | [6 empty] | 0.40573 | 0
LCP_Inputs_ON_Electric_2023_04_03 | 2043 | O/CCGT - CH4 Existing | Crossload | Electricity | QC | Dispatch-Crossload | FuelCost | 0 | [6 empty] | 0.40573 | 0
LCP_Inputs_ON_Electric_2023_04_03 | 2043 | O/CCGT - CH4 Existing | Crossload | Electricity | QC | Dispatch-Crossload | VOM | 0 | [6 empty] | 0.40573 | 0
LCP_Inputs_ON_Electric_2023_04_03 | 2043 | O/CCGT - CH4 Existing | Crossload | Electricity | WC | Dispatch-Crossload | EmissionsCost | 0 | [6 empty] | 0.40573 | 0
LCP_Inputs_ON_Electric_2023_04_03 | 2043 | O/CCGT - CH4 Existing | Crossload | Electricity | WC | Dispatch-Crossload | FuelCost | 0 | [6 empty] | 0.40573 | 0
LCP_Inputs_ON_Electric_2023_04_03 | 2043 | O/CCGT - CH4 Existing | Crossload | Electricity | WC | Dispatch-Crossload | VOM | 0 | [6 empty] | 0.40573 | 0
LCP_Inputs_ON_Electric_2023_04_03 | 2043 | O/CCGT - CH4 New | Crossload | Electricity | MI | Dispatch-Crossload | EmissionsCost | 0 | [6 empty] | 0.40573 | 0
LCP_Inputs_ON_Electric_2023_04_03 | 2043 | O/CCGT - CH4 New | Crossload | Electricity | MI | Dispatch-Crossload | FuelCost | 0 | [6 empty] | 0.40573 | 0
LCP_Inputs_ON_Electric_2023_04_03 | 2043 | O/CCGT - CH4 New | Crossload | Electricity | MI | Dispatch-Crossload | VOM | 0 | [6 empty] | 0.40573 | 0
LCP_Inputs_ON_Electric_2023_04_03 | 2043 | O/CCGT - CH4 New | Crossload | Electricity | NY | Dispatch-Crossload | EmissionsCost | 0 | [6 empty] | 0.40573 | 0
LCP_Inputs_ON_Electric_2023_04_03 | 2043 | O/CCGT - CH4 New | Crossload | Electricity | NY | Dispatch-Crossload | FuelCost | 0 | [6 empty] | 0.40573 | 0
LCP_Inputs_ON_Electric_2023_04_03 | 2043 | O/CCGT - CH4 New | Crossload | Electricity | NY | Dispatch-Crossload | VOM | 0 | [6 empty] | 0.40573 | 0
LCP_Inputs_ON_Electric_2023_04_03 | 2043 | O/CCGT - CH4 New | Crossload | Electricity | ON | Dispatch-Crossload | EmissionsCost | 1534085.0461 | [6 empty] | 0.40573 | 622418.7008
LCP_Inputs_ON_Electric_2023_04_03 | 2043 | O/CCGT - CH4 New | Crossload | Electricity | ON | Dispatch-Crossload | FuelCost | 0 | [6 empty] | 0.40573 | 0
LCP_Inputs_ON_Electric_2023_04_03 | 2043 | O/CCGT - CH4 New | Crossload | Electricity | ON | Dispatch-Crossload | VOM | 54577.2021 | [6 empty] | 0.40573 | 22143.4081
LCP_Inputs_ON_Electric_2023_04_03 | 2043 | O/CCGT - CH4 New | Crossload | Electricity | PJ | Dispatch-Crossload | EmissionsCost | 0 | [6 empty] | 0.40573 | 0
LCP_Inputs_ON_Electric_2023_04_03 | 2043 | O/CCGT - CH4 New | Crossload | Electricity | PJ | Dispatch-Crossload | FuelCost | 0 | [6 empty] | 0.40573 | 0
LCP_Inputs_ON_Electric_2023_04_03 | 2043 | O/CCGT - CH4 New | Crossload | Electricity | PJ | Dispatch-Crossload | VOM | 0 | [6 empty] | 0.40573 | 0
LCP_Inputs_ON_Electric_2023_04_03 | 2043 | O/CCGT - CH4 New | Crossload | Electricity | QC | Dispatch-Crossload | EmissionsCost | 0 | [6 empty] | 0.40573 | 0
LCP_Inputs_ON_Electric_2023_04_03 | 2043 | O/CCGT - CH4 New | Crossload | Electricity | QC | Dispatch-Crossload | FuelCost | 0 | [6 empty] | 0.40573 | 0
LCP_Inputs_ON_Electric_2023_04_03 | 2043 | O/CCGT - CH4 New | Crossload | Electricity | QC | Dispatch-Crossload | VOM | 0 | [6 empty] | 0.40573 | 0
LCP_Inputs_ON_Electric_2023_04_03 | 2043 | O/CCGT - CH4 New | Crossload | Electricity | WC | Dispatch-Crossload | EmissionsCost | 0 | [6 empty] | 0.40573 | 0
LCP_Inputs_ON_Electric_2023_04_03 | 2043 | O/CCGT - CH4 New | Crossload | Electricity | WC | Dispatch-Crossload | FuelCost | 0 | [6 empty] | 0.40573 | 0
LCP_Inputs_ON_Electric_2023_04_03 | 2043 | O/CCGT - CH4 New | Crossload | Electricity | WC | Dispatch-Crossload | VOM | 0 | [6 empty] | 0.40573 | 0
LCP_Inputs_ON_Electric_2023_04_03 | 2043 | O/CCGT - H2 New | Crossload | Electricity | MI | Dispatch-Crossload | EmissionsCost | 0 | [6 empty] | 0.40573 | 0
LCP_Inputs_ON_Electric_2023_04_03 | 2043 | O/CCGT - H2 New | Crossload | Electricity | MI | Dispatch-Crossload | FuelCost | 0 | [6 empty] | 0.40573 | 0
LCP_Inputs_ON_Electric_2023_04_03 | 2043 | O/CCGT - H2 New | Crossload | Electricity | MI | Dispatch-Crossload | VOM | 0 | [6 empty] | 0.40573 | 0
LCP_Inputs_ON_Electric_2023_04_03 | 2043 | O/CCGT - H2 New | Crossload | Electricity | NY | Dispatch-Crossload | EmissionsCost | 0 | [6 empty] | 0.40573 | 0
LCP_Inputs_ON_Electric_2023_04_03 | 2043 | O/CCGT - H2 New | Crossload | Electricity | NY | Dispatch-Crossload | FuelCost | 0 | [6 empty] | 0.40573 | 0
LCP_Inputs_ON_Electric_2023_04_03 | 2043 | O/CCGT - H2 New | Crossload | Electricity | NY | Dispatch-Crossload | VOM | 0 | [6 empty] | 0.40573 | 0
LCP_Inputs_ON_Electric_2023_04_03 | 2043 | O/CCGT - H2 New | Crossload | Electricity | ON | Dispatch-Crossload | EmissionsCost | 0 | [6 empty] | 0.40573 | 0
LCP_Inputs_ON_Electric_2023_04_03 | 2043 | O/CCGT - H2 New | Crossload | Electricity | ON | Dispatch-Crossload | FuelCost | 0 | [6 empty] | 0.40573 | 0
LCP_Inputs_ON_Electric_2023_04_03 | 2043 | O/CCGT - H2 New | Crossload | Electricity | ON | Dispatch-Crossload | VOM | 1434951.3085 | [6 empty] | 0.40573 | 582197.5329
LCP_Inputs_ON_Electric_2023_04_03 | 2043 | O/CCGT - H2 New | Crossload | Electricity | PJ | Dispatch-Crossload | EmissionsCost | 0 | [6 empty] | 0.40573 | 0
LCP_Inputs_ON_Electric_2023_04_03 | 2043 | O/CCGT - H2 New | Crossload | Electricity | PJ | Dispatch-Crossload | FuelCost | 0 | [6 empty] | 0.40573 | 0
LCP_Inputs_ON_Electric_2023_04_03 | 2043 | O/CCGT - H2 New | Crossload | Electricity | PJ | Dispatch-Crossload | VOM | 0 | [6 empty] | 0.40573 | 0
LCP_Inputs_ON_Electric_2023_04_03 | 2043 | O/CCGT - H2 New | Crossload | Electricity | QC | Dispatch-Crossload | EmissionsCost | 0 | [6 empty] | 0.40573 | 0
LCP_Inputs_ON_Electric_2023_04_03 | 2043 | O/CCGT - H2 New | Crossload | Electricity | QC | Dispatch-Crossload | FuelCost | 0 | [6 empty] | 0.40573 | 0
LCP_Inputs_ON_Electric_2023_04_03 | 2043 | O/CCGT - H2 New | Crossload | Electricity | QC | Dispatch-Crossload | VOM | 0 | [6 empty] | 0.40573 | 0
LCP_Inputs_ON_Electric_2023_04_03 | 2043 | O/CCGT - H2 New | Crossload | Electricity | WC | Dispatch-Crossload | EmissionsCost | 0 | [6 empty] | 0.40573 | 0
LCP_Inputs_ON_Electric_2023_04_03 | 2043 | O/CCGT - H2 New | Crossload | Electricity | WC | Dispatch-Crossload | FuelCost | 0 | [6 empty] | 0.40573 | 0
LCP_Inputs_ON_Electric_2023_04_03 | 2043 | O/CCGT - H2 New | Crossload | Electricity | WC | Dispatch-Crossload | VOM | 0 | [6 empty] | 0.40573 | 0
LCP_Inputs_ON_Electric_2023_04_03 | 2043 | SMR CCS | Crossload | Hydrogen | MI | Dispatch-Crossload | EmissionsCost | 0 | [6 empty] | 0.40573 | 0
LCP_Inputs_ON_Electric_2023_04_03 | 2043 | SMR CCS | Crossload | Hydrogen | MI | Dispatch-Crossload | FuelCost | 0 | [6 empty] | 0.40573 | 0
LCP_Inputs_ON_Electric_2023_04_03 | 2043 | SMR CCS | Crossload | Hydrogen | MI | Dispatch-Crossload | VOM | 0 | [6 empty] | 0.40573 | 0
LCP_Inputs_ON_Electric_2023_04_03 | 2043 | SMR CCS | Crossload | Hydrogen | NY | Dispatch-Crossload | EmissionsCost | 0 | [6 empty] | 0.40573 | 0
LCP_Inputs_ON_Electric_2023_04_03 | 2043 | SMR CCS | Crossload | Hydrogen | NY | Dispatch-Crossload | FuelCost | 0 | [6 empty] | 0.40573 | 0
LCP_Inputs_ON_Electric_2023_04_03 | 2043 | SMR CCS | Crossload | Hydrogen | NY | Dispatch-Crossload | VOM | 0 | [6 empty] | 0.40573 | 0
LCP_Inputs_ON_Electric_2023_04_03 | 2043 | SMR CCS | Crossload | Hydrogen | ON | Dispatch-Crossload | EmissionsCost | 201797912.0831 | [6 empty] | 0.40573 | 81874726.9407
LCP_Inputs_ON_Electric_2023_04_03 | 2043 | SMR CCS | Crossload | Hydrogen | ON | Dispatch-Crossload | FuelCost | 0 | [6 empty] | 0.40573 | 0
LCP_Inputs_ON_Electric_2023_04_03 | 2043 | SMR CCS | Crossload | Hydrogen | ON | Dispatch-Crossload | VOM | 235403659.388 | [6 empty] | 0.40573 | 95509463.5731
LCP_Inputs_ON_Electric_2023_04_03 | 2043 | SMR CCS | Crossload | Hydrogen | PJ | Dispatch-Crossload | EmissionsCost | 0 | [6 empty] | 0.40573 | 0
LCP_Inputs_ON_Electric_2023_04_03 | 2043 | SMR CCS | Crossload | Hydrogen | PJ | Dispatch-Crossload | FuelCost | 0 | [6 empty] | 0.40573 | 0
LCP_Inputs_ON_Electric_2023_04_03 | 2043 | SMR CCS | Crossload | Hydrogen | PJ | Dispatch-Crossload | VOM | 0 | [6 empty] | 0.40573 | 0
LCP_Inputs_ON_Electric_2023_04_03 | 2043 | SMR CCS | Crossload | Hydrogen | QC | Dispatch-Crossload | EmissionsCost | 0 | [6 empty] | 0.40573 | 0
LCP_Inputs_ON_Electric_2023_04_03 | 2043 | SMR CCS | Crossload | Hydrogen | QC | Dispatch-Crossload | FuelCost | 0 | [6 empty] | 0.40573 | 0
LCP_Inputs_ON_Electric_2023_04_03 | 2043 | SMR CCS | Crossload | Hydrogen | QC | Dispatch-Crossload | VOM | 0 | [6 empty] | 0.40573 | 0
LCP_Inputs_ON_Electric_2023_04_03 | 2043 | SMR CCS | Crossload | Hydrogen | WC | Dispatch-Crossload | EmissionsCost | 0 | [6 empty] | 0.40573 | 0
LCP_Inputs_ON_Electric_2023_04_03 | 2043 | SMR CCS | Crossload | Hydrogen | WC | Dispatch-Crossload | FuelCost | 0 | [6 empty] | 0.40573 | 0
LCP_Inputs_ON_Electric_2023_04_03 | 2043 | SMR CCS | Crossload | Hydrogen | WC | Dispatch-Crossload | VOM | 0 | [6 empty] | 0.40573 | 0
LCP_Inputs_ON_Electric_2023_04_03 | 2043 | Solar PV | Generation | Electricity | MI | Dispatch-Generation | EmissionsCost | 0 | [6 empty] | 0.40573 | 0
LCP_Inputs_ON_Electric_2023_04_03 | 2043 | Solar PV | Generation | Electricity | MI | Dispatch-Generation | FuelCost | 0 | [6 empty] | 0.40573 | 0
LCP_Inputs_ON_Electric_2023_04_03 | 2043 | Solar PV | Generation | Electricity | MI | Dispatch-Generation | VOM | 0 | [6 empty] | 0.40573 | 0
LCP_Inputs_ON_Electric_2023_04_03 | 2043 | Solar PV | Generation | Electricity | NY | Dispatch-Generation | EmissionsCost | 0 | [6 empty] | 0.40573 | 0
LCP_Inputs_ON_Electric_2023_04_03 | 2043 | Solar PV | Generation | Electricity | NY | Dispatch-Generation | FuelCost | 0 | [6 empty] | 0.40573 | 0
LCP_Inputs_ON_Electric_2023_04_03 | 2043 | Solar PV | Generation | Electricity | NY | Dispatch-Generation | VOM | 0 | [6 empty] | 0.40573 | 0
LCP_Inputs_ON_Electric_2023_04_03 | 2043 | Solar PV | Generation | Electricity | ON | Dispatch-Generation | EmissionsCost | 0 | [6 empty] | 0.40573 | 0
LCP_Inputs_ON_Electric_2023_04_03 | 2043 | Solar PV | Generation | Electricity | ON | Dispatch-Generation | FuelCost | 0 | [6 empty] | 0.40573 | 0
LCP_Inputs_ON_Electric_2023_04_03 | 2043 | Solar PV | Generation | Electricity | ON | Dispatch-Generation | VOM | 0 | [6 empty] | 0.40573 | 0
LCP_Inputs_ON_Electric_2023_04_03 | 2043 | Solar PV | Generation | Electricity | PJ | Dispatch-Generation | EmissionsCost | 0 | [6 empty] | 0.40573 | 0
LCP_Inputs_ON_Electric_2023_04_03 | 2043 | Solar PV | Generation | Electricity | PJ | Dispatch-Generation | FuelCost | 0 | [6 empty] | 0.40573 | 0
LCP_Inputs_ON_Electric_2023_04_03 | 2043 | Solar PV | Generation | Electricity | PJ | Dispatch-Generation | VOM | 0 | [6 empty] | 0.40573 | 0
LCP_Inputs_ON_Electric_2023_04_03 | 2043 | Solar PV | Generation | Electricity | QC | Dispatch-Generation | EmissionsCost | 0 | [6 empty] | 0.40573 | 0
LCP_Inputs_ON_Electric_2023_04_03 | 2043 | Solar PV | Generation | Electricity | QC | Dispatch-Generation | FuelCost | 0 | [6 empty] | 0.40573 | 0
LCP_Inputs_ON_Electric_2023_04_03 | 2043 | Solar PV | Generation | Electricity | QC | Dispatch-Generation | VOM | 0 | [6 empty] | 0.40573 | 0
LCP_Inputs_ON_Electric_2023_04_03 | 2043 | Solar PV | Generation | Electricity | WC | Dispatch-Generation | EmissionsCost | 0 | [6 empty] | 0.40573 | 0
LCP_Inputs_ON_Electric_2023_04_03 | 2043 | Solar PV | Generation | Electricity | WC | Dispatch-Generation | FuelCost | 0 | [6 empty] | 0.40573 | 0
LCP_Inputs_ON_Electric_2023_04_03 | 2043 | Solar PV | Generation | Electricity | WC | Dispatch-Generation | VOM | 0 | [6 empty] | 0.40573 | 0
LCP_Inputs_ON_Electric_2023_04_03 | 2043 | Wind Offshore | Generation | Electricity | MI | Dispatch-Generation | EmissionsCost | 0 | [6 empty] | 0.40573 | 0
LCP_Inputs_ON_Electric_2023_04_03 | 2043 | Wind Offshore | Generation | Electricity | MI | Dispatch-Generation | FuelCost | 0 | [6 empty] | 0.40573 | 0
LCP_Inputs_ON_Electric_2023_04_03 | 2043 | Wind Offshore | Generation | Electricity | MI | Dispatch-Generation | VOM | 0 | [6 empty] | 0.40573 | 0
LCP_Inputs_ON_Electric_2023_04_03 | 2043 | Wind Offshore | Generation | Electricity | NY | Dispatch-Generation | EmissionsCost | 0 | [6 empty] | 0.40573 | 0
LCP_Inputs_ON_Electric_2023_04_03 | 2043 | Wind Offshore | Generation | Electricity | NY | Dispatch-Generation | FuelCost | 0 | [6 empty] | 0.40573 | 0
LCP_Inputs_ON_Electric_2023_04_03 | 2043 | Wind Offshore | Generation | Electricity | NY | Dispatch-Generation | VOM | 0 | [6 empty] | 0.40573 | 0
LCP_Inputs_ON_Electric_2023_04_03 | 2043 | Wind Offshore | Generation | Electricity | ON | Dispatch-Generation | EmissionsCost | 0 | [6 empty] | 0.40573 | 0
LCP_Inputs_ON_Electric_2023_04_03 | 2043 | Wind Offshore | Generation | Electricity | ON | Dispatch-Generation | FuelCost | 0 | [6 empty] | 0.40573 | 0
LCP_Inputs_ON_Electric_2023_04_03 | 2043 | Wind Offshore | Generation | Electricity | ON | Dispatch-Generation | VOM | 0 | [6 empty] | 0.40573 | 0
LCP_Inputs_ON_Electric_2023_04_03 | 2043 | Wind Offshore | Generation | Electricity | PJ | Dispatch-Generation | EmissionsCost | 0 | [6 empty] | 0.40573 | 0
LCP_Inputs_ON_Electric_2023_04_03 | 2043 | Wind Offshore | Generation | Electricity | PJ | Dispatch-Generation | FuelCost | 0 | [6 empty] | 0.40573 | 0
LCP_Inputs_ON_Electric_2023_04_03 | 2043 | Wind Offshore | Generation | Electricity | PJ | Dispatch-Generation | VOM | 0 | [6 empty] | 0.40573 | 0
LCP_Inputs_ON_Electric_2023_04_03 | 2043 | Wind Offshore | Generation | Electricity | QC | Dispatch-Generation | EmissionsCost | 0 | [6 empty] | 0.40573 | 0
LCP_Inputs_ON_Electric_2023_04_03 | 2043 | Wind Offshore | Generation | Electricity | QC | Dispatch-Generation | FuelCost | 0 | [6 empty] | 0.40573 | 0
LCP_Inputs_ON_Electric_2023_04_03 | 2043 | Wind Offshore | Generation | Electricity | QC | Dispatch-Generation | VOM | 0 | [6 empty] | 0.40573 | 0
LCP_Inputs_ON_Electric_2023_04_03 | 2043 | Wind Offshore | Generation | Electricity | WC | Dispatch-Generation | EmissionsCost | 0 | [6 empty] | 0.40573 | 0
LCP_Inputs_ON_Electric_2023_04_03 | 2043 | Wind Offshore | Generation | Electricity | WC | Dispatch-Generation | FuelCost | 0 | [6 empty] | 0.40573 | 0
LCP_Inputs_ON_Electric_2023_04_03 | 2043 | Wind Offshore | Generation | Electricity | WC | Dispatch-Generation | VOM | 0 | [6 empty] | 0.40573 | 0
LCP_Inputs_ON_Electric_2023_04_03 | 2043 | Wind Onshore | Generation | Electricity | MI | Dispatch-Generation | EmissionsCost | 0 | [6 empty] | 0.40573 | 0
LCP_Inputs_ON_Electric_2023_04_03 | 2043 | Wind Onshore | Generation | Electricity | MI | Dispatch-Generation | FuelCost | 0 | [6 empty] | 0.40573 | 0
LCP_Inputs_ON_Electric_2023_04_03 | 2043 | Wind Onshore | Generation | Electricity | MI | Dispatch-Generation | VOM | 0 | [6 empty] | 0.40573 | 0
LCP_Inputs_ON_Electric_2023_04_03 | 2043 | Wind Onshore | Generation | Electricity | NY | Dispatch-Generation | EmissionsCost | 0 | [6 empty] | 0.40573 | 0
LCP_Inputs_ON_Electric_2023_04_03 | 2043 | Wind Onshore | Generation | Electricity | NY | Dispatch-Generation | FuelCost | 0 | [6 empty] | 0.40573 | 0
LCP_Inputs_ON_Electric_2023_04_03 | 2043 | Wind Onshore | Generation | Electricity | NY | Dispatch-Generation | VOM | 0 | [6 empty] | 0.40573 | 0
LCP_Inputs_ON_Electric_2023_04_03 | 2043 | Wind Onshore | Generation | Electricity | ON | Dispatch-Generation | EmissionsCost | 0 | [6 empty] | 0.40573 | 0
LCP_Inputs_ON_Electric_2023_04_03 | 2043 | Wind Onshore | Generation | Electricity | ON | Dispatch-Generation | FuelCost | 0 | [6 empty] | 0.40573 | 0
LCP_Inputs_ON_Electric_2023_04_03 | 2043 | Wind Onshore | Generation | Electricity | ON | Dispatch-Generation | VOM | 0 | [6 empty] | 0.40573 | 0
LCP_Inputs_ON_Electric_2023_04_03 | 2043 | Wind Onshore | Generation | Electricity | PJ | Dispatch-Generation | EmissionsCost | 0 | [6 empty] | 0.40573 | 0
LCP_Inputs_ON_Electric_2023_04_03 | 2043 | Wind Onshore | Generation | Electricity | PJ | Dispatch-Generation | FuelCost | 0 | [6 empty] | 0.40573 | 0
LCP_Inputs_ON_Electric_2023_04_03 | 2043 | Wind Onshore | Generation | Electricity | PJ | Dispatch-Generation | VOM | 0 | [6 empty] | 0.40573 | 0
LCP_Inputs_ON_Electric_2023_04_03 | 2043 | Wind Onshore | Generation | Electricity | QC | Dispatch-Generation | EmissionsCost | 0 | [6 empty] | 0.40573 | 0
LCP_Inputs_ON_Electric_2023_04_03 | 2043 | Wind Onshore | Generation | Electricity | QC | Dispatch-Generation | FuelCost | 0 | [6 empty] | 0.40573 | 0
LCP_Inputs_ON_Electric_2023_04_03 | 2043 | Wind Onshore | Generation | Electricity | QC | Dispatch-Generation | VOM | 0 | [6 empty] | 0.40573 | 0
LCP_Inputs_ON_Electric_2023_04_03 | 2043 | Wind Onshore | Generation | Electricity | WC | Dispatch-Generation | EmissionsCost | 0 | [6 empty] | 0.40573 | 0
LCP_Inputs_ON_Electric_2023_04_03 | 2043 | Wind Onshore | Generation | Electricity | WC | Dispatch-Generation | FuelCost | 0 | [6 empty] | 0.40573 | 0
LCP_Inputs_ON_Electric_2023_04_03 | 2043 | Wind Onshore | Generation | Electricity | WC | Dispatch-Generation | VOM | 0 | [6 empty] | 0.40573 | 0
LCP_Inputs_ON_Electric_2023_04_03 | 2044 | Anaerobic Digestion | Generation | Methane | MI | Dispatch-Generation | EmissionsCost | 0 | [6 empty] | 0.39012 | 0
LCP_Inputs_ON_Electric_2023_04_03 | 2044 | Anaerobic Digestion | Generation | Methane | MI | Dispatch-Generation | FuelCost | 0 | [6 empty] | 0.39012 | 0
LCP_Inputs_ON_Electric_2023_04_03 | 2044 | Anaerobic Digestion | Generation | Methane | MI | Dispatch-Generation | VOM | 0 | [6 empty] | 0.39012 | 0
LCP_Inputs_ON_Electric_2023_04_03 | 2044 | Anaerobic Digestion | Generation | Methane | NY | Dispatch-Generation | EmissionsCost | 0 | [6 empty] | 0.39012 | 0
LCP_Inputs_ON_Electric_2023_04_03 | 2044 | Anaerobic Digestion | Generation | Methane | NY | Dispatch-Generation | FuelCost | 0 | [6 empty] | 0.39012 | 0
LCP_Inputs_ON_Electric_2023_04_03 | 2044 | Anaerobic Digestion | Generation | Methane | NY | Dispatch-Generation | VOM | 0 | [6 empty] | 0.39012 | 0
LCP_Inputs_ON_Electric_2023_04_03 | 2044 | Anaerobic Digestion | Generation | Methane | ON | Dispatch-Generation | EmissionsCost | 4244873.9669 | [6 empty] | 0.39012 | 1656016.4904
LCP_Inputs_ON_Electric_2023_04_03 | 2044 | Anaerobic Digestion | Generation | Methane | ON | Dispatch-Generation | FuelCost | 0 | [6 empty] | 0.39012 | 0
LCP_Inputs_ON_Electric_2023_04_03 | 2044 | Anaerobic Digestion | Generation | Methane | ON | Dispatch-Generation | VOM | 1125040000 | [6 empty] | 0.39012 | 438902263.4961
LCP_Inputs_ON_Electric_2023_04_03 | 2044 | Anaerobic Digestion | Generation | Methane | PJ | Dispatch-Generation | EmissionsCost | 0 | [6 empty] | 0.39012 | 0
LCP_Inputs_ON_Electric_2023_04_03 | 2044 | Anaerobic Digestion | Generation | Methane | PJ | Dispatch-Generation | FuelCost | 0 | [6 empty] | 0.39012 | 0
LCP_Inputs_ON_Electric_2023_04_03 | 2044 | Anaerobic Digestion | Generation | Methane | PJ | Dispatch-Generation | VOM | 0 | [6 empty] | 0.39012 | 0
LCP_Inputs_ON_Electric_2023_04_03 | 2044 | Anaerobic Digestion | Generation | Methane | QC | Dispatch-Generation | EmissionsCost | 0 | [6 empty] | 0.39012 | 0
LCP_Inputs_ON_Electric_2023_04_03 | 2044 | Anaerobic Digestion | Generation | Methane | QC | Dispatch-Generation | FuelCost | 0 | [6 empty] | 0.39012 | 0
LCP_Inputs_ON_Electric_2023_04_03 | 2044 | Anaerobic Digestion | Generation | Methane | QC | Dispatch-Generation | VOM | 0 | [6 empty] | 0.39012 | 0
LCP_Inputs_ON_Electric_2023_04_03 | 2044 | Anaerobic Digestion | Generation | Methane | WC | Dispatch-Generation | EmissionsCost | 0 | [6 empty] | 0.39012 | 0
LCP_Inputs_ON_Electric_2023_04_03 | 2044 | Anaerobic Digestion | Generation | Methane | WC | Dispatch-Generation | FuelCost | 0 | [6 empty] | 0.39012 | 0
LCP_Inputs_ON_Electric_2023_04_03 | 2044 | Anaerobic Digestion | Generation | Methane | WC | Dispatch-Generation | VOM | 0 | [6 empty] | 0.39012 | 0
LCP_Inputs_ON_Electric_2023_04_03 | 2044 | Battery Storage | Storage | Electricity | MI | Dispatch-Storage | EmissionsCost | 0 | [6 empty] | 0.39012 | 0
LCP_Inputs_ON_Electric_2023_04_03 | 2044 | Battery Storage | Storage | Electricity | MI | Dispatch-Storage | FuelCost | 0 | [6 empty] | 0.39012 | 0
LCP_Inputs_ON_Electric_2023_04_03 | 2044 | Battery Storage | Storage | Electricity | MI | Dispatch-Storage | VOM | 0 | [6 empty] | 0.39012 | 0
LCP_Inputs_ON_Electric_2023_04_03 | 2044 | Battery Storage | Storage | Electricity | NY | Dispatch-Storage | EmissionsCost | 0 | [6 empty] | 0.39012 | 0
LCP_Inputs_ON_Electric_2023_04_03 | 2044 | Battery Storage | Storage | Electricity | NY | Dispatch-Storage | FuelCost | 0 | [6 empty] | 0.39012 | 0
LCP_Inputs_ON_Electric_2023_04_03 | 2044 | Battery Storage | Storage | Electricity | NY | Dispatch-Storage | VOM | 0 | [6 empty] | 0.39012 | 0
LCP_Inputs_ON_Electric_2023_04_03 | 2044 | Battery Storage | Storage | Electricity | ON | Dispatch-Storage | EmissionsCost | 0 | [6 empty] | 0.39012 | 0
LCP_Inputs_ON_Electric_2023_04_03 | 2044 | Battery Storage | Storage | Electricity | ON | Dispatch-Storage | FuelCost | 0 | [6 empty] | 0.39012 | 0
LCP_Inputs_ON_Electric_2023_04_03 | 2044 | Battery Storage | Storage | Electricity | ON | Dispatch-Storage | VOM | 0 | [6 empty] | 0.39012 | 0
LCP_Inputs_ON_Electric_2023_04_03 | 2044 | Battery Storage | Storage | Electricity | PJ | Dispatch-Storage | EmissionsCost | 0 | [6 empty] | 0.39012 | 0
LCP_Inputs_ON_Electric_2023_04_03 | 2044 | Battery Storage | Storage | Electricity | PJ | Dispatch-Storage | FuelCost | 0 | [6 empty] | 0.39012 | 0
LCP_Inputs_ON_Electric_2023_04_03 | 2044 | Battery Storage | Storage | Electricity | PJ | Dispatch-Storage | VOM | 0 | [6 empty] | 0.39012 | 0
LCP_Inputs_ON_Electric_2023_04_03 | 2044 | Battery Storage | Storage | Electricity | QC | Dispatch-Storage | EmissionsCost | 0 | [6 empty] | 0.39012 | 0
LCP_Inputs_ON_Electric_2023_04_03 | 2044 | Battery Storage | Storage | Electricity | QC | Dispatch-Storage | FuelCost | 0 | [6 empty] | 0.39012 | 0
LCP_Inputs_ON_Electric_2023_04_03 | 2044 | Battery Storage | Storage | Electricity | QC | Dispatch-Storage | VOM | 0 | [6 empty] | 0.39012 | 0
LCP_Inputs_ON_Electric_2023_04_03 | 2044 | Battery Storage | Storage | Electricity | WC | Dispatch-Storage | EmissionsCost | 0 | [6 empty] | 0.39012 | 0
LCP_Inputs_ON_Electric_2023_04_03 | 2044 | Battery Storage | Storage | Electricity | WC | Dispatch-Storage | FuelCost | 0 | [6 empty] | 0.39012 | 0
LCP_Inputs_ON_Electric_2023_04_03 | 2044 | Battery Storage | Storage | Electricity | WC | Dispatch-Storage | VOM | 0 | [6 empty] | 0.39012 | 0
LCP_Inputs_ON_Electric_2023_04_03 | 2044 | Biomass | Generation | Electricity | MI | Dispatch-Generation | EmissionsCost | 0 | [6 empty] | 0.39012 | 0
LCP_Inputs_ON_Electric_2023_04_03 | 2044 | Biomass | Generation | Electricity | MI | Dispatch-Generation | FuelCost | 0 | [6 empty] | 0.39012 | 0
LCP_Inputs_ON_Electric_2023_04_03 | 2044 | Biomass | Generation | Electricity | MI | Dispatch-Generation | VOM | 0 | [6 empty] | 0.39012 | 0
LCP_Inputs_ON_Electric_2023_04_03 | 2044 | Biomass | Generation | Electricity | NY | Dispatch-Generation | EmissionsCost | 0 | [6 empty] | 0.39012 | 0
LCP_Inputs_ON_Electric_2023_04_03 | 2044 | Biomass | Generation | Electricity | NY | Dispatch-Generation | FuelCost | 0 | [6 empty] | 0.39012 | 0
LCP_Inputs_ON_Electric_2023_04_03 | 2044 | Biomass | Generation | Electricity | NY | Dispatch-Generation | VOM | 0 | [6 empty] | 0.39012 | 0
LCP_Inputs_ON_Electric_2023_04_03 | 2044 | Biomass | Generation | Electricity | ON | Dispatch-Generation | EmissionsCost | 0 | [6 empty] | 0.39012 | 0
LCP_Inputs_ON_Electric_2023_04_03 | 2044 | Biomass | Generation | Electricity | ON | Dispatch-Generation | FuelCost | 2449112.7273 | [6 empty] | 0.39012 | 955451.468
LCP_Inputs_ON_Electric_2023_04_03 | 2044 | Biomass | Generation | Electricity | ON | Dispatch-Generation | VOM | 31430.28 | [6 empty] | 0.39012 | 12261.6272
LCP_Inputs_ON_Electric_2023_04_03 | 2044 | Biomass | Generation | Electricity | PJ | Dispatch-Generation | EmissionsCost | 0 | [6 empty] | 0.39012 | 0
LCP_Inputs_ON_Electric_2023_04_03 | 2044 | Biomass | Generation | Electricity | PJ | Dispatch-Generation | FuelCost | 0 | [6 empty] | 0.39012 | 0
LCP_Inputs_ON_Electric_2023_04_03 | 2044 | Biomass | Generation | Electricity | PJ | Dispatch-Generation | VOM | 0 | [6 empty] | 0.39012 | 0
LCP_Inputs_ON_Electric_2023_04_03 | 2044 | Biomass | Generation | Electricity | QC | Dispatch-Generation | EmissionsCost | 0 | [6 empty] | 0.39012 | 0
LCP_Inputs_ON_Electric_2023_04_03 | 2044 | Biomass | Generation | Electricity | QC | Dispatch-Generation | FuelCost | 122553.4753 | [6 empty] | 0.39012 | 47810.7425
LCP_Inputs_ON_Electric_2023_04_03 | 2044 | Biomass | Generation | Electricity | QC | Dispatch-Generation | VOM | 1572.7696 | [6 empty] | 0.39012 | 613.5712
LCP_Inputs_ON_Electric_2023_04_03 | 2044 | Biomass | Generation | Electricity | WC | Dispatch-Generation | EmissionsCost | 0 | [6 empty] | 0.39012 | 0
LCP_Inputs_ON_Electric_2023_04_03 | 2044 | Biomass | Generation | Electricity | WC | Dispatch-Generation | FuelCost | 0 | [6 empty] | 0.39012 | 0
LCP_Inputs_ON_Electric_2023_04_03 | 2044 | Biomass | Generation | Electricity | WC | Dispatch-Generation | VOM | 0 | [6 empty] | 0.39012 | 0
LCP_Inputs_ON_Electric_2023_04_03 | 2044 | Biomass + CCS | Generation | Electricity | MI | Dispatch-Generation | EmissionsCost | 0 | [6 empty] | 0.39012 | 0
LCP_Inputs_ON_Electric_2023_04_03 | 2044 | Biomass + CCS | Generation | Electricity | MI | Dispatch-Generation | FuelCost | 0 | [6 empty] | 0.39012 | 0
LCP_Inputs_ON_Electric_2023_04_03 | 2044 | Biomass + CCS | Generation | Electricity | MI | Dispatch-Generation | VOM | 0 | [6 empty] | 0.39012 | 0
LCP_Inputs_ON_Electric_2023_04_03 | 2044 | Biomass + CCS | Generation | Electricity | NY | Dispatch-Generation | EmissionsCost | 0 | [6 empty] | 0.39012 | 0
LCP_Inputs_ON_Electric_2023_04_03 | 2044 | Biomass + CCS | Generation | Electricity | NY | Dispatch-Generation | FuelCost | 0 | [6 empty] | 0.39012 | 0
LCP_Inputs_ON_Electric_2023_04_03 | 2044 | Biomass + CCS | Generation | Electricity | NY | Dispatch-Generation | VOM | 0 | [6 empty] | 0.39012 | 0
LCP_Inputs_ON_Electric_2023_04_03 | 2044 | Biomass + CCS | Generation | Electricity | ON | Dispatch-Generation | EmissionsCost | -566815549.8142 | [6 empty] | 0.39012 | -221126917.9747
LCP_Inputs_ON_Electric_2023_04_03 | 2044 | Biomass + CCS | Generation | Electricity | ON | Dispatch-Generation | FuelCost | 456060730.9091 | [6 empty] | 0.39012 | 177919084.7327
LCP_Inputs_ON_Electric_2023_04_03 | 2044 | Biomass + CCS | Generation | Electricity | ON | Dispatch-Generation | VOM | 3546136.7278 | [6 empty] | 0.39012 | 1383424.0885
LCP_Inputs_ON_Electric_2023_04_03 | 2044 | Biomass + CCS | Generation | Electricity | PJ | Dispatch-Generation | EmissionsCost | 0 | [6 empty] | 0.39012 | 0
LCP_Inputs_ON_Electric_2023_04_03 | 2044 | Biomass + CCS | Generation | Electricity | PJ | Dispatch-Generation | FuelCost | 0 | [6 empty] | 0.39012 | 0
LCP_Inputs_ON_Electric_2023_04_03 | 2044 | Biomass + CCS | Generation | Electricity | PJ | Dispatch-Generation | VOM | 0 | [6 empty] | 0.39012 | 0
LCP_Inputs_ON_Electric_2023_04_03 | 2044 | Biomass + CCS | Generation | Electricity | QC | Dispatch-Generation | EmissionsCost | 0 | [6 empty] | 0.39012 | 0
LCP_Inputs_ON_Electric_2023_04_03 | 2044 | Biomass + CCS | Generation | Electricity | QC | Dispatch-Generation | FuelCost | 0 | [6 empty] | 0.39012 | 0
LCP_Inputs_ON_Electric_2023_04_03 | 2044 | Biomass + CCS | Generation | Electricity | QC | Dispatch-Generation | VOM | 0 | [6 empty] | 0.39012 | 0
LCP_Inputs_ON_Electric_2023_04_03 | 2044 | Biomass + CCS | Generation | Electricity | WC | Dispatch-Generation | EmissionsCost | 0 | [6 empty] | 0.39012 | 0
LCP_Inputs_ON_Electric_2023_04_03 | 2044 | Biomass + CCS | Generation | Electricity | WC | Dispatch-Generation | FuelCost | 0 | [6 empty] | 0.39012 | 0
LCP_Inputs_ON_Electric_2023_04_03 | 2044 | Biomass + CCS | Generation | Electricity | WC | Dispatch-Generation | VOM | 0 | [6 empty] | 0.39012 | 0
LCP_Inputs_ON_Electric_2023_04_03 | 2044 | CH4 + CCS | Generation | Methane | MI | Dispatch-Generation | EmissionsCost | 0 | [6 empty] | 0.39012 | 0
LCP_Inputs_ON_Electric_2023_04_03 | 2044 | CH4 + CCS | Generation | Methane | MI | Dispatch-Generation | FuelCost | 0 | [6 empty] | 0.39012 | 0
LCP_Inputs_ON_Electric_2023_04_03 | 2044 | CH4 + CCS | Generation | Methane | MI | Dispatch-Generation | VOM | 0 | [6 empty] | 0.39012 | 0
LCP_Inputs_ON_Electric_2023_04_03 | 2044 | CH4 + CCS | Generation | Methane | NY | Dispatch-Generation | EmissionsCost | 0 | [6 empty] | 0.39012 | 0
LCP_Inputs_ON_Electric_2023_04_03 | 2044 | CH4 + CCS | Generation | Methane | NY | Dispatch-Generation | FuelCost | 0 | [6 empty] | 0.39012 | 0
LCP_Inputs_ON_Electric_2023_04_03 | 2044 | CH4 + CCS | Generation | Methane | NY | Dispatch-Generation | VOM | 0 | [6 empty] | 0.39012 | 0
LCP_Inputs_ON_Electric_2023_04_03 | 2044 | CH4 + CCS | Generation | Methane | ON | Dispatch-Generation | EmissionsCost | 84395478.3721 | [6 empty] | 0.39012 | 32924488.4505
LCP_Inputs_ON_Electric_2023_04_03 | 2044 | CH4 + CCS | Generation | Methane | ON | Dispatch-Generation | FuelCost | 271488076.3116 | [6 empty] | 0.39012 | 105913328.5975
LCP_Inputs_ON_Electric_2023_04_03 | 2044 | CH4 + CCS | Generation | Methane | ON | Dispatch-Generation | VOM | 25812098.3333 | [6 empty] | 0.39012 | 10069853.8577
LCP_Inputs_ON_Electric_2023_04_03 | 2044 | CH4 + CCS | Generation | Methane | PJ | Dispatch-Generation | EmissionsCost | 0 | [6 empty] | 0.39012 | 0
LCP_Inputs_ON_Electric_2023_04_03 | 2044 | CH4 + CCS | Generation | Methane | PJ | Dispatch-Generation | FuelCost | 0 | [6 empty] | 0.39012 | 0
LCP_Inputs_ON_Electric_2023_04_03 | 2044 | CH4 + CCS | Generation | Methane | PJ | Dispatch-Generation | VOM | 0 | [6 empty] | 0.39012 | 0
LCP_Inputs_ON_Electric_2023_04_03 | 2044 | CH4 + CCS | Generation | Methane | QC | Dispatch-Generation | EmissionsCost | 0 | [6 empty] | 0.39012 | 0
LCP_Inputs_ON_Electric_2023_04_03 | 2044 | CH4 + CCS | Generation | Methane | QC | Dispatch-Generation | FuelCost | 0 | [6 empty] | 0.39012 | 0
LCP_Inputs_ON_Electric_2023_04_03 | 2044 | CH4 + CCS | Generation | Methane | QC | Dispatch-Generation | VOM | 0 | [6 empty] | 0.39012 | 0
LCP_Inputs_ON_Electric_2023_04_03 | 2044 | CH4 + CCS | Generation | Methane | WC | Dispatch-Generation | EmissionsCost | 0 | [6 empty] | 0.39012 | 0
LCP_Inputs_ON_Electric_2023_04_03 | 2044 | CH4 + CCS | Generation | Methane | WC | Dispatch-Generation | FuelCost | 0 | [6 empty] | 0.39012 | 0
LCP_Inputs_ON_Electric_2023_04_03 | 2044 | CH4 + CCS | Generation | Methane | WC | Dispatch-Generation | VOM | 0 | [6 empty] | 0.39012 | 0
LCP_Inputs_ON_Electric_2023_04_03 | 2044 | CH4 Import - NY 2020 | Import | Methane | MI | Dispatch-Import | EmissionsCost | 0 | [6 empty] | 0.39012 | 0
LCP_Inputs_ON_Electric_2023_04_03 | 2044 | CH4 Import - NY 2020 | Import | Methane | MI | Dispatch-Import | FuelCost | 0 | [6 empty] | 0.39012 | 0
LCP_Inputs_ON_Electric_2023_04_03 | 2044 | CH4 Import - NY 2020 | Import | Methane | MI | Dispatch-Import | VOM | 0 | [6 empty] | 0.39012 | 0
LCP_Inputs_ON_Electric_2023_04_03 | 2044 | CH4 Import - NY 2020 | Import | Methane | NY | Dispatch-Import | EmissionsCost | 0 | [6 empty] | 0.39012 | 0
LCP_Inputs_ON_Electric_2023_04_03 | 2044 | CH4 Import - NY 2020 | Import | Methane | NY | Dispatch-Import | FuelCost | 0 | [6 empty] | 0.39012 | 0
LCP_Inputs_ON_Electric_2023_04_03 | 2044 | CH4 Import - NY 2020 | Import | Methane | NY | Dispatch-Import | VOM | 0 | [6 empty] | 0.39012 | 0
LCP_Inputs_ON_Electric_2023_04_03 | 2044 | CH4 Import - NY 2020 | Import | Methane | ON | Dispatch-Import | EmissionsCost | 0 | [6 empty] | 0.39012 | 0
LCP_Inputs_ON_Electric_2023_04_03 | 2044 | CH4 Import - NY 2020 | Import | Methane | ON | Dispatch-Import | FuelCost | 0 | [6 empty] | 0.39012 | 0
LCP_Inputs_ON_Electric_2023_04_03 | 2044 | CH4 Import - NY 2020 | Import | Methane | ON | Dispatch-Import | VOM | 0 | [6 empty] | 0.39012 | 0
LCP_Inputs_ON_Electric_2023_04_03 | 2044 | CH4 Import - NY 2020 | Import | Methane | PJ | Dispatch-Import | EmissionsCost | 0 | [6 empty] | 0.39012 | 0
LCP_Inputs_ON_Electric_2023_04_03 | 2044 | CH4 Import - NY 2020 | Import | Methane | PJ | Dispatch-Import | FuelCost | 0 | [6 empty] | 0.39012 | 0
LCP_Inputs_ON_Electric_2023_04_03 | 2044 | CH4 Import - NY 2020 | Import | Methane | PJ | Dispatch-Import | VOM | 0 | [6 empty] | 0.39012 | 0
LCP_Inputs_ON_Electric_2023_04_03 | 2044 | CH4 Import - NY 2020 | Import | Methane | QC | Dispatch-Import | EmissionsCost | 0 | [6 empty] | 0.39012 | 0
LCP_Inputs_ON_Electric_2023_04_03 | 2044 | CH4 Import - NY 2020 | Import | Methane | QC | Dispatch-Import | FuelCost | 0 | [6 empty] | 0.39012 | 0
LCP_Inputs_ON_Electric_2023_04_03 | 2044 | CH4 Import - NY 2020 | Import | Methane | QC | Dispatch-Import | VOM | 0 | [6 empty] | 0.39012 | 0
LCP_Inputs_ON_Electric_2023_04_03 | 2044 | CH4 Import - NY 2020 | Import | Methane | WC | Dispatch-Import | EmissionsCost | 0 | [6 empty] | 0.39012 | 0
LCP_Inputs_ON_Electric_2023_04_03 | 2044 | CH4 Import - NY 2020 | Import | Methane | WC | Dispatch-Import | FuelCost | 0 | [6 empty] | 0.39012 | 0
LCP_Inputs_ON_Electric_2023_04_03 | 2044 | CH4 Import - NY 2020 | Import | Methane | WC | Dispatch-Import | VOM | 0 | [6 empty] | 0.39012 | 0
LCP_Inputs_ON_Electric_2023_04_03 | 2044 | CH4 Import - NY 2030 | Import | Methane | MI | Dispatch-Import | EmissionsCost | 0 | [6 empty] | 0.39012 | 0
LCP_Inputs_ON_Electric_2023_04_03 | 2044 | CH4 Import - NY 2030 | Import | Methane | MI | Dispatch-Import | FuelCost | 0 | [6 empty] | 0.39012 | 0
LCP_Inputs_ON_Electric_2023_04_03 | 2044 | CH4 Import - NY 2030 | Import | Methane | MI | Dispatch-Import | VOM | 0 | [6 empty] | 0.39012 | 0
LCP_Inputs_ON_Electric_2023_04_03 | 2044 | CH4 Import - NY 2030 | Import | Methane | NY | Dispatch-Import | EmissionsCost | 0 | [6 empty] | 0.39012 | 0
LCP_Inputs_ON_Electric_2023_04_03 | 2044 | CH4 Import - NY 2030 | Import | Methane | NY | Dispatch-Import | FuelCost | 0 | [6 empty] | 0.39012 | 0
LCP_Inputs_ON_Electric_2023_04_03 | 2044 | CH4 Import - NY 2030 | Import | Methane | NY | Dispatch-Import | VOM | 0 | [6 empty] | 0.39012 | 0
LCP_Inputs_ON_Electric_2023_04_03 | 2044 | CH4 Import - NY 2030 | Import | Methane | ON | Dispatch-Import | EmissionsCost | 0 | [6 empty] | 0.39012 | 0
LCP_Inputs_ON_Electric_2023_04_03 | 2044 | CH4 Import - NY 2030 | Import | Methane | ON | Dispatch-Import | FuelCost | 0 | [6 empty] | 0.39012 | 0
LCP_Inputs_ON_Electric_2023_04_03 | 2044 | CH4 Import - NY 2030 | Import | Methane | ON | Dispatch-Import | VOM | 0 | [6 empty] | 0.39012 | 0
LCP_Inputs_ON_Electric_2023_04_03 | 2044 | CH4 Import - NY 2030 | Import | Methane | PJ | Dispatch-Import | EmissionsCost | 0 | [6 empty] | 0.39012 | 0
LCP_Inputs_ON_Electric_2023_04_03 | 2044 | CH4 Import - NY 2030 | Import | Methane | PJ | Dispatch-Import | FuelCost | 0 | [6 empty] | 0.39012 | 0
LCP_Inputs_ON_Electric_2023_04_03 | 2044 | CH4 Import - NY 2030 | Import | Methane | PJ | Dispatch-Import | VOM | 0 | [6 empty] | 0.39012 | 0
LCP_Inputs_ON_Electric_2023_04_03 | 2044 | CH4 Import - NY 2030 | Import | Methane | QC | Dispatch-Import | EmissionsCost | 0 | [6 empty] | 0.39012 | 0
LCP_Inputs_ON_Electric_2023_04_03 | 2044 | CH4 Import - NY 2030 | Import | Methane | QC | Dispatch-Import | FuelCost | 0 | [6 empty] | 0.39012 | 0
LCP_Inputs_ON_Electric_2023_04_03 | 2044 | CH4 Import - NY 2030 | Import | Methane | QC | Dispatch-Import | VOM | 0 | [6 empty] | 0.39012 | 0
LCP_Inputs_ON_Electric_2023_04_03 | 2044 | CH4 Import - NY 2030 | Import | Methane | WC | Dispatch-Import | EmissionsCost | 0 | [6 empty] | 0.39012 | 0
LCP_Inputs_ON_Electric_2023_04_03 | 2044 | CH4 Import - NY 2030 | Import | Methane | WC | Dispatch-Import | FuelCost | 0 | [6 empty] | 0.39012 | 0
LCP_Inputs_ON_Electric_2023_04_03 | 2044 | CH4 Import - NY 2030 | Import | Methane | WC | Dispatch-Import | VOM | 0 | [6 empty] | 0.39012 | 0
LCP_Inputs_ON_Electric_2023_04_03 | 2044 | CH4 Import - NY 2040 | Import | Methane | MI | Dispatch-Import | EmissionsCost | 0 | [6 empty] | 0.39012 | 0
LCP_Inputs_ON_Electric_2023_04_03 | 2044 | CH4 Import - NY 2040 | Import | Methane | MI | Dispatch-Import | FuelCost | 0 | [6 empty] | 0.39012 | 0
LCP_Inputs_ON_Electric_2023_04_03 | 2044 | CH4 Import - NY 2040 | Import | Methane | MI | Dispatch-Import | VOM | 0 | [6 empty] | 0.39012 | 0
LCP_Inputs_ON_Electric_2023_04_03 | 2044 | CH4 Import - NY 2040 | Import | Methane | NY | Dispatch-Import | EmissionsCost | 2422180073.5024 | [6 empty] | 0.39012 | 944944461.4017
LCP_Inputs_ON_Electric_2023_04_03 | 2044 | CH4 Import - NY 2040 | Import | Methane | NY | Dispatch-Import | FuelCost | 758346581.876 | [6 empty] | 0.39012 | 295847286.5853
LCP_Inputs_ON_Electric_2023_04_03 | 2044 | CH4 Import - NY 2040 | Import | Methane | NY | Dispatch-Import | VOM | 0 | [6 empty] | 0.39012 | 0
LCP_Inputs_ON_Electric_2023_04_03 | 2044 | CH4 Import - NY 2040 | Import | Methane | ON | Dispatch-Import | EmissionsCost | 0 | [6 empty] | 0.39012 | 0
LCP_Inputs_ON_Electric_2023_04_03 | 2044 | CH4 Import - NY 2040 | Import | Methane | ON | Dispatch-Import | FuelCost | 0 | [6 empty] | 0.39012 | 0
LCP_Inputs_ON_Electric_2023_04_03 | 2044 | CH4 Import - NY 2040 | Import | Methane | ON | Dispatch-Import | VOM | 0 | [6 empty] | 0.39012 | 0
LCP_Inputs_ON_Electric_2023_04_03 | 2044 | CH4 Import - NY 2040 | Import | Methane | PJ | Dispatch-Import | EmissionsCost | 0 | [6 empty] | 0.39012 | 0
LCP_Inputs_ON_Electric_2023_04_03 | 2044 | CH4 Import - NY 2040 | Import | Methane | PJ | Dispatch-Import | FuelCost | 0 | [6 empty] | 0.39012 | 0
LCP_Inputs_ON_Electric_2023_04_03 | 2044 | CH4 Import - NY 2040 | Import | Methane | PJ | Dispatch-Import | VOM | 0 | [6 empty] | 0.39012 | 0
LCP_Inputs_ON_Electric_2023_04_03 | 2044 | CH4 Import - NY 2040 | Import | Methane | QC | Dispatch-Import | EmissionsCost | 0 | [6 empty] | 0.39012 | 0
LCP_Inputs_ON_Electric_2023_04_03 | 2044 | CH4 Import - NY 2040 | Import | Methane | QC | Dispatch-Import | FuelCost | 0 | [6 empty] | 0.39012 | 0
LCP_Inputs_ON_Electric_2023_04_03 | 2044 | CH4 Import - NY 2040 | Import | Methane | QC | Dispatch-Import | VOM | 0 | [6 empty] | 0.39012 | 0
LCP_Inputs_ON_Electric_2023_04_03 | 2044 | CH4 Import - NY 2040 | Import | Methane | WC | Dispatch-Import | EmissionsCost | 0 | [6 empty] | 0.39012 | 0
LCP_Inputs_ON_Electric_2023_04_03 | 2044 | CH4 Import - NY 2040 | Import | Methane | WC | Dispatch-Import | FuelCost | 0 | [6 empty] | 0.39012 | 0
LCP_Inputs_ON_Electric_2023_04_03 | 2044 | CH4 Import - NY 2040 | Import | Methane | WC | Dispatch-Import | VOM | 0 | [6 empty] | 0.39012 | 0
LCP_Inputs_ON_Electric_2023_04_03 | 2044 | CH4 Import - NY 2050 | Import | Methane | MI | Dispatch-Import | EmissionsCost | 0 | [6 empty] | 0.39012 | 0
LCP_Inputs_ON_Electric_2023_04_03 | 2044 | CH4 Import - NY 2050 | Import | Methane | MI | Dispatch-Import | FuelCost | 0 | [6 empty] | 0.39012 | 0
LCP_Inputs_ON_Electric_2023_04_03 | 2044 | CH4 Import - NY 2050 | Import | Methane | MI | Dispatch-Import | VOM | 0 | [6 empty] | 0.39012 | 0
LCP_Inputs_ON_Electric_2023_04_03 | 2044 | CH4 Import - NY 2050 | Import | Methane | NY | Dispatch-Import | EmissionsCost | 0 | [6 empty] | 0.39012 | 0
LCP_Inputs_ON_Electric_2023_04_03 | 2044 | CH4 Import - NY 2050 | Import | Methane | NY | Dispatch-Import | FuelCost | 0 | [6 empty] | 0.39012 | 0
LCP_Inputs_ON_Electric_2023_04_03 | 2044 | CH4 Import - NY 2050 | Import | Methane | NY | Dispatch-Import | VOM | 0 | [6 empty] | 0.39012 | 0
LCP_Inputs_ON_Electric_2023_04_03 | 2044 | CH4 Import - NY 2050 | Import | Methane | ON | Dispatch-Import | EmissionsCost | 0 | [6 empty] | 0.39012 | 0
LCP_Inputs_ON_Electric_2023_04_03 | 2044 | CH4 Import - NY 2050 | Import | Methane | ON | Dispatch-Import | FuelCost | 0 | [6 empty] | 0.39012 | 0
LCP_Inputs_ON_Electric_2023_04_03 | 2044 | CH4 Import - NY 2050 | Import | Methane | ON | Dispatch-Import | VOM | 0 | [6 empty] | 0.39012 | 0
LCP_Inputs_ON_Electric_2023_04_03 | 2044 | CH4 Import - NY 2050 | Import | Methane | PJ | Dispatch-Import | EmissionsCost | 0 | [6 empty] | 0.39012 | 0
LCP_Inputs_ON_Electric_2023_04_03 | 2044 | CH4 Import - NY 2050 | Import | Methane | PJ | Dispatch-Import | FuelCost | 0 | [6 empty] | 0.39012 | 0
LCP_Inputs_ON_Electric_2023_04_03 | 2044 | CH4 Import - NY 2050 | Import | Methane | PJ | Dispatch-Import | VOM | 0 | [6 empty] | 0.39012 | 0
LCP_Inputs_ON_Electric_2023_04_03 | 2044 | CH4 Import - NY 2050 | Import | Methane | QC | Dispatch-Import | EmissionsCost | 0 | [6 empty] | 0.39012 | 0
LCP_Inputs_ON_Electric_2023_04_03 | 2044 | CH4 Import - NY 2050 | Import | Methane | QC | Dispatch-Import | FuelCost | 0 | [6 empty] | 0.39012 | 0
LCP_Inputs_ON_Electric_2023_04_03 | 2044 | CH4 Import - NY 2050 | Import | Methane | QC | Dispatch-Import | VOM | 0 | [6 empty] | 0.39012 | 0
LCP_Inputs_ON_Electric_2023_04_03 | 2044 | CH4 Import - NY 2050 | Import | Methane | WC | Dispatch-Import | EmissionsCost | 0 | [6 empty] | 0.39012 | 0
LCP_Inputs_ON_Electric_2023_04_03 | 2044 | CH4 Import - NY 2050 | Import | Methane | WC | Dispatch-Import | FuelCost | 0 | [6 empty] | 0.39012 | 0
LCP_Inputs_ON_Electric_2023_04_03 | 2044 | CH4 Import - NY 2050 | Import | Methane | WC | Dispatch-Import | VOM | 0 | [6 empty] | 0.39012 | 0
LCP_Inputs_ON_Electric_2023_04_03 | 2044 | CH4 Import - WC 2020 | Import | Methane | MI | Dispatch-Import | EmissionsCost | 0 | [6 empty] | 0.39012 | 0
LCP_Inputs_ON_Electric_2023_04_03 | 2044 | CH4 Import - WC 2020 | Import | Methane | MI | Dispatch-Import | FuelCost | 0 | [6 empty] | 0.39012 | 0
LCP_Inputs_ON_Electric_2023_04_03 | 2044 | CH4 Import - WC 2020 | Import | Methane | MI | Dispatch-Import | VOM | 0 | [6 empty] | 0.39012 | 0
LCP_Inputs_ON_Electric_2023_04_03 | 2044 | CH4 Import - WC 2020 | Import | Methane | NY | Dispatch-Import | EmissionsCost | 0 | [6 empty] | 0.39012 | 0
LCP_Inputs_ON_Electric_2023_04_03 | 2044 | CH4 Import - WC 2020 | Import | Methane | NY | Dispatch-Import | FuelCost | 0 | [6 empty] | 0.39012 | 0
LCP_Inputs_ON_Electric_2023_04_03 | 2044 | CH4 Import - WC 2020 | Import | Methane | NY | Dispatch-Import | VOM | 0 | [6 empty] | 0.39012 | 0
LCP_Inputs_ON_Electric_2023_04_03 | 2044 | CH4 Import - WC 2020 | Import | Methane | ON | Dispatch-Import | EmissionsCost | 0 | [6 empty] | 0.39012 | 0
LCP_Inputs_ON_Electric_2023_04_03 | 2044 | CH4 Import - WC 2020 | Import | Methane | ON | Dispatch-Import | FuelCost | 0 | [6 empty] | 0.39012 | 0
LCP_Inputs_ON_Electric_2023_04_03 | 2044 | CH4 Import - WC 2020 | Import | Methane | ON | Dispatch-Import | VOM | 0 | [6 empty] | 0.39012 | 0
LCP_Inputs_ON_Electric_2023_04_03 | 2044 | CH4 Import - WC 2020 | Import | Methane | PJ | Dispatch-Import | EmissionsCost | 0 | [6 empty] | 0.39012 | 0
LCP_Inputs_ON_Electric_2023_04_03 | 2044 | CH4 Import - WC 2020 | Import | Methane | PJ | Dispatch-Import | FuelCost | 0 | [6 empty] | 0.39012 | 0
LCP_Inputs_ON_Electric_2023_04_03 | 2044 | CH4 Import - WC 2020 | Import | Methane | PJ | Dispatch-Import | VOM | 0 | [6 empty] | 0.39012 | 0
LCP_Inputs_ON_Electric_2023_04_03 | 2044 | CH4 Import - WC 2020 | Import | Methane | QC | Dispatch-Import | EmissionsCost | 0 | [6 empty] | 0.39012 | 0
LCP_Inputs_ON_Electric_2023_04_03 | 2044 | CH4 Import - WC 2020 | Import | Methane | QC | Dispatch-Import | FuelCost | 0 | [6 empty] | 0.39012 | 0
LCP_Inputs_ON_Electric_2023_04_03 | 2044 | CH4 Import - WC 2020 | Import | Methane | QC | Dispatch-Import | VOM | 0 | [6 empty] | 0.39012 | 0
LCP_Inputs_ON_Electric_2023_04_03 | 2044 | CH4 Import - WC 2020 | Import | Methane | WC | Dispatch-Import | EmissionsCost | 0 | [6 empty] | 0.39012 | 0
LCP_Inputs_ON_Electric_2023_04_03 | 2044 | CH4 Import - WC 2020 | Import | Methane | WC | Dispatch-Import | FuelCost | 0 | [6 empty] | 0.39012 | 0
LCP_Inputs_ON_Electric_2023_04_03 | 2044 | CH4 Import - WC 2020 | Import | Methane | WC | Dispatch-Import | VOM | 0 | [6 empty] | 0.39012 | 0
LCP_Inputs_ON_Electric_2023_04_03 | 2044 | CH4 Import - WC 2030 | Import | Methane | MI | Dispatch-Import | EmissionsCost | 0 | [6 empty] | 0.39012 | 0
LCP_Inputs_ON_Electric_2023_04_03 | 2044 | CH4 Import - WC 2030 | Import | Methane | MI | Dispatch-Import | FuelCost | 0 | [6 empty] | 0.39012 | 0
LCP_Inputs_ON_Electric_2023_04_03 | 2044 | CH4 Import - WC 2030 | Import | Methane | MI | Dispatch-Import | VOM | 0 | [6 empty] | 0.39012 | 0
LCP_Inputs_ON_Electric_2023_04_03 | 2044 | CH4 Import - WC 2030 | Import | Methane | NY | Dispatch-Import | EmissionsCost | 0 | [6 empty] | 0.39012 | 0
LCP_Inputs_ON_Electric_2023_04_03 | 2044 | CH4 Import - WC 2030 | Import | Methane | NY | Dispatch-Import | FuelCost | 0 | [6 empty] | 0.39012 | 0
LCP_Inputs_ON_Electric_2023_04_03 | 2044 | CH4 Import - WC 2030 | Import | Methane | NY | Dispatch-Import | VOM | 0 | [6 empty] | 0.39012 | 0
LCP_Inputs_ON_Electric_2023_04_03 | 2044 | CH4 Import - WC 2030 | Import | Methane | ON | Dispatch-Import | EmissionsCost | 0 | [6 empty] | 0.39012 | 0
LCP_Inputs_ON_Electric_2023_04_03 | 2044 | CH4 Import - WC 2030 | Import | Methane | ON | Dispatch-Import | FuelCost | 0 | [6 empty] | 0.39012 | 0
LCP_Inputs_ON_Electric_2023_04_03 | 2044 | CH4 Import - WC 2030 | Import | Methane | ON | Dispatch-Import | VOM | 0 | [6 empty] | 0.39012 | 0
LCP_Inputs_ON_Electric_2023_04_03 | 2044 | CH4 Import - WC 2030 | Import | Methane | PJ | Dispatch-Import | EmissionsCost | 0 | [6 empty] | 0.39012 | 0
LCP_Inputs_ON_Electric_2023_04_03 | 2044 | CH4 Import - WC 2030 | Import | Methane | PJ | Dispatch-Import | FuelCost | 0 | [6 empty] | 0.39012 | 0
LCP_Inputs_ON_Electric_2023_04_03 | 2044 | CH4 Import - WC 2030 | Import | Methane | PJ | Dispatch-Import | VOM | 0 | [6 empty] | 0.39012 | 0
LCP_Inputs_ON_Electric_2023_04_03 | 2044 | CH4 Import - WC 2030 | Import | Methane | QC | Dispatch-Import | EmissionsCost | 0 | [6 empty] | 0.39012 | 0
LCP_Inputs_ON_Electric_2023_04_03 | 2044 | CH4 Import - WC 2030 | Import | Methane | QC | Dispatch-Import | FuelCost | 0 | [6 empty] | 0.39012 | 0
LCP_Inputs_ON_Electric_2023_04_03 | 2044 | CH4 Import - WC 2030 | Import | Methane | QC | Dispatch-Import | VOM | 0 | [6 empty] | 0.39012 | 0
LCP_Inputs_ON_Electric_2023_04_03 | 2044 | CH4 Import - WC 2030 | Import | Methane | WC | Dispatch-Import | EmissionsCost | 0 | [6 empty] | 0.39012 | 0
LCP_Inputs_ON_Electric_2023_04_03 | 2044 | CH4 Import - WC 2030 | Import | Methane | WC | Dispatch-Import | FuelCost | 0 | [6 empty] | 0.39012 | 0
LCP_Inputs_ON_Electric_2023_04_03 | 2044 | CH4 Import - WC 2030 | Import | Methane | WC | Dispatch-Import | VOM | 0 | [6 empty] | 0.39012 | 0
LCP_Inputs_ON_Electric_2023_04_03 | 2044 | CH4 Import - WC 2040 | Import | Methane | MI | Dispatch-Import | EmissionsCost | 0 | [6 empty] | 0.39012 | 0
LCP_Inputs_ON_Electric_2023_04_03 | 2044 | CH4 Import - WC 2040 | Import | Methane | MI | Dispatch-Import | FuelCost | 0 | [6 empty] | 0.39012 | 0
LCP_Inputs_ON_Electric_2023_04_03 | 2044 | CH4 Import - WC 2040 | Import | Methane | MI | Dispatch-Import | VOM | 0 | [6 empty] | 0.39012 | 0
LCP_Inputs_ON_Electric_2023_04_03 | 2044 | CH4 Import - WC 2040 | Import | Methane | NY | Dispatch-Import | EmissionsCost | 0 | [6 empty] | 0.39012 | 0
LCP_Inputs_ON_Electric_2023_04_03 | 2044 | CH4 Import - WC 2040 | Import | Methane | NY | Dispatch-Import | FuelCost | 0 | [6 empty] | 0.39012 | 0
LCP_Inputs_ON_Electric_2023_04_03 | 2044 | CH4 Import - WC 2040 | Import | Methane | NY | Dispatch-Import | VOM | 0 | [6 empty] | 0.39012 | 0
LCP_Inputs_ON_Electric_2023_04_03 | 2044 | CH4 Import - WC 2040 | Import | Methane | ON | Dispatch-Import | EmissionsCost | 0 | [6 empty] | 0.39012 | 0
LCP_Inputs_ON_Electric_2023_04_03 | 2044 | CH4 Import - WC 2040 | Import | Methane | ON | Dispatch-Import | FuelCost | 0 | [6 empty] | 0.39012 | 0
LCP_Inputs_ON_Electric_2023_04_03 | 2044 | CH4 Import - WC 2040 | Import | Methane | ON | Dispatch-Import | VOM | 0 | [6 empty] | 0.39012 | 0
LCP_Inputs_ON_Electric_2023_04_03 | 2044 | CH4 Import - WC 2040 | Import | Methane | PJ | Dispatch-Import | EmissionsCost | 0 | [6 empty] | 0.39012 | 0
LCP_Inputs_ON_Electric_2023_04_03 | 2044 | CH4 Import - WC 2040 | Import | Methane | PJ | Dispatch-Import | FuelCost | 0 | [6 empty] | 0.39012 | 0
LCP_Inputs_ON_Electric_2023_04_03 | 2044 | CH4 Import - WC 2040 | Import | Methane | PJ | Dispatch-Import | VOM | 0 | [6 empty] | 0.39012 | 0
LCP_Inputs_ON_Electric_2023_04_03 | 2044 | CH4 Import - WC 2040 | Import | Methane | QC | Dispatch-Import | EmissionsCost | 0 | [6 empty] | 0.39012 | 0
LCP_Inputs_ON_Electric_2023_04_03 | 2044 | CH4 Import - WC 2040 | Import | Methane | QC | Dispatch-Import | FuelCost | 0 | [6 empty] | 0.39012 | 0
LCP_Inputs_ON_Electric_2023_04_03 | 2044 | CH4 Import - WC 2040 | Import | Methane | QC | Dispatch-Import | VOM | 0 | [6 empty] | 0.39012 | 0
LCP_Inputs_ON_Electric_2023_04_03 | 2044 | CH4 Import - WC 2040 | Import | Methane | WC | Dispatch-Import | EmissionsCost | 2104859190.9353 | [6 empty] | 0.39012 | 821150770.8544
LCP_Inputs_ON_Electric_2023_04_03 | 2044 | CH4 Import - WC 2040 | Import | Methane | WC | Dispatch-Import | FuelCost | 658998391.6712 | [6 empty] | 0.39012 | 257089424.1492
LCP_Inputs_ON_Electric_2023_04_03 | 2044 | CH4 Import - WC 2040 | Import | Methane | WC | Dispatch-Import | VOM | 0 | [6 empty] | 0.39012 | 0
LCP_Inputs_ON_Electric_2023_04_03 | 2044 | CH4 Import - WC 2050 | Import | Methane | MI | Dispatch-Import | EmissionsCost | 0 | [6 empty] | 0.39012 | 0
LCP_Inputs_ON_Electric_2023_04_03 | 2044 | CH4 Import - WC 2050 | Import | Methane | MI | Dispatch-Import | FuelCost | 0 | [6 empty] | 0.39012 | 0
LCP_Inputs_ON_Electric_2023_04_03 | 2044 | CH4 Import - WC 2050 | Import | Methane | MI | Dispatch-Import | VOM | 0 | [6 empty] | 0.39012 | 0
LCP_Inputs_ON_Electric_2023_04_03 | 2044 | CH4 Import - WC 2050 | Import | Methane | NY | Dispatch-Import | EmissionsCost | 0 | [6 empty] | 0.39012 | 0
LCP_Inputs_ON_Electric_2023_04_03 | 2044 | CH4 Import - WC 2050 | Import | Methane | NY | Dispatch-Import | FuelCost | 0 | [6 empty] | 0.39012 | 0
LCP_Inputs_ON_Electric_2023_04_03 | 2044 | CH4 Import - WC 2050 | Import | Methane | NY | Dispatch-Import | VOM | 0 | [6 empty] | 0.39012 | 0
LCP_Inputs_ON_Electric_2023_04_03 | 2044 | CH4 Import - WC 2050 | Import | Methane | ON | Dispatch-Import | EmissionsCost | 0 | [6 empty] | 0.39012 | 0
LCP_Inputs_ON_Electric_2023_04_03 | 2044 | CH4 Import - WC 2050 | Import | Methane | ON | Dispatch-Import | FuelCost | 0 | [6 empty] | 0.39012 | 0
LCP_Inputs_ON_Electric_2023_04_03 | 2044 | CH4 Import - WC 2050 | Import | Methane | ON | Dispatch-Import | VOM | 0 | [6 empty] | 0.39012 | 0
LCP_Inputs_ON_Electric_2023_04_03 | 2044 | CH4 Import - WC 2050 | Import | Methane | PJ | Dispatch-Import | EmissionsCost | 0 | [6 empty] | 0.39012 | 0
LCP_Inputs_ON_Electric_2023_04_03 | 2044 | CH4 Import - WC 2050 | Import | Methane | PJ | Dispatch-Import | FuelCost | 0 | [6 empty] | 0.39012 | 0
LCP_Inputs_ON_Electric_2023_04_03 | 2044 | CH4 Import - WC 2050 | Import | Methane | PJ | Dispatch-Import | VOM | 0 | [6 empty] | 0.39012 | 0
LCP_Inputs_ON_Electric_2023_04_03 | 2044 | CH4 Import - WC 2050 | Import | Methane | QC | Dispatch-Import | EmissionsCost | 0 | [6 empty] | 0.39012 | 0
LCP_Inputs_ON_Electric_2023_04_03 | 2044 | CH4 Import - WC 2050 | Import | Methane | QC | Dispatch-Import | FuelCost | 0 | [6 empty] | 0.39012 | 0
LCP_Inputs_ON_Electric_2023_04_03 | 2044 | CH4 Import - WC 2050 | Import | Methane | QC | Dispatch-Import | VOM | 0 | [6 empty] | 0.39012 | 0
LCP_Inputs_ON_Electric_2023_04_03 | 2044 | CH4 Import - WC 2050 | Import | Methane | WC | Dispatch-Import | EmissionsCost | 0 | [6 empty] | 0.39012 | 0
LCP_Inputs_ON_Electric_2023_04_03 | 2044 | CH4 Import - WC 2050 | Import | Methane | WC | Dispatch-Import | FuelCost | 0 | [6 empty] | 0.39012 | 0
LCP_Inputs_ON_Electric_2023_04_03 | 2044 | CH4 Import - WC 2050 | Import | Methane | WC | Dispatch-Import | VOM | 0 | [6 empty] | 0.39012 | 0
LCP_Inputs_ON_Electric_2023_04_03 | 2044 | CH4 Salt Cavern Storage - ON | Storage | Methane | MI | Dispatch-Storage | EmissionsCost | 0 | [6 empty] | 0.39012 | 0
LCP_Inputs_ON_Electric_2023_04_03 | 2044 | CH4 Salt Cavern Storage - ON | Storage | Methane | MI | Dispatch-Storage | FuelCost | 0 | [6 empty] | 0.39012 | 0
LCP_Inputs_ON_Electric_2023_04_03 | 2044 | CH4 Salt Cavern Storage - ON | Storage | Methane | MI | Dispatch-Storage | VOM | 0 | [6 empty] | 0.39012 | 0
LCP_Inputs_ON_Electric_2023_04_03 | 2044 | CH4 Salt Cavern Storage - ON | Storage | Methane | NY | Dispatch-Storage | EmissionsCost | 0 | [6 empty] | 0.39012 | 0
LCP_Inputs_ON_Electric_2023_04_03 | 2044 | CH4 Salt Cavern Storage - ON | Storage | Methane | NY | Dispatch-Storage | FuelCost | 0 | [6 empty] | 0.39012 | 0
LCP_Inputs_ON_Electric_2023_04_03 | 2044 | CH4 Salt Cavern Storage - ON | Storage | Methane | NY | Dispatch-Storage | VOM | 0 | [6 empty] | 0.39012 | 0
LCP_Inputs_ON_Electric_2023_04_03 | 2044 | CH4 Salt Cavern Storage - ON | Storage | Methane | ON | Dispatch-Storage | EmissionsCost | 0 | [6 empty] | 0.39012 | 0
LCP_Inputs_ON_Electric_2023_04_03 | 2044 | CH4 Salt Cavern Storage - ON | Storage | Methane | ON | Dispatch-Storage | FuelCost | 0 | [6 empty] | 0.39012 | 0
LCP_Inputs_ON_Electric_2023_04_03 | 2044 | CH4 Salt Cavern Storage - ON | Storage | Methane | ON | Dispatch-Storage | VOM | 0 | [6 empty] | 0.39012 | 0
LCP_Inputs_ON_Electric_2023_04_03 | 2044 | CH4 Salt Cavern Storage - ON | Storage | Methane | PJ | Dispatch-Storage | EmissionsCost | 0 | [6 empty] | 0.39012 | 0
LCP_Inputs_ON_Electric_2023_04_03 | 2044 | CH4 Salt Cavern Storage - ON | Storage | Methane | PJ | Dispatch-Storage | FuelCost | 0 | [6 empty] | 0.39012 | 0
LCP_Inputs_ON_Electric_2023_04_03 | 2044 | CH4 Salt Cavern Storage - ON | Storage | Methane | PJ | Dispatch-Storage | VOM | 0 | [6 empty] | 0.39012 | 0
LCP_Inputs_ON_Electric_2023_04_03 | 2044 | CH4 Salt Cavern Storage - ON | Storage | Methane | QC | Dispatch-Storage | EmissionsCost | 0 | [6 empty] | 0.39012 | 0
LCP_Inputs_ON_Electric_2023_04_03 | 2044 | CH4 Salt Cavern Storage - ON | Storage | Methane | QC | Dispatch-Storage | FuelCost | 0 | [6 empty] | 0.39012 | 0
LCP_Inputs_ON_Electric_2023_04_03 | 2044 | CH4 Salt Cavern Storage - ON | Storage | Methane | QC | Dispatch-Storage | VOM | 0 | [6 empty] | 0.39012 | 0
LCP_Inputs_ON_Electric_2023_04_03 | 2044 | CH4 Salt Cavern Storage - ON | Storage | Methane | WC | Dispatch-Storage | EmissionsCost | 0 | [6 empty] | 0.39012 | 0
LCP_Inputs_ON_Electric_2023_04_03 | 2044 | CH4 Salt Cavern Storage - ON | Storage | Methane | WC | Dispatch-Storage | FuelCost | 0 | [6 empty] | 0.39012 | 0
LCP_Inputs_ON_Electric_2023_04_03 | 2044 | CH4 Salt Cavern Storage - ON | Storage | Methane | WC | Dispatch-Storage | VOM | 0 | [6 empty] | 0.39012 | 0
LCP_Inputs_ON_Electric_2023_04_03 | 2044 | Electrolyser 2020/2030 | Crossload | Hydrogen | MI | Dispatch-Crossload | EmissionsCost | 0 | [6 empty] | 0.39012 | 0
LCP_Inputs_ON_Electric_2023_04_03 | 2044 | Electrolyser 2020/2030 | Crossload | Hydrogen | MI | Dispatch-Crossload | FuelCost | 0 | [6 empty] | 0.39012 | 0
LCP_Inputs_ON_Electric_2023_04_03 | 2044 | Electrolyser 2020/2030 | Crossload | Hydrogen | MI | Dispatch-Crossload | VOM | 0 | [6 empty] | 0.39012 | 0
LCP_Inputs_ON_Electric_2023_04_03 | 2044 | Electrolyser 2020/2030 | Crossload | Hydrogen | NY | Dispatch-Crossload | EmissionsCost | 0 | [6 empty] | 0.39012 | 0
LCP_Inputs_ON_Electric_2023_04_03 | 2044 | Electrolyser 2020/2030 | Crossload | Hydrogen | NY | Dispatch-Crossload | FuelCost | 0 | [6 empty] | 0.39012 | 0
LCP_Inputs_ON_Electric_2023_04_03 | 2044 | Electrolyser 2020/2030 | Crossload | Hydrogen | NY | Dispatch-Crossload | VOM | 0 | [6 empty] | 0.39012 | 0
LCP_Inputs_ON_Electric_2023_04_03 | 2044 | Electrolyser 2020/2030 | Crossload | Hydrogen | ON | Dispatch-Crossload | EmissionsCost | 0 | [6 empty] | 0.39012 | 0
LCP_Inputs_ON_Electric_2023_04_03 | 2044 | Electrolyser 2020/2030 | Crossload | Hydrogen | ON | Dispatch-Crossload | FuelCost | 0 | [6 empty] | 0.39012 | 0
LCP_Inputs_ON_Electric_2023_04_03 | 2044 | Electrolyser 2020/2030 | Crossload | Hydrogen | ON | Dispatch-Crossload | VOM | 0 | [6 empty] | 0.39012 | 0
LCP_Inputs_ON_Electric_2023_04_03 | 2044 | Electrolyser 2020/2030 | Crossload | Hydrogen | PJ | Dispatch-Crossload | EmissionsCost | 0 | [6 empty] | 0.39012 | 0
LCP_Inputs_ON_Electric_2023_04_03 | 2044 | Electrolyser 2020/2030 | Crossload | Hydrogen | PJ | Dispatch-Crossload | FuelCost | 0 | [6 empty] | 0.39012 | 0
LCP_Inputs_ON_Electric_2023_04_03 | 2044 | Electrolyser 2020/2030 | Crossload | Hydrogen | PJ | Dispatch-Crossload | VOM | 0 | [6 empty] | 0.39012 | 0
LCP_Inputs_ON_Electric_2023_04_03 | 2044 | Electrolyser 2020/2030 | Crossload | Hydrogen | QC | Dispatch-Crossload | EmissionsCost | 0 | [6 empty] | 0.39012 | 0
LCP_Inputs_ON_Electric_2023_04_03 | 2044 | Electrolyser 2020/2030 | Crossload | Hydrogen | QC | Dispatch-Crossload | FuelCost | 0 | [6 empty] | 0.39012 | 0
LCP_Inputs_ON_Electric_2023_04_03 | 2044 | Electrolyser 2020/2030 | Crossload | Hydrogen | QC | Dispatch-Crossload | VOM | 0 | [6 empty] | 0.39012 | 0
LCP_Inputs_ON_Electric_2023_04_03 | 2044 | Electrolyser 2020/2030 | Crossload | Hydrogen | WC | Dispatch-Crossload | EmissionsCost | 0 | [6 empty] | 0.39012 | 0
LCP_Inputs_ON_Electric_2023_04_03 | 2044 | Electrolyser 2020/2030 | Crossload | Hydrogen | WC | Dispatch-Crossload | FuelCost | 0 | [6 empty] | 0.39012 | 0
LCP_Inputs_ON_Electric_2023_04_03 | 2044 | Electrolyser 2020/2030 | Crossload | Hydrogen | WC | Dispatch-Crossload | VOM | 0 | [6 empty] | 0.39012 | 0
LCP_Inputs_ON_Electric_2023_04_03 | 2044 | Electrolyser 2040 | Crossload | Hydrogen | MI | Dispatch-Crossload | EmissionsCost | 0 | [6 empty] | 0.39012 | 0
LCP_Inputs_ON_Electric_2023_04_03 | 2044 | Electrolyser 2040 | Crossload | Hydrogen | MI | Dispatch-Crossload | FuelCost | 0 | [6 empty] | 0.39012 | 0
LCP_Inputs_ON_Electric_2023_04_03 | 2044 | Electrolyser 2040 | Crossload | Hydrogen | MI | Dispatch-Crossload | VOM | 0 | [6 empty] | 0.39012 | 0
LCP_Inputs_ON_Electric_2023_04_03 | 2044 | Electrolyser 2040 | Crossload | Hydrogen | NY | Dispatch-Crossload | EmissionsCost | 0 | [6 empty] | 0.39012 | 0
LCP_Inputs_ON_Electric_2023_04_03 | 2044 | Electrolyser 2040 | Crossload | Hydrogen | NY | Dispatch-Crossload | FuelCost | 0 | [6 empty] | 0.39012 | 0
LCP_Inputs_ON_Electric_2023_04_03 | 2044 | Electrolyser 2040 | Crossload | Hydrogen | NY | Dispatch-Crossload | VOM | 0 | [6 empty] | 0.39012 | 0
LCP_Inputs_ON_Electric_2023_04_03 | 2044 | Electrolyser 2040 | Crossload | Hydrogen | ON | Dispatch-Crossload | EmissionsCost | 0 | [6 empty] | 0.39012 | 0
LCP_Inputs_ON_Electric_2023_04_03 | 2044 | Electrolyser 2040 | Crossload | Hydrogen | ON | Dispatch-Crossload | FuelCost | 0 | [6 empty] | 0.39012 | 0
LCP_Inputs_ON_Electric_2023_04_03 | 2044 | Electrolyser 2040 | Crossload | Hydrogen | ON | Dispatch-Crossload | VOM | 0 | [6 empty] | 0.39012 | 0
LCP_Inputs_ON_Electric_2023_04_03 | 2044 | Electrolyser 2040 | Crossload | Hydrogen | PJ | Dispatch-Crossload | EmissionsCost | 0 | [6 empty] | 0.39012 | 0
LCP_Inputs_ON_Electric_2023_04_03 | 2044 | Electrolyser 2040 | Crossload | Hydrogen | PJ | Dispatch-Crossload | FuelCost | 0 | [6 empty] | 0.39012 | 0
LCP_Inputs_ON_Electric_2023_04_03 | 2044 | Electrolyser 2040 | Crossload | Hydrogen | PJ | Dispatch-Crossload | VOM | 0 | [6 empty] | 0.39012 | 0
LCP_Inputs_ON_Electric_2023_04_03 | 2044 | Electrolyser 2040 | Crossload | Hydrogen | QC | Dispatch-Crossload | EmissionsCost | 0 | [6 empty] | 0.39012 | 0
LCP_Inputs_ON_Electric_2023_04_03 | 2044 | Electrolyser 2040 | Crossload | Hydrogen | QC | Dispatch-Crossload | FuelCost | 0 | [6 empty] | 0.39012 | 0
LCP_Inputs_ON_Electric_2023_04_03 | 2044 | Electrolyser 2040 | Crossload | Hydrogen | QC | Dispatch-Crossload | VOM | 0 | [6 empty] | 0.39012 | 0
LCP_Inputs_ON_Electric_2023_04_03 | 2044 | Electrolyser 2040 | Crossload | Hydrogen | WC | Dispatch-Crossload | EmissionsCost | 0 | [6 empty] | 0.39012 | 0
LCP_Inputs_ON_Electric_2023_04_03 | 2044 | Electrolyser 2040 | Crossload | Hydrogen | WC | Dispatch-Crossload | FuelCost | 0 | [6 empty] | 0.39012 | 0
LCP_Inputs_ON_Electric_2023_04_03 | 2044 | Electrolyser 2040 | Crossload | Hydrogen | WC | Dispatch-Crossload | VOM | 0 | [6 empty] | 0.39012 | 0
LCP_Inputs_ON_Electric_2023_04_03 | 2044 | Electrolyser 2050 | Crossload | Hydrogen | MI | Dispatch-Crossload | EmissionsCost | 0 | [6 empty] | 0.39012 | 0
LCP_Inputs_ON_Electric_2023_04_03 | 2044 | Electrolyser 2050 | Crossload | Hydrogen | MI | Dispatch-Crossload | FuelCost | 0 | [6 empty] | 0.39012 | 0
LCP_Inputs_ON_Electric_2023_04_03 | 2044 | Electrolyser 2050 | Crossload | Hydrogen | MI | Dispatch-Crossload | VOM | 0 | [6 empty] | 0.39012 | 0
LCP_Inputs_ON_Electric_2023_04_03 | 2044 | Electrolyser 2050 | Crossload | Hydrogen | NY | Dispatch-Crossload | EmissionsCost | 0 | [6 empty] | 0.39012 | 0
LCP_Inputs_ON_Electric_2023_04_03 | 2044 | Electrolyser 2050 | Crossload | Hydrogen | NY | Dispatch-Crossload | FuelCost | 0 | [6 empty] | 0.39012 | 0
LCP_Inputs_ON_Electric_2023_04_03 | 2044 | Electrolyser 2050 | Crossload | Hydrogen | NY | Dispatch-Crossload | VOM | 0 | [6 empty] | 0.39012 | 0
LCP_Inputs_ON_Electric_2023_04_03 | 2044 | Electrolyser 2050 | Crossload | Hydrogen | ON | Dispatch-Crossload | EmissionsCost | 0 | [6 empty] | 0.39012 | 0
LCP_Inputs_ON_Electric_2023_04_03 | 2044 | Electrolyser 2050 | Crossload | Hydrogen | ON | Dispatch-Crossload | FuelCost | 0 | [6 empty] | 0.39012 | 0
LCP_Inputs_ON_Electric_2023_04_03 | 2044 | Electrolyser 2050 | Crossload | Hydrogen | ON | Dispatch-Crossload | VOM | 0 | [6 empty] | 0.39012 | 0
LCP_Inputs_ON_Electric_2023_04_03 | 2044 | Electrolyser 2050 | Crossload | Hydrogen | PJ | Dispatch-Crossload | EmissionsCost | 0 | [6 empty] | 0.39012 | 0
LCP_Inputs_ON_Electric_2023_04_03 | 2044 | Electrolyser 2050 | Crossload | Hydrogen | PJ | Dispatch-Crossload | FuelCost | 0 | [6 empty] | 0.39012 | 0
LCP_Inputs_ON_Electric_2023_04_03 | 2044 | Electrolyser 2050 | Crossload | Hydrogen | PJ | Dispatch-Crossload | VOM | 0 | [6 empty] | 0.39012 | 0
LCP_Inputs_ON_Electric_2023_04_03 | 2044 | Electrolyser 2050 | Crossload | Hydrogen | QC | Dispatch-Crossload | EmissionsCost | 0 | [6 empty] | 0.39012 | 0
LCP_Inputs_ON_Electric_2023_04_03 | 2044 | Electrolyser 2050 | Crossload | Hydrogen | QC | Dispatch-Crossload | FuelCost | 0 | [6 empty] | 0.39012 | 0
LCP_Inputs_ON_Electric_2023_04_03 | 2044 | Electrolyser 2050 | Crossload | Hydrogen | QC | Dispatch-Crossload | VOM | 0 | [6 empty] | 0.39012 | 0
LCP_Inputs_ON_Electric_2023_04_03 | 2044 | Electrolyser 2050 | Crossload | Hydrogen | WC | Dispatch-Crossload | EmissionsCost | 0 | [6 empty] | 0.39012 | 0
LCP_Inputs_ON_Electric_2023_04_03 | 2044 | Electrolyser 2050 | Crossload | Hydrogen | WC | Dispatch-Crossload | FuelCost | 0 | [6 empty] | 0.39012 | 0
LCP_Inputs_ON_Electric_2023_04_03 | 2044 | Electrolyser 2050 | Crossload | Hydrogen | WC | Dispatch-Crossload | VOM | 0 | [6 empty] | 0.39012 | 0
LCP_Inputs_ON_Electric_2023_04_03 | 2044 | Fossil Fuel Thermal (Coal, Peat, Oil) | Generation | Electricity | MI | Dispatch-Generation | EmissionsCost | 0 | [6 empty] | 0.39012 | 0
LCP_Inputs_ON_Electric_2023_04_03 | 2044 | Fossil Fuel Thermal (Coal, Peat, Oil) | Generation | Electricity | MI | Dispatch-Generation | FuelCost | 0 | [6 empty] | 0.39012 | 0
LCP_Inputs_ON_Electric_2023_04_03 | 2044 | Fossil Fuel Thermal (Coal, Peat, Oil) | Generation | Electricity | MI | Dispatch-Generation | VOM | 0 | [6 empty] | 0.39012 | 0
LCP_Inputs_ON_Electric_2023_04_03 | 2044 | Fossil Fuel Thermal (Coal, Peat, Oil) | Generation | Electricity | NY | Dispatch-Generation | EmissionsCost | 0 | [6 empty] | 0.39012 | 0
LCP_Inputs_ON_Electric_2023_04_03 | 2044 | Fossil Fuel Thermal (Coal, Peat, Oil) | Generation | Electricity | NY | Dispatch-Generation | FuelCost | 0 | [6 empty] | 0.39012 | 0
LCP_Inputs_ON_Electric_2023_04_03 | 2044 | Fossil Fuel Thermal (Coal, Peat, Oil) | Generation | Electricity | NY | Dispatch-Generation | VOM | 0 | [6 empty] | 0.39012 | 0
LCP_Inputs_ON_Electric_2023_04_03 | 2044 | Fossil Fuel Thermal (Coal, Peat, Oil) | Generation | Electricity | ON | Dispatch-Generation | EmissionsCost | 0 | [6 empty] | 0.39012 | 0
LCP_Inputs_ON_Electric_2023_04_03 | 2044 | Fossil Fuel Thermal (Coal, Peat, Oil) | Generation | Electricity | ON | Dispatch-Generation | FuelCost | 0 | [6 empty] | 0.39012 | 0
LCP_Inputs_ON_Electric_2023_04_03 | 2044 | Fossil Fuel Thermal (Coal, Peat, Oil) | Generation | Electricity | ON | Dispatch-Generation | VOM | 0 | [6 empty] | 0.39012 | 0
LCP_Inputs_ON_Electric_2023_04_03 | 2044 | Fossil Fuel Thermal (Coal, Peat, Oil) | Generation | Electricity | PJ | Dispatch-Generation | EmissionsCost | 0 | [6 empty] | 0.39012 | 0
LCP_Inputs_ON_Electric_2023_04_03 | 2044 | Fossil Fuel Thermal (Coal, Peat, Oil) | Generation | Electricity | PJ | Dispatch-Generation | FuelCost | 0 | [6 empty] | 0.39012 | 0
LCP_Inputs_ON_Electric_2023_04_03 | 2044 | Fossil Fuel Thermal (Coal, Peat, Oil) | Generation | Electricity | PJ | Dispatch-Generation | VOM | 0 | [6 empty] | 0.39012 | 0
LCP_Inputs_ON_Electric_2023_04_03 | 2044 | Fossil Fuel Thermal (Coal, Peat, Oil) | Generation | Electricity | QC | Dispatch-Generation | EmissionsCost | 0 | [6 empty] | 0.39012 | 0
LCP_Inputs_ON_Electric_2023_04_03 | 2044 | Fossil Fuel Thermal (Coal, Peat, Oil) | Generation | Electricity | QC | Dispatch-Generation | FuelCost | 0 | [6 empty] | 0.39012 | 0
LCP_Inputs_ON_Electric_2023_04_03 | 2044 | Fossil Fuel Thermal (Coal, Peat, Oil) | Generation | Electricity | QC | Dispatch-Generation | VOM | 0 | [6 empty] | 0.39012 | 0
LCP_Inputs_ON_Electric_2023_04_03 | 2044 | Fossil Fuel Thermal (Coal, Peat, Oil) | Generation | Electricity | WC | Dispatch-Generation | EmissionsCost | 0 | [6 empty] | 0.39012 | 0
LCP_Inputs_ON_Electric_2023_04_03 | 2044 | Fossil Fuel Thermal (Coal, Peat, Oil) | Generation | Electricity | WC | Dispatch-Generation | FuelCost | 0 | [6 empty] | 0.39012 | 0
LCP_Inputs_ON_Electric_2023_04_03 | 2044 | Fossil Fuel Thermal (Coal, Peat, Oil) | Generation | Electricity | WC | Dispatch-Generation | VOM | 0 | [6 empty] | 0.39012 | 0
LCP_Inputs_ON_Electric_2023_04_03 | 2044 | Generic - Generator | Generation | Electricity | MI | Dispatch-Generation | EmissionsCost | 0 | [6 empty] | 0.39012 | 0
LCP_Inputs_ON_Electric_2023_04_03 | 2044 | Generic - Generator | Generation | Electricity | MI | Dispatch-Generation | FuelCost | 887937737.9402 | [6 empty] | 0.39012 | 346403579.451
LCP_Inputs_ON_Electric_2023_04_03 | 2044 | Generic - Generator | Generation | Electricity | MI | Dispatch-Generation | VOM | 29039924.3521 | [6 empty] | 0.39012 | 11329098.1031
LCP_Inputs_ON_Electric_2023_04_03 | 2044 | Generic - Generator | Generation | Electricity | NY | Dispatch-Generation | EmissionsCost | 0 | [6 empty] | 0.39012 | 0
LCP_Inputs_ON_Electric_2023_04_03 | 2044 | Generic - Generator | Generation | Electricity | NY | Dispatch-Generation | FuelCost | 119338069.2274 | [6 empty] | 0.39012 | 46556343.5124
LCP_Inputs_ON_Electric_2023_04_03 | 2044 | Generic - Generator | Generation | Electricity | NY | Dispatch-Generation | VOM | 3902940.8872 | [6 empty] | 0.39012 | 1522621.0532
LCP_Inputs_ON_Electric_2023_04_03 | 2044 | Generic - Generator | Generation | Electricity | ON | Dispatch-Generation | EmissionsCost | 0 | [6 empty] | 0.39012 | 0
LCP_Inputs_ON_Electric_2023_04_03 | 2044 | Generic - Generator | Generation | Electricity | ON | Dispatch-Generation | FuelCost | 0 | [6 empty] | 0.39012 | 0
LCP_Inputs_ON_Electric_2023_04_03 | 2044 | Generic - Generator | Generation | Electricity | ON | Dispatch-Generation | VOM | 0 | [6 empty] | 0.39012 | 0
LCP_Inputs_ON_Electric_2023_04_03 | 2044 | Generic - Generator | Generation | Electricity | PJ | Dispatch-Generation | EmissionsCost | 0 | [6 empty] | 0.39012 | 0
LCP_Inputs_ON_Electric_2023_04_03 | 2044 | Generic - Generator | Generation | Electricity | PJ | Dispatch-Generation | FuelCost | 5522714443.0855 | [6 empty] | 0.39012 | 2154529500.9181
LCP_Inputs_ON_Electric_2023_04_03 | 2044 | Generic - Generator | Generation | Electricity | PJ | Dispatch-Generation | VOM | 180619882.2198 | [6 empty] | 0.39012 | 70463694.7475
LCP_Inputs_ON_Electric_2023_04_03 | 2044 | Generic - Generator | Generation | Electricity | QC | Dispatch-Generation | EmissionsCost | 0 | [6 empty] | 0.39012 | 0
LCP_Inputs_ON_Electric_2023_04_03 | 2044 | Generic - Generator | Generation | Electricity | QC | Dispatch-Generation | FuelCost | 0 | [6 empty] | 0.39012 | 0
LCP_Inputs_ON_Electric_2023_04_03 | 2044 | Generic - Generator | Generation | Electricity | QC | Dispatch-Generation | VOM | 0 | [6 empty] | 0.39012 | 0
LCP_Inputs_ON_Electric_2023_04_03 | 2044 | Generic - Generator | Generation | Electricity | WC | Dispatch-Generation | EmissionsCost | 0 | [6 empty] | 0.39012 | 0
LCP_Inputs_ON_Electric_2023_04_03 | 2044 | Generic - Generator | Generation | Electricity | WC | Dispatch-Generation | FuelCost | 0 | [6 empty] | 0.39012 | 0
LCP_Inputs_ON_Electric_2023_04_03 | 2044 | Generic - Generator | Generation | Electricity | WC | Dispatch-Generation | VOM | 0 | [6 empty] | 0.39012 | 0
LCP_Inputs_ON_Electric_2023_04_03 | 2044 | H2 Import - QC | Import | Hydrogen | MI | Dispatch-Import | EmissionsCost | 0 | [6 empty] | 0.39012 | 0
LCP_Inputs_ON_Electric_2023_04_03 | 2044 | H2 Import - QC | Import | Hydrogen | MI | Dispatch-Import | FuelCost | 0 | [6 empty] | 0.39012 | 0
LCP_Inputs_ON_Electric_2023_04_03 | 2044 | H2 Import - QC | Import | Hydrogen | MI | Dispatch-Import | VOM | 0 | [6 empty] | 0.39012 | 0
LCP_Inputs_ON_Electric_2023_04_03 | 2044 | H2 Import - QC | Import | Hydrogen | NY | Dispatch-Import | EmissionsCost | 0 | [6 empty] | 0.39012 | 0
LCP_Inputs_ON_Electric_2023_04_03 | 2044 | H2 Import - QC | Import | Hydrogen | NY | Dispatch-Import | FuelCost | 0 | [6 empty] | 0.39012 | 0
LCP_Inputs_ON_Electric_2023_04_03 | 2044 | H2 Import - QC | Import | Hydrogen | NY | Dispatch-Import | VOM | 0 | [6 empty] | 0.39012 | 0
LCP_Inputs_ON_Electric_2023_04_03 | 2044 | H2 Import - QC | Import | Hydrogen | ON | Dispatch-Import | EmissionsCost | 0 | [6 empty] | 0.39012 | 0
LCP_Inputs_ON_Electric_2023_04_03 | 2044 | H2 Import - QC | Import | Hydrogen | ON | Dispatch-Import | FuelCost | 0 | [6 empty] | 0.39012 | 0
LCP_Inputs_ON_Electric_2023_04_03 | 2044 | H2 Import - QC | Import | Hydrogen | ON | Dispatch-Import | VOM | 0 | [6 empty] | 0.39012 | 0
LCP_Inputs_ON_Electric_2023_04_03 | 2044 | H2 Import - QC | Import | Hydrogen | PJ | Dispatch-Import | EmissionsCost | 0 | [6 empty] | 0.39012 | 0
LCP_Inputs_ON_Electric_2023_04_03 | 2044 | H2 Import - QC | Import | Hydrogen | PJ | Dispatch-Import | FuelCost | 0 | [6 empty] | 0.39012 | 0
LCP_Inputs_ON_Electric_2023_04_03 | 2044 | H2 Import - QC | Import | Hydrogen | PJ | Dispatch-Import | VOM | 0 | [6 empty] | 0.39012 | 0
LCP_Inputs_ON_Electric_2023_04_03 | 2044 | H2 Import - QC | Import | Hydrogen | QC | Dispatch-Import | EmissionsCost | 0 | [6 empty] | 0.39012 | 0
LCP_Inputs_ON_Electric_2023_04_03 | 2044 | H2 Import - QC | Import | Hydrogen | QC | Dispatch-Import | FuelCost | 0 | [6 empty] | 0.39012 | 0
LCP_Inputs_ON_Electric_2023_04_03 | 2044 | H2 Import - QC | Import | Hydrogen | QC | Dispatch-Import | VOM | 0 | [6 empty] | 0.39012 | 0
LCP_Inputs_ON_Electric_2023_04_03 | 2044 | H2 Import - QC | Import | Hydrogen | WC | Dispatch-Import | EmissionsCost | 0 | [6 empty] | 0.39012 | 0
LCP_Inputs_ON_Electric_2023_04_03 | 2044 | H2 Import - QC | Import | Hydrogen | WC | Dispatch-Import | FuelCost | 0 | [6 empty] | 0.39012 | 0
LCP_Inputs_ON_Electric_2023_04_03 | 2044 | H2 Import - QC | Import | Hydrogen | WC | Dispatch-Import | VOM | 0 | [6 empty] | 0.39012 | 0
LCP_Inputs_ON_Electric_2023_04_03 | 2044 | H2 Import - WC | Import | Hydrogen | MI | Dispatch-Import | EmissionsCost | 0 | [6 empty] | 0.39012 | 0
LCP_Inputs_ON_Electric_2023_04_03 | 2044 | H2 Import - WC | Import | Hydrogen | MI | Dispatch-Import | FuelCost | 0 | [6 empty] | 0.39012 | 0
LCP_Inputs_ON_Electric_2023_04_03 | 2044 | H2 Import - WC | Import | Hydrogen | MI | Dispatch-Import | VOM | 0 | [6 empty] | 0.39012 | 0
LCP_Inputs_ON_Electric_2023_04_03 | 2044 | H2 Import - WC | Import | Hydrogen | NY | Dispatch-Import | EmissionsCost | 0 | [6 empty] | 0.39012 | 0
LCP_Inputs_ON_Electric_2023_04_03 | 2044 | H2 Import - WC | Import | Hydrogen | NY | Dispatch-Import | FuelCost | 0 | [6 empty] | 0.39012 | 0
LCP_Inputs_ON_Electric_2023_04_03 | 2044 | H2 Import - WC | Import | Hydrogen | NY | Dispatch-Import | VOM | 0 | [6 empty] | 0.39012 | 0
LCP_Inputs_ON_Electric_2023_04_03 | 2044 | H2 Import - WC | Import | Hydrogen | ON | Dispatch-Import | EmissionsCost | 0 | [6 empty] | 0.39012 | 0
LCP_Inputs_ON_Electric_2023_04_03 | 2044 | H2 Import - WC | Import | Hydrogen | ON | Dispatch-Import | FuelCost | 0 | [6 empty] | 0.39012 | 0
LCP_Inputs_ON_Electric_2023_04_03 | 2044 | H2 Import - WC | Import | Hydrogen | ON | Dispatch-Import | VOM | 0 | [6 empty] | 0.39012 | 0
LCP_Inputs_ON_Electric_2023_04_03 | 2044 | H2 Import - WC | Import | Hydrogen | PJ | Dispatch-Import | EmissionsCost | 0 | [6 empty] | 0.39012 | 0
LCP_Inputs_ON_Electric_2023_04_03 | 2044 | H2 Import - WC | Import | Hydrogen | PJ | Dispatch-Import | FuelCost | 0 | [6 empty] | 0.39012 | 0
LCP_Inputs_ON_Electric_2023_04_03 | 2044 | H2 Import - WC | Import | Hydrogen | PJ | Dispatch-Import | VOM | 0 | [6 empty] | 0.39012 | 0
LCP_Inputs_ON_Electric_2023_04_03 | 2044 | H2 Import - WC | Import | Hydrogen | QC | Dispatch-Import | EmissionsCost | 0 | [6 empty] | 0.39012 | 0
LCP_Inputs_ON_Electric_2023_04_03 | 2044 | H2 Import - WC | Import | Hydrogen | QC | Dispatch-Import | FuelCost | 0 | [6 empty] | 0.39012 | 0
LCP_Inputs_ON_Electric_2023_04_03 | 2044 | H2 Import - WC | Import | Hydrogen | QC | Dispatch-Import | VOM | 0 | [6 empty] | 0.39012 | 0
LCP_Inputs_ON_Electric_2023_04_03 | 2044 | H2 Import - WC | Import | Hydrogen | WC | Dispatch-Import | EmissionsCost | 0 | [6 empty] | 0.39012 | 0
LCP_Inputs_ON_Electric_2023_04_03 | 2044 | H2 Import - WC | Import | Hydrogen | WC | Dispatch-Import | FuelCost | 44020984.9366 | [6 empty] | 0.39012 | 17173531.5455
LCP_Inputs_ON_Electric_2023_04_03 | 2044 | H2 Import - WC | Import | Hydrogen | WC | Dispatch-Import | VOM | 0 | [6 empty] | 0.39012 | 0
LCP_Inputs_ON_Electric_2023_04_03 | 2044 | H2 Salt Cavern Storage - ON | Storage | Hydrogen | MI | Dispatch-Storage | EmissionsCost | 0 | [6 empty] | 0.39012 | 0
LCP_Inputs_ON_Electric_2023_04_03 | 2044 | H2 Salt Cavern Storage - ON | Storage | Hydrogen | MI | Dispatch-Storage | FuelCost | 0 | [6 empty] | 0.39012 | 0
LCP_Inputs_ON_Electric_2023_04_03 | 2044 | H2 Salt Cavern Storage - ON | Storage | Hydrogen | MI | Dispatch-Storage | VOM | 0 | [6 empty] | 0.39012 | 0
LCP_Inputs_ON_Electric_2023_04_03 | 2044 | H2 Salt Cavern Storage - ON | Storage | Hydrogen | NY | Dispatch-Storage | EmissionsCost | 0 | [6 empty] | 0.39012 | 0
LCP_Inputs_ON_Electric_2023_04_03 | 2044 | H2 Salt Cavern Storage - ON | Storage | Hydrogen | NY | Dispatch-Storage | FuelCost | 0 | [6 empty] | 0.39012 | 0
LCP_Inputs_ON_Electric_2023_04_03 | 2044 | H2 Salt Cavern Storage - ON | Storage | Hydrogen | NY | Dispatch-Storage | VOM | 0 | [6 empty] | 0.39012 | 0
LCP_Inputs_ON_Electric_2023_04_03 | 2044 | H2 Salt Cavern Storage - ON | Storage | Hydrogen | ON | Dispatch-Storage | EmissionsCost | 0 | [6 empty] | 0.39012 | 0
LCP_Inputs_ON_Electric_2023_04_03 | 2044 | H2 Salt Cavern Storage - ON | Storage | Hydrogen | ON | Dispatch-Storage | FuelCost | 0 | [6 empty] | 0.39012 | 0
LCP_Inputs_ON_Electric_2023_04_03 | 2044 | H2 Salt Cavern Storage - ON | Storage | Hydrogen | ON | Dispatch-Storage | VOM | 52587352.8626 | [6 empty] | 0.39012 | 20515455.6306
LCP_Inputs_ON_Electric_2023_04_03 | 2044 | H2 Salt Cavern Storage - ON | Storage | Hydrogen | PJ | Dispatch-Storage | EmissionsCost | 0 | [6 empty] | 0.39012 | 0
LCP_Inputs_ON_Electric_2023_04_03 | 2044 | H2 Salt Cavern Storage - ON | Storage | Hydrogen | PJ | Dispatch-Storage | FuelCost | 0 | [6 empty] | 0.39012 | 0
LCP_Inputs_ON_Electric_2023_04_03 | 2044 | H2 Salt Cavern Storage - ON | Storage | Hydrogen | PJ | Dispatch-Storage | VOM | 0 | [6 empty] | 0.39012 | 0
LCP_Inputs_ON_Electric_2023_04_03 | 2044 | H2 Salt Cavern Storage - ON | Storage | Hydrogen | QC | Dispatch-Storage | EmissionsCost | 0 | [6 empty] | 0.39012 | 0
LCP_Inputs_ON_Electric_2023_04_03 | 2044 | H2 Salt Cavern Storage - ON | Storage | Hydrogen | QC | Dispatch-Storage | FuelCost | 0 | [6 empty] | 0.39012 | 0
LCP_Inputs_ON_Electric_2023_04_03 | 2044 | H2 Salt Cavern Storage - ON | Storage | Hydrogen | QC | Dispatch-Storage | VOM | 0 | [6 empty] | 0.39012 | 0
LCP_Inputs_ON_Electric_2023_04_03 | 2044 | H2 Salt Cavern Storage - ON | Storage | Hydrogen | WC | Dispatch-Storage | EmissionsCost | 0 | [6 empty] | 0.39012 | 0
LCP_Inputs_ON_Electric_2023_04_03 | 2044 | H2 Salt Cavern Storage - ON | Storage | Hydrogen | WC | Dispatch-Storage | FuelCost | 0 | [6 empty] | 0.39012 | 0
LCP_Inputs_ON_Electric_2023_04_03 | 2044 | H2 Salt Cavern Storage - ON | Storage | Hydrogen | WC | Dispatch-Storage | VOM | 0 | [6 empty] | 0.39012 | 0
LCP_Inputs_ON_Electric_2023_04_03 | 2044 | Hydro | Generation | Electricity | MI | Dispatch-Generation | EmissionsCost | 0 | [6 empty] | 0.39012 | 0
LCP_Inputs_ON_Electric_2023_04_03 | 2044 | Hydro | Generation | Electricity | MI | Dispatch-Generation | FuelCost | 0 | [6 empty] | 0.39012 | 0
LCP_Inputs_ON_Electric_2023_04_03 | 2044 | Hydro | Generation | Electricity | MI | Dispatch-Generation | VOM | 0 | [6 empty] | 0.39012 | 0
LCP_Inputs_ON_Electric_2023_04_03 | 2044 | Hydro | Generation | Electricity | NY | Dispatch-Generation | EmissionsCost | 0 | [6 empty] | 0.39012 | 0
LCP_Inputs_ON_Electric_2023_04_03 | 2044 | Hydro | Generation | Electricity | NY | Dispatch-Generation | FuelCost | 0 | [6 empty] | 0.39012 | 0
LCP_Inputs_ON_Electric_2023_04_03 | 2044 | Hydro | Generation | Electricity | NY | Dispatch-Generation | VOM | 0 | [6 empty] | 0.39012 | 0
LCP_Inputs_ON_Electric_2023_04_03 | 2044 | Hydro | Generation | Electricity | ON | Dispatch-Generation | EmissionsCost | 0 | [6 empty] | 0.39012 | 0
LCP_Inputs_ON_Electric_2023_04_03 | 2044 | Hydro | Generation | Electricity | ON | Dispatch-Generation | FuelCost | 0 | [6 empty] | 0.39012 | 0
LCP_Inputs_ON_Electric_2023_04_03 | 2044 | Hydro | Generation | Electricity | ON | Dispatch-Generation | VOM | 0 | [6 empty] | 0.39012 | 0
LCP_Inputs_ON_Electric_2023_04_03 | 2044 | Hydro | Generation | Electricity | PJ | Dispatch-Generation | EmissionsCost | 0 | [6 empty] | 0.39012 | 0
LCP_Inputs_ON_Electric_2023_04_03 | 2044 | Hydro | Generation | Electricity | PJ | Dispatch-Generation | FuelCost | 0 | [6 empty] | 0.39012 | 0
LCP_Inputs_ON_Electric_2023_04_03 | 2044 | Hydro | Generation | Electricity | PJ | Dispatch-Generation | VOM | 0 | [6 empty] | 0.39012 | 0
LCP_Inputs_ON_Electric_2023_04_03 | 2044 | Hydro | Generation | Electricity | QC | Dispatch-Generation | EmissionsCost | 0 | [6 empty] | 0.39012 | 0
LCP_Inputs_ON_Electric_2023_04_03 | 2044 | Hydro | Generation | Electricity | QC | Dispatch-Generation | FuelCost | 0 | [6 empty] | 0.39012 | 0
LCP_Inputs_ON_Electric_2023_04_03 | 2044 | Hydro | Generation | Electricity | QC | Dispatch-Generation | VOM | 0 | [6 empty] | 0.39012 | 0
LCP_Inputs_ON_Electric_2023_04_03 | 2044 | Hydro | Generation | Electricity | WC | Dispatch-Generation | EmissionsCost | 0 | [6 empty] | 0.39012 | 0
LCP_Inputs_ON_Electric_2023_04_03 | 2044 | Hydro | Generation | Electricity | WC | Dispatch-Generation | FuelCost | 0 | [6 empty] | 0.39012 | 0
LCP_Inputs_ON_Electric_2023_04_03 | 2044 | Hydro | Generation | Electricity | WC | Dispatch-Generation | VOM | 0 | [6 empty] | 0.39012 | 0
LCP_Inputs_ON_Electric_2023_04_03 | 2044 | Hydro Pumped Storage | Storage | Electricity | MI | Dispatch-Storage | EmissionsCost | 0 | [6 empty] | 0.39012 | 0
LCP_Inputs_ON_Electric_2023_04_03 | 2044 | Hydro Pumped Storage | Storage | Electricity | MI | Dispatch-Storage | FuelCost | 0 | [6 empty] | 0.39012 | 0
LCP_Inputs_ON_Electric_2023_04_03 | 2044 | Hydro Pumped Storage | Storage | Electricity | MI | Dispatch-Storage | VOM | 0 | [6 empty] | 0.39012 | 0
LCP_Inputs_ON_Electric_2023_04_03 | 2044 | Hydro Pumped Storage | Storage | Electricity | NY | Dispatch-Storage | EmissionsCost | 0 | [6 empty] | 0.39012 | 0
LCP_Inputs_ON_Electric_2023_04_03 | 2044 | Hydro Pumped Storage | Storage | Electricity | NY | Dispatch-Storage | FuelCost | 0 | [6 empty] | 0.39012 | 0
LCP_Inputs_ON_Electric_2023_04_03 | 2044 | Hydro Pumped Storage | Storage | Electricity | NY | Dispatch-Storage | VOM | 0 | [6 empty] | 0.39012 | 0
LCP_Inputs_ON_Electric_2023_04_03 | 2044 | Hydro Pumped Storage | Storage | Electricity | ON | Dispatch-Storage | EmissionsCost | 0 | [6 empty] | 0.39012 | 0
LCP_Inputs_ON_Electric_2023_04_03 | 2044 | Hydro Pumped Storage | Storage | Electricity | ON | Dispatch-Storage | FuelCost | 0 | [6 empty] | 0.39012 | 0
LCP_Inputs_ON_Electric_2023_04_03 | 2044 | Hydro Pumped Storage | Storage | Electricity | ON | Dispatch-Storage | VOM | 0 | [6 empty] | 0.39012 | 0
LCP_Inputs_ON_Electric_2023_04_03 | 2044 | Hydro Pumped Storage | Storage | Electricity | PJ | Dispatch-Storage | EmissionsCost | 0 | [6 empty] | 0.39012 | 0
LCP_Inputs_ON_Electric_2023_04_03 | 2044 | Hydro Pumped Storage | Storage | Electricity | PJ | Dispatch-Storage | FuelCost | 0 | [6 empty] | 0.39012 | 0
LCP_Inputs_ON_Electric_2023_04_03 | 2044 | Hydro Pumped Storage | Storage | Electricity | PJ | Dispatch-Storage | VOM | 0 | [6 empty] | 0.39012 | 0
LCP_Inputs_ON_Electric_2023_04_03 | 2044 | Hydro Pumped Storage | Storage | Electricity | QC | Dispatch-Storage | EmissionsCost | 0 | [6 empty] | 0.39012 | 0
LCP_Inputs_ON_Electric_2023_04_03 | 2044 | Hydro Pumped Storage | Storage | Electricity | QC | Dispatch-Storage | FuelCost | 0 | [6 empty] | 0.39012 | 0
LCP_Inputs_ON_Electric_2023_04_03 | 2044 | Hydro Pumped Storage | Storage | Electricity | QC | Dispatch-Storage | VOM | 0 | [6 empty] | 0.39012 | 0
LCP_Inputs_ON_Electric_2023_04_03 | 2044 | Hydro Pumped Storage | Storage | Electricity | WC | Dispatch-Storage | EmissionsCost | 0 | [6 empty] | 0.39012 | 0
LCP_Inputs_ON_Electric_2023_04_03 | 2044 | Hydro Pumped Storage | Storage | Electricity | WC | Dispatch-Storage | FuelCost | 0 | [6 empty] | 0.39012 | 0
LCP_Inputs_ON_Electric_2023_04_03 | 2044 | Hydro Pumped Storage | Storage | Electricity | WC | Dispatch-Storage | VOM | 0 | [6 empty] | 0.39012 | 0
LCP_Inputs_ON_Electric_2023_04_03 | 2044 | Nuclear | Generation | Electricity | MI | Dispatch-Generation | EmissionsCost | 0 | [6 empty] | 0.39012 | 0
LCP_Inputs_ON_Electric_2023_04_03 | 2044 | Nuclear | Generation | Electricity | MI | Dispatch-Generation | FuelCost | 0 | [6 empty] | 0.39012 | 0
LCP_Inputs_ON_Electric_2023_04_03 | 2044 | Nuclear | Generation | Electricity | MI | Dispatch-Generation | VOM | 2762866296.96 | [6 empty] | 0.39012 | 1077853473.1857
LCP_Inputs_ON_Electric_2023_04_03 | 2044 | Nuclear | Generation | Electricity | NY | Dispatch-Generation | EmissionsCost | 0 | [6 empty] | 0.39012 | 0
LCP_Inputs_ON_Electric_2023_04_03 | 2044 | Nuclear | Generation | Electricity | NY | Dispatch-Generation | FuelCost | 0 | [6 empty] | 0.39012 | 0
LCP_Inputs_ON_Electric_2023_04_03 | 2044 | Nuclear | Generation | Electricity | NY | Dispatch-Generation | VOM | 2246155230.144 | [6 empty] | 0.39012 | 876273389.9895
LCP_Inputs_ON_Electric_2023_04_03 | 2044 | Nuclear | Generation | Electricity | ON | Dispatch-Generation | EmissionsCost | 0 | [6 empty] | 0.39012 | 0
LCP_Inputs_ON_Electric_2023_04_03 | 2044 | Nuclear | Generation | Electricity | ON | Dispatch-Generation | FuelCost | 0 | [6 empty] | 0.39012 | 0
LCP_Inputs_ON_Electric_2023_04_03 | 2044 | Nuclear | Generation | Electricity | ON | Dispatch-Generation | VOM | 7823178339.984 | [6 empty] | 0.39012 | 3051989868.0516
LCP_Inputs_ON_Electric_2023_04_03 | 2044 | Nuclear | Generation | Electricity | PJ | Dispatch-Generation | EmissionsCost | 0 | [6 empty] | 0.39012 | 0
LCP_Inputs_ON_Electric_2023_04_03 | 2044 | Nuclear | Generation | Electricity | PJ | Dispatch-Generation | FuelCost | 0 | [6 empty] | 0.39012 | 0
LCP_Inputs_ON_Electric_2023_04_03 | 2044 | Nuclear | Generation | Electricity | PJ | Dispatch-Generation | VOM | 6401347648.6848 | [6 empty] | 0.39012 | 2497303182.4942
LCP_Inputs_ON_Electric_2023_04_03 | 2044 | Nuclear | Generation | Electricity | QC | Dispatch-Generation | EmissionsCost | 0 | [6 empty] | 0.39012 | 0
LCP_Inputs_ON_Electric_2023_04_03 | 2044 | Nuclear | Generation | Electricity | QC | Dispatch-Generation | FuelCost | 0 | [6 empty] | 0.39012 | 0
LCP_Inputs_ON_Electric_2023_04_03 | 2044 | Nuclear | Generation | Electricity | QC | Dispatch-Generation | VOM | 0 | [6 empty] | 0.39012 | 0
LCP_Inputs_ON_Electric_2023_04_03 | 2044 | Nuclear | Generation | Electricity | WC | Dispatch-Generation | EmissionsCost | 0 | [6 empty] | 0.39012 | 0
LCP_Inputs_ON_Electric_2023_04_03 | 2044 | Nuclear | Generation | Electricity | WC | Dispatch-Generation | FuelCost | 0 | [6 empty] | 0.39012 | 0
LCP_Inputs_ON_Electric_2023_04_03 | 2044 | Nuclear | Generation | Electricity | WC | Dispatch-Generation | VOM | 0 | [6 empty] | 0.39012 | 0
LCP_Inputs_ON_Electric_2023_04_03 | 2044 | Nuclear SMR | Generation | Electricity | MI | Dispatch-Generation | EmissionsCost | 0 | [6 empty] | 0.39012 | 0
LCP_Inputs_ON_Electric_2023_04_03 | 2044 | Nuclear SMR | Generation | Electricity | MI | Dispatch-Generation | FuelCost | 0 | [6 empty] | 0.39012 | 0
LCP_Inputs_ON_Electric_2023_04_03 | 2044 | Nuclear SMR | Generation | Electricity | MI | Dispatch-Generation | VOM | 0 | [6 empty] | 0.39012 | 0
LCP_Inputs_ON_Electric_2023_04_03 | 2044 | Nuclear SMR | Generation | Electricity | NY | Dispatch-Generation | EmissionsCost | 0 | [6 empty] | 0.39012 | 0
LCP_Inputs_ON_Electric_2023_04_03 | 2044 | Nuclear SMR | Generation | Electricity | NY | Dispatch-Generation | FuelCost | 0 | [6 empty] | 0.39012 | 0
LCP_Inputs_ON_Electric_2023_04_03 | 2044 | Nuclear SMR | Generation | Electricity | NY | Dispatch-Generation | VOM | 0 | [6 empty] | 0.39012 | 0
LCP_Inputs_ON_Electric_2023_04_03 | 2044 | Nuclear SMR | Generation | Electricity | ON | Dispatch-Generation | EmissionsCost | 0 | [6 empty] | 0.39012 | 0
LCP_Inputs_ON_Electric_2023_04_03 | 2044 | Nuclear SMR | Generation | Electricity | ON | Dispatch-Generation | FuelCost | 0 | [6 empty] | 0.39012 | 0
LCP_Inputs_ON_Electric_2023_04_03 | 2044 | Nuclear SMR | Generation | Electricity | ON | Dispatch-Generation | VOM | 188861026.6733 | [6 empty] | 0.39012 | 73678742.1719
LCP_Inputs_ON_Electric_2023_04_03 | 2044 | Nuclear SMR | Generation | Electricity | PJ | Dispatch-Generation | EmissionsCost | 0 | [6 empty] | 0.39012 | 0
LCP_Inputs_ON_Electric_2023_04_03 | 2044 | Nuclear SMR | Generation | Electricity | PJ | Dispatch-Generation | FuelCost | 0 | [6 empty] | 0.39012 | 0
LCP_Inputs_ON_Electric_2023_04_03 | 2044 | Nuclear SMR | Generation | Electricity | PJ | Dispatch-Generation | VOM | 0 | [6 empty] | 0.39012 | 0
LCP_Inputs_ON_Electric_2023_04_03 | 2044 | Nuclear SMR | Generation | Electricity | QC | Dispatch-Generation | EmissionsCost | 0 | [6 empty] | 0.39012 | 0
LCP_Inputs_ON_Electric_2023_04_03 | 2044 | Nuclear SMR | Generation | Electricity | QC | Dispatch-Generation | FuelCost | 0 | [6 empty] | 0.39012 | 0
LCP_Inputs_ON_Electric_2023_04_03 | 2044 | Nuclear SMR | Generation | Electricity | QC | Dispatch-Generation | VOM | 0 | [6 empty] | 0.39012 | 0
LCP_Inputs_ON_Electric_2023_04_03 | 2044 | Nuclear SMR | Generation | Electricity | WC | Dispatch-Generation | EmissionsCost | 0 | [6 empty] | 0.39012 | 0
LCP_Inputs_ON_Electric_2023_04_03 | 2044 | Nuclear SMR | Generation | Electricity | WC | Dispatch-Generation | FuelCost | 0 | [6 empty] | 0.39012 | 0
LCP_Inputs_ON_Electric_2023_04_03 | 2044 | Nuclear SMR | Generation | Electricity | WC | Dispatch-Generation | VOM | 0 | [6 empty] | 0.39012 | 0
LCP_Inputs_ON_Electric_2023_04_03 | 2044 | O/CCGT - CH4 Existing | Crossload | Electricity | MI | Dispatch-Crossload | EmissionsCost | 0 | [6 empty] | 0.39012 | 0
LCP_Inputs_ON_Electric_2023_04_03 | 2044 | O/CCGT - CH4 Existing | Crossload | Electricity | MI | Dispatch-Crossload | FuelCost | 0 | [6 empty] | 0.39012 | 0
LCP_Inputs_ON_Electric_2023_04_03 | 2044 | O/CCGT - CH4 Existing | Crossload | Electricity | MI | Dispatch-Crossload | VOM | 0 | [6 empty] | 0.39012 | 0
LCP_Inputs_ON_Electric_2023_04_03 | 2044 | O/CCGT - CH4 Existing | Crossload | Electricity | NY | Dispatch-Crossload | EmissionsCost | 0 | [6 empty] | 0.39012 | 0
LCP_Inputs_ON_Electric_2023_04_03 | 2044 | O/CCGT - CH4 Existing | Crossload | Electricity | NY | Dispatch-Crossload | FuelCost | 0 | [6 empty] | 0.39012 | 0
LCP_Inputs_ON_Electric_2023_04_03 | 2044 | O/CCGT - CH4 Existing | Crossload | Electricity | NY | Dispatch-Crossload | VOM | 0 | [6 empty] | 0.39012 | 0
LCP_Inputs_ON_Electric_2023_04_03 | 2044 | O/CCGT - CH4 Existing | Crossload | Electricity | ON | Dispatch-Crossload | EmissionsCost | 4366216.5558 | [6 empty] | 0.39012 | 1703354.8401
LCP_Inputs_ON_Electric_2023_04_03 | 2044 | O/CCGT - CH4 Existing | Crossload | Electricity | ON | Dispatch-Crossload | FuelCost | 0 | [6 empty] | 0.39012 | 0
LCP_Inputs_ON_Electric_2023_04_03 | 2044 | O/CCGT - CH4 Existing | Crossload | Electricity | ON | Dispatch-Crossload | VOM | 155334.2065 | [6 empty] | 0.39012 | 60599.2097
LCP_Inputs_ON_Electric_2023_04_03 | 2044 | O/CCGT - CH4 Existing | Crossload | Electricity | PJ | Dispatch-Crossload | EmissionsCost | 0 | [6 empty] | 0.39012 | 0
LCP_Inputs_ON_Electric_2023_04_03 | 2044 | O/CCGT - CH4 Existing | Crossload | Electricity | PJ | Dispatch-Crossload | FuelCost | 0 | [6 empty] | 0.39012 | 0
LCP_Inputs_ON_Electric_2023_04_03 | 2044 | O/CCGT - CH4 Existing | Crossload | Electricity | PJ | Dispatch-Crossload | VOM | 0 | [6 empty] | 0.39012 | 0
LCP_Inputs_ON_Electric_2023_04_03 | 2044 | O/CCGT - CH4 Existing | Crossload | Electricity | QC | Dispatch-Crossload | EmissionsCost | 0 | [6 empty] | 0.39012 | 0
LCP_Inputs_ON_Electric_2023_04_03 | 2044 | O/CCGT - CH4 Existing | Crossload | Electricity | QC | Dispatch-Crossload | FuelCost | 0 | [6 empty] | 0.39012 | 0
LCP_Inputs_ON_Electric_2023_04_03 | 2044 | O/CCGT - CH4 Existing | Crossload | Electricity | QC | Dispatch-Crossload | VOM | 0 | [6 empty] | 0.39012 | 0
LCP_Inputs_ON_Electric_2023_04_03 | 2044 | O/CCGT - CH4 Existing | Crossload | Electricity | WC | Dispatch-Crossload | EmissionsCost | 0 | [6 empty] | 0.39012 | 0
LCP_Inputs_ON_Electric_2023_04_03 | 2044 | O/CCGT - CH4 Existing | Crossload | Electricity | WC | Dispatch-Crossload | FuelCost | 0 | [6 empty] | 0.39012 | 0
LCP_Inputs_ON_Electric_2023_04_03 | 2044 | O/CCGT - CH4 Existing | Crossload | Electricity | WC | Dispatch-Crossload | VOM | 0 | [6 empty] | 0.39012 | 0
LCP_Inputs_ON_Electric_2023_04_03 | 2044 | O/CCGT - CH4 New | Crossload | Electricity | MI | Dispatch-Crossload | EmissionsCost | 0 | [6 empty] | 0.39012 | 0
LCP_Inputs_ON_Electric_2023_04_03 | 2044 | O/CCGT - CH4 New | Crossload | Electricity | MI | Dispatch-Crossload | FuelCost | 0 | [6 empty] | 0.39012 | 0
LCP_Inputs_ON_Electric_2023_04_03 | 2044 | O/CCGT - CH4 New | Crossload | Electricity | MI | Dispatch-Crossload | VOM | 0 | [6 empty] | 0.39012 | 0
LCP_Inputs_ON_Electric_2023_04_03 | 2044 | O/CCGT - CH4 New | Crossload | Electricity | NY | Dispatch-Crossload | EmissionsCost | 0 | [6 empty] | 0.39012 | 0
LCP_Inputs_ON_Electric_2023_04_03 | 2044 | O/CCGT - CH4 New | Crossload | Electricity | NY | Dispatch-Crossload | FuelCost | 0 | [6 empty] | 0.39012 | 0
LCP_Inputs_ON_Electric_2023_04_03 | 2044 | O/CCGT - CH4 New | Crossload | Electricity | NY | Dispatch-Crossload | VOM | 0 | [6 empty] | 0.39012 | 0
LCP_Inputs_ON_Electric_2023_04_03 | 2044 | O/CCGT - CH4 New | Crossload | Electricity | ON | Dispatch-Crossload | EmissionsCost | 1534085.0461 | [6 empty] | 0.39012 | 598479.52
LCP_Inputs_ON_Electric_2023_04_03 | 2044 | O/CCGT - CH4 New | Crossload | Electricity | ON | Dispatch-Crossload | FuelCost | 0 | [6 empty] | 0.39012 | 0
LCP_Inputs_ON_Electric_2023_04_03 | 2044 | O/CCGT - CH4 New | Crossload | Electricity | ON | Dispatch-Crossload | VOM | 54577.2021 | [6 empty] | 0.39012 | 21291.7385
LCP_Inputs_ON_Electric_2023_04_03 | 2044 | O/CCGT - CH4 New | Crossload | Electricity | PJ | Dispatch-Crossload | EmissionsCost | 0 | [6 empty] | 0.39012 | 0
LCP_Inputs_ON_Electric_2023_04_03 | 2044 | O/CCGT - CH4 New | Crossload | Electricity | PJ | Dispatch-Crossload | FuelCost | 0 | [6 empty] | 0.39012 | 0
LCP_Inputs_ON_Electric_2023_04_03 | 2044 | O/CCGT - CH4 New | Crossload | Electricity | PJ | Dispatch-Crossload | VOM | 0 | [6 empty] | 0.39012 | 0
LCP_Inputs_ON_Electric_2023_04_03 | 2044 | O/CCGT - CH4 New | Crossload | Electricity | QC | Dispatch-Crossload | EmissionsCost | 0 | [6 empty] | 0.39012 | 0
LCP_Inputs_ON_Electric_2023_04_03 | 2044 | O/CCGT - CH4 New | Crossload | Electricity | QC | Dispatch-Crossload | FuelCost | 0 | [6 empty] | 0.39012 | 0
LCP_Inputs_ON_Electric_2023_04_03 | 2044 | O/CCGT - CH4 New | Crossload | Electricity | QC | Dispatch-Crossload | VOM | 0 | [6 empty] | 0.39012 | 0
LCP_Inputs_ON_Electric_2023_04_03 | 2044 | O/CCGT - CH4 New | Crossload | Electricity | WC | Dispatch-Crossload | EmissionsCost | 0 | [6 empty] | 0.39012 | 0
LCP_Inputs_ON_Electric_2023_04_03 | 2044 | O/CCGT - CH4 New | Crossload | Electricity | WC | Dispatch-Crossload | FuelCost | 0 | [6 empty] | 0.39012 | 0
LCP_Inputs_ON_Electric_2023_04_03 | 2044 | O/CCGT - CH4 New | Crossload | Electricity | WC | Dispatch-Crossload | VOM | 0 | [6 empty] | 0.39012 | 0
LCP_Inputs_ON_Electric_2023_04_03 | 2044 | O/CCGT - H2 New | Crossload | Electricity | MI | Dispatch-Crossload | EmissionsCost | 0 | [6 empty] | 0.39012 | 0
LCP_Inputs_ON_Electric_2023_04_03 | 2044 | O/CCGT - H2 New | Crossload | Electricity | MI | Dispatch-Crossload | FuelCost | 0 | [6 empty] | 0.39012 | 0
LCP_Inputs_ON_Electric_2023_04_03 | 2044 | O/CCGT - H2 New | Crossload | Electricity | MI | Dispatch-Crossload | VOM | 0 | [6 empty] | 0.39012 | 0
LCP_Inputs_ON_Electric_2023_04_03 | 2044 | O/CCGT - H2 New | Crossload | Electricity | NY | Dispatch-Crossload | EmissionsCost | 0 | [6 empty] | 0.39012 | 0
LCP_Inputs_ON_Electric_2023_04_03 | 2044 | O/CCGT - H2 New | Crossload | Electricity | NY | Dispatch-Crossload | FuelCost | 0 | [6 empty] | 0.39012 | 0
LCP_Inputs_ON_Electric_2023_04_03 | 2044 | O/CCGT - H2 New | Crossload | Electricity | NY | Dispatch-Crossload | VOM | 0 | [6 empty] | 0.39012 | 0
LCP_Inputs_ON_Electric_2023_04_03 | 2044 | O/CCGT - H2 New | Crossload | Electricity | ON | Dispatch-Crossload | EmissionsCost | 0 | [6 empty] | 0.39012 | 0
LCP_Inputs_ON_Electric_2023_04_03 | 2044 | O/CCGT - H2 New | Crossload | Electricity | ON | Dispatch-Crossload | FuelCost | 0 | [6 empty] | 0.39012 | 0
LCP_Inputs_ON_Electric_2023_04_03 | 2044 | O/CCGT - H2 New | Crossload | Electricity | ON | Dispatch-Crossload | VOM | 1434951.3085 | [6 empty] | 0.39012 | 559805.3201
LCP_Inputs_ON_Electric_2023_04_03 | 2044 | O/CCGT - H2 New | Crossload | Electricity | PJ | Dispatch-Crossload | EmissionsCost | 0 | [6 empty] | 0.39012 | 0
LCP_Inputs_ON_Electric_2023_04_03 | 2044 | O/CCGT - H2 New | Crossload | Electricity | PJ | Dispatch-Crossload | FuelCost | 0 | [6 empty] | 0.39012 | 0
LCP_Inputs_ON_Electric_2023_04_03 | 2044 | O/CCGT - H2 New | Crossload | Electricity | PJ | Dispatch-Crossload | VOM | 0 | [6 empty] | 0.39012 | 0
LCP_Inputs_ON_Electric_2023_04_03 | 2044 | O/CCGT - H2 New | Crossload | Electricity | QC | Dispatch-Crossload | EmissionsCost | 0 | [6 empty] | 0.39012 | 0
LCP_Inputs_ON_Electric_2023_04_03 | 2044 | O/CCGT - H2 New | Crossload | Electricity | QC | Dispatch-Crossload | FuelCost | 0 | [6 empty] | 0.39012 | 0
LCP_Inputs_ON_Electric_2023_04_03 | 2044 | O/CCGT - H2 New | Crossload | Electricity | QC | Dispatch-Crossload | VOM | 0 | [6 empty] | 0.39012 | 0
LCP_Inputs_ON_Electric_2023_04_03 | 2044 | O/CCGT - H2 New | Crossload | Electricity | WC | Dispatch-Crossload | EmissionsCost | 0 | [6 empty] | 0.39012 | 0
LCP_Inputs_ON_Electric_2023_04_03 | 2044 | O/CCGT - H2 New | Crossload | Electricity | WC | Dispatch-Crossload | FuelCost | 0 | [6 empty] | 0.39012 | 0
LCP_Inputs_ON_Electric_2023_04_03 | 2044 | O/CCGT - H2 New | Crossload | Electricity | WC | Dispatch-Crossload | VOM | 0 | [6 empty] | 0.39012 | 0
LCP_Inputs_ON_Electric_2023_04_03 | 2044 | SMR CCS | Crossload | Hydrogen | MI | Dispatch-Crossload | EmissionsCost | 0 | [6 empty] | 0.39012 | 0
LCP_Inputs_ON_Electric_2023_04_03 | 2044 | SMR CCS | Crossload | Hydrogen | MI | Dispatch-Crossload | FuelCost | 0 | [6 empty] | 0.39012 | 0
LCP_Inputs_ON_Electric_2023_04_03 | 2044 | SMR CCS | Crossload | Hydrogen | MI | Dispatch-Crossload | VOM | 0 | [6 empty] | 0.39012 | 0
LCP_Inputs_ON_Electric_2023_04_03 | 2044 | SMR CCS | Crossload | Hydrogen | NY | Dispatch-Crossload | EmissionsCost | 0 | [6 empty] | 0.39012 | 0
LCP_Inputs_ON_Electric_2023_04_03 | 2044 | SMR CCS | Crossload | Hydrogen | NY | Dispatch-Crossload | FuelCost | 0 | [6 empty] | 0.39012 | 0
LCP_Inputs_ON_Electric_2023_04_03 | 2044 | SMR CCS | Crossload | Hydrogen | NY | Dispatch-Crossload | VOM | 0 | [6 empty] | 0.39012 | 0
LCP_Inputs_ON_Electric_2023_04_03 | 2044 | SMR CCS | Crossload | Hydrogen | ON | Dispatch-Crossload | EmissionsCost | 201797912.0831 | [6 empty] | 0.39012 | 78725698.9814
LCP_Inputs_ON_Electric_2023_04_03 | 2044 | SMR CCS | Crossload | Hydrogen | ON | Dispatch-Crossload | FuelCost | 0 | [6 empty] | 0.39012 | 0
LCP_Inputs_ON_Electric_2023_04_03 | 2044 | SMR CCS | Crossload | Hydrogen | ON | Dispatch-Crossload | VOM | 235403659.388 | [6 empty] | 0.39012 | 91836022.6664
LCP_Inputs_ON_Electric_2023_04_03 | 2044 | SMR CCS | Crossload | Hydrogen | PJ | Dispatch-Crossload | EmissionsCost | 0 | [6 empty] | 0.39012 | 0
LCP_Inputs_ON_Electric_2023_04_03 | 2044 | SMR CCS | Crossload | Hydrogen | PJ | Dispatch-Crossload | FuelCost | 0 | [6 empty] | 0.39012 | 0
LCP_Inputs_ON_Electric_2023_04_03 | 2044 | SMR CCS | Crossload | Hydrogen | PJ | Dispatch-Crossload | VOM | 0 | [6 empty] | 0.39012 | 0
LCP_Inputs_ON_Electric_2023_04_03 | 2044 | SMR CCS | Crossload | Hydrogen | QC | Dispatch-Crossload | EmissionsCost | 0 | [6 empty] | 0.39012 | 0
LCP_Inputs_ON_Electric_2023_04_03 | 2044 | SMR CCS | Crossload | Hydrogen | QC | Dispatch-Crossload | FuelCost | 0 | [6 empty] | 0.39012 | 0
LCP_Inputs_ON_Electric_2023_04_03 | 2044 | SMR CCS | Crossload | Hydrogen | QC | Dispatch-Crossload | VOM | 0 | [6 empty] | 0.39012 | 0
LCP_Inputs_ON_Electric_2023_04_03 | 2044 | SMR CCS | Crossload | Hydrogen | WC | Dispatch-Crossload | EmissionsCost | 0 | [6 empty] | 0.39012 | 0
LCP_Inputs_ON_Electric_2023_04_03 | 2044 | SMR CCS | Crossload | Hydrogen | WC | Dispatch-Crossload | FuelCost | 0 | [6 empty] | 0.39012 | 0
LCP_Inputs_ON_Electric_2023_04_03 | 2044 | SMR CCS | Crossload | Hydrogen | WC | Dispatch-Crossload | VOM | 0 | [6 empty] | 0.39012 | 0
LCP_Inputs_ON_Electric_2023_04_03 | 2044 | Solar PV | Generation | Electricity | MI | Dispatch-Generation | EmissionsCost | 0 | [6 empty] | 0.39012 | 0
LCP_Inputs_ON_Electric_2023_04_03 | 2044 | Solar PV | Generation | Electricity | MI | Dispatch-Generation | FuelCost | 0 | [6 empty] | 0.39012 | 0
LCP_Inputs_ON_Electric_2023_04_03 | 2044 | Solar PV | Generation | Electricity | MI | Dispatch-Generation | VOM | 0 | [6 empty] | 0.39012 | 0
LCP_Inputs_ON_Electric_2023_04_03 | 2044 | Solar PV | Generation | Electricity | NY | Dispatch-Generation | EmissionsCost | 0 | [6 empty] | 0.39012 | 0
LCP_Inputs_ON_Electric_2023_04_03 | 2044 | Solar PV | Generation | Electricity | NY | Dispatch-Generation | FuelCost | 0 | [6 empty] | 0.39012 | 0
LCP_Inputs_ON_Electric_2023_04_03 | 2044 | Solar PV | Generation | Electricity | NY | Dispatch-Generation | VOM | 0 | [6 empty] | 0.39012 | 0
LCP_Inputs_ON_Electric_2023_04_03 | 2044 | Solar PV | Generation | Electricity | ON | Dispatch-Generation | EmissionsCost | 0 | [6 empty] | 0.39012 | 0
LCP_Inputs_ON_Electric_2023_04_03 | 2044 | Solar PV | Generation | Electricity | ON | Dispatch-Generation | FuelCost | 0 | [6 empty] | 0.39012 | 0
LCP_Inputs_ON_Electric_2023_04_03 | 2044 | Solar PV | Generation | Electricity | ON | Dispatch-Generation | VOM | 0 | [6 empty] | 0.39012 | 0
LCP_Inputs_ON_Electric_2023_04_03 | 2044 | Solar PV | Generation | Electricity | PJ | Dispatch-Generation | EmissionsCost | 0 | [6 empty] | 0.39012 | 0
LCP_Inputs_ON_Electric_2023_04_03 | 2044 | Solar PV | Generation | Electricity | PJ | Dispatch-Generation | FuelCost | 0 | [6 empty] | 0.39012 | 0
LCP_Inputs_ON_Electric_2023_04_03 | 2044 | Solar PV | Generation | Electricity | PJ | Dispatch-Generation | VOM | 0 | [6 empty] | 0.39012 | 0
LCP_Inputs_ON_Electric_2023_04_03 | 2044 | Solar PV | Generation | Electricity | QC | Dispatch-Generation | EmissionsCost | 0 | [6 empty] | 0.39012 | 0
LCP_Inputs_ON_Electric_2023_04_03 | 2044 | Solar PV | Generation | Electricity | QC | Dispatch-Generation | FuelCost | 0 | [6 empty] | 0.39012 | 0
LCP_Inputs_ON_Electric_2023_04_03 | 2044 | Solar PV | Generation | Electricity | QC | Dispatch-Generation | VOM | 0 | [6 empty] | 0.39012 | 0
LCP_Inputs_ON_Electric_2023_04_03 | 2044 | Solar PV | Generation | Electricity | WC | Dispatch-Generation | EmissionsCost | 0 | [6 empty] | 0.39012 | 0
LCP_Inputs_ON_Electric_2023_04_03 | 2044 | Solar PV | Generation | Electricity | WC | Dispatch-Generation | FuelCost | 0 | [6 empty] | 0.39012 | 0
LCP_Inputs_ON_Electric_2023_04_03 | 2044 | Solar PV | Generation | Electricity | WC | Dispatch-Generation | VOM | 0 | [6 empty] | 0.39012 | 0
LCP_Inputs_ON_Electric_2023_04_03 | 2044 | Wind Offshore | Generation | Electricity | MI | Dispatch-Generation | EmissionsCost | 0 | [6 empty] | 0.39012 | 0
LCP_Inputs_ON_Electric_2023_04_03 | 2044 | Wind Offshore | Generation | Electricity | MI | Dispatch-Generation | FuelCost | 0 | [6 empty] | 0.39012 | 0
LCP_Inputs_ON_Electric_2023_04_03 | 2044 | Wind Offshore | Generation | Electricity | MI | Dispatch-Generation | VOM | 0 | [6 empty] | 0.39012 | 0
LCP_Inputs_ON_Electric_2023_04_03 | 2044 | Wind Offshore | Generation | Electricity | NY | Dispatch-Generation | EmissionsCost | 0 | [6 empty] | 0.39012 | 0
LCP_Inputs_ON_Electric_2023_04_03 | 2044 | Wind Offshore | Generation | Electricity | NY | Dispatch-Generation | FuelCost | 0 | [6 empty] | 0.39012 | 0
LCP_Inputs_ON_Electric_2023_04_03 | 2044 | Wind Offshore | Generation | Electricity | NY | Dispatch-Generation | VOM | 0 | [6 empty] | 0.39012 | 0
LCP_Inputs_ON_Electric_2023_04_03 | 2044 | Wind Offshore | Generation | Electricity | ON | Dispatch-Generation | EmissionsCost | 0 | [6 empty] | 0.39012 | 0
LCP_Inputs_ON_Electric_2023_04_03 | 2044 | Wind Offshore | Generation | Electricity | ON | Dispatch-Generation | FuelCost | 0 | [6 empty] | 0.39012 | 0
LCP_Inputs_ON_Electric_2023_04_03 | 2044 | Wind Offshore | Generation | Electricity | ON | Dispatch-Generation | VOM | 0 | [6 empty] | 0.39012 | 0
LCP_Inputs_ON_Electric_2023_04_03 | 2044 | Wind Offshore | Generation | Electricity | PJ | Dispatch-Generation | EmissionsCost | 0 | [6 empty] | 0.39012 | 0
LCP_Inputs_ON_Electric_2023_04_03 | 2044 | Wind Offshore | Generation | Electricity | PJ | Dispatch-Generation | FuelCost | 0 | [6 empty] | 0.39012 | 0
LCP_Inputs_ON_Electric_2023_04_03 | 2044 | Wind Offshore | Generation | Electricity | PJ | Dispatch-Generation | VOM | 0 | [6 empty] | 0.39012 | 0
LCP_Inputs_ON_Electric_2023_04_03 | 2044 | Wind Offshore | Generation | Electricity | QC | Dispatch-Generation | EmissionsCost | 0 | [6 empty] | 0.39012 | 0
LCP_Inputs_ON_Electric_2023_04_03 | 2044 | Wind Offshore | Generation | Electricity | QC | Dispatch-Generation | FuelCost | 0 | [6 empty] | 0.39012 | 0
LCP_Inputs_ON_Electric_2023_04_03 | 2044 | Wind Offshore | Generation | Electricity | QC | Dispatch-Generation | VOM | 0 | [6 empty] | 0.39012 | 0
LCP_Inputs_ON_Electric_2023_04_03 | 2044 | Wind Offshore | Generation | Electricity | WC | Dispatch-Generation | EmissionsCost | 0 | [6 empty] | 0.39012 | 0
LCP_Inputs_ON_Electric_2023_04_03 | 2044 | Wind Offshore | Generation | Electricity | WC | Dispatch-Generation | FuelCost | 0 | [6 empty] | 0.39012 | 0
LCP_Inputs_ON_Electric_2023_04_03 | 2044 | Wind Offshore | Generation | Electricity | WC | Dispatch-Generation | VOM | 0 | [6 empty] | 0.39012 | 0
LCP_Inputs_ON_Electric_2023_04_03 | 2044 | Wind Onshore | Generation | Electricity | MI | Dispatch-Generation | EmissionsCost | 0 | [6 empty] | 0.39012 | 0
LCP_Inputs_ON_Electric_2023_04_03 | 2044 | Wind Onshore | Generation | Electricity | MI | Dispatch-Generation | FuelCost | 0 | [6 empty] | 0.39012 | 0
LCP_Inputs_ON_Electric_2023_04_03 | 2044 | Wind Onshore | Generation | Electricity | MI | Dispatch-Generation | VOM | 0 | [6 empty] | 0.39012 | 0
LCP_Inputs_ON_Electric_2023_04_03 | 2044 | Wind Onshore | Generation | Electricity | NY | Dispatch-Generation | EmissionsCost | 0 | [6 empty] | 0.39012 | 0
LCP_Inputs_ON_Electric_2023_04_03 | 2044 | Wind Onshore | Generation | Electricity | NY | Dispatch-Generation | FuelCost | 0 | [6 empty] | 0.39012 | 0
LCP_Inputs_ON_Electric_2023_04_03 | 2044 | Wind Onshore | Generation | Electricity | NY | Dispatch-Generation | VOM | 0 | [6 empty] | 0.39012 | 0
LCP_Inputs_ON_Electric_2023_04_03 | 2044 | Wind Onshore | Generation | Electricity | ON | Dispatch-Generation | EmissionsCost | 0 | [6 empty] | 0.39012 | 0
LCP_Inputs_ON_Electric_2023_04_03 | 2044 | Wind Onshore | Generation | Electricity | ON | Dispatch-Generation | FuelCost | 0 | [6 empty] | 0.39012 | 0
LCP_Inputs_ON_Electric_2023_04_03 | 2044 | Wind Onshore | Generation | Electricity | ON | Dispatch-Generation | VOM | 0 | [6 empty] | 0.39012 | 0
LCP_Inputs_ON_Electric_2023_04_03 | 2044 | Wind Onshore | Generation | Electricity | PJ | Dispatch-Generation | EmissionsCost | 0 | [6 empty] | 0.39012 | 0
LCP_Inputs_ON_Electric_2023_04_03 | 2044 | Wind Onshore | Generation | Electricity | PJ | Dispatch-Generation | FuelCost | 0 | [6 empty] | 0.39012 | 0
LCP_Inputs_ON_Electric_2023_04_03 | 2044 | Wind Onshore | Generation | Electricity | PJ | Dispatch-Generation | VOM | 0 | [6 empty] | 0.39012 | 0
LCP_Inputs_ON_Electric_2023_04_03 | 2044 | Wind Onshore | Generation | Electricity | QC | Dispatch-Generation | EmissionsCost | 0 | [6 empty] | 0.39012 | 0
LCP_Inputs_ON_Electric_2023_04_03 | 2044 | Wind Onshore | Generation | Electricity | QC | Dispatch-Generation | FuelCost | 0 | [6 empty] | 0.39012 | 0
LCP_Inputs_ON_Electric_2023_04_03 | 2044 | Wind Onshore | Generation | Electricity | QC | Dispatch-Generation | VOM | 0 | [6 empty] | 0.39012 | 0
LCP_Inputs_ON_Electric_2023_04_03 | 2044 | Wind Onshore | Generation | Electricity | WC | Dispatch-Generation | EmissionsCost | 0 | [6 empty] | 0.39012 | 0
LCP_Inputs_ON_Electric_2023_04_03 | 2044 | Wind Onshore | Generation | Electricity | WC | Dispatch-Generation | FuelCost | 0 | [6 empty] | 0.39012 | 0
LCP_Inputs_ON_Electric_2023_04_03 | 2044 | Wind Onshore | Generation | Electricity | WC | Dispatch-Generation | VOM | 0 | [6 empty] | 0.39012 | 0
LCP_Inputs_ON_Electric_2023_04_03 | 2045 | Anaerobic Digestion | Generation | Methane | MI | Dispatch-Generation | EmissionsCost | 0 | [6 empty] | 0.37512 | 0
LCP_Inputs_ON_Electric_2023_04_03 | 2045 | Anaerobic Digestion | Generation | Methane | MI | Dispatch-Generation | FuelCost | 0 | [6 empty] | 0.37512 | 0
LCP_Inputs_ON_Electric_2023_04_03 | 2045 | Anaerobic Digestion | Generation | Methane | MI | Dispatch-Generation | VOM | 0 | [6 empty] | 0.37512 | 0
LCP_Inputs_ON_Electric_2023_04_03 | 2045 | Anaerobic Digestion | Generation | Methane | NY | Dispatch-Generation | EmissionsCost | 0 | [6 empty] | 0.37512 | 0
LCP_Inputs_ON_Electric_2023_04_03 | 2045 | Anaerobic Digestion | Generation | Methane | NY | Dispatch-Generation | FuelCost | 0 | [6 empty] | 0.37512 | 0
LCP_Inputs_ON_Electric_2023_04_03 | 2045 | Anaerobic Digestion | Generation | Methane | NY | Dispatch-Generation | VOM | 0 | [6 empty] | 0.37512 | 0
LCP_Inputs_ON_Electric_2023_04_03 | 2045 | Anaerobic Digestion | Generation | Methane | ON | Dispatch-Generation | EmissionsCost | 4244873.9669 | [6 empty] | 0.37512 | 1592323.5484
LCP_Inputs_ON_Electric_2023_04_03 | 2045 | Anaerobic Digestion | Generation | Methane | ON | Dispatch-Generation | FuelCost | 0 | [6 empty] | 0.37512 | 0
LCP_Inputs_ON_Electric_2023_04_03 | 2045 | Anaerobic Digestion | Generation | Methane | ON | Dispatch-Generation | VOM | 1125040000 | [6 empty] | 0.37512 | 422021407.2078
LCP_Inputs_ON_Electric_2023_04_03 | 2045 | Anaerobic Digestion | Generation | Methane | PJ | Dispatch-Generation | EmissionsCost | 0 | [6 empty] | 0.37512 | 0
LCP_Inputs_ON_Electric_2023_04_03 | 2045 | Anaerobic Digestion | Generation | Methane | PJ | Dispatch-Generation | FuelCost | 0 | [6 empty] | 0.37512 | 0
LCP_Inputs_ON_Electric_2023_04_03 | 2045 | Anaerobic Digestion | Generation | Methane | PJ | Dispatch-Generation | VOM | 0 | [6 empty] | 0.37512 | 0
LCP_Inputs_ON_Electric_2023_04_03 | 2045 | Anaerobic Digestion | Generation | Methane | QC | Dispatch-Generation | EmissionsCost | 0 | [6 empty] | 0.37512 | 0
LCP_Inputs_ON_Electric_2023_04_03 | 2045 | Anaerobic Digestion | Generation | Methane | QC | Dispatch-Generation | FuelCost | 0 | [6 empty] | 0.37512 | 0
LCP_Inputs_ON_Electric_2023_04_03 | 2045 | Anaerobic Digestion | Generation | Methane | QC | Dispatch-Generation | VOM | 0 | [6 empty] | 0.37512 | 0
LCP_Inputs_ON_Electric_2023_04_03 | 2045 | Anaerobic Digestion | Generation | Methane | WC | Dispatch-Generation | EmissionsCost | 0 | [6 empty] | 0.37512 | 0
LCP_Inputs_ON_Electric_2023_04_03 | 2045 | Anaerobic Digestion | Generation | Methane | WC | Dispatch-Generation | FuelCost | 0 | [6 empty] | 0.37512 | 0
LCP_Inputs_ON_Electric_2023_04_03 | 2045 | Anaerobic Digestion | Generation | Methane | WC | Dispatch-Generation | VOM | 0 | [6 empty] | 0.37512 | 0
LCP_Inputs_ON_Electric_2023_04_03 | 2045 | Battery Storage | Storage | Electricity | MI | Dispatch-Storage | EmissionsCost | 0 | [6 empty] | 0.37512 | 0
LCP_Inputs_ON_Electric_2023_04_03 | 2045 | Battery Storage | Storage | Electricity | MI | Dispatch-Storage | FuelCost | 0 | [6 empty] | 0.37512 | 0
LCP_Inputs_ON_Electric_2023_04_03 | 2045 | Battery Storage | Storage | Electricity | MI | Dispatch-Storage | VOM | 0 | [6 empty] | 0.37512 | 0
LCP_Inputs_ON_Electric_2023_04_03 | 2045 | Battery Storage | Storage | Electricity | NY | Dispatch-Storage | EmissionsCost | 0 | [6 empty] | 0.37512 | 0
LCP_Inputs_ON_Electric_2023_04_03 | 2045 | Battery Storage | Storage | Electricity | NY | Dispatch-Storage | FuelCost | 0 | [6 empty] | 0.37512 | 0
LCP_Inputs_ON_Electric_2023_04_03 | 2045 | Battery Storage | Storage | Electricity | NY | Dispatch-Storage | VOM | 0 | [6 empty] | 0.37512 | 0
LCP_Inputs_ON_Electric_2023_04_03 | 2045 | Battery Storage | Storage | Electricity | ON | Dispatch-Storage | EmissionsCost | 0 | [6 empty] | 0.37512 | 0
LCP_Inputs_ON_Electric_2023_04_03 | 2045 | Battery Storage | Storage | Electricity | ON | Dispatch-Storage | FuelCost | 0 | [6 empty] | 0.37512 | 0
LCP_Inputs_ON_Electric_2023_04_03 | 2045 | Battery Storage | Storage | Electricity | ON | Dispatch-Storage | VOM | 0 | [6 empty] | 0.37512 | 0
LCP_Inputs_ON_Electric_2023_04_03 | 2045 | Battery Storage | Storage | Electricity | PJ | Dispatch-Storage | EmissionsCost | 0 | [6 empty] | 0.37512 | 0
LCP_Inputs_ON_Electric_2023_04_03 | 2045 | Battery Storage | Storage | Electricity | PJ | Dispatch-Storage | FuelCost | 0 | [6 empty] | 0.37512 | 0
LCP_Inputs_ON_Electric_2023_04_03 | 2045 | Battery Storage | Storage | Electricity | PJ | Dispatch-Storage | VOM | 0 | [6 empty] | 0.37512 | 0
LCP_Inputs_ON_Electric_2023_04_03 | 2045 | Battery Storage | Storage | Electricity | QC | Dispatch-Storage | EmissionsCost | 0 | [6 empty] | 0.37512 | 0
LCP_Inputs_ON_Electric_2023_04_03 | 2045 | Battery Storage | Storage | Electricity | QC | Dispatch-Storage | FuelCost | 0 | [6 empty] | 0.37512 | 0
LCP_Inputs_ON_Electric_2023_04_03 | 2045 | Battery Storage | Storage | Electricity | QC | Dispatch-Storage | VOM | 0 | [6 empty] | 0.37512 | 0
LCP_Inputs_ON_Electric_2023_04_03 | 2045 | Battery Storage | Storage | Electricity | WC | Dispatch-Storage | EmissionsCost | 0 | [6 empty] | 0.37512 | 0
LCP_Inputs_ON_Electric_2023_04_03 | 2045 | Battery Storage | Storage | Electricity | WC | Dispatch-Storage | FuelCost | 0 | [6 empty] | 0.37512 | 0
LCP_Inputs_ON_Electric_2023_04_03 | 2045 | Battery Storage | Storage | Electricity | WC | Dispatch-Storage | VOM | 0 | [6 empty] | 0.37512 | 0
LCP_Inputs_ON_Electric_2023_04_03 | 2045 | Biomass | Generation | Electricity | MI | Dispatch-Generation | EmissionsCost | 0 | [6 empty] | 0.37512 | 0
LCP_Inputs_ON_Electric_2023_04_03 | 2045 | Biomass | Generation | Electricity | MI | Dispatch-Generation | FuelCost | 0 | [6 empty] | 0.37512 | 0
LCP_Inputs_ON_Electric_2023_04_03 | 2045 | Biomass | Generation | Electricity | MI | Dispatch-Generation | VOM | 0 | [6 empty] | 0.37512 | 0
LCP_Inputs_ON_Electric_2023_04_03 | 2045 | Biomass | Generation | Electricity | NY | Dispatch-Generation | EmissionsCost | 0 | [6 empty] | 0.37512 | 0
LCP_Inputs_ON_Electric_2023_04_03 | 2045 | Biomass | Generation | Electricity | NY | Dispatch-Generation | FuelCost | 0 | [6 empty] | 0.37512 | 0
LCP_Inputs_ON_Electric_2023_04_03 | 2045 | Biomass | Generation | Electricity | NY | Dispatch-Generation | VOM | 0 | [6 empty] | 0.37512 | 0
LCP_Inputs_ON_Electric_2023_04_03 | 2045 | Biomass | Generation | Electricity | ON | Dispatch-Generation | EmissionsCost | 0 | [6 empty] | 0.37512 | 0
LCP_Inputs_ON_Electric_2023_04_03 | 2045 | Biomass | Generation | Electricity | ON | Dispatch-Generation | FuelCost | 2449112.7273 | [6 empty] | 0.37512 | 918703.3346
LCP_Inputs_ON_Electric_2023_04_03 | 2045 | Biomass | Generation | Electricity | ON | Dispatch-Generation | VOM | 31430.28 | [6 empty] | 0.37512 | 11790.0261
LCP_Inputs_ON_Electric_2023_04_03 | 2045 | Biomass | Generation | Electricity | PJ | Dispatch-Generation | EmissionsCost | 0 | [6 empty] | 0.37512 | 0
LCP_Inputs_ON_Electric_2023_04_03 | 2045 | Biomass | Generation | Electricity | PJ | Dispatch-Generation | FuelCost | 0 | [6 empty] | 0.37512 | 0
LCP_Inputs_ON_Electric_2023_04_03 | 2045 | Biomass | Generation | Electricity | PJ | Dispatch-Generation | VOM | 0 | [6 empty] | 0.37512 | 0
LCP_Inputs_ON_Electric_2023_04_03 | 2045 | Biomass | Generation | Electricity | QC | Dispatch-Generation | EmissionsCost | 0 | [6 empty] | 0.37512 | 0
LCP_Inputs_ON_Electric_2023_04_03 | 2045 | Biomass | Generation | Electricity | QC | Dispatch-Generation | FuelCost | 122553.4753 | [6 empty] | 0.37512 | 45971.8677
LCP_Inputs_ON_Electric_2023_04_03 | 2045 | Biomass | Generation | Electricity | QC | Dispatch-Generation | VOM | 1572.7696 | [6 empty] | 0.37512 | 589.9723
LCP_Inputs_ON_Electric_2023_04_03 | 2045 | Biomass | Generation | Electricity | WC | Dispatch-Generation | EmissionsCost | 0 | [6 empty] | 0.37512 | 0
LCP_Inputs_ON_Electric_2023_04_03 | 2045 | Biomass | Generation | Electricity | WC | Dispatch-Generation | FuelCost | 0 | [6 empty] | 0.37512 | 0
LCP_Inputs_ON_Electric_2023_04_03 | 2045 | Biomass | Generation | Electricity | WC | Dispatch-Generation | VOM | 0 | [6 empty] | 0.37512 | 0
LCP_Inputs_ON_Electric_2023_04_03 | 2045 | Biomass + CCS | Generation | Electricity | MI | Dispatch-Generation | EmissionsCost | 0 | [6 empty] | 0.37512 | 0
LCP_Inputs_ON_Electric_2023_04_03 | 2045 | Biomass + CCS | Generation | Electricity | MI | Dispatch-Generation | FuelCost | 0 | [6 empty] | 0.37512 | 0
LCP_Inputs_ON_Electric_2023_04_03 | 2045 | Biomass + CCS | Generation | Electricity | MI | Dispatch-Generation | VOM | 0 | [6 empty] | 0.37512 | 0
LCP_Inputs_ON_Electric_2023_04_03 | 2045 | Biomass + CCS | Generation | Electricity | NY | Dispatch-Generation | EmissionsCost | 0 | [6 empty] | 0.37512 | 0
LCP_Inputs_ON_Electric_2023_04_03 | 2045 | Biomass + CCS | Generation | Electricity | NY | Dispatch-Generation | FuelCost | 0 | [6 empty] | 0.37512 | 0
LCP_Inputs_ON_Electric_2023_04_03 | 2045 | Biomass + CCS | Generation | Electricity | NY | Dispatch-Generation | VOM | 0 | [6 empty] | 0.37512 | 0
LCP_Inputs_ON_Electric_2023_04_03 | 2045 | Biomass + CCS | Generation | Electricity | ON | Dispatch-Generation | EmissionsCost | -566815549.8142 | [6 empty] | 0.37512 | -212622036.5141
LCP_Inputs_ON_Electric_2023_04_03 | 2045 | Biomass + CCS | Generation | Electricity | ON | Dispatch-Generation | FuelCost | 456060730.9091 | [6 empty] | 0.37512 | 171076043.0122
LCP_Inputs_ON_Electric_2023_04_03 | 2045 | Biomass + CCS | Generation | Electricity | ON | Dispatch-Generation | VOM | 3546136.7278 | [6 empty] | 0.37512 | 1330215.4697
LCP_Inputs_ON_Electric_2023_04_03 | 2045 | Biomass + CCS | Generation | Electricity | PJ | Dispatch-Generation | EmissionsCost | 0 | [6 empty] | 0.37512 | 0
LCP_Inputs_ON_Electric_2023_04_03 | 2045 | Biomass + CCS | Generation | Electricity | PJ | Dispatch-Generation | FuelCost | 0 | [6 empty] | 0.37512 | 0
LCP_Inputs_ON_Electric_2023_04_03 | 2045 | Biomass + CCS | Generation | Electricity | PJ | Dispatch-Generation | VOM | 0 | [6 empty] | 0.37512 | 0
LCP_Inputs_ON_Electric_2023_04_03 | 2045 | Biomass + CCS | Generation | Electricity | QC | Dispatch-Generation | EmissionsCost | 0 | [6 empty] | 0.37512 | 0
LCP_Inputs_ON_Electric_2023_04_03 | 2045 | Biomass + CCS | Generation | Electricity | QC | Dispatch-Generation | FuelCost | 0 | [6 empty] | 0.37512 | 0
LCP_Inputs_ON_Electric_2023_04_03 | 2045 | Biomass + CCS | Generation | Electricity | QC | Dispatch-Generation | VOM | 0 | [6 empty] | 0.37512 | 0
LCP_Inputs_ON_Electric_2023_04_03 | 2045 | Biomass + CCS | Generation | Electricity | WC | Dispatch-Generation | EmissionsCost | 0 | [6 empty] | 0.37512 | 0
LCP_Inputs_ON_Electric_2023_04_03 | 2045 | Biomass + CCS | Generation | Electricity | WC | Dispatch-Generation | FuelCost | 0 | [6 empty] | 0.37512 | 0
LCP_Inputs_ON_Electric_2023_04_03 | 2045 | Biomass + CCS | Generation | Electricity | WC | Dispatch-Generation | VOM | 0 | [6 empty] | 0.37512 | 0
LCP_Inputs_ON_Electric_2023_04_03 | 2045 | CH4 + CCS | Generation | Methane | MI | Dispatch-Generation | EmissionsCost | 0 | [6 empty] | 0.37512 | 0
LCP_Inputs_ON_Electric_2023_04_03 | 2045 | CH4 + CCS | Generation | Methane | MI | Dispatch-Generation | FuelCost | 0 | [6 empty] | 0.37512 | 0
LCP_Inputs_ON_Electric_2023_04_03 | 2045 | CH4 + CCS | Generation | Methane | MI | Dispatch-Generation | VOM | 0 | [6 empty] | 0.37512 | 0
LCP_Inputs_ON_Electric_2023_04_03 | 2045 | CH4 + CCS | Generation | Methane | NY | Dispatch-Generation | EmissionsCost | 0 | [6 empty] | 0.37512 | 0
LCP_Inputs_ON_Electric_2023_04_03 | 2045 | CH4 + CCS | Generation | Methane | NY | Dispatch-Generation | FuelCost | 0 | [6 empty] | 0.37512 | 0
LCP_Inputs_ON_Electric_2023_04_03 | 2045 | CH4 + CCS | Generation | Methane | NY | Dispatch-Generation | VOM | 0 | [6 empty] | 0.37512 | 0
LCP_Inputs_ON_Electric_2023_04_03 | 2045 | CH4 + CCS | Generation | Methane | ON | Dispatch-Generation | EmissionsCost | 84395478.3721 | [6 empty] | 0.37512 | 31658161.9716
LCP_Inputs_ON_Electric_2023_04_03 | 2045 | CH4 + CCS | Generation | Methane | ON | Dispatch-Generation | FuelCost | 271488076.3116 | [6 empty] | 0.37512 | 101839739.0361
LCP_Inputs_ON_Electric_2023_04_03 | 2045 | CH4 + CCS | Generation | Methane | ON | Dispatch-Generation | VOM | 25812098.3333 | [6 empty] | 0.37512 | 9682551.7863
LCP_Inputs_ON_Electric_2023_04_03 | 2045 | CH4 + CCS | Generation | Methane | PJ | Dispatch-Generation | EmissionsCost | 0 | [6 empty] | 0.37512 | 0
LCP_Inputs_ON_Electric_2023_04_03 | 2045 | CH4 + CCS | Generation | Methane | PJ | Dispatch-Generation | FuelCost | 0 | [6 empty] | 0.37512 | 0
LCP_Inputs_ON_Electric_2023_04_03 | 2045 | CH4 + CCS | Generation | Methane | PJ | Dispatch-Generation | VOM | 0 | [6 empty] | 0.37512 | 0
LCP_Inputs_ON_Electric_2023_04_03 | 2045 | CH4 + CCS | Generation | Methane | QC | Dispatch-Generation | EmissionsCost | 0 | [6 empty] | 0.37512 | 0
LCP_Inputs_ON_Electric_2023_04_03 | 2045 | CH4 + CCS | Generation | Methane | QC | Dispatch-Generation | FuelCost | 0 | [6 empty] | 0.37512 | 0
LCP_Inputs_ON_Electric_2023_04_03 | 2045 | CH4 + CCS | Generation | Methane | QC | Dispatch-Generation | VOM | 0 | [6 empty] | 0.37512 | 0
LCP_Inputs_ON_Electric_2023_04_03 | 2045 | CH4 + CCS | Generation | Methane | WC | Dispatch-Generation | EmissionsCost | 0 | [6 empty] | 0.37512 | 0
LCP_Inputs_ON_Electric_2023_04_03 | 2045 | CH4 + CCS | Generation | Methane | WC | Dispatch-Generation | FuelCost | 0 | [6 empty] | 0.37512 | 0
LCP_Inputs_ON_Electric_2023_04_03 | 2045 | CH4 + CCS | Generation | Methane | WC | Dispatch-Generation | VOM | 0 | [6 empty] | 0.37512 | 0
LCP_Inputs_ON_Electric_2023_04_03 | 2045 | CH4 Import - NY 2020 | Import | Methane | MI | Dispatch-Import | EmissionsCost | 0 | [6 empty] | 0.37512 | 0
LCP_Inputs_ON_Electric_2023_04_03 | 2045 | CH4 Import - NY 2020 | Import | Methane | MI | Dispatch-Import | FuelCost | 0 | [6 empty] | 0.37512 | 0
LCP_Inputs_ON_Electric_2023_04_03 | 2045 | CH4 Import - NY 2020 | Import | Methane | MI | Dispatch-Import | VOM | 0 | [6 empty] | 0.37512 | 0
LCP_Inputs_ON_Electric_2023_04_03 | 2045 | CH4 Import - NY 2020 | Import | Methane | NY | Dispatch-Import | EmissionsCost | 0 | [6 empty] | 0.37512 | 0
LCP_Inputs_ON_Electric_2023_04_03 | 2045 | CH4 Import - NY 2020 | Import | Methane | NY | Dispatch-Import | FuelCost | 0 | [6 empty] | 0.37512 | 0
LCP_Inputs_ON_Electric_2023_04_03 | 2045 | CH4 Import - NY 2020 | Import | Methane | NY | Dispatch-Import | VOM | 0 | [6 empty] | 0.37512 | 0
LCP_Inputs_ON_Electric_2023_04_03 | 2045 | CH4 Import - NY 2020 | Import | Methane | ON | Dispatch-Import | EmissionsCost | 0 | [6 empty] | 0.37512 | 0
LCP_Inputs_ON_Electric_2023_04_03 | 2045 | CH4 Import - NY 2020 | Import | Methane | ON | Dispatch-Import | FuelCost | 0 | [6 empty] | 0.37512 | 0
LCP_Inputs_ON_Electric_2023_04_03 | 2045 | CH4 Import - NY 2020 | Import | Methane | ON | Dispatch-Import | VOM | 0 | [6 empty] | 0.37512 | 0
LCP_Inputs_ON_Electric_2023_04_03 | 2045 | CH4 Import - NY 2020 | Import | Methane | PJ | Dispatch-Import | EmissionsCost | 0 | [6 empty] | 0.37512 | 0
LCP_Inputs_ON_Electric_2023_04_03 | 2045 | CH4 Import - NY 2020 | Import | Methane | PJ | Dispatch-Import | FuelCost | 0 | [6 empty] | 0.37512 | 0
LCP_Inputs_ON_Electric_2023_04_03 | 2045 | CH4 Import - NY 2020 | Import | Methane | PJ | Dispatch-Import | VOM | 0 | [6 empty] | 0.37512 | 0
LCP_Inputs_ON_Electric_2023_04_03 | 2045 | CH4 Import - NY 2020 | Import | Methane | QC | Dispatch-Import | EmissionsCost | 0 | [6 empty] | 0.37512 | 0
LCP_Inputs_ON_Electric_2023_04_03 | 2045 | CH4 Import - NY 2020 | Import | Methane | QC | Dispatch-Import | FuelCost | 0 | [6 empty] | 0.37512 | 0
LCP_Inputs_ON_Electric_2023_04_03 | 2045 | CH4 Import - NY 2020 | Import | Methane | QC | Dispatch-Import | VOM | 0 | [6 empty] | 0.37512 | 0
LCP_Inputs_ON_Electric_2023_04_03 | 2045 | CH4 Import - NY 2020 | Import | Methane | WC | Dispatch-Import | EmissionsCost | 0 | [6 empty] | 0.37512 | 0
LCP_Inputs_ON_Electric_2023_04_03 | 2045 | CH4 Import - NY 2020 | Import | Methane | WC | Dispatch-Import | FuelCost | 0 | [6 empty] | 0.37512 | 0
LCP_Inputs_ON_Electric_2023_04_03 | 2045 | CH4 Import - NY 2020 | Import | Methane | WC | Dispatch-Import | VOM | 0 | [6 empty] | 0.37512 | 0
LCP_Inputs_ON_Electric_2023_04_03 | 2045 | CH4 Import - NY 2030 | Import | Methane | MI | Dispatch-Import | EmissionsCost | 0 | [6 empty] | 0.37512 | 0
LCP_Inputs_ON_Electric_2023_04_03 | 2045 | CH4 Import - NY 2030 | Import | Methane | MI | Dispatch-Import | FuelCost | 0 | [6 empty] | 0.37512 | 0
LCP_Inputs_ON_Electric_2023_04_03 | 2045 | CH4 Import - NY 2030 | Import | Methane | MI | Dispatch-Import | VOM | 0 | [6 empty] | 0.37512 | 0
LCP_Inputs_ON_Electric_2023_04_03 | 2045 | CH4 Import - NY 2030 | Import | Methane | NY | Dispatch-Import | EmissionsCost | 0 | [6 empty] | 0.37512 | 0
LCP_Inputs_ON_Electric_2023_04_03 | 2045 | CH4 Import - NY 2030 | Import | Methane | NY | Dispatch-Import | FuelCost | 0 | [6 empty] | 0.37512 | 0
LCP_Inputs_ON_Electric_2023_04_03 | 2045 | CH4 Import - NY 2030 | Import | Methane | NY | Dispatch-Import | VOM | 0 | [6 empty] | 0.37512 | 0
LCP_Inputs_ON_Electric_2023_04_03 | 2045 | CH4 Import - NY 2030 | Import | Methane | ON | Dispatch-Import | EmissionsCost | 0 | [6 empty] | 0.37512 | 0
LCP_Inputs_ON_Electric_2023_04_03 | 2045 | CH4 Import - NY 2030 | Import | Methane | ON | Dispatch-Import | FuelCost | 0 | [6 empty] | 0.37512 | 0
LCP_Inputs_ON_Electric_2023_04_03 | 2045 | CH4 Import - NY 2030 | Import | Methane | ON | Dispatch-Import | VOM | 0 | [6 empty] | 0.37512 | 0
LCP_Inputs_ON_Electric_2023_04_03 | 2045 | CH4 Import - NY 2030 | Import | Methane | PJ | Dispatch-Import | EmissionsCost | 0 | [6 empty] | 0.37512 | 0
LCP_Inputs_ON_Electric_2023_04_03 | 2045 | CH4 Import - NY 2030 | Import | Methane | PJ | Dispatch-Import | FuelCost | 0 | [6 empty] | 0.37512 | 0
LCP_Inputs_ON_Electric_2023_04_03 | 2045 | CH4 Import - NY 2030 | Import | Methane | PJ | Dispatch-Import | VOM | 0 | [6 empty] | 0.37512 | 0
LCP_Inputs_ON_Electric_2023_04_03 | 2045 | CH4 Import - NY 2030 | Import | Methane | QC | Dispatch-Import | EmissionsCost | 0 | [6 empty] | 0.37512 | 0
LCP_Inputs_ON_Electric_2023_04_03 | 2045 | CH4 Import - NY 2030 | Import | Methane | QC | Dispatch-Import | FuelCost | 0 | [6 empty] | 0.37512 | 0
LCP_Inputs_ON_Electric_2023_04_03 | 2045 | CH4 Import - NY 2030 | Import | Methane | QC | Dispatch-Import | VOM | 0 | [6 empty] | 0.37512 | 0
LCP_Inputs_ON_Electric_2023_04_03 | 2045 | CH4 Import - NY 2030 | Import | Methane | WC | Dispatch-Import | EmissionsCost | 0 | [6 empty] | 0.37512 | 0
LCP_Inputs_ON_Electric_2023_04_03 | 2045 | CH4 Import - NY 2030 | Import | Methane | WC | Dispatch-Import | FuelCost | 0 | [6 empty] | 0.37512 | 0
LCP_Inputs_ON_Electric_2023_04_03 | 2045 | CH4 Import - NY 2030 | Import | Methane | WC | Dispatch-Import | VOM | 0 | [6 empty] | 0.37512 | 0
LCP_Inputs_ON_Electric_2023_04_03 | 2045 | CH4 Import - NY 2040 | Import | Methane | MI | Dispatch-Import | EmissionsCost | 0 | [6 empty] | 0.37512 | 0
LCP_Inputs_ON_Electric_2023_04_03 | 2045 | CH4 Import - NY 2040 | Import | Methane | MI | Dispatch-Import | FuelCost | 0 | [6 empty] | 0.37512 | 0
LCP_Inputs_ON_Electric_2023_04_03 | 2045 | CH4 Import - NY 2040 | Import | Methane | MI | Dispatch-Import | VOM | 0 | [6 empty] | 0.37512 | 0
LCP_Inputs_ON_Electric_2023_04_03 | 2045 | CH4 Import - NY 2040 | Import | Methane | NY | Dispatch-Import | EmissionsCost | 2422180073.5024 | [6 empty] | 0.37512 | 908600443.6555
LCP_Inputs_ON_Electric_2023_04_03 | 2045 | CH4 Import - NY 2040 | Import | Methane | NY | Dispatch-Import | FuelCost | 758346581.876 | [6 empty] | 0.37512 | 284468544.7935
LCP_Inputs_ON_Electric_2023_04_03 | 2045 | CH4 Import - NY 2040 | Import | Methane | NY | Dispatch-Import | VOM | 0 | [6 empty] | 0.37512 | 0
LCP_Inputs_ON_Electric_2023_04_03 | 2045 | CH4 Import - NY 2040 | Import | Methane | ON | Dispatch-Import | EmissionsCost | 0 | [6 empty] | 0.37512 | 0
LCP_Inputs_ON_Electric_2023_04_03 | 2045 | CH4 Import - NY 2040 | Import | Methane | ON | Dispatch-Import | FuelCost | 0 | [6 empty] | 0.37512 | 0
LCP_Inputs_ON_Electric_2023_04_03 | 2045 | CH4 Import - NY 2040 | Import | Methane | ON | Dispatch-Import | VOM | 0 | [6 empty] | 0.37512 | 0
LCP_Inputs_ON_Electric_2023_04_03 | 2045 | CH4 Import - NY 2040 | Import | Methane | PJ | Dispatch-Import | EmissionsCost | 0 | [6 empty] | 0.37512 | 0
LCP_Inputs_ON_Electric_2023_04_03 | 2045 | CH4 Import - NY 2040 | Import | Methane | PJ | Dispatch-Import | FuelCost | 0 | [6 empty] | 0.37512 | 0
LCP_Inputs_ON_Electric_2023_04_03 | 2045 | CH4 Import - NY 2040 | Import | Methane | PJ | Dispatch-Import | VOM | 0 | [6 empty] | 0.37512 | 0
LCP_Inputs_ON_Electric_2023_04_03 | 2045 | CH4 Import - NY 2040 | Import | Methane | QC | Dispatch-Import | EmissionsCost | 0 | [6 empty] | 0.37512 | 0
LCP_Inputs_ON_Electric_2023_04_03 | 2045 | CH4 Import - NY 2040 | Import | Methane | QC | Dispatch-Import | FuelCost | 0 | [6 empty] | 0.37512 | 0
LCP_Inputs_ON_Electric_2023_04_03 | 2045 | CH4 Import - NY 2040 | Import | Methane | QC | Dispatch-Import | VOM | 0 | [6 empty] | 0.37512 | 0
LCP_Inputs_ON_Electric_2023_04_03 | 2045 | CH4 Import - NY 2040 | Import | Methane | WC | Dispatch-Import | EmissionsCost | 0 | [6 empty] | 0.37512 | 0
LCP_Inputs_ON_Electric_2023_04_03 | 2045 | CH4 Import - NY 2040 | Import | Methane | WC | Dispatch-Import | FuelCost | 0 | [6 empty] | 0.37512 | 0
LCP_Inputs_ON_Electric_2023_04_03 | 2045 | CH4 Import - NY 2040 | Import | Methane | WC | Dispatch-Import | VOM | 0 | [6 empty] | 0.37512 | 0
LCP_Inputs_ON_Electric_2023_04_03 | 2045 | CH4 Import - NY 2050 | Import | Methane | MI | Dispatch-Import | EmissionsCost | 0 | [6 empty] | 0.37512 | 0
LCP_Inputs_ON_Electric_2023_04_03 | 2045 | CH4 Import - NY 2050 | Import | Methane | MI | Dispatch-Import | FuelCost | 0 | [6 empty] | 0.37512 | 0
LCP_Inputs_ON_Electric_2023_04_03 | 2045 | CH4 Import - NY 2050 | Import | Methane | MI | Dispatch-Import | VOM | 0 | [6 empty] | 0.37512 | 0
LCP_Inputs_ON_Electric_2023_04_03 | 2045 | CH4 Import - NY 2050 | Import | Methane | NY | Dispatch-Import | EmissionsCost | 0 | [6 empty] | 0.37512 | 0
LCP_Inputs_ON_Electric_2023_04_03 | 2045 | CH4 Import - NY 2050 | Import | Methane | NY | Dispatch-Import | FuelCost | 0 | [6 empty] | 0.37512 | 0
LCP_Inputs_ON_Electric_2023_04_03 | 2045 | CH4 Import - NY 2050 | Import | Methane | NY | Dispatch-Import | VOM | 0 | [6 empty] | 0.37512 | 0
LCP_Inputs_ON_Electric_2023_04_03 | 2045 | CH4 Import - NY 2050 | Import | Methane | ON | Dispatch-Import | EmissionsCost | 0 | [6 empty] | 0.37512 | 0
LCP_Inputs_ON_Electric_2023_04_03 | 2045 | CH4 Import - NY 2050 | Import | Methane | ON | Dispatch-Import | FuelCost | 0 | [6 empty] | 0.37512 | 0
LCP_Inputs_ON_Electric_2023_04_03 | 2045 | CH4 Import - NY 2050 | Import | Methane | ON | Dispatch-Import | VOM | 0 | [6 empty] | 0.37512 | 0
LCP_Inputs_ON_Electric_2023_04_03 | 2045 | CH4 Import - NY 2050 | Import | Methane | PJ | Dispatch-Import | EmissionsCost | 0 | [6 empty] | 0.37512 | 0
LCP_Inputs_ON_Electric_2023_04_03 | 2045 | CH4 Import - NY 2050 | Import | Methane | PJ | Dispatch-Import | FuelCost | 0 | [6 empty] | 0.37512 | 0
LCP_Inputs_ON_Electric_2023_04_03 | 2045 | CH4 Import - NY 2050 | Import | Methane | PJ | Dispatch-Import | VOM | 0 | [6 empty] | 0.37512 | 0
LCP_Inputs_ON_Electric_2023_04_03 | 2045 | CH4 Import - NY 2050 | Import | Methane | QC | Dispatch-Import | EmissionsCost | 0 | [6 empty] | 0.37512 | 0
LCP_Inputs_ON_Electric_2023_04_03 | 2045 | CH4 Import - NY 2050 | Import | Methane | QC | Dispatch-Import | FuelCost | 0 | [6 empty] | 0.37512 | 0
LCP_Inputs_ON_Electric_2023_04_03 | 2045 | CH4 Import - NY 2050 | Import | Methane | QC | Dispatch-Import | VOM | 0 | [6 empty] | 0.37512 | 0
LCP_Inputs_ON_Electric_2023_04_03 | 2045 | CH4 Import - NY 2050 | Import | Methane | WC | Dispatch-Import | EmissionsCost | 0 | [6 empty] | 0.37512 | 0
LCP_Inputs_ON_Electric_2023_04_03 | 2045 | CH4 Import - NY 2050 | Import | Methane | WC | Dispatch-Import | FuelCost | 0 | [6 empty] | 0.37512 | 0
LCP_Inputs_ON_Electric_2023_04_03 | 2045 | CH4 Import - NY 2050 | Import | Methane | WC | Dispatch-Import | VOM | 0 | [6 empty] | 0.37512 | 0
LCP_Inputs_ON_Electric_2023_04_03 | 2045 | CH4 Import - WC 2020 | Import | Methane | MI | Dispatch-Import | EmissionsCost | 0 | [6 empty] | 0.37512 | 0
LCP_Inputs_ON_Electric_2023_04_03 | 2045 | CH4 Import - WC 2020 | Import | Methane | MI | Dispatch-Import | FuelCost | 0 | [6 empty] | 0.37512 | 0
LCP_Inputs_ON_Electric_2023_04_03 | 2045 | CH4 Import - WC 2020 | Import | Methane | MI | Dispatch-Import | VOM | 0 | [6 empty] | 0.37512 | 0
LCP_Inputs_ON_Electric_2023_04_03 | 2045 | CH4 Import - WC 2020 | Import | Methane | NY | Dispatch-Import | EmissionsCost | 0 | [6 empty] | 0.37512 | 0
LCP_Inputs_ON_Electric_2023_04_03 | 2045 | CH4 Import - WC 2020 | Import | Methane | NY | Dispatch-Import | FuelCost | 0 | [6 empty] | 0.37512 | 0
LCP_Inputs_ON_Electric_2023_04_03 | 2045 | CH4 Import - WC 2020 | Import | Methane | NY | Dispatch-Import | VOM | 0 | [6 empty] | 0.37512 | 0
LCP_Inputs_ON_Electric_2023_04_03 | 2045 | CH4 Import - WC 2020 | Import | Methane | ON | Dispatch-Import | EmissionsCost | 0 | [6 empty] | 0.37512 | 0
LCP_Inputs_ON_Electric_2023_04_03 | 2045 | CH4 Import - WC 2020 | Import | Methane | ON | Dispatch-Import | FuelCost | 0 | [6 empty] | 0.37512 | 0
LCP_Inputs_ON_Electric_2023_04_03 | 2045 | CH4 Import - WC 2020 | Import | Methane | ON | Dispatch-Import | VOM | 0 | [6 empty] | 0.37512 | 0
LCP_Inputs_ON_Electric_2023_04_03 | 2045 | CH4 Import - WC 2020 | Import | Methane | PJ | Dispatch-Import | EmissionsCost | 0 | [6 empty] | 0.37512 | 0
LCP_Inputs_ON_Electric_2023_04_03 | 2045 | CH4 Import - WC 2020 | Import | Methane | PJ | Dispatch-Import | FuelCost | 0 | [6 empty] | 0.37512 | 0
LCP_Inputs_ON_Electric_2023_04_03 | 2045 | CH4 Import - WC 2020 | Import | Methane | PJ | Dispatch-Import | VOM | 0 | [6 empty] | 0.37512 | 0
LCP_Inputs_ON_Electric_2023_04_03 | 2045 | CH4 Import - WC 2020 | Import | Methane | QC | Dispatch-Import | EmissionsCost | 0 | [6 empty] | 0.37512 | 0
LCP_Inputs_ON_Electric_2023_04_03 | 2045 | CH4 Import - WC 2020 | Import | Methane | QC | Dispatch-Import | FuelCost | 0 | [6 empty] | 0.37512 | 0
LCP_Inputs_ON_Electric_2023_04_03 | 2045 | CH4 Import - WC 2020 | Import | Methane | QC | Dispatch-Import | VOM | 0 | [6 empty] | 0.37512 | 0
LCP_Inputs_ON_Electric_2023_04_03 | 2045 | CH4 Import - WC 2020 | Import | Methane | WC | Dispatch-Import | EmissionsCost | 0 | [6 empty] | 0.37512 | 0
LCP_Inputs_ON_Electric_2023_04_03 | 2045 | CH4 Import - WC 2020 | Import | Methane | WC | Dispatch-Import | FuelCost | 0 | [6 empty] | 0.37512 | 0
LCP_Inputs_ON_Electric_2023_04_03 | 2045 | CH4 Import - WC 2020 | Import | Methane | WC | Dispatch-Import | VOM | 0 | [6 empty] | 0.37512 | 0
LCP_Inputs_ON_Electric_2023_04_03 | 2045 | CH4 Import - WC 2030 | Import | Methane | MI | Dispatch-Import | EmissionsCost | 0 | [6 empty] | 0.37512 | 0
LCP_Inputs_ON_Electric_2023_04_03 | 2045 | CH4 Import - WC 2030 | Import | Methane | MI | Dispatch-Import | FuelCost | 0 | [6 empty] | 0.37512 | 0
LCP_Inputs_ON_Electric_2023_04_03 | 2045 | CH4 Import - WC 2030 | Import | Methane | MI | Dispatch-Import | VOM | 0 | [6 empty] | 0.37512 | 0
LCP_Inputs_ON_Electric_2023_04_03 | 2045 | CH4 Import - WC 2030 | Import | Methane | NY | Dispatch-Import | EmissionsCost | 0 | [6 empty] | 0.37512 | 0
LCP_Inputs_ON_Electric_2023_04_03 | 2045 | CH4 Import - WC 2030 | Import | Methane | NY | Dispatch-Import | FuelCost | 0 | [6 empty] | 0.37512 | 0
LCP_Inputs_ON_Electric_2023_04_03 | 2045 | CH4 Import - WC 2030 | Import | Methane | NY | Dispatch-Import | VOM | 0 | [6 empty] | 0.37512 | 0
LCP_Inputs_ON_Electric_2023_04_03 | 2045 | CH4 Import - WC 2030 | Import | Methane | ON | Dispatch-Import | EmissionsCost | 0 | [6 empty] | 0.37512 | 0
LCP_Inputs_ON_Electric_2023_04_03 | 2045 | CH4 Import - WC 2030 | Import | Methane | ON | Dispatch-Import | FuelCost | 0 | [6 empty] | 0.37512 | 0
LCP_Inputs_ON_Electric_2023_04_03 | 2045 | CH4 Import - WC 2030 | Import | Methane | ON | Dispatch-Import | VOM | 0 | [6 empty] | 0.37512 | 0
LCP_Inputs_ON_Electric_2023_04_03 | 2045 | CH4 Import - WC 2030 | Import | Methane | PJ | Dispatch-Import | EmissionsCost | 0 | [6 empty] | 0.37512 | 0
LCP_Inputs_ON_Electric_2023_04_03 | 2045 | CH4 Import - WC 2030 | Import | Methane | PJ | Dispatch-Import | FuelCost | 0 | [6 empty] | 0.37512 | 0
LCP_Inputs_ON_Electric_2023_04_03 | 2045 | CH4 Import - WC 2030 | Import | Methane | PJ | Dispatch-Import | VOM | 0 | [6 empty] | 0.37512 | 0
LCP_Inputs_ON_Electric_2023_04_03 | 2045 | CH4 Import - WC 2030 | Import | Methane | QC | Dispatch-Import | EmissionsCost | 0 | [6 empty] | 0.37512 | 0
LCP_Inputs_ON_Electric_2023_04_03 | 2045 | CH4 Import - WC 2030 | Import | Methane | QC | Dispatch-Import | FuelCost | 0 | [6 empty] | 0.37512 | 0
LCP_Inputs_ON_Electric_2023_04_03 | 2045 | CH4 Import - WC 2030 | Import | Methane | QC | Dispatch-Import | VOM | 0 | [6 empty] | 0.37512 | 0
LCP_Inputs_ON_Electric_2023_04_03 | 2045 | CH4 Import - WC 2030 | Import | Methane | WC | Dispatch-Import | EmissionsCost | 0 | [6 empty] | 0.37512 | 0
LCP_Inputs_ON_Electric_2023_04_03 | 2045 | CH4 Import - WC 2030 | Import | Methane | WC | Dispatch-Import | FuelCost | 0 | [6 empty] | 0.37512 | 0
LCP_Inputs_ON_Electric_2023_04_03 | 2045 | CH4 Import - WC 2030 | Import | Methane | WC | Dispatch-Import | VOM | 0 | [6 empty] | 0.37512 | 0
LCP_Inputs_ON_Electric_2023_04_03 | 2045 | CH4 Import - WC 2040 | Import | Methane | MI | Dispatch-Import | EmissionsCost | 0 | [6 empty] | 0.37512 | 0
LCP_Inputs_ON_Electric_2023_04_03 | 2045 | CH4 Import - WC 2040 | Import | Methane | MI | Dispatch-Import | FuelCost | 0 | [6 empty] | 0.37512 | 0
LCP_Inputs_ON_Electric_2023_04_03 | 2045 | CH4 Import - WC 2040 | Import | Methane | MI | Dispatch-Import | VOM | 0 | [6 empty] | 0.37512 | 0
LCP_Inputs_ON_Electric_2023_04_03 | 2045 | CH4 Import - WC 2040 | Import | Methane | NY | Dispatch-Import | EmissionsCost | 0 | [6 empty] | 0.37512 | 0
LCP_Inputs_ON_Electric_2023_04_03 | 2045 | CH4 Import - WC 2040 | Import | Methane | NY | Dispatch-Import | FuelCost | 0 | [6 empty] | 0.37512 | 0
LCP_Inputs_ON_Electric_2023_04_03 | 2045 | CH4 Import - WC 2040 | Import | Methane | NY | Dispatch-Import | VOM | 0 | [6 empty] | 0.37512 | 0
LCP_Inputs_ON_Electric_2023_04_03 | 2045 | CH4 Import - WC 2040 | Import | Methane | ON | Dispatch-Import | EmissionsCost | 0 | [6 empty] | 0.37512 | 0
LCP_Inputs_ON_Electric_2023_04_03 | 2045 | CH4 Import - WC 2040 | Import | Methane | ON | Dispatch-Import | FuelCost | 0 | [6 empty] | 0.37512 | 0
LCP_Inputs_ON_Electric_2023_04_03 | 2045 | CH4 Import - WC 2040 | Import | Methane | ON | Dispatch-Import | VOM | 0 | [6 empty] | 0.37512 | 0
LCP_Inputs_ON_Electric_2023_04_03 | 2045 | CH4 Import - WC 2040 | Import | Methane | PJ | Dispatch-Import | EmissionsCost | 0 | [6 empty] | 0.37512 | 0
LCP_Inputs_ON_Electric_2023_04_03 | 2045 | CH4 Import - WC 2040 | Import | Methane | PJ | Dispatch-Import | FuelCost | 0 | [6 empty] | 0.37512 | 0
LCP_Inputs_ON_Electric_2023_04_03 | 2045 | CH4 Import - WC 2040 | Import | Methane | PJ | Dispatch-Import | VOM | 0 | [6 empty] | 0.37512 | 0
LCP_Inputs_ON_Electric_2023_04_03 | 2045 | CH4 Import - WC 2040 | Import | Methane | QC | Dispatch-Import | EmissionsCost | 0 | [6 empty] | 0.37512 | 0
LCP_Inputs_ON_Electric_2023_04_03 | 2045 | CH4 Import - WC 2040 | Import | Methane | QC | Dispatch-Import | FuelCost | 0 | [6 empty] | 0.37512 | 0
LCP_Inputs_ON_Electric_2023_04_03 | 2045 | CH4 Import - WC 2040 | Import | Methane | QC | Dispatch-Import | VOM | 0 | [6 empty] | 0.37512 | 0
LCP_Inputs_ON_Electric_2023_04_03 | 2045 | CH4 Import - WC 2040 | Import | Methane | WC | Dispatch-Import | EmissionsCost | 2104859190.9353 | [6 empty] | 0.37512 | 789568048.8985
LCP_Inputs_ON_Electric_2023_04_03 | 2045 | CH4 Import - WC 2040 | Import | Methane | WC | Dispatch-Import | FuelCost | 658998391.6712 | [6 empty] | 0.37512 | 247201369.3742
LCP_Inputs_ON_Electric_2023_04_03 | 2045 | CH4 Import - WC 2040 | Import | Methane | WC | Dispatch-Import | VOM | 0 | [6 empty] | 0.37512 | 0
LCP_Inputs_ON_Electric_2023_04_03 | 2045 | CH4 Import - WC 2050 | Import | Methane | MI | Dispatch-Import | EmissionsCost | 0 | [6 empty] | 0.37512 | 0
LCP_Inputs_ON_Electric_2023_04_03 | 2045 | CH4 Import - WC 2050 | Import | Methane | MI | Dispatch-Import | FuelCost | 0 | [6 empty] | 0.37512 | 0
LCP_Inputs_ON_Electric_2023_04_03 | 2045 | CH4 Import - WC 2050 | Import | Methane | MI | Dispatch-Import | VOM | 0 | [6 empty] | 0.37512 | 0
LCP_Inputs_ON_Electric_2023_04_03 | 2045 | CH4 Import - WC 2050 | Import | Methane | NY | Dispatch-Import | EmissionsCost | 0 | [6 empty] | 0.37512 | 0
LCP_Inputs_ON_Electric_2023_04_03 | 2045 | CH4 Import - WC 2050 | Import | Methane | NY | Dispatch-Import | FuelCost | 0 | [6 empty] | 0.37512 | 0
LCP_Inputs_ON_Electric_2023_04_03 | 2045 | CH4 Import - WC 2050 | Import | Methane | NY | Dispatch-Import | VOM | 0 | [6 empty] | 0.37512 | 0
LCP_Inputs_ON_Electric_2023_04_03 | 2045 | CH4 Import - WC 2050 | Import | Methane | ON | Dispatch-Import | EmissionsCost | 0 | [6 empty] | 0.37512 | 0
LCP_Inputs_ON_Electric_2023_04_03 | 2045 | CH4 Import - WC 2050 | Import | Methane | ON | Dispatch-Import | FuelCost | 0 | [6 empty] | 0.37512 | 0
LCP_Inputs_ON_Electric_2023_04_03 | 2045 | CH4 Import - WC 2050 | Import | Methane | ON | Dispatch-Import | VOM | 0 | [6 empty] | 0.37512 | 0
LCP_Inputs_ON_Electric_2023_04_03 | 2045 | CH4 Import - WC 2050 | Import | Methane | PJ | Dispatch-Import | EmissionsCost | 0 | [6 empty] | 0.37512 | 0
LCP_Inputs_ON_Electric_2023_04_03 | 2045 | CH4 Import - WC 2050 | Import | Methane | PJ | Dispatch-Import | FuelCost | 0 | [6 empty] | 0.37512 | 0
LCP_Inputs_ON_Electric_2023_04_03 | 2045 | CH4 Import - WC 2050 | Import | Methane | PJ | Dispatch-Import | VOM | 0 | [6 empty] | 0.37512 | 0
LCP_Inputs_ON_Electric_2023_04_03 | 2045 | CH4 Import - WC 2050 | Import | Methane | QC | Dispatch-Import | EmissionsCost | 0 | [6 empty] | 0.37512 | 0
LCP_Inputs_ON_Electric_2023_04_03 | 2045 | CH4 Import - WC 2050 | Import | Methane | QC | Dispatch-Import | FuelCost | 0 | [6 empty] | 0.37512 | 0
LCP_Inputs_ON_Electric_2023_04_03 | 2045 | CH4 Import - WC 2050 | Import | Methane | QC | Dispatch-Import | VOM | 0 | [6 empty] | 0.37512 | 0
LCP_Inputs_ON_Electric_2023_04_03 | 2045 | CH4 Import - WC 2050 | Import | Methane | WC | Dispatch-Import | EmissionsCost | 0 | [6 empty] | 0.37512 | 0
LCP_Inputs_ON_Electric_2023_04_03 | 2045 | CH4 Import - WC 2050 | Import | Methane | WC | Dispatch-Import | FuelCost | 0 | [6 empty] | 0.37512 | 0
LCP_Inputs_ON_Electric_2023_04_03 | 2045 | CH4 Import - WC 2050 | Import | Methane | WC | Dispatch-Import | VOM | 0 | [6 empty] | 0.37512 | 0
LCP_Inputs_ON_Electric_2023_04_03 | 2045 | CH4 Salt Cavern Storage - ON | Storage | Methane | MI | Dispatch-Storage | EmissionsCost | 0 | [6 empty] | 0.37512 | 0
LCP_Inputs_ON_Electric_2023_04_03 | 2045 | CH4 Salt Cavern Storage - ON | Storage | Methane | MI | Dispatch-Storage | FuelCost | 0 | [6 empty] | 0.37512 | 0
LCP_Inputs_ON_Electric_2023_04_03 | 2045 | CH4 Salt Cavern Storage - ON | Storage | Methane | MI | Dispatch-Storage | VOM | 0 | [6 empty] | 0.37512 | 0
LCP_Inputs_ON_Electric_2023_04_03 | 2045 | CH4 Salt Cavern Storage - ON | Storage | Methane | NY | Dispatch-Storage | EmissionsCost | 0 | [6 empty] | 0.37512 | 0
LCP_Inputs_ON_Electric_2023_04_03 | 2045 | CH4 Salt Cavern Storage - ON | Storage | Methane | NY | Dispatch-Storage | FuelCost | 0 | [6 empty] | 0.37512 | 0
LCP_Inputs_ON_Electric_2023_04_03 | 2045 | CH4 Salt Cavern Storage - ON | Storage | Methane | NY | Dispatch-Storage | VOM | 0 | [6 empty] | 0.37512 | 0
LCP_Inputs_ON_Electric_2023_04_03 | 2045 | CH4 Salt Cavern Storage - ON | Storage | Methane | ON | Dispatch-Storage | EmissionsCost | 0 | [6 empty] | 0.37512 | 0
LCP_Inputs_ON_Electric_2023_04_03 | 2045 | CH4 Salt Cavern Storage - ON | Storage | Methane | ON | Dispatch-Storage | FuelCost | 0 | [6 empty] | 0.37512 | 0
LCP_Inputs_ON_Electric_2023_04_03 | 2045 | CH4 Salt Cavern Storage - ON | Storage | Methane | ON | Dispatch-Storage | VOM | 0 | [6 empty] | 0.37512 | 0
LCP_Inputs_ON_Electric_2023_04_03 | 2045 | CH4 Salt Cavern Storage - ON | Storage | Methane | PJ | Dispatch-Storage | EmissionsCost | 0 | [6 empty] | 0.37512 | 0
LCP_Inputs_ON_Electric_2023_04_03 | 2045 | CH4 Salt Cavern Storage - ON | Storage | Methane | PJ | Dispatch-Storage | FuelCost | 0 | [6 empty] | 0.37512 | 0
LCP_Inputs_ON_Electric_2023_04_03 | 2045 | CH4 Salt Cavern Storage - ON | Storage | Methane | PJ | Dispatch-Storage | VOM | 0 | [6 empty] | 0.37512 | 0
LCP_Inputs_ON_Electric_2023_04_03 | 2045 | CH4 Salt Cavern Storage - ON | Storage | Methane | QC | Dispatch-Storage | EmissionsCost | 0 | [6 empty] | 0.37512 | 0
LCP_Inputs_ON_Electric_2023_04_03 | 2045 | CH4 Salt Cavern Storage - ON | Storage | Methane | QC | Dispatch-Storage | FuelCost | 0 | [6 empty] | 0.37512 | 0
LCP_Inputs_ON_Electric_2023_04_03 | 2045 | CH4 Salt Cavern Storage - ON | Storage | Methane | QC | Dispatch-Storage | VOM | 0 | [6 empty] | 0.37512 | 0
LCP_Inputs_ON_Electric_2023_04_03 | 2045 | CH4 Salt Cavern Storage - ON | Storage | Methane | WC | Dispatch-Storage | EmissionsCost | 0 | [6 empty] | 0.37512 | 0
LCP_Inputs_ON_Electric_2023_04_03 | 2045 | CH4 Salt Cavern Storage - ON | Storage | Methane | WC | Dispatch-Storage | FuelCost | 0 | [6 empty] | 0.37512 | 0
LCP_Inputs_ON_Electric_2023_04_03 | 2045 | CH4 Salt Cavern Storage - ON | Storage | Methane | WC | Dispatch-Storage | VOM | 0 | [6 empty] | 0.37512 | 0
LCP_Inputs_ON_Electric_2023_04_03 | 2045 | Electrolyser 2020/2030 | Crossload | Hydrogen | MI | Dispatch-Crossload | EmissionsCost | 0 | [6 empty] | 0.37512 | 0
LCP_Inputs_ON_Electric_2023_04_03 | 2045 | Electrolyser 2020/2030 | Crossload | Hydrogen | MI | Dispatch-Crossload | FuelCost | 0 | [6 empty] | 0.37512 | 0
LCP_Inputs_ON_Electric_2023_04_03 | 2045 | Electrolyser 2020/2030 | Crossload | Hydrogen | MI | Dispatch-Crossload | VOM | 0 | [6 empty] | 0.37512 | 0
LCP_Inputs_ON_Electric_2023_04_03 | 2045 | Electrolyser 2020/2030 | Crossload | Hydrogen | NY | Dispatch-Crossload | EmissionsCost | 0 | [6 empty] | 0.37512 | 0
LCP_Inputs_ON_Electric_2023_04_03 | 2045 | Electrolyser 2020/2030 | Crossload | Hydrogen | NY | Dispatch-Crossload | FuelCost | 0 | [6 empty] | 0.37512 | 0
LCP_Inputs_ON_Electric_2023_04_03 | 2045 | Electrolyser 2020/2030 | Crossload | Hydrogen | NY | Dispatch-Crossload | VOM | 0 | [6 empty] | 0.37512 | 0
LCP_Inputs_ON_Electric_2023_04_03 | 2045 | Electrolyser 2020/2030 | Crossload | Hydrogen | ON | Dispatch-Crossload | EmissionsCost | 0 | [6 empty] | 0.37512 | 0
LCP_Inputs_ON_Electric_2023_04_03 | 2045 | Electrolyser 2020/2030 | Crossload | Hydrogen | ON | Dispatch-Crossload | FuelCost | 0 | [6 empty] | 0.37512 | 0
LCP_Inputs_ON_Electric_2023_04_03 | 2045 | Electrolyser 2020/2030 | Crossload | Hydrogen | ON | Dispatch-Crossload | VOM | 0 | [6 empty] | 0.37512 | 0
LCP_Inputs_ON_Electric_2023_04_03 | 2045 | Electrolyser 2020/2030 | Crossload | Hydrogen | PJ | Dispatch-Crossload | EmissionsCost | 0 | [6 empty] | 0.37512 | 0
LCP_Inputs_ON_Electric_2023_04_03 | 2045 | Electrolyser 2020/2030 | Crossload | Hydrogen | PJ | Dispatch-Crossload | FuelCost | 0 | [6 empty] | 0.37512 | 0
LCP_Inputs_ON_Electric_2023_04_03 | 2045 | Electrolyser 2020/2030 | Crossload | Hydrogen | PJ | Dispatch-Crossload | VOM | 0 | [6 empty] | 0.37512 | 0
LCP_Inputs_ON_Electric_2023_04_03 | 2045 | Electrolyser 2020/2030 | Crossload | Hydrogen | QC | Dispatch-Crossload | EmissionsCost | 0 | [6 empty] | 0.37512 | 0
LCP_Inputs_ON_Electric_2023_04_03 | 2045 | Electrolyser 2020/2030 | Crossload | Hydrogen | QC | Dispatch-Crossload | FuelCost | 0 | [6 empty] | 0.37512 | 0
LCP_Inputs_ON_Electric_2023_04_03 | 2045 | Electrolyser 2020/2030 | Crossload | Hydrogen | QC | Dispatch-Crossload | VOM | 0 | [6 empty] | 0.37512 | 0
LCP_Inputs_ON_Electric_2023_04_03 | 2045 | Electrolyser 2020/2030 | Crossload | Hydrogen | WC | Dispatch-Crossload | EmissionsCost | 0 | [6 empty] | 0.37512 | 0
LCP_Inputs_ON_Electric_2023_04_03 | 2045 | Electrolyser 2020/2030 | Crossload | Hydrogen | WC | Dispatch-Crossload | FuelCost | 0 | [6 empty] | 0.37512 | 0
LCP_Inputs_ON_Electric_2023_04_03 | 2045 | Electrolyser 2020/2030 | Crossload | Hydrogen | WC | Dispatch-Crossload | VOM | 0 | [6 empty] | 0.37512 | 0
LCP_Inputs_ON_Electric_2023_04_03 | 2045 | Electrolyser 2040 | Crossload | Hydrogen | MI | Dispatch-Crossload | EmissionsCost | 0 | [6 empty] | 0.37512 | 0
LCP_Inputs_ON_Electric_2023_04_03 | 2045 | Electrolyser 2040 | Crossload | Hydrogen | MI | Dispatch-Crossload | FuelCost | 0 | [6 empty] | 0.37512 | 0
LCP_Inputs_ON_Electric_2023_04_03 | 2045 | Electrolyser 2040 | Crossload | Hydrogen | MI | Dispatch-Crossload | VOM | 0 | [6 empty] | 0.37512 | 0
LCP_Inputs_ON_Electric_2023_04_03 | 2045 | Electrolyser 2040 | Crossload | Hydrogen | NY | Dispatch-Crossload | EmissionsCost | 0 | [6 empty] | 0.37512 | 0
LCP_Inputs_ON_Electric_2023_04_03 | 2045 | Electrolyser 2040 | Crossload | Hydrogen | NY | Dispatch-Crossload | FuelCost | 0 | [6 empty] | 0.37512 | 0
LCP_Inputs_ON_Electric_2023_04_03 | 2045 | Electrolyser 2040 | Crossload | Hydrogen | NY | Dispatch-Crossload | VOM | 0 | [6 empty] | 0.37512 | 0
LCP_Inputs_ON_Electric_2023_04_03 | 2045 | Electrolyser 2040 | Crossload | Hydrogen | ON | Dispatch-Crossload | EmissionsCost | 0 | [6 empty] | 0.37512 | 0
LCP_Inputs_ON_Electric_2023_04_03 | 2045 | Electrolyser 2040 | Crossload | Hydrogen | ON | Dispatch-Crossload | FuelCost | 0 | [6 empty] | 0.37512 | 0
LCP_Inputs_ON_Electric_2023_04_03 | 2045 | Electrolyser 2040 | Crossload | Hydrogen | ON | Dispatch-Crossload | VOM | 0 | [6 empty] | 0.37512 | 0
LCP_Inputs_ON_Electric_2023_04_03 | 2045 | Electrolyser 2040 | Crossload | Hydrogen | PJ | Dispatch-Crossload | EmissionsCost | 0 | [6 empty] | 0.37512 | 0
LCP_Inputs_ON_Electric_2023_04_03 | 2045 | Electrolyser 2040 | Crossload | Hydrogen | PJ | Dispatch-Crossload | FuelCost | 0 | [6 empty] | 0.37512 | 0
LCP_Inputs_ON_Electric_2023_04_03 | 2045 | Electrolyser 2040 | Crossload | Hydrogen | PJ | Dispatch-Crossload | VOM | 0 | [6 empty] | 0.37512 | 0
LCP_Inputs_ON_Electric_2023_04_03 | 2045 | Electrolyser 2040 | Crossload | Hydrogen | QC | Dispatch-Crossload | EmissionsCost | 0 | [6 empty] | 0.37512 | 0
LCP_Inputs_ON_Electric_2023_04_03 | 2045 | Electrolyser 2040 | Crossload | Hydrogen | QC | Dispatch-Crossload | FuelCost | 0 | [6 empty] | 0.37512 | 0
LCP_Inputs_ON_Electric_2023_04_03 | 2045 | Electrolyser 2040 | Crossload | Hydrogen | QC | Dispatch-Crossload | VOM | 0 | [6 empty] | 0.37512 | 0
LCP_Inputs_ON_Electric_2023_04_03 | 2045 | Electrolyser 2040 | Crossload | Hydrogen | WC | Dispatch-Crossload | EmissionsCost | 0 | [6 empty] | 0.37512 | 0
LCP_Inputs_ON_Electric_2023_04_03 | 2045 | Electrolyser 2040 | Crossload | Hydrogen | WC | Dispatch-Crossload | FuelCost | 0 | [6 empty] | 0.37512 | 0
LCP_Inputs_ON_Electric_2023_04_03 | 2045 | Electrolyser 2040 | Crossload | Hydrogen | WC | Dispatch-Crossload | VOM | 0 | [6 empty] | 0.37512 | 0
LCP_Inputs_ON_Electric_2023_04_03 | 2045 | Electrolyser 2050 | Crossload | Hydrogen | MI | Dispatch-Crossload | EmissionsCost | 0 | [6 empty] | 0.37512 | 0
LCP_Inputs_ON_Electric_2023_04_03 | 2045 | Electrolyser 2050 | Crossload | Hydrogen | MI | Dispatch-Crossload | FuelCost | 0 | [6 empty] | 0.37512 | 0
LCP_Inputs_ON_Electric_2023_04_03 | 2045 | Electrolyser 2050 | Crossload | Hydrogen | MI | Dispatch-Crossload | VOM | 0 | [6 empty] | 0.37512 | 0
LCP_Inputs_ON_Electric_2023_04_03 | 2045 | Electrolyser 2050 | Crossload | Hydrogen | NY | Dispatch-Crossload | EmissionsCost | 0 | [6 empty] | 0.37512 | 0
LCP_Inputs_ON_Electric_2023_04_03 | 2045 | Electrolyser 2050 | Crossload | Hydrogen | NY | Dispatch-Crossload | FuelCost | 0 | [6 empty] | 0.37512 | 0
LCP_Inputs_ON_Electric_2023_04_03 | 2045 | Electrolyser 2050 | Crossload | Hydrogen | NY | Dispatch-Crossload | VOM | 0 | [6 empty] | 0.37512 | 0
LCP_Inputs_ON_Electric_2023_04_03 | 2045 | Electrolyser 2050 | Crossload | Hydrogen | ON | Dispatch-Crossload | EmissionsCost | 0 | [6 empty] | 0.37512 | 0
LCP_Inputs_ON_Electric_2023_04_03 | 2045 | Electrolyser 2050 | Crossload | Hydrogen | ON | Dispatch-Crossload | FuelCost | 0 | [6 empty] | 0.37512 | 0
LCP_Inputs_ON_Electric_2023_04_03 | 2045 | Electrolyser 2050 | Crossload | Hydrogen | ON | Dispatch-Crossload | VOM | 0 | [6 empty] | 0.37512 | 0
LCP_Inputs_ON_Electric_2023_04_03 | 2045 | Electrolyser 2050 | Crossload | Hydrogen | PJ | Dispatch-Crossload | EmissionsCost | 0 | [6 empty] | 0.37512 | 0
LCP_Inputs_ON_Electric_2023_04_03 | 2045 | Electrolyser 2050 | Crossload | Hydrogen | PJ | Dispatch-Crossload | FuelCost | 0 | [6 empty] | 0.37512 | 0
LCP_Inputs_ON_Electric_2023_04_03 | 2045 | Electrolyser 2050 | Crossload | Hydrogen | PJ | Dispatch-Crossload | VOM | 0 | [6 empty] | 0.37512 | 0
LCP_Inputs_ON_Electric_2023_04_03 | 2045 | Electrolyser 2050 | Crossload | Hydrogen | QC | Dispatch-Crossload | EmissionsCost | 0 | [6 empty] | 0.37512 | 0
LCP_Inputs_ON_Electric_2023_04_03 | 2045 | Electrolyser 2050 | Crossload | Hydrogen | QC | Dispatch-Crossload | FuelCost | 0 | [6 empty] | 0.37512 | 0
LCP_Inputs_ON_Electric_2023_04_03 | 2045 | Electrolyser 2050 | Crossload | Hydrogen | QC | Dispatch-Crossload | VOM | 0 | [6 empty] | 0.37512 | 0
LCP_Inputs_ON_Electric_2023_04_03 | 2045 | Electrolyser 2050 | Crossload | Hydrogen | WC | Dispatch-Crossload | EmissionsCost | 0 | [6 empty] | 0.37512 | 0
LCP_Inputs_ON_Electric_2023_04_03 | 2045 | Electrolyser 2050 | Crossload | Hydrogen | WC | Dispatch-Crossload | FuelCost | 0 | [6 empty] | 0.37512 | 0
LCP_Inputs_ON_Electric_2023_04_03 | 2045 | Electrolyser 2050 | Crossload | Hydrogen | WC | Dispatch-Crossload | VOM | 0 | [6 empty] | 0.37512 | 0
LCP_Inputs_ON_Electric_2023_04_03 | 2045 | Fossil Fuel Thermal (Coal, Peat, Oil) | Generation | Electricity | MI | Dispatch-Generation | EmissionsCost | 0 | [6 empty] | 0.37512 | 0
LCP_Inputs_ON_Electric_2023_04_03 | 2045 | Fossil Fuel Thermal (Coal, Peat, Oil) | Generation | Electricity | MI | Dispatch-Generation | FuelCost | 0 | [6 empty] | 0.37512 | 0
LCP_Inputs_ON_Electric_2023_04_03 | 2045 | Fossil Fuel Thermal (Coal, Peat, Oil) | Generation | Electricity | MI | Dispatch-Generation | VOM | 0 | [6 empty] | 0.37512 | 0
LCP_Inputs_ON_Electric_2023_04_03 | 2045 | Fossil Fuel Thermal (Coal, Peat, Oil) | Generation | Electricity | NY | Dispatch-Generation | EmissionsCost | 0 | [6 empty] | 0.37512 | 0
LCP_Inputs_ON_Electric_2023_04_03 | 2045 | Fossil Fuel Thermal (Coal, Peat, Oil) | Generation | Electricity | NY | Dispatch-Generation | FuelCost | 0 | [6 empty] | 0.37512 | 0
LCP_Inputs_ON_Electric_2023_04_03 | 2045 | Fossil Fuel Thermal (Coal, Peat, Oil) | Generation | Electricity | NY | Dispatch-Generation | VOM | 0 | [6 empty] | 0.37512 | 0
LCP_Inputs_ON_Electric_2023_04_03 | 2045 | Fossil Fuel Thermal (Coal, Peat, Oil) | Generation | Electricity | ON | Dispatch-Generation | EmissionsCost | 0 | [6 empty] | 0.37512 | 0
LCP_Inputs_ON_Electric_2023_04_03 | 2045 | Fossil Fuel Thermal (Coal, Peat, Oil) | Generation | Electricity | ON | Dispatch-Generation | FuelCost | 0 | [6 empty] | 0.37512 | 0
LCP_Inputs_ON_Electric_2023_04_03 | 2045 | Fossil Fuel Thermal (Coal, Peat, Oil) | Generation | Electricity | ON | Dispatch-Generation | VOM | 0 | [6 empty] | 0.37512 | 0
LCP_Inputs_ON_Electric_2023_04_03 | 2045 | Fossil Fuel Thermal (Coal, Peat, Oil) | Generation | Electricity | PJ | Dispatch-Generation | EmissionsCost | 0 | [6 empty] | 0.37512 | 0
LCP_Inputs_ON_Electric_2023_04_03 | 2045 | Fossil Fuel Thermal (Coal, Peat, Oil) | Generation | Electricity | PJ | Dispatch-Generation | FuelCost | 0 | [6 empty] | 0.37512 | 0
LCP_Inputs_ON_Electric_2023_04_03 | 2045 | Fossil Fuel Thermal (Coal, Peat, Oil) | Generation | Electricity | PJ | Dispatch-Generation | VOM | 0 | [6 empty] | 0.37512 | 0
LCP_Inputs_ON_Electric_2023_04_03 | 2045 | Fossil Fuel Thermal (Coal, Peat, Oil) | Generation | Electricity | QC | Dispatch-Generation | EmissionsCost | 0 | [6 empty] | 0.37512 | 0
LCP_Inputs_ON_Electric_2023_04_03 | 2045 | Fossil Fuel Thermal (Coal, Peat, Oil) | Generation | Electricity | QC | Dispatch-Generation | FuelCost | 0 | [6 empty] | 0.37512 | 0
LCP_Inputs_ON_Electric_2023_04_03 | 2045 | Fossil Fuel Thermal (Coal, Peat, Oil) | Generation | Electricity | QC | Dispatch-Generation | VOM | 0 | [6 empty] | 0.37512 | 0
LCP_Inputs_ON_Electric_2023_04_03 | 2045 | Fossil Fuel Thermal (Coal, Peat, Oil) | Generation | Electricity | WC | Dispatch-Generation | EmissionsCost | 0 | [6 empty] | 0.37512 | 0
LCP_Inputs_ON_Electric_2023_04_03 | 2045 | Fossil Fuel Thermal (Coal, Peat, Oil) | Generation | Electricity | WC | Dispatch-Generation | FuelCost | 0 | [6 empty] | 0.37512 | 0
LCP_Inputs_ON_Electric_2023_04_03 | 2045 | Fossil Fuel Thermal (Coal, Peat, Oil) | Generation | Electricity | WC | Dispatch-Generation | VOM | 0 | [6 empty] | 0.37512 | 0
LCP_Inputs_ON_Electric_2023_04_03 | 2045 | Generic - Generator | Generation | Electricity | MI | Dispatch-Generation | EmissionsCost | 0 | [6 empty] | 0.37512 | 0
LCP_Inputs_ON_Electric_2023_04_03 | 2045 | Generic - Generator | Generation | Electricity | MI | Dispatch-Generation | FuelCost | 887937737.9402 | [6 empty] | 0.37512 | 333080364.8567
LCP_Inputs_ON_Electric_2023_04_03 | 2045 | Generic - Generator | Generation | Electricity | MI | Dispatch-Generation | VOM | 29039924.3521 | [6 empty] | 0.37512 | 10893363.5606
LCP_Inputs_ON_Electric_2023_04_03 | 2045 | Generic - Generator | Generation | Electricity | NY | Dispatch-Generation | EmissionsCost | 0 | [6 empty] | 0.37512 | 0
LCP_Inputs_ON_Electric_2023_04_03 | 2045 | Generic - Generator | Generation | Electricity | NY | Dispatch-Generation | FuelCost | 119338069.2274 | [6 empty] | 0.37512 | 44765714.9157
LCP_Inputs_ON_Electric_2023_04_03 | 2045 | Generic - Generator | Generation | Electricity | NY | Dispatch-Generation | VOM | 3902940.8872 | [6 empty] | 0.37512 | 1464058.705
LCP_Inputs_ON_Electric_2023_04_03 | 2045 | Generic - Generator | Generation | Electricity | ON | Dispatch-Generation | EmissionsCost | 0 | [6 empty] | 0.37512 | 0
LCP_Inputs_ON_Electric_2023_04_03 | 2045 | Generic - Generator | Generation | Electricity | ON | Dispatch-Generation | FuelCost | 0 | [6 empty] | 0.37512 | 0
LCP_Inputs_ON_Electric_2023_04_03 | 2045 | Generic - Generator | Generation | Electricity | ON | Dispatch-Generation | VOM | 0 | [6 empty] | 0.37512 | 0
LCP_Inputs_ON_Electric_2023_04_03 | 2045 | Generic - Generator | Generation | Electricity | PJ | Dispatch-Generation | EmissionsCost | 0 | [6 empty] | 0.37512 | 0
LCP_Inputs_ON_Electric_2023_04_03 | 2045 | Generic - Generator | Generation | Electricity | PJ | Dispatch-Generation | FuelCost | 5522714443.0855 | [6 empty] | 0.37512 | 2071662981.652
LCP_Inputs_ON_Electric_2023_04_03 | 2045 | Generic - Generator | Generation | Electricity | PJ | Dispatch-Generation | VOM | 180619882.2198 | [6 empty] | 0.37512 | 67753552.6418
LCP_Inputs_ON_Electric_2023_04_03 | 2045 | Generic - Generator | Generation | Electricity | QC | Dispatch-Generation | EmissionsCost | 0 | [6 empty] | 0.37512 | 0
LCP_Inputs_ON_Electric_2023_04_03 | 2045 | Generic - Generator | Generation | Electricity | QC | Dispatch-Generation | FuelCost | 0 | [6 empty] | 0.37512 | 0
LCP_Inputs_ON_Electric_2023_04_03 | 2045 | Generic - Generator | Generation | Electricity | QC | Dispatch-Generation | VOM | 0 | [6 empty] | 0.37512 | 0
LCP_Inputs_ON_Electric_2023_04_03 | 2045 | Generic - Generator | Generation | Electricity | WC | Dispatch-Generation | EmissionsCost | 0 | [6 empty] | 0.37512 | 0
LCP_Inputs_ON_Electric_2023_04_03 | 2045 | Generic - Generator | Generation | Electricity | WC | Dispatch-Generation | FuelCost | 0 | [6 empty] | 0.37512 | 0
LCP_Inputs_ON_Electric_2023_04_03 | 2045 | Generic - Generator | Generation | Electricity | WC | Dispatch-Generation | VOM | 0 | [6 empty] | 0.37512 | 0
LCP_Inputs_ON_Electric_2023_04_03 | 2045 | H2 Import - QC | Import | Hydrogen | MI | Dispatch-Import | EmissionsCost | 0 | [6 empty] | 0.37512 | 0
LCP_Inputs_ON_Electric_2023_04_03 | 2045 | H2 Import - QC | Import | Hydrogen | MI | Dispatch-Import | FuelCost | 0 | [6 empty] | 0.37512 | 0
LCP_Inputs_ON_Electric_2023_04_03 | 2045 | H2 Import - QC | Import | Hydrogen | MI | Dispatch-Import | VOM | 0 | [6 empty] | 0.37512 | 0
LCP_Inputs_ON_Electric_2023_04_03 | 2045 | H2 Import - QC | Import | Hydrogen | NY | Dispatch-Import | EmissionsCost | 0 | [6 empty] | 0.37512 | 0
LCP_Inputs_ON_Electric_2023_04_03 | 2045 | H2 Import - QC | Import | Hydrogen | NY | Dispatch-Import | FuelCost | 0 | [6 empty] | 0.37512 | 0
LCP_Inputs_ON_Electric_2023_04_03 | 2045 | H2 Import - QC | Import | Hydrogen | NY | Dispatch-Import | VOM | 0 | [6 empty] | 0.37512 | 0
LCP_Inputs_ON_Electric_2023_04_03 | 2045 | H2 Import - QC | Import | Hydrogen | ON | Dispatch-Import | EmissionsCost | 0 | [6 empty] | 0.37512 | 0
LCP_Inputs_ON_Electric_2023_04_03 | 2045 | H2 Import - QC | Import | Hydrogen | ON | Dispatch-Import | FuelCost | 0 | [6 empty] | 0.37512 | 0
LCP_Inputs_ON_Electric_2023_04_03 | 2045 | H2 Import - QC | Import | Hydrogen | ON | Dispatch-Import | VOM | 0 | [6 empty] | 0.37512 | 0
LCP_Inputs_ON_Electric_2023_04_03 | 2045 | H2 Import - QC | Import | Hydrogen | PJ | Dispatch-Import | EmissionsCost | 0 | [6 empty] | 0.37512 | 0
LCP_Inputs_ON_Electric_2023_04_03 | 2045 | H2 Import - QC | Import | Hydrogen | PJ | Dispatch-Import | FuelCost | 0 | [6 empty] | 0.37512 | 0
LCP_Inputs_ON_Electric_2023_04_03 | 2045 | H2 Import - QC | Import | Hydrogen | PJ | Dispatch-Import | VOM | 0 | [6 empty] | 0.37512 | 0
LCP_Inputs_ON_Electric_2023_04_03 | 2045 | H2 Import - QC | Import | Hydrogen | QC | Dispatch-Import | EmissionsCost | 0 | [6 empty] | 0.37512 | 0
LCP_Inputs_ON_Electric_2023_04_03 | 2045 | H2 Import - QC | Import | Hydrogen | QC | Dispatch-Import | FuelCost | 0 | [6 empty] | 0.37512 | 0
LCP_Inputs_ON_Electric_2023_04_03 | 2045 | H2 Import - QC | Import | Hydrogen | QC | Dispatch-Import | VOM | 0 | [6 empty] | 0.37512 | 0
LCP_Inputs_ON_Electric_2023_04_03 | 2045 | H2 Import - QC | Import | Hydrogen | WC | Dispatch-Import | EmissionsCost | 0 | [6 empty] | 0.37512 | 0
LCP_Inputs_ON_Electric_2023_04_03 | 2045 | H2 Import - QC | Import | Hydrogen | WC | Dispatch-Import | FuelCost | 0 | [6 empty] | 0.37512 | 0
LCP_Inputs_ON_Electric_2023_04_03 | 2045 | H2 Import - QC | Import | Hydrogen | WC | Dispatch-Import | VOM | 0 | [6 empty] | 0.37512 | 0
LCP_Inputs_ON_Electric_2023_04_03 | 2045 | H2 Import - WC | Import | Hydrogen | MI | Dispatch-Import | EmissionsCost | 0 | [6 empty] | 0.37512 | 0
LCP_Inputs_ON_Electric_2023_04_03 | 2045 | H2 Import - WC | Import | Hydrogen | MI | Dispatch-Import | FuelCost | 0 | [6 empty] | 0.37512 | 0
LCP_Inputs_ON_Electric_2023_04_03 | 2045 | H2 Import - WC | Import | Hydrogen | MI | Dispatch-Import | VOM | 0 | [6 empty] | 0.37512 | 0
LCP_Inputs_ON_Electric_2023_04_03 | 2045 | H2 Import - WC | Import | Hydrogen | NY | Dispatch-Import | EmissionsCost | 0 | [6 empty] | 0.37512 | 0
LCP_Inputs_ON_Electric_2023_04_03 | 2045 | H2 Import - WC | Import | Hydrogen | NY | Dispatch-Import | FuelCost | 0 | [6 empty] | 0.37512 | 0
LCP_Inputs_ON_Electric_2023_04_03 | 2045 | H2 Import - WC | Import | Hydrogen | NY | Dispatch-Import | VOM | 0 | [6 empty] | 0.37512 | 0
LCP_Inputs_ON_Electric_2023_04_03 | 2045 | H2 Import - WC | Import | Hydrogen | ON | Dispatch-Import | EmissionsCost | 0 | [6 empty] | 0.37512 | 0
LCP_Inputs_ON_Electric_2023_04_03 | 2045 | H2 Import - WC | Import | Hydrogen | ON | Dispatch-Import | FuelCost | 0 | [6 empty] | 0.37512 | 0
LCP_Inputs_ON_Electric_2023_04_03 | 2045 | H2 Import - WC | Import | Hydrogen | ON | Dispatch-Import | VOM | 0 | [6 empty] | 0.37512 | 0
LCP_Inputs_ON_Electric_2023_04_03 | 2045 | H2 Import - WC | Import | Hydrogen | PJ | Dispatch-Import | EmissionsCost | 0 | [6 empty] | 0.37512 | 0
LCP_Inputs_ON_Electric_2023_04_03 | 2045 | H2 Import - WC | Import | Hydrogen | PJ | Dispatch-Import | FuelCost | 0 | [6 empty] | 0.37512 | 0
LCP_Inputs_ON_Electric_2023_04_03 | 2045 | H2 Import - WC | Import | Hydrogen | PJ | Dispatch-Import | VOM | 0 | [6 empty] | 0.37512 | 0
LCP_Inputs_ON_Electric_2023_04_03 | 2045 | H2 Import - WC | Import | Hydrogen | QC | Dispatch-Import | EmissionsCost | 0 | [6 empty] | 0.37512 | 0
LCP_Inputs_ON_Electric_2023_04_03 | 2045 | H2 Import - WC | Import | Hydrogen | QC | Dispatch-Import | FuelCost | 0 | [6 empty] | 0.37512 | 0
LCP_Inputs_ON_Electric_2023_04_03 | 2045 | H2 Import - WC | Import | Hydrogen | QC | Dispatch-Import | VOM | 0 | [6 empty] | 0.37512 | 0
LCP_Inputs_ON_Electric_2023_04_03 | 2045 | H2 Import - WC | Import | Hydrogen | WC | Dispatch-Import | EmissionsCost | 0 | [6 empty] | 0.37512 | 0
LCP_Inputs_ON_Electric_2023_04_03 | 2045 | H2 Import - WC | Import | Hydrogen | WC | Dispatch-Import | FuelCost | 44020984.9366 | [6 empty] | 0.37512 | 16513011.1015
LCP_Inputs_ON_Electric_2023_04_03 | 2045 | H2 Import - WC | Import | Hydrogen | WC | Dispatch-Import | VOM | 0 | [6 empty] | 0.37512 | 0
LCP_Inputs_ON_Electric_2023_04_03 | 2045 | H2 Salt Cavern Storage - ON | Storage | Hydrogen | MI | Dispatch-Storage | EmissionsCost | 0 | [6 empty] | 0.37512 | 0
LCP_Inputs_ON_Electric_2023_04_03 | 2045 | H2 Salt Cavern Storage - ON | Storage | Hydrogen | MI | Dispatch-Storage | FuelCost | 0 | [6 empty] | 0.37512 | 0
LCP_Inputs_ON_Electric_2023_04_03 | 2045 | H2 Salt Cavern Storage - ON | Storage | Hydrogen | MI | Dispatch-Storage | VOM | 0 | [6 empty] | 0.37512 | 0
LCP_Inputs_ON_Electric_2023_04_03 | 2045 | H2 Salt Cavern Storage - ON | Storage | Hydrogen | NY | Dispatch-Storage | EmissionsCost | 0 | [6 empty] | 0.37512 | 0
LCP_Inputs_ON_Electric_2023_04_03 | 2045 | H2 Salt Cavern Storage - ON | Storage | Hydrogen | NY | Dispatch-Storage | FuelCost | 0 | [6 empty] | 0.37512 | 0
LCP_Inputs_ON_Electric_2023_04_03 | 2045 | H2 Salt Cavern Storage - ON | Storage | Hydrogen | NY | Dispatch-Storage | VOM | 0 | [6 empty] | 0.37512 | 0
LCP_Inputs_ON_Electric_2023_04_03 | 2045 | H2 Salt Cavern Storage - ON | Storage | Hydrogen | ON | Dispatch-Storage | EmissionsCost | 0 | [6 empty] | 0.37512 | 0
LCP_Inputs_ON_Electric_2023_04_03 | 2045 | H2 Salt Cavern Storage - ON | Storage | Hydrogen | ON | Dispatch-Storage | FuelCost | 0 | [6 empty] | 0.37512 | 0
LCP_Inputs_ON_Electric_2023_04_03 | 2045 | H2 Salt Cavern Storage - ON | Storage | Hydrogen | ON | Dispatch-Storage | VOM | 52587352.8626 | [6 empty] | 0.37512 | 19726399.6448
LCP_Inputs_ON_Electric_2023_04_03 | 2045 | H2 Salt Cavern Storage - ON | Storage | Hydrogen | PJ | Dispatch-Storage | EmissionsCost | 0 | [6 empty] | 0.37512 | 0
LCP_Inputs_ON_Electric_2023_04_03 | 2045 | H2 Salt Cavern Storage - ON | Storage | Hydrogen | PJ | Dispatch-Storage | FuelCost | 0 | [6 empty] | 0.37512 | 0
LCP_Inputs_ON_Electric_2023_04_03 | 2045 | H2 Salt Cavern Storage - ON | Storage | Hydrogen | PJ | Dispatch-Storage | VOM | 0 | [6 empty] | 0.37512 | 0
LCP_Inputs_ON_Electric_2023_04_03 | 2045 | H2 Salt Cavern Storage - ON | Storage | Hydrogen | QC | Dispatch-Storage | EmissionsCost | 0 | [6 empty] | 0.37512 | 0
LCP_Inputs_ON_Electric_2023_04_03 | 2045 | H2 Salt Cavern Storage - ON | Storage | Hydrogen | QC | Dispatch-Storage | FuelCost | 0 | [6 empty] | 0.37512 | 0
LCP_Inputs_ON_Electric_2023_04_03 | 2045 | H2 Salt Cavern Storage - ON | Storage | Hydrogen | QC | Dispatch-Storage | VOM | 0 | [6 empty] | 0.37512 | 0
LCP_Inputs_ON_Electric_2023_04_03 | 2045 | H2 Salt Cavern Storage - ON | Storage | Hydrogen | WC | Dispatch-Storage | EmissionsCost | 0 | [6 empty] | 0.37512 | 0
LCP_Inputs_ON_Electric_2023_04_03 | 2045 | H2 Salt Cavern Storage - ON | Storage | Hydrogen | WC | Dispatch-Storage | FuelCost | 0 | [6 empty] | 0.37512 | 0
LCP_Inputs_ON_Electric_2023_04_03 | 2045 | H2 Salt Cavern Storage - ON | Storage | Hydrogen | WC | Dispatch-Storage | VOM | 0 | [6 empty] | 0.37512 | 0
LCP_Inputs_ON_Electric_2023_04_03 | 2045 | Hydro | Generation | Electricity | MI | Dispatch-Generation | EmissionsCost | 0 | [6 empty] | 0.37512 | 0
LCP_Inputs_ON_Electric_2023_04_03 | 2045 | Hydro | Generation | Electricity | MI | Dispatch-Generation | FuelCost | 0 | [6 empty] | 0.37512 | 0
LCP_Inputs_ON_Electric_2023_04_03 | 2045 | Hydro | Generation | Electricity | MI | Dispatch-Generation | VOM | 0 | [6 empty] | 0.37512 | 0
LCP_Inputs_ON_Electric_2023_04_03 | 2045 | Hydro | Generation | Electricity | NY | Dispatch-Generation | EmissionsCost | 0 | [6 empty] | 0.37512 | 0
LCP_Inputs_ON_Electric_2023_04_03 | 2045 | Hydro | Generation | Electricity | NY | Dispatch-Generation | FuelCost | 0 | [6 empty] | 0.37512 | 0
LCP_Inputs_ON_Electric_2023_04_03 | 2045 | Hydro | Generation | Electricity | NY | Dispatch-Generation | VOM | 0 | [6 empty] | 0.37512 | 0
LCP_Inputs_ON_Electric_2023_04_03 | 2045 | Hydro | Generation | Electricity | ON | Dispatch-Generation | EmissionsCost | 0 | [6 empty] | 0.37512 | 0
LCP_Inputs_ON_Electric_2023_04_03 | 2045 | Hydro | Generation | Electricity | ON | Dispatch-Generation | FuelCost | 0 | [6 empty] | 0.37512 | 0
LCP_Inputs_ON_Electric_2023_04_03 | 2045 | Hydro | Generation | Electricity | ON | Dispatch-Generation | VOM | 0 | [6 empty] | 0.37512 | 0
LCP_Inputs_ON_Electric_2023_04_03 | 2045 | Hydro | Generation | Electricity | PJ | Dispatch-Generation | EmissionsCost | 0 | [6 empty] | 0.37512 | 0
LCP_Inputs_ON_Electric_2023_04_03 | 2045 | Hydro | Generation | Electricity | PJ | Dispatch-Generation | FuelCost | 0 | [6 empty] | 0.37512 | 0
LCP_Inputs_ON_Electric_2023_04_03 | 2045 | Hydro | Generation | Electricity | PJ | Dispatch-Generation | VOM | 0 | [6 empty] | 0.37512 | 0
LCP_Inputs_ON_Electric_2023_04_03 | 2045 | Hydro | Generation | Electricity | QC | Dispatch-Generation | EmissionsCost | 0 | [6 empty] | 0.37512 | 0
LCP_Inputs_ON_Electric_2023_04_03 | 2045 | Hydro | Generation | Electricity | QC | Dispatch-Generation | FuelCost | 0 | [6 empty] | 0.37512 | 0
LCP_Inputs_ON_Electric_2023_04_03 | 2045 | Hydro | Generation | Electricity | QC | Dispatch-Generation | VOM | 0 | [6 empty] | 0.37512 | 0
LCP_Inputs_ON_Electric_2023_04_03 | 2045 | Hydro | Generation | Electricity | WC | Dispatch-Generation | EmissionsCost | 0 | [6 empty] | 0.37512 | 0
LCP_Inputs_ON_Electric_2023_04_03 | 2045 | Hydro | Generation | Electricity | WC | Dispatch-Generation | FuelCost | 0 | [6 empty] | 0.37512 | 0
LCP_Inputs_ON_Electric_2023_04_03 | 2045 | Hydro | Generation | Electricity | WC | Dispatch-Generation | VOM | 0 | [6 empty] | 0.37512 | 0
LCP_Inputs_ON_Electric_2023_04_03 | 2045 | Hydro Pumped Storage | Storage | Electricity | MI | Dispatch-Storage | EmissionsCost | 0 | [6 empty] | 0.37512 | 0
LCP_Inputs_ON_Electric_2023_04_03 | 2045 | Hydro Pumped Storage | Storage | Electricity | MI | Dispatch-Storage | FuelCost | 0 | [6 empty] | 0.37512 | 0
LCP_Inputs_ON_Electric_2023_04_03 | 2045 | Hydro Pumped Storage | Storage | Electricity | MI | Dispatch-Storage | VOM | 0 | [6 empty] | 0.37512 | 0
LCP_Inputs_ON_Electric_2023_04_03 | 2045 | Hydro Pumped Storage | Storage | Electricity | NY | Dispatch-Storage | EmissionsCost | 0 | [6 empty] | 0.37512 | 0
LCP_Inputs_ON_Electric_2023_04_03 | 2045 | Hydro Pumped Storage | Storage | Electricity | NY | Dispatch-Storage | FuelCost | 0 | [6 empty] | 0.37512 | 0
LCP_Inputs_ON_Electric_2023_04_03 | 2045 | Hydro Pumped Storage | Storage | Electricity | NY | Dispatch-Storage | VOM | 0 | [6 empty] | 0.37512 | 0
LCP_Inputs_ON_Electric_2023_04_03 | 2045 | Hydro Pumped Storage | Storage | Electricity | ON | Dispatch-Storage | EmissionsCost | 0 | [6 empty] | 0.37512 | 0
LCP_Inputs_ON_Electric_2023_04_03 | 2045 | Hydro Pumped Storage | Storage | Electricity | ON | Dispatch-Storage | FuelCost | 0 | [6 empty] | 0.37512 | 0
LCP_Inputs_ON_Electric_2023_04_03 | 2045 | Hydro Pumped Storage | Storage | Electricity | ON | Dispatch-Storage | VOM | 0 | [6 empty] | 0.37512 | 0
LCP_Inputs_ON_Electric_2023_04_03 | 2045 | Hydro Pumped Storage | Storage | Electricity | PJ | Dispatch-Storage | EmissionsCost | 0 | [6 empty] | 0.37512 | 0
LCP_Inputs_ON_Electric_2023_04_03 | 2045 | Hydro Pumped Storage | Storage | Electricity | PJ | Dispatch-Storage | FuelCost | 0 | [6 empty] | 0.37512 | 0
LCP_Inputs_ON_Electric_2023_04_03 | 2045 | Hydro Pumped Storage | Storage | Electricity | PJ | Dispatch-Storage | VOM | 0 | [6 empty] | 0.37512 | 0
LCP_Inputs_ON_Electric_2023_04_03 | 2045 | Hydro Pumped Storage | Storage | Electricity | QC | Dispatch-Storage | EmissionsCost | 0 | [6 empty] | 0.37512 | 0
LCP_Inputs_ON_Electric_2023_04_03 | 2045 | Hydro Pumped Storage | Storage | Electricity | QC | Dispatch-Storage | FuelCost | 0 | [6 empty] | 0.37512 | 0
LCP_Inputs_ON_Electric_2023_04_03 | 2045 | Hydro Pumped Storage | Storage | Electricity | QC | Dispatch-Storage | VOM | 0 | [6 empty] | 0.37512 | 0
LCP_Inputs_ON_Electric_2023_04_03 | 2045 | Hydro Pumped Storage | Storage | Electricity | WC | Dispatch-Storage | EmissionsCost | 0 | [6 empty] | 0.37512 | 0
LCP_Inputs_ON_Electric_2023_04_03 | 2045 | Hydro Pumped Storage | Storage | Electricity | WC | Dispatch-Storage | FuelCost | 0 | [6 empty] | 0.37512 | 0
LCP_Inputs_ON_Electric_2023_04_03 | 2045 | Hydro Pumped Storage | Storage | Electricity | WC | Dispatch-Storage | VOM | 0 | [6 empty] | 0.37512 | 0
LCP_Inputs_ON_Electric_2023_04_03 | 2045 | Nuclear | Generation | Electricity | MI | Dispatch-Generation | EmissionsCost | 0 | [6 empty] | 0.37512 | 0
LCP_Inputs_ON_Electric_2023_04_03 | 2045 | Nuclear | Generation | Electricity | MI | Dispatch-Generation | FuelCost | 0 | [6 empty] | 0.37512 | 0
LCP_Inputs_ON_Electric_2023_04_03 | 2045 | Nuclear | Generation | Electricity | MI | Dispatch-Generation | VOM | 2762866296.96 | [6 empty] | 0.37512 | 1036397570.3709
LCP_Inputs_ON_Electric_2023_04_03 | 2045 | Nuclear | Generation | Electricity | NY | Dispatch-Generation | EmissionsCost | 0 | [6 empty] | 0.37512 | 0
LCP_Inputs_ON_Electric_2023_04_03 | 2045 | Nuclear | Generation | Electricity | NY | Dispatch-Generation | FuelCost | 0 | [6 empty] | 0.37512 | 0
LCP_Inputs_ON_Electric_2023_04_03 | 2045 | Nuclear | Generation | Electricity | NY | Dispatch-Generation | VOM | 2246155230.144 | [6 empty] | 0.37512 | 842570567.2976
LCP_Inputs_ON_Electric_2023_04_03 | 2045 | Nuclear | Generation | Electricity | ON | Dispatch-Generation | EmissionsCost | 0 | [6 empty] | 0.37512 | 0
LCP_Inputs_ON_Electric_2023_04_03 | 2045 | Nuclear | Generation | Electricity | ON | Dispatch-Generation | FuelCost | 0 | [6 empty] | 0.37512 | 0
LCP_Inputs_ON_Electric_2023_04_03 | 2045 | Nuclear | Generation | Electricity | ON | Dispatch-Generation | VOM | 7823178339.984 | [6 empty] | 0.37512 | 2934605642.3573
LCP_Inputs_ON_Electric_2023_04_03 | 2045 | Nuclear | Generation | Electricity | PJ | Dispatch-Generation | EmissionsCost | 0 | [6 empty] | 0.37512 | 0
LCP_Inputs_ON_Electric_2023_04_03 | 2045 | Nuclear | Generation | Electricity | PJ | Dispatch-Generation | FuelCost | 0 | [6 empty] | 0.37512 | 0
LCP_Inputs_ON_Electric_2023_04_03 | 2045 | Nuclear | Generation | Electricity | PJ | Dispatch-Generation | VOM | 6401347648.6848 | [6 empty] | 0.37512 | 2401253060.0906
LCP_Inputs_ON_Electric_2023_04_03 | 2045 | Nuclear | Generation | Electricity | QC | Dispatch-Generation | EmissionsCost | 0 | [6 empty] | 0.37512 | 0
LCP_Inputs_ON_Electric_2023_04_03 | 2045 | Nuclear | Generation | Electricity | QC | Dispatch-Generation | FuelCost | 0 | [6 empty] | 0.37512 | 0
LCP_Inputs_ON_Electric_2023_04_03 | 2045 | Nuclear | Generation | Electricity | QC | Dispatch-Generation | VOM | 0 | [6 empty] | 0.37512 | 0
LCP_Inputs_ON_Electric_2023_04_03 | 2045 | Nuclear | Generation | Electricity | WC | Dispatch-Generation | EmissionsCost | 0 | [6 empty] | 0.37512 | 0
LCP_Inputs_ON_Electric_2023_04_03 | 2045 | Nuclear | Generation | Electricity | WC | Dispatch-Generation | FuelCost | 0 | [6 empty] | 0.37512 | 0
LCP_Inputs_ON_Electric_2023_04_03 | 2045 | Nuclear | Generation | Electricity | WC | Dispatch-Generation | VOM | 0 | [6 empty] | 0.37512 | 0
LCP_Inputs_ON_Electric_2023_04_03 | 2045 | Nuclear SMR | Generation | Electricity | MI | Dispatch-Generation | EmissionsCost | 0 | [6 empty] | 0.37512 | 0
LCP_Inputs_ON_Electric_2023_04_03 | 2045 | Nuclear SMR | Generation | Electricity | MI | Dispatch-Generation | FuelCost | 0 | [6 empty] | 0.37512 | 0
LCP_Inputs_ON_Electric_2023_04_03 | 2045 | Nuclear SMR | Generation | Electricity | MI | Dispatch-Generation | VOM | 0 | [6 empty] | 0.37512 | 0
LCP_Inputs_ON_Electric_2023_04_03 | 2045 | Nuclear SMR | Generation | Electricity | NY | Dispatch-Generation | EmissionsCost | 0 | [6 empty] | 0.37512 | 0
LCP_Inputs_ON_Electric_2023_04_03 | 2045 | Nuclear SMR | Generation | Electricity | NY | Dispatch-Generation | FuelCost | 0 | [6 empty] | 0.37512 | 0
LCP_Inputs_ON_Electric_2023_04_03 | 2045 | Nuclear SMR | Generation | Electricity | NY | Dispatch-Generation | VOM | 0 | [6 empty] | 0.37512 | 0
LCP_Inputs_ON_Electric_2023_04_03 | 2045 | Nuclear SMR | Generation | Electricity | ON | Dispatch-Generation | EmissionsCost | 0 | [6 empty] | 0.37512 | 0
LCP_Inputs_ON_Electric_2023_04_03 | 2045 | Nuclear SMR | Generation | Electricity | ON | Dispatch-Generation | FuelCost | 0 | [6 empty] | 0.37512 | 0
LCP_Inputs_ON_Electric_2023_04_03 | 2045 | Nuclear SMR | Generation | Electricity | ON | Dispatch-Generation | VOM | 188861026.6733 | [6 empty] | 0.37512 | 70844944.3961
LCP_Inputs_ON_Electric_2023_04_03 | 2045 | Nuclear SMR | Generation | Electricity | PJ | Dispatch-Generation | EmissionsCost | 0 | [6 empty] | 0.37512 | 0
LCP_Inputs_ON_Electric_2023_04_03 | 2045 | Nuclear SMR | Generation | Electricity | PJ | Dispatch-Generation | FuelCost | 0 | [6 empty] | 0.37512 | 0
LCP_Inputs_ON_Electric_2023_04_03 | 2045 | Nuclear SMR | Generation | Electricity | PJ | Dispatch-Generation | VOM | 0 | [6 empty] | 0.37512 | 0
LCP_Inputs_ON_Electric_2023_04_03 | 2045 | Nuclear SMR | Generation | Electricity | QC | Dispatch-Generation | EmissionsCost | 0 | [6 empty] | 0.37512 | 0
LCP_Inputs_ON_Electric_2023_04_03 | 2045 | Nuclear SMR | Generation | Electricity | QC | Dispatch-Generation | FuelCost | 0 | [6 empty] | 0.37512 | 0
LCP_Inputs_ON_Electric_2023_04_03 | 2045 | Nuclear SMR | Generation | Electricity | QC | Dispatch-Generation | VOM | 0 | [6 empty] | 0.37512 | 0
LCP_Inputs_ON_Electric_2023_04_03 | 2045 | Nuclear SMR | Generation | Electricity | WC | Dispatch-Generation | EmissionsCost | 0 | [6 empty] | 0.37512 | 0
LCP_Inputs_ON_Electric_2023_04_03 | 2045 | Nuclear SMR | Generation | Electricity | WC | Dispatch-Generation | FuelCost | 0 | [6 empty] | 0.37512 | 0
LCP_Inputs_ON_Electric_2023_04_03 | 2045 | Nuclear SMR | Generation | Electricity | WC | Dispatch-Generation | VOM | 0 | [6 empty] | 0.37512 | 0
LCP_Inputs_ON_Electric_2023_04_03 | 2045 | O/CCGT - CH4 Existing | Crossload | Electricity | MI | Dispatch-Crossload | EmissionsCost | 0 | [6 empty] | 0.37512 | 0
LCP_Inputs_ON_Electric_2023_04_03 | 2045 | O/CCGT - CH4 Existing | Crossload | Electricity | MI | Dispatch-Crossload | FuelCost | 0 | [6 empty] | 0.37512 | 0
LCP_Inputs_ON_Electric_2023_04_03 | 2045 | O/CCGT - CH4 Existing | Crossload | Electricity | MI | Dispatch-Crossload | VOM | 0 | [6 empty] | 0.37512 | 0
LCP_Inputs_ON_Electric_2023_04_03 | 2045 | O/CCGT - CH4 Existing | Crossload | Electricity | NY | Dispatch-Crossload | EmissionsCost | 0 | [6 empty] | 0.37512 | 0
LCP_Inputs_ON_Electric_2023_04_03 | 2045 | O/CCGT - CH4 Existing | Crossload | Electricity | NY | Dispatch-Crossload | FuelCost | 0 | [6 empty] | 0.37512 | 0
LCP_Inputs_ON_Electric_2023_04_03 | 2045 | O/CCGT - CH4 Existing | Crossload | Electricity | NY | Dispatch-Crossload | VOM | 0 | [6 empty] | 0.37512 | 0
LCP_Inputs_ON_Electric_2023_04_03 | 2045 | O/CCGT - CH4 Existing | Crossload | Electricity | ON | Dispatch-Crossload | EmissionsCost | 4366216.5558 | [6 empty] | 0.37512 | 1637841.1924
LCP_Inputs_ON_Electric_2023_04_03 | 2045 | O/CCGT - CH4 Existing | Crossload | Electricity | ON | Dispatch-Crossload | FuelCost | 0 | [6 empty] | 0.37512 | 0
LCP_Inputs_ON_Electric_2023_04_03 | 2045 | O/CCGT - CH4 Existing | Crossload | Electricity | ON | Dispatch-Crossload | VOM | 155334.2065 | [6 empty] | 0.37512 | 58268.4708
LCP_Inputs_ON_Electric_2023_04_03 | 2045 | O/CCGT - CH4 Existing | Crossload | Electricity | PJ | Dispatch-Crossload | EmissionsCost | 0 | [6 empty] | 0.37512 | 0
LCP_Inputs_ON_Electric_2023_04_03 | 2045 | O/CCGT - CH4 Existing | Crossload | Electricity | PJ | Dispatch-Crossload | FuelCost | 0 | [6 empty] | 0.37512 | 0
LCP_Inputs_ON_Electric_2023_04_03 | 2045 | O/CCGT - CH4 Existing | Crossload | Electricity | PJ | Dispatch-Crossload | VOM | 0 | [6 empty] | 0.37512 | 0
LCP_Inputs_ON_Electric_2023_04_03 | 2045 | O/CCGT - CH4 Existing | Crossload | Electricity | QC | Dispatch-Crossload | EmissionsCost | 0 | [6 empty] | 0.37512 | 0
LCP_Inputs_ON_Electric_2023_04_03 | 2045 | O/CCGT - CH4 Existing | Crossload | Electricity | QC | Dispatch-Crossload | FuelCost | 0 | [6 empty] | 0.37512 | 0
LCP_Inputs_ON_Electric_2023_04_03 | 2045 | O/CCGT - CH4 Existing | Crossload | Electricity | QC | Dispatch-Crossload | VOM | 0 | [6 empty] | 0.37512 | 0
LCP_Inputs_ON_Electric_2023_04_03 | 2045 | O/CCGT - CH4 Existing | Crossload | Electricity | WC | Dispatch-Crossload | EmissionsCost | 0 | [6 empty] | 0.37512 | 0
LCP_Inputs_ON_Electric_2023_04_03 | 2045 | O/CCGT - CH4 Existing | Crossload | Electricity | WC | Dispatch-Crossload | FuelCost | 0 | [6 empty] | 0.37512 | 0
LCP_Inputs_ON_Electric_2023_04_03 | 2045 | O/CCGT - CH4 Existing | Crossload | Electricity | WC | Dispatch-Crossload | VOM | 0 | [6 empty] | 0.37512 | 0
LCP_Inputs_ON_Electric_2023_04_03 | 2045 | O/CCGT - CH4 New | Crossload | Electricity | MI | Dispatch-Crossload | EmissionsCost | 0 | [6 empty] | 0.37512 | 0
LCP_Inputs_ON_Electric_2023_04_03 | 2045 | O/CCGT - CH4 New | Crossload | Electricity | MI | Dispatch-Crossload | FuelCost | 0 | [6 empty] | 0.37512 | 0
LCP_Inputs_ON_Electric_2023_04_03 | 2045 | O/CCGT - CH4 New | Crossload | Electricity | MI | Dispatch-Crossload | VOM | 0 | [6 empty] | 0.37512 | 0
LCP_Inputs_ON_Electric_2023_04_03 | 2045 | O/CCGT - CH4 New | Crossload | Electricity | NY | Dispatch-Crossload | EmissionsCost | 0 | [6 empty] | 0.37512 | 0
LCP_Inputs_ON_Electric_2023_04_03 | 2045 | O/CCGT - CH4 New | Crossload | Electricity | NY | Dispatch-Crossload | FuelCost | 0 | [6 empty] | 0.37512 | 0
LCP_Inputs_ON_Electric_2023_04_03 | 2045 | O/CCGT - CH4 New | Crossload | Electricity | NY | Dispatch-Crossload | VOM | 0 | [6 empty] | 0.37512 | 0
LCP_Inputs_ON_Electric_2023_04_03 | 2045 | O/CCGT - CH4 New | Crossload | Electricity | ON | Dispatch-Crossload | EmissionsCost | 1534085.0461 | [6 empty] | 0.37512 | 575461.0769
LCP_Inputs_ON_Electric_2023_04_03 | 2045 | O/CCGT - CH4 New | Crossload | Electricity | ON | Dispatch-Crossload | FuelCost | 0 | [6 empty] | 0.37512 | 0
LCP_Inputs_ON_Electric_2023_04_03 | 2045 | O/CCGT - CH4 New | Crossload | Electricity | ON | Dispatch-Crossload | VOM | 54577.2021 | [6 empty] | 0.37512 | 20472.8255
LCP_Inputs_ON_Electric_2023_04_03 | 2045 | O/CCGT - CH4 New | Crossload | Electricity | PJ | Dispatch-Crossload | EmissionsCost | 0 | [6 empty] | 0.37512 | 0
LCP_Inputs_ON_Electric_2023_04_03 | 2045 | O/CCGT - CH4 New | Crossload | Electricity | PJ | Dispatch-Crossload | FuelCost | 0 | [6 empty] | 0.37512 | 0
LCP_Inputs_ON_Electric_2023_04_03 | 2045 | O/CCGT - CH4 New | Crossload | Electricity | PJ | Dispatch-Crossload | VOM | 0 | [6 empty] | 0.37512 | 0
LCP_Inputs_ON_Electric_2023_04_03 | 2045 | O/CCGT - CH4 New | Crossload | Electricity | QC | Dispatch-Crossload | EmissionsCost | 0 | [6 empty] | 0.37512 | 0
LCP_Inputs_ON_Electric_2023_04_03 | 2045 | O/CCGT - CH4 New | Crossload | Electricity | QC | Dispatch-Crossload | FuelCost | 0 | [6 empty] | 0.37512 | 0
LCP_Inputs_ON_Electric_2023_04_03 | 2045 | O/CCGT - CH4 New | Crossload | Electricity | QC | Dispatch-Crossload | VOM | 0 | [6 empty] | 0.37512 | 0
LCP_Inputs_ON_Electric_2023_04_03 | 2045 | O/CCGT - CH4 New | Crossload | Electricity | WC | Dispatch-Crossload | EmissionsCost | 0 | [6 empty] | 0.37512 | 0
LCP_Inputs_ON_Electric_2023_04_03 | 2045 | O/CCGT - CH4 New | Crossload | Electricity | WC | Dispatch-Crossload | FuelCost | 0 | [6 empty] | 0.37512 | 0
LCP_Inputs_ON_Electric_2023_04_03 | 2045 | O/CCGT - CH4 New | Crossload | Electricity | WC | Dispatch-Crossload | VOM | 0 | [6 empty] | 0.37512 | 0
LCP_Inputs_ON_Electric_2023_04_03 | 2045 | O/CCGT - H2 New | Crossload | Electricity | MI | Dispatch-Crossload | EmissionsCost | 0 | [6 empty] | 0.37512 | 0
LCP_Inputs_ON_Electric_2023_04_03 | 2045 | O/CCGT - H2 New | Crossload | Electricity | MI | Dispatch-Crossload | FuelCost | 0 | [6 empty] | 0.37512 | 0
LCP_Inputs_ON_Electric_2023_04_03 | 2045 | O/CCGT - H2 New | Crossload | Electricity | MI | Dispatch-Crossload | VOM | 0 | [6 empty] | 0.37512 | 0
LCP_Inputs_ON_Electric_2023_04_03 | 2045 | O/CCGT - H2 New | Crossload | Electricity | NY | Dispatch-Crossload | EmissionsCost | 0 | [6 empty] | 0.37512 | 0
LCP_Inputs_ON_Electric_2023_04_03 | 2045 | O/CCGT - H2 New | Crossload | Electricity | NY | Dispatch-Crossload | FuelCost | 0 | [6 empty] | 0.37512 | 0
LCP_Inputs_ON_Electric_2023_04_03 | 2045 | O/CCGT - H2 New | Crossload | Electricity | NY | Dispatch-Crossload | VOM | 0 | [6 empty] | 0.37512 | 0
LCP_Inputs_ON_Electric_2023_04_03 | 2045 | O/CCGT - H2 New | Crossload | Electricity | ON | Dispatch-Crossload | EmissionsCost | 0 | [6 empty] | 0.37512 | 0
LCP_Inputs_ON_Electric_2023_04_03 | 2045 | O/CCGT - H2 New | Crossload | Electricity | ON | Dispatch-Crossload | FuelCost | 0 | [6 empty] | 0.37512 | 0
LCP_Inputs_ON_Electric_2023_04_03 | 2045 | O/CCGT - H2 New | Crossload | Electricity | ON | Dispatch-Crossload | VOM | 1434951.3085 | [6 empty] | 0.37512 | 538274.3462
LCP_Inputs_ON_Electric_2023_04_03 | 2045 | O/CCGT - H2 New | Crossload | Electricity | PJ | Dispatch-Crossload | EmissionsCost | 0 | [6 empty] | 0.37512 | 0
LCP_Inputs_ON_Electric_2023_04_03 | 2045 | O/CCGT - H2 New | Crossload | Electricity | PJ | Dispatch-Crossload | FuelCost | 0 | [6 empty] | 0.37512 | 0
LCP_Inputs_ON_Electric_2023_04_03 | 2045 | O/CCGT - H2 New | Crossload | Electricity | PJ | Dispatch-Crossload | VOM | 0 | [6 empty] | 0.37512 | 0
LCP_Inputs_ON_Electric_2023_04_03 | 2045 | O/CCGT - H2 New | Crossload | Electricity | QC | Dispatch-Crossload | EmissionsCost | 0 | [6 empty] | 0.37512 | 0
LCP_Inputs_ON_Electric_2023_04_03 | 2045 | O/CCGT - H2 New | Crossload | Electricity | QC | Dispatch-Crossload | FuelCost | 0 | [6 empty] | 0.37512 | 0
LCP_Inputs_ON_Electric_2023_04_03 | 2045 | O/CCGT - H2 New | Crossload | Electricity | QC | Dispatch-Crossload | VOM | 0 | [6 empty] | 0.37512 | 0
LCP_Inputs_ON_Electric_2023_04_03 | 2045 | O/CCGT - H2 New | Crossload | Electricity | WC | Dispatch-Crossload | EmissionsCost | 0 | [6 empty] | 0.37512 | 0
LCP_Inputs_ON_Electric_2023_04_03 | 2045 | O/CCGT - H2 New | Crossload | Electricity | WC | Dispatch-Crossload | FuelCost | 0 | [6 empty] | 0.37512 | 0
LCP_Inputs_ON_Electric_2023_04_03 | 2045 | O/CCGT - H2 New | Crossload | Electricity | WC | Dispatch-Crossload | VOM | 0 | [6 empty] | 0.37512 | 0
LCP_Inputs_ON_Electric_2023_04_03 | 2045 | SMR CCS | Crossload | Hydrogen | MI | Dispatch-Crossload | EmissionsCost | 0 | [6 empty] | 0.37512 | 0
LCP_Inputs_ON_Electric_2023_04_03 | 2045 | SMR CCS | Crossload | Hydrogen | MI | Dispatch-Crossload | FuelCost | 0 | [6 empty] | 0.37512 | 0
LCP_Inputs_ON_Electric_2023_04_03 | 2045 | SMR CCS | Crossload | Hydrogen | MI | Dispatch-Crossload | VOM | 0 | [6 empty] | 0.37512 | 0
LCP_Inputs_ON_Electric_2023_04_03 | 2045 | SMR CCS | Crossload | Hydrogen | NY | Dispatch-Crossload | EmissionsCost | 0 | [6 empty] | 0.37512 | 0
LCP_Inputs_ON_Electric_2023_04_03 | 2045 | SMR CCS | Crossload | Hydrogen | NY | Dispatch-Crossload | FuelCost | 0 | [6 empty] | 0.37512 | 0
LCP_Inputs_ON_Electric_2023_04_03 | 2045 | SMR CCS | Crossload | Hydrogen | NY | Dispatch-Crossload | VOM | 0 | [6 empty] | 0.37512 | 0
LCP_Inputs_ON_Electric_2023_04_03 | 2045 | SMR CCS | Crossload | Hydrogen | ON | Dispatch-Crossload | EmissionsCost | 201797912.0831 | [6 empty] | 0.37512 | 75697787.4821
LCP_Inputs_ON_Electric_2023_04_03 | 2045 | SMR CCS | Crossload | Hydrogen | ON | Dispatch-Crossload | FuelCost | 0 | [6 empty] | 0.37512 | 0
LCP_Inputs_ON_Electric_2023_04_03 | 2045 | SMR CCS | Crossload | Hydrogen | ON | Dispatch-Crossload | VOM | 235403659.388 | [6 empty] | 0.37512 | 88303867.9485
LCP_Inputs_ON_Electric_2023_04_03 | 2045 | SMR CCS | Crossload | Hydrogen | PJ | Dispatch-Crossload | EmissionsCost | 0 | [6 empty] | 0.37512 | 0
LCP_Inputs_ON_Electric_2023_04_03 | 2045 | SMR CCS | Crossload | Hydrogen | PJ | Dispatch-Crossload | FuelCost | 0 | [6 empty] | 0.37512 | 0
LCP_Inputs_ON_Electric_2023_04_03 | 2045 | SMR CCS | Crossload | Hydrogen | PJ | Dispatch-Crossload | VOM | 0 | [6 empty] | 0.37512 | 0
LCP_Inputs_ON_Electric_2023_04_03 | 2045 | SMR CCS | Crossload | Hydrogen | QC | Dispatch-Crossload | EmissionsCost | 0 | [6 empty] | 0.37512 | 0
LCP_Inputs_ON_Electric_2023_04_03 | 2045 | SMR CCS | Crossload | Hydrogen | QC | Dispatch-Crossload | FuelCost | 0 | [6 empty] | 0.37512 | 0
LCP_Inputs_ON_Electric_2023_04_03 | 2045 | SMR CCS | Crossload | Hydrogen | QC | Dispatch-Crossload | VOM | 0 | [6 empty] | 0.37512 | 0
LCP_Inputs_ON_Electric_2023_04_03 | 2045 | SMR CCS | Crossload | Hydrogen | WC | Dispatch-Crossload | EmissionsCost | 0 | [6 empty] | 0.37512 | 0
LCP_Inputs_ON_Electric_2023_04_03 | 2045 | SMR CCS | Crossload | Hydrogen | WC | Dispatch-Crossload | FuelCost | 0 | [6 empty] | 0.37512 | 0
LCP_Inputs_ON_Electric_2023_04_03 | 2045 | SMR CCS | Crossload | Hydrogen | WC | Dispatch-Crossload | VOM | 0 | [6 empty] | 0.37512 | 0
LCP_Inputs_ON_Electric_2023_04_03 | 2045 | Solar PV | Generation | Electricity | MI | Dispatch-Generation | EmissionsCost | 0 | [6 empty] | 0.37512 | 0
LCP_Inputs_ON_Electric_2023_04_03 | 2045 | Solar PV | Generation | Electricity | MI | Dispatch-Generation | FuelCost | 0 | [6 empty] | 0.37512 | 0
LCP_Inputs_ON_Electric_2023_04_03 | 2045 | Solar PV | Generation | Electricity | MI | Dispatch-Generation | VOM | 0 | [6 empty] | 0.37512 | 0
LCP_Inputs_ON_Electric_2023_04_03 | 2045 | Solar PV | Generation | Electricity | NY | Dispatch-Generation | EmissionsCost | 0 | [6 empty] | 0.37512 | 0
LCP_Inputs_ON_Electric_2023_04_03 | 2045 | Solar PV | Generation | Electricity | NY | Dispatch-Generation | FuelCost | 0 | [6 empty] | 0.37512 | 0
LCP_Inputs_ON_Electric_2023_04_03 | 2045 | Solar PV | Generation | Electricity | NY | Dispatch-Generation | VOM | 0 | [6 empty] | 0.37512 | 0
LCP_Inputs_ON_Electric_2023_04_03 | 2045 | Solar PV | Generation | Electricity | ON | Dispatch-Generation | EmissionsCost | 0 | [6 empty] | 0.37512 | 0
LCP_Inputs_ON_Electric_2023_04_03 | 2045 | Solar PV | Generation | Electricity | ON | Dispatch-Generation | FuelCost | 0 | [6 empty] | 0.37512 | 0
LCP_Inputs_ON_Electric_2023_04_03 | 2045 | Solar PV | Generation | Electricity | ON | Dispatch-Generation | VOM | 0 | [6 empty] | 0.37512 | 0
LCP_Inputs_ON_Electric_2023_04_03 | 2045 | Solar PV | Generation | Electricity | PJ | Dispatch-Generation | EmissionsCost | 0 | [6 empty] | 0.37512 | 0
LCP_Inputs_ON_Electric_2023_04_03 | 2045 | Solar PV | Generation | Electricity | PJ | Dispatch-Generation | FuelCost | 0 | [6 empty] | 0.37512 | 0
LCP_Inputs_ON_Electric_2023_04_03 | 2045 | Solar PV | Generation | Electricity | PJ | Dispatch-Generation | VOM | 0 | [6 empty] | 0.37512 | 0
LCP_Inputs_ON_Electric_2023_04_03 | 2045 | Solar PV | Generation | Electricity | QC | Dispatch-Generation | EmissionsCost | 0 | [6 empty] | 0.37512 | 0
LCP_Inputs_ON_Electric_2023_04_03 | 2045 | Solar PV | Generation | Electricity | QC | Dispatch-Generation | FuelCost | 0 | [6 empty] | 0.37512 | 0
LCP_Inputs_ON_Electric_2023_04_03 | 2045 | Solar PV | Generation | Electricity | QC | Dispatch-Generation | VOM | 0 | [6 empty] | 0.37512 | 0
LCP_Inputs_ON_Electric_2023_04_03 | 2045 | Solar PV | Generation | Electricity | WC | Dispatch-Generation | EmissionsCost | 0 | [6 empty] | 0.37512 | 0
LCP_Inputs_ON_Electric_2023_04_03 | 2045 | Solar PV | Generation | Electricity | WC | Dispatch-Generation | FuelCost | 0 | [6 empty] | 0.37512 | 0
LCP_Inputs_ON_Electric_2023_04_03 | 2045 | Solar PV | Generation | Electricity | WC | Dispatch-Generation | VOM | 0 | [6 empty] | 0.37512 | 0
LCP_Inputs_ON_Electric_2023_04_03 | 2045 | Wind Offshore | Generation | Electricity | MI | Dispatch-Generation | EmissionsCost | 0 | [6 empty] | 0.37512 | 0
LCP_Inputs_ON_Electric_2023_04_03 | 2045 | Wind Offshore | Generation | Electricity | MI | Dispatch-Generation | FuelCost | 0 | [6 empty] | 0.37512 | 0
LCP_Inputs_ON_Electric_2023_04_03 | 2045 | Wind Offshore | Generation | Electricity | MI | Dispatch-Generation | VOM | 0 | [6 empty] | 0.37512 | 0
LCP_Inputs_ON_Electric_2023_04_03 | 2045 | Wind Offshore | Generation | Electricity | NY | Dispatch-Generation | EmissionsCost | 0 | [6 empty] | 0.37512 | 0
LCP_Inputs_ON_Electric_2023_04_03 | 2045 | Wind Offshore | Generation | Electricity | NY | Dispatch-Generation | FuelCost | 0 | [6 empty] | 0.37512 | 0
LCP_Inputs_ON_Electric_2023_04_03 | 2045 | Wind Offshore | Generation | Electricity | NY | Dispatch-Generation | VOM | 0 | [6 empty] | 0.37512 | 0
LCP_Inputs_ON_Electric_2023_04_03 | 2045 | Wind Offshore | Generation | Electricity | ON | Dispatch-Generation | EmissionsCost | 0 | [6 empty] | 0.37512 | 0
LCP_Inputs_ON_Electric_2023_04_03 | 2045 | Wind Offshore | Generation | Electricity | ON | Dispatch-Generation | FuelCost | 0 | [6 empty] | 0.37512 | 0
LCP_Inputs_ON_Electric_2023_04_03 | 2045 | Wind Offshore | Generation | Electricity | ON | Dispatch-Generation | VOM | 0 | [6 empty] | 0.37512 | 0
LCP_Inputs_ON_Electric_2023_04_03 | 2045 | Wind Offshore | Generation | Electricity | PJ | Dispatch-Generation | EmissionsCost | 0 | [6 empty] | 0.37512 | 0
LCP_Inputs_ON_Electric_2023_04_03 | 2045 | Wind Offshore | Generation | Electricity | PJ | Dispatch-Generation | FuelCost | 0 | [6 empty] | 0.37512 | 0
LCP_Inputs_ON_Electric_2023_04_03 | 2045 | Wind Offshore | Generation | Electricity | PJ | Dispatch-Generation | VOM | 0 | [6 empty] | 0.37512 | 0
LCP_Inputs_ON_Electric_2023_04_03 | 2045 | Wind Offshore | Generation | Electricity | QC | Dispatch-Generation | EmissionsCost | 0 | [6 empty] | 0.37512 | 0
LCP_Inputs_ON_Electric_2023_04_03 | 2045 | Wind Offshore | Generation | Electricity | QC | Dispatch-Generation | FuelCost | 0 | [6 empty] | 0.37512 | 0
LCP_Inputs_ON_Electric_2023_04_03 | 2045 | Wind Offshore | Generation | Electricity | QC | Dispatch-Generation | VOM | 0 | [6 empty] | 0.37512 | 0
LCP_Inputs_ON_Electric_2023_04_03 | 2045 | Wind Offshore | Generation | Electricity | WC | Dispatch-Generation | EmissionsCost | 0 | [6 empty] | 0.37512 | 0
LCP_Inputs_ON_Electric_2023_04_03 | 2045 | Wind Offshore | Generation | Electricity | WC | Dispatch-Generation | FuelCost | 0 | [6 empty] | 0.37512 | 0
LCP_Inputs_ON_Electric_2023_04_03 | 2045 | Wind Offshore | Generation | Electricity | WC | Dispatch-Generation | VOM | 0 | [6 empty] | 0.37512 | 0
LCP_Inputs_ON_Electric_2023_04_03 | 2045 | Wind Onshore | Generation | Electricity | MI | Dispatch-Generation | EmissionsCost | 0 | [6 empty] | 0.37512 | 0
LCP_Inputs_ON_Electric_2023_04_03 | 2045 | Wind Onshore | Generation | Electricity | MI | Dispatch-Generation | FuelCost | 0 | [6 empty] | 0.37512 | 0
LCP_Inputs_ON_Electric_2023_04_03 | 2045 | Wind Onshore | Generation | Electricity | MI | Dispatch-Generation | VOM | 0 | [6 empty] | 0.37512 | 0
LCP_Inputs_ON_Electric_2023_04_03 | 2045 | Wind Onshore | Generation | Electricity | NY | Dispatch-Generation | EmissionsCost | 0 | [6 empty] | 0.37512 | 0
LCP_Inputs_ON_Electric_2023_04_03 | 2045 | Wind Onshore | Generation | Electricity | NY | Dispatch-Generation | FuelCost | 0 | [6 empty] | 0.37512 | 0
LCP_Inputs_ON_Electric_2023_04_03 | 2045 | Wind Onshore | Generation | Electricity | NY | Dispatch-Generation | VOM | 0 | [6 empty] | 0.37512 | 0
LCP_Inputs_ON_Electric_2023_04_03 | 2045 | Wind Onshore | Generation | Electricity | ON | Dispatch-Generation | EmissionsCost | 0 | [6 empty] | 0.37512 | 0
LCP_Inputs_ON_Electric_2023_04_03 | 2045 | Wind Onshore | Generation | Electricity | ON | Dispatch-Generation | FuelCost | 0 | [6 empty] | 0.37512 | 0
LCP_Inputs_ON_Electric_2023_04_03 | 2045 | Wind Onshore | Generation | Electricity | ON | Dispatch-Generation | VOM | 0 | [6 empty] | 0.37512 | 0
LCP_Inputs_ON_Electric_2023_04_03 | 2045 | Wind Onshore | Generation | Electricity | PJ | Dispatch-Generation | EmissionsCost | 0 | [6 empty] | 0.37512 | 0
LCP_Inputs_ON_Electric_2023_04_03 | 2045 | Wind Onshore | Generation | Electricity | PJ | Dispatch-Generation | FuelCost | 0 | [6 empty] | 0.37512 | 0
LCP_Inputs_ON_Electric_2023_04_03 | 2045 | Wind Onshore | Generation | Electricity | PJ | Dispatch-Generation | VOM | 0 | [6 empty] | 0.37512 | 0
LCP_Inputs_ON_Electric_2023_04_03 | 2045 | Wind Onshore | Generation | Electricity | QC | Dispatch-Generation | EmissionsCost | 0 | [6 empty] | 0.37512 | 0
LCP_Inputs_ON_Electric_2023_04_03 | 2045 | Wind Onshore | Generation | Electricity | QC | Dispatch-Generation | FuelCost | 0 | [6 empty] | 0.37512 | 0
LCP_Inputs_ON_Electric_2023_04_03 | 2045 | Wind Onshore | Generation | Electricity | QC | Dispatch-Generation | VOM | 0 | [6 empty] | 0.37512 | 0
LCP_Inputs_ON_Electric_2023_04_03 | 2045 | Wind Onshore | Generation | Electricity | WC | Dispatch-Generation | EmissionsCost | 0 | [6 empty] | 0.37512 | 0
LCP_Inputs_ON_Electric_2023_04_03 | 2045 | Wind Onshore | Generation | Electricity | WC | Dispatch-Generation | FuelCost | 0 | [6 empty] | 0.37512 | 0
LCP_Inputs_ON_Electric_2023_04_03 | 2045 | Wind Onshore | Generation | Electricity | WC | Dispatch-Generation | VOM | 0 | [6 empty] | 0.37512 | 0
LCP_Inputs_ON_Electric_2023_04_03 | 2046 | Anaerobic Digestion | Generation | Methane | MI | Dispatch-Generation | EmissionsCost | 0 | [6 empty] | 0.36069 | 0
LCP_Inputs_ON_Electric_2023_04_03 | 2046 | Anaerobic Digestion | Generation | Methane | MI | Dispatch-Generation | FuelCost | 0 | [6 empty] | 0.36069 | 0
LCP_Inputs_ON_Electric_2023_04_03 | 2046 | Anaerobic Digestion | Generation | Methane | MI | Dispatch-Generation | VOM | 0 | [6 empty] | 0.36069 | 0
LCP_Inputs_ON_Electric_2023_04_03 | 2046 | Anaerobic Digestion | Generation | Methane | NY | Dispatch-Generation | EmissionsCost | 0 | [6 empty] | 0.36069 | 0
LCP_Inputs_ON_Electric_2023_04_03 | 2046 | Anaerobic Digestion | Generation | Methane | NY | Dispatch-Generation | FuelCost | 0 | [6 empty] | 0.36069 | 0
LCP_Inputs_ON_Electric_2023_04_03 | 2046 | Anaerobic Digestion | Generation | Methane | NY | Dispatch-Generation | VOM | 0 | [6 empty] | 0.36069 | 0
LCP_Inputs_ON_Electric_2023_04_03 | 2046 | Anaerobic Digestion | Generation | Methane | ON | Dispatch-Generation | EmissionsCost | 4244873.9669 | [6 empty] | 0.36069 | 1531080.335
LCP_Inputs_ON_Electric_2023_04_03 | 2046 | Anaerobic Digestion | Generation | Methane | ON | Dispatch-Generation | FuelCost | 0 | [6 empty] | 0.36069 | 0
LCP_Inputs_ON_Electric_2023_04_03 | 2046 | Anaerobic Digestion | Generation | Methane | ON | Dispatch-Generation | VOM | 1125040000 | [6 empty] | 0.36069 | 405789814.6229
LCP_Inputs_ON_Electric_2023_04_03 | 2046 | Anaerobic Digestion | Generation | Methane | PJ | Dispatch-Generation | EmissionsCost | 0 | [6 empty] | 0.36069 | 0
LCP_Inputs_ON_Electric_2023_04_03 | 2046 | Anaerobic Digestion | Generation | Methane | PJ | Dispatch-Generation | FuelCost | 0 | [6 empty] | 0.36069 | 0
LCP_Inputs_ON_Electric_2023_04_03 | 2046 | Anaerobic Digestion | Generation | Methane | PJ | Dispatch-Generation | VOM | 0 | [6 empty] | 0.36069 | 0
LCP_Inputs_ON_Electric_2023_04_03 | 2046 | Anaerobic Digestion | Generation | Methane | QC | Dispatch-Generation | EmissionsCost | 0 | [6 empty] | 0.36069 | 0
LCP_Inputs_ON_Electric_2023_04_03 | 2046 | Anaerobic Digestion | Generation | Methane | QC | Dispatch-Generation | FuelCost | 0 | [6 empty] | 0.36069 | 0
LCP_Inputs_ON_Electric_2023_04_03 | 2046 | Anaerobic Digestion | Generation | Methane | QC | Dispatch-Generation | VOM | 0 | [6 empty] | 0.36069 | 0
LCP_Inputs_ON_Electric_2023_04_03 | 2046 | Anaerobic Digestion | Generation | Methane | WC | Dispatch-Generation | EmissionsCost | 0 | [6 empty] | 0.36069 | 0
LCP_Inputs_ON_Electric_2023_04_03 | 2046 | Anaerobic Digestion | Generation | Methane | WC | Dispatch-Generation | FuelCost | 0 | [6 empty] | 0.36069 | 0
LCP_Inputs_ON_Electric_2023_04_03 | 2046 | Anaerobic Digestion | Generation | Methane | WC | Dispatch-Generation | VOM | 0 | [6 empty] | 0.36069 | 0
LCP_Inputs_ON_Electric_2023_04_03 | 2046 | Battery Storage | Storage | Electricity | MI | Dispatch-Storage | EmissionsCost | 0 | [6 empty] | 0.36069 | 0
LCP_Inputs_ON_Electric_2023_04_03 | 2046 | Battery Storage | Storage | Electricity | MI | Dispatch-Storage | FuelCost | 0 | [6 empty] | 0.36069 | 0
LCP_Inputs_ON_Electric_2023_04_03 | 2046 | Battery Storage | Storage | Electricity | MI | Dispatch-Storage | VOM | 0 | [6 empty] | 0.36069 | 0
LCP_Inputs_ON_Electric_2023_04_03 | 2046 | Battery Storage | Storage | Electricity | NY | Dispatch-Storage | EmissionsCost | 0 | [6 empty] | 0.36069 | 0
LCP_Inputs_ON_Electric_2023_04_03 | 2046 | Battery Storage | Storage | Electricity | NY | Dispatch-Storage | FuelCost | 0 | [6 empty] | 0.36069 | 0
LCP_Inputs_ON_Electric_2023_04_03 | 2046 | Battery Storage | Storage | Electricity | NY | Dispatch-Storage | VOM | 0 | [6 empty] | 0.36069 | 0
LCP_Inputs_ON_Electric_2023_04_03 | 2046 | Battery Storage | Storage | Electricity | ON | Dispatch-Storage | EmissionsCost | 0 | [6 empty] | 0.36069 | 0
LCP_Inputs_ON_Electric_2023_04_03 | 2046 | Battery Storage | Storage | Electricity | ON | Dispatch-Storage | FuelCost | 0 | [6 empty] | 0.36069 | 0
LCP_Inputs_ON_Electric_2023_04_03 | 2046 | Battery Storage | Storage | Electricity | ON | Dispatch-Storage | VOM | 0 | [6 empty] | 0.36069 | 0
LCP_Inputs_ON_Electric_2023_04_03 | 2046 | Battery Storage | Storage | Electricity | PJ | Dispatch-Storage | EmissionsCost | 0 | [6 empty] | 0.36069 | 0
LCP_Inputs_ON_Electric_2023_04_03 | 2046 | Battery Storage | Storage | Electricity | PJ | Dispatch-Storage | FuelCost | 0 | [6 empty] | 0.36069 | 0
LCP_Inputs_ON_Electric_2023_04_03 | 2046 | Battery Storage | Storage | Electricity | PJ | Dispatch-Storage | VOM | 0 | [6 empty] | 0.36069 | 0
LCP_Inputs_ON_Electric_2023_04_03 | 2046 | Battery Storage | Storage | Electricity | QC | Dispatch-Storage | EmissionsCost | 0 | [6 empty] | 0.36069 | 0
LCP_Inputs_ON_Electric_2023_04_03 | 2046 | Battery Storage | Storage | Electricity | QC | Dispatch-Storage | FuelCost | 0 | [6 empty] | 0.36069 | 0
LCP_Inputs_ON_Electric_2023_04_03 | 2046 | Battery Storage | Storage | Electricity | QC | Dispatch-Storage | VOM | 0 | [6 empty] | 0.36069 | 0
LCP_Inputs_ON_Electric_2023_04_03 | 2046 | Battery Storage | Storage | Electricity | WC | Dispatch-Storage | EmissionsCost | 0 | [6 empty] | 0.36069 | 0
LCP_Inputs_ON_Electric_2023_04_03 | 2046 | Battery Storage | Storage | Electricity | WC | Dispatch-Storage | FuelCost | 0 | [6 empty] | 0.36069 | 0
LCP_Inputs_ON_Electric_2023_04_03 | 2046 | Battery Storage | Storage | Electricity | WC | Dispatch-Storage | VOM | 0 | [6 empty] | 0.36069 | 0
LCP_Inputs_ON_Electric_2023_04_03 | 2046 | Biomass | Generation | Electricity | MI | Dispatch-Generation | EmissionsCost | 0 | [6 empty] | 0.36069 | 0
LCP_Inputs_ON_Electric_2023_04_03 | 2046 | Biomass | Generation | Electricity | MI | Dispatch-Generation | FuelCost | 0 | [6 empty] | 0.36069 | 0
LCP_Inputs_ON_Electric_2023_04_03 | 2046 | Biomass | Generation | Electricity | MI | Dispatch-Generation | VOM | 0 | [6 empty] | 0.36069 | 0
LCP_Inputs_ON_Electric_2023_04_03 | 2046 | Biomass | Generation | Electricity | NY | Dispatch-Generation | EmissionsCost | 0 | [6 empty] | 0.36069 | 0
LCP_Inputs_ON_Electric_2023_04_03 | 2046 | Biomass | Generation | Electricity | NY | Dispatch-Generation | FuelCost | 0 | [6 empty] | 0.36069 | 0
LCP_Inputs_ON_Electric_2023_04_03 | 2046 | Biomass | Generation | Electricity | NY | Dispatch-Generation | VOM | 0 | [6 empty] | 0.36069 | 0
LCP_Inputs_ON_Electric_2023_04_03 | 2046 | Biomass | Generation | Electricity | ON | Dispatch-Generation | EmissionsCost | 0 | [6 empty] | 0.36069 | 0
LCP_Inputs_ON_Electric_2023_04_03 | 2046 | Biomass | Generation | Electricity | ON | Dispatch-Generation | FuelCost | 2449112.7273 | [6 empty] | 0.36069 | 883368.591
LCP_Inputs_ON_Electric_2023_04_03 | 2046 | Biomass | Generation | Electricity | ON | Dispatch-Generation | VOM | 31430.28 | [6 empty] | 0.36069 | 11336.5636
LCP_Inputs_ON_Electric_2023_04_03 | 2046 | Biomass | Generation | Electricity | PJ | Dispatch-Generation | EmissionsCost | 0 | [6 empty] | 0.36069 | 0
LCP_Inputs_ON_Electric_2023_04_03 | 2046 | Biomass | Generation | Electricity | PJ | Dispatch-Generation | FuelCost | 0 | [6 empty] | 0.36069 | 0
LCP_Inputs_ON_Electric_2023_04_03 | 2046 | Biomass | Generation | Electricity | PJ | Dispatch-Generation | VOM | 0 | [6 empty] | 0.36069 | 0
LCP_Inputs_ON_Electric_2023_04_03 | 2046 | Biomass | Generation | Electricity | QC | Dispatch-Generation | EmissionsCost | 0 | [6 empty] | 0.36069 | 0
LCP_Inputs_ON_Electric_2023_04_03 | 2046 | Biomass | Generation | Electricity | QC | Dispatch-Generation | FuelCost | 122553.4753 | [6 empty] | 0.36069 | 44203.719
LCP_Inputs_ON_Electric_2023_04_03 | 2046 | Biomass | Generation | Electricity | QC | Dispatch-Generation | VOM | 1572.7696 | [6 empty] | 0.36069 | 567.2811
LCP_Inputs_ON_Electric_2023_04_03 | 2046 | Biomass | Generation | Electricity | WC | Dispatch-Generation | EmissionsCost | 0 | [6 empty] | 0.36069 | 0
LCP_Inputs_ON_Electric_2023_04_03 | 2046 | Biomass | Generation | Electricity | WC | Dispatch-Generation | FuelCost | 0 | [6 empty] | 0.36069 | 0
LCP_Inputs_ON_Electric_2023_04_03 | 2046 | Biomass | Generation | Electricity | WC | Dispatch-Generation | VOM | 0 | [6 empty] | 0.36069 | 0
LCP_Inputs_ON_Electric_2023_04_03 | 2046 | Biomass + CCS | Generation | Electricity | MI | Dispatch-Generation | EmissionsCost | 0 | [6 empty] | 0.36069 | 0
LCP_Inputs_ON_Electric_2023_04_03 | 2046 | Biomass + CCS | Generation | Electricity | MI | Dispatch-Generation | FuelCost | 0 | [6 empty] | 0.36069 | 0
LCP_Inputs_ON_Electric_2023_04_03 | 2046 | Biomass + CCS | Generation | Electricity | MI | Dispatch-Generation | VOM | 0 | [6 empty] | 0.36069 | 0
LCP_Inputs_ON_Electric_2023_04_03 | 2046 | Biomass + CCS | Generation | Electricity | NY | Dispatch-Generation | EmissionsCost | 0 | [6 empty] | 0.36069 | 0
LCP_Inputs_ON_Electric_2023_04_03 | 2046 | Biomass + CCS | Generation | Electricity | NY | Dispatch-Generation | FuelCost | 0 | [6 empty] | 0.36069 | 0
LCP_Inputs_ON_Electric_2023_04_03 | 2046 | Biomass + CCS | Generation | Electricity | NY | Dispatch-Generation | VOM | 0 | [6 empty] | 0.36069 | 0
LCP_Inputs_ON_Electric_2023_04_03 | 2046 | Biomass + CCS | Generation | Electricity | ON | Dispatch-Generation | EmissionsCost | -566815549.8142 | [6 empty] | 0.36069 | -204444265.879
LCP_Inputs_ON_Electric_2023_04_03 | 2046 | Biomass + CCS | Generation | Electricity | ON | Dispatch-Generation | FuelCost | 456060730.9091 | [6 empty] | 0.36069 | 164496195.2041
LCP_Inputs_ON_Electric_2023_04_03 | 2046 | Biomass + CCS | Generation | Electricity | ON | Dispatch-Generation | VOM | 3546136.7278 | [6 empty] | 0.36069 | 1279053.3363
LCP_Inputs_ON_Electric_2023_04_03 | 2046 | Biomass + CCS | Generation | Electricity | PJ | Dispatch-Generation | EmissionsCost | 0 | [6 empty] | 0.36069 | 0
LCP_Inputs_ON_Electric_2023_04_03 | 2046 | Biomass + CCS | Generation | Electricity | PJ | Dispatch-Generation | FuelCost | 0 | [6 empty] | 0.36069 | 0
LCP_Inputs_ON_Electric_2023_04_03 | 2046 | Biomass + CCS | Generation | Electricity | PJ | Dispatch-Generation | VOM | 0 | [6 empty] | 0.36069 | 0
LCP_Inputs_ON_Electric_2023_04_03 | 2046 | Biomass + CCS | Generation | Electricity | QC | Dispatch-Generation | EmissionsCost | 0 | [6 empty] | 0.36069 | 0
LCP_Inputs_ON_Electric_2023_04_03 | 2046 | Biomass + CCS | Generation | Electricity | QC | Dispatch-Generation | FuelCost | 0 | [6 empty] | 0.36069 | 0
LCP_Inputs_ON_Electric_2023_04_03 | 2046 | Biomass + CCS | Generation | Electricity | QC | Dispatch-Generation | VOM | 0 | [6 empty] | 0.36069 | 0
LCP_Inputs_ON_Electric_2023_04_03 | 2046 | Biomass + CCS | Generation | Electricity | WC | Dispatch-Generation | EmissionsCost | 0 | [6 empty] | 0.36069 | 0
LCP_Inputs_ON_Electric_2023_04_03 | 2046 | Biomass + CCS | Generation | Electricity | WC | Dispatch-Generation | FuelCost | 0 | [6 empty] | 0.36069 | 0
LCP_Inputs_ON_Electric_2023_04_03 | 2046 | Biomass + CCS | Generation | Electricity | WC | Dispatch-Generation | VOM | 0 | [6 empty] | 0.36069 | 0
LCP_Inputs_ON_Electric_2023_04_03 | 2046 | CH4 + CCS | Generation | Methane | MI | Dispatch-Generation | EmissionsCost | 0 | [6 empty] | 0.36069 | 0
LCP_Inputs_ON_Electric_2023_04_03 | 2046 | CH4 + CCS | Generation | Methane | MI | Dispatch-Generation | FuelCost | 0 | [6 empty] | 0.36069 | 0
LCP_Inputs_ON_Electric_2023_04_03 | 2046 | CH4 + CCS | Generation | Methane | MI | Dispatch-Generation | VOM | 0 | [6 empty] | 0.36069 | 0
LCP_Inputs_ON_Electric_2023_04_03 | 2046 | CH4 + CCS | Generation | Methane | NY | Dispatch-Generation | EmissionsCost | 0 | [6 empty] | 0.36069 | 0
LCP_Inputs_ON_Electric_2023_04_03 | 2046 | CH4 + CCS | Generation | Methane | NY | Dispatch-Generation | FuelCost | 0 | [6 empty] | 0.36069 | 0
LCP_Inputs_ON_Electric_2023_04_03 | 2046 | CH4 + CCS | Generation | Methane | NY | Dispatch-Generation | VOM | 0 | [6 empty] | 0.36069 | 0
LCP_Inputs_ON_Electric_2023_04_03 | 2046 | CH4 + CCS | Generation | Methane | ON | Dispatch-Generation | EmissionsCost | 84395478.3721 | [6 empty] | 0.36069 | 30440540.3573
LCP_Inputs_ON_Electric_2023_04_03 | 2046 | CH4 + CCS | Generation | Methane | ON | Dispatch-Generation | FuelCost | 271488076.3116 | [6 empty] | 0.36069 | 97922825.9962
LCP_Inputs_ON_Electric_2023_04_03 | 2046 | CH4 + CCS | Generation | Methane | ON | Dispatch-Generation | VOM | 25812098.3333 | [6 empty] | 0.36069 | 9310145.9483
LCP_Inputs_ON_Electric_2023_04_03 | 2046 | CH4 + CCS | Generation | Methane | PJ | Dispatch-Generation | EmissionsCost | 0 | [6 empty] | 0.36069 | 0
LCP_Inputs_ON_Electric_2023_04_03 | 2046 | CH4 + CCS | Generation | Methane | PJ | Dispatch-Generation | FuelCost | 0 | [6 empty] | 0.36069 | 0
LCP_Inputs_ON_Electric_2023_04_03 | 2046 | CH4 + CCS | Generation | Methane | PJ | Dispatch-Generation | VOM | 0 | [6 empty] | 0.36069 | 0
LCP_Inputs_ON_Electric_2023_04_03 | 2046 | CH4 + CCS | Generation | Methane | QC | Dispatch-Generation | EmissionsCost | 0 | [6 empty] | 0.36069 | 0
LCP_Inputs_ON_Electric_2023_04_03 | 2046 | CH4 + CCS | Generation | Methane | QC | Dispatch-Generation | FuelCost | 0 | [6 empty] | 0.36069 | 0
LCP_Inputs_ON_Electric_2023_04_03 | 2046 | CH4 + CCS | Generation | Methane | QC | Dispatch-Generation | VOM | 0 | [6 empty] | 0.36069 | 0
LCP_Inputs_ON_Electric_2023_04_03 | 2046 | CH4 + CCS | Generation | Methane | WC | Dispatch-Generation | EmissionsCost | 0 | [6 empty] | 0.36069 | 0
LCP_Inputs_ON_Electric_2023_04_03 | 2046 | CH4 + CCS | Generation | Methane | WC | Dispatch-Generation | FuelCost | 0 | [6 empty] | 0.36069 | 0
LCP_Inputs_ON_Electric_2023_04_03 | 2046 | CH4 + CCS | Generation | Methane | WC | Dispatch-Generation | VOM | 0 | [6 empty] | 0.36069 | 0
LCP_Inputs_ON_Electric_2023_04_03 | 2046 | CH4 Import - NY 2020 | Import | Methane | MI | Dispatch-Import | EmissionsCost | 0 | [6 empty] | 0.36069 | 0
LCP_Inputs_ON_Electric_2023_04_03 | 2046 | CH4 Import - NY 2020 | Import | Methane | MI | Dispatch-Import | FuelCost | 0 | [6 empty] | 0.36069 | 0
LCP_Inputs_ON_Electric_2023_04_03 | 2046 | CH4 Import - NY 2020 | Import | Methane | MI | Dispatch-Import | VOM | 0 | [6 empty] | 0.36069 | 0
LCP_Inputs_ON_Electric_2023_04_03 | 2046 | CH4 Import - NY 2020 | Import | Methane | NY | Dispatch-Import | EmissionsCost | 0 | [6 empty] | 0.36069 | 0
LCP_Inputs_ON_Electric_2023_04_03 | 2046 | CH4 Import - NY 2020 | Import | Methane | NY | Dispatch-Import | FuelCost | 0 | [6 empty] | 0.36069 | 0
LCP_Inputs_ON_Electric_2023_04_03 | 2046 | CH4 Import - NY 2020 | Import | Methane | NY | Dispatch-Import | VOM | 0 | [6 empty] | 0.36069 | 0
LCP_Inputs_ON_Electric_2023_04_03 | 2046 | CH4 Import - NY 2020 | Import | Methane | ON | Dispatch-Import | EmissionsCost | 0 | [6 empty] | 0.36069 | 0
LCP_Inputs_ON_Electric_2023_04_03 | 2046 | CH4 Import - NY 2020 | Import | Methane | ON | Dispatch-Import | FuelCost | 0 | [6 empty] | 0.36069 | 0
LCP_Inputs_ON_Electric_2023_04_03 | 2046 | CH4 Import - NY 2020 | Import | Methane | ON | Dispatch-Import | VOM | 0 | [6 empty] | 0.36069 | 0
LCP_Inputs_ON_Electric_2023_04_03 | 2046 | CH4 Import - NY 2020 | Import | Methane | PJ | Dispatch-Import | EmissionsCost | 0 | [6 empty] | 0.36069 | 0
LCP_Inputs_ON_Electric_2023_04_03 | 2046 | CH4 Import - NY 2020 | Import | Methane | PJ | Dispatch-Import | FuelCost | 0 | [6 empty] | 0.36069 | 0
LCP_Inputs_ON_Electric_2023_04_03 | 2046 | CH4 Import - NY 2020 | Import | Methane | PJ | Dispatch-Import | VOM | 0 | [6 empty] | 0.36069 | 0
LCP_Inputs_ON_Electric_2023_04_03 | 2046 | CH4 Import - NY 2020 | Import | Methane | QC | Dispatch-Import | EmissionsCost | 0 | [6 empty] | 0.36069 | 0
LCP_Inputs_ON_Electric_2023_04_03 | 2046 | CH4 Import - NY 2020 | Import | Methane | QC | Dispatch-Import | FuelCost | 0 | [6 empty] | 0.36069 | 0
LCP_Inputs_ON_Electric_2023_04_03 | 2046 | CH4 Import - NY 2020 | Import | Methane | QC | Dispatch-Import | VOM | 0 | [6 empty] | 0.36069 | 0
LCP_Inputs_ON_Electric_2023_04_03 | 2046 | CH4 Import - NY 2020 | Import | Methane | WC | Dispatch-Import | EmissionsCost | 0 | [6 empty] | 0.36069 | 0
LCP_Inputs_ON_Electric_2023_04_03 | 2046 | CH4 Import - NY 2020 | Import | Methane | WC | Dispatch-Import | FuelCost | 0 | [6 empty] | 0.36069 | 0
LCP_Inputs_ON_Electric_2023_04_03 | 2046 | CH4 Import - NY 2020 | Import | Methane | WC | Dispatch-Import | VOM | 0 | [6 empty] | 0.36069 | 0
LCP_Inputs_ON_Electric_2023_04_03 | 2046 | CH4 Import - NY 2030 | Import | Methane | MI | Dispatch-Import | EmissionsCost | 0 | [6 empty] | 0.36069 | 0
LCP_Inputs_ON_Electric_2023_04_03 | 2046 | CH4 Import - NY 2030 | Import | Methane | MI | Dispatch-Import | FuelCost | 0 | [6 empty] | 0.36069 | 0
LCP_Inputs_ON_Electric_2023_04_03 | 2046 | CH4 Import - NY 2030 | Import | Methane | MI | Dispatch-Import | VOM | 0 | [6 empty] | 0.36069 | 0
LCP_Inputs_ON_Electric_2023_04_03 | 2046 | CH4 Import - NY 2030 | Import | Methane | NY | Dispatch-Import | EmissionsCost | 0 | [6 empty] | 0.36069 | 0
LCP_Inputs_ON_Electric_2023_04_03 | 2046 | CH4 Import - NY 2030 | Import | Methane | NY | Dispatch-Import | FuelCost | 0 | [6 empty] | 0.36069 | 0
LCP_Inputs_ON_Electric_2023_04_03 | 2046 | CH4 Import - NY 2030 | Import | Methane | NY | Dispatch-Import | VOM | 0 | [6 empty] | 0.36069 | 0
LCP_Inputs_ON_Electric_2023_04_03 | 2046 | CH4 Import - NY 2030 | Import | Methane | ON | Dispatch-Import | EmissionsCost | 0 | [6 empty] | 0.36069 | 0
LCP_Inputs_ON_Electric_2023_04_03 | 2046 | CH4 Import - NY 2030 | Import | Methane | ON | Dispatch-Import | FuelCost | 0 | [6 empty] | 0.36069 | 0
LCP_Inputs_ON_Electric_2023_04_03 | 2046 | CH4 Import - NY 2030 | Import | Methane | ON | Dispatch-Import | VOM | 0 | [6 empty] | 0.36069 | 0
LCP_Inputs_ON_Electric_2023_04_03 | 2046 | CH4 Import - NY 2030 | Import | Methane | PJ | Dispatch-Import | EmissionsCost | 0 | [6 empty] | 0.36069 | 0
LCP_Inputs_ON_Electric_2023_04_03 | 2046 | CH4 Import - NY 2030 | Import | Methane | PJ | Dispatch-Import | FuelCost | 0 | [6 empty] | 0.36069 | 0
LCP_Inputs_ON_Electric_2023_04_03 | 2046 | CH4 Import - NY 2030 | Import | Methane | PJ | Dispatch-Import | VOM | 0 | [6 empty] | 0.36069 | 0
LCP_Inputs_ON_Electric_2023_04_03 | 2046 | CH4 Import - NY 2030 | Import | Methane | QC | Dispatch-Import | EmissionsCost | 0 | [6 empty] | 0.36069 | 0
LCP_Inputs_ON_Electric_2023_04_03 | 2046 | CH4 Import - NY 2030 | Import | Methane | QC | Dispatch-Import | FuelCost | 0 | [6 empty] | 0.36069 | 0
LCP_Inputs_ON_Electric_2023_04_03 | 2046 | CH4 Import - NY 2030 | Import | Methane | QC | Dispatch-Import | VOM | 0 | [6 empty] | 0.36069 | 0
LCP_Inputs_ON_Electric_2023_04_03 | 2046 | CH4 Import - NY 2030 | Import | Methane | WC | Dispatch-Import | EmissionsCost | 0 | [6 empty] | 0.36069 | 0
LCP_Inputs_ON_Electric_2023_04_03 | 2046 | CH4 Import - NY 2030 | Import | Methane | WC | Dispatch-Import | FuelCost | 0 | [6 empty] | 0.36069 | 0
LCP_Inputs_ON_Electric_2023_04_03 | 2046 | CH4 Import - NY 2030 | Import | Methane | WC | Dispatch-Import | VOM | 0 | [6 empty] | 0.36069 | 0
LCP_Inputs_ON_Electric_2023_04_03 | 2046 | CH4 Import - NY 2040 | Import | Methane | MI | Dispatch-Import | EmissionsCost | 0 | [6 empty] | 0.36069 | 0
LCP_Inputs_ON_Electric_2023_04_03 | 2046 | CH4 Import - NY 2040 | Import | Methane | MI | Dispatch-Import | FuelCost | 0 | [6 empty] | 0.36069 | 0
LCP_Inputs_ON_Electric_2023_04_03 | 2046 | CH4 Import - NY 2040 | Import | Methane | MI | Dispatch-Import | VOM | 0 | [6 empty] | 0.36069 | 0
LCP_Inputs_ON_Electric_2023_04_03 | 2046 | CH4 Import - NY 2040 | Import | Methane | NY | Dispatch-Import | EmissionsCost | 2422180073.5024 | [6 empty] | 0.36069 | 873654272.7457
LCP_Inputs_ON_Electric_2023_04_03 | 2046 | CH4 Import - NY 2040 | Import | Methane | NY | Dispatch-Import | FuelCost | 758346581.876 | [6 empty] | 0.36069 | 273527446.9169
LCP_Inputs_ON_Electric_2023_04_03 | 2046 | CH4 Import - NY 2040 | Import | Methane | NY | Dispatch-Import | VOM | 0 | [6 empty] | 0.36069 | 0
LCP_Inputs_ON_Electric_2023_04_03 | 2046 | CH4 Import - NY 2040 | Import | Methane | ON | Dispatch-Import | EmissionsCost | 0 | [6 empty] | 0.36069 | 0
LCP_Inputs_ON_Electric_2023_04_03 | 2046 | CH4 Import - NY 2040 | Import | Methane | ON | Dispatch-Import | FuelCost | 0 | [6 empty] | 0.36069 | 0
LCP_Inputs_ON_Electric_2023_04_03 | 2046 | CH4 Import - NY 2040 | Import | Methane | ON | Dispatch-Import | VOM | 0 | [6 empty] | 0.36069 | 0
LCP_Inputs_ON_Electric_2023_04_03 | 2046 | CH4 Import - NY 2040 | Import | Methane | PJ | Dispatch-Import | EmissionsCost | 0 | [6 empty] | 0.36069 | 0
LCP_Inputs_ON_Electric_2023_04_03 | 2046 | CH4 Import - NY 2040 | Import | Methane | PJ | Dispatch-Import | FuelCost | 0 | [6 empty] | 0.36069 | 0
LCP_Inputs_ON_Electric_2023_04_03 | 2046 | CH4 Import - NY 2040 | Import | Methane | PJ | Dispatch-Import | VOM | 0 | [6 empty] | 0.36069 | 0
LCP_Inputs_ON_Electric_2023_04_03 | 2046 | CH4 Import - NY 2040 | Import | Methane | QC | Dispatch-Import | EmissionsCost | 0 | [6 empty] | 0.36069 | 0
LCP_Inputs_ON_Electric_2023_04_03 | 2046 | CH4 Import - NY 2040 | Import | Methane | QC | Dispatch-Import | FuelCost | 0 | [6 empty] | 0.36069 | 0
LCP_Inputs_ON_Electric_2023_04_03 | 2046 | CH4 Import - NY 2040 | Import | Methane | QC | Dispatch-Import | VOM | 0 | [6 empty] | 0.36069 | 0
LCP_Inputs_ON_Electric_2023_04_03 | 2046 | CH4 Import - NY 2040 | Import | Methane | WC | Dispatch-Import | EmissionsCost | 0 | [6 empty] | 0.36069 | 0
LCP_Inputs_ON_Electric_2023_04_03 | 2046 | CH4 Import - NY 2040 | Import | Methane | WC | Dispatch-Import | FuelCost | 0 | [6 empty] | 0.36069 | 0
LCP_Inputs_ON_Electric_2023_04_03 | 2046 | CH4 Import - NY 2040 | Import | Methane | WC | Dispatch-Import | VOM | 0 | [6 empty] | 0.36069 | 0
LCP_Inputs_ON_Electric_2023_04_03 | 2046 | CH4 Import - NY 2050 | Import | Methane | MI | Dispatch-Import | EmissionsCost | 0 | [6 empty] | 0.36069 | 0
LCP_Inputs_ON_Electric_2023_04_03 | 2046 | CH4 Import - NY 2050 | Import | Methane | MI | Dispatch-Import | FuelCost | 0 | [6 empty] | 0.36069 | 0
LCP_Inputs_ON_Electric_2023_04_03 | 2046 | CH4 Import - NY 2050 | Import | Methane | MI | Dispatch-Import | VOM | 0 | [6 empty] | 0.36069 | 0
LCP_Inputs_ON_Electric_2023_04_03 | 2046 | CH4 Import - NY 2050 | Import | Methane | NY | Dispatch-Import | EmissionsCost | 0 | [6 empty] | 0.36069 | 0
LCP_Inputs_ON_Electric_2023_04_03 | 2046 | CH4 Import - NY 2050 | Import | Methane | NY | Dispatch-Import | FuelCost | 0 | [6 empty] | 0.36069 | 0
LCP_Inputs_ON_Electric_2023_04_03 | 2046 | CH4 Import - NY 2050 | Import | Methane | NY | Dispatch-Import | VOM | 0 | [6 empty] | 0.36069 | 0
LCP_Inputs_ON_Electric_2023_04_03 | 2046 | CH4 Import - NY 2050 | Import | Methane | ON | Dispatch-Import | EmissionsCost | 0 | [6 empty] | 0.36069 | 0
LCP_Inputs_ON_Electric_2023_04_03 | 2046 | CH4 Import - NY 2050 | Import | Methane | ON | Dispatch-Import | FuelCost | 0 | [6 empty] | 0.36069 | 0
LCP_Inputs_ON_Electric_2023_04_03 | 2046 | CH4 Import - NY 2050 | Import | Methane | ON | Dispatch-Import | VOM | 0 | [6 empty] | 0.36069 | 0
LCP_Inputs_ON_Electric_2023_04_03 | 2046 | CH4 Import - NY 2050 | Import | Methane | PJ | Dispatch-Import | EmissionsCost | 0 | [6 empty] | 0.36069 | 0
LCP_Inputs_ON_Electric_2023_04_03 | 2046 | CH4 Import - NY 2050 | Import | Methane | PJ | Dispatch-Import | FuelCost | 0 | [6 empty] | 0.36069 | 0
LCP_Inputs_ON_Electric_2023_04_03 | 2046 | CH4 Import - NY 2050 | Import | Methane | PJ | Dispatch-Import | VOM | 0 | [6 empty] | 0.36069 | 0
LCP_Inputs_ON_Electric_2023_04_03 | 2046 | CH4 Import - NY 2050 | Import | Methane | QC | Dispatch-Import | EmissionsCost | 0 | [6 empty] | 0.36069 | 0
LCP_Inputs_ON_Electric_2023_04_03 | 2046 | CH4 Import - NY 2050 | Import | Methane | QC | Dispatch-Import | FuelCost | 0 | [6 empty] | 0.36069 | 0
LCP_Inputs_ON_Electric_2023_04_03 | 2046 | CH4 Import - NY 2050 | Import | Methane | QC | Dispatch-Import | VOM | 0 | [6 empty] | 0.36069 | 0
LCP_Inputs_ON_Electric_2023_04_03 | 2046 | CH4 Import - NY 2050 | Import | Methane | WC | Dispatch-Import | EmissionsCost | 0 | [6 empty] | 0.36069 | 0
LCP_Inputs_ON_Electric_2023_04_03 | 2046 | CH4 Import - NY 2050 | Import | Methane | WC | Dispatch-Import | FuelCost | 0 | [6 empty] | 0.36069 | 0
LCP_Inputs_ON_Electric_2023_04_03 | 2046 | CH4 Import - NY 2050 | Import | Methane | WC | Dispatch-Import | VOM | 0 | [6 empty] | 0.36069 | 0
LCP_Inputs_ON_Electric_2023_04_03 | 2046 | CH4 Import - WC 2020 | Import | Methane | MI | Dispatch-Import | EmissionsCost | 0 | [6 empty] | 0.36069 | 0
LCP_Inputs_ON_Electric_2023_04_03 | 2046 | CH4 Import - WC 2020 | Import | Methane | MI | Dispatch-Import | FuelCost | 0 | [6 empty] | 0.36069 | 0
LCP_Inputs_ON_Electric_2023_04_03 | 2046 | CH4 Import - WC 2020 | Import | Methane | MI | Dispatch-Import | VOM | 0 | [6 empty] | 0.36069 | 0
LCP_Inputs_ON_Electric_2023_04_03 | 2046 | CH4 Import - WC 2020 | Import | Methane | NY | Dispatch-Import | EmissionsCost | 0 | [6 empty] | 0.36069 | 0
LCP_Inputs_ON_Electric_2023_04_03 | 2046 | CH4 Import - WC 2020 | Import | Methane | NY | Dispatch-Import | FuelCost | 0 | [6 empty] | 0.36069 | 0
LCP_Inputs_ON_Electric_2023_04_03 | 2046 | CH4 Import - WC 2020 | Import | Methane | NY | Dispatch-Import | VOM | 0 | [6 empty] | 0.36069 | 0
LCP_Inputs_ON_Electric_2023_04_03 | 2046 | CH4 Import - WC 2020 | Import | Methane | ON | Dispatch-Import | EmissionsCost | 0 | [6 empty] | 0.36069 | 0
LCP_Inputs_ON_Electric_2023_04_03 | 2046 | CH4 Import - WC 2020 | Import | Methane | ON | Dispatch-Import | FuelCost | 0 | [6 empty] | 0.36069 | 0
LCP_Inputs_ON_Electric_2023_04_03 | 2046 | CH4 Import - WC 2020 | Import | Methane | ON | Dispatch-Import | VOM | 0 | [6 empty] | 0.36069 | 0
LCP_Inputs_ON_Electric_2023_04_03 | 2046 | CH4 Import - WC 2020 | Import | Methane | PJ | Dispatch-Import | EmissionsCost | 0 | [6 empty] | 0.36069 | 0
LCP_Inputs_ON_Electric_2023_04_03 | 2046 | CH4 Import - WC 2020 | Import | Methane | PJ | Dispatch-Import | FuelCost | 0 | [6 empty] | 0.36069 | 0
LCP_Inputs_ON_Electric_2023_04_03 | 2046 | CH4 Import - WC 2020 | Import | Methane | PJ | Dispatch-Import | VOM | 0 | [6 empty] | 0.36069 | 0
LCP_Inputs_ON_Electric_2023_04_03 | 2046 | CH4 Import - WC 2020 | Import | Methane | QC | Dispatch-Import | EmissionsCost | 0 | [6 empty] | 0.36069 | 0
LCP_Inputs_ON_Electric_2023_04_03 | 2046 | CH4 Import - WC 2020 | Import | Methane | QC | Dispatch-Import | FuelCost | 0 | [6 empty] | 0.36069 | 0
LCP_Inputs_ON_Electric_2023_04_03 | 2046 | CH4 Import - WC 2020 | Import | Methane | QC | Dispatch-Import | VOM | 0 | [6 empty] | 0.36069 | 0
LCP_Inputs_ON_Electric_2023_04_03 | 2046 | CH4 Import - WC 2020 | Import | Methane | WC | Dispatch-Import | EmissionsCost | 0 | [6 empty] | 0.36069 | 0
LCP_Inputs_ON_Electric_2023_04_03 | 2046 | CH4 Import - WC 2020 | Import | Methane | WC | Dispatch-Import | FuelCost | 0 | [6 empty] | 0.36069 | 0
LCP_Inputs_ON_Electric_2023_04_03 | 2046 | CH4 Import - WC 2020 | Import | Methane | WC | Dispatch-Import | VOM | 0 | [6 empty] | 0.36069 | 0
LCP_Inputs_ON_Electric_2023_04_03 | 2046 | CH4 Import - WC 2030 | Import | Methane | MI | Dispatch-Import | EmissionsCost | 0 | [6 empty] | 0.36069 | 0
LCP_Inputs_ON_Electric_2023_04_03 | 2046 | CH4 Import - WC 2030 | Import | Methane | MI | Dispatch-Import | FuelCost | 0 | [6 empty] | 0.36069 | 0
LCP_Inputs_ON_Electric_2023_04_03 | 2046 | CH4 Import - WC 2030 | Import | Methane | MI | Dispatch-Import | VOM | 0 | [6 empty] | 0.36069 | 0
LCP_Inputs_ON_Electric_2023_04_03 | 2046 | CH4 Import - WC 2030 | Import | Methane | NY | Dispatch-Import | EmissionsCost | 0 | [6 empty] | 0.36069 | 0
LCP_Inputs_ON_Electric_2023_04_03 | 2046 | CH4 Import - WC 2030 | Import | Methane | NY | Dispatch-Import | FuelCost | 0 | [6 empty] | 0.36069 | 0
LCP_Inputs_ON_Electric_2023_04_03 | 2046 | CH4 Import - WC 2030 | Import | Methane | NY | Dispatch-Import | VOM | 0 | [6 empty] | 0.36069 | 0
LCP_Inputs_ON_Electric_2023_04_03 | 2046 | CH4 Import - WC 2030 | Import | Methane | ON | Dispatch-Import | EmissionsCost | 0 | [6 empty] | 0.36069 | 0
LCP_Inputs_ON_Electric_2023_04_03 | 2046 | CH4 Import - WC 2030 | Import | Methane | ON | Dispatch-Import | FuelCost | 0 | [6 empty] | 0.36069 | 0
LCP_Inputs_ON_Electric_2023_04_03 | 2046 | CH4 Import - WC 2030 | Import | Methane | ON | Dispatch-Import | VOM | 0 | [6 empty] | 0.36069 | 0
LCP_Inputs_ON_Electric_2023_04_03 | 2046 | CH4 Import - WC 2030 | Import | Methane | PJ | Dispatch-Import | EmissionsCost | 0 | [6 empty] | 0.36069 | 0
LCP_Inputs_ON_Electric_2023_04_03 | 2046 | CH4 Import - WC 2030 | Import | Methane | PJ | Dispatch-Import | FuelCost | 0 | [6 empty] | 0.36069 | 0
LCP_Inputs_ON_Electric_2023_04_03 | 2046 | CH4 Import - WC 2030 | Import | Methane | PJ | Dispatch-Import | VOM | 0 | [6 empty] | 0.36069 | 0
LCP_Inputs_ON_Electric_2023_04_03 | 2046 | CH4 Import - WC 2030 | Import | Methane | QC | Dispatch-Import | EmissionsCost | 0 | [6 empty] | 0.36069 | 0
LCP_Inputs_ON_Electric_2023_04_03 | 2046 | CH4 Import - WC 2030 | Import | Methane | QC | Dispatch-Import | FuelCost | 0 | [6 empty] | 0.36069 | 0
LCP_Inputs_ON_Electric_2023_04_03 | 2046 | CH4 Import - WC 2030 | Import | Methane | QC | Dispatch-Import | VOM | 0 | [6 empty] | 0.36069 | 0
LCP_Inputs_ON_Electric_2023_04_03 | 2046 | CH4 Import - WC 2030 | Import | Methane | WC | Dispatch-Import | EmissionsCost | 0 | [6 empty] | 0.36069 | 0
LCP_Inputs_ON_Electric_2023_04_03 | 2046 | CH4 Import - WC 2030 | Import | Methane | WC | Dispatch-Import | FuelCost | 0 | [6 empty] | 0.36069 | 0
LCP_Inputs_ON_Electric_2023_04_03 | 2046 | CH4 Import - WC 2030 | Import | Methane | WC | Dispatch-Import | VOM | 0 | [6 empty] | 0.36069 | 0
LCP_Inputs_ON_Electric_2023_04_03 | 2046 | CH4 Import - WC 2040 | Import | Methane | MI | Dispatch-Import | EmissionsCost | 0 | [6 empty] | 0.36069 | 0
LCP_Inputs_ON_Electric_2023_04_03 | 2046 | CH4 Import - WC 2040 | Import | Methane | MI | Dispatch-Import | FuelCost | 0 | [6 empty] | 0.36069 | 0
LCP_Inputs_ON_Electric_2023_04_03 | 2046 | CH4 Import - WC 2040 | Import | Methane | MI | Dispatch-Import | VOM | 0 | [6 empty] | 0.36069 | 0
LCP_Inputs_ON_Electric_2023_04_03 | 2046 | CH4 Import - WC 2040 | Import | Methane | NY | Dispatch-Import | EmissionsCost | 0 | [6 empty] | 0.36069 | 0
LCP_Inputs_ON_Electric_2023_04_03 | 2046 | CH4 Import - WC 2040 | Import | Methane | NY | Dispatch-Import | FuelCost | 0 | [6 empty] | 0.36069 | 0
LCP_Inputs_ON_Electric_2023_04_03 | 2046 | CH4 Import - WC 2040 | Import | Methane | NY | Dispatch-Import | VOM | 0 | [6 empty] | 0.36069 | 0
LCP_Inputs_ON_Electric_2023_04_03 | 2046 | CH4 Import - WC 2040 | Import | Methane | ON | Dispatch-Import | EmissionsCost | 0 | [6 empty] | 0.36069 | 0
LCP_Inputs_ON_Electric_2023_04_03 | 2046 | CH4 Import - WC 2040 | Import | Methane | ON | Dispatch-Import | FuelCost | 0 | [6 empty] | 0.36069 | 0
LCP_Inputs_ON_Electric_2023_04_03 | 2046 | CH4 Import - WC 2040 | Import | Methane | ON | Dispatch-Import | VOM | 0 | [6 empty] | 0.36069 | 0
LCP_Inputs_ON_Electric_2023_04_03 | 2046 | CH4 Import - WC 2040 | Import | Methane | PJ | Dispatch-Import | EmissionsCost | 0 | [6 empty] | 0.36069 | 0
LCP_Inputs_ON_Electric_2023_04_03 | 2046 | CH4 Import - WC 2040 | Import | Methane | PJ | Dispatch-Import | FuelCost | 0 | [6 empty] | 0.36069 | 0
LCP_Inputs_ON_Electric_2023_04_03 | 2046 | CH4 Import - WC 2040 | Import | Methane | PJ | Dispatch-Import | VOM | 0 | [6 empty] | 0.36069 | 0
LCP_Inputs_ON_Electric_2023_04_03 | 2046 | CH4 Import - WC 2040 | Import | Methane | QC | Dispatch-Import | EmissionsCost | 0 | [6 empty] | 0.36069 | 0
LCP_Inputs_ON_Electric_2023_04_03 | 2046 | CH4 Import - WC 2040 | Import | Methane | QC | Dispatch-Import | FuelCost | 0 | [6 empty] | 0.36069 | 0
LCP_Inputs_ON_Electric_2023_04_03 | 2046 | CH4 Import - WC 2040 | Import | Methane | QC | Dispatch-Import | VOM | 0 | [6 empty] | 0.36069 | 0
LCP_Inputs_ON_Electric_2023_04_03 | 2046 | CH4 Import - WC 2040 | Import | Methane | WC | Dispatch-Import | EmissionsCost | 2104859190.9353 | [6 empty] | 0.36069 | 759200047.0178
LCP_Inputs_ON_Electric_2023_04_03 | 2046 | CH4 Import - WC 2040 | Import | Methane | WC | Dispatch-Import | FuelCost | 658998391.6712 | [6 empty] | 0.36069 | 237693624.3983
LCP_Inputs_ON_Electric_2023_04_03 | 2046 | CH4 Import - WC 2040 | Import | Methane | WC | Dispatch-Import | VOM | 0 | [6 empty] | 0.36069 | 0
LCP_Inputs_ON_Electric_2023_04_03 | 2046 | CH4 Import - WC 2050 | Import | Methane | MI | Dispatch-Import | EmissionsCost | 0 | [6 empty] | 0.36069 | 0
LCP_Inputs_ON_Electric_2023_04_03 | 2046 | CH4 Import - WC 2050 | Import | Methane | MI | Dispatch-Import | FuelCost | 0 | [6 empty] | 0.36069 | 0
LCP_Inputs_ON_Electric_2023_04_03 | 2046 | CH4 Import - WC 2050 | Import | Methane | MI | Dispatch-Import | VOM | 0 | [6 empty] | 0.36069 | 0
LCP_Inputs_ON_Electric_2023_04_03 | 2046 | CH4 Import - WC 2050 | Import | Methane | NY | Dispatch-Import | EmissionsCost | 0 | [6 empty] | 0.36069 | 0
LCP_Inputs_ON_Electric_2023_04_03 | 2046 | CH4 Import - WC 2050 | Import | Methane | NY | Dispatch-Import | FuelCost | 0 | [6 empty] | 0.36069 | 0
LCP_Inputs_ON_Electric_2023_04_03 | 2046 | CH4 Import - WC 2050 | Import | Methane | NY | Dispatch-Import | VOM | 0 | [6 empty] | 0.36069 | 0
LCP_Inputs_ON_Electric_2023_04_03 | 2046 | CH4 Import - WC 2050 | Import | Methane | ON | Dispatch-Import | EmissionsCost | 0 | [6 empty] | 0.36069 | 0
LCP_Inputs_ON_Electric_2023_04_03 | 2046 | CH4 Import - WC 2050 | Import | Methane | ON | Dispatch-Import | FuelCost | 0 | [6 empty] | 0.36069 | 0
LCP_Inputs_ON_Electric_2023_04_03 | 2046 | CH4 Import - WC 2050 | Import | Methane | ON | Dispatch-Import | VOM | 0 | [6 empty] | 0.36069 | 0
LCP_Inputs_ON_Electric_2023_04_03 | 2046 | CH4 Import - WC 2050 | Import | Methane | PJ | Dispatch-Import | EmissionsCost | 0 | [6 empty] | 0.36069 | 0
LCP_Inputs_ON_Electric_2023_04_03 | 2046 | CH4 Import - WC 2050 | Import | Methane | PJ | Dispatch-Import | FuelCost | 0 | [6 empty] | 0.36069 | 0
LCP_Inputs_ON_Electric_2023_04_03 | 2046 | CH4 Import - WC 2050 | Import | Methane | PJ | Dispatch-Import | VOM | 0 | [6 empty] | 0.36069 | 0
LCP_Inputs_ON_Electric_2023_04_03 | 2046 | CH4 Import - WC 2050 | Import | Methane | QC | Dispatch-Import | EmissionsCost | 0 | [6 empty] | 0.36069 | 0
LCP_Inputs_ON_Electric_2023_04_03 | 2046 | CH4 Import - WC 2050 | Import | Methane | QC | Dispatch-Import | FuelCost | 0 | [6 empty] | 0.36069 | 0
LCP_Inputs_ON_Electric_2023_04_03 | 2046 | CH4 Import - WC 2050 | Import | Methane | QC | Dispatch-Import | VOM | 0 | [6 empty] | 0.36069 | 0
LCP_Inputs_ON_Electric_2023_04_03 | 2046 | CH4 Import - WC 2050 | Import | Methane | WC | Dispatch-Import | EmissionsCost | 0 | [6 empty] | 0.36069 | 0
LCP_Inputs_ON_Electric_2023_04_03 | 2046 | CH4 Import - WC 2050 | Import | Methane | WC | Dispatch-Import | FuelCost | 0 | [6 empty] | 0.36069 | 0
LCP_Inputs_ON_Electric_2023_04_03 | 2046 | CH4 Import - WC 2050 | Import | Methane | WC | Dispatch-Import | VOM | 0 | [6 empty] | 0.36069 | 0
LCP_Inputs_ON_Electric_2023_04_03 | 2046 | CH4 Salt Cavern Storage - ON | Storage | Methane | MI | Dispatch-Storage | EmissionsCost | 0 | [6 empty] | 0.36069 | 0
LCP_Inputs_ON_Electric_2023_04_03 | 2046 | CH4 Salt Cavern Storage - ON | Storage | Methane | MI | Dispatch-Storage | FuelCost | 0 | [6 empty] | 0.36069 | 0
LCP_Inputs_ON_Electric_2023_04_03 | 2046 | CH4 Salt Cavern Storage - ON | Storage | Methane | MI | Dispatch-Storage | VOM | 0 | [6 empty] | 0.36069 | 0
LCP_Inputs_ON_Electric_2023_04_03 | 2046 | CH4 Salt Cavern Storage - ON | Storage | Methane | NY | Dispatch-Storage | EmissionsCost | 0 | [6 empty] | 0.36069 | 0
LCP_Inputs_ON_Electric_2023_04_03 | 2046 | CH4 Salt Cavern Storage - ON | Storage | Methane | NY | Dispatch-Storage | FuelCost | 0 | [6 empty] | 0.36069 | 0
LCP_Inputs_ON_Electric_2023_04_03 | 2046 | CH4 Salt Cavern Storage - ON | Storage | Methane | NY | Dispatch-Storage | VOM | 0 | [6 empty] | 0.36069 | 0
LCP_Inputs_ON_Electric_2023_04_03 | 2046 | CH4 Salt Cavern Storage - ON | Storage | Methane | ON | Dispatch-Storage | EmissionsCost | 0 | [6 empty] | 0.36069 | 0
LCP_Inputs_ON_Electric_2023_04_03 | 2046 | CH4 Salt Cavern Storage - ON | Storage | Methane | ON | Dispatch-Storage | FuelCost | 0 | [6 empty] | 0.36069 | 0
LCP_Inputs_ON_Electric_2023_04_03 | 2046 | CH4 Salt Cavern Storage - ON | Storage | Methane | ON | Dispatch-Storage | VOM | 0 | [6 empty] | 0.36069 | 0
LCP_Inputs_ON_Electric_2023_04_03 | 2046 | CH4 Salt Cavern Storage - ON | Storage | Methane | PJ | Dispatch-Storage | EmissionsCost | 0 | [6 empty] | 0.36069 | 0
LCP_Inputs_ON_Electric_2023_04_03 | 2046 | CH4 Salt Cavern Storage - ON | Storage | Methane | PJ | Dispatch-Storage | FuelCost | 0 | [6 empty] | 0.36069 | 0
LCP_Inputs_ON_Electric_2023_04_03 | 2046 | CH4 Salt Cavern Storage - ON | Storage | Methane | PJ | Dispatch-Storage | VOM | 0 | [6 empty] | 0.36069 | 0
LCP_Inputs_ON_Electric_2023_04_03 | 2046 | CH4 Salt Cavern Storage - ON | Storage | Methane | QC | Dispatch-Storage | EmissionsCost | 0 | [6 empty] | 0.36069 | 0
LCP_Inputs_ON_Electric_2023_04_03 | 2046 | CH4 Salt Cavern Storage - ON | Storage | Methane | QC | Dispatch-Storage | FuelCost | 0 | [6 empty] | 0.36069 | 0
LCP_Inputs_ON_Electric_2023_04_03 | 2046 | CH4 Salt Cavern Storage - ON | Storage | Methane | QC | Dispatch-Storage | VOM | 0 | [6 empty] | 0.36069 | 0
LCP_Inputs_ON_Electric_2023_04_03 | 2046 | CH4 Salt Cavern Storage - ON | Storage | Methane | WC | Dispatch-Storage | EmissionsCost | 0 | [6 empty] | 0.36069 | 0
LCP_Inputs_ON_Electric_2023_04_03 | 2046 | CH4 Salt Cavern Storage - ON | Storage | Methane | WC | Dispatch-Storage | FuelCost | 0 | [6 empty] | 0.36069 | 0
LCP_Inputs_ON_Electric_2023_04_03 | 2046 | CH4 Salt Cavern Storage - ON | Storage | Methane | WC | Dispatch-Storage | VOM | 0 | [6 empty] | 0.36069 | 0
LCP_Inputs_ON_Electric_2023_04_03 | 2046 | Electrolyser 2020/2030 | Crossload | Hydrogen | MI | Dispatch-Crossload | EmissionsCost | 0 | [6 empty] | 0.36069 | 0
LCP_Inputs_ON_Electric_2023_04_03 | 2046 | Electrolyser 2020/2030 | Crossload | Hydrogen | MI | Dispatch-Crossload | FuelCost | 0 | [6 empty] | 0.36069 | 0
LCP_Inputs_ON_Electric_2023_04_03 | 2046 | Electrolyser 2020/2030 | Crossload | Hydrogen | MI | Dispatch-Crossload | VOM | 0 | [6 empty] | 0.36069 | 0
LCP_Inputs_ON_Electric_2023_04_03 | 2046 | Electrolyser 2020/2030 | Crossload | Hydrogen | NY | Dispatch-Crossload | EmissionsCost | 0 | [6 empty] | 0.36069 | 0
LCP_Inputs_ON_Electric_2023_04_03 | 2046 | Electrolyser 2020/2030 | Crossload | Hydrogen | NY | Dispatch-Crossload | FuelCost | 0 | [6 empty] | 0.36069 | 0
LCP_Inputs_ON_Electric_2023_04_03 | 2046 | Electrolyser 2020/2030 | Crossload | Hydrogen | NY | Dispatch-Crossload | VOM | 0 | [6 empty] | 0.36069 | 0
LCP_Inputs_ON_Electric_2023_04_03 | 2046 | Electrolyser 2020/2030 | Crossload | Hydrogen | ON | Dispatch-Crossload | EmissionsCost | 0 | [6 empty] | 0.36069 | 0
LCP_Inputs_ON_Electric_2023_04_03 | 2046 | Electrolyser 2020/2030 | Crossload | Hydrogen | ON | Dispatch-Crossload | FuelCost | 0 | [6 empty] | 0.36069 | 0
LCP_Inputs_ON_Electric_2023_04_03 | 2046 | Electrolyser 2020/2030 | Crossload | Hydrogen | ON | Dispatch-Crossload | VOM | 0 | [6 empty] | 0.36069 | 0
LCP_Inputs_ON_Electric_2023_04_03 | 2046 | Electrolyser 2020/2030 | Crossload | Hydrogen | PJ | Dispatch-Crossload | EmissionsCost | 0 | [6 empty] | 0.36069 | 0
LCP_Inputs_ON_Electric_2023_04_03 | 2046 | Electrolyser 2020/2030 | Crossload | Hydrogen | PJ | Dispatch-Crossload | FuelCost | 0 | [6 empty] | 0.36069 | 0
LCP_Inputs_ON_Electric_2023_04_03 | 2046 | Electrolyser 2020/2030 | Crossload | Hydrogen | PJ | Dispatch-Crossload | VOM | 0 | [6 empty] | 0.36069 | 0
LCP_Inputs_ON_Electric_2023_04_03 | 2046 | Electrolyser 2020/2030 | Crossload | Hydrogen | QC | Dispatch-Crossload | EmissionsCost | 0 | [6 empty] | 0.36069 | 0
LCP_Inputs_ON_Electric_2023_04_03 | 2046 | Electrolyser 2020/2030 | Crossload | Hydrogen | QC | Dispatch-Crossload | FuelCost | 0 | [6 empty] | 0.36069 | 0
LCP_Inputs_ON_Electric_2023_04_03 | 2046 | Electrolyser 2020/2030 | Crossload | Hydrogen | QC | Dispatch-Crossload | VOM | 0 | [6 empty] | 0.36069 | 0
LCP_Inputs_ON_Electric_2023_04_03 | 2046 | Electrolyser 2020/2030 | Crossload | Hydrogen | WC | Dispatch-Crossload | EmissionsCost | 0 | [6 empty] | 0.36069 | 0
LCP_Inputs_ON_Electric_2023_04_03 | 2046 | Electrolyser 2020/2030 | Crossload | Hydrogen | WC | Dispatch-Crossload | FuelCost | 0 | [6 empty] | 0.36069 | 0
LCP_Inputs_ON_Electric_2023_04_03 | 2046 | Electrolyser 2020/2030 | Crossload | Hydrogen | WC | Dispatch-Crossload | VOM | 0 | [6 empty] | 0.36069 | 0
LCP_Inputs_ON_Electric_2023_04_03 | 2046 | Electrolyser 2040 | Crossload | Hydrogen | MI | Dispatch-Crossload | EmissionsCost | 0 | [6 empty] | 0.36069 | 0
LCP_Inputs_ON_Electric_2023_04_03 | 2046 | Electrolyser 2040 | Crossload | Hydrogen | MI | Dispatch-Crossload | FuelCost | 0 | [6 empty] | 0.36069 | 0
LCP_Inputs_ON_Electric_2023_04_03 | 2046 | Electrolyser 2040 | Crossload | Hydrogen | MI | Dispatch-Crossload | VOM | 0 | [6 empty] | 0.36069 | 0
LCP_Inputs_ON_Electric_2023_04_03 | 2046 | Electrolyser 2040 | Crossload | Hydrogen | NY | Dispatch-Crossload | EmissionsCost | 0 | [6 empty] | 0.36069 | 0
LCP_Inputs_ON_Electric_2023_04_03 | 2046 | Electrolyser 2040 | Crossload | Hydrogen | NY | Dispatch-Crossload | FuelCost | 0 | [6 empty] | 0.36069 | 0
LCP_Inputs_ON_Electric_2023_04_03 | 2046 | Electrolyser 2040 | Crossload | Hydrogen | NY | Dispatch-Crossload | VOM | 0 | [6 empty] | 0.36069 | 0
LCP_Inputs_ON_Electric_2023_04_03 | 2046 | Electrolyser 2040 | Crossload | Hydrogen | ON | Dispatch-Crossload | EmissionsCost | 0 | [6 empty] | 0.36069 | 0
LCP_Inputs_ON_Electric_2023_04_03 | 2046 | Electrolyser 2040 | Crossload | Hydrogen | ON | Dispatch-Crossload | FuelCost | 0 | [6 empty] | 0.36069 | 0
LCP_Inputs_ON_Electric_2023_04_03 | 2046 | Electrolyser 2040 | Crossload | Hydrogen | ON | Dispatch-Crossload | VOM | 0 | [6 empty] | 0.36069 | 0
LCP_Inputs_ON_Electric_2023_04_03 | 2046 | Electrolyser 2040 | Crossload | Hydrogen | PJ | Dispatch-Crossload | EmissionsCost | 0 | [6 empty] | 0.36069 | 0
LCP_Inputs_ON_Electric_2023_04_03 | 2046 | Electrolyser 2040 | Crossload | Hydrogen | PJ | Dispatch-Crossload | FuelCost | 0 | [6 empty] | 0.36069 | 0
LCP_Inputs_ON_Electric_2023_04_03 | 2046 | Electrolyser 2040 | Crossload | Hydrogen | PJ | Dispatch-Crossload | VOM | 0 | [6 empty] | 0.36069 | 0
LCP_Inputs_ON_Electric_2023_04_03 | 2046 | Electrolyser 2040 | Crossload | Hydrogen | QC | Dispatch-Crossload | EmissionsCost | 0 | [6 empty] | 0.36069 | 0
LCP_Inputs_ON_Electric_2023_04_03 | 2046 | Electrolyser 2040 | Crossload | Hydrogen | QC | Dispatch-Crossload | FuelCost | 0 | [6 empty] | 0.36069 | 0
LCP_Inputs_ON_Electric_2023_04_03 | 2046 | Electrolyser 2040 | Crossload | Hydrogen | QC | Dispatch-Crossload | VOM | 0 | [6 empty] | 0.36069 | 0
LCP_Inputs_ON_Electric_2023_04_03 | 2046 | Electrolyser 2040 | Crossload | Hydrogen | WC | Dispatch-Crossload | EmissionsCost | 0 | [6 empty] | 0.36069 | 0
LCP_Inputs_ON_Electric_2023_04_03 | 2046 | Electrolyser 2040 | Crossload | Hydrogen | WC | Dispatch-Crossload | FuelCost | 0 | [6 empty] | 0.36069 | 0
LCP_Inputs_ON_Electric_2023_04_03 | 2046 | Electrolyser 2040 | Crossload | Hydrogen | WC | Dispatch-Crossload | VOM | 0 | [6 empty] | 0.36069 | 0
LCP_Inputs_ON_Electric_2023_04_03 | 2046 | Electrolyser 2050 | Crossload | Hydrogen | MI | Dispatch-Crossload | EmissionsCost | 0 | [6 empty] | 0.36069 | 0
LCP_Inputs_ON_Electric_2023_04_03 | 2046 | Electrolyser 2050 | Crossload | Hydrogen | MI | Dispatch-Crossload | FuelCost | 0 | [6 empty] | 0.36069 | 0
LCP_Inputs_ON_Electric_2023_04_03 | 2046 | Electrolyser 2050 | Crossload | Hydrogen | MI | Dispatch-Crossload | VOM | 0 | [6 empty] | 0.36069 | 0
LCP_Inputs_ON_Electric_2023_04_03 | 2046 | Electrolyser 2050 | Crossload | Hydrogen | NY | Dispatch-Crossload | EmissionsCost | 0 | [6 empty] | 0.36069 | 0
LCP_Inputs_ON_Electric_2023_04_03 | 2046 | Electrolyser 2050 | Crossload | Hydrogen | NY | Dispatch-Crossload | FuelCost | 0 | [6 empty] | 0.36069 | 0
LCP_Inputs_ON_Electric_2023_04_03 | 2046 | Electrolyser 2050 | Crossload | Hydrogen | NY | Dispatch-Crossload | VOM | 0 | [6 empty] | 0.36069 | 0
LCP_Inputs_ON_Electric_2023_04_03 | 2046 | Electrolyser 2050 | Crossload | Hydrogen | ON | Dispatch-Crossload | EmissionsCost | 0 | [6 empty] | 0.36069 | 0
LCP_Inputs_ON_Electric_2023_04_03 | 2046 | Electrolyser 2050 | Crossload | Hydrogen | ON | Dispatch-Crossload | FuelCost | 0 | [6 empty] | 0.36069 | 0
LCP_Inputs_ON_Electric_2023_04_03 | 2046 | Electrolyser 2050 | Crossload | Hydrogen | ON | Dispatch-Crossload | VOM | 0 | [6 empty] | 0.36069 | 0
LCP_Inputs_ON_Electric_2023_04_03 | 2046 | Electrolyser 2050 | Crossload | Hydrogen | PJ | Dispatch-Crossload | EmissionsCost | 0 | [6 empty] | 0.36069 | 0
LCP_Inputs_ON_Electric_2023_04_03 | 2046 | Electrolyser 2050 | Crossload | Hydrogen | PJ | Dispatch-Crossload | FuelCost | 0 | [6 empty] | 0.36069 | 0
LCP_Inputs_ON_Electric_2023_04_03 | 2046 | Electrolyser 2050 | Crossload | Hydrogen | PJ | Dispatch-Crossload | VOM | 0 | [6 empty] | 0.36069 | 0
LCP_Inputs_ON_Electric_2023_04_03 | 2046 | Electrolyser 2050 | Crossload | Hydrogen | QC | Dispatch-Crossload | EmissionsCost | 0 | [6 empty] | 0.36069 | 0
LCP_Inputs_ON_Electric_2023_04_03 | 2046 | Electrolyser 2050 | Crossload | Hydrogen | QC | Dispatch-Crossload | FuelCost | 0 | [6 empty] | 0.36069 | 0
LCP_Inputs_ON_Electric_2023_04_03 | 2046 | Electrolyser 2050 | Crossload | Hydrogen | QC | Dispatch-Crossload | VOM | 0 | [6 empty] | 0.36069 | 0
LCP_Inputs_ON_Electric_2023_04_03 | 2046 | Electrolyser 2050 | Crossload | Hydrogen | WC | Dispatch-Crossload | EmissionsCost | 0 | [6 empty] | 0.36069 | 0
LCP_Inputs_ON_Electric_2023_04_03 | 2046 | Electrolyser 2050 | Crossload | Hydrogen | WC | Dispatch-Crossload | FuelCost | 0 | [6 empty] | 0.36069 | 0
LCP_Inputs_ON_Electric_2023_04_03 | 2046 | Electrolyser 2050 | Crossload | Hydrogen | WC | Dispatch-Crossload | VOM | 0 | [6 empty] | 0.36069 | 0
LCP_Inputs_ON_Electric_2023_04_03 | 2046 | Fossil Fuel Thermal (Coal, Peat, Oil) | Generation | Electricity | MI | Dispatch-Generation | EmissionsCost | 0 | [6 empty] | 0.36069 | 0
LCP_Inputs_ON_Electric_2023_04_03 | 2046 | Fossil Fuel Thermal (Coal, Peat, Oil) | Generation | Electricity | MI | Dispatch-Generation | FuelCost | 0 | [6 empty] | 0.36069 | 0
LCP_Inputs_ON_Electric_2023_04_03 | 2046 | Fossil Fuel Thermal (Coal, Peat, Oil) | Generation | Electricity | MI | Dispatch-Generation | VOM | 0 | [6 empty] | 0.36069 | 0
LCP_Inputs_ON_Electric_2023_04_03 | 2046 | Fossil Fuel Thermal (Coal, Peat, Oil) | Generation | Electricity | NY | Dispatch-Generation | EmissionsCost | 0 | [6 empty] | 0.36069 | 0
LCP_Inputs_ON_Electric_2023_04_03 | 2046 | Fossil Fuel Thermal (Coal, Peat, Oil) | Generation | Electricity | NY | Dispatch-Generation | FuelCost | 0 | [6 empty] | 0.36069 | 0
LCP_Inputs_ON_Electric_2023_04_03 | 2046 | Fossil Fuel Thermal (Coal, Peat, Oil) | Generation | Electricity | NY | Dispatch-Generation | VOM | 0 | [6 empty] | 0.36069 | 0
LCP_Inputs_ON_Electric_2023_04_03 | 2046 | Fossil Fuel Thermal (Coal, Peat, Oil) | Generation | Electricity | ON | Dispatch-Generation | EmissionsCost | 0 | [6 empty] | 0.36069 | 0
LCP_Inputs_ON_Electric_2023_04_03 | 2046 | Fossil Fuel Thermal (Coal, Peat, Oil) | Generation | Electricity | ON | Dispatch-Generation | FuelCost | 0 | [6 empty] | 0.36069 | 0
LCP_Inputs_ON_Electric_2023_04_03 | 2046 | Fossil Fuel Thermal (Coal, Peat, Oil) | Generation | Electricity | ON | Dispatch-Generation | VOM | 0 | [6 empty] | 0.36069 | 0
LCP_Inputs_ON_Electric_2023_04_03 | 2046 | Fossil Fuel Thermal (Coal, Peat, Oil) | Generation | Electricity | PJ | Dispatch-Generation | EmissionsCost | 0 | [6 empty] | 0.36069 | 0
LCP_Inputs_ON_Electric_2023_04_03 | 2046 | Fossil Fuel Thermal (Coal, Peat, Oil) | Generation | Electricity | PJ | Dispatch-Generation | FuelCost | 0 | [6 empty] | 0.36069 | 0
LCP_Inputs_ON_Electric_2023_04_03 | 2046 | Fossil Fuel Thermal (Coal, Peat, Oil) | Generation | Electricity | PJ | Dispatch-Generation | VOM | 0 | [6 empty] | 0.36069 | 0
LCP_Inputs_ON_Electric_2023_04_03 | 2046 | Fossil Fuel Thermal (Coal, Peat, Oil) | Generation | Electricity | QC | Dispatch-Generation | EmissionsCost | 0 | [6 empty] | 0.36069 | 0
LCP_Inputs_ON_Electric_2023_04_03 | 2046 | Fossil Fuel Thermal (Coal, Peat, Oil) | Generation | Electricity | QC | Dispatch-Generation | FuelCost | 0 | [6 empty] | 0.36069 | 0
LCP_Inputs_ON_Electric_2023_04_03 | 2046 | Fossil Fuel Thermal (Coal, Peat, Oil) | Generation | Electricity | QC | Dispatch-Generation | VOM | 0 | [6 empty] | 0.36069 | 0
LCP_Inputs_ON_Electric_2023_04_03 | 2046 | Fossil Fuel Thermal (Coal, Peat, Oil) | Generation | Electricity | WC | Dispatch-Generation | EmissionsCost | 0 | [6 empty] | 0.36069 | 0
LCP_Inputs_ON_Electric_2023_04_03 | 2046 | Fossil Fuel Thermal (Coal, Peat, Oil) | Generation | Electricity | WC | Dispatch-Generation | FuelCost | 0 | [6 empty] | 0.36069 | 0
LCP_Inputs_ON_Electric_2023_04_03 | 2046 | Fossil Fuel Thermal (Coal, Peat, Oil) | Generation | Electricity | WC | Dispatch-Generation | VOM | 0 | [6 empty] | 0.36069 | 0
LCP_Inputs_ON_Electric_2023_04_03 | 2046 | Generic - Generator | Generation | Electricity | MI | Dispatch-Generation | EmissionsCost | 0 | [6 empty] | 0.36069 | 0
LCP_Inputs_ON_Electric_2023_04_03 | 2046 | Generic - Generator | Generation | Electricity | MI | Dispatch-Generation | FuelCost | 887937737.9402 | [6 empty] | 0.36069 | 320269581.593
LCP_Inputs_ON_Electric_2023_04_03 | 2046 | Generic - Generator | Generation | Electricity | MI | Dispatch-Generation | VOM | 29039924.3521 | [6 empty] | 0.36069 | 10474388.0391
LCP_Inputs_ON_Electric_2023_04_03 | 2046 | Generic - Generator | Generation | Electricity | NY | Dispatch-Generation | EmissionsCost | 0 | [6 empty] | 0.36069 | 0
LCP_Inputs_ON_Electric_2023_04_03 | 2046 | Generic - Generator | Generation | Electricity | NY | Dispatch-Generation | FuelCost | 119338069.2274 | [6 empty] | 0.36069 | 43043956.6497
LCP_Inputs_ON_Electric_2023_04_03 | 2046 | Generic - Generator | Generation | Electricity | NY | Dispatch-Generation | VOM | 3902940.8872 | [6 empty] | 0.36069 | 1407748.7548
LCP_Inputs_ON_Electric_2023_04_03 | 2046 | Generic - Generator | Generation | Electricity | ON | Dispatch-Generation | EmissionsCost | 0 | [6 empty] | 0.36069 | 0
LCP_Inputs_ON_Electric_2023_04_03 | 2046 | Generic - Generator | Generation | Electricity | ON | Dispatch-Generation | FuelCost | 0 | [6 empty] | 0.36069 | 0
LCP_Inputs_ON_Electric_2023_04_03 | 2046 | Generic - Generator | Generation | Electricity | ON | Dispatch-Generation | VOM | 0 | [6 empty] | 0.36069 | 0
LCP_Inputs_ON_Electric_2023_04_03 | 2046 | Generic - Generator | Generation | Electricity | PJ | Dispatch-Generation | EmissionsCost | 0 | [6 empty] | 0.36069 | 0
LCP_Inputs_ON_Electric_2023_04_03 | 2046 | Generic - Generator | Generation | Electricity | PJ | Dispatch-Generation | FuelCost | 5522714443.0855 | [6 empty] | 0.36069 | 1991983636.2039
LCP_Inputs_ON_Electric_2023_04_03 | 2046 | Generic - Generator | Generation | Electricity | PJ | Dispatch-Generation | VOM | 180619882.2198 | [6 empty] | 0.36069 | 65147646.771
LCP_Inputs_ON_Electric_2023_04_03 | 2046 | Generic - Generator | Generation | Electricity | QC | Dispatch-Generation | EmissionsCost | 0 | [6 empty] | 0.36069 | 0
LCP_Inputs_ON_Electric_2023_04_03 | 2046 | Generic - Generator | Generation | Electricity | QC | Dispatch-Generation | FuelCost | 0 | [6 empty] | 0.36069 | 0
LCP_Inputs_ON_Electric_2023_04_03 | 2046 | Generic - Generator | Generation | Electricity | QC | Dispatch-Generation | VOM | 0 | [6 empty] | 0.36069 | 0
LCP_Inputs_ON_Electric_2023_04_03 | 2046 | Generic - Generator | Generation | Electricity | WC | Dispatch-Generation | EmissionsCost | 0 | [6 empty] | 0.36069 | 0
LCP_Inputs_ON_Electric_2023_04_03 | 2046 | Generic - Generator | Generation | Electricity | WC | Dispatch-Generation | FuelCost | 0 | [6 empty] | 0.36069 | 0
LCP_Inputs_ON_Electric_2023_04_03 | 2046 | Generic - Generator | Generation | Electricity | WC | Dispatch-Generation | VOM | 0 | [6 empty] | 0.36069 | 0
LCP_Inputs_ON_Electric_2023_04_03 | 2046 | H2 Import - QC | Import | Hydrogen | MI | Dispatch-Import | EmissionsCost | 0 | [6 empty] | 0.36069 | 0
LCP_Inputs_ON_Electric_2023_04_03 | 2046 | H2 Import - QC | Import | Hydrogen | MI | Dispatch-Import | FuelCost | 0 | [6 empty] | 0.36069 | 0
LCP_Inputs_ON_Electric_2023_04_03 | 2046 | H2 Import - QC | Import | Hydrogen | MI | Dispatch-Import | VOM | 0 | [6 empty] | 0.36069 | 0
LCP_Inputs_ON_Electric_2023_04_03 | 2046 | H2 Import - QC | Import | Hydrogen | NY | Dispatch-Import | EmissionsCost | 0 | [6 empty] | 0.36069 | 0
LCP_Inputs_ON_Electric_2023_04_03 | 2046 | H2 Import - QC | Import | Hydrogen | NY | Dispatch-Import | FuelCost | 0 | [6 empty] | 0.36069 | 0
LCP_Inputs_ON_Electric_2023_04_03 | 2046 | H2 Import - QC | Import | Hydrogen | NY | Dispatch-Import | VOM | 0 | [6 empty] | 0.36069 | 0
LCP_Inputs_ON_Electric_2023_04_03 | 2046 | H2 Import - QC | Import | Hydrogen | ON | Dispatch-Import | EmissionsCost | 0 | [6 empty] | 0.36069 | 0
LCP_Inputs_ON_Electric_2023_04_03 | 2046 | H2 Import - QC | Import | Hydrogen | ON | Dispatch-Import | FuelCost | 0 | [6 empty] | 0.36069 | 0
LCP_Inputs_ON_Electric_2023_04_03 | 2046 | H2 Import - QC | Import | Hydrogen | ON | Dispatch-Import | VOM | 0 | [6 empty] | 0.36069 | 0
LCP_Inputs_ON_Electric_2023_04_03 | 2046 | H2 Import - QC | Import | Hydrogen | PJ | Dispatch-Import | EmissionsCost | 0 | [6 empty] | 0.36069 | 0
LCP_Inputs_ON_Electric_2023_04_03 | 2046 | H2 Import - QC | Import | Hydrogen | PJ | Dispatch-Import | FuelCost | 0 | [6 empty] | 0.36069 | 0
LCP_Inputs_ON_Electric_2023_04_03 | 2046 | H2 Import - QC | Import | Hydrogen | PJ | Dispatch-Import | VOM | 0 | [6 empty] | 0.36069 | 0
LCP_Inputs_ON_Electric_2023_04_03 | 2046 | H2 Import - QC | Import | Hydrogen | QC | Dispatch-Import | EmissionsCost | 0 | [6 empty] | 0.36069 | 0
LCP_Inputs_ON_Electric_2023_04_03 | 2046 | H2 Import - QC | Import | Hydrogen | QC | Dispatch-Import | FuelCost | 0 | [6 empty] | 0.36069 | 0
LCP_Inputs_ON_Electric_2023_04_03 | 2046 | H2 Import - QC | Import | Hydrogen | QC | Dispatch-Import | VOM | 0 | [6 empty] | 0.36069 | 0
LCP_Inputs_ON_Electric_2023_04_03 | 2046 | H2 Import - QC | Import | Hydrogen | WC | Dispatch-Import | EmissionsCost | 0 | [6 empty] | 0.36069 | 0
LCP_Inputs_ON_Electric_2023_04_03 | 2046 | H2 Import - QC | Import | Hydrogen | WC | Dispatch-Import | FuelCost | 0 | [6 empty] | 0.36069 | 0
LCP_Inputs_ON_Electric_2023_04_03 | 2046 | H2 Import - QC | Import | Hydrogen | WC | Dispatch-Import | VOM | 0 | [6 empty] | 0.36069 | 0
LCP_Inputs_ON_Electric_2023_04_03 | 2046 | H2 Import - WC | Import | Hydrogen | MI | Dispatch-Import | EmissionsCost | 0 | [6 empty] | 0.36069 | 0
LCP_Inputs_ON_Electric_2023_04_03 | 2046 | H2 Import - WC | Import | Hydrogen | MI | Dispatch-Import | FuelCost | 0 | [6 empty] | 0.36069 | 0
LCP_Inputs_ON_Electric_2023_04_03 | 2046 | H2 Import - WC | Import | Hydrogen | MI | Dispatch-Import | VOM | 0 | [6 empty] | 0.36069 | 0
LCP_Inputs_ON_Electric_2023_04_03 | 2046 | H2 Import - WC | Import | Hydrogen | NY | Dispatch-Import | EmissionsCost | 0 | [6 empty] | 0.36069 | 0
LCP_Inputs_ON_Electric_2023_04_03 | 2046 | H2 Import - WC | Import | Hydrogen | NY | Dispatch-Import | FuelCost | 0 | [6 empty] | 0.36069 | 0
LCP_Inputs_ON_Electric_2023_04_03 | 2046 | H2 Import - WC | Import | Hydrogen | NY | Dispatch-Import | VOM | 0 | [6 empty] | 0.36069 | 0
LCP_Inputs_ON_Electric_2023_04_03 | 2046 | H2 Import - WC | Import | Hydrogen | ON | Dispatch-Import | EmissionsCost | 0 | [6 empty] | 0.36069 | 0
LCP_Inputs_ON_Electric_2023_04_03 | 2046 | H2 Import - WC | Import | Hydrogen | ON | Dispatch-Import | FuelCost | 0 | [6 empty] | 0.36069 | 0
LCP_Inputs_ON_Electric_2023_04_03 | 2046 | H2 Import - WC | Import | Hydrogen | ON | Dispatch-Import | VOM | 0 | [6 empty] | 0.36069 | 0
LCP_Inputs_ON_Electric_2023_04_03 | 2046 | H2 Import - WC | Import | Hydrogen | PJ | Dispatch-Import | EmissionsCost | 0 | [6 empty] | 0.36069 | 0
LCP_Inputs_ON_Electric_2023_04_03 | 2046 | H2 Import - WC | Import | Hydrogen | PJ | Dispatch-Import | FuelCost | 0 | [6 empty] | 0.36069 | 0
LCP_Inputs_ON_Electric_2023_04_03 | 2046 | H2 Import - WC | Import | Hydrogen | PJ | Dispatch-Import | VOM | 0 | [6 empty] | 0.36069 | 0
LCP_Inputs_ON_Electric_2023_04_03 | 2046 | H2 Import - WC | Import | Hydrogen | QC | Dispatch-Import | EmissionsCost | 0 | [6 empty] | 0.36069 | 0
LCP_Inputs_ON_Electric_2023_04_03 | 2046 | H2 Import - WC | Import | Hydrogen | QC | Dispatch-Import | FuelCost | 0 | [6 empty] | 0.36069 | 0
LCP_Inputs_ON_Electric_2023_04_03 | 2046 | H2 Import - WC | Import | Hydrogen | QC | Dispatch-Import | VOM | 0 | [6 empty] | 0.36069 | 0
LCP_Inputs_ON_Electric_2023_04_03 | 2046 | H2 Import - WC | Import | Hydrogen | WC | Dispatch-Import | EmissionsCost | 0 | [6 empty] | 0.36069 | 0
LCP_Inputs_ON_Electric_2023_04_03 | 2046 | H2 Import - WC | Import | Hydrogen | WC | Dispatch-Import | FuelCost | 44020984.9366 | [6 empty] | 0.36069 | 15877895.2899
LCP_Inputs_ON_Electric_2023_04_03 | 2046 | H2 Import - WC | Import | Hydrogen | WC | Dispatch-Import | VOM | 0 | [6 empty] | 0.36069 | 0
LCP_Inputs_ON_Electric_2023_04_03 | 2046 | H2 Salt Cavern Storage - ON | Storage | Hydrogen | MI | Dispatch-Storage | EmissionsCost | 0 | [6 empty] | 0.36069 | 0
LCP_Inputs_ON_Electric_2023_04_03 | 2046 | H2 Salt Cavern Storage - ON | Storage | Hydrogen | MI | Dispatch-Storage | FuelCost | 0 | [6 empty] | 0.36069 | 0
LCP_Inputs_ON_Electric_2023_04_03 | 2046 | H2 Salt Cavern Storage - ON | Storage | Hydrogen | MI | Dispatch-Storage | VOM | 0 | [6 empty] | 0.36069 | 0
LCP_Inputs_ON_Electric_2023_04_03 | 2046 | H2 Salt Cavern Storage - ON | Storage | Hydrogen | NY | Dispatch-Storage | EmissionsCost | 0 | [6 empty] | 0.36069 | 0
LCP_Inputs_ON_Electric_2023_04_03 | 2046 | H2 Salt Cavern Storage - ON | Storage | Hydrogen | NY | Dispatch-Storage | FuelCost | 0 | [6 empty] | 0.36069 | 0
LCP_Inputs_ON_Electric_2023_04_03 | 2046 | H2 Salt Cavern Storage - ON | Storage | Hydrogen | NY | Dispatch-Storage | VOM | 0 | [6 empty] | 0.36069 | 0
LCP_Inputs_ON_Electric_2023_04_03 | 2046 | H2 Salt Cavern Storage - ON | Storage | Hydrogen | ON | Dispatch-Storage | EmissionsCost | 0 | [6 empty] | 0.36069 | 0
LCP_Inputs_ON_Electric_2023_04_03 | 2046 | H2 Salt Cavern Storage - ON | Storage | Hydrogen | ON | Dispatch-Storage | FuelCost | 0 | [6 empty] | 0.36069 | 0
LCP_Inputs_ON_Electric_2023_04_03 | 2046 | H2 Salt Cavern Storage - ON | Storage | Hydrogen | ON | Dispatch-Storage | VOM | 52587352.8626 | [6 empty] | 0.36069 | 18967691.9662
LCP_Inputs_ON_Electric_2023_04_03 | 2046 | H2 Salt Cavern Storage - ON | Storage | Hydrogen | PJ | Dispatch-Storage | EmissionsCost | 0 | [6 empty] | 0.36069 | 0
LCP_Inputs_ON_Electric_2023_04_03 | 2046 | H2 Salt Cavern Storage - ON | Storage | Hydrogen | PJ | Dispatch-Storage | FuelCost | 0 | [6 empty] | 0.36069 | 0
LCP_Inputs_ON_Electric_2023_04_03 | 2046 | H2 Salt Cavern Storage - ON | Storage | Hydrogen | PJ | Dispatch-Storage | VOM | 0 | [6 empty] | 0.36069 | 0
LCP_Inputs_ON_Electric_2023_04_03 | 2046 | H2 Salt Cavern Storage - ON | Storage | Hydrogen | QC | Dispatch-Storage | EmissionsCost | 0 | [6 empty] | 0.36069 | 0
LCP_Inputs_ON_Electric_2023_04_03 | 2046 | H2 Salt Cavern Storage - ON | Storage | Hydrogen | QC | Dispatch-Storage | FuelCost | 0 | [6 empty] | 0.36069 | 0
LCP_Inputs_ON_Electric_2023_04_03 | 2046 | H2 Salt Cavern Storage - ON | Storage | Hydrogen | QC | Dispatch-Storage | VOM | 0 | [6 empty] | 0.36069 | 0
LCP_Inputs_ON_Electric_2023_04_03 | 2046 | H2 Salt Cavern Storage - ON | Storage | Hydrogen | WC | Dispatch-Storage | EmissionsCost | 0 | [6 empty] | 0.36069 | 0
LCP_Inputs_ON_Electric_2023_04_03 | 2046 | H2 Salt Cavern Storage - ON | Storage | Hydrogen | WC | Dispatch-Storage | FuelCost | 0 | [6 empty] | 0.36069 | 0
LCP_Inputs_ON_Electric_2023_04_03 | 2046 | H2 Salt Cavern Storage - ON | Storage | Hydrogen | WC | Dispatch-Storage | VOM | 0 | [6 empty] | 0.36069 | 0
LCP_Inputs_ON_Electric_2023_04_03 | 2046 | Hydro | Generation | Electricity | MI | Dispatch-Generation | EmissionsCost | 0 | [6 empty] | 0.36069 | 0
LCP_Inputs_ON_Electric_2023_04_03 | 2046 | Hydro | Generation | Electricity | MI | Dispatch-Generation | FuelCost | 0 | [6 empty] | 0.36069 | 0
LCP_Inputs_ON_Electric_2023_04_03 | 2046 | Hydro | Generation | Electricity | MI | Dispatch-Generation | VOM | 0 | [6 empty] | 0.36069 | 0
LCP_Inputs_ON_Electric_2023_04_03 | 2046 | Hydro | Generation | Electricity | NY | Dispatch-Generation | EmissionsCost | 0 | [6 empty] | 0.36069 | 0
LCP_Inputs_ON_Electric_2023_04_03 | 2046 | Hydro | Generation | Electricity | NY | Dispatch-Generation | FuelCost | 0 | [6 empty] | 0.36069 | 0
LCP_Inputs_ON_Electric_2023_04_03 | 2046 | Hydro | Generation | Electricity | NY | Dispatch-Generation | VOM | 0 | [6 empty] | 0.36069 | 0
LCP_Inputs_ON_Electric_2023_04_03 | 2046 | Hydro | Generation | Electricity | ON | Dispatch-Generation | EmissionsCost | 0 | [6 empty] | 0.36069 | 0
LCP_Inputs_ON_Electric_2023_04_03 | 2046 | Hydro | Generation | Electricity | ON | Dispatch-Generation | FuelCost | 0 | [6 empty] | 0.36069 | 0
LCP_Inputs_ON_Electric_2023_04_03 | 2046 | Hydro | Generation | Electricity | ON | Dispatch-Generation | VOM | 0 | [6 empty] | 0.36069 | 0
LCP_Inputs_ON_Electric_2023_04_03 | 2046 | Hydro | Generation | Electricity | PJ | Dispatch-Generation | EmissionsCost | 0 | [6 empty] | 0.36069 | 0
LCP_Inputs_ON_Electric_2023_04_03 | 2046 | Hydro | Generation | Electricity | PJ | Dispatch-Generation | FuelCost | 0 | [6 empty] | 0.36069 | 0
LCP_Inputs_ON_Electric_2023_04_03 | 2046 | Hydro | Generation | Electricity | PJ | Dispatch-Generation | VOM | 0 | [6 empty] | 0.36069 | 0
LCP_Inputs_ON_Electric_2023_04_03 | 2046 | Hydro | Generation | Electricity | QC | Dispatch-Generation | EmissionsCost | 0 | [6 empty] | 0.36069 | 0
LCP_Inputs_ON_Electric_2023_04_03 | 2046 | Hydro | Generation | Electricity | QC | Dispatch-Generation | FuelCost | 0 | [6 empty] | 0.36069 | 0
LCP_Inputs_ON_Electric_2023_04_03 | 2046 | Hydro | Generation | Electricity | QC | Dispatch-Generation | VOM | 0 | [6 empty] | 0.36069 | 0
LCP_Inputs_ON_Electric_2023_04_03 | 2046 | Hydro | Generation | Electricity | WC | Dispatch-Generation | EmissionsCost | 0 | [6 empty] | 0.36069 | 0
LCP_Inputs_ON_Electric_2023_04_03 | 2046 | Hydro | Generation | Electricity | WC | Dispatch-Generation | FuelCost | 0 | [6 empty] | 0.36069 | 0
LCP_Inputs_ON_Electric_2023_04_03 | 2046 | Hydro | Generation | Electricity | WC | Dispatch-Generation | VOM | 0 | [6 empty] | 0.36069 | 0
LCP_Inputs_ON_Electric_2023_04_03 | 2046 | Hydro Pumped Storage | Storage | Electricity | MI | Dispatch-Storage | EmissionsCost | 0 | [6 empty] | 0.36069 | 0
LCP_Inputs_ON_Electric_2023_04_03 | 2046 | Hydro Pumped Storage | Storage | Electricity | MI | Dispatch-Storage | FuelCost | 0 | [6 empty] | 0.36069 | 0
LCP_Inputs_ON_Electric_2023_04_03 | 2046 | Hydro Pumped Storage | Storage | Electricity | MI | Dispatch-Storage | VOM | 0 | [6 empty] | 0.36069 | 0
LCP_Inputs_ON_Electric_2023_04_03 | 2046 | Hydro Pumped Storage | Storage | Electricity | NY | Dispatch-Storage | EmissionsCost | 0 | [6 empty] | 0.36069 | 0
LCP_Inputs_ON_Electric_2023_04_03 | 2046 | Hydro Pumped Storage | Storage | Electricity | NY | Dispatch-Storage | FuelCost | 0 | [6 empty] | 0.36069 | 0
LCP_Inputs_ON_Electric_2023_04_03 | 2046 | Hydro Pumped Storage | Storage | Electricity | NY | Dispatch-Storage | VOM | 0 | [6 empty] | 0.36069 | 0
LCP_Inputs_ON_Electric_2023_04_03 | 2046 | Hydro Pumped Storage | Storage | Electricity | ON | Dispatch-Storage | EmissionsCost | 0 | [6 empty] | 0.36069 | 0
LCP_Inputs_ON_Electric_2023_04_03 | 2046 | Hydro Pumped Storage | Storage | Electricity | ON | Dispatch-Storage | FuelCost | 0 | [6 empty] | 0.36069 | 0
LCP_Inputs_ON_Electric_2023_04_03 | 2046 | Hydro Pumped Storage | Storage | Electricity | ON | Dispatch-Storage | VOM | 0 | [6 empty] | 0.36069 | 0
LCP_Inputs_ON_Electric_2023_04_03 | 2046 | Hydro Pumped Storage | Storage | Electricity | PJ | Dispatch-Storage | EmissionsCost | 0 | [6 empty] | 0.36069 | 0
LCP_Inputs_ON_Electric_2023_04_03 | 2046 | Hydro Pumped Storage | Storage | Electricity | PJ | Dispatch-Storage | FuelCost | 0 | [6 empty] | 0.36069 | 0
LCP_Inputs_ON_Electric_2023_04_03 | 2046 | Hydro Pumped Storage | Storage | Electricity | PJ | Dispatch-Storage | VOM | 0 | [6 empty] | 0.36069 | 0
LCP_Inputs_ON_Electric_2023_04_03 | 2046 | Hydro Pumped Storage | Storage | Electricity | QC | Dispatch-Storage | EmissionsCost | 0 | [6 empty] | 0.36069 | 0
LCP_Inputs_ON_Electric_2023_04_03 | 2046 | Hydro Pumped Storage | Storage | Electricity | QC | Dispatch-Storage | FuelCost | 0 | [6 empty] | 0.36069 | 0
LCP_Inputs_ON_Electric_2023_04_03 | 2046 | Hydro Pumped Storage | Storage | Electricity | QC | Dispatch-Storage | VOM | 0 | [6 empty] | 0.36069 | 0
LCP_Inputs_ON_Electric_2023_04_03 | 2046 | Hydro Pumped Storage | Storage | Electricity | WC | Dispatch-Storage | EmissionsCost | 0 | [6 empty] | 0.36069 | 0
LCP_Inputs_ON_Electric_2023_04_03 | 2046 | Hydro Pumped Storage | Storage | Electricity | WC | Dispatch-Storage | FuelCost | 0 | [6 empty] | 0.36069 | 0
LCP_Inputs_ON_Electric_2023_04_03 | 2046 | Hydro Pumped Storage | Storage | Electricity | WC | Dispatch-Storage | VOM | 0 | [6 empty] | 0.36069 | 0
LCP_Inputs_ON_Electric_2023_04_03 | 2046 | Nuclear | Generation | Electricity | MI | Dispatch-Generation | EmissionsCost | 0 | [6 empty] | 0.36069 | 0
LCP_Inputs_ON_Electric_2023_04_03 | 2046 | Nuclear | Generation | Electricity | MI | Dispatch-Generation | FuelCost | 0 | [6 empty] | 0.36069 | 0
LCP_Inputs_ON_Electric_2023_04_03 | 2046 | Nuclear | Generation | Electricity | MI | Dispatch-Generation | VOM | 2762866296.96 | [6 empty] | 0.36069 | 996536125.3566
LCP_Inputs_ON_Electric_2023_04_03 | 2046 | Nuclear | Generation | Electricity | NY | Dispatch-Generation | EmissionsCost | 0 | [6 empty] | 0.36069 | 0
LCP_Inputs_ON_Electric_2023_04_03 | 2046 | Nuclear | Generation | Electricity | NY | Dispatch-Generation | FuelCost | 0 | [6 empty] | 0.36069 | 0
LCP_Inputs_ON_Electric_2023_04_03 | 2046 | Nuclear | Generation | Electricity | NY | Dispatch-Generation | VOM | 2246155230.144 | [6 empty] | 0.36069 | 810164007.017
LCP_Inputs_ON_Electric_2023_04_03 | 2046 | Nuclear | Generation | Electricity | ON | Dispatch-Generation | EmissionsCost | 0 | [6 empty] | 0.36069 | 0
LCP_Inputs_ON_Electric_2023_04_03 | 2046 | Nuclear | Generation | Electricity | ON | Dispatch-Generation | FuelCost | 0 | [6 empty] | 0.36069 | 0
LCP_Inputs_ON_Electric_2023_04_03 | 2046 | Nuclear | Generation | Electricity | ON | Dispatch-Generation | VOM | 7823178339.984 | [6 empty] | 0.36069 | 2821736194.5743
LCP_Inputs_ON_Electric_2023_04_03 | 2046 | Nuclear | Generation | Electricity | PJ | Dispatch-Generation | EmissionsCost | 0 | [6 empty] | 0.36069 | 0
LCP_Inputs_ON_Electric_2023_04_03 | 2046 | Nuclear | Generation | Electricity | PJ | Dispatch-Generation | FuelCost | 0 | [6 empty] | 0.36069 | 0
LCP_Inputs_ON_Electric_2023_04_03 | 2046 | Nuclear | Generation | Electricity | PJ | Dispatch-Generation | VOM | 6401347648.6848 | [6 empty] | 0.36069 | 2308897173.164
LCP_Inputs_ON_Electric_2023_04_03 | 2046 | Nuclear | Generation | Electricity | QC | Dispatch-Generation | EmissionsCost | 0 | [6 empty] | 0.36069 | 0
LCP_Inputs_ON_Electric_2023_04_03 | 2046 | Nuclear | Generation | Electricity | QC | Dispatch-Generation | FuelCost | 0 | [6 empty] | 0.36069 | 0
LCP_Inputs_ON_Electric_2023_04_03 | 2046 | Nuclear | Generation | Electricity | QC | Dispatch-Generation | VOM | 0 | [6 empty] | 0.36069 | 0
LCP_Inputs_ON_Electric_2023_04_03 | 2046 | Nuclear | Generation | Electricity | WC | Dispatch-Generation | EmissionsCost | 0 | [6 empty] | 0.36069 | 0
LCP_Inputs_ON_Electric_2023_04_03 | 2046 | Nuclear | Generation | Electricity | WC | Dispatch-Generation | FuelCost | 0 | [6 empty] | 0.36069 | 0
LCP_Inputs_ON_Electric_2023_04_03 | 2046 | Nuclear | Generation | Electricity | WC | Dispatch-Generation | VOM | 0 | [6 empty] | 0.36069 | 0
LCP_Inputs_ON_Electric_2023_04_03 | 2046 | Nuclear SMR | Generation | Electricity | MI | Dispatch-Generation | EmissionsCost | 0 | [6 empty] | 0.36069 | 0
LCP_Inputs_ON_Electric_2023_04_03 | 2046 | Nuclear SMR | Generation | Electricity | MI | Dispatch-Generation | FuelCost | 0 | [6 empty] | 0.36069 | 0
LCP_Inputs_ON_Electric_2023_04_03 | 2046 | Nuclear SMR | Generation | Electricity | MI | Dispatch-Generation | VOM | 0 | [6 empty] | 0.36069 | 0
LCP_Inputs_ON_Electric_2023_04_03 | 2046 | Nuclear SMR | Generation | Electricity | NY | Dispatch-Generation | EmissionsCost | 0 | [6 empty] | 0.36069 | 0
LCP_Inputs_ON_Electric_2023_04_03 | 2046 | Nuclear SMR | Generation | Electricity | NY | Dispatch-Generation | FuelCost | 0 | [6 empty] | 0.36069 | 0
LCP_Inputs_ON_Electric_2023_04_03 | 2046 | Nuclear SMR | Generation | Electricity | NY | Dispatch-Generation | VOM | 0 | [6 empty] | 0.36069 | 0
LCP_Inputs_ON_Electric_2023_04_03 | 2046 | Nuclear SMR | Generation | Electricity | ON | Dispatch-Generation | EmissionsCost | 0 | [6 empty] | 0.36069 | 0
LCP_Inputs_ON_Electric_2023_04_03 | 2046 | Nuclear SMR | Generation | Electricity | ON | Dispatch-Generation | FuelCost | 0 | [6 empty] | 0.36069 | 0
LCP_Inputs_ON_Electric_2023_04_03 | 2046 | Nuclear SMR | Generation | Electricity | ON | Dispatch-Generation | VOM | 188861026.6733 | [6 empty] | 0.36069 | 68120138.8424
LCP_Inputs_ON_Electric_2023_04_03 | 2046 | Nuclear SMR | Generation | Electricity | PJ | Dispatch-Generation | EmissionsCost | 0 | [6 empty] | 0.36069 | 0
LCP_Inputs_ON_Electric_2023_04_03 | 2046 | Nuclear SMR | Generation | Electricity | PJ | Dispatch-Generation | FuelCost | 0 | [6 empty] | 0.36069 | 0
LCP_Inputs_ON_Electric_2023_04_03 | 2046 | Nuclear SMR | Generation | Electricity | PJ | Dispatch-Generation | VOM | 0 | [6 empty] | 0.36069 | 0
LCP_Inputs_ON_Electric_2023_04_03 | 2046 | Nuclear SMR | Generation | Electricity | QC | Dispatch-Generation | EmissionsCost | 0 | [6 empty] | 0.36069 | 0
LCP_Inputs_ON_Electric_2023_04_03 | 2046 | Nuclear SMR | Generation | Electricity | QC | Dispatch-Generation | FuelCost | 0 | [6 empty] | 0.36069 | 0
LCP_Inputs_ON_Electric_2023_04_03 | 2046 | Nuclear SMR | Generation | Electricity | QC | Dispatch-Generation | VOM | 0 | [6 empty] | 0.36069 | 0
LCP_Inputs_ON_Electric_2023_04_03 | 2046 | Nuclear SMR | Generation | Electricity | WC | Dispatch-Generation | EmissionsCost | 0 | [6 empty] | 0.36069 | 0
LCP_Inputs_ON_Electric_2023_04_03 | 2046 | Nuclear SMR | Generation | Electricity | WC | Dispatch-Generation | FuelCost | 0 | [6 empty] | 0.36069 | 0
LCP_Inputs_ON_Electric_2023_04_03 | 2046 | Nuclear SMR | Generation | Electricity | WC | Dispatch-Generation | VOM | 0 | [6 empty] | 0.36069 | 0
LCP_Inputs_ON_Electric_2023_04_03 | 2046 | O/CCGT - CH4 Existing | Crossload | Electricity | MI | Dispatch-Crossload | EmissionsCost | 0 | [6 empty] | 0.36069 | 0
LCP_Inputs_ON_Electric_2023_04_03 | 2046 | O/CCGT - CH4 Existing | Crossload | Electricity | MI | Dispatch-Crossload | FuelCost | 0 | [6 empty] | 0.36069 | 0
LCP_Inputs_ON_Electric_2023_04_03 | 2046 | O/CCGT - CH4 Existing | Crossload | Electricity | MI | Dispatch-Crossload | VOM | 0 | [6 empty] | 0.36069 | 0
LCP_Inputs_ON_Electric_2023_04_03 | 2046 | O/CCGT - CH4 Existing | Crossload | Electricity | NY | Dispatch-Crossload | EmissionsCost | 0 | [6 empty] | 0.36069 | 0
LCP_Inputs_ON_Electric_2023_04_03 | 2046 | O/CCGT - CH4 Existing | Crossload | Electricity | NY | Dispatch-Crossload | FuelCost | 0 | [6 empty] | 0.36069 | 0
LCP_Inputs_ON_Electric_2023_04_03 | 2046 | O/CCGT - CH4 Existing | Crossload | Electricity | NY | Dispatch-Crossload | VOM | 0 | [6 empty] | 0.36069 | 0
LCP_Inputs_ON_Electric_2023_04_03 | 2046 | O/CCGT - CH4 Existing | Crossload | Electricity | ON | Dispatch-Crossload | EmissionsCost | 4366216.5558 | [6 empty] | 0.36069 | 1574847.3003
LCP_Inputs_ON_Electric_2023_04_03 | 2046 | O/CCGT - CH4 Existing | Crossload | Electricity | ON | Dispatch-Crossload | FuelCost | 0 | [6 empty] | 0.36069 | 0
LCP_Inputs_ON_Electric_2023_04_03 | 2046 | O/CCGT - CH4 Existing | Crossload | Electricity | ON | Dispatch-Crossload | VOM | 155334.2065 | [6 empty] | 0.36069 | 56027.3758
LCP_Inputs_ON_Electric_2023_04_03 | 2046 | O/CCGT - CH4 Existing | Crossload | Electricity | PJ | Dispatch-Crossload | EmissionsCost | 0 | [6 empty] | 0.36069 | 0
LCP_Inputs_ON_Electric_2023_04_03 | 2046 | O/CCGT - CH4 Existing | Crossload | Electricity | PJ | Dispatch-Crossload | FuelCost | 0 | [6 empty] | 0.36069 | 0
LCP_Inputs_ON_Electric_2023_04_03 | 2046 | O/CCGT - CH4 Existing | Crossload | Electricity | PJ | Dispatch-Crossload | VOM | 0 | [6 empty] | 0.36069 | 0
LCP_Inputs_ON_Electric_2023_04_03 | 2046 | O/CCGT - CH4 Existing | Crossload | Electricity | QC | Dispatch-Crossload | EmissionsCost | 0 | [6 empty] | 0.36069 | 0
LCP_Inputs_ON_Electric_2023_04_03 | 2046 | O/CCGT - CH4 Existing | Crossload | Electricity | QC | Dispatch-Crossload | FuelCost | 0 | [6 empty] | 0.36069 | 0
LCP_Inputs_ON_Electric_2023_04_03 | 2046 | O/CCGT - CH4 Existing | Crossload | Electricity | QC | Dispatch-Crossload | VOM | 0 | [6 empty] | 0.36069 | 0
LCP_Inputs_ON_Electric_2023_04_03 | 2046 | O/CCGT - CH4 Existing | Crossload | Electricity | WC | Dispatch-Crossload | EmissionsCost | 0 | [6 empty] | 0.36069 | 0
LCP_Inputs_ON_Electric_2023_04_03 | 2046 | O/CCGT - CH4 Existing | Crossload | Electricity | WC | Dispatch-Crossload | FuelCost | 0 | [6 empty] | 0.36069 | 0
LCP_Inputs_ON_Electric_2023_04_03 | 2046 | O/CCGT - CH4 Existing | Crossload | Electricity | WC | Dispatch-Crossload | VOM | 0 | [6 empty] | 0.36069 | 0
LCP_Inputs_ON_Electric_2023_04_03 | 2046 | O/CCGT - CH4 New | Crossload | Electricity | MI | Dispatch-Crossload | EmissionsCost | 0 | [6 empty] | 0.36069 | 0
LCP_Inputs_ON_Electric_2023_04_03 | 2046 | O/CCGT - CH4 New | Crossload | Electricity | MI | Dispatch-Crossload | FuelCost | 0 | [6 empty] | 0.36069 | 0
LCP_Inputs_ON_Electric_2023_04_03 | 2046 | O/CCGT - CH4 New | Crossload | Electricity | MI | Dispatch-Crossload | VOM | 0 | [6 empty] | 0.36069 | 0
LCP_Inputs_ON_Electric_2023_04_03 | 2046 | O/CCGT - CH4 New | Crossload | Electricity | NY | Dispatch-Crossload | EmissionsCost | 0 | [6 empty] | 0.36069 | 0
LCP_Inputs_ON_Electric_2023_04_03 | 2046 | O/CCGT - CH4 New | Crossload | Electricity | NY | Dispatch-Crossload | FuelCost | 0 | [6 empty] | 0.36069 | 0
LCP_Inputs_ON_Electric_2023_04_03 | 2046 | O/CCGT - CH4 New | Crossload | Electricity | NY | Dispatch-Crossload | VOM | 0 | [6 empty] | 0.36069 | 0
LCP_Inputs_ON_Electric_2023_04_03 | 2046 | O/CCGT - CH4 New | Crossload | Electricity | ON | Dispatch-Crossload | EmissionsCost | 1534085.0461 | [6 empty] | 0.36069 | 553327.9585
LCP_Inputs_ON_Electric_2023_04_03 | 2046 | O/CCGT - CH4 New | Crossload | Electricity | ON | Dispatch-Crossload | FuelCost | 0 | [6 empty] | 0.36069 | 0
LCP_Inputs_ON_Electric_2023_04_03 | 2046 | O/CCGT - CH4 New | Crossload | Electricity | ON | Dispatch-Crossload | VOM | 54577.2021 | [6 empty] | 0.36069 | 19685.4092
LCP_Inputs_ON_Electric_2023_04_03 | 2046 | O/CCGT - CH4 New | Crossload | Electricity | PJ | Dispatch-Crossload | EmissionsCost | 0 | [6 empty] | 0.36069 | 0
LCP_Inputs_ON_Electric_2023_04_03 | 2046 | O/CCGT - CH4 New | Crossload | Electricity | PJ | Dispatch-Crossload | FuelCost | 0 | [6 empty] | 0.36069 | 0
LCP_Inputs_ON_Electric_2023_04_03 | 2046 | O/CCGT - CH4 New | Crossload | Electricity | PJ | Dispatch-Crossload | VOM | 0 | [6 empty] | 0.36069 | 0
LCP_Inputs_ON_Electric_2023_04_03 | 2046 | O/CCGT - CH4 New | Crossload | Electricity | QC | Dispatch-Crossload | EmissionsCost | 0 | [6 empty] | 0.36069 | 0
LCP_Inputs_ON_Electric_2023_04_03 | 2046 | O/CCGT - CH4 New | Crossload | Electricity | QC | Dispatch-Crossload | FuelCost | 0 | [6 empty] | 0.36069 | 0
LCP_Inputs_ON_Electric_2023_04_03 | 2046 | O/CCGT - CH4 New | Crossload | Electricity | QC | Dispatch-Crossload | VOM | 0 | [6 empty] | 0.36069 | 0
LCP_Inputs_ON_Electric_2023_04_03 | 2046 | O/CCGT - CH4 New | Crossload | Electricity | WC | Dispatch-Crossload | EmissionsCost | 0 | [6 empty] | 0.36069 | 0
LCP_Inputs_ON_Electric_2023_04_03 | 2046 | O/CCGT - CH4 New | Crossload | Electricity | WC | Dispatch-Crossload | FuelCost | 0 | [6 empty] | 0.36069 | 0
LCP_Inputs_ON_Electric_2023_04_03 | 2046 | O/CCGT - CH4 New | Crossload | Electricity | WC | Dispatch-Crossload | VOM | 0 | [6 empty] | 0.36069 | 0
LCP_Inputs_ON_Electric_2023_04_03 | 2046 | O/CCGT - H2 New | Crossload | Electricity | MI | Dispatch-Crossload | EmissionsCost | 0 | [6 empty] | 0.36069 | 0
LCP_Inputs_ON_Electric_2023_04_03 | 2046 | O/CCGT - H2 New | Crossload | Electricity | MI | Dispatch-Crossload | FuelCost | 0 | [6 empty] | 0.36069 | 0
LCP_Inputs_ON_Electric_2023_04_03 | 2046 | O/CCGT - H2 New | Crossload | Electricity | MI | Dispatch-Crossload | VOM | 0 | [6 empty] | 0.36069 | 0
LCP_Inputs_ON_Electric_2023_04_03 | 2046 | O/CCGT - H2 New | Crossload | Electricity | NY | Dispatch-Crossload | EmissionsCost | 0 | [6 empty] | 0.36069 | 0
LCP_Inputs_ON_Electric_2023_04_03 | 2046 | O/CCGT - H2 New | Crossload | Electricity | NY | Dispatch-Crossload | FuelCost | 0 | [6 empty] | 0.36069 | 0
LCP_Inputs_ON_Electric_2023_04_03 | 2046 | O/CCGT - H2 New | Crossload | Electricity | NY | Dispatch-Crossload | VOM | 0 | [6 empty] | 0.36069 | 0
LCP_Inputs_ON_Electric_2023_04_03 | 2046 | O/CCGT - H2 New | Crossload | Electricity | ON | Dispatch-Crossload | EmissionsCost | 0 | [6 empty] | 0.36069 | 0
LCP_Inputs_ON_Electric_2023_04_03 | 2046 | O/CCGT - H2 New | Crossload | Electricity | ON | Dispatch-Crossload | FuelCost | 0 | [6 empty] | 0.36069 | 0
LCP_Inputs_ON_Electric_2023_04_03 | 2046 | O/CCGT - H2 New | Crossload | Electricity | ON | Dispatch-Crossload | VOM | 1434951.3085 | [6 empty] | 0.36069 | 517571.4868
LCP_Inputs_ON_Electric_2023_04_03 | 2046 | O/CCGT - H2 New | Crossload | Electricity | PJ | Dispatch-Crossload | EmissionsCost | 0 | [6 empty] | 0.36069 | 0
LCP_Inputs_ON_Electric_2023_04_03 | 2046 | O/CCGT - H2 New | Crossload | Electricity | PJ | Dispatch-Crossload | FuelCost | 0 | [6 empty] | 0.36069 | 0
LCP_Inputs_ON_Electric_2023_04_03 | 2046 | O/CCGT - H2 New | Crossload | Electricity | PJ | Dispatch-Crossload | VOM | 0 | [6 empty] | 0.36069 | 0
LCP_Inputs_ON_Electric_2023_04_03 | 2046 | O/CCGT - H2 New | Crossload | Electricity | QC | Dispatch-Crossload | EmissionsCost | 0 | [6 empty] | 0.36069 | 0
LCP_Inputs_ON_Electric_2023_04_03 | 2046 | O/CCGT - H2 New | Crossload | Electricity | QC | Dispatch-Crossload | FuelCost | 0 | [6 empty] | 0.36069 | 0
LCP_Inputs_ON_Electric_2023_04_03 | 2046 | O/CCGT - H2 New | Crossload | Electricity | QC | Dispatch-Crossload | VOM | 0 | [6 empty] | 0.36069 | 0
LCP_Inputs_ON_Electric_2023_04_03 | 2046 | O/CCGT - H2 New | Crossload | Electricity | WC | Dispatch-Crossload | EmissionsCost | 0 | [6 empty] | 0.36069 | 0
LCP_Inputs_ON_Electric_2023_04_03 | 2046 | O/CCGT - H2 New | Crossload | Electricity | WC | Dispatch-Crossload | FuelCost | 0 | [6 empty] | 0.36069 | 0
LCP_Inputs_ON_Electric_2023_04_03 | 2046 | O/CCGT - H2 New | Crossload | Electricity | WC | Dispatch-Crossload | VOM | 0 | [6 empty] | 0.36069 | 0
LCP_Inputs_ON_Electric_2023_04_03 | 2046 | SMR CCS | Crossload | Hydrogen | MI | Dispatch-Crossload | EmissionsCost | 0 | [6 empty] | 0.36069 | 0
LCP_Inputs_ON_Electric_2023_04_03 | 2046 | SMR CCS | Crossload | Hydrogen | MI | Dispatch-Crossload | FuelCost | 0 | [6 empty] | 0.36069 | 0
LCP_Inputs_ON_Electric_2023_04_03 | 2046 | SMR CCS | Crossload | Hydrogen | MI | Dispatch-Crossload | VOM | 0 | [6 empty] | 0.36069 | 0
LCP_Inputs_ON_Electric_2023_04_03 | 2046 | SMR CCS | Crossload | Hydrogen | NY | Dispatch-Crossload | EmissionsCost | 0 | [6 empty] | 0.36069 | 0
LCP_Inputs_ON_Electric_2023_04_03 | 2046 | SMR CCS | Crossload | Hydrogen | NY | Dispatch-Crossload | FuelCost | 0 | [6 empty] | 0.36069 | 0
LCP_Inputs_ON_Electric_2023_04_03 | 2046 | SMR CCS | Crossload | Hydrogen | NY | Dispatch-Crossload | VOM | 0 | [6 empty] | 0.36069 | 0
LCP_Inputs_ON_Electric_2023_04_03 | 2046 | SMR CCS | Crossload | Hydrogen | ON | Dispatch-Crossload | EmissionsCost | 201797912.0831 | [6 empty] | 0.36069 | 72786334.1174
LCP_Inputs_ON_Electric_2023_04_03 | 2046 | SMR CCS | Crossload | Hydrogen | ON | Dispatch-Crossload | FuelCost | 0 | [6 empty] | 0.36069 | 0
LCP_Inputs_ON_Electric_2023_04_03 | 2046 | SMR CCS | Crossload | Hydrogen | ON | Dispatch-Crossload | VOM | 235403659.388 | [6 empty] | 0.36069 | 84907565.3351
LCP_Inputs_ON_Electric_2023_04_03 | 2046 | SMR CCS | Crossload | Hydrogen | PJ | Dispatch-Crossload | EmissionsCost | 0 | [6 empty] | 0.36069 | 0
LCP_Inputs_ON_Electric_2023_04_03 | 2046 | SMR CCS | Crossload | Hydrogen | PJ | Dispatch-Crossload | FuelCost | 0 | [6 empty] | 0.36069 | 0
LCP_Inputs_ON_Electric_2023_04_03 | 2046 | SMR CCS | Crossload | Hydrogen | PJ | Dispatch-Crossload | VOM | 0 | [6 empty] | 0.36069 | 0
LCP_Inputs_ON_Electric_2023_04_03 | 2046 | SMR CCS | Crossload | Hydrogen | QC | Dispatch-Crossload | EmissionsCost | 0 | [6 empty] | 0.36069 | 0
LCP_Inputs_ON_Electric_2023_04_03 | 2046 | SMR CCS | Crossload | Hydrogen | QC | Dispatch-Crossload | FuelCost | 0 | [6 empty] | 0.36069 | 0
LCP_Inputs_ON_Electric_2023_04_03 | 2046 | SMR CCS | Crossload | Hydrogen | QC | Dispatch-Crossload | VOM | 0 | [6 empty] | 0.36069 | 0
LCP_Inputs_ON_Electric_2023_04_03 | 2046 | SMR CCS | Crossload | Hydrogen | WC | Dispatch-Crossload | EmissionsCost | 0 | [6 empty] | 0.36069 | 0
LCP_Inputs_ON_Electric_2023_04_03 | 2046 | SMR CCS | Crossload | Hydrogen | WC | Dispatch-Crossload | FuelCost | 0 | [6 empty] | 0.36069 | 0
LCP_Inputs_ON_Electric_2023_04_03 | 2046 | SMR CCS | Crossload | Hydrogen | WC | Dispatch-Crossload | VOM | 0 | [6 empty] | 0.36069 | 0
LCP_Inputs_ON_Electric_2023_04_03 | 2046 | Solar PV | Generation | Electricity | MI | Dispatch-Generation | EmissionsCost | 0 | [6 empty] | 0.36069 | 0
LCP_Inputs_ON_Electric_2023_04_03 | 2046 | Solar PV | Generation | Electricity | MI | Dispatch-Generation | FuelCost | 0 | [6 empty] | 0.36069 | 0
LCP_Inputs_ON_Electric_2023_04_03 | 2046 | Solar PV | Generation | Electricity | MI | Dispatch-Generation | VOM | 0 | [6 empty] | 0.36069 | 0
LCP_Inputs_ON_Electric_2023_04_03 | 2046 | Solar PV | Generation | Electricity | NY | Dispatch-Generation | EmissionsCost | 0 | [6 empty] | 0.36069 | 0
LCP_Inputs_ON_Electric_2023_04_03 | 2046 | Solar PV | Generation | Electricity | NY | Dispatch-Generation | FuelCost | 0 | [6 empty] | 0.36069 | 0
LCP_Inputs_ON_Electric_2023_04_03 | 2046 | Solar PV | Generation | Electricity | NY | Dispatch-Generation | VOM | 0 | [6 empty] | 0.36069 | 0
LCP_Inputs_ON_Electric_2023_04_03 | 2046 | Solar PV | Generation | Electricity | ON | Dispatch-Generation | EmissionsCost | 0 | [6 empty] | 0.36069 | 0
LCP_Inputs_ON_Electric_2023_04_03 | 2046 | Solar PV | Generation | Electricity | ON | Dispatch-Generation | FuelCost | 0 | [6 empty] | 0.36069 | 0
LCP_Inputs_ON_Electric_2023_04_03 | 2046 | Solar PV | Generation | Electricity | ON | Dispatch-Generation | VOM | 0 | [6 empty] | 0.36069 | 0
LCP_Inputs_ON_Electric_2023_04_03 | 2046 | Solar PV | Generation | Electricity | PJ | Dispatch-Generation | EmissionsCost | 0 | [6 empty] | 0.36069 | 0
LCP_Inputs_ON_Electric_2023_04_03 | 2046 | Solar PV | Generation | Electricity | PJ | Dispatch-Generation | FuelCost | 0 | [6 empty] | 0.36069 | 0
LCP_Inputs_ON_Electric_2023_04_03 | 2046 | Solar PV | Generation | Electricity | PJ | Dispatch-Generation | VOM | 0 | [6 empty] | 0.36069 | 0
LCP_Inputs_ON_Electric_2023_04_03 | 2046 | Solar PV | Generation | Electricity | QC | Dispatch-Generation | EmissionsCost | 0 | [6 empty] | 0.36069 | 0
LCP_Inputs_ON_Electric_2023_04_03 | 2046 | Solar PV | Generation | Electricity | QC | Dispatch-Generation | FuelCost | 0 | [6 empty] | 0.36069 | 0
LCP_Inputs_ON_Electric_2023_04_03 | 2046 | Solar PV | Generation | Electricity | QC | Dispatch-Generation | VOM | 0 | [6 empty] | 0.36069 | 0
LCP_Inputs_ON_Electric_2023_04_03 | 2046 | Solar PV | Generation | Electricity | WC | Dispatch-Generation | EmissionsCost | 0 | [6 empty] | 0.36069 | 0
LCP_Inputs_ON_Electric_2023_04_03 | 2046 | Solar PV | Generation | Electricity | WC | Dispatch-Generation | FuelCost | 0 | [6 empty] | 0.36069 | 0
LCP_Inputs_ON_Electric_2023_04_03 | 2046 | Solar PV | Generation | Electricity | WC | Dispatch-Generation | VOM | 0 | [6 empty] | 0.36069 | 0
LCP_Inputs_ON_Electric_2023_04_03 | 2046 | Wind Offshore | Generation | Electricity | MI | Dispatch-Generation | EmissionsCost | 0 | [6 empty] | 0.36069 | 0
LCP_Inputs_ON_Electric_2023_04_03 | 2046 | Wind Offshore | Generation | Electricity | MI | Dispatch-Generation | FuelCost | 0 | [6 empty] | 0.36069 | 0
LCP_Inputs_ON_Electric_2023_04_03 | 2046 | Wind Offshore | Generation | Electricity | MI | Dispatch-Generation | VOM | 0 | [6 empty] | 0.36069 | 0
LCP_Inputs_ON_Electric_2023_04_03 | 2046 | Wind Offshore | Generation | Electricity | NY | Dispatch-Generation | EmissionsCost | 0 | [6 empty] | 0.36069 | 0
LCP_Inputs_ON_Electric_2023_04_03 | 2046 | Wind Offshore | Generation | Electricity | NY | Dispatch-Generation | FuelCost | 0 | [6 empty] | 0.36069 | 0
LCP_Inputs_ON_Electric_2023_04_03 | 2046 | Wind Offshore | Generation | Electricity | NY | Dispatch-Generation | VOM | 0 | [6 empty] | 0.36069 | 0
LCP_Inputs_ON_Electric_2023_04_03 | 2046 | Wind Offshore | Generation | Electricity | ON | Dispatch-Generation | EmissionsCost | 0 | [6 empty] | 0.36069 | 0
LCP_Inputs_ON_Electric_2023_04_03 | 2046 | Wind Offshore | Generation | Electricity | ON | Dispatch-Generation | FuelCost | 0 | [6 empty] | 0.36069 | 0
LCP_Inputs_ON_Electric_2023_04_03 | 2046 | Wind Offshore | Generation | Electricity | ON | Dispatch-Generation | VOM | 0 | [6 empty] | 0.36069 | 0
LCP_Inputs_ON_Electric_2023_04_03 | 2046 | Wind Offshore | Generation | Electricity | PJ | Dispatch-Generation | EmissionsCost | 0 | [6 empty] | 0.36069 | 0
LCP_Inputs_ON_Electric_2023_04_03 | 2046 | Wind Offshore | Generation | Electricity | PJ | Dispatch-Generation | FuelCost | 0 | [6 empty] | 0.36069 | 0
LCP_Inputs_ON_Electric_2023_04_03 | 2046 | Wind Offshore | Generation | Electricity | PJ | Dispatch-Generation | VOM | 0 | [6 empty] | 0.36069 | 0
LCP_Inputs_ON_Electric_2023_04_03 | 2046 | Wind Offshore | Generation | Electricity | QC | Dispatch-Generation | EmissionsCost | 0 | [6 empty] | 0.36069 | 0
LCP_Inputs_ON_Electric_2023_04_03 | 2046 | Wind Offshore | Generation | Electricity | QC | Dispatch-Generation | FuelCost | 0 | [6 empty] | 0.36069 | 0
LCP_Inputs_ON_Electric_2023_04_03 | 2046 | Wind Offshore | Generation | Electricity | QC | Dispatch-Generation | VOM | 0 | [6 empty] | 0.36069 | 0
LCP_Inputs_ON_Electric_2023_04_03 | 2046 | Wind Offshore | Generation | Electricity | WC | Dispatch-Generation | EmissionsCost | 0 | [6 empty] | 0.36069 | 0
LCP_Inputs_ON_Electric_2023_04_03 | 2046 | Wind Offshore | Generation | Electricity | WC | Dispatch-Generation | FuelCost | 0 | [6 empty] | 0.36069 | 0
LCP_Inputs_ON_Electric_2023_04_03 | 2046 | Wind Offshore | Generation | Electricity | WC | Dispatch-Generation | VOM | 0 | [6 empty] | 0.36069 | 0
LCP_Inputs_ON_Electric_2023_04_03 | 2046 | Wind Onshore | Generation | Electricity | MI | Dispatch-Generation | EmissionsCost | 0 | [6 empty] | 0.36069 | 0
LCP_Inputs_ON_Electric_2023_04_03 | 2046 | Wind Onshore | Generation | Electricity | MI | Dispatch-Generation | FuelCost | 0 | [6 empty] | 0.36069 | 0
LCP_Inputs_ON_Electric_2023_04_03 | 2046 | Wind Onshore | Generation | Electricity | MI | Dispatch-Generation | VOM | 0 | [6 empty] | 0.36069 | 0
LCP_Inputs_ON_Electric_2023_04_03 | 2046 | Wind Onshore | Generation | Electricity | NY | Dispatch-Generation | EmissionsCost | 0 | [6 empty] | 0.36069 | 0
LCP_Inputs_ON_Electric_2023_04_03 | 2046 | Wind Onshore | Generation | Electricity | NY | Dispatch-Generation | FuelCost | 0 | [6 empty] | 0.36069 | 0
LCP_Inputs_ON_Electric_2023_04_03 | 2046 | Wind Onshore | Generation | Electricity | NY | Dispatch-Generation | VOM | 0 | [6 empty] | 0.36069 | 0
LCP_Inputs_ON_Electric_2023_04_03 | 2046 | Wind Onshore | Generation | Electricity | ON | Dispatch-Generation | EmissionsCost | 0 | [6 empty] | 0.36069 | 0
LCP_Inputs_ON_Electric_2023_04_03 | 2046 | Wind Onshore | Generation | Electricity | ON | Dispatch-Generation | FuelCost | 0 | [6 empty] | 0.36069 | 0
LCP_Inputs_ON_Electric_2023_04_03 | 2046 | Wind Onshore | Generation | Electricity | ON | Dispatch-Generation | VOM | 0 | [6 empty] | 0.36069 | 0
LCP_Inputs_ON_Electric_2023_04_03 | 2046 | Wind Onshore | Generation | Electricity | PJ | Dispatch-Generation | EmissionsCost | 0 | [6 empty] | 0.36069 | 0
LCP_Inputs_ON_Electric_2023_04_03 | 2046 | Wind Onshore | Generation | Electricity | PJ | Dispatch-Generation | FuelCost | 0 | [6 empty] | 0.36069 | 0
LCP_Inputs_ON_Electric_2023_04_03 | 2046 | Wind Onshore | Generation | Electricity | PJ | Dispatch-Generation | VOM | 0 | [6 empty] | 0.36069 | 0
LCP_Inputs_ON_Electric_2023_04_03 | 2046 | Wind Onshore | Generation | Electricity | QC | Dispatch-Generation | EmissionsCost | 0 | [6 empty] | 0.36069 | 0
LCP_Inputs_ON_Electric_2023_04_03 | 2046 | Wind Onshore | Generation | Electricity | QC | Dispatch-Generation | FuelCost | 0 | [6 empty] | 0.36069 | 0
LCP_Inputs_ON_Electric_2023_04_03 | 2046 | Wind Onshore | Generation | Electricity | QC | Dispatch-Generation | VOM | 0 | [6 empty] | 0.36069 | 0
LCP_Inputs_ON_Electric_2023_04_03 | 2046 | Wind Onshore | Generation | Electricity | WC | Dispatch-Generation | EmissionsCost | 0 | [6 empty] | 0.36069 | 0
LCP_Inputs_ON_Electric_2023_04_03 | 2046 | Wind Onshore | Generation | Electricity | WC | Dispatch-Generation | FuelCost | 0 | [6 empty] | 0.36069 | 0
LCP_Inputs_ON_Electric_2023_04_03 | 2046 | Wind Onshore | Generation | Electricity | WC | Dispatch-Generation | VOM | 0 | [6 empty] | 0.36069 | 0
LCP_Inputs_ON_Electric_2023_04_03 | 2047 | Anaerobic Digestion | Generation | Methane | MI | Dispatch-Generation | EmissionsCost | 0 | [6 empty] | 0.34682 | 0
LCP_Inputs_ON_Electric_2023_04_03 | 2047 | Anaerobic Digestion | Generation | Methane | MI | Dispatch-Generation | FuelCost | 0 | [6 empty] | 0.34682 | 0
LCP_Inputs_ON_Electric_2023_04_03 | 2047 | Anaerobic Digestion | Generation | Methane | MI | Dispatch-Generation | VOM | 0 | [6 empty] | 0.34682 | 0
LCP_Inputs_ON_Electric_2023_04_03 | 2047 | Anaerobic Digestion | Generation | Methane | NY | Dispatch-Generation | EmissionsCost | 0 | [6 empty] | 0.34682 | 0
LCP_Inputs_ON_Electric_2023_04_03 | 2047 | Anaerobic Digestion | Generation | Methane | NY | Dispatch-Generation | FuelCost | 0 | [6 empty] | 0.34682 | 0
LCP_Inputs_ON_Electric_2023_04_03 | 2047 | Anaerobic Digestion | Generation | Methane | NY | Dispatch-Generation | VOM | 0 | [6 empty] | 0.34682 | 0
LCP_Inputs_ON_Electric_2023_04_03 | 2047 | Anaerobic Digestion | Generation | Methane | ON | Dispatch-Generation | EmissionsCost | 4244873.9669 | [6 empty] | 0.34682 | 1472192.6299
LCP_Inputs_ON_Electric_2023_04_03 | 2047 | Anaerobic Digestion | Generation | Methane | ON | Dispatch-Generation | FuelCost | 0 | [6 empty] | 0.34682 | 0
LCP_Inputs_ON_Electric_2023_04_03 | 2047 | Anaerobic Digestion | Generation | Methane | ON | Dispatch-Generation | VOM | 1125040000 | [6 empty] | 0.34682 | 390182514.0605
LCP_Inputs_ON_Electric_2023_04_03 | 2047 | Anaerobic Digestion | Generation | Methane | PJ | Dispatch-Generation | EmissionsCost | 0 | [6 empty] | 0.34682 | 0
LCP_Inputs_ON_Electric_2023_04_03 | 2047 | Anaerobic Digestion | Generation | Methane | PJ | Dispatch-Generation | FuelCost | 0 | [6 empty] | 0.34682 | 0
LCP_Inputs_ON_Electric_2023_04_03 | 2047 | Anaerobic Digestion | Generation | Methane | PJ | Dispatch-Generation | VOM | 0 | [6 empty] | 0.34682 | 0
LCP_Inputs_ON_Electric_2023_04_03 | 2047 | Anaerobic Digestion | Generation | Methane | QC | Dispatch-Generation | EmissionsCost | 0 | [6 empty] | 0.34682 | 0
LCP_Inputs_ON_Electric_2023_04_03 | 2047 | Anaerobic Digestion | Generation | Methane | QC | Dispatch-Generation | FuelCost | 0 | [6 empty] | 0.34682 | 0
LCP_Inputs_ON_Electric_2023_04_03 | 2047 | Anaerobic Digestion | Generation | Methane | QC | Dispatch-Generation | VOM | 0 | [6 empty] | 0.34682 | 0
LCP_Inputs_ON_Electric_2023_04_03 | 2047 | Anaerobic Digestion | Generation | Methane | WC | Dispatch-Generation | EmissionsCost | 0 | [6 empty] | 0.34682 | 0
LCP_Inputs_ON_Electric_2023_04_03 | 2047 | Anaerobic Digestion | Generation | Methane | WC | Dispatch-Generation | FuelCost | 0 | [6 empty] | 0.34682 | 0
LCP_Inputs_ON_Electric_2023_04_03 | 2047 | Anaerobic Digestion | Generation | Methane | WC | Dispatch-Generation | VOM | 0 | [6 empty] | 0.34682 | 0
LCP_Inputs_ON_Electric_2023_04_03 | 2047 | Battery Storage | Storage | Electricity | MI | Dispatch-Storage | EmissionsCost | 0 | [6 empty] | 0.34682 | 0
LCP_Inputs_ON_Electric_2023_04_03 | 2047 | Battery Storage | Storage | Electricity | MI | Dispatch-Storage | FuelCost | 0 | [6 empty] | 0.34682 | 0
LCP_Inputs_ON_Electric_2023_04_03 | 2047 | Battery Storage | Storage | Electricity | MI | Dispatch-Storage | VOM | 0 | [6 empty] | 0.34682 | 0
LCP_Inputs_ON_Electric_2023_04_03 | 2047 | Battery Storage | Storage | Electricity | NY | Dispatch-Storage | EmissionsCost | 0 | [6 empty] | 0.34682 | 0
LCP_Inputs_ON_Electric_2023_04_03 | 2047 | Battery Storage | Storage | Electricity | NY | Dispatch-Storage | FuelCost | 0 | [6 empty] | 0.34682 | 0
LCP_Inputs_ON_Electric_2023_04_03 | 2047 | Battery Storage | Storage | Electricity | NY | Dispatch-Storage | VOM | 0 | [6 empty] | 0.34682 | 0
LCP_Inputs_ON_Electric_2023_04_03 | 2047 | Battery Storage | Storage | Electricity | ON | Dispatch-Storage | EmissionsCost | 0 | [6 empty] | 0.34682 | 0
LCP_Inputs_ON_Electric_2023_04_03 | 2047 | Battery Storage | Storage | Electricity | ON | Dispatch-Storage | FuelCost | 0 | [6 empty] | 0.34682 | 0
LCP_Inputs_ON_Electric_2023_04_03 | 2047 | Battery Storage | Storage | Electricity | ON | Dispatch-Storage | VOM | 0 | [6 empty] | 0.34682 | 0
LCP_Inputs_ON_Electric_2023_04_03 | 2047 | Battery Storage | Storage | Electricity | PJ | Dispatch-Storage | EmissionsCost | 0 | [6 empty] | 0.34682 | 0
LCP_Inputs_ON_Electric_2023_04_03 | 2047 | Battery Storage | Storage | Electricity | PJ | Dispatch-Storage | FuelCost | 0 | [6 empty] | 0.34682 | 0
LCP_Inputs_ON_Electric_2023_04_03 | 2047 | Battery Storage | Storage | Electricity | PJ | Dispatch-Storage | VOM | 0 | [6 empty] | 0.34682 | 0
LCP_Inputs_ON_Electric_2023_04_03 | 2047 | Battery Storage | Storage | Electricity | QC | Dispatch-Storage | EmissionsCost | 0 | [6 empty] | 0.34682 | 0
LCP_Inputs_ON_Electric_2023_04_03 | 2047 | Battery Storage | Storage | Electricity | QC | Dispatch-Storage | FuelCost | 0 | [6 empty] | 0.34682 | 0
LCP_Inputs_ON_Electric_2023_04_03 | 2047 | Battery Storage | Storage | Electricity | QC | Dispatch-Storage | VOM | 0 | [6 empty] | 0.34682 | 0
LCP_Inputs_ON_Electric_2023_04_03 | 2047 | Battery Storage | Storage | Electricity | WC | Dispatch-Storage | EmissionsCost | 0 | [6 empty] | 0.34682 | 0
LCP_Inputs_ON_Electric_2023_04_03 | 2047 | Battery Storage | Storage | Electricity | WC | Dispatch-Storage | FuelCost | 0 | [6 empty] | 0.34682 | 0
LCP_Inputs_ON_Electric_2023_04_03 | 2047 | Battery Storage | Storage | Electricity | WC | Dispatch-Storage | VOM | 0 | [6 empty] | 0.34682 | 0
LCP_Inputs_ON_Electric_2023_04_03 | 2047 | Biomass | Generation | Electricity | MI | Dispatch-Generation | EmissionsCost | 0 | [6 empty] | 0.34682 | 0
LCP_Inputs_ON_Electric_2023_04_03 | 2047 | Biomass | Generation | Electricity | MI | Dispatch-Generation | FuelCost | 0 | [6 empty] | 0.34682 | 0
LCP_Inputs_ON_Electric_2023_04_03 | 2047 | Biomass | Generation | Electricity | MI | Dispatch-Generation | VOM | 0 | [6 empty] | 0.34682 | 0
LCP_Inputs_ON_Electric_2023_04_03 | 2047 | Biomass | Generation | Electricity | NY | Dispatch-Generation | EmissionsCost | 0 | [6 empty] | 0.34682 | 0
LCP_Inputs_ON_Electric_2023_04_03 | 2047 | Biomass | Generation | Electricity | NY | Dispatch-Generation | FuelCost | 0 | [6 empty] | 0.34682 | 0
LCP_Inputs_ON_Electric_2023_04_03 | 2047 | Biomass | Generation | Electricity | NY | Dispatch-Generation | VOM | 0 | [6 empty] | 0.34682 | 0
LCP_Inputs_ON_Electric_2023_04_03 | 2047 | Biomass | Generation | Electricity | ON | Dispatch-Generation | EmissionsCost | 0 | [6 empty] | 0.34682 | 0
LCP_Inputs_ON_Electric_2023_04_03 | 2047 | Biomass | Generation | Electricity | ON | Dispatch-Generation | FuelCost | 2449112.7273 | [6 empty] | 0.34682 | 849392.8759
LCP_Inputs_ON_Electric_2023_04_03 | 2047 | Biomass | Generation | Electricity | ON | Dispatch-Generation | VOM | 31430.28 | [6 empty] | 0.34682 | 10900.5419
LCP_Inputs_ON_Electric_2023_04_03 | 2047 | Biomass | Generation | Electricity | PJ | Dispatch-Generation | EmissionsCost | 0 | [6 empty] | 0.34682 | 0
LCP_Inputs_ON_Electric_2023_04_03 | 2047 | Biomass | Generation | Electricity | PJ | Dispatch-Generation | FuelCost | 0 | [6 empty] | 0.34682 | 0
LCP_Inputs_ON_Electric_2023_04_03 | 2047 | Biomass | Generation | Electricity | PJ | Dispatch-Generation | VOM | 0 | [6 empty] | 0.34682 | 0
LCP_Inputs_ON_Electric_2023_04_03 | 2047 | Biomass | Generation | Electricity | QC | Dispatch-Generation | EmissionsCost | 0 | [6 empty] | 0.34682 | 0
LCP_Inputs_ON_Electric_2023_04_03 | 2047 | Biomass | Generation | Electricity | QC | Dispatch-Generation | FuelCost | 122553.4753 | [6 empty] | 0.34682 | 42503.5759
LCP_Inputs_ON_Electric_2023_04_03 | 2047 | Biomass | Generation | Electricity | QC | Dispatch-Generation | VOM | 1572.7696 | [6 empty] | 0.34682 | 545.4626
LCP_Inputs_ON_Electric_2023_04_03 | 2047 | Biomass | Generation | Electricity | WC | Dispatch-Generation | EmissionsCost | 0 | [6 empty] | 0.34682 | 0
LCP_Inputs_ON_Electric_2023_04_03 | 2047 | Biomass | Generation | Electricity | WC | Dispatch-Generation | FuelCost | 0 | [6 empty] | 0.34682 | 0
LCP_Inputs_ON_Electric_2023_04_03 | 2047 | Biomass | Generation | Electricity | WC | Dispatch-Generation | VOM | 0 | [6 empty] | 0.34682 | 0
LCP_Inputs_ON_Electric_2023_04_03 | 2047 | Biomass + CCS | Generation | Electricity | MI | Dispatch-Generation | EmissionsCost | 0 | [6 empty] | 0.34682 | 0
LCP_Inputs_ON_Electric_2023_04_03 | 2047 | Biomass + CCS | Generation | Electricity | MI | Dispatch-Generation | FuelCost | 0 | [6 empty] | 0.34682 | 0
LCP_Inputs_ON_Electric_2023_04_03 | 2047 | Biomass + CCS | Generation | Electricity | MI | Dispatch-Generation | VOM | 0 | [6 empty] | 0.34682 | 0
LCP_Inputs_ON_Electric_2023_04_03 | 2047 | Biomass + CCS | Generation | Electricity | NY | Dispatch-Generation | EmissionsCost | 0 | [6 empty] | 0.34682 | 0
LCP_Inputs_ON_Electric_2023_04_03 | 2047 | Biomass + CCS | Generation | Electricity | NY | Dispatch-Generation | FuelCost | 0 | [6 empty] | 0.34682 | 0
LCP_Inputs_ON_Electric_2023_04_03 | 2047 | Biomass + CCS | Generation | Electricity | NY | Dispatch-Generation | VOM | 0 | [6 empty] | 0.34682 | 0
LCP_Inputs_ON_Electric_2023_04_03 | 2047 | Biomass + CCS | Generation | Electricity | ON | Dispatch-Generation | EmissionsCost | -566815549.8142 | [6 empty] | 0.34682 | -196581024.8836
LCP_Inputs_ON_Electric_2023_04_03 | 2047 | Biomass + CCS | Generation | Electricity | ON | Dispatch-Generation | FuelCost | 456060730.9091 | [6 empty] | 0.34682 | 158169418.4654
LCP_Inputs_ON_Electric_2023_04_03 | 2047 | Biomass + CCS | Generation | Electricity | ON | Dispatch-Generation | VOM | 3546136.7278 | [6 empty] | 0.34682 | 1229858.9772
LCP_Inputs_ON_Electric_2023_04_03 | 2047 | Biomass + CCS | Generation | Electricity | PJ | Dispatch-Generation | EmissionsCost | 0 | [6 empty] | 0.34682 | 0
LCP_Inputs_ON_Electric_2023_04_03 | 2047 | Biomass + CCS | Generation | Electricity | PJ | Dispatch-Generation | FuelCost | 0 | [6 empty] | 0.34682 | 0
LCP_Inputs_ON_Electric_2023_04_03 | 2047 | Biomass + CCS | Generation | Electricity | PJ | Dispatch-Generation | VOM | 0 | [6 empty] | 0.34682 | 0
LCP_Inputs_ON_Electric_2023_04_03 | 2047 | Biomass + CCS | Generation | Electricity | QC | Dispatch-Generation | EmissionsCost | 0 | [6 empty] | 0.34682 | 0
LCP_Inputs_ON_Electric_2023_04_03 | 2047 | Biomass + CCS | Generation | Electricity | QC | Dispatch-Generation | FuelCost | 0 | [6 empty] | 0.34682 | 0
LCP_Inputs_ON_Electric_2023_04_03 | 2047 | Biomass + CCS | Generation | Electricity | QC | Dispatch-Generation | VOM | 0 | [6 empty] | 0.34682 | 0
LCP_Inputs_ON_Electric_2023_04_03 | 2047 | Biomass + CCS | Generation | Electricity | WC | Dispatch-Generation | EmissionsCost | 0 | [6 empty] | 0.34682 | 0
LCP_Inputs_ON_Electric_2023_04_03 | 2047 | Biomass + CCS | Generation | Electricity | WC | Dispatch-Generation | FuelCost | 0 | [6 empty] | 0.34682 | 0
LCP_Inputs_ON_Electric_2023_04_03 | 2047 | Biomass + CCS | Generation | Electricity | WC | Dispatch-Generation | VOM | 0 | [6 empty] | 0.34682 | 0
LCP_Inputs_ON_Electric_2023_04_03 | 2047 | CH4 + CCS | Generation | Methane | MI | Dispatch-Generation | EmissionsCost | 0 | [6 empty] | 0.34682 | 0
LCP_Inputs_ON_Electric_2023_04_03 | 2047 | CH4 + CCS | Generation | Methane | MI | Dispatch-Generation | FuelCost | 0 | [6 empty] | 0.34682 | 0
LCP_Inputs_ON_Electric_2023_04_03 | 2047 | CH4 + CCS | Generation | Methane | MI | Dispatch-Generation | VOM | 0 | [6 empty] | 0.34682 | 0
LCP_Inputs_ON_Electric_2023_04_03 | 2047 | CH4 + CCS | Generation | Methane | NY | Dispatch-Generation | EmissionsCost | 0 | [6 empty] | 0.34682 | 0
LCP_Inputs_ON_Electric_2023_04_03 | 2047 | CH4 + CCS | Generation | Methane | NY | Dispatch-Generation | FuelCost | 0 | [6 empty] | 0.34682 | 0
LCP_Inputs_ON_Electric_2023_04_03 | 2047 | CH4 + CCS | Generation | Methane | NY | Dispatch-Generation | VOM | 0 | [6 empty] | 0.34682 | 0
LCP_Inputs_ON_Electric_2023_04_03 | 2047 | CH4 + CCS | Generation | Methane | ON | Dispatch-Generation | EmissionsCost | 84395478.3721 | [6 empty] | 0.34682 | 29269750.3436
LCP_Inputs_ON_Electric_2023_04_03 | 2047 | CH4 + CCS | Generation | Methane | ON | Dispatch-Generation | FuelCost | 271488076.3116 | [6 empty] | 0.34682 | 94156563.4579
LCP_Inputs_ON_Electric_2023_04_03 | 2047 | CH4 + CCS | Generation | Methane | ON | Dispatch-Generation | VOM | 25812098.3333 | [6 empty] | 0.34682 | 8952063.4119
LCP_Inputs_ON_Electric_2023_04_03 | 2047 | CH4 + CCS | Generation | Methane | PJ | Dispatch-Generation | EmissionsCost | 0 | [6 empty] | 0.34682 | 0
LCP_Inputs_ON_Electric_2023_04_03 | 2047 | CH4 + CCS | Generation | Methane | PJ | Dispatch-Generation | FuelCost | 0 | [6 empty] | 0.34682 | 0
LCP_Inputs_ON_Electric_2023_04_03 | 2047 | CH4 + CCS | Generation | Methane | PJ | Dispatch-Generation | VOM | 0 | [6 empty] | 0.34682 | 0
LCP_Inputs_ON_Electric_2023_04_03 | 2047 | CH4 + CCS | Generation | Methane | QC | Dispatch-Generation | EmissionsCost | 0 | [6 empty] | 0.34682 | 0
LCP_Inputs_ON_Electric_2023_04_03 | 2047 | CH4 + CCS | Generation | Methane | QC | Dispatch-Generation | FuelCost | 0 | [6 empty] | 0.34682 | 0
LCP_Inputs_ON_Electric_2023_04_03 | 2047 | CH4 + CCS | Generation | Methane | QC | Dispatch-Generation | VOM | 0 | [6 empty] | 0.34682 | 0
LCP_Inputs_ON_Electric_2023_04_03 | 2047 | CH4 + CCS | Generation | Methane | WC | Dispatch-Generation | EmissionsCost | 0 | [6 empty] | 0.34682 | 0
LCP_Inputs_ON_Electric_2023_04_03 | 2047 | CH4 + CCS | Generation | Methane | WC | Dispatch-Generation | FuelCost | 0 | [6 empty] | 0.34682 | 0
LCP_Inputs_ON_Electric_2023_04_03 | 2047 | CH4 + CCS | Generation | Methane | WC | Dispatch-Generation | VOM | 0 | [6 empty] | 0.34682 | 0
LCP_Inputs_ON_Electric_2023_04_03 | 2047 | CH4 Import - NY 2020 | Import | Methane | MI | Dispatch-Import | EmissionsCost | 0 | [6 empty] | 0.34682 | 0
LCP_Inputs_ON_Electric_2023_04_03 | 2047 | CH4 Import - NY 2020 | Import | Methane | MI | Dispatch-Import | FuelCost | 0 | [6 empty] | 0.34682 | 0
LCP_Inputs_ON_Electric_2023_04_03 | 2047 | CH4 Import - NY 2020 | Import | Methane | MI | Dispatch-Import | VOM | 0 | [6 empty] | 0.34682 | 0
LCP_Inputs_ON_Electric_2023_04_03 | 2047 | CH4 Import - NY 2020 | Import | Methane | NY | Dispatch-Import | EmissionsCost | 0 | [6 empty] | 0.34682 | 0
LCP_Inputs_ON_Electric_2023_04_03 | 2047 | CH4 Import - NY 2020 | Import | Methane | NY | Dispatch-Import | FuelCost | 0 | [6 empty] | 0.34682 | 0
LCP_Inputs_ON_Electric_2023_04_03 | 2047 | CH4 Import - NY 2020 | Import | Methane | NY | Dispatch-Import | VOM | 0 | [6 empty] | 0.34682 | 0
LCP_Inputs_ON_Electric_2023_04_03 | 2047 | CH4 Import - NY 2020 | Import | Methane | ON | Dispatch-Import | EmissionsCost | 0 | [6 empty] | 0.34682 | 0
LCP_Inputs_ON_Electric_2023_04_03 | 2047 | CH4 Import - NY 2020 | Import | Methane | ON | Dispatch-Import | FuelCost | 0 | [6 empty] | 0.34682 | 0
LCP_Inputs_ON_Electric_2023_04_03 | 2047 | CH4 Import - NY 2020 | Import | Methane | ON | Dispatch-Import | VOM | 0 | [6 empty] | 0.34682 | 0
LCP_Inputs_ON_Electric_2023_04_03 | 2047 | CH4 Import - NY 2020 | Import | Methane | PJ | Dispatch-Import | EmissionsCost | 0 | [6 empty] | 0.34682 | 0
LCP_Inputs_ON_Electric_2023_04_03 | 2047 | CH4 Import - NY 2020 | Import | Methane | PJ | Dispatch-Import | FuelCost | 0 | [6 empty] | 0.34682 | 0
LCP_Inputs_ON_Electric_2023_04_03 | 2047 | CH4 Import - NY 2020 | Import | Methane | PJ | Dispatch-Import | VOM | 0 | [6 empty] | 0.34682 | 0
LCP_Inputs_ON_Electric_2023_04_03 | 2047 | CH4 Import - NY 2020 | Import | Methane | QC | Dispatch-Import | EmissionsCost | 0 | [6 empty] | 0.34682 | 0
LCP_Inputs_ON_Electric_2023_04_03 | 2047 | CH4 Import - NY 2020 | Import | Methane | QC | Dispatch-Import | FuelCost | 0 | [6 empty] | 0.34682 | 0
LCP_Inputs_ON_Electric_2023_04_03 | 2047 | CH4 Import - NY 2020 | Import | Methane | QC | Dispatch-Import | VOM | 0 | [6 empty] | 0.34682 | 0
LCP_Inputs_ON_Electric_2023_04_03 | 2047 | CH4 Import - NY 2020 | Import | Methane | WC | Dispatch-Import | EmissionsCost | 0 | [6 empty] | 0.34682 | 0
LCP_Inputs_ON_Electric_2023_04_03 | 2047 | CH4 Import - NY 2020 | Import | Methane | WC | Dispatch-Import | FuelCost | 0 | [6 empty] | 0.34682 | 0
LCP_Inputs_ON_Electric_2023_04_03 | 2047 | CH4 Import - NY 2020 | Import | Methane | WC | Dispatch-Import | VOM | 0 | [6 empty] | 0.34682 | 0
LCP_Inputs_ON_Electric_2023_04_03 | 2047 | CH4 Import - NY 2030 | Import | Methane | MI | Dispatch-Import | EmissionsCost | 0 | [6 empty] | 0.34682 | 0
LCP_Inputs_ON_Electric_2023_04_03 | 2047 | CH4 Import - NY 2030 | Import | Methane | MI | Dispatch-Import | FuelCost | 0 | [6 empty] | 0.34682 | 0
LCP_Inputs_ON_Electric_2023_04_03 | 2047 | CH4 Import - NY 2030 | Import | Methane | MI | Dispatch-Import | VOM | 0 | [6 empty] | 0.34682 | 0
LCP_Inputs_ON_Electric_2023_04_03 | 2047 | CH4 Import - NY 2030 | Import | Methane | NY | Dispatch-Import | EmissionsCost | 0 | [6 empty] | 0.34682 | 0
LCP_Inputs_ON_Electric_2023_04_03 | 2047 | CH4 Import - NY 2030 | Import | Methane | NY | Dispatch-Import | FuelCost | 0 | [6 empty] | 0.34682 | 0
LCP_Inputs_ON_Electric_2023_04_03 | 2047 | CH4 Import - NY 2030 | Import | Methane | NY | Dispatch-Import | VOM | 0 | [6 empty] | 0.34682 | 0
LCP_Inputs_ON_Electric_2023_04_03 | 2047 | CH4 Import - NY 2030 | Import | Methane | ON | Dispatch-Import | EmissionsCost | 0 | [6 empty] | 0.34682 | 0
LCP_Inputs_ON_Electric_2023_04_03 | 2047 | CH4 Import - NY 2030 | Import | Methane | ON | Dispatch-Import | FuelCost | 0 | [6 empty] | 0.34682 | 0
LCP_Inputs_ON_Electric_2023_04_03 | 2047 | CH4 Import - NY 2030 | Import | Methane | ON | Dispatch-Import | VOM | 0 | [6 empty] | 0.34682 | 0
LCP_Inputs_ON_Electric_2023_04_03 | 2047 | CH4 Import - NY 2030 | Import | Methane | PJ | Dispatch-Import | EmissionsCost | 0 | [6 empty] | 0.34682 | 0
LCP_Inputs_ON_Electric_2023_04_03 | 2047 | CH4 Import - NY 2030 | Import | Methane | PJ | Dispatch-Import | FuelCost | 0 | [6 empty] | 0.34682 | 0
LCP_Inputs_ON_Electric_2023_04_03 | 2047 | CH4 Import - NY 2030 | Import | Methane | PJ | Dispatch-Import | VOM | 0 | [6 empty] | 0.34682 | 0
LCP_Inputs_ON_Electric_2023_04_03 | 2047 | CH4 Import - NY 2030 | Import | Methane | QC | Dispatch-Import | EmissionsCost | 0 | [6 empty] | 0.34682 | 0
LCP_Inputs_ON_Electric_2023_04_03 | 2047 | CH4 Import - NY 2030 | Import | Methane | QC | Dispatch-Import | FuelCost | 0 | [6 empty] | 0.34682 | 0
LCP_Inputs_ON_Electric_2023_04_03 | 2047 | CH4 Import - NY 2030 | Import | Methane | QC | Dispatch-Import | VOM | 0 | [6 empty] | 0.34682 | 0
LCP_Inputs_ON_Electric_2023_04_03 | 2047 | CH4 Import - NY 2030 | Import | Methane | WC | Dispatch-Import | EmissionsCost | 0 | [6 empty] | 0.34682 | 0
LCP_Inputs_ON_Electric_2023_04_03 | 2047 | CH4 Import - NY 2030 | Import | Methane | WC | Dispatch-Import | FuelCost | 0 | [6 empty] | 0.34682 | 0
LCP_Inputs_ON_Electric_2023_04_03 | 2047 | CH4 Import - NY 2030 | Import | Methane | WC | Dispatch-Import | VOM | 0 | [6 empty] | 0.34682 | 0
LCP_Inputs_ON_Electric_2023_04_03 | 2047 | CH4 Import - NY 2040 | Import | Methane | MI | Dispatch-Import | EmissionsCost | 0 | [6 empty] | 0.34682 | 0
LCP_Inputs_ON_Electric_2023_04_03 | 2047 | CH4 Import - NY 2040 | Import | Methane | MI | Dispatch-Import | FuelCost | 0 | [6 empty] | 0.34682 | 0
LCP_Inputs_ON_Electric_2023_04_03 | 2047 | CH4 Import - NY 2040 | Import | Methane | MI | Dispatch-Import | VOM | 0 | [6 empty] | 0.34682 | 0
LCP_Inputs_ON_Electric_2023_04_03 | 2047 | CH4 Import - NY 2040 | Import | Methane | NY | Dispatch-Import | EmissionsCost | 2422180073.5024 | [6 empty] | 0.34682 | 840052185.3324
LCP_Inputs_ON_Electric_2023_04_03 | 2047 | CH4 Import - NY 2040 | Import | Methane | NY | Dispatch-Import | FuelCost | 758346581.876 | [6 empty] | 0.34682 | 263007160.497
LCP_Inputs_ON_Electric_2023_04_03 | 2047 | CH4 Import - NY 2040 | Import | Methane | NY | Dispatch-Import | VOM | 0 | [6 empty] | 0.34682 | 0
LCP_Inputs_ON_Electric_2023_04_03 | 2047 | CH4 Import - NY 2040 | Import | Methane | ON | Dispatch-Import | EmissionsCost | 0 | [6 empty] | 0.34682 | 0
LCP_Inputs_ON_Electric_2023_04_03 | 2047 | CH4 Import - NY 2040 | Import | Methane | ON | Dispatch-Import | FuelCost | 0 | [6 empty] | 0.34682 | 0
LCP_Inputs_ON_Electric_2023_04_03 | 2047 | CH4 Import - NY 2040 | Import | Methane | ON | Dispatch-Import | VOM | 0 | [6 empty] | 0.34682 | 0
LCP_Inputs_ON_Electric_2023_04_03 | 2047 | CH4 Import - NY 2040 | Import | Methane | PJ | Dispatch-Import | EmissionsCost | 0 | [6 empty] | 0.34682 | 0
LCP_Inputs_ON_Electric_2023_04_03 | 2047 | CH4 Import - NY 2040 | Import | Methane | PJ | Dispatch-Import | FuelCost | 0 | [6 empty] | 0.34682 | 0
LCP_Inputs_ON_Electric_2023_04_03 | 2047 | CH4 Import - NY 2040 | Import | Methane | PJ | Dispatch-Import | VOM | 0 | [6 empty] | 0.34682 | 0
LCP_Inputs_ON_Electric_2023_04_03 | 2047 | CH4 Import - NY 2040 | Import | Methane | QC | Dispatch-Import | EmissionsCost | 0 | [6 empty] | 0.34682 | 0
LCP_Inputs_ON_Electric_2023_04_03 | 2047 | CH4 Import - NY 2040 | Import | Methane | QC | Dispatch-Import | FuelCost | 0 | [6 empty] | 0.34682 | 0
LCP_Inputs_ON_Electric_2023_04_03 | 2047 | CH4 Import - NY 2040 | Import | Methane | QC | Dispatch-Import | VOM | 0 | [6 empty] | 0.34682 | 0
LCP_Inputs_ON_Electric_2023_04_03 | 2047 | CH4 Import - NY 2040 | Import | Methane | WC | Dispatch-Import | EmissionsCost | 0 | [6 empty] | 0.34682 | 0
LCP_Inputs_ON_Electric_2023_04_03 | 2047 | CH4 Import - NY 2040 | Import | Methane | WC | Dispatch-Import | FuelCost | 0 | [6 empty] | 0.34682 | 0
LCP_Inputs_ON_Electric_2023_04_03 | 2047 | CH4 Import - NY 2040 | Import | Methane | WC | Dispatch-Import | VOM | 0 | [6 empty] | 0.34682 | 0
LCP_Inputs_ON_Electric_2023_04_03 | 2047 | CH4 Import - NY 2050 | Import | Methane | MI | Dispatch-Import | EmissionsCost | 0 | [6 empty] | 0.34682 | 0
LCP_Inputs_ON_Electric_2023_04_03 | 2047 | CH4 Import - NY 2050 | Import | Methane | MI | Dispatch-Import | FuelCost | 0 | [6 empty] | 0.34682 | 0
LCP_Inputs_ON_Electric_2023_04_03 | 2047 | CH4 Import - NY 2050 | Import | Methane | MI | Dispatch-Import | VOM | 0 | [6 empty] | 0.34682 | 0
LCP_Inputs_ON_Electric_2023_04_03 | 2047 | CH4 Import - NY 2050 | Import | Methane | NY | Dispatch-Import | EmissionsCost | 0 | [6 empty] | 0.34682 | 0
LCP_Inputs_ON_Electric_2023_04_03 | 2047 | CH4 Import - NY 2050 | Import | Methane | NY | Dispatch-Import | FuelCost | 0 | [6 empty] | 0.34682 | 0
LCP_Inputs_ON_Electric_2023_04_03 | 2047 | CH4 Import - NY 2050 | Import | Methane | NY | Dispatch-Import | VOM | 0 | [6 empty] | 0.34682 | 0
LCP_Inputs_ON_Electric_2023_04_03 | 2047 | CH4 Import - NY 2050 | Import | Methane | ON | Dispatch-Import | EmissionsCost | 0 | [6 empty] | 0.34682 | 0
LCP_Inputs_ON_Electric_2023_04_03 | 2047 | CH4 Import - NY 2050 | Import | Methane | ON | Dispatch-Import | FuelCost | 0 | [6 empty] | 0.34682 | 0
LCP_Inputs_ON_Electric_2023_04_03 | 2047 | CH4 Import - NY 2050 | Import | Methane | ON | Dispatch-Import | VOM | 0 | [6 empty] | 0.34682 | 0
LCP_Inputs_ON_Electric_2023_04_03 | 2047 | CH4 Import - NY 2050 | Import | Methane | PJ | Dispatch-Import | EmissionsCost | 0 | [6 empty] | 0.34682 | 0
LCP_Inputs_ON_Electric_2023_04_03 | 2047 | CH4 Import - NY 2050 | Import | Methane | PJ | Dispatch-Import | FuelCost | 0 | [6 empty] | 0.34682 | 0
LCP_Inputs_ON_Electric_2023_04_03 | 2047 | CH4 Import - NY 2050 | Import | Methane | PJ | Dispatch-Import | VOM | 0 | [6 empty] | 0.34682 | 0
LCP_Inputs_ON_Electric_2023_04_03 | 2047 | CH4 Import - NY 2050 | Import | Methane | QC | Dispatch-Import | EmissionsCost | 0 | [6 empty] | 0.34682 | 0
LCP_Inputs_ON_Electric_2023_04_03 | 2047 | CH4 Import - NY 2050 | Import | Methane | QC | Dispatch-Import | FuelCost | 0 | [6 empty] | 0.34682 | 0
LCP_Inputs_ON_Electric_2023_04_03 | 2047 | CH4 Import - NY 2050 | Import | Methane | QC | Dispatch-Import | VOM | 0 | [6 empty] | 0.34682 | 0
LCP_Inputs_ON_Electric_2023_04_03 | 2047 | CH4 Import - NY 2050 | Import | Methane | WC | Dispatch-Import | EmissionsCost | 0 | [6 empty] | 0.34682 | 0
LCP_Inputs_ON_Electric_2023_04_03 | 2047 | CH4 Import - NY 2050 | Import | Methane | WC | Dispatch-Import | FuelCost | 0 | [6 empty] | 0.34682 | 0
LCP_Inputs_ON_Electric_2023_04_03 | 2047 | CH4 Import - NY 2050 | Import | Methane | WC | Dispatch-Import | VOM | 0 | [6 empty] | 0.34682 | 0
LCP_Inputs_ON_Electric_2023_04_03 | 2047 | CH4 Import - WC 2020 | Import | Methane | MI | Dispatch-Import | EmissionsCost | 0 | [6 empty] | 0.34682 | 0
LCP_Inputs_ON_Electric_2023_04_03 | 2047 | CH4 Import - WC 2020 | Import | Methane | MI | Dispatch-Import | FuelCost | 0 | [6 empty] | 0.34682 | 0
LCP_Inputs_ON_Electric_2023_04_03 | 2047 | CH4 Import - WC 2020 | Import | Methane | MI | Dispatch-Import | VOM | 0 | [6 empty] | 0.34682 | 0
LCP_Inputs_ON_Electric_2023_04_03 | 2047 | CH4 Import - WC 2020 | Import | Methane | NY | Dispatch-Import | EmissionsCost | 0 | [6 empty] | 0.34682 | 0
LCP_Inputs_ON_Electric_2023_04_03 | 2047 | CH4 Import - WC 2020 | Import | Methane | NY | Dispatch-Import | FuelCost | 0 | [6 empty] | 0.34682 | 0
LCP_Inputs_ON_Electric_2023_04_03 | 2047 | CH4 Import - WC 2020 | Import | Methane | NY | Dispatch-Import | VOM | 0 | [6 empty] | 0.34682 | 0
LCP_Inputs_ON_Electric_2023_04_03 | 2047 | CH4 Import - WC 2020 | Import | Methane | ON | Dispatch-Import | EmissionsCost | 0 | [6 empty] | 0.34682 | 0
LCP_Inputs_ON_Electric_2023_04_03 | 2047 | CH4 Import - WC 2020 | Import | Methane | ON | Dispatch-Import | FuelCost | 0 | [6 empty] | 0.34682 | 0
LCP_Inputs_ON_Electric_2023_04_03 | 2047 | CH4 Import - WC 2020 | Import | Methane | ON | Dispatch-Import | VOM | 0 | [6 empty] | 0.34682 | 0
LCP_Inputs_ON_Electric_2023_04_03 | 2047 | CH4 Import - WC 2020 | Import | Methane | PJ | Dispatch-Import | EmissionsCost | 0 | [6 empty] | 0.34682 | 0
LCP_Inputs_ON_Electric_2023_04_03 | 2047 | CH4 Import - WC 2020 | Import | Methane | PJ | Dispatch-Import | FuelCost | 0 | [6 empty] | 0.34682 | 0
LCP_Inputs_ON_Electric_2023_04_03 | 2047 | CH4 Import - WC 2020 | Import | Methane | PJ | Dispatch-Import | VOM | 0 | [6 empty] | 0.34682 | 0
LCP_Inputs_ON_Electric_2023_04_03 | 2047 | CH4 Import - WC 2020 | Import | Methane | QC | Dispatch-Import | EmissionsCost | 0 | [6 empty] | 0.34682 | 0
LCP_Inputs_ON_Electric_2023_04_03 | 2047 | CH4 Import - WC 2020 | Import | Methane | QC | Dispatch-Import | FuelCost | 0 | [6 empty] | 0.34682 | 0
LCP_Inputs_ON_Electric_2023_04_03 | 2047 | CH4 Import - WC 2020 | Import | Methane | QC | Dispatch-Import | VOM | 0 | [6 empty] | 0.34682 | 0
LCP_Inputs_ON_Electric_2023_04_03 | 2047 | CH4 Import - WC 2020 | Import | Methane | WC | Dispatch-Import | EmissionsCost | 0 | [6 empty] | 0.34682 | 0
LCP_Inputs_ON_Electric_2023_04_03 | 2047 | CH4 Import - WC 2020 | Import | Methane | WC | Dispatch-Import | FuelCost | 0 | [6 empty] | 0.34682 | 0
LCP_Inputs_ON_Electric_2023_04_03 | 2047 | CH4 Import - WC 2020 | Import | Methane | WC | Dispatch-Import | VOM | 0 | [6 empty] | 0.34682 | 0
LCP_Inputs_ON_Electric_2023_04_03 | 2047 | CH4 Import - WC 2030 | Import | Methane | MI | Dispatch-Import | EmissionsCost | 0 | [6 empty] | 0.34682 | 0
LCP_Inputs_ON_Electric_2023_04_03 | 2047 | CH4 Import - WC 2030 | Import | Methane | MI | Dispatch-Import | FuelCost | 0 | [6 empty] | 0.34682 | 0
LCP_Inputs_ON_Electric_2023_04_03 | 2047 | CH4 Import - WC 2030 | Import | Methane | MI | Dispatch-Import | VOM | 0 | [6 empty] | 0.34682 | 0
LCP_Inputs_ON_Electric_2023_04_03 | 2047 | CH4 Import - WC 2030 | Import | Methane | NY | Dispatch-Import | EmissionsCost | 0 | [6 empty] | 0.34682 | 0
LCP_Inputs_ON_Electric_2023_04_03 | 2047 | CH4 Import - WC 2030 | Import | Methane | NY | Dispatch-Import | FuelCost | 0 | [6 empty] | 0.34682 | 0
LCP_Inputs_ON_Electric_2023_04_03 | 2047 | CH4 Import - WC 2030 | Import | Methane | NY | Dispatch-Import | VOM | 0 | [6 empty] | 0.34682 | 0
LCP_Inputs_ON_Electric_2023_04_03 | 2047 | CH4 Import - WC 2030 | Import | Methane | ON | Dispatch-Import | EmissionsCost | 0 | [6 empty] | 0.34682 | 0
LCP_Inputs_ON_Electric_2023_04_03 | 2047 | CH4 Import - WC 2030 | Import | Methane | ON | Dispatch-Import | FuelCost | 0 | [6 empty] | 0.34682 | 0
LCP_Inputs_ON_Electric_2023_04_03 | 2047 | CH4 Import - WC 2030 | Import | Methane | ON | Dispatch-Import | VOM | 0 | [6 empty] | 0.34682 | 0
LCP_Inputs_ON_Electric_2023_04_03 | 2047 | CH4 Import - WC 2030 | Import | Methane | PJ | Dispatch-Import | EmissionsCost | 0 | [6 empty] | 0.34682 | 0
LCP_Inputs_ON_Electric_2023_04_03 | 2047 | CH4 Import - WC 2030 | Import | Methane | PJ | Dispatch-Import | FuelCost | 0 | [6 empty] | 0.34682 | 0
LCP_Inputs_ON_Electric_2023_04_03 | 2047 | CH4 Import - WC 2030 | Import | Methane | PJ | Dispatch-Import | VOM | 0 | [6 empty] | 0.34682 | 0
LCP_Inputs_ON_Electric_2023_04_03 | 2047 | CH4 Import - WC 2030 | Import | Methane | QC | Dispatch-Import | EmissionsCost | 0 | [6 empty] | 0.34682 | 0
LCP_Inputs_ON_Electric_2023_04_03 | 2047 | CH4 Import - WC 2030 | Import | Methane | QC | Dispatch-Import | FuelCost | 0 | [6 empty] | 0.34682 | 0
LCP_Inputs_ON_Electric_2023_04_03 | 2047 | CH4 Import - WC 2030 | Import | Methane | QC | Dispatch-Import | VOM | 0 | [6 empty] | 0.34682 | 0
LCP_Inputs_ON_Electric_2023_04_03 | 2047 | CH4 Import - WC 2030 | Import | Methane | WC | Dispatch-Import | EmissionsCost | 0 | [6 empty] | 0.34682 | 0
LCP_Inputs_ON_Electric_2023_04_03 | 2047 | CH4 Import - WC 2030 | Import | Methane | WC | Dispatch-Import | FuelCost | 0 | [6 empty] | 0.34682 | 0
LCP_Inputs_ON_Electric_2023_04_03 | 2047 | CH4 Import - WC 2030 | Import | Methane | WC | Dispatch-Import | VOM | 0 | [6 empty] | 0.34682 | 0
LCP_Inputs_ON_Electric_2023_04_03 | 2047 | CH4 Import - WC 2040 | Import | Methane | MI | Dispatch-Import | EmissionsCost | 0 | [6 empty] | 0.34682 | 0
LCP_Inputs_ON_Electric_2023_04_03 | 2047 | CH4 Import - WC 2040 | Import | Methane | MI | Dispatch-Import | FuelCost | 0 | [6 empty] | 0.34682 | 0
LCP_Inputs_ON_Electric_2023_04_03 | 2047 | CH4 Import - WC 2040 | Import | Methane | MI | Dispatch-Import | VOM | 0 | [6 empty] | 0.34682 | 0
LCP_Inputs_ON_Electric_2023_04_03 | 2047 | CH4 Import - WC 2040 | Import | Methane | NY | Dispatch-Import | EmissionsCost | 0 | [6 empty] | 0.34682 | 0
LCP_Inputs_ON_Electric_2023_04_03 | 2047 | CH4 Import - WC 2040 | Import | Methane | NY | Dispatch-Import | FuelCost | 0 | [6 empty] | 0.34682 | 0
LCP_Inputs_ON_Electric_2023_04_03 | 2047 | CH4 Import - WC 2040 | Import | Methane | NY | Dispatch-Import | VOM | 0 | [6 empty] | 0.34682 | 0
LCP_Inputs_ON_Electric_2023_04_03 | 2047 | CH4 Import - WC 2040 | Import | Methane | ON | Dispatch-Import | EmissionsCost | 0 | [6 empty] | 0.34682 | 0
LCP_Inputs_ON_Electric_2023_04_03 | 2047 | CH4 Import - WC 2040 | Import | Methane | ON | Dispatch-Import | FuelCost | 0 | [6 empty] | 0.34682 | 0
LCP_Inputs_ON_Electric_2023_04_03 | 2047 | CH4 Import - WC 2040 | Import | Methane | ON | Dispatch-Import | VOM | 0 | [6 empty] | 0.34682 | 0
LCP_Inputs_ON_Electric_2023_04_03 | 2047 | CH4 Import - WC 2040 | Import | Methane | PJ | Dispatch-Import | EmissionsCost | 0 | [6 empty] | 0.34682 | 0
LCP_Inputs_ON_Electric_2023_04_03 | 2047 | CH4 Import - WC 2040 | Import | Methane | PJ | Dispatch-Import | FuelCost | 0 | [6 empty] | 0.34682 | 0
LCP_Inputs_ON_Electric_2023_04_03 | 2047 | CH4 Import - WC 2040 | Import | Methane | PJ | Dispatch-Import | VOM | 0 | [6 empty] | 0.34682 | 0
LCP_Inputs_ON_Electric_2023_04_03 | 2047 | CH4 Import - WC 2040 | Import | Methane | QC | Dispatch-Import | EmissionsCost | 0 | [6 empty] | 0.34682 | 0
LCP_Inputs_ON_Electric_2023_04_03 | 2047 | CH4 Import - WC 2040 | Import | Methane | QC | Dispatch-Import | FuelCost | 0 | [6 empty] | 0.34682 | 0
LCP_Inputs_ON_Electric_2023_04_03 | 2047 | CH4 Import - WC 2040 | Import | Methane | QC | Dispatch-Import | VOM | 0 | [6 empty] | 0.34682 | 0
LCP_Inputs_ON_Electric_2023_04_03 | 2047 | CH4 Import - WC 2040 | Import | Methane | WC | Dispatch-Import | EmissionsCost | 2104859190.9353 | [6 empty] | 0.34682 | 730000045.2094
LCP_Inputs_ON_Electric_2023_04_03 | 2047 | CH4 Import - WC 2040 | Import | Methane | WC | Dispatch-Import | FuelCost | 658998391.6712 | [6 empty] | 0.34682 | 228551561.9214
LCP_Inputs_ON_Electric_2023_04_03 | 2047 | CH4 Import - WC 2040 | Import | Methane | WC | Dispatch-Import | VOM | 0 | [6 empty] | 0.34682 | 0
LCP_Inputs_ON_Electric_2023_04_03 | 2047 | CH4 Import - WC 2050 | Import | Methane | MI | Dispatch-Import | EmissionsCost | 0 | [6 empty] | 0.34682 | 0
LCP_Inputs_ON_Electric_2023_04_03 | 2047 | CH4 Import - WC 2050 | Import | Methane | MI | Dispatch-Import | FuelCost | 0 | [6 empty] | 0.34682 | 0
LCP_Inputs_ON_Electric_2023_04_03 | 2047 | CH4 Import - WC 2050 | Import | Methane | MI | Dispatch-Import | VOM | 0 | [6 empty] | 0.34682 | 0
LCP_Inputs_ON_Electric_2023_04_03 | 2047 | CH4 Import - WC 2050 | Import | Methane | NY | Dispatch-Import | EmissionsCost | 0 | [6 empty] | 0.34682 | 0
LCP_Inputs_ON_Electric_2023_04_03 | 2047 | CH4 Import - WC 2050 | Import | Methane | NY | Dispatch-Import | FuelCost | 0 | [6 empty] | 0.34682 | 0
LCP_Inputs_ON_Electric_2023_04_03 | 2047 | CH4 Import - WC 2050 | Import | Methane | NY | Dispatch-Import | VOM | 0 | [6 empty] | 0.34682 | 0
LCP_Inputs_ON_Electric_2023_04_03 | 2047 | CH4 Import - WC 2050 | Import | Methane | ON | Dispatch-Import | EmissionsCost | 0 | [6 empty] | 0.34682 | 0
LCP_Inputs_ON_Electric_2023_04_03 | 2047 | CH4 Import - WC 2050 | Import | Methane | ON | Dispatch-Import | FuelCost | 0 | [6 empty] | 0.34682 | 0
LCP_Inputs_ON_Electric_2023_04_03 | 2047 | CH4 Import - WC 2050 | Import | Methane | ON | Dispatch-Import | VOM | 0 | [6 empty] | 0.34682 | 0
LCP_Inputs_ON_Electric_2023_04_03 | 2047 | CH4 Import - WC 2050 | Import | Methane | PJ | Dispatch-Import | EmissionsCost | 0 | [6 empty] | 0.34682 | 0
LCP_Inputs_ON_Electric_2023_04_03 | 2047 | CH4 Import - WC 2050 | Import | Methane | PJ | Dispatch-Import | FuelCost | 0 | [6 empty] | 0.34682 | 0
LCP_Inputs_ON_Electric_2023_04_03 | 2047 | CH4 Import - WC 2050 | Import | Methane | PJ | Dispatch-Import | VOM | 0 | [6 empty] | 0.34682 | 0
LCP_Inputs_ON_Electric_2023_04_03 | 2047 | CH4 Import - WC 2050 | Import | Methane | QC | Dispatch-Import | EmissionsCost | 0 | [6 empty] | 0.34682 | 0
LCP_Inputs_ON_Electric_2023_04_03 | 2047 | CH4 Import - WC 2050 | Import | Methane | QC | Dispatch-Import | FuelCost | 0 | [6 empty] | 0.34682 | 0
LCP_Inputs_ON_Electric_2023_04_03 | 2047 | CH4 Import - WC 2050 | Import | Methane | QC | Dispatch-Import | VOM | 0 | [6 empty] | 0.34682 | 0
LCP_Inputs_ON_Electric_2023_04_03 | 2047 | CH4 Import - WC 2050 | Import | Methane | WC | Dispatch-Import | EmissionsCost | 0 | [6 empty] | 0.34682 | 0
LCP_Inputs_ON_Electric_2023_04_03 | 2047 | CH4 Import - WC 2050 | Import | Methane | WC | Dispatch-Import | FuelCost | 0 | [6 empty] | 0.34682 | 0
LCP_Inputs_ON_Electric_2023_04_03 | 2047 | CH4 Import - WC 2050 | Import | Methane | WC | Dispatch-Import | VOM | 0 | [6 empty] | 0.34682 | 0
LCP_Inputs_ON_Electric_2023_04_03 | 2047 | CH4 Salt Cavern Storage - ON | Storage | Methane | MI | Dispatch-Storage | EmissionsCost | 0 | [6 empty] | 0.34682 | 0
LCP_Inputs_ON_Electric_2023_04_03 | 2047 | CH4 Salt Cavern Storage - ON | Storage | Methane | MI | Dispatch-Storage | FuelCost | 0 | [6 empty] | 0.34682 | 0
LCP_Inputs_ON_Electric_2023_04_03 | 2047 | CH4 Salt Cavern Storage - ON | Storage | Methane | MI | Dispatch-Storage | VOM | 0 | [6 empty] | 0.34682 | 0
LCP_Inputs_ON_Electric_2023_04_03 | 2047 | CH4 Salt Cavern Storage - ON | Storage | Methane | NY | Dispatch-Storage | EmissionsCost | 0 | [6 empty] | 0.34682 | 0
LCP_Inputs_ON_Electric_2023_04_03 | 2047 | CH4 Salt Cavern Storage - ON | Storage | Methane | NY | Dispatch-Storage | FuelCost | 0 | [6 empty] | 0.34682 | 0
LCP_Inputs_ON_Electric_2023_04_03 | 2047 | CH4 Salt Cavern Storage - ON | Storage | Methane | NY | Dispatch-Storage | VOM | 0 | [6 empty] | 0.34682 | 0
LCP_Inputs_ON_Electric_2023_04_03 | 2047 | CH4 Salt Cavern Storage - ON | Storage | Methane | ON | Dispatch-Storage | EmissionsCost | 0 | [6 empty] | 0.34682 | 0
LCP_Inputs_ON_Electric_2023_04_03 | 2047 | CH4 Salt Cavern Storage - ON | Storage | Methane | ON | Dispatch-Storage | FuelCost | 0 | [6 empty] | 0.34682 | 0
LCP_Inputs_ON_Electric_2023_04_03 | 2047 | CH4 Salt Cavern Storage - ON | Storage | Methane | ON | Dispatch-Storage | VOM | 0 | [6 empty] | 0.34682 | 0
LCP_Inputs_ON_Electric_2023_04_03 | 2047 | CH4 Salt Cavern Storage - ON | Storage | Methane | PJ | Dispatch-Storage | EmissionsCost | 0 | [6 empty] | 0.34682 | 0
LCP_Inputs_ON_Electric_2023_04_03 | 2047 | CH4 Salt Cavern Storage - ON | Storage | Methane | PJ | Dispatch-Storage | FuelCost | 0 | [6 empty] | 0.34682 | 0
LCP_Inputs_ON_Electric_2023_04_03 | 2047 | CH4 Salt Cavern Storage - ON | Storage | Methane | PJ | Dispatch-Storage | VOM | 0 | [6 empty] | 0.34682 | 0
LCP_Inputs_ON_Electric_2023_04_03 | 2047 | CH4 Salt Cavern Storage - ON | Storage | Methane | QC | Dispatch-Storage | EmissionsCost | 0 | [6 empty] | 0.34682 | 0
LCP_Inputs_ON_Electric_2023_04_03 | 2047 | CH4 Salt Cavern Storage - ON | Storage | Methane | QC | Dispatch-Storage | FuelCost | 0 | [6 empty] | 0.34682 | 0
LCP_Inputs_ON_Electric_2023_04_03 | 2047 | CH4 Salt Cavern Storage - ON | Storage | Methane | QC | Dispatch-Storage | VOM | 0 | [6 empty] | 0.34682 | 0
LCP_Inputs_ON_Electric_2023_04_03 | 2047 | CH4 Salt Cavern Storage - ON | Storage | Methane | WC | Dispatch-Storage | EmissionsCost | 0 | [6 empty] | 0.34682 | 0
LCP_Inputs_ON_Electric_2023_04_03 | 2047 | CH4 Salt Cavern Storage - ON | Storage | Methane | WC | Dispatch-Storage | FuelCost | 0 | [6 empty] | 0.34682 | 0
LCP_Inputs_ON_Electric_2023_04_03 | 2047 | CH4 Salt Cavern Storage - ON | Storage | Methane | WC | Dispatch-Storage | VOM | 0 | [6 empty] | 0.34682 | 0
LCP_Inputs_ON_Electric_2023_04_03 | 2047 | Electrolyser 2020/2030 | Crossload | Hydrogen | MI | Dispatch-Crossload | EmissionsCost | 0 | [6 empty] | 0.34682 | 0
LCP_Inputs_ON_Electric_2023_04_03 | 2047 | Electrolyser 2020/2030 | Crossload | Hydrogen | MI | Dispatch-Crossload | FuelCost | 0 | [6 empty] | 0.34682 | 0
LCP_Inputs_ON_Electric_2023_04_03 | 2047 | Electrolyser 2020/2030 | Crossload | Hydrogen | MI | Dispatch-Crossload | VOM | 0 | [6 empty] | 0.34682 | 0
LCP_Inputs_ON_Electric_2023_04_03 | 2047 | Electrolyser 2020/2030 | Crossload | Hydrogen | NY | Dispatch-Crossload | EmissionsCost | 0 | [6 empty] | 0.34682 | 0
LCP_Inputs_ON_Electric_2023_04_03 | 2047 | Electrolyser 2020/2030 | Crossload | Hydrogen | NY | Dispatch-Crossload | FuelCost | 0 | [6 empty] | 0.34682 | 0
LCP_Inputs_ON_Electric_2023_04_03 | 2047 | Electrolyser 2020/2030 | Crossload | Hydrogen | NY | Dispatch-Crossload | VOM | 0 | [6 empty] | 0.34682 | 0
LCP_Inputs_ON_Electric_2023_04_03 | 2047 | Electrolyser 2020/2030 | Crossload | Hydrogen | ON | Dispatch-Crossload | EmissionsCost | 0 | [6 empty] | 0.34682 | 0
LCP_Inputs_ON_Electric_2023_04_03 | 2047 | Electrolyser 2020/2030 | Crossload | Hydrogen | ON | Dispatch-Crossload | FuelCost | 0 | [6 empty] | 0.34682 | 0
LCP_Inputs_ON_Electric_2023_04_03 | 2047 | Electrolyser 2020/2030 | Crossload | Hydrogen | ON | Dispatch-Crossload | VOM | 0 | [6 empty] | 0.34682 | 0
LCP_Inputs_ON_Electric_2023_04_03 | 2047 | Electrolyser 2020/2030 | Crossload | Hydrogen | PJ | Dispatch-Crossload | EmissionsCost | 0 | [6 empty] | 0.34682 | 0
LCP_Inputs_ON_Electric_2023_04_03 | 2047 | Electrolyser 2020/2030 | Crossload | Hydrogen | PJ | Dispatch-Crossload | FuelCost | 0 | [6 empty] | 0.34682 | 0
LCP_Inputs_ON_Electric_2023_04_03 | 2047 | Electrolyser 2020/2030 | Crossload | Hydrogen | PJ | Dispatch-Crossload | VOM | 0 | [6 empty] | 0.34682 | 0
LCP_Inputs_ON_Electric_2023_04_03 | 2047 | Electrolyser 2020/2030 | Crossload | Hydrogen | QC | Dispatch-Crossload | EmissionsCost | 0 | [6 empty] | 0.34682 | 0
LCP_Inputs_ON_Electric_2023_04_03 | 2047 | Electrolyser 2020/2030 | Crossload | Hydrogen | QC | Dispatch-Crossload | FuelCost | 0 | [6 empty] | 0.34682 | 0
LCP_Inputs_ON_Electric_2023_04_03 | 2047 | Electrolyser 2020/2030 | Crossload | Hydrogen | QC | Dispatch-Crossload | VOM | 0 | [6 empty] | 0.34682 | 0
LCP_Inputs_ON_Electric_2023_04_03 | 2047 | Electrolyser 2020/2030 | Crossload | Hydrogen | WC | Dispatch-Crossload | EmissionsCost | 0 | [6 empty] | 0.34682 | 0
LCP_Inputs_ON_Electric_2023_04_03 | 2047 | Electrolyser 2020/2030 | Crossload | Hydrogen | WC | Dispatch-Crossload | FuelCost | 0 | [6 empty] | 0.34682 | 0
LCP_Inputs_ON_Electric_2023_04_03 | 2047 | Electrolyser 2020/2030 | Crossload | Hydrogen | WC | Dispatch-Crossload | VOM | 0 | [6 empty] | 0.34682 | 0
LCP_Inputs_ON_Electric_2023_04_03 | 2047 | Electrolyser 2040 | Crossload | Hydrogen | MI | Dispatch-Crossload | EmissionsCost | 0 | [6 empty] | 0.34682 | 0
LCP_Inputs_ON_Electric_2023_04_03 | 2047 | Electrolyser 2040 | Crossload | Hydrogen | MI | Dispatch-Crossload | FuelCost | 0 | [6 empty] | 0.34682 | 0
LCP_Inputs_ON_Electric_2023_04_03 | 2047 | Electrolyser 2040 | Crossload | Hydrogen | MI | Dispatch-Crossload | VOM | 0 | [6 empty] | 0.34682 | 0
LCP_Inputs_ON_Electric_2023_04_03 | 2047 | Electrolyser 2040 | Crossload | Hydrogen | NY | Dispatch-Crossload | EmissionsCost | 0 | [6 empty] | 0.34682 | 0
LCP_Inputs_ON_Electric_2023_04_03 | 2047 | Electrolyser 2040 | Crossload | Hydrogen | NY | Dispatch-Crossload | FuelCost | 0 | [6 empty] | 0.34682 | 0
LCP_Inputs_ON_Electric_2023_04_03 | 2047 | Electrolyser 2040 | Crossload | Hydrogen | NY | Dispatch-Crossload | VOM | 0 | [6 empty] | 0.34682 | 0
LCP_Inputs_ON_Electric_2023_04_03 | 2047 | Electrolyser 2040 | Crossload | Hydrogen | ON | Dispatch-Crossload | EmissionsCost | 0 | [6 empty] | 0.34682 | 0
LCP_Inputs_ON_Electric_2023_04_03 | 2047 | Electrolyser 2040 | Crossload | Hydrogen | ON | Dispatch-Crossload | FuelCost | 0 | [6 empty] | 0.34682 | 0
LCP_Inputs_ON_Electric_2023_04_03 | 2047 | Electrolyser 2040 | Crossload | Hydrogen | ON | Dispatch-Crossload | VOM | 0 | [6 empty] | 0.34682 | 0
LCP_Inputs_ON_Electric_2023_04_03 | 2047 | Electrolyser 2040 | Crossload | Hydrogen | PJ | Dispatch-Crossload | EmissionsCost | 0 | [6 empty] | 0.34682 | 0
LCP_Inputs_ON_Electric_2023_04_03 | 2047 | Electrolyser 2040 | Crossload | Hydrogen | PJ | Dispatch-Crossload | FuelCost | 0 | [6 empty] | 0.34682 | 0
LCP_Inputs_ON_Electric_2023_04_03 | 2047 | Electrolyser 2040 | Crossload | Hydrogen | PJ | Dispatch-Crossload | VOM | 0 | [6 empty] | 0.34682 | 0
LCP_Inputs_ON_Electric_2023_04_03 | 2047 | Electrolyser 2040 | Crossload | Hydrogen | QC | Dispatch-Crossload | EmissionsCost | 0 | [6 empty] | 0.34682 | 0
LCP_Inputs_ON_Electric_2023_04_03 | 2047 | Electrolyser 2040 | Crossload | Hydrogen | QC | Dispatch-Crossload | FuelCost | 0 | [6 empty] | 0.34682 | 0
LCP_Inputs_ON_Electric_2023_04_03 | 2047 | Electrolyser 2040 | Crossload | Hydrogen | QC | Dispatch-Crossload | VOM | 0 | [6 empty] | 0.34682 | 0
LCP_Inputs_ON_Electric_2023_04_03 | 2047 | Electrolyser 2040 | Crossload | Hydrogen | WC | Dispatch-Crossload | EmissionsCost | 0 | [6 empty] | 0.34682 | 0
LCP_Inputs_ON_Electric_2023_04_03 | 2047 | Electrolyser 2040 | Crossload | Hydrogen | WC | Dispatch-Crossload | FuelCost | 0 | [6 empty] | 0.34682 | 0
LCP_Inputs_ON_Electric_2023_04_03 | 2047 | Electrolyser 2040 | Crossload | Hydrogen | WC | Dispatch-Crossload | VOM | 0 | [6 empty] | 0.34682 | 0
LCP_Inputs_ON_Electric_2023_04_03 | 2047 | Electrolyser 2050 | Crossload | Hydrogen | MI | Dispatch-Crossload | EmissionsCost | 0 | [6 empty] | 0.34682 | 0
LCP_Inputs_ON_Electric_2023_04_03 | 2047 | Electrolyser 2050 | Crossload | Hydrogen | MI | Dispatch-Crossload | FuelCost | 0 | [6 empty] | 0.34682 | 0
LCP_Inputs_ON_Electric_2023_04_03 | 2047 | Electrolyser 2050 | Crossload | Hydrogen | MI | Dispatch-Crossload | VOM | 0 | [6 empty] | 0.34682 | 0
LCP_Inputs_ON_Electric_2023_04_03 | 2047 | Electrolyser 2050 | Crossload | Hydrogen | NY | Dispatch-Crossload | EmissionsCost | 0 | [6 empty] | 0.34682 | 0
LCP_Inputs_ON_Electric_2023_04_03 | 2047 | Electrolyser 2050 | Crossload | Hydrogen | NY | Dispatch-Crossload | FuelCost | 0 | [6 empty] | 0.34682 | 0
LCP_Inputs_ON_Electric_2023_04_03 | 2047 | Electrolyser 2050 | Crossload | Hydrogen | NY | Dispatch-Crossload | VOM | 0 | [6 empty] | 0.34682 | 0
LCP_Inputs_ON_Electric_2023_04_03 | 2047 | Electrolyser 2050 | Crossload | Hydrogen | ON | Dispatch-Crossload | EmissionsCost | 0 | [6 empty] | 0.34682 | 0
LCP_Inputs_ON_Electric_2023_04_03 | 2047 | Electrolyser 2050 | Crossload | Hydrogen | ON | Dispatch-Crossload | FuelCost | 0 | [6 empty] | 0.34682 | 0
LCP_Inputs_ON_Electric_2023_04_03 | 2047 | Electrolyser 2050 | Crossload | Hydrogen | ON | Dispatch-Crossload | VOM | 0 | [6 empty] | 0.34682 | 0
LCP_Inputs_ON_Electric_2023_04_03 | 2047 | Electrolyser 2050 | Crossload | Hydrogen | PJ | Dispatch-Crossload | EmissionsCost | 0 | [6 empty] | 0.34682 | 0
LCP_Inputs_ON_Electric_2023_04_03 | 2047 | Electrolyser 2050 | Crossload | Hydrogen | PJ | Dispatch-Crossload | FuelCost | 0 | [6 empty] | 0.34682 | 0
LCP_Inputs_ON_Electric_2023_04_03 | 2047 | Electrolyser 2050 | Crossload | Hydrogen | PJ | Dispatch-Crossload | VOM | 0 | [6 empty] | 0.34682 | 0
LCP_Inputs_ON_Electric_2023_04_03 | 2047 | Electrolyser 2050 | Crossload | Hydrogen | QC | Dispatch-Crossload | EmissionsCost | 0 | [6 empty] | 0.34682 | 0
LCP_Inputs_ON_Electric_2023_04_03 | 2047 | Electrolyser 2050 | Crossload | Hydrogen | QC | Dispatch-Crossload | FuelCost | 0 | [6 empty] | 0.34682 | 0
LCP_Inputs_ON_Electric_2023_04_03 | 2047 | Electrolyser 2050 | Crossload | Hydrogen | QC | Dispatch-Crossload | VOM | 0 | [6 empty] | 0.34682 | 0
LCP_Inputs_ON_Electric_2023_04_03 | 2047 | Electrolyser 2050 | Crossload | Hydrogen | WC | Dispatch-Crossload | EmissionsCost | 0 | [6 empty] | 0.34682 | 0
LCP_Inputs_ON_Electric_2023_04_03 | 2047 | Electrolyser 2050 | Crossload | Hydrogen | WC | Dispatch-Crossload | FuelCost | 0 | [6 empty] | 0.34682 | 0
LCP_Inputs_ON_Electric_2023_04_03 | 2047 | Electrolyser 2050 | Crossload | Hydrogen | WC | Dispatch-Crossload | VOM | 0 | [6 empty] | 0.34682 | 0
LCP_Inputs_ON_Electric_2023_04_03 | 2047 | Fossil Fuel Thermal (Coal, Peat, Oil) | Generation | Electricity | MI | Dispatch-Generation | EmissionsCost | 0 | [6 empty] | 0.34682 | 0
LCP_Inputs_ON_Electric_2023_04_03 | 2047 | Fossil Fuel Thermal (Coal, Peat, Oil) | Generation | Electricity | MI | Dispatch-Generation | FuelCost | 0 | [6 empty] | 0.34682 | 0
LCP_Inputs_ON_Electric_2023_04_03 | 2047 | Fossil Fuel Thermal (Coal, Peat, Oil) | Generation | Electricity | MI | Dispatch-Generation | VOM | 0 | [6 empty] | 0.34682 | 0
LCP_Inputs_ON_Electric_2023_04_03 | 2047 | Fossil Fuel Thermal (Coal, Peat, Oil) | Generation | Electricity | NY | Dispatch-Generation | EmissionsCost | 0 | [6 empty] | 0.34682 | 0
LCP_Inputs_ON_Electric_2023_04_03 | 2047 | Fossil Fuel Thermal (Coal, Peat, Oil) | Generation | Electricity | NY | Dispatch-Generation | FuelCost | 0 | [6 empty] | 0.34682 | 0
LCP_Inputs_ON_Electric_2023_04_03 | 2047 | Fossil Fuel Thermal (Coal, Peat, Oil) | Generation | Electricity | NY | Dispatch-Generation | VOM | 0 | [6 empty] | 0.34682 | 0
LCP_Inputs_ON_Electric_2023_04_03 | 2047 | Fossil Fuel Thermal (Coal, Peat, Oil) | Generation | Electricity | ON | Dispatch-Generation | EmissionsCost | 0 | [6 empty] | 0.34682 | 0
LCP_Inputs_ON_Electric_2023_04_03 | 2047 | Fossil Fuel Thermal (Coal, Peat, Oil) | Generation | Electricity | ON | Dispatch-Generation | FuelCost | 0 | [6 empty] | 0.34682 | 0
LCP_Inputs_ON_Electric_2023_04_03 | 2047 | Fossil Fuel Thermal (Coal, Peat, Oil) | Generation | Electricity | ON | Dispatch-Generation | VOM | 0 | [6 empty] | 0.34682 | 0
LCP_Inputs_ON_Electric_2023_04_03 | 2047 | Fossil Fuel Thermal (Coal, Peat, Oil) | Generation | Electricity | PJ | Dispatch-Generation | EmissionsCost | 0 | [6 empty] | 0.34682 | 0
LCP_Inputs_ON_Electric_2023_04_03 | 2047 | Fossil Fuel Thermal (Coal, Peat, Oil) | Generation | Electricity | PJ | Dispatch-Generation | FuelCost | 0 | [6 empty] | 0.34682 | 0
LCP_Inputs_ON_Electric_2023_04_03 | 2047 | Fossil Fuel Thermal (Coal, Peat, Oil) | Generation | Electricity | PJ | Dispatch-Generation | VOM | 0 | [6 empty] | 0.34682 | 0
LCP_Inputs_ON_Electric_2023_04_03 | 2047 | Fossil Fuel Thermal (Coal, Peat, Oil) | Generation | Electricity | QC | Dispatch-Generation | EmissionsCost | 0 | [6 empty] | 0.34682 | 0
LCP_Inputs_ON_Electric_2023_04_03 | 2047 | Fossil Fuel Thermal (Coal, Peat, Oil) | Generation | Electricity | QC | Dispatch-Generation | FuelCost | 0 | [6 empty] | 0.34682 | 0
LCP_Inputs_ON_Electric_2023_04_03 | 2047 | Fossil Fuel Thermal (Coal, Peat, Oil) | Generation | Electricity | QC | Dispatch-Generation | VOM | 0 | [6 empty] | 0.34682 | 0
LCP_Inputs_ON_Electric_2023_04_03 | 2047 | Fossil Fuel Thermal (Coal, Peat, Oil) | Generation | Electricity | WC | Dispatch-Generation | EmissionsCost | 0 | [6 empty] | 0.34682 | 0
LCP_Inputs_ON_Electric_2023_04_03 | 2047 | Fossil Fuel Thermal (Coal, Peat, Oil) | Generation | Electricity | WC | Dispatch-Generation | FuelCost | 0 | [6 empty] | 0.34682 | 0
LCP_Inputs_ON_Electric_2023_04_03 | 2047 | Fossil Fuel Thermal (Coal, Peat, Oil) | Generation | Electricity | WC | Dispatch-Generation | VOM | 0 | [6 empty] | 0.34682 | 0
LCP_Inputs_ON_Electric_2023_04_03 | 2047 | Generic - Generator | Generation | Electricity | MI | Dispatch-Generation | EmissionsCost | 0 | [6 empty] | 0.34682 | 0
LCP_Inputs_ON_Electric_2023_04_03 | 2047 | Generic - Generator | Generation | Electricity | MI | Dispatch-Generation | FuelCost | 887937737.9402 | [6 empty] | 0.34682 | 307951520.7625
LCP_Inputs_ON_Electric_2023_04_03 | 2047 | Generic - Generator | Generation | Electricity | MI | Dispatch-Generation | VOM | 29039924.3521 | [6 empty] | 0.34682 | 10071526.9607
LCP_Inputs_ON_Electric_2023_04_03 | 2047 | Generic - Generator | Generation | Electricity | NY | Dispatch-Generation | EmissionsCost | 0 | [6 empty] | 0.34682 | 0
LCP_Inputs_ON_Electric_2023_04_03 | 2047 | Generic - Generator | Generation | Electricity | NY | Dispatch-Generation | FuelCost | 119338069.2274 | [6 empty] | 0.34682 | 41388419.8555
LCP_Inputs_ON_Electric_2023_04_03 | 2047 | Generic - Generator | Generation | Electricity | NY | Dispatch-Generation | VOM | 3902940.8872 | [6 empty] | 0.34682 | 1353604.5719
LCP_Inputs_ON_Electric_2023_04_03 | 2047 | Generic - Generator | Generation | Electricity | ON | Dispatch-Generation | EmissionsCost | 0 | [6 empty] | 0.34682 | 0
LCP_Inputs_ON_Electric_2023_04_03 | 2047 | Generic - Generator | Generation | Electricity | ON | Dispatch-Generation | FuelCost | 0 | [6 empty] | 0.34682 | 0
LCP_Inputs_ON_Electric_2023_04_03 | 2047 | Generic - Generator | Generation | Electricity | ON | Dispatch-Generation | VOM | 0 | [6 empty] | 0.34682 | 0
LCP_Inputs_ON_Electric_2023_04_03 | 2047 | Generic - Generator | Generation | Electricity | PJ | Dispatch-Generation | EmissionsCost | 0 | [6 empty] | 0.34682 | 0
LCP_Inputs_ON_Electric_2023_04_03 | 2047 | Generic - Generator | Generation | Electricity | PJ | Dispatch-Generation | FuelCost | 5522714443.0855 | [6 empty] | 0.34682 | 1915368880.9652
LCP_Inputs_ON_Electric_2023_04_03 | 2047 | Generic - Generator | Generation | Electricity | PJ | Dispatch-Generation | VOM | 180619882.2198 | [6 empty] | 0.34682 | 62641968.049
LCP_Inputs_ON_Electric_2023_04_03 | 2047 | Generic - Generator | Generation | Electricity | QC | Dispatch-Generation | EmissionsCost | 0 | [6 empty] | 0.34682 | 0
LCP_Inputs_ON_Electric_2023_04_03 | 2047 | Generic - Generator | Generation | Electricity | QC | Dispatch-Generation | FuelCost | 0 | [6 empty] | 0.34682 | 0
LCP_Inputs_ON_Electric_2023_04_03 | 2047 | Generic - Generator | Generation | Electricity | QC | Dispatch-Generation | VOM | 0 | [6 empty] | 0.34682 | 0
LCP_Inputs_ON_Electric_2023_04_03 | 2047 | Generic - Generator | Generation | Electricity | WC | Dispatch-Generation | EmissionsCost | 0 | [6 empty] | 0.34682 | 0
LCP_Inputs_ON_Electric_2023_04_03 | 2047 | Generic - Generator | Generation | Electricity | WC | Dispatch-Generation | FuelCost | 0 | [6 empty] | 0.34682 | 0
LCP_Inputs_ON_Electric_2023_04_03 | 2047 | Generic - Generator | Generation | Electricity | WC | Dispatch-Generation | VOM | 0 | [6 empty] | 0.34682 | 0
LCP_Inputs_ON_Electric_2023_04_03 | 2047 | H2 Import - QC | Import | Hydrogen | MI | Dispatch-Import | EmissionsCost | 0 | [6 empty] | 0.34682 | 0
LCP_Inputs_ON_Electric_2023_04_03 | 2047 | H2 Import - QC | Import | Hydrogen | MI | Dispatch-Import | FuelCost | 0 | [6 empty] | 0.34682 | 0
LCP_Inputs_ON_Electric_2023_04_03 | 2047 | H2 Import - QC | Import | Hydrogen | MI | Dispatch-Import | VOM | 0 | [6 empty] | 0.34682 | 0
LCP_Inputs_ON_Electric_2023_04_03 | 2047 | H2 Import - QC | Import | Hydrogen | NY | Dispatch-Import | EmissionsCost | 0 | [6 empty] | 0.34682 | 0
LCP_Inputs_ON_Electric_2023_04_03 | 2047 | H2 Import - QC | Import | Hydrogen | NY | Dispatch-Import | FuelCost | 0 | [6 empty] | 0.34682 | 0
LCP_Inputs_ON_Electric_2023_04_03 | 2047 | H2 Import - QC | Import | Hydrogen | NY | Dispatch-Import | VOM | 0 | [6 empty] | 0.34682 | 0
LCP_Inputs_ON_Electric_2023_04_03 | 2047 | H2 Import - QC | Import | Hydrogen | ON | Dispatch-Import | EmissionsCost | 0 | [6 empty] | 0.34682 | 0
LCP_Inputs_ON_Electric_2023_04_03 | 2047 | H2 Import - QC | Import | Hydrogen | ON | Dispatch-Import | FuelCost | 0 | [6 empty] | 0.34682 | 0
LCP_Inputs_ON_Electric_2023_04_03 | 2047 | H2 Import - QC | Import | Hydrogen | ON | Dispatch-Import | VOM | 0 | [6 empty] | 0.34682 | 0
LCP_Inputs_ON_Electric_2023_04_03 | 2047 | H2 Import - QC | Import | Hydrogen | PJ | Dispatch-Import | EmissionsCost | 0 | [6 empty] | 0.34682 | 0
LCP_Inputs_ON_Electric_2023_04_03 | 2047 | H2 Import - QC | Import | Hydrogen | PJ | Dispatch-Import | FuelCost | 0 | [6 empty] | 0.34682 | 0
LCP_Inputs_ON_Electric_2023_04_03 | 2047 | H2 Import - QC | Import | Hydrogen | PJ | Dispatch-Import | VOM | 0 | [6 empty] | 0.34682 | 0
LCP_Inputs_ON_Electric_2023_04_03 | 2047 | H2 Import - QC | Import | Hydrogen | QC | Dispatch-Import | EmissionsCost | 0 | [6 empty] | 0.34682 | 0
LCP_Inputs_ON_Electric_2023_04_03 | 2047 | H2 Import - QC | Import | Hydrogen | QC | Dispatch-Import | FuelCost | 0 | [6 empty] | 0.34682 | 0
LCP_Inputs_ON_Electric_2023_04_03 | 2047 | H2 Import - QC | Import | Hydrogen | QC | Dispatch-Import | VOM | 0 | [6 empty] | 0.34682 | 0
LCP_Inputs_ON_Electric_2023_04_03 | 2047 | H2 Import - QC | Import | Hydrogen | WC | Dispatch-Import | EmissionsCost | 0 | [6 empty] | 0.34682 | 0
LCP_Inputs_ON_Electric_2023_04_03 | 2047 | H2 Import - QC | Import | Hydrogen | WC | Dispatch-Import | FuelCost | 0 | [6 empty] | 0.34682 | 0
LCP_Inputs_ON_Electric_2023_04_03 | 2047 | H2 Import - QC | Import | Hydrogen | WC | Dispatch-Import | VOM | 0 | [6 empty] | 0.34682 | 0
LCP_Inputs_ON_Electric_2023_04_03 | 2047 | H2 Import - WC | Import | Hydrogen | MI | Dispatch-Import | EmissionsCost | 0 | [6 empty] | 0.34682 | 0
LCP_Inputs_ON_Electric_2023_04_03 | 2047 | H2 Import - WC | Import | Hydrogen | MI | Dispatch-Import | FuelCost | 0 | [6 empty] | 0.34682 | 0
LCP_Inputs_ON_Electric_2023_04_03 | 2047 | H2 Import - WC | Import | Hydrogen | MI | Dispatch-Import | VOM | 0 | [6 empty] | 0.34682 | 0
LCP_Inputs_ON_Electric_2023_04_03 | 2047 | H2 Import - WC | Import | Hydrogen | NY | Dispatch-Import | EmissionsCost | 0 | [6 empty] | 0.34682 | 0
LCP_Inputs_ON_Electric_2023_04_03 | 2047 | H2 Import - WC | Import | Hydrogen | NY | Dispatch-Import | FuelCost | 0 | [6 empty] | 0.34682 | 0
LCP_Inputs_ON_Electric_2023_04_03 | 2047 | H2 Import - WC | Import | Hydrogen | NY | Dispatch-Import | VOM | 0 | [6 empty] | 0.34682 | 0
LCP_Inputs_ON_Electric_2023_04_03 | 2047 | H2 Import - WC | Import | Hydrogen | ON | Dispatch-Import | EmissionsCost | 0 | [6 empty] | 0.34682 | 0
LCP_Inputs_ON_Electric_2023_04_03 | 2047 | H2 Import - WC | Import | Hydrogen | ON | Dispatch-Import | FuelCost | 0 | [6 empty] | 0.34682 | 0
LCP_Inputs_ON_Electric_2023_04_03 | 2047 | H2 Import - WC | Import | Hydrogen | ON | Dispatch-Import | VOM | 0 | [6 empty] | 0.34682 | 0
LCP_Inputs_ON_Electric_2023_04_03 | 2047 | H2 Import - WC | Import | Hydrogen | PJ | Dispatch-Import | EmissionsCost | 0 | [6 empty] | 0.34682 | 0
LCP_Inputs_ON_Electric_2023_04_03 | 2047 | H2 Import - WC | Import | Hydrogen | PJ | Dispatch-Import | FuelCost | 0 | [6 empty] | 0.34682 | 0
LCP_Inputs_ON_Electric_2023_04_03 | 2047 | H2 Import - WC | Import | Hydrogen | PJ | Dispatch-Import | VOM | 0 | [6 empty] | 0.34682 | 0
LCP_Inputs_ON_Electric_2023_04_03 | 2047 | H2 Import - WC | Import | Hydrogen | QC | Dispatch-Import | EmissionsCost | 0 | [6 empty] | 0.34682 | 0
LCP_Inputs_ON_Electric_2023_04_03 | 2047 | H2 Import - WC | Import | Hydrogen | QC | Dispatch-Import | FuelCost | 0 | [6 empty] | 0.34682 | 0
LCP_Inputs_ON_Electric_2023_04_03 | 2047 | H2 Import - WC | Import | Hydrogen | QC | Dispatch-Import | VOM | 0 | [6 empty] | 0.34682 | 0
LCP_Inputs_ON_Electric_2023_04_03 | 2047 | H2 Import - WC | Import | Hydrogen | WC | Dispatch-Import | EmissionsCost | 0 | [6 empty] | 0.34682 | 0
LCP_Inputs_ON_Electric_2023_04_03 | 2047 | H2 Import - WC | Import | Hydrogen | WC | Dispatch-Import | FuelCost | 44020984.9366 | [6 empty] | 0.34682 | 15267207.0095
LCP_Inputs_ON_Electric_2023_04_03 | 2047 | H2 Import - WC | Import | Hydrogen | WC | Dispatch-Import | VOM | 0 | [6 empty] | 0.34682 | 0
LCP_Inputs_ON_Electric_2023_04_03 | 2047 | H2 Salt Cavern Storage - ON | Storage | Hydrogen | MI | Dispatch-Storage | EmissionsCost | 0 | [6 empty] | 0.34682 | 0
LCP_Inputs_ON_Electric_2023_04_03 | 2047 | H2 Salt Cavern Storage - ON | Storage | Hydrogen | MI | Dispatch-Storage | FuelCost | 0 | [6 empty] | 0.34682 | 0
LCP_Inputs_ON_Electric_2023_04_03 | 2047 | H2 Salt Cavern Storage - ON | Storage | Hydrogen | MI | Dispatch-Storage | VOM | 0 | [6 empty] | 0.34682 | 0
LCP_Inputs_ON_Electric_2023_04_03 | 2047 | H2 Salt Cavern Storage - ON | Storage | Hydrogen | NY | Dispatch-Storage | EmissionsCost | 0 | [6 empty] | 0.34682 | 0
LCP_Inputs_ON_Electric_2023_04_03 | 2047 | H2 Salt Cavern Storage - ON | Storage | Hydrogen | NY | Dispatch-Storage | FuelCost | 0 | [6 empty] | 0.34682 | 0
LCP_Inputs_ON_Electric_2023_04_03 | 2047 | H2 Salt Cavern Storage - ON | Storage | Hydrogen | NY | Dispatch-Storage | VOM | 0 | [6 empty] | 0.34682 | 0
LCP_Inputs_ON_Electric_2023_04_03 | 2047 | H2 Salt Cavern Storage - ON | Storage | Hydrogen | ON | Dispatch-Storage | EmissionsCost | 0 | [6 empty] | 0.34682 | 0
LCP_Inputs_ON_Electric_2023_04_03 | 2047 | H2 Salt Cavern Storage - ON | Storage | Hydrogen | ON | Dispatch-Storage | FuelCost | 0 | [6 empty] | 0.34682 | 0
LCP_Inputs_ON_Electric_2023_04_03 | 2047 | H2 Salt Cavern Storage - ON | Storage | Hydrogen | ON | Dispatch-Storage | VOM | 52587352.8626 | [6 empty] | 0.34682 | 18238165.3521
LCP_Inputs_ON_Electric_2023_04_03 | 2047 | H2 Salt Cavern Storage - ON | Storage | Hydrogen | PJ | Dispatch-Storage | EmissionsCost | 0 | [6 empty] | 0.34682 | 0
LCP_Inputs_ON_Electric_2023_04_03 | 2047 | H2 Salt Cavern Storage - ON | Storage | Hydrogen | PJ | Dispatch-Storage | FuelCost | 0 | [6 empty] | 0.34682 | 0
LCP_Inputs_ON_Electric_2023_04_03 | 2047 | H2 Salt Cavern Storage - ON | Storage | Hydrogen | PJ | Dispatch-Storage | VOM | 0 | [6 empty] | 0.34682 | 0
LCP_Inputs_ON_Electric_2023_04_03 | 2047 | H2 Salt Cavern Storage - ON | Storage | Hydrogen | QC | Dispatch-Storage | EmissionsCost | 0 | [6 empty] | 0.34682 | 0
LCP_Inputs_ON_Electric_2023_04_03 | 2047 | H2 Salt Cavern Storage - ON | Storage | Hydrogen | QC | Dispatch-Storage | FuelCost | 0 | [6 empty] | 0.34682 | 0
LCP_Inputs_ON_Electric_2023_04_03 | 2047 | H2 Salt Cavern Storage - ON | Storage | Hydrogen | QC | Dispatch-Storage | VOM | 0 | [6 empty] | 0.34682 | 0
LCP_Inputs_ON_Electric_2023_04_03 | 2047 | H2 Salt Cavern Storage - ON | Storage | Hydrogen | WC | Dispatch-Storage | EmissionsCost | 0 | [6 empty] | 0.34682 | 0
LCP_Inputs_ON_Electric_2023_04_03 | 2047 | H2 Salt Cavern Storage - ON | Storage | Hydrogen | WC | Dispatch-Storage | FuelCost | 0 | [6 empty] | 0.34682 | 0
LCP_Inputs_ON_Electric_2023_04_03 | 2047 | H2 Salt Cavern Storage - ON | Storage | Hydrogen | WC | Dispatch-Storage | VOM | 0 | [6 empty] | 0.34682 | 0
LCP_Inputs_ON_Electric_2023_04_03 | 2047 | Hydro | Generation | Electricity | MI | Dispatch-Generation | EmissionsCost | 0 | [6 empty] | 0.34682 | 0
LCP_Inputs_ON_Electric_2023_04_03 | 2047 | Hydro | Generation | Electricity | MI | Dispatch-Generation | FuelCost | 0 | [6 empty] | 0.34682 | 0
LCP_Inputs_ON_Electric_2023_04_03 | 2047 | Hydro | Generation | Electricity | MI | Dispatch-Generation | VOM | 0 | [6 empty] | 0.34682 | 0
LCP_Inputs_ON_Electric_2023_04_03 | 2047 | Hydro | Generation | Electricity | NY | Dispatch-Generation | EmissionsCost | 0 | [6 empty] | 0.34682 | 0
LCP_Inputs_ON_Electric_2023_04_03 | 2047 | Hydro | Generation | Electricity | NY | Dispatch-Generation | FuelCost | 0 | [6 empty] | 0.34682 | 0
LCP_Inputs_ON_Electric_2023_04_03 | 2047 | Hydro | Generation | Electricity | NY | Dispatch-Generation | VOM | 0 | [6 empty] | 0.34682 | 0
LCP_Inputs_ON_Electric_2023_04_03 | 2047 | Hydro | Generation | Electricity | ON | Dispatch-Generation | EmissionsCost | 0 | [6 empty] | 0.34682 | 0
LCP_Inputs_ON_Electric_2023_04_03 | 2047 | Hydro | Generation | Electricity | ON | Dispatch-Generation | FuelCost | 0 | [6 empty] | 0.34682 | 0
LCP_Inputs_ON_Electric_2023_04_03 | 2047 | Hydro | Generation | Electricity | ON | Dispatch-Generation | VOM | 0 | [6 empty] | 0.34682 | 0
LCP_Inputs_ON_Electric_2023_04_03 | 2047 | Hydro | Generation | Electricity | PJ | Dispatch-Generation | EmissionsCost | 0 | [6 empty] | 0.34682 | 0
LCP_Inputs_ON_Electric_2023_04_03 | 2047 | Hydro | Generation | Electricity | PJ | Dispatch-Generation | FuelCost | 0 | [6 empty] | 0.34682 | 0
LCP_Inputs_ON_Electric_2023_04_03 | 2047 | Hydro | Generation | Electricity | PJ | Dispatch-Generation | VOM | 0 | [6 empty] | 0.34682 | 0
LCP_Inputs_ON_Electric_2023_04_03 | 2047 | Hydro | Generation | Electricity | QC | Dispatch-Generation | EmissionsCost | 0 | [6 empty] | 0.34682 | 0
LCP_Inputs_ON_Electric_2023_04_03 | 2047 | Hydro | Generation | Electricity | QC | Dispatch-Generation | FuelCost | 0 | [6 empty] | 0.34682 | 0
LCP_Inputs_ON_Electric_2023_04_03 | 2047 | Hydro | Generation | Electricity | QC | Dispatch-Generation | VOM | 0 | [6 empty] | 0.34682 | 0
LCP_Inputs_ON_Electric_2023_04_03 | 2047 | Hydro | Generation | Electricity | WC | Dispatch-Generation | EmissionsCost | 0 | [6 empty] | 0.34682 | 0
LCP_Inputs_ON_Electric_2023_04_03 | 2047 | Hydro | Generation | Electricity | WC | Dispatch-Generation | FuelCost | 0 | [6 empty] | 0.34682 | 0
LCP_Inputs_ON_Electric_2023_04_03 | 2047 | Hydro | Generation | Electricity | WC | Dispatch-Generation | VOM | 0 | [6 empty] | 0.34682 | 0
LCP_Inputs_ON_Electric_2023_04_03 | 2047 | Hydro Pumped Storage | Storage | Electricity | MI | Dispatch-Storage | EmissionsCost | 0 | [6 empty] | 0.34682 | 0
LCP_Inputs_ON_Electric_2023_04_03 | 2047 | Hydro Pumped Storage | Storage | Electricity | MI | Dispatch-Storage | FuelCost | 0 | [6 empty] | 0.34682 | 0
LCP_Inputs_ON_Electric_2023_04_03 | 2047 | Hydro Pumped Storage | Storage | Electricity | MI | Dispatch-Storage | VOM | 0 | [6 empty] | 0.34682 | 0
LCP_Inputs_ON_Electric_2023_04_03 | 2047 | Hydro Pumped Storage | Storage | Electricity | NY | Dispatch-Storage | EmissionsCost | 0 | [6 empty] | 0.34682 | 0
LCP_Inputs_ON_Electric_2023_04_03 | 2047 | Hydro Pumped Storage | Storage | Electricity | NY | Dispatch-Storage | FuelCost | 0 | [6 empty] | 0.34682 | 0
LCP_Inputs_ON_Electric_2023_04_03 | 2047 | Hydro Pumped Storage | Storage | Electricity | NY | Dispatch-Storage | VOM | 0 | [6 empty] | 0.34682 | 0
LCP_Inputs_ON_Electric_2023_04_03 | 2047 | Hydro Pumped Storage | Storage | Electricity | ON | Dispatch-Storage | EmissionsCost | 0 | [6 empty] | 0.34682 | 0
LCP_Inputs_ON_Electric_2023_04_03 | 2047 | Hydro Pumped Storage | Storage | Electricity | ON | Dispatch-Storage | FuelCost | 0 | [6 empty] | 0.34682 | 0
LCP_Inputs_ON_Electric_2023_04_03 | 2047 | Hydro Pumped Storage | Storage | Electricity | ON | Dispatch-Storage | VOM | 0 | [6 empty] | 0.34682 | 0
LCP_Inputs_ON_Electric_2023_04_03 | 2047 | Hydro Pumped Storage | Storage | Electricity | PJ | Dispatch-Storage | EmissionsCost | 0 | [6 empty] | 0.34682 | 0
LCP_Inputs_ON_Electric_2023_04_03 | 2047 | Hydro Pumped Storage | Storage | Electricity | PJ | Dispatch-Storage | FuelCost | 0 | [6 empty] | 0.34682 | 0
LCP_Inputs_ON_Electric_2023_04_03 | 2047 | Hydro Pumped Storage | Storage | Electricity | PJ | Dispatch-Storage | VOM | 0 | [6 empty] | 0.34682 | 0
LCP_Inputs_ON_Electric_2023_04_03 | 2047 | Hydro Pumped Storage | Storage | Electricity | QC | Dispatch-Storage | EmissionsCost | 0 | [6 empty] | 0.34682 | 0
LCP_Inputs_ON_Electric_2023_04_03 | 2047 | Hydro Pumped Storage | Storage | Electricity | QC | Dispatch-Storage | FuelCost | 0 | [6 empty] | 0.34682 | 0
LCP_Inputs_ON_Electric_2023_04_03 | 2047 | Hydro Pumped Storage | Storage | Electricity | QC | Dispatch-Storage | VOM | 0 | [6 empty] | 0.34682 | 0
LCP_Inputs_ON_Electric_2023_04_03 | 2047 | Hydro Pumped Storage | Storage | Electricity | WC | Dispatch-Storage | EmissionsCost | 0 | [6 empty] | 0.34682 | 0
LCP_Inputs_ON_Electric_2023_04_03 | 2047 | Hydro Pumped Storage | Storage | Electricity | WC | Dispatch-Storage | FuelCost | 0 | [6 empty] | 0.34682 | 0
LCP_Inputs_ON_Electric_2023_04_03 | 2047 | Hydro Pumped Storage | Storage | Electricity | WC | Dispatch-Storage | VOM | 0 | [6 empty] | 0.34682 | 0
LCP_Inputs_ON_Electric_2023_04_03 | 2047 | Nuclear | Generation | Electricity | MI | Dispatch-Generation | EmissionsCost | 0 | [6 empty] | 0.34682 | 0
LCP_Inputs_ON_Electric_2023_04_03 | 2047 | Nuclear | Generation | Electricity | MI | Dispatch-Generation | FuelCost | 0 | [6 empty] | 0.34682 | 0
LCP_Inputs_ON_Electric_2023_04_03 | 2047 | Nuclear | Generation | Electricity | MI | Dispatch-Generation | VOM | 2762866296.96 | [6 empty] | 0.34682 | 958207812.8429
LCP_Inputs_ON_Electric_2023_04_03 | 2047 | Nuclear | Generation | Electricity | NY | Dispatch-Generation | EmissionsCost | 0 | [6 empty] | 0.34682 | 0
LCP_Inputs_ON_Electric_2023_04_03 | 2047 | Nuclear | Generation | Electricity | NY | Dispatch-Generation | FuelCost | 0 | [6 empty] | 0.34682 | 0
LCP_Inputs_ON_Electric_2023_04_03 | 2047 | Nuclear | Generation | Electricity | NY | Dispatch-Generation | VOM | 2246155230.144 | [6 empty] | 0.34682 | 779003852.9009
LCP_Inputs_ON_Electric_2023_04_03 | 2047 | Nuclear | Generation | Electricity | ON | Dispatch-Generation | EmissionsCost | 0 | [6 empty] | 0.34682 | 0
LCP_Inputs_ON_Electric_2023_04_03 | 2047 | Nuclear | Generation | Electricity | ON | Dispatch-Generation | FuelCost | 0 | [6 empty] | 0.34682 | 0
LCP_Inputs_ON_Electric_2023_04_03 | 2047 | Nuclear | Generation | Electricity | ON | Dispatch-Generation | VOM | 7823178339.984 | [6 empty] | 0.34682 | 2713207879.3984
LCP_Inputs_ON_Electric_2023_04_03 | 2047 | Nuclear | Generation | Electricity | PJ | Dispatch-Generation | EmissionsCost | 0 | [6 empty] | 0.34682 | 0
LCP_Inputs_ON_Electric_2023_04_03 | 2047 | Nuclear | Generation | Electricity | PJ | Dispatch-Generation | FuelCost | 0 | [6 empty] | 0.34682 | 0
LCP_Inputs_ON_Electric_2023_04_03 | 2047 | Nuclear | Generation | Electricity | PJ | Dispatch-Generation | VOM | 6401347648.6848 | [6 empty] | 0.34682 | 2220093435.7346
LCP_Inputs_ON_Electric_2023_04_03 | 2047 | Nuclear | Generation | Electricity | QC | Dispatch-Generation | EmissionsCost | 0 | [6 empty] | 0.34682 | 0
LCP_Inputs_ON_Electric_2023_04_03 | 2047 | Nuclear | Generation | Electricity | QC | Dispatch-Generation | FuelCost | 0 | [6 empty] | 0.34682 | 0
LCP_Inputs_ON_Electric_2023_04_03 | 2047 | Nuclear | Generation | Electricity | QC | Dispatch-Generation | VOM | 0 | [6 empty] | 0.34682 | 0
LCP_Inputs_ON_Electric_2023_04_03 | 2047 | Nuclear | Generation | Electricity | WC | Dispatch-Generation | EmissionsCost | 0 | [6 empty] | 0.34682 | 0
LCP_Inputs_ON_Electric_2023_04_03 | 2047 | Nuclear | Generation | Electricity | WC | Dispatch-Generation | FuelCost | 0 | [6 empty] | 0.34682 | 0
LCP_Inputs_ON_Electric_2023_04_03 | 2047 | Nuclear | Generation | Electricity | WC | Dispatch-Generation | VOM | 0 | [6 empty] | 0.34682 | 0
LCP_Inputs_ON_Electric_2023_04_03 | 2047 | Nuclear SMR | Generation | Electricity | MI | Dispatch-Generation | EmissionsCost | 0 | [6 empty] | 0.34682 | 0
LCP_Inputs_ON_Electric_2023_04_03 | 2047 | Nuclear SMR | Generation | Electricity | MI | Dispatch-Generation | FuelCost | 0 | [6 empty] | 0.34682 | 0
LCP_Inputs_ON_Electric_2023_04_03 | 2047 | Nuclear SMR | Generation | Electricity | MI | Dispatch-Generation | VOM | 0 | [6 empty] | 0.34682 | 0
LCP_Inputs_ON_Electric_2023_04_03 | 2047 | Nuclear SMR | Generation | Electricity | NY | Dispatch-Generation | EmissionsCost | 0 | [6 empty] | 0.34682 | 0
LCP_Inputs_ON_Electric_2023_04_03 | 2047 | Nuclear SMR | Generation | Electricity | NY | Dispatch-Generation | FuelCost | 0 | [6 empty] | 0.34682 | 0
LCP_Inputs_ON_Electric_2023_04_03 | 2047 | Nuclear SMR | Generation | Electricity | NY | Dispatch-Generation | VOM | 0 | [6 empty] | 0.34682 | 0
LCP_Inputs_ON_Electric_2023_04_03 | 2047 | Nuclear SMR | Generation | Electricity | ON | Dispatch-Generation | EmissionsCost | 0 | [6 empty] | 0.34682 | 0
LCP_Inputs_ON_Electric_2023_04_03 | 2047 | Nuclear SMR | Generation | Electricity | ON | Dispatch-Generation | FuelCost | 0 | [6 empty] | 0.34682 | 0
LCP_Inputs_ON_Electric_2023_04_03 | 2047 | Nuclear SMR | Generation | Electricity | ON | Dispatch-Generation | VOM | 188861026.6733 | [6 empty] | 0.34682 | 65500133.5023
LCP_Inputs_ON_Electric_2023_04_03 | 2047 | Nuclear SMR | Generation | Electricity | PJ | Dispatch-Generation | EmissionsCost | 0 | [6 empty] | 0.34682 | 0
LCP_Inputs_ON_Electric_2023_04_03 | 2047 | Nuclear SMR | Generation | Electricity | PJ | Dispatch-Generation | FuelCost | 0 | [6 empty] | 0.34682 | 0
LCP_Inputs_ON_Electric_2023_04_03 | 2047 | Nuclear SMR | Generation | Electricity | PJ | Dispatch-Generation | VOM | 0 | [6 empty] | 0.34682 | 0
LCP_Inputs_ON_Electric_2023_04_03 | 2047 | Nuclear SMR | Generation | Electricity | QC | Dispatch-Generation | EmissionsCost | 0 | [6 empty] | 0.34682 | 0
LCP_Inputs_ON_Electric_2023_04_03 | 2047 | Nuclear SMR | Generation | Electricity | QC | Dispatch-Generation | FuelCost | 0 | [6 empty] | 0.34682 | 0
LCP_Inputs_ON_Electric_2023_04_03 | 2047 | Nuclear SMR | Generation | Electricity | QC | Dispatch-Generation | VOM | 0 | [6 empty] | 0.34682 | 0
LCP_Inputs_ON_Electric_2023_04_03 | 2047 | Nuclear SMR | Generation | Electricity | WC | Dispatch-Generation | EmissionsCost | 0 | [6 empty] | 0.34682 | 0
LCP_Inputs_ON_Electric_2023_04_03 | 2047 | Nuclear SMR | Generation | Electricity | WC | Dispatch-Generation | FuelCost | 0 | [6 empty] | 0.34682 | 0
LCP_Inputs_ON_Electric_2023_04_03 | 2047 | Nuclear SMR | Generation | Electricity | WC | Dispatch-Generation | VOM | 0 | [6 empty] | 0.34682 | 0
LCP_Inputs_ON_Electric_2023_04_03 | 2047 | O/CCGT - CH4 Existing | Crossload | Electricity | MI | Dispatch-Crossload | EmissionsCost | 0 | [6 empty] | 0.34682 | 0
LCP_Inputs_ON_Electric_2023_04_03 | 2047 | O/CCGT - CH4 Existing | Crossload | Electricity | MI | Dispatch-Crossload | FuelCost | 0 | [6 empty] | 0.34682 | 0
LCP_Inputs_ON_Electric_2023_04_03 | 2047 | O/CCGT - CH4 Existing | Crossload | Electricity | MI | Dispatch-Crossload | VOM | 0 | [6 empty] | 0.34682 | 0
LCP_Inputs_ON_Electric_2023_04_03 | 2047 | O/CCGT - CH4 Existing | Crossload | Electricity | NY | Dispatch-Crossload | EmissionsCost | 0 | [6 empty] | 0.34682 | 0
LCP_Inputs_ON_Electric_2023_04_03 | 2047 | O/CCGT - CH4 Existing | Crossload | Electricity | NY | Dispatch-Crossload | FuelCost | 0 | [6 empty] | 0.34682 | 0
LCP_Inputs_ON_Electric_2023_04_03 | 2047 | O/CCGT - CH4 Existing | Crossload | Electricity | NY | Dispatch-Crossload | VOM | 0 | [6 empty] | 0.34682 | 0
LCP_Inputs_ON_Electric_2023_04_03 | 2047 | O/CCGT - CH4 Existing | Crossload | Electricity | ON | Dispatch-Crossload | EmissionsCost | 4366216.5558 | [6 empty] | 0.34682 | 1514276.2503
LCP_Inputs_ON_Electric_2023_04_03 | 2047 | O/CCGT - CH4 Existing | Crossload | Electricity | ON | Dispatch-Crossload | FuelCost | 0 | [6 empty] | 0.34682 | 0
LCP_Inputs_ON_Electric_2023_04_03 | 2047 | O/CCGT - CH4 Existing | Crossload | Electricity | ON | Dispatch-Crossload | VOM | 155334.2065 | [6 empty] | 0.34682 | 53872.4767
LCP_Inputs_ON_Electric_2023_04_03 | 2047 | O/CCGT - CH4 Existing | Crossload | Electricity | PJ | Dispatch-Crossload | EmissionsCost | 0 | [6 empty] | 0.34682 | 0
LCP_Inputs_ON_Electric_2023_04_03 | 2047 | O/CCGT - CH4 Existing | Crossload | Electricity | PJ | Dispatch-Crossload | FuelCost | 0 | [6 empty] | 0.34682 | 0
LCP_Inputs_ON_Electric_2023_04_03 | 2047 | O/CCGT - CH4 Existing | Crossload | Electricity | PJ | Dispatch-Crossload | VOM | 0 | [6 empty] | 0.34682 | 0
LCP_Inputs_ON_Electric_2023_04_03 | 2047 | O/CCGT - CH4 Existing | Crossload | Electricity | QC | Dispatch-Crossload | EmissionsCost | 0 | [6 empty] | 0.34682 | 0
LCP_Inputs_ON_Electric_2023_04_03 | 2047 | O/CCGT - CH4 Existing | Crossload | Electricity | QC | Dispatch-Crossload | FuelCost | 0 | [6 empty] | 0.34682 | 0
LCP_Inputs_ON_Electric_2023_04_03 | 2047 | O/CCGT - CH4 Existing | Crossload | Electricity | QC | Dispatch-Crossload | VOM | 0 | [6 empty] | 0.34682 | 0
LCP_Inputs_ON_Electric_2023_04_03 | 2047 | O/CCGT - CH4 Existing | Crossload | Electricity | WC | Dispatch-Crossload | EmissionsCost | 0 | [6 empty] | 0.34682 | 0
LCP_Inputs_ON_Electric_2023_04_03 | 2047 | O/CCGT - CH4 Existing | Crossload | Electricity | WC | Dispatch-Crossload | FuelCost | 0 | [6 empty] | 0.34682 | 0
LCP_Inputs_ON_Electric_2023_04_03 | 2047 | O/CCGT - CH4 Existing | Crossload | Electricity | WC | Dispatch-Crossload | VOM | 0 | [6 empty] | 0.34682 | 0
LCP_Inputs_ON_Electric_2023_04_03 | 2047 | O/CCGT - CH4 New | Crossload | Electricity | MI | Dispatch-Crossload | EmissionsCost | 0 | [6 empty] | 0.34682 | 0
LCP_Inputs_ON_Electric_2023_04_03 | 2047 | O/CCGT - CH4 New | Crossload | Electricity | MI | Dispatch-Crossload | FuelCost | 0 | [6 empty] | 0.34682 | 0
LCP_Inputs_ON_Electric_2023_04_03 | 2047 | O/CCGT - CH4 New | Crossload | Electricity | MI | Dispatch-Crossload | VOM | 0 | [6 empty] | 0.34682 | 0
LCP_Inputs_ON_Electric_2023_04_03 | 2047 | O/CCGT - CH4 New | Crossload | Electricity | NY | Dispatch-Crossload | EmissionsCost | 0 | [6 empty] | 0.34682 | 0
LCP_Inputs_ON_Electric_2023_04_03 | 2047 | O/CCGT - CH4 New | Crossload | Electricity | NY | Dispatch-Crossload | FuelCost | 0 | [6 empty] | 0.34682 | 0
LCP_Inputs_ON_Electric_2023_04_03 | 2047 | O/CCGT - CH4 New | Crossload | Electricity | NY | Dispatch-Crossload | VOM | 0 | [6 empty] | 0.34682 | 0
LCP_Inputs_ON_Electric_2023_04_03 | 2047 | O/CCGT - CH4 New | Crossload | Electricity | ON | Dispatch-Crossload | EmissionsCost | 1534085.0461 | [6 empty] | 0.34682 | 532046.114
LCP_Inputs_ON_Electric_2023_04_03 | 2047 | O/CCGT - CH4 New | Crossload | Electricity | ON | Dispatch-Crossload | FuelCost | 0 | [6 empty] | 0.34682 | 0
LCP_Inputs_ON_Electric_2023_04_03 | 2047 | O/CCGT - CH4 New | Crossload | Electricity | ON | Dispatch-Crossload | VOM | 54577.2021 | [6 empty] | 0.34682 | 18928.278
LCP_Inputs_ON_Electric_2023_04_03 | 2047 | O/CCGT - CH4 New | Crossload | Electricity | PJ | Dispatch-Crossload | EmissionsCost | 0 | [6 empty] | 0.34682 | 0
LCP_Inputs_ON_Electric_2023_04_03 | 2047 | O/CCGT - CH4 New | Crossload | Electricity | PJ | Dispatch-Crossload | FuelCost | 0 | [6 empty] | 0.34682 | 0
LCP_Inputs_ON_Electric_2023_04_03 | 2047 | O/CCGT - CH4 New | Crossload | Electricity | PJ | Dispatch-Crossload | VOM | 0 | [6 empty] | 0.34682 | 0
LCP_Inputs_ON_Electric_2023_04_03 | 2047 | O/CCGT - CH4 New | Crossload | Electricity | QC | Dispatch-Crossload | EmissionsCost | 0 | [6 empty] | 0.34682 | 0
LCP_Inputs_ON_Electric_2023_04_03 | 2047 | O/CCGT - CH4 New | Crossload | Electricity | QC | Dispatch-Crossload | FuelCost | 0 | [6 empty] | 0.34682 | 0
LCP_Inputs_ON_Electric_2023_04_03 | 2047 | O/CCGT - CH4 New | Crossload | Electricity | QC | Dispatch-Crossload | VOM | 0 | [6 empty] | 0.34682 | 0
LCP_Inputs_ON_Electric_2023_04_03 | 2047 | O/CCGT - CH4 New | Crossload | Electricity | WC | Dispatch-Crossload | EmissionsCost | 0 | [6 empty] | 0.34682 | 0
LCP_Inputs_ON_Electric_2023_04_03 | 2047 | O/CCGT - CH4 New | Crossload | Electricity | WC | Dispatch-Crossload | FuelCost | 0 | [6 empty] | 0.34682 | 0
LCP_Inputs_ON_Electric_2023_04_03 | 2047 | O/CCGT - CH4 New | Crossload | Electricity | WC | Dispatch-Crossload | VOM | 0 | [6 empty] | 0.34682 | 0
LCP_Inputs_ON_Electric_2023_04_03 | 2047 | O/CCGT - H2 New | Crossload | Electricity | MI | Dispatch-Crossload | EmissionsCost | 0 | [6 empty] | 0.34682 | 0
LCP_Inputs_ON_Electric_2023_04_03 | 2047 | O/CCGT - H2 New | Crossload | Electricity | MI | Dispatch-Crossload | FuelCost | 0 | [6 empty] | 0.34682 | 0
LCP_Inputs_ON_Electric_2023_04_03 | 2047 | O/CCGT - H2 New | Crossload | Electricity | MI | Dispatch-Crossload | VOM | 0 | [6 empty] | 0.34682 | 0
LCP_Inputs_ON_Electric_2023_04_03 | 2047 | O/CCGT - H2 New | Crossload | Electricity | NY | Dispatch-Crossload | EmissionsCost | 0 | [6 empty] | 0.34682 | 0
LCP_Inputs_ON_Electric_2023_04_03 | 2047 | O/CCGT - H2 New | Crossload | Electricity | NY | Dispatch-Crossload | FuelCost | 0 | [6 empty] | 0.34682 | 0
LCP_Inputs_ON_Electric_2023_04_03 | 2047 | O/CCGT - H2 New | Crossload | Electricity | NY | Dispatch-Crossload | VOM | 0 | [6 empty] | 0.34682 | 0
LCP_Inputs_ON_Electric_2023_04_03 | 2047 | O/CCGT - H2 New | Crossload | Electricity | ON | Dispatch-Crossload | EmissionsCost | 0 | [6 empty] | 0.34682 | 0
LCP_Inputs_ON_Electric_2023_04_03 | 2047 | O/CCGT - H2 New | Crossload | Electricity | ON | Dispatch-Crossload | FuelCost | 0 | [6 empty] | 0.34682 | 0
LCP_Inputs_ON_Electric_2023_04_03 | 2047 | O/CCGT - H2 New | Crossload | Electricity | ON | Dispatch-Crossload | VOM | 1434951.3085 | [6 empty] | 0.34682 | 497664.8911
LCP_Inputs_ON_Electric_2023_04_03 | 2047 | O/CCGT - H2 New | Crossload | Electricity | PJ | Dispatch-Crossload | EmissionsCost | 0 | [6 empty] | 0.34682 | 0
LCP_Inputs_ON_Electric_2023_04_03 | 2047 | O/CCGT - H2 New | Crossload | Electricity | PJ | Dispatch-Crossload | FuelCost | 0 | [6 empty] | 0.34682 | 0
LCP_Inputs_ON_Electric_2023_04_03 | 2047 | O/CCGT - H2 New | Crossload | Electricity | PJ | Dispatch-Crossload | VOM | 0 | [6 empty] | 0.34682 | 0
LCP_Inputs_ON_Electric_2023_04_03 | 2047 | O/CCGT - H2 New | Crossload | Electricity | QC | Dispatch-Crossload | EmissionsCost | 0 | [6 empty] | 0.34682 | 0
LCP_Inputs_ON_Electric_2023_04_03 | 2047 | O/CCGT - H2 New | Crossload | Electricity | QC | Dispatch-Crossload | FuelCost | 0 | [6 empty] | 0.34682 | 0
LCP_Inputs_ON_Electric_2023_04_03 | 2047 | O/CCGT - H2 New | Crossload | Electricity | QC | Dispatch-Crossload | VOM | 0 | [6 empty] | 0.34682 | 0
LCP_Inputs_ON_Electric_2023_04_03 | 2047 | O/CCGT - H2 New | Crossload | Electricity | WC | Dispatch-Crossload | EmissionsCost | 0 | [6 empty] | 0.34682 | 0
LCP_Inputs_ON_Electric_2023_04_03 | 2047 | O/CCGT - H2 New | Crossload | Electricity | WC | Dispatch-Crossload | FuelCost | 0 | [6 empty] | 0.34682 | 0
LCP_Inputs_ON_Electric_2023_04_03 | 2047 | O/CCGT - H2 New | Crossload | Electricity | WC | Dispatch-Crossload | VOM | 0 | [6 empty] | 0.34682 | 0
LCP_Inputs_ON_Electric_2023_04_03 | 2047 | SMR CCS | Crossload | Hydrogen | MI | Dispatch-Crossload | EmissionsCost | 0 | [6 empty] | 0.34682 | 0
LCP_Inputs_ON_Electric_2023_04_03 | 2047 | SMR CCS | Crossload | Hydrogen | MI | Dispatch-Crossload | FuelCost | 0 | [6 empty] | 0.34682 | 0
LCP_Inputs_ON_Electric_2023_04_03 | 2047 | SMR CCS | Crossload | Hydrogen | MI | Dispatch-Crossload | VOM | 0 | [6 empty] | 0.34682 | 0
LCP_Inputs_ON_Electric_2023_04_03 | 2047 | SMR CCS | Crossload | Hydrogen | NY | Dispatch-Crossload | EmissionsCost | 0 | [6 empty] | 0.34682 | 0
LCP_Inputs_ON_Electric_2023_04_03 | 2047 | SMR CCS | Crossload | Hydrogen | NY | Dispatch-Crossload | FuelCost | 0 | [6 empty] | 0.34682 | 0
LCP_Inputs_ON_Electric_2023_04_03 | 2047 | SMR CCS | Crossload | Hydrogen | NY | Dispatch-Crossload | VOM | 0 | [6 empty] | 0.34682 | 0
LCP_Inputs_ON_Electric_2023_04_03 | 2047 | SMR CCS | Crossload | Hydrogen | ON | Dispatch-Crossload | EmissionsCost | 201797912.0831 | [6 empty] | 0.34682 | 69986859.7283
LCP_Inputs_ON_Electric_2023_04_03 | 2047 | SMR CCS | Crossload | Hydrogen | ON | Dispatch-Crossload | FuelCost | 0 | [6 empty] | 0.34682 | 0
LCP_Inputs_ON_Electric_2023_04_03 | 2047 | SMR CCS | Crossload | Hydrogen | ON | Dispatch-Crossload | VOM | 235403659.388 | [6 empty] | 0.34682 | 81641889.7453
LCP_Inputs_ON_Electric_2023_04_03 | 2047 | SMR CCS | Crossload | Hydrogen | PJ | Dispatch-Crossload | EmissionsCost | 0 | [6 empty] | 0.34682 | 0
LCP_Inputs_ON_Electric_2023_04_03 | 2047 | SMR CCS | Crossload | Hydrogen | PJ | Dispatch-Crossload | FuelCost | 0 | [6 empty] | 0.34682 | 0
LCP_Inputs_ON_Electric_2023_04_03 | 2047 | SMR CCS | Crossload | Hydrogen | PJ | Dispatch-Crossload | VOM | 0 | [6 empty] | 0.34682 | 0
LCP_Inputs_ON_Electric_2023_04_03 | 2047 | SMR CCS | Crossload | Hydrogen | QC | Dispatch-Crossload | EmissionsCost | 0 | [6 empty] | 0.34682 | 0
LCP_Inputs_ON_Electric_2023_04_03 | 2047 | SMR CCS | Crossload | Hydrogen | QC | Dispatch-Crossload | FuelCost | 0 | [6 empty] | 0.34682 | 0
LCP_Inputs_ON_Electric_2023_04_03 | 2047 | SMR CCS | Crossload | Hydrogen | QC | Dispatch-Crossload | VOM | 0 | [6 empty] | 0.34682 | 0
LCP_Inputs_ON_Electric_2023_04_03 | 2047 | SMR CCS | Crossload | Hydrogen | WC | Dispatch-Crossload | EmissionsCost | 0 | [6 empty] | 0.34682 | 0
LCP_Inputs_ON_Electric_2023_04_03 | 2047 | SMR CCS | Crossload | Hydrogen | WC | Dispatch-Crossload | FuelCost | 0 | [6 empty] | 0.34682 | 0
LCP_Inputs_ON_Electric_2023_04_03 | 2047 | SMR CCS | Crossload | Hydrogen | WC | Dispatch-Crossload | VOM | 0 | [6 empty] | 0.34682 | 0
LCP_Inputs_ON_Electric_2023_04_03 | 2047 | Solar PV | Generation | Electricity | MI | Dispatch-Generation | EmissionsCost | 0 | [6 empty] | 0.34682 | 0
LCP_Inputs_ON_Electric_2023_04_03 | 2047 | Solar PV | Generation | Electricity | MI | Dispatch-Generation | FuelCost | 0 | [6 empty] | 0.34682 | 0
LCP_Inputs_ON_Electric_2023_04_03 | 2047 | Solar PV | Generation | Electricity | MI | Dispatch-Generation | VOM | 0 | [6 empty] | 0.34682 | 0
LCP_Inputs_ON_Electric_2023_04_03 | 2047 | Solar PV | Generation | Electricity | NY | Dispatch-Generation | EmissionsCost | 0 | [6 empty] | 0.34682 | 0
LCP_Inputs_ON_Electric_2023_04_03 | 2047 | Solar PV | Generation | Electricity | NY | Dispatch-Generation | FuelCost | 0 | [6 empty] | 0.34682 | 0
LCP_Inputs_ON_Electric_2023_04_03 | 2047 | Solar PV | Generation | Electricity | NY | Dispatch-Generation | VOM | 0 | [6 empty] | 0.34682 | 0
LCP_Inputs_ON_Electric_2023_04_03 | 2047 | Solar PV | Generation | Electricity | ON | Dispatch-Generation | EmissionsCost | 0 | [6 empty] | 0.34682 | 0
LCP_Inputs_ON_Electric_2023_04_03 | 2047 | Solar PV | Generation | Electricity | ON | Dispatch-Generation | FuelCost | 0 | [6 empty] | 0.34682 | 0
LCP_Inputs_ON_Electric_2023_04_03 | 2047 | Solar PV | Generation | Electricity | ON | Dispatch-Generation | VOM | 0 | [6 empty] | 0.34682 | 0
LCP_Inputs_ON_Electric_2023_04_03 | 2047 | Solar PV | Generation | Electricity | PJ | Dispatch-Generation | EmissionsCost | 0 | [6 empty] | 0.34682 | 0
LCP_Inputs_ON_Electric_2023_04_03 | 2047 | Solar PV | Generation | Electricity | PJ | Dispatch-Generation | FuelCost | 0 | [6 empty] | 0.34682 | 0
LCP_Inputs_ON_Electric_2023_04_03 | 2047 | Solar PV | Generation | Electricity | PJ | Dispatch-Generation | VOM | 0 | [6 empty] | 0.34682 | 0
LCP_Inputs_ON_Electric_2023_04_03 | 2047 | Solar PV | Generation | Electricity | QC | Dispatch-Generation | EmissionsCost | 0 | [6 empty] | 0.34682 | 0
LCP_Inputs_ON_Electric_2023_04_03 | 2047 | Solar PV | Generation | Electricity | QC | Dispatch-Generation | FuelCost | 0 | [6 empty] | 0.34682 | 0
LCP_Inputs_ON_Electric_2023_04_03 | 2047 | Solar PV | Generation | Electricity | QC | Dispatch-Generation | VOM | 0 | [6 empty] | 0.34682 | 0
LCP_Inputs_ON_Electric_2023_04_03 | 2047 | Solar PV | Generation | Electricity | WC | Dispatch-Generation | EmissionsCost | 0 | [6 empty] | 0.34682 | 0
LCP_Inputs_ON_Electric_2023_04_03 | 2047 | Solar PV | Generation | Electricity | WC | Dispatch-Generation | FuelCost | 0 | [6 empty] | 0.34682 | 0
LCP_Inputs_ON_Electric_2023_04_03 | 2047 | Solar PV | Generation | Electricity | WC | Dispatch-Generation | VOM | 0 | [6 empty] | 0.34682 | 0
LCP_Inputs_ON_Electric_2023_04_03 | 2047 | Wind Offshore | Generation | Electricity | MI | Dispatch-Generation | EmissionsCost | 0 | [6 empty] | 0.34682 | 0
LCP_Inputs_ON_Electric_2023_04_03 | 2047 | Wind Offshore | Generation | Electricity | MI | Dispatch-Generation | FuelCost | 0 | [6 empty] | 0.34682 | 0
LCP_Inputs_ON_Electric_2023_04_03 | 2047 | Wind Offshore | Generation | Electricity | MI | Dispatch-Generation | VOM | 0 | [6 empty] | 0.34682 | 0
LCP_Inputs_ON_Electric_2023_04_03 | 2047 | Wind Offshore | Generation | Electricity | NY | Dispatch-Generation | EmissionsCost | 0 | [6 empty] | 0.34682 | 0
LCP_Inputs_ON_Electric_2023_04_03 | 2047 | Wind Offshore | Generation | Electricity | NY | Dispatch-Generation | FuelCost | 0 | [6 empty] | 0.34682 | 0
LCP_Inputs_ON_Electric_2023_04_03 | 2047 | Wind Offshore | Generation | Electricity | NY | Dispatch-Generation | VOM | 0 | [6 empty] | 0.34682 | 0
LCP_Inputs_ON_Electric_2023_04_03 | 2047 | Wind Offshore | Generation | Electricity | ON | Dispatch-Generation | EmissionsCost | 0 | [6 empty] | 0.34682 | 0
LCP_Inputs_ON_Electric_2023_04_03 | 2047 | Wind Offshore | Generation | Electricity | ON | Dispatch-Generation | FuelCost | 0 | [6 empty] | 0.34682 | 0
LCP_Inputs_ON_Electric_2023_04_03 | 2047 | Wind Offshore | Generation | Electricity | ON | Dispatch-Generation | VOM | 0 | [6 empty] | 0.34682 | 0
LCP_Inputs_ON_Electric_2023_04_03 | 2047 | Wind Offshore | Generation | Electricity | PJ | Dispatch-Generation | EmissionsCost | 0 | [6 empty] | 0.34682 | 0
LCP_Inputs_ON_Electric_2023_04_03 | 2047 | Wind Offshore | Generation | Electricity | PJ | Dispatch-Generation | FuelCost | 0 | [6 empty] | 0.34682 | 0
LCP_Inputs_ON_Electric_2023_04_03 | 2047 | Wind Offshore | Generation | Electricity | PJ | Dispatch-Generation | VOM | 0 | [6 empty] | 0.34682 | 0
LCP_Inputs_ON_Electric_2023_04_03 | 2047 | Wind Offshore | Generation | Electricity | QC | Dispatch-Generation | EmissionsCost | 0 | [6 empty] | 0.34682 | 0
LCP_Inputs_ON_Electric_2023_04_03 | 2047 | Wind Offshore | Generation | Electricity | QC | Dispatch-Generation | FuelCost | 0 | [6 empty] | 0.34682 | 0
LCP_Inputs_ON_Electric_2023_04_03 | 2047 | Wind Offshore | Generation | Electricity | QC | Dispatch-Generation | VOM | 0 | [6 empty] | 0.34682 | 0
LCP_Inputs_ON_Electric_2023_04_03 | 2047 | Wind Offshore | Generation | Electricity | WC | Dispatch-Generation | EmissionsCost | 0 | [6 empty] | 0.34682 | 0
LCP_Inputs_ON_Electric_2023_04_03 | 2047 | Wind Offshore | Generation | Electricity | WC | Dispatch-Generation | FuelCost | 0 | [6 empty] | 0.34682 | 0
LCP_Inputs_ON_Electric_2023_04_03 | 2047 | Wind Offshore | Generation | Electricity | WC | Dispatch-Generation | VOM | 0 | [6 empty] | 0.34682 | 0
LCP_Inputs_ON_Electric_2023_04_03 | 2047 | Wind Onshore | Generation | Electricity | MI | Dispatch-Generation | EmissionsCost | 0 | [6 empty] | 0.34682 | 0
LCP_Inputs_ON_Electric_2023_04_03 | 2047 | Wind Onshore | Generation | Electricity | MI | Dispatch-Generation | FuelCost | 0 | [6 empty] | 0.34682 | 0
LCP_Inputs_ON_Electric_2023_04_03 | 2047 | Wind Onshore | Generation | Electricity | MI | Dispatch-Generation | VOM | 0 | [6 empty] | 0.34682 | 0
LCP_Inputs_ON_Electric_2023_04_03 | 2047 | Wind Onshore | Generation | Electricity | NY | Dispatch-Generation | EmissionsCost | 0 | [6 empty] | 0.34682 | 0
LCP_Inputs_ON_Electric_2023_04_03 | 2047 | Wind Onshore | Generation | Electricity | NY | Dispatch-Generation | FuelCost | 0 | [6 empty] | 0.34682 | 0
LCP_Inputs_ON_Electric_2023_04_03 | 2047 | Wind Onshore | Generation | Electricity | NY | Dispatch-Generation | VOM | 0 | [6 empty] | 0.34682 | 0
LCP_Inputs_ON_Electric_2023_04_03 | 2047 | Wind Onshore | Generation | Electricity | ON | Dispatch-Generation | EmissionsCost | 0 | [6 empty] | 0.34682 | 0
LCP_Inputs_ON_Electric_2023_04_03 | 2047 | Wind Onshore | Generation | Electricity | ON | Dispatch-Generation | FuelCost | 0 | [6 empty] | 0.34682 | 0
LCP_Inputs_ON_Electric_2023_04_03 | 2047 | Wind Onshore | Generation | Electricity | ON | Dispatch-Generation | VOM | 0 | [6 empty] | 0.34682 | 0
LCP_Inputs_ON_Electric_2023_04_03 | 2047 | Wind Onshore | Generation | Electricity | PJ | Dispatch-Generation | EmissionsCost | 0 | [6 empty] | 0.34682 | 0
LCP_Inputs_ON_Electric_2023_04_03 | 2047 | Wind Onshore | Generation | Electricity | PJ | Dispatch-Generation | FuelCost | 0 | [6 empty] | 0.34682 | 0
LCP_Inputs_ON_Electric_2023_04_03 | 2047 | Wind Onshore | Generation | Electricity | PJ | Dispatch-Generation | VOM | 0 | [6 empty] | 0.34682 | 0
LCP_Inputs_ON_Electric_2023_04_03 | 2047 | Wind Onshore | Generation | Electricity | QC | Dispatch-Generation | EmissionsCost | 0 | [6 empty] | 0.34682 | 0
LCP_Inputs_ON_Electric_2023_04_03 | 2047 | Wind Onshore | Generation | Electricity | QC | Dispatch-Generation | FuelCost | 0 | [6 empty] | 0.34682 | 0
LCP_Inputs_ON_Electric_2023_04_03 | 2047 | Wind Onshore | Generation | Electricity | QC | Dispatch-Generation | VOM | 0 | [6 empty] | 0.34682 | 0
LCP_Inputs_ON_Electric_2023_04_03 | 2047 | Wind Onshore | Generation | Electricity | WC | Dispatch-Generation | EmissionsCost | 0 | [6 empty] | 0.34682 | 0
LCP_Inputs_ON_Electric_2023_04_03 | 2047 | Wind Onshore | Generation | Electricity | WC | Dispatch-Generation | FuelCost | 0 | [6 empty] | 0.34682 | 0
LCP_Inputs_ON_Electric_2023_04_03 | 2047 | Wind Onshore | Generation | Electricity | WC | Dispatch-Generation | VOM | 0 | [6 empty] | 0.34682 | 0
LCP_Inputs_ON_Electric_2023_04_03 | 2048 | Anaerobic Digestion | Generation | Methane | MI | Dispatch-Generation | EmissionsCost | 0 | [6 empty] | 0.33348 | 0
LCP_Inputs_ON_Electric_2023_04_03 | 2048 | Anaerobic Digestion | Generation | Methane | MI | Dispatch-Generation | FuelCost | 0 | [6 empty] | 0.33348 | 0
LCP_Inputs_ON_Electric_2023_04_03 | 2048 | Anaerobic Digestion | Generation | Methane | MI | Dispatch-Generation | VOM | 0 | [6 empty] | 0.33348 | 0
LCP_Inputs_ON_Electric_2023_04_03 | 2048 | Anaerobic Digestion | Generation | Methane | NY | Dispatch-Generation | EmissionsCost | 0 | [6 empty] | 0.33348 | 0
LCP_Inputs_ON_Electric_2023_04_03 | 2048 | Anaerobic Digestion | Generation | Methane | NY | Dispatch-Generation | FuelCost | 0 | [6 empty] | 0.33348 | 0
LCP_Inputs_ON_Electric_2023_04_03 | 2048 | Anaerobic Digestion | Generation | Methane | NY | Dispatch-Generation | VOM | 0 | [6 empty] | 0.33348 | 0
LCP_Inputs_ON_Electric_2023_04_03 | 2048 | Anaerobic Digestion | Generation | Methane | ON | Dispatch-Generation | EmissionsCost | 4244873.9669 | [6 empty] | 0.33348 | 1415569.8364
LCP_Inputs_ON_Electric_2023_04_03 | 2048 | Anaerobic Digestion | Generation | Methane | ON | Dispatch-Generation | FuelCost | 0 | [6 empty] | 0.33348 | 0
LCP_Inputs_ON_Electric_2023_04_03 | 2048 | Anaerobic Digestion | Generation | Methane | ON | Dispatch-Generation | VOM | 1125040000 | [6 empty] | 0.33348 | 375175494.2889
LCP_Inputs_ON_Electric_2023_04_03 | 2048 | Anaerobic Digestion | Generation | Methane | PJ | Dispatch-Generation | EmissionsCost | 0 | [6 empty] | 0.33348 | 0
LCP_Inputs_ON_Electric_2023_04_03 | 2048 | Anaerobic Digestion | Generation | Methane | PJ | Dispatch-Generation | FuelCost | 0 | [6 empty] | 0.33348 | 0
LCP_Inputs_ON_Electric_2023_04_03 | 2048 | Anaerobic Digestion | Generation | Methane | PJ | Dispatch-Generation | VOM | 0 | [6 empty] | 0.33348 | 0
LCP_Inputs_ON_Electric_2023_04_03 | 2048 | Anaerobic Digestion | Generation | Methane | QC | Dispatch-Generation | EmissionsCost | 0 | [6 empty] | 0.33348 | 0
LCP_Inputs_ON_Electric_2023_04_03 | 2048 | Anaerobic Digestion | Generation | Methane | QC | Dispatch-Generation | FuelCost | 0 | [6 empty] | 0.33348 | 0
LCP_Inputs_ON_Electric_2023_04_03 | 2048 | Anaerobic Digestion | Generation | Methane | QC | Dispatch-Generation | VOM | 0 | [6 empty] | 0.33348 | 0
LCP_Inputs_ON_Electric_2023_04_03 | 2048 | Anaerobic Digestion | Generation | Methane | WC | Dispatch-Generation | EmissionsCost | 0 | [6 empty] | 0.33348 | 0
LCP_Inputs_ON_Electric_2023_04_03 | 2048 | Anaerobic Digestion | Generation | Methane | WC | Dispatch-Generation | FuelCost | 0 | [6 empty] | 0.33348 | 0
LCP_Inputs_ON_Electric_2023_04_03 | 2048 | Anaerobic Digestion | Generation | Methane | WC | Dispatch-Generation | VOM | 0 | [6 empty] | 0.33348 | 0
LCP_Inputs_ON_Electric_2023_04_03 | 2048 | Battery Storage | Storage | Electricity | MI | Dispatch-Storage | EmissionsCost | 0 | [6 empty] | 0.33348 | 0
LCP_Inputs_ON_Electric_2023_04_03 | 2048 | Battery Storage | Storage | Electricity | MI | Dispatch-Storage | FuelCost | 0 | [6 empty] | 0.33348 | 0
LCP_Inputs_ON_Electric_2023_04_03 | 2048 | Battery Storage | Storage | Electricity | MI | Dispatch-Storage | VOM | 0 | [6 empty] | 0.33348 | 0
LCP_Inputs_ON_Electric_2023_04_03 | 2048 | Battery Storage | Storage | Electricity | NY | Dispatch-Storage | EmissionsCost | 0 | [6 empty] | 0.33348 | 0
LCP_Inputs_ON_Electric_2023_04_03 | 2048 | Battery Storage | Storage | Electricity | NY | Dispatch-Storage | FuelCost | 0 | [6 empty] | 0.33348 | 0
LCP_Inputs_ON_Electric_2023_04_03 | 2048 | Battery Storage | Storage | Electricity | NY | Dispatch-Storage | VOM | 0 | [6 empty] | 0.33348 | 0
LCP_Inputs_ON_Electric_2023_04_03 | 2048 | Battery Storage | Storage | Electricity | ON | Dispatch-Storage | EmissionsCost | 0 | [6 empty] | 0.33348 | 0
LCP_Inputs_ON_Electric_2023_04_03 | 2048 | Battery Storage | Storage | Electricity | ON | Dispatch-Storage | FuelCost | 0 | [6 empty] | 0.33348 | 0
LCP_Inputs_ON_Electric_2023_04_03 | 2048 | Battery Storage | Storage | Electricity | ON | Dispatch-Storage | VOM | 0 | [6 empty] | 0.33348 | 0
LCP_Inputs_ON_Electric_2023_04_03 | 2048 | Battery Storage | Storage | Electricity | PJ | Dispatch-Storage | EmissionsCost | 0 | [6 empty] | 0.33348 | 0
LCP_Inputs_ON_Electric_2023_04_03 | 2048 | Battery Storage | Storage | Electricity | PJ | Dispatch-Storage | FuelCost | 0 | [6 empty] | 0.33348 | 0
LCP_Inputs_ON_Electric_2023_04_03 | 2048 | Battery Storage | Storage | Electricity | PJ | Dispatch-Storage | VOM | 0 | [6 empty] | 0.33348 | 0
LCP_Inputs_ON_Electric_2023_04_03 | 2048 | Battery Storage | Storage | Electricity | QC | Dispatch-Storage | EmissionsCost | 0 | [6 empty] | 0.33348 | 0
LCP_Inputs_ON_Electric_2023_04_03 | 2048 | Battery Storage | Storage | Electricity | QC | Dispatch-Storage | FuelCost | 0 | [6 empty] | 0.33348 | 0
LCP_Inputs_ON_Electric_2023_04_03 | 2048 | Battery Storage | Storage | Electricity | QC | Dispatch-Storage | VOM | 0 | [6 empty] | 0.33348 | 0
LCP_Inputs_ON_Electric_2023_04_03 | 2048 | Battery Storage | Storage | Electricity | WC | Dispatch-Storage | EmissionsCost | 0 | [6 empty] | 0.33348 | 0
LCP_Inputs_ON_Electric_2023_04_03 | 2048 | Battery Storage | Storage | Electricity | WC | Dispatch-Storage | FuelCost | 0 | [6 empty] | 0.33348 | 0
LCP_Inputs_ON_Electric_2023_04_03 | 2048 | Battery Storage | Storage | Electricity | WC | Dispatch-Storage | VOM | 0 | [6 empty] | 0.33348 | 0
LCP_Inputs_ON_Electric_2023_04_03 | 2048 | Biomass | Generation | Electricity | MI | Dispatch-Generation | EmissionsCost | 0 | [6 empty] | 0.33348 | 0
LCP_Inputs_ON_Electric_2023_04_03 | 2048 | Biomass | Generation | Electricity | MI | Dispatch-Generation | FuelCost | 0 | [6 empty] | 0.33348 | 0
LCP_Inputs_ON_Electric_2023_04_03 | 2048 | Biomass | Generation | Electricity | MI | Dispatch-Generation | VOM | 0 | [6 empty] | 0.33348 | 0
LCP_Inputs_ON_Electric_2023_04_03 | 2048 | Biomass | Generation | Electricity | NY | Dispatch-Generation | EmissionsCost | 0 | [6 empty] | 0.33348 | 0
LCP_Inputs_ON_Electric_2023_04_03 | 2048 | Biomass | Generation | Electricity | NY | Dispatch-Generation | FuelCost | 0 | [6 empty] | 0.33348 | 0
LCP_Inputs_ON_Electric_2023_04_03 | 2048 | Biomass | Generation | Electricity | NY | Dispatch-Generation | VOM | 0 | [6 empty] | 0.33348 | 0
LCP_Inputs_ON_Electric_2023_04_03 | 2048 | Biomass | Generation | Electricity | ON | Dispatch-Generation | EmissionsCost | 0 | [6 empty] | 0.33348 | 0
LCP_Inputs_ON_Electric_2023_04_03 | 2048 | Biomass | Generation | Electricity | ON | Dispatch-Generation | FuelCost | 2449112.7273 | [6 empty] | 0.33348 | 816723.9192
LCP_Inputs_ON_Electric_2023_04_03 | 2048 | Biomass | Generation | Electricity | ON | Dispatch-Generation | VOM | 31430.28 | [6 empty] | 0.33348 | 10481.2903
LCP_Inputs_ON_Electric_2023_04_03 | 2048 | Biomass | Generation | Electricity | PJ | Dispatch-Generation | EmissionsCost | 0 | [6 empty] | 0.33348 | 0
LCP_Inputs_ON_Electric_2023_04_03 | 2048 | Biomass | Generation | Electricity | PJ | Dispatch-Generation | FuelCost | 0 | [6 empty] | 0.33348 | 0
LCP_Inputs_ON_Electric_2023_04_03 | 2048 | Biomass | Generation | Electricity | PJ | Dispatch-Generation | VOM | 0 | [6 empty] | 0.33348 | 0
LCP_Inputs_ON_Electric_2023_04_03 | 2048 | Biomass | Generation | Electricity | QC | Dispatch-Generation | EmissionsCost | 0 | [6 empty] | 0.33348 | 0
LCP_Inputs_ON_Electric_2023_04_03 | 2048 | Biomass | Generation | Electricity | QC | Dispatch-Generation | FuelCost | 122553.4753 | [6 empty] | 0.33348 | 40868.823
LCP_Inputs_ON_Electric_2023_04_03 | 2048 | Biomass | Generation | Electricity | QC | Dispatch-Generation | VOM | 1572.7696 | [6 empty] | 0.33348 | 524.4832
LCP_Inputs_ON_Electric_2023_04_03 | 2048 | Biomass | Generation | Electricity | WC | Dispatch-Generation | EmissionsCost | 0 | [6 empty] | 0.33348 | 0
LCP_Inputs_ON_Electric_2023_04_03 | 2048 | Biomass | Generation | Electricity | WC | Dispatch-Generation | FuelCost | 0 | [6 empty] | 0.33348 | 0
LCP_Inputs_ON_Electric_2023_04_03 | 2048 | Biomass | Generation | Electricity | WC | Dispatch-Generation | VOM | 0 | [6 empty] | 0.33348 | 0
LCP_Inputs_ON_Electric_2023_04_03 | 2048 | Biomass + CCS | Generation | Electricity | MI | Dispatch-Generation | EmissionsCost | 0 | [6 empty] | 0.33348 | 0
LCP_Inputs_ON_Electric_2023_04_03 | 2048 | Biomass + CCS | Generation | Electricity | MI | Dispatch-Generation | FuelCost | 0 | [6 empty] | 0.33348 | 0
LCP_Inputs_ON_Electric_2023_04_03 | 2048 | Biomass + CCS | Generation | Electricity | MI | Dispatch-Generation | VOM | 0 | [6 empty] | 0.33348 | 0
LCP_Inputs_ON_Electric_2023_04_03 | 2048 | Biomass + CCS | Generation | Electricity | NY | Dispatch-Generation | EmissionsCost | 0 | [6 empty] | 0.33348 | 0
LCP_Inputs_ON_Electric_2023_04_03 | 2048 | Biomass + CCS | Generation | Electricity | NY | Dispatch-Generation | FuelCost | 0 | [6 empty] | 0.33348 | 0
LCP_Inputs_ON_Electric_2023_04_03 | 2048 | Biomass + CCS | Generation | Electricity | NY | Dispatch-Generation | VOM | 0 | [6 empty] | 0.33348 | 0
LCP_Inputs_ON_Electric_2023_04_03 | 2048 | Biomass + CCS | Generation | Electricity | ON | Dispatch-Generation | EmissionsCost | -566815549.8142 | [6 empty] | 0.33348 | -189020216.2342
LCP_Inputs_ON_Electric_2023_04_03 | 2048 | Biomass + CCS | Generation | Electricity | ON | Dispatch-Generation | FuelCost | 456060730.9091 | [6 empty] | 0.33348 | 152085979.2937
LCP_Inputs_ON_Electric_2023_04_03 | 2048 | Biomass + CCS | Generation | Electricity | ON | Dispatch-Generation | VOM | 3546136.7278 | [6 empty] | 0.33348 | 1182556.7088
LCP_Inputs_ON_Electric_2023_04_03 | 2048 | Biomass + CCS | Generation | Electricity | PJ | Dispatch-Generation | EmissionsCost | 0 | [6 empty] | 0.33348 | 0
LCP_Inputs_ON_Electric_2023_04_03 | 2048 | Biomass + CCS | Generation | Electricity | PJ | Dispatch-Generation | FuelCost | 0 | [6 empty] | 0.33348 | 0
LCP_Inputs_ON_Electric_2023_04_03 | 2048 | Biomass + CCS | Generation | Electricity | PJ | Dispatch-Generation | VOM | 0 | [6 empty] | 0.33348 | 0
LCP_Inputs_ON_Electric_2023_04_03 | 2048 | Biomass + CCS | Generation | Electricity | QC | Dispatch-Generation | EmissionsCost | 0 | [6 empty] | 0.33348 | 0
LCP_Inputs_ON_Electric_2023_04_03 | 2048 | Biomass + CCS | Generation | Electricity | QC | Dispatch-Generation | FuelCost | 0 | [6 empty] | 0.33348 | 0
LCP_Inputs_ON_Electric_2023_04_03 | 2048 | Biomass + CCS | Generation | Electricity | QC | Dispatch-Generation | VOM | 0 | [6 empty] | 0.33348 | 0
LCP_Inputs_ON_Electric_2023_04_03 | 2048 | Biomass + CCS | Generation | Electricity | WC | Dispatch-Generation | EmissionsCost | 0 | [6 empty] | 0.33348 | 0
LCP_Inputs_ON_Electric_2023_04_03 | 2048 | Biomass + CCS | Generation | Electricity | WC | Dispatch-Generation | FuelCost | 0 | [6 empty] | 0.33348 | 0
LCP_Inputs_ON_Electric_2023_04_03 | 2048 | Biomass + CCS | Generation | Electricity | WC | Dispatch-Generation | VOM | 0 | [6 empty] | 0.33348 | 0
LCP_Inputs_ON_Electric_2023_04_03 | 2048 | CH4 + CCS | Generation | Methane | MI | Dispatch-Generation | EmissionsCost | 0 | [6 empty] | 0.33348 | 0
LCP_Inputs_ON_Electric_2023_04_03 | 2048 | CH4 + CCS | Generation | Methane | MI | Dispatch-Generation | FuelCost | 0 | [6 empty] | 0.33348 | 0
LCP_Inputs_ON_Electric_2023_04_03 | 2048 | CH4 + CCS | Generation | Methane | MI | Dispatch-Generation | VOM | 0 | [6 empty] | 0.33348 | 0
LCP_Inputs_ON_Electric_2023_04_03 | 2048 | CH4 + CCS | Generation | Methane | NY | Dispatch-Generation | EmissionsCost | 0 | [6 empty] | 0.33348 | 0
LCP_Inputs_ON_Electric_2023_04_03 | 2048 | CH4 + CCS | Generation | Methane | NY | Dispatch-Generation | FuelCost | 0 | [6 empty] | 0.33348 | 0
LCP_Inputs_ON_Electric_2023_04_03 | 2048 | CH4 + CCS | Generation | Methane | NY | Dispatch-Generation | VOM | 0 | [6 empty] | 0.33348 | 0
LCP_Inputs_ON_Electric_2023_04_03 | 2048 | CH4 + CCS | Generation | Methane | ON | Dispatch-Generation | EmissionsCost | 84395478.3721 | [6 empty] | 0.33348 | 28143990.715
LCP_Inputs_ON_Electric_2023_04_03 | 2048 | CH4 + CCS | Generation | Methane | ON | Dispatch-Generation | FuelCost | 271488076.3116 | [6 empty] | 0.33348 | 90535157.1711
LCP_Inputs_ON_Electric_2023_04_03 | 2048 | CH4 + CCS | Generation | Methane | ON | Dispatch-Generation | VOM | 25812098.3333 | [6 empty] | 0.33348 | 8607753.2806
LCP_Inputs_ON_Electric_2023_04_03 | 2048 | CH4 + CCS | Generation | Methane | PJ | Dispatch-Generation | EmissionsCost | 0 | [6 empty] | 0.33348 | 0
LCP_Inputs_ON_Electric_2023_04_03 | 2048 | CH4 + CCS | Generation | Methane | PJ | Dispatch-Generation | FuelCost | 0 | [6 empty] | 0.33348 | 0
LCP_Inputs_ON_Electric_2023_04_03 | 2048 | CH4 + CCS | Generation | Methane | PJ | Dispatch-Generation | VOM | 0 | [6 empty] | 0.33348 | 0
LCP_Inputs_ON_Electric_2023_04_03 | 2048 | CH4 + CCS | Generation | Methane | QC | Dispatch-Generation | EmissionsCost | 0 | [6 empty] | 0.33348 | 0
LCP_Inputs_ON_Electric_2023_04_03 | 2048 | CH4 + CCS | Generation | Methane | QC | Dispatch-Generation | FuelCost | 0 | [6 empty] | 0.33348 | 0
LCP_Inputs_ON_Electric_2023_04_03 | 2048 | CH4 + CCS | Generation | Methane | QC | Dispatch-Generation | VOM | 0 | [6 empty] | 0.33348 | 0
LCP_Inputs_ON_Electric_2023_04_03 | 2048 | CH4 + CCS | Generation | Methane | WC | Dispatch-Generation | EmissionsCost | 0 | [6 empty] | 0.33348 | 0
LCP_Inputs_ON_Electric_2023_04_03 | 2048 | CH4 + CCS | Generation | Methane | WC | Dispatch-Generation | FuelCost | 0 | [6 empty] | 0.33348 | 0
LCP_Inputs_ON_Electric_2023_04_03 | 2048 | CH4 + CCS | Generation | Methane | WC | Dispatch-Generation | VOM | 0 | [6 empty] | 0.33348 | 0
LCP_Inputs_ON_Electric_2023_04_03 | 2048 | CH4 Import - NY 2020 | Import | Methane | MI | Dispatch-Import | EmissionsCost | 0 | [6 empty] | 0.33348 | 0
LCP_Inputs_ON_Electric_2023_04_03 | 2048 | CH4 Import - NY 2020 | Import | Methane | MI | Dispatch-Import | FuelCost | 0 | [6 empty] | 0.33348 | 0
LCP_Inputs_ON_Electric_2023_04_03 | 2048 | CH4 Import - NY 2020 | Import | Methane | MI | Dispatch-Import | VOM | 0 | [6 empty] | 0.33348 | 0
LCP_Inputs_ON_Electric_2023_04_03 | 2048 | CH4 Import - NY 2020 | Import | Methane | NY | Dispatch-Import | EmissionsCost | 0 | [6 empty] | 0.33348 | 0
LCP_Inputs_ON_Electric_2023_04_03 | 2048 | CH4 Import - NY 2020 | Import | Methane | NY | Dispatch-Import | FuelCost | 0 | [6 empty] | 0.33348 | 0
LCP_Inputs_ON_Electric_2023_04_03 | 2048 | CH4 Import - NY 2020 | Import | Methane | NY | Dispatch-Import | VOM | 0 | [6 empty] | 0.33348 | 0
LCP_Inputs_ON_Electric_2023_04_03 | 2048 | CH4 Import - NY 2020 | Import | Methane | ON | Dispatch-Import | EmissionsCost | 0 | [6 empty] | 0.33348 | 0
LCP_Inputs_ON_Electric_2023_04_03 | 2048 | CH4 Import - NY 2020 | Import | Methane | ON | Dispatch-Import | FuelCost | 0 | [6 empty] | 0.33348 | 0
LCP_Inputs_ON_Electric_2023_04_03 | 2048 | CH4 Import - NY 2020 | Import | Methane | ON | Dispatch-Import | VOM | 0 | [6 empty] | 0.33348 | 0
LCP_Inputs_ON_Electric_2023_04_03 | 2048 | CH4 Import - NY 2020 | Import | Methane | PJ | Dispatch-Import | EmissionsCost | 0 | [6 empty] | 0.33348 | 0
LCP_Inputs_ON_Electric_2023_04_03 | 2048 | CH4 Import - NY 2020 | Import | Methane | PJ | Dispatch-Import | FuelCost | 0 | [6 empty] | 0.33348 | 0
LCP_Inputs_ON_Electric_2023_04_03 | 2048 | CH4 Import - NY 2020 | Import | Methane | PJ | Dispatch-Import | VOM | 0 | [6 empty] | 0.33348 | 0
LCP_Inputs_ON_Electric_2023_04_03 | 2048 | CH4 Import - NY 2020 | Import | Methane | QC | Dispatch-Import | EmissionsCost | 0 | [6 empty] | 0.33348 | 0
LCP_Inputs_ON_Electric_2023_04_03 | 2048 | CH4 Import - NY 2020 | Import | Methane | QC | Dispatch-Import | FuelCost | 0 | [6 empty] | 0.33348 | 0
LCP_Inputs_ON_Electric_2023_04_03 | 2048 | CH4 Import - NY 2020 | Import | Methane | QC | Dispatch-Import | VOM | 0 | [6 empty] | 0.33348 | 0
LCP_Inputs_ON_Electric_2023_04_03 | 2048 | CH4 Import - NY 2020 | Import | Methane | WC | Dispatch-Import | EmissionsCost | 0 | [6 empty] | 0.33348 | 0
LCP_Inputs_ON_Electric_2023_04_03 | 2048 | CH4 Import - NY 2020 | Import | Methane | WC | Dispatch-Import | FuelCost | 0 | [6 empty] | 0.33348 | 0
LCP_Inputs_ON_Electric_2023_04_03 | 2048 | CH4 Import - NY 2020 | Import | Methane | WC | Dispatch-Import | VOM | 0 | [6 empty] | 0.33348 | 0
LCP_Inputs_ON_Electric_2023_04_03 | 2048 | CH4 Import - NY 2030 | Import | Methane | MI | Dispatch-Import | EmissionsCost | 0 | [6 empty] | 0.33348 | 0
LCP_Inputs_ON_Electric_2023_04_03 | 2048 | CH4 Import - NY 2030 | Import | Methane | MI | Dispatch-Import | FuelCost | 0 | [6 empty] | 0.33348 | 0
LCP_Inputs_ON_Electric_2023_04_03 | 2048 | CH4 Import - NY 2030 | Import | Methane | MI | Dispatch-Import | VOM | 0 | [6 empty] | 0.33348 | 0
LCP_Inputs_ON_Electric_2023_04_03 | 2048 | CH4 Import - NY 2030 | Import | Methane | NY | Dispatch-Import | EmissionsCost | 0 | [6 empty] | 0.33348 | 0
LCP_Inputs_ON_Electric_2023_04_03 | 2048 | CH4 Import - NY 2030 | Import | Methane | NY | Dispatch-Import | FuelCost | 0 | [6 empty] | 0.33348 | 0
LCP_Inputs_ON_Electric_2023_04_03 | 2048 | CH4 Import - NY 2030 | Import | Methane | NY | Dispatch-Import | VOM | 0 | [6 empty] | 0.33348 | 0
LCP_Inputs_ON_Electric_2023_04_03 | 2048 | CH4 Import - NY 2030 | Import | Methane | ON | Dispatch-Import | EmissionsCost | 0 | [6 empty] | 0.33348 | 0
LCP_Inputs_ON_Electric_2023_04_03 | 2048 | CH4 Import - NY 2030 | Import | Methane | ON | Dispatch-Import | FuelCost | 0 | [6 empty] | 0.33348 | 0
LCP_Inputs_ON_Electric_2023_04_03 | 2048 | CH4 Import - NY 2030 | Import | Methane | ON | Dispatch-Import | VOM | 0 | [6 empty] | 0.33348 | 0
LCP_Inputs_ON_Electric_2023_04_03 | 2048 | CH4 Import - NY 2030 | Import | Methane | PJ | Dispatch-Import | EmissionsCost | 0 | [6 empty] | 0.33348 | 0
LCP_Inputs_ON_Electric_2023_04_03 | 2048 | CH4 Import - NY 2030 | Import | Methane | PJ | Dispatch-Import | FuelCost | 0 | [6 empty] | 0.33348 | 0
LCP_Inputs_ON_Electric_2023_04_03 | 2048 | CH4 Import - NY 2030 | Import | Methane | PJ | Dispatch-Import | VOM | 0 | [6 empty] | 0.33348 | 0
LCP_Inputs_ON_Electric_2023_04_03 | 2048 | CH4 Import - NY 2030 | Import | Methane | QC | Dispatch-Import | EmissionsCost | 0 | [6 empty] | 0.33348 | 0
LCP_Inputs_ON_Electric_2023_04_03 | 2048 | CH4 Import - NY 2030 | Import | Methane | QC | Dispatch-Import | FuelCost | 0 | [6 empty] | 0.33348 | 0
LCP_Inputs_ON_Electric_2023_04_03 | 2048 | CH4 Import - NY 2030 | Import | Methane | QC | Dispatch-Import | VOM | 0 | [6 empty] | 0.33348 | 0
LCP_Inputs_ON_Electric_2023_04_03 | 2048 | CH4 Import - NY 2030 | Import | Methane | WC | Dispatch-Import | EmissionsCost | 0 | [6 empty] | 0.33348 | 0
LCP_Inputs_ON_Electric_2023_04_03 | 2048 | CH4 Import - NY 2030 | Import | Methane | WC | Dispatch-Import | FuelCost | 0 | [6 empty] | 0.33348 | 0
LCP_Inputs_ON_Electric_2023_04_03 | 2048 | CH4 Import - NY 2030 | Import | Methane | WC | Dispatch-Import | VOM | 0 | [6 empty] | 0.33348 | 0
LCP_Inputs_ON_Electric_2023_04_03 | 2048 | CH4 Import - NY 2040 | Import | Methane | MI | Dispatch-Import | EmissionsCost | 0 | [6 empty] | 0.33348 | 0
LCP_Inputs_ON_Electric_2023_04_03 | 2048 | CH4 Import - NY 2040 | Import | Methane | MI | Dispatch-Import | FuelCost | 0 | [6 empty] | 0.33348 | 0
LCP_Inputs_ON_Electric_2023_04_03 | 2048 | CH4 Import - NY 2040 | Import | Methane | MI | Dispatch-Import | VOM | 0 | [6 empty] | 0.33348 | 0
LCP_Inputs_ON_Electric_2023_04_03 | 2048 | CH4 Import - NY 2040 | Import | Methane | NY | Dispatch-Import | EmissionsCost | 2422180073.5024 | [6 empty] | 0.33348 | 807742485.8965
LCP_Inputs_ON_Electric_2023_04_03 | 2048 | CH4 Import - NY 2040 | Import | Methane | NY | Dispatch-Import | FuelCost | 758346581.876 | [6 empty] | 0.33348 | 252891500.4779
LCP_Inputs_ON_Electric_2023_04_03 | 2048 | CH4 Import - NY 2040 | Import | Methane | NY | Dispatch-Import | VOM | 0 | [6 empty] | 0.33348 | 0
LCP_Inputs_ON_Electric_2023_04_03 | 2048 | CH4 Import - NY 2040 | Import | Methane | ON | Dispatch-Import | EmissionsCost | 0 | [6 empty] | 0.33348 | 0
LCP_Inputs_ON_Electric_2023_04_03 | 2048 | CH4 Import - NY 2040 | Import | Methane | ON | Dispatch-Import | FuelCost | 0 | [6 empty] | 0.33348 | 0
LCP_Inputs_ON_Electric_2023_04_03 | 2048 | CH4 Import - NY 2040 | Import | Methane | ON | Dispatch-Import | VOM | 0 | [6 empty] | 0.33348 | 0
LCP_Inputs_ON_Electric_2023_04_03 | 2048 | CH4 Import - NY 2040 | Import | Methane | PJ | Dispatch-Import | EmissionsCost | 0 | [6 empty] | 0.33348 | 0
LCP_Inputs_ON_Electric_2023_04_03 | 2048 | CH4 Import - NY 2040 | Import | Methane | PJ | Dispatch-Import | FuelCost | 0 | [6 empty] | 0.33348 | 0
LCP_Inputs_ON_Electric_2023_04_03 | 2048 | CH4 Import - NY 2040 | Import | Methane | PJ | Dispatch-Import | VOM | 0 | [6 empty] | 0.33348 | 0
LCP_Inputs_ON_Electric_2023_04_03 | 2048 | CH4 Import - NY 2040 | Import | Methane | QC | Dispatch-Import | EmissionsCost | 0 | [6 empty] | 0.33348 | 0
LCP_Inputs_ON_Electric_2023_04_03 | 2048 | CH4 Import - NY 2040 | Import | Methane | QC | Dispatch-Import | FuelCost | 0 | [6 empty] | 0.33348 | 0
LCP_Inputs_ON_Electric_2023_04_03 | 2048 | CH4 Import - NY 2040 | Import | Methane | QC | Dispatch-Import | VOM | 0 | [6 empty] | 0.33348 | 0
LCP_Inputs_ON_Electric_2023_04_03 | 2048 | CH4 Import - NY 2040 | Import | Methane | WC | Dispatch-Import | EmissionsCost | 0 | [6 empty] | 0.33348 | 0
LCP_Inputs_ON_Electric_2023_04_03 | 2048 | CH4 Import - NY 2040 | Import | Methane | WC | Dispatch-Import | FuelCost | 0 | [6 empty] | 0.33348 | 0
LCP_Inputs_ON_Electric_2023_04_03 | 2048 | CH4 Import - NY 2040 | Import | Methane | WC | Dispatch-Import | VOM | 0 | [6 empty] | 0.33348 | 0
LCP_Inputs_ON_Electric_2023_04_03 | 2048 | CH4 Import - NY 2050 | Import | Methane | MI | Dispatch-Import | EmissionsCost | 0 | [6 empty] | 0.33348 | 0
LCP_Inputs_ON_Electric_2023_04_03 | 2048 | CH4 Import - NY 2050 | Import | Methane | MI | Dispatch-Import | FuelCost | 0 | [6 empty] | 0.33348 | 0
LCP_Inputs_ON_Electric_2023_04_03 | 2048 | CH4 Import - NY 2050 | Import | Methane | MI | Dispatch-Import | VOM | 0 | [6 empty] | 0.33348 | 0
LCP_Inputs_ON_Electric_2023_04_03 | 2048 | CH4 Import - NY 2050 | Import | Methane | NY | Dispatch-Import | EmissionsCost | 0 | [6 empty] | 0.33348 | 0
LCP_Inputs_ON_Electric_2023_04_03 | 2048 | CH4 Import - NY 2050 | Import | Methane | NY | Dispatch-Import | FuelCost | 0 | [6 empty] | 0.33348 | 0
LCP_Inputs_ON_Electric_2023_04_03 | 2048 | CH4 Import - NY 2050 | Import | Methane | NY | Dispatch-Import | VOM | 0 | [6 empty] | 0.33348 | 0
LCP_Inputs_ON_Electric_2023_04_03 | 2048 | CH4 Import - NY 2050 | Import | Methane | ON | Dispatch-Import | EmissionsCost | 0 | [6 empty] | 0.33348 | 0
LCP_Inputs_ON_Electric_2023_04_03 | 2048 | CH4 Import - NY 2050 | Import | Methane | ON | Dispatch-Import | FuelCost | 0 | [6 empty] | 0.33348 | 0
LCP_Inputs_ON_Electric_2023_04_03 | 2048 | CH4 Import - NY 2050 | Import | Methane | ON | Dispatch-Import | VOM | 0 | [6 empty] | 0.33348 | 0
LCP_Inputs_ON_Electric_2023_04_03 | 2048 | CH4 Import - NY 2050 | Import | Methane | PJ | Dispatch-Import | EmissionsCost | 0 | [6 empty] | 0.33348 | 0
LCP_Inputs_ON_Electric_2023_04_03 | 2048 | CH4 Import - NY 2050 | Import | Methane | PJ | Dispatch-Import | FuelCost | 0 | [6 empty] | 0.33348 | 0
LCP_Inputs_ON_Electric_2023_04_03 | 2048 | CH4 Import - NY 2050 | Import | Methane | PJ | Dispatch-Import | VOM | 0 | [6 empty] | 0.33348 | 0
LCP_Inputs_ON_Electric_2023_04_03 | 2048 | CH4 Import - NY 2050 | Import | Methane | QC | Dispatch-Import | EmissionsCost | 0 | [6 empty] | 0.33348 | 0
LCP_Inputs_ON_Electric_2023_04_03 | 2048 | CH4 Import - NY 2050 | Import | Methane | QC | Dispatch-Import | FuelCost | 0 | [6 empty] | 0.33348 | 0
LCP_Inputs_ON_Electric_2023_04_03 | 2048 | CH4 Import - NY 2050 | Import | Methane | QC | Dispatch-Import | VOM | 0 | [6 empty] | 0.33348 | 0
LCP_Inputs_ON_Electric_2023_04_03 | 2048 | CH4 Import - NY 2050 | Import | Methane | WC | Dispatch-Import | EmissionsCost | 0 | [6 empty] | 0.33348 | 0
LCP_Inputs_ON_Electric_2023_04_03 | 2048 | CH4 Import - NY 2050 | Import | Methane | WC | Dispatch-Import | FuelCost | 0 | [6 empty] | 0.33348 | 0
LCP_Inputs_ON_Electric_2023_04_03 | 2048 | CH4 Import - NY 2050 | Import | Methane | WC | Dispatch-Import | VOM | 0 | [6 empty] | 0.33348 | 0
LCP_Inputs_ON_Electric_2023_04_03 | 2048 | CH4 Import - WC 2020 | Import | Methane | MI | Dispatch-Import | EmissionsCost | 0 | [6 empty] | 0.33348 | 0
LCP_Inputs_ON_Electric_2023_04_03 | 2048 | CH4 Import - WC 2020 | Import | Methane | MI | Dispatch-Import | FuelCost | 0 | [6 empty] | 0.33348 | 0
LCP_Inputs_ON_Electric_2023_04_03 | 2048 | CH4 Import - WC 2020 | Import | Methane | MI | Dispatch-Import | VOM | 0 | [6 empty] | 0.33348 | 0
LCP_Inputs_ON_Electric_2023_04_03 | 2048 | CH4 Import - WC 2020 | Import | Methane | NY | Dispatch-Import | EmissionsCost | 0 | [6 empty] | 0.33348 | 0
LCP_Inputs_ON_Electric_2023_04_03 | 2048 | CH4 Import - WC 2020 | Import | Methane | NY | Dispatch-Import | FuelCost | 0 | [6 empty] | 0.33348 | 0
LCP_Inputs_ON_Electric_2023_04_03 | 2048 | CH4 Import - WC 2020 | Import | Methane | NY | Dispatch-Import | VOM | 0 | [6 empty] | 0.33348 | 0
LCP_Inputs_ON_Electric_2023_04_03 | 2048 | CH4 Import - WC 2020 | Import | Methane | ON | Dispatch-Import | EmissionsCost | 0 | [6 empty] | 0.33348 | 0
LCP_Inputs_ON_Electric_2023_04_03 | 2048 | CH4 Import - WC 2020 | Import | Methane | ON | Dispatch-Import | FuelCost | 0 | [6 empty] | 0.33348 | 0
LCP_Inputs_ON_Electric_2023_04_03 | 2048 | CH4 Import - WC 2020 | Import | Methane | ON | Dispatch-Import | VOM | 0 | [6 empty] | 0.33348 | 0
LCP_Inputs_ON_Electric_2023_04_03 | 2048 | CH4 Import - WC 2020 | Import | Methane | PJ | Dispatch-Import | EmissionsCost | 0 | [6 empty] | 0.33348 | 0
LCP_Inputs_ON_Electric_2023_04_03 | 2048 | CH4 Import - WC 2020 | Import | Methane | PJ | Dispatch-Import | FuelCost | 0 | [6 empty] | 0.33348 | 0
LCP_Inputs_ON_Electric_2023_04_03 | 2048 | CH4 Import - WC 2020 | Import | Methane | PJ | Dispatch-Import | VOM | 0 | [6 empty] | 0.33348 | 0
LCP_Inputs_ON_Electric_2023_04_03 | 2048 | CH4 Import - WC 2020 | Import | Methane | QC | Dispatch-Import | EmissionsCost | 0 | [6 empty] | 0.33348 | 0
LCP_Inputs_ON_Electric_2023_04_03 | 2048 | CH4 Import - WC 2020 | Import | Methane | QC | Dispatch-Import | FuelCost | 0 | [6 empty] | 0.33348 | 0
LCP_Inputs_ON_Electric_2023_04_03 | 2048 | CH4 Import - WC 2020 | Import | Methane | QC | Dispatch-Import | VOM | 0 | [6 empty] | 0.33348 | 0
LCP_Inputs_ON_Electric_2023_04_03 | 2048 | CH4 Import - WC 2020 | Import | Methane | WC | Dispatch-Import | EmissionsCost | 0 | [6 empty] | 0.33348 | 0
LCP_Inputs_ON_Electric_2023_04_03 | 2048 | CH4 Import - WC 2020 | Import | Methane | WC | Dispatch-Import | FuelCost | 0 | [6 empty] | 0.33348 | 0
LCP_Inputs_ON_Electric_2023_04_03 | 2048 | CH4 Import - WC 2020 | Import | Methane | WC | Dispatch-Import | VOM | 0 | [6 empty] | 0.33348 | 0
LCP_Inputs_ON_Electric_2023_04_03 | 2048 | CH4 Import - WC 2030 | Import | Methane | MI | Dispatch-Import | EmissionsCost | 0 | [6 empty] | 0.33348 | 0
LCP_Inputs_ON_Electric_2023_04_03 | 2048 | CH4 Import - WC 2030 | Import | Methane | MI | Dispatch-Import | FuelCost | 0 | [6 empty] | 0.33348 | 0
LCP_Inputs_ON_Electric_2023_04_03 | 2048 | CH4 Import - WC 2030 | Import | Methane | MI | Dispatch-Import | VOM | 0 | [6 empty] | 0.33348 | 0
LCP_Inputs_ON_Electric_2023_04_03 | 2048 | CH4 Import - WC 2030 | Import | Methane | NY | Dispatch-Import | EmissionsCost | 0 | [6 empty] | 0.33348 | 0
LCP_Inputs_ON_Electric_2023_04_03 | 2048 | CH4 Import - WC 2030 | Import | Methane | NY | Dispatch-Import | FuelCost | 0 | [6 empty] | 0.33348 | 0
LCP_Inputs_ON_Electric_2023_04_03 | 2048 | CH4 Import - WC 2030 | Import | Methane | NY | Dispatch-Import | VOM | 0 | [6 empty] | 0.33348 | 0
LCP_Inputs_ON_Electric_2023_04_03 | 2048 | CH4 Import - WC 2030 | Import | Methane | ON | Dispatch-Import | EmissionsCost | 0 | [6 empty] | 0.33348 | 0
LCP_Inputs_ON_Electric_2023_04_03 | 2048 | CH4 Import - WC 2030 | Import | Methane | ON | Dispatch-Import | FuelCost | 0 | [6 empty] | 0.33348 | 0
LCP_Inputs_ON_Electric_2023_04_03 | 2048 | CH4 Import - WC 2030 | Import | Methane | ON | Dispatch-Import | VOM | 0 | [6 empty] | 0.33348 | 0
LCP_Inputs_ON_Electric_2023_04_03 | 2048 | CH4 Import - WC 2030 | Import | Methane | PJ | Dispatch-Import | EmissionsCost | 0 | [6 empty] | 0.33348 | 0
LCP_Inputs_ON_Electric_2023_04_03 | 2048 | CH4 Import - WC 2030 | Import | Methane | PJ | Dispatch-Import | FuelCost | 0 | [6 empty] | 0.33348 | 0
LCP_Inputs_ON_Electric_2023_04_03 | 2048 | CH4 Import - WC 2030 | Import | Methane | PJ | Dispatch-Import | VOM | 0 | [6 empty] | 0.33348 | 0
LCP_Inputs_ON_Electric_2023_04_03 | 2048 | CH4 Import - WC 2030 | Import | Methane | QC | Dispatch-Import | EmissionsCost | 0 | [6 empty] | 0.33348 | 0
LCP_Inputs_ON_Electric_2023_04_03 | 2048 | CH4 Import - WC 2030 | Import | Methane | QC | Dispatch-Import | FuelCost | 0 | [6 empty] | 0.33348 | 0
LCP_Inputs_ON_Electric_2023_04_03 | 2048 | CH4 Import - WC 2030 | Import | Methane | QC | Dispatch-Import | VOM | 0 | [6 empty] | 0.33348 | 0
LCP_Inputs_ON_Electric_2023_04_03 | 2048 | CH4 Import - WC 2030 | Import | Methane | WC | Dispatch-Import | EmissionsCost | 0 | [6 empty] | 0.33348 | 0
LCP_Inputs_ON_Electric_2023_04_03 | 2048 | CH4 Import - WC 2030 | Import | Methane | WC | Dispatch-Import | FuelCost | 0 | [6 empty] | 0.33348 | 0
LCP_Inputs_ON_Electric_2023_04_03 | 2048 | CH4 Import - WC 2030 | Import | Methane | WC | Dispatch-Import | VOM | 0 | [6 empty] | 0.33348 | 0
LCP_Inputs_ON_Electric_2023_04_03 | 2048 | CH4 Import - WC 2040 | Import | Methane | MI | Dispatch-Import | EmissionsCost | 0 | [6 empty] | 0.33348 | 0
LCP_Inputs_ON_Electric_2023_04_03 | 2048 | CH4 Import - WC 2040 | Import | Methane | MI | Dispatch-Import | FuelCost | 0 | [6 empty] | 0.33348 | 0
LCP_Inputs_ON_Electric_2023_04_03 | 2048 | CH4 Import - WC 2040 | Import | Methane | MI | Dispatch-Import | VOM | 0 | [6 empty] | 0.33348 | 0
LCP_Inputs_ON_Electric_2023_04_03 | 2048 | CH4 Import - WC 2040 | Import | Methane | NY | Dispatch-Import | EmissionsCost | 0 | [6 empty] | 0.33348 | 0
LCP_Inputs_ON_Electric_2023_04_03 | 2048 | CH4 Import - WC 2040 | Import | Methane | NY | Dispatch-Import | FuelCost | 0 | [6 empty] | 0.33348 | 0
LCP_Inputs_ON_Electric_2023_04_03 | 2048 | CH4 Import - WC 2040 | Import | Methane | NY | Dispatch-Import | VOM | 0 | [6 empty] | 0.33348 | 0
LCP_Inputs_ON_Electric_2023_04_03 | 2048 | CH4 Import - WC 2040 | Import | Methane | ON | Dispatch-Import | EmissionsCost | 0 | [6 empty] | 0.33348 | 0
LCP_Inputs_ON_Electric_2023_04_03 | 2048 | CH4 Import - WC 2040 | Import | Methane | ON | Dispatch-Import | FuelCost | 0 | [6 empty] | 0.33348 | 0
LCP_Inputs_ON_Electric_2023_04_03 | 2048 | CH4 Import - WC 2040 | Import | Methane | ON | Dispatch-Import | VOM | 0 | [6 empty] | 0.33348 | 0
LCP_Inputs_ON_Electric_2023_04_03 | 2048 | CH4 Import - WC 2040 | Import | Methane | PJ | Dispatch-Import | EmissionsCost | 0 | [6 empty] | 0.33348 | 0
LCP_Inputs_ON_Electric_2023_04_03 | 2048 | CH4 Import - WC 2040 | Import | Methane | PJ | Dispatch-Import | FuelCost | 0 | [6 empty] | 0.33348 | 0
LCP_Inputs_ON_Electric_2023_04_03 | 2048 | CH4 Import - WC 2040 | Import | Methane | PJ | Dispatch-Import | VOM | 0 | [6 empty] | 0.33348 | 0
LCP_Inputs_ON_Electric_2023_04_03 | 2048 | CH4 Import - WC 2040 | Import | Methane | QC | Dispatch-Import | EmissionsCost | 0 | [6 empty] | 0.33348 | 0
LCP_Inputs_ON_Electric_2023_04_03 | 2048 | CH4 Import - WC 2040 | Import | Methane | QC | Dispatch-Import | FuelCost | 0 | [6 empty] | 0.33348 | 0
LCP_Inputs_ON_Electric_2023_04_03 | 2048 | CH4 Import - WC 2040 | Import | Methane | QC | Dispatch-Import | VOM | 0 | [6 empty] | 0.33348 | 0
LCP_Inputs_ON_Electric_2023_04_03 | 2048 | CH4 Import - WC 2040 | Import | Methane | WC | Dispatch-Import | EmissionsCost | 2104859190.9353 | [6 empty] | 0.33348 | 701923120.3937
LCP_Inputs_ON_Electric_2023_04_03 | 2048 | CH4 Import - WC 2040 | Import | Methane | WC | Dispatch-Import | FuelCost | 658998391.6712 | [6 empty] | 0.33348 | 219761117.2321
LCP_Inputs_ON_Electric_2023_04_03 | 2048 | CH4 Import - WC 2040 | Import | Methane | WC | Dispatch-Import | VOM | 0 | [6 empty] | 0.33348 | 0
LCP_Inputs_ON_Electric_2023_04_03 | 2048 | CH4 Import - WC 2050 | Import | Methane | MI | Dispatch-Import | EmissionsCost | 0 | [6 empty] | 0.33348 | 0
LCP_Inputs_ON_Electric_2023_04_03 | 2048 | CH4 Import - WC 2050 | Import | Methane | MI | Dispatch-Import | FuelCost | 0 | [6 empty] | 0.33348 | 0
LCP_Inputs_ON_Electric_2023_04_03 | 2048 | CH4 Import - WC 2050 | Import | Methane | MI | Dispatch-Import | VOM | 0 | [6 empty] | 0.33348 | 0
LCP_Inputs_ON_Electric_2023_04_03 | 2048 | CH4 Import - WC 2050 | Import | Methane | NY | Dispatch-Import | EmissionsCost | 0 | [6 empty] | 0.33348 | 0
LCP_Inputs_ON_Electric_2023_04_03 | 2048 | CH4 Import - WC 2050 | Import | Methane | NY | Dispatch-Import | FuelCost | 0 | [6 empty] | 0.33348 | 0
LCP_Inputs_ON_Electric_2023_04_03 | 2048 | CH4 Import - WC 2050 | Import | Methane | NY | Dispatch-Import | VOM | 0 | [6 empty] | 0.33348 | 0
LCP_Inputs_ON_Electric_2023_04_03 | 2048 | CH4 Import - WC 2050 | Import | Methane | ON | Dispatch-Import | EmissionsCost | 0 | [6 empty] | 0.33348 | 0
LCP_Inputs_ON_Electric_2023_04_03 | 2048 | CH4 Import - WC 2050 | Import | Methane | ON | Dispatch-Import | FuelCost | 0 | [6 empty] | 0.33348 | 0
LCP_Inputs_ON_Electric_2023_04_03 | 2048 | CH4 Import - WC 2050 | Import | Methane | ON | Dispatch-Import | VOM | 0 | [6 empty] | 0.33348 | 0
LCP_Inputs_ON_Electric_2023_04_03 | 2048 | CH4 Import - WC 2050 | Import | Methane | PJ | Dispatch-Import | EmissionsCost | 0 | [6 empty] | 0.33348 | 0
LCP_Inputs_ON_Electric_2023_04_03 | 2048 | CH4 Import - WC 2050 | Import | Methane | PJ | Dispatch-Import | FuelCost | 0 | [6 empty] | 0.33348 | 0
LCP_Inputs_ON_Electric_2023_04_03 | 2048 | CH4 Import - WC 2050 | Import | Methane | PJ | Dispatch-Import | VOM | 0 | [6 empty] | 0.33348 | 0
LCP_Inputs_ON_Electric_2023_04_03 | 2048 | CH4 Import - WC 2050 | Import | Methane | QC | Dispatch-Import | EmissionsCost | 0 | [6 empty] | 0.33348 | 0
LCP_Inputs_ON_Electric_2023_04_03 | 2048 | CH4 Import - WC 2050 | Import | Methane | QC | Dispatch-Import | FuelCost | 0 | [6 empty] | 0.33348 | 0
LCP_Inputs_ON_Electric_2023_04_03 | 2048 | CH4 Import - WC 2050 | Import | Methane | QC | Dispatch-Import | VOM | 0 | [6 empty] | 0.33348 | 0
LCP_Inputs_ON_Electric_2023_04_03 | 2048 | CH4 Import - WC 2050 | Import | Methane | WC | Dispatch-Import | EmissionsCost | 0 | [6 empty] | 0.33348 | 0
LCP_Inputs_ON_Electric_2023_04_03 | 2048 | CH4 Import - WC 2050 | Import | Methane | WC | Dispatch-Import | FuelCost | 0 | [6 empty] | 0.33348 | 0
LCP_Inputs_ON_Electric_2023_04_03 | 2048 | CH4 Import - WC 2050 | Import | Methane | WC | Dispatch-Import | VOM | 0 | [6 empty] | 0.33348 | 0
LCP_Inputs_ON_Electric_2023_04_03 | 2048 | CH4 Salt Cavern Storage - ON | Storage | Methane | MI | Dispatch-Storage | EmissionsCost | 0 | [6 empty] | 0.33348 | 0
LCP_Inputs_ON_Electric_2023_04_03 | 2048 | CH4 Salt Cavern Storage - ON | Storage | Methane | MI | Dispatch-Storage | FuelCost | 0 | [6 empty] | 0.33348 | 0
LCP_Inputs_ON_Electric_2023_04_03 | 2048 | CH4 Salt Cavern Storage - ON | Storage | Methane | MI | Dispatch-Storage | VOM | 0 | [6 empty] | 0.33348 | 0
LCP_Inputs_ON_Electric_2023_04_03 | 2048 | CH4 Salt Cavern Storage - ON | Storage | Methane | NY | Dispatch-Storage | EmissionsCost | 0 | [6 empty] | 0.33348 | 0
LCP_Inputs_ON_Electric_2023_04_03 | 2048 | CH4 Salt Cavern Storage - ON | Storage | Methane | NY | Dispatch-Storage | FuelCost | 0 | [6 empty] | 0.33348 | 0
LCP_Inputs_ON_Electric_2023_04_03 | 2048 | CH4 Salt Cavern Storage - ON | Storage | Methane | NY | Dispatch-Storage | VOM | 0 | [6 empty] | 0.33348 | 0
LCP_Inputs_ON_Electric_2023_04_03 | 2048 | CH4 Salt Cavern Storage - ON | Storage | Methane | ON | Dispatch-Storage | EmissionsCost | 0 | [6 empty] | 0.33348 | 0
LCP_Inputs_ON_Electric_2023_04_03 | 2048 | CH4 Salt Cavern Storage - ON | Storage | Methane | ON | Dispatch-Storage | FuelCost | 0 | [6 empty] | 0.33348 | 0
LCP_Inputs_ON_Electric_2023_04_03 | 2048 | CH4 Salt Cavern Storage - ON | Storage | Methane | ON | Dispatch-Storage | VOM | 0 | [6 empty] | 0.33348 | 0
LCP_Inputs_ON_Electric_2023_04_03 | 2048 | CH4 Salt Cavern Storage - ON | Storage | Methane | PJ | Dispatch-Storage | EmissionsCost | 0 | [6 empty] | 0.33348 | 0
LCP_Inputs_ON_Electric_2023_04_03 | 2048 | CH4 Salt Cavern Storage - ON | Storage | Methane | PJ | Dispatch-Storage | FuelCost | 0 | [6 empty] | 0.33348 | 0
LCP_Inputs_ON_Electric_2023_04_03 | 2048 | CH4 Salt Cavern Storage - ON | Storage | Methane | PJ | Dispatch-Storage | VOM | 0 | [6 empty] | 0.33348 | 0
LCP_Inputs_ON_Electric_2023_04_03 | 2048 | CH4 Salt Cavern Storage - ON | Storage | Methane | QC | Dispatch-Storage | EmissionsCost | 0 | [6 empty] | 0.33348 | 0
LCP_Inputs_ON_Electric_2023_04_03 | 2048 | CH4 Salt Cavern Storage - ON | Storage | Methane | QC | Dispatch-Storage | FuelCost | 0 | [6 empty] | 0.33348 | 0
LCP_Inputs_ON_Electric_2023_04_03 | 2048 | CH4 Salt Cavern Storage - ON | Storage | Methane | QC | Dispatch-Storage | VOM | 0 | [6 empty] | 0.33348 | 0
LCP_Inputs_ON_Electric_2023_04_03 | 2048 | CH4 Salt Cavern Storage - ON | Storage | Methane | WC | Dispatch-Storage | EmissionsCost | 0 | [6 empty] | 0.33348 | 0
LCP_Inputs_ON_Electric_2023_04_03 | 2048 | CH4 Salt Cavern Storage - ON | Storage | Methane | WC | Dispatch-Storage | FuelCost | 0 | [6 empty] | 0.33348 | 0
LCP_Inputs_ON_Electric_2023_04_03 | 2048 | CH4 Salt Cavern Storage - ON | Storage | Methane | WC | Dispatch-Storage | VOM | 0 | [6 empty] | 0.33348 | 0
LCP_Inputs_ON_Electric_2023_04_03 | 2048 | Electrolyser 2020/2030 | Crossload | Hydrogen | MI | Dispatch-Crossload | EmissionsCost | 0 | [6 empty] | 0.33348 | 0
LCP_Inputs_ON_Electric_2023_04_03 | 2048 | Electrolyser 2020/2030 | Crossload | Hydrogen | MI | Dispatch-Crossload | FuelCost | 0 | [6 empty] | 0.33348 | 0
LCP_Inputs_ON_Electric_2023_04_03 | 2048 | Electrolyser 2020/2030 | Crossload | Hydrogen | MI | Dispatch-Crossload | VOM | 0 | [6 empty] | 0.33348 | 0
LCP_Inputs_ON_Electric_2023_04_03 | 2048 | Electrolyser 2020/2030 | Crossload | Hydrogen | NY | Dispatch-Crossload | EmissionsCost | 0 | [6 empty] | 0.33348 | 0
LCP_Inputs_ON_Electric_2023_04_03 | 2048 | Electrolyser 2020/2030 | Crossload | Hydrogen | NY | Dispatch-Crossload | FuelCost | 0 | [6 empty] | 0.33348 | 0
LCP_Inputs_ON_Electric_2023_04_03 | 2048 | Electrolyser 2020/2030 | Crossload | Hydrogen | NY | Dispatch-Crossload | VOM | 0 | [6 empty] | 0.33348 | 0
LCP_Inputs_ON_Electric_2023_04_03 | 2048 | Electrolyser 2020/2030 | Crossload | Hydrogen | ON | Dispatch-Crossload | EmissionsCost | 0 | [6 empty] | 0.33348 | 0
LCP_Inputs_ON_Electric_2023_04_03 | 2048 | Electrolyser 2020/2030 | Crossload | Hydrogen | ON | Dispatch-Crossload | FuelCost | 0 | [6 empty] | 0.33348 | 0
LCP_Inputs_ON_Electric_2023_04_03 | 2048 | Electrolyser 2020/2030 | Crossload | Hydrogen | ON | Dispatch-Crossload | VOM | 0 | [6 empty] | 0.33348 | 0
LCP_Inputs_ON_Electric_2023_04_03 | 2048 | Electrolyser 2020/2030 | Crossload | Hydrogen | PJ | Dispatch-Crossload | EmissionsCost | 0 | [6 empty] | 0.33348 | 0
LCP_Inputs_ON_Electric_2023_04_03 | 2048 | Electrolyser 2020/2030 | Crossload | Hydrogen | PJ | Dispatch-Crossload | FuelCost | 0 | [6 empty] | 0.33348 | 0
LCP_Inputs_ON_Electric_2023_04_03 | 2048 | Electrolyser 2020/2030 | Crossload | Hydrogen | PJ | Dispatch-Crossload | VOM | 0 | [6 empty] | 0.33348 | 0
LCP_Inputs_ON_Electric_2023_04_03 | 2048 | Electrolyser 2020/2030 | Crossload | Hydrogen | QC | Dispatch-Crossload | EmissionsCost | 0 | [6 empty] | 0.33348 | 0
LCP_Inputs_ON_Electric_2023_04_03 | 2048 | Electrolyser 2020/2030 | Crossload | Hydrogen | QC | Dispatch-Crossload | FuelCost | 0 | [6 empty] | 0.33348 | 0
LCP_Inputs_ON_Electric_2023_04_03 | 2048 | Electrolyser 2020/2030 | Crossload | Hydrogen | QC | Dispatch-Crossload | VOM | 0 | [6 empty] | 0.33348 | 0
LCP_Inputs_ON_Electric_2023_04_03 | 2048 | Electrolyser 2020/2030 | Crossload | Hydrogen | WC | Dispatch-Crossload | EmissionsCost | 0 | [6 empty] | 0.33348 | 0
LCP_Inputs_ON_Electric_2023_04_03 | 2048 | Electrolyser 2020/2030 | Crossload | Hydrogen | WC | Dispatch-Crossload | FuelCost | 0 | [6 empty] | 0.33348 | 0
LCP_Inputs_ON_Electric_2023_04_03 | 2048 | Electrolyser 2020/2030 | Crossload | Hydrogen | WC | Dispatch-Crossload | VOM | 0 | [6 empty] | 0.33348 | 0
LCP_Inputs_ON_Electric_2023_04_03 | 2048 | Electrolyser 2040 | Crossload | Hydrogen | MI | Dispatch-Crossload | EmissionsCost | 0 | [6 empty] | 0.33348 | 0
LCP_Inputs_ON_Electric_2023_04_03 | 2048 | Electrolyser 2040 | Crossload | Hydrogen | MI | Dispatch-Crossload | FuelCost | 0 | [6 empty] | 0.33348 | 0
LCP_Inputs_ON_Electric_2023_04_03 | 2048 | Electrolyser 2040 | Crossload | Hydrogen | MI | Dispatch-Crossload | VOM | 0 | [6 empty] | 0.33348 | 0
LCP_Inputs_ON_Electric_2023_04_03 | 2048 | Electrolyser 2040 | Crossload | Hydrogen | NY | Dispatch-Crossload | EmissionsCost | 0 | [6 empty] | 0.33348 | 0
LCP_Inputs_ON_Electric_2023_04_03 | 2048 | Electrolyser 2040 | Crossload | Hydrogen | NY | Dispatch-Crossload | FuelCost | 0 | [6 empty] | 0.33348 | 0
LCP_Inputs_ON_Electric_2023_04_03 | 2048 | Electrolyser 2040 | Crossload | Hydrogen | NY | Dispatch-Crossload | VOM | 0 | [6 empty] | 0.33348 | 0
LCP_Inputs_ON_Electric_2023_04_03 | 2048 | Electrolyser 2040 | Crossload | Hydrogen | ON | Dispatch-Crossload | EmissionsCost | 0 | [6 empty] | 0.33348 | 0
LCP_Inputs_ON_Electric_2023_04_03 | 2048 | Electrolyser 2040 | Crossload | Hydrogen | ON | Dispatch-Crossload | FuelCost | 0 | [6 empty] | 0.33348 | 0
LCP_Inputs_ON_Electric_2023_04_03 | 2048 | Electrolyser 2040 | Crossload | Hydrogen | ON | Dispatch-Crossload | VOM | 0 | [6 empty] | 0.33348 | 0
LCP_Inputs_ON_Electric_2023_04_03 | 2048 | Electrolyser 2040 | Crossload | Hydrogen | PJ | Dispatch-Crossload | EmissionsCost | 0 | [6 empty] | 0.33348 | 0
LCP_Inputs_ON_Electric_2023_04_03 | 2048 | Electrolyser 2040 | Crossload | Hydrogen | PJ | Dispatch-Crossload | FuelCost | 0 | [6 empty] | 0.33348 | 0
LCP_Inputs_ON_Electric_2023_04_03 | 2048 | Electrolyser 2040 | Crossload | Hydrogen | PJ | Dispatch-Crossload | VOM | 0 | [6 empty] | 0.33348 | 0
LCP_Inputs_ON_Electric_2023_04_03 | 2048 | Electrolyser 2040 | Crossload | Hydrogen | QC | Dispatch-Crossload | EmissionsCost | 0 | [6 empty] | 0.33348 | 0
LCP_Inputs_ON_Electric_2023_04_03 | 2048 | Electrolyser 2040 | Crossload | Hydrogen | QC | Dispatch-Crossload | FuelCost | 0 | [6 empty] | 0.33348 | 0
LCP_Inputs_ON_Electric_2023_04_03 | 2048 | Electrolyser 2040 | Crossload | Hydrogen | QC | Dispatch-Crossload | VOM | 0 | [6 empty] | 0.33348 | 0
LCP_Inputs_ON_Electric_2023_04_03 | 2048 | Electrolyser 2040 | Crossload | Hydrogen | WC | Dispatch-Crossload | EmissionsCost | 0 | [6 empty] | 0.33348 | 0
LCP_Inputs_ON_Electric_2023_04_03 | 2048 | Electrolyser 2040 | Crossload | Hydrogen | WC | Dispatch-Crossload | FuelCost | 0 | [6 empty] | 0.33348 | 0
LCP_Inputs_ON_Electric_2023_04_03 | 2048 | Electrolyser 2040 | Crossload | Hydrogen | WC | Dispatch-Crossload | VOM | 0 | [6 empty] | 0.33348 | 0
LCP_Inputs_ON_Electric_2023_04_03 | 2048 | Electrolyser 2050 | Crossload | Hydrogen | MI | Dispatch-Crossload | EmissionsCost | 0 | [6 empty] | 0.33348 | 0
LCP_Inputs_ON_Electric_2023_04_03 | 2048 | Electrolyser 2050 | Crossload | Hydrogen | MI | Dispatch-Crossload | FuelCost | 0 | [6 empty] | 0.33348 | 0
LCP_Inputs_ON_Electric_2023_04_03 | 2048 | Electrolyser 2050 | Crossload | Hydrogen | MI | Dispatch-Crossload | VOM | 0 | [6 empty] | 0.33348 | 0
LCP_Inputs_ON_Electric_2023_04_03 | 2048 | Electrolyser 2050 | Crossload | Hydrogen | NY | Dispatch-Crossload | EmissionsCost | 0 | [6 empty] | 0.33348 | 0
LCP_Inputs_ON_Electric_2023_04_03 | 2048 | Electrolyser 2050 | Crossload | Hydrogen | NY | Dispatch-Crossload | FuelCost | 0 | [6 empty] | 0.33348 | 0
LCP_Inputs_ON_Electric_2023_04_03 | 2048 | Electrolyser 2050 | Crossload | Hydrogen | NY | Dispatch-Crossload | VOM | 0 | [6 empty] | 0.33348 | 0
LCP_Inputs_ON_Electric_2023_04_03 | 2048 | Electrolyser 2050 | Crossload | Hydrogen | ON | Dispatch-Crossload | EmissionsCost | 0 | [6 empty] | 0.33348 | 0
LCP_Inputs_ON_Electric_2023_04_03 | 2048 | Electrolyser 2050 | Crossload | Hydrogen | ON | Dispatch-Crossload | FuelCost | 0 | [6 empty] | 0.33348 | 0
LCP_Inputs_ON_Electric_2023_04_03 | 2048 | Electrolyser 2050 | Crossload | Hydrogen | ON | Dispatch-Crossload | VOM | 0 | [6 empty] | 0.33348 | 0
LCP_Inputs_ON_Electric_2023_04_03 | 2048 | Electrolyser 2050 | Crossload | Hydrogen | PJ | Dispatch-Crossload | EmissionsCost | 0 | [6 empty] | 0.33348 | 0
LCP_Inputs_ON_Electric_2023_04_03 | 2048 | Electrolyser 2050 | Crossload | Hydrogen | PJ | Dispatch-Crossload | FuelCost | 0 | [6 empty] | 0.33348 | 0
LCP_Inputs_ON_Electric_2023_04_03 | 2048 | Electrolyser 2050 | Crossload | Hydrogen | PJ | Dispatch-Crossload | VOM | 0 | [6 empty] | 0.33348 | 0
LCP_Inputs_ON_Electric_2023_04_03 | 2048 | Electrolyser 2050 | Crossload | Hydrogen | QC | Dispatch-Crossload | EmissionsCost | 0 | [6 empty] | 0.33348 | 0
LCP_Inputs_ON_Electric_2023_04_03 | 2048 | Electrolyser 2050 | Crossload | Hydrogen | QC | Dispatch-Crossload | FuelCost | 0 | [6 empty] | 0.33348 | 0
LCP_Inputs_ON_Electric_2023_04_03 | 2048 | Electrolyser 2050 | Crossload | Hydrogen | QC | Dispatch-Crossload | VOM | 0 | [6 empty] | 0.33348 | 0
LCP_Inputs_ON_Electric_2023_04_03 | 2048 | Electrolyser 2050 | Crossload | Hydrogen | WC | Dispatch-Crossload | EmissionsCost | 0 | [6 empty] | 0.33348 | 0
LCP_Inputs_ON_Electric_2023_04_03 | 2048 | Electrolyser 2050 | Crossload | Hydrogen | WC | Dispatch-Crossload | FuelCost | 0 | [6 empty] | 0.33348 | 0
LCP_Inputs_ON_Electric_2023_04_03 | 2048 | Electrolyser 2050 | Crossload | Hydrogen | WC | Dispatch-Crossload | VOM | 0 | [6 empty] | 0.33348 | 0
LCP_Inputs_ON_Electric_2023_04_03 | 2048 | Fossil Fuel Thermal (Coal, Peat, Oil) | Generation | Electricity | MI | Dispatch-Generation | EmissionsCost | 0 | [6 empty] | 0.33348 | 0
LCP_Inputs_ON_Electric_2023_04_03 | 2048 | Fossil Fuel Thermal (Coal, Peat, Oil) | Generation | Electricity | MI | Dispatch-Generation | FuelCost | 0 | [6 empty] | 0.33348 | 0
LCP_Inputs_ON_Electric_2023_04_03 | 2048 | Fossil Fuel Thermal (Coal, Peat, Oil) | Generation | Electricity | MI | Dispatch-Generation | VOM | 0 | [6 empty] | 0.33348 | 0
LCP_Inputs_ON_Electric_2023_04_03 | 2048 | Fossil Fuel Thermal (Coal, Peat, Oil) | Generation | Electricity | NY | Dispatch-Generation | EmissionsCost | 0 | [6 empty] | 0.33348 | 0
LCP_Inputs_ON_Electric_2023_04_03 | 2048 | Fossil Fuel Thermal (Coal, Peat, Oil) | Generation | Electricity | NY | Dispatch-Generation | FuelCost | 0 | [6 empty] | 0.33348 | 0
LCP_Inputs_ON_Electric_2023_04_03 | 2048 | Fossil Fuel Thermal (Coal, Peat, Oil) | Generation | Electricity | NY | Dispatch-Generation | VOM | 0 | [6 empty] | 0.33348 | 0
LCP_Inputs_ON_Electric_2023_04_03 | 2048 | Fossil Fuel Thermal (Coal, Peat, Oil) | Generation | Electricity | ON | Dispatch-Generation | EmissionsCost | 0 | [6 empty] | 0.33348 | 0
LCP_Inputs_ON_Electric_2023_04_03 | 2048 | Fossil Fuel Thermal (Coal, Peat, Oil) | Generation | Electricity | ON | Dispatch-Generation | FuelCost | 0 | [6 empty] | 0.33348 | 0
LCP_Inputs_ON_Electric_2023_04_03 | 2048 | Fossil Fuel Thermal (Coal, Peat, Oil) | Generation | Electricity | ON | Dispatch-Generation | VOM | 0 | [6 empty] | 0.33348 | 0
LCP_Inputs_ON_Electric_2023_04_03 | 2048 | Fossil Fuel Thermal (Coal, Peat, Oil) | Generation | Electricity | PJ | Dispatch-Generation | EmissionsCost | 0 | [6 empty] | 0.33348 | 0
LCP_Inputs_ON_Electric_2023_04_03 | 2048 | Fossil Fuel Thermal (Coal, Peat, Oil) | Generation | Electricity | PJ | Dispatch-Generation | FuelCost | 0 | [6 empty] | 0.33348 | 0
LCP_Inputs_ON_Electric_2023_04_03 | 2048 | Fossil Fuel Thermal (Coal, Peat, Oil) | Generation | Electricity | PJ | Dispatch-Generation | VOM | 0 | [6 empty] | 0.33348 | 0
LCP_Inputs_ON_Electric_2023_04_03 | 2048 | Fossil Fuel Thermal (Coal, Peat, Oil) | Generation | Electricity | QC | Dispatch-Generation | EmissionsCost | 0 | [6 empty] | 0.33348 | 0
LCP_Inputs_ON_Electric_2023_04_03 | 2048 | Fossil Fuel Thermal (Coal, Peat, Oil) | Generation | Electricity | QC | Dispatch-Generation | FuelCost | 0 | [6 empty] | 0.33348 | 0
LCP_Inputs_ON_Electric_2023_04_03 | 2048 | Fossil Fuel Thermal (Coal, Peat, Oil) | Generation | Electricity | QC | Dispatch-Generation | VOM | 0 | [6 empty] | 0.33348 | 0
LCP_Inputs_ON_Electric_2023_04_03 | 2048 | Fossil Fuel Thermal (Coal, Peat, Oil) | Generation | Electricity | WC | Dispatch-Generation | EmissionsCost | 0 | [6 empty] | 0.33348 | 0
LCP_Inputs_ON_Electric_2023_04_03 | 2048 | Fossil Fuel Thermal (Coal, Peat, Oil) | Generation | Electricity | WC | Dispatch-Generation | FuelCost | 0 | [6 empty] | 0.33348 | 0
LCP_Inputs_ON_Electric_2023_04_03 | 2048 | Fossil Fuel Thermal (Coal, Peat, Oil) | Generation | Electricity | WC | Dispatch-Generation | VOM | 0 | [6 empty] | 0.33348 | 0
LCP_Inputs_ON_Electric_2023_04_03 | 2048 | Generic - Generator | Generation | Electricity | MI | Dispatch-Generation | EmissionsCost | 0 | [6 empty] | 0.33348 | 0
LCP_Inputs_ON_Electric_2023_04_03 | 2048 | Generic - Generator | Generation | Electricity | MI | Dispatch-Generation | FuelCost | 887937737.9402 | [6 empty] | 0.33348 | 296107231.5024
LCP_Inputs_ON_Electric_2023_04_03 | 2048 | Generic - Generator | Generation | Electricity | MI | Dispatch-Generation | VOM | 29039924.3521 | [6 empty] | 0.33348 | 9684160.5391
LCP_Inputs_ON_Electric_2023_04_03 | 2048 | Generic - Generator | Generation | Electricity | NY | Dispatch-Generation | EmissionsCost | 0 | [6 empty] | 0.33348 | 0
LCP_Inputs_ON_Electric_2023_04_03 | 2048 | Generic - Generator | Generation | Electricity | NY | Dispatch-Generation | FuelCost | 119338069.2274 | [6 empty] | 0.33348 | 39796557.5534
LCP_Inputs_ON_Electric_2023_04_03 | 2048 | Generic - Generator | Generation | Electricity | NY | Dispatch-Generation | VOM | 3902940.8872 | [6 empty] | 0.33348 | 1301542.8576
LCP_Inputs_ON_Electric_2023_04_03 | 2048 | Generic - Generator | Generation | Electricity | ON | Dispatch-Generation | EmissionsCost | 0 | [6 empty] | 0.33348 | 0
LCP_Inputs_ON_Electric_2023_04_03 | 2048 | Generic - Generator | Generation | Electricity | ON | Dispatch-Generation | FuelCost | 0 | [6 empty] | 0.33348 | 0
LCP_Inputs_ON_Electric_2023_04_03 | 2048 | Generic - Generator | Generation | Electricity | ON | Dispatch-Generation | VOM | 0 | [6 empty] | 0.33348 | 0
LCP_Inputs_ON_Electric_2023_04_03 | 2048 | Generic - Generator | Generation | Electricity | PJ | Dispatch-Generation | EmissionsCost | 0 | [6 empty] | 0.33348 | 0
LCP_Inputs_ON_Electric_2023_04_03 | 2048 | Generic - Generator | Generation | Electricity | PJ | Dispatch-Generation | FuelCost | 5522714443.0855 | [6 empty] | 0.33348 | 1841700847.082
LCP_Inputs_ON_Electric_2023_04_03 | 2048 | Generic - Generator | Generation | Electricity | PJ | Dispatch-Generation | VOM | 180619882.2198 | [6 empty] | 0.33348 | 60232661.5856
LCP_Inputs_ON_Electric_2023_04_03 | 2048 | Generic - Generator | Generation | Electricity | QC | Dispatch-Generation | EmissionsCost | 0 | [6 empty] | 0.33348 | 0
LCP_Inputs_ON_Electric_2023_04_03 | 2048 | Generic - Generator | Generation | Electricity | QC | Dispatch-Generation | FuelCost | 0 | [6 empty] | 0.33348 | 0
LCP_Inputs_ON_Electric_2023_04_03 | 2048 | Generic - Generator | Generation | Electricity | QC | Dispatch-Generation | VOM | 0 | [6 empty] | 0.33348 | 0
LCP_Inputs_ON_Electric_2023_04_03 | 2048 | Generic - Generator | Generation | Electricity | WC | Dispatch-Generation | EmissionsCost | 0 | [6 empty] | 0.33348 | 0
LCP_Inputs_ON_Electric_2023_04_03 | 2048 | Generic - Generator | Generation | Electricity | WC | Dispatch-Generation | FuelCost | 0 | [6 empty] | 0.33348 | 0
LCP_Inputs_ON_Electric_2023_04_03 | 2048 | Generic - Generator | Generation | Electricity | WC | Dispatch-Generation | VOM | 0 | [6 empty] | 0.33348 | 0
LCP_Inputs_ON_Electric_2023_04_03 | 2048 | H2 Import - QC | Import | Hydrogen | MI | Dispatch-Import | EmissionsCost | 0 | [6 empty] | 0.33348 | 0
LCP_Inputs_ON_Electric_2023_04_03 | 2048 | H2 Import - QC | Import | Hydrogen | MI | Dispatch-Import | FuelCost | 0 | [6 empty] | 0.33348 | 0
LCP_Inputs_ON_Electric_2023_04_03 | 2048 | H2 Import - QC | Import | Hydrogen | MI | Dispatch-Import | VOM | 0 | [6 empty] | 0.33348 | 0
LCP_Inputs_ON_Electric_2023_04_03 | 2048 | H2 Import - QC | Import | Hydrogen | NY | Dispatch-Import | EmissionsCost | 0 | [6 empty] | 0.33348 | 0
LCP_Inputs_ON_Electric_2023_04_03 | 2048 | H2 Import - QC | Import | Hydrogen | NY | Dispatch-Import | FuelCost | 0 | [6 empty] | 0.33348 | 0
LCP_Inputs_ON_Electric_2023_04_03 | 2048 | H2 Import - QC | Import | Hydrogen | NY | Dispatch-Import | VOM | 0 | [6 empty] | 0.33348 | 0
LCP_Inputs_ON_Electric_2023_04_03 | 2048 | H2 Import - QC | Import | Hydrogen | ON | Dispatch-Import | EmissionsCost | 0 | [6 empty] | 0.33348 | 0
LCP_Inputs_ON_Electric_2023_04_03 | 2048 | H2 Import - QC | Import | Hydrogen | ON | Dispatch-Import | FuelCost | 0 | [6 empty] | 0.33348 | 0
LCP_Inputs_ON_Electric_2023_04_03 | 2048 | H2 Import - QC | Import | Hydrogen | ON | Dispatch-Import | VOM | 0 | [6 empty] | 0.33348 | 0
LCP_Inputs_ON_Electric_2023_04_03 | 2048 | H2 Import - QC | Import | Hydrogen | PJ | Dispatch-Import | EmissionsCost | 0 | [6 empty] | 0.33348 | 0
LCP_Inputs_ON_Electric_2023_04_03 | 2048 | H2 Import - QC | Import | Hydrogen | PJ | Dispatch-Import | FuelCost | 0 | [6 empty] | 0.33348 | 0
LCP_Inputs_ON_Electric_2023_04_03 | 2048 | H2 Import - QC | Import | Hydrogen | PJ | Dispatch-Import | VOM | 0 | [6 empty] | 0.33348 | 0
LCP_Inputs_ON_Electric_2023_04_03 | 2048 | H2 Import - QC | Import | Hydrogen | QC | Dispatch-Import | EmissionsCost | 0 | [6 empty] | 0.33348 | 0
LCP_Inputs_ON_Electric_2023_04_03 | 2048 | H2 Import - QC | Import | Hydrogen | QC | Dispatch-Import | FuelCost | 0 | [6 empty] | 0.33348 | 0
LCP_Inputs_ON_Electric_2023_04_03 | 2048 | H2 Import - QC | Import | Hydrogen | QC | Dispatch-Import | VOM | 0 | [6 empty] | 0.33348 | 0
LCP_Inputs_ON_Electric_2023_04_03 | 2048 | H2 Import - QC | Import | Hydrogen | WC | Dispatch-Import | EmissionsCost | 0 | [6 empty] | 0.33348 | 0
LCP_Inputs_ON_Electric_2023_04_03 | 2048 | H2 Import - QC | Import | Hydrogen | WC | Dispatch-Import | FuelCost | 0 | [6 empty] | 0.33348 | 0
LCP_Inputs_ON_Electric_2023_04_03 | 2048 | H2 Import - QC | Import | Hydrogen | WC | Dispatch-Import | VOM | 0 | [6 empty] | 0.33348 | 0
LCP_Inputs_ON_Electric_2023_04_03 | 2048 | H2 Import - WC | Import | Hydrogen | MI | Dispatch-Import | EmissionsCost | 0 | [6 empty] | 0.33348 | 0
LCP_Inputs_ON_Electric_2023_04_03 | 2048 | H2 Import - WC | Import | Hydrogen | MI | Dispatch-Import | FuelCost | 0 | [6 empty] | 0.33348 | 0
LCP_Inputs_ON_Electric_2023_04_03 | 2048 | H2 Import - WC | Import | Hydrogen | MI | Dispatch-Import | VOM | 0 | [6 empty] | 0.33348 | 0
LCP_Inputs_ON_Electric_2023_04_03 | 2048 | H2 Import - WC | Import | Hydrogen | NY | Dispatch-Import | EmissionsCost | 0 | [6 empty] | 0.33348 | 0
LCP_Inputs_ON_Electric_2023_04_03 | 2048 | H2 Import - WC | Import | Hydrogen | NY | Dispatch-Import | FuelCost | 0 | [6 empty] | 0.33348 | 0
LCP_Inputs_ON_Electric_2023_04_03 | 2048 | H2 Import - WC | Import | Hydrogen | NY | Dispatch-Import | VOM | 0 | [6 empty] | 0.33348 | 0
LCP_Inputs_ON_Electric_2023_04_03 | 2048 | H2 Import - WC | Import | Hydrogen | ON | Dispatch-Import | EmissionsCost | 0 | [6 empty] | 0.33348 | 0
LCP_Inputs_ON_Electric_2023_04_03 | 2048 | H2 Import - WC | Import | Hydrogen | ON | Dispatch-Import | FuelCost | 0 | [6 empty] | 0.33348 | 0
LCP_Inputs_ON_Electric_2023_04_03 | 2048 | H2 Import - WC | Import | Hydrogen | ON | Dispatch-Import | VOM | 0 | [6 empty] | 0.33348 | 0
LCP_Inputs_ON_Electric_2023_04_03 | 2048 | H2 Import - WC | Import | Hydrogen | PJ | Dispatch-Import | EmissionsCost | 0 | [6 empty] | 0.33348 | 0
LCP_Inputs_ON_Electric_2023_04_03 | 2048 | H2 Import - WC | Import | Hydrogen | PJ | Dispatch-Import | FuelCost | 0 | [6 empty] | 0.33348 | 0
LCP_Inputs_ON_Electric_2023_04_03 | 2048 | H2 Import - WC | Import | Hydrogen | PJ | Dispatch-Import | VOM | 0 | [6 empty] | 0.33348 | 0
LCP_Inputs_ON_Electric_2023_04_03 | 2048 | H2 Import - WC | Import | Hydrogen | QC | Dispatch-Import | EmissionsCost | 0 | [6 empty] | 0.33348 | 0
LCP_Inputs_ON_Electric_2023_04_03 | 2048 | H2 Import - WC | Import | Hydrogen | QC | Dispatch-Import | FuelCost | 0 | [6 empty] | 0.33348 | 0
LCP_Inputs_ON_Electric_2023_04_03 | 2048 | H2 Import - WC | Import | Hydrogen | QC | Dispatch-Import | VOM | 0 | [6 empty] | 0.33348 | 0
LCP_Inputs_ON_Electric_2023_04_03 | 2048 | H2 Import - WC | Import | Hydrogen | WC | Dispatch-Import | EmissionsCost | 0 | [6 empty] | 0.33348 | 0
LCP_Inputs_ON_Electric_2023_04_03 | 2048 | H2 Import - WC | Import | Hydrogen | WC | Dispatch-Import | FuelCost | 44020984.9366 | [6 empty] | 0.33348 | 14680006.7399
LCP_Inputs_ON_Electric_2023_04_03 | 2048 | H2 Import - WC | Import | Hydrogen | WC | Dispatch-Import | VOM | 0 | [6 empty] | 0.33348 | 0
LCP_Inputs_ON_Electric_2023_04_03 | 2048 | H2 Salt Cavern Storage - ON | Storage | Hydrogen | MI | Dispatch-Storage | EmissionsCost | 0 | [6 empty] | 0.33348 | 0
LCP_Inputs_ON_Electric_2023_04_03 | 2048 | H2 Salt Cavern Storage - ON | Storage | Hydrogen | MI | Dispatch-Storage | FuelCost | 0 | [6 empty] | 0.33348 | 0
LCP_Inputs_ON_Electric_2023_04_03 | 2048 | H2 Salt Cavern Storage - ON | Storage | Hydrogen | MI | Dispatch-Storage | VOM | 0 | [6 empty] | 0.33348 | 0
LCP_Inputs_ON_Electric_2023_04_03 | 2048 | H2 Salt Cavern Storage - ON | Storage | Hydrogen | NY | Dispatch-Storage | EmissionsCost | 0 | [6 empty] | 0.33348 | 0
LCP_Inputs_ON_Electric_2023_04_03 | 2048 | H2 Salt Cavern Storage - ON | Storage | Hydrogen | NY | Dispatch-Storage | FuelCost | 0 | [6 empty] | 0.33348 | 0
LCP_Inputs_ON_Electric_2023_04_03 | 2048 | H2 Salt Cavern Storage - ON | Storage | Hydrogen | NY | Dispatch-Storage | VOM | 0 | [6 empty] | 0.33348 | 0
LCP_Inputs_ON_Electric_2023_04_03 | 2048 | H2 Salt Cavern Storage - ON | Storage | Hydrogen | ON | Dispatch-Storage | EmissionsCost | 0 | [6 empty] | 0.33348 | 0
LCP_Inputs_ON_Electric_2023_04_03 | 2048 | H2 Salt Cavern Storage - ON | Storage | Hydrogen | ON | Dispatch-Storage | FuelCost | 0 | [6 empty] | 0.33348 | 0
LCP_Inputs_ON_Electric_2023_04_03 | 2048 | H2 Salt Cavern Storage - ON | Storage | Hydrogen | ON | Dispatch-Storage | VOM | 52587352.8626 | [6 empty] | 0.33348 | 17536697.4539
LCP_Inputs_ON_Electric_2023_04_03 | 2048 | H2 Salt Cavern Storage - ON | Storage | Hydrogen | PJ | Dispatch-Storage | EmissionsCost | 0 | [6 empty] | 0.33348 | 0
LCP_Inputs_ON_Electric_2023_04_03 | 2048 | H2 Salt Cavern Storage - ON | Storage | Hydrogen | PJ | Dispatch-Storage | FuelCost | 0 | [6 empty] | 0.33348 | 0
LCP_Inputs_ON_Electric_2023_04_03 | 2048 | H2 Salt Cavern Storage - ON | Storage | Hydrogen | PJ | Dispatch-Storage | VOM | 0 | [6 empty] | 0.33348 | 0
LCP_Inputs_ON_Electric_2023_04_03 | 2048 | H2 Salt Cavern Storage - ON | Storage | Hydrogen | QC | Dispatch-Storage | EmissionsCost | 0 | [6 empty] | 0.33348 | 0
LCP_Inputs_ON_Electric_2023_04_03 | 2048 | H2 Salt Cavern Storage - ON | Storage | Hydrogen | QC | Dispatch-Storage | FuelCost | 0 | [6 empty] | 0.33348 | 0
LCP_Inputs_ON_Electric_2023_04_03 | 2048 | H2 Salt Cavern Storage - ON | Storage | Hydrogen | QC | Dispatch-Storage | VOM | 0 | [6 empty] | 0.33348 | 0
LCP_Inputs_ON_Electric_2023_04_03 | 2048 | H2 Salt Cavern Storage - ON | Storage | Hydrogen | WC | Dispatch-Storage | EmissionsCost | 0 | [6 empty] | 0.33348 | 0
LCP_Inputs_ON_Electric_2023_04_03 | 2048 | H2 Salt Cavern Storage - ON | Storage | Hydrogen | WC | Dispatch-Storage | FuelCost | 0 | [6 empty] | 0.33348 | 0
LCP_Inputs_ON_Electric_2023_04_03 | 2048 | H2 Salt Cavern Storage - ON | Storage | Hydrogen | WC | Dispatch-Storage | VOM | 0 | [6 empty] | 0.33348 | 0
LCP_Inputs_ON_Electric_2023_04_03 | 2048 | Hydro | Generation | Electricity | MI | Dispatch-Generation | EmissionsCost | 0 | [6 empty] | 0.33348 | 0
LCP_Inputs_ON_Electric_2023_04_03 | 2048 | Hydro | Generation | Electricity | MI | Dispatch-Generation | FuelCost | 0 | [6 empty] | 0.33348 | 0
LCP_Inputs_ON_Electric_2023_04_03 | 2048 | Hydro | Generation | Electricity | MI | Dispatch-Generation | VOM | 0 | [6 empty] | 0.33348 | 0
LCP_Inputs_ON_Electric_2023_04_03 | 2048 | Hydro | Generation | Electricity | NY | Dispatch-Generation | EmissionsCost | 0 | [6 empty] | 0.33348 | 0
LCP_Inputs_ON_Electric_2023_04_03 | 2048 | Hydro | Generation | Electricity | NY | Dispatch-Generation | FuelCost | 0 | [6 empty] | 0.33348 | 0
LCP_Inputs_ON_Electric_2023_04_03 | 2048 | Hydro | Generation | Electricity | NY | Dispatch-Generation | VOM | 0 | [6 empty] | 0.33348 | 0
LCP_Inputs_ON_Electric_2023_04_03 | 2048 | Hydro | Generation | Electricity | ON | Dispatch-Generation | EmissionsCost | 0 | [6 empty] | 0.33348 | 0
LCP_Inputs_ON_Electric_2023_04_03 | 2048 | Hydro | Generation | Electricity | ON | Dispatch-Generation | FuelCost | 0 | [6 empty] | 0.33348 | 0
LCP_Inputs_ON_Electric_2023_04_03 | 2048 | Hydro | Generation | Electricity | ON | Dispatch-Generation | VOM | 0 | [6 empty] | 0.33348 | 0
LCP_Inputs_ON_Electric_2023_04_03 | 2048 | Hydro | Generation | Electricity | PJ | Dispatch-Generation | EmissionsCost | 0 | [6 empty] | 0.33348 | 0
LCP_Inputs_ON_Electric_2023_04_03 | 2048 | Hydro | Generation | Electricity | PJ | Dispatch-Generation | FuelCost | 0 | [6 empty] | 0.33348 | 0
LCP_Inputs_ON_Electric_2023_04_03 | 2048 | Hydro | Generation | Electricity | PJ | Dispatch-Generation | VOM | 0 | [6 empty] | 0.33348 | 0
LCP_Inputs_ON_Electric_2023_04_03 | 2048 | Hydro | Generation | Electricity | QC | Dispatch-Generation | EmissionsCost | 0 | [6 empty] | 0.33348 | 0
LCP_Inputs_ON_Electric_2023_04_03 | 2048 | Hydro | Generation | Electricity | QC | Dispatch-Generation | FuelCost | 0 | [6 empty] | 0.33348 | 0
LCP_Inputs_ON_Electric_2023_04_03 | 2048 | Hydro | Generation | Electricity | QC | Dispatch-Generation | VOM | 0 | [6 empty] | 0.33348 | 0
LCP_Inputs_ON_Electric_2023_04_03 | 2048 | Hydro | Generation | Electricity | WC | Dispatch-Generation | EmissionsCost | 0 | [6 empty] | 0.33348 | 0
LCP_Inputs_ON_Electric_2023_04_03 | 2048 | Hydro | Generation | Electricity | WC | Dispatch-Generation | FuelCost | 0 | [6 empty] | 0.33348 | 0
LCP_Inputs_ON_Electric_2023_04_03 | 2048 | Hydro | Generation | Electricity | WC | Dispatch-Generation | VOM | 0 | [6 empty] | 0.33348 | 0
LCP_Inputs_ON_Electric_2023_04_03 | 2048 | Hydro Pumped Storage | Storage | Electricity | MI | Dispatch-Storage | EmissionsCost | 0 | [6 empty] | 0.33348 | 0
LCP_Inputs_ON_Electric_2023_04_03 | 2048 | Hydro Pumped Storage | Storage | Electricity | MI | Dispatch-Storage | FuelCost | 0 | [6 empty] | 0.33348 | 0
LCP_Inputs_ON_Electric_2023_04_03 | 2048 | Hydro Pumped Storage | Storage | Electricity | MI | Dispatch-Storage | VOM | 0 | [6 empty] | 0.33348 | 0
LCP_Inputs_ON_Electric_2023_04_03 | 2048 | Hydro Pumped Storage | Storage | Electricity | NY | Dispatch-Storage | EmissionsCost | 0 | [6 empty] | 0.33348 | 0
LCP_Inputs_ON_Electric_2023_04_03 | 2048 | Hydro Pumped Storage | Storage | Electricity | NY | Dispatch-Storage | FuelCost | 0 | [6 empty] | 0.33348 | 0
LCP_Inputs_ON_Electric_2023_04_03 | 2048 | Hydro Pumped Storage | Storage | Electricity | NY | Dispatch-Storage | VOM | 0 | [6 empty] | 0.33348 | 0
LCP_Inputs_ON_Electric_2023_04_03 | 2048 | Hydro Pumped Storage | Storage | Electricity | ON | Dispatch-Storage | EmissionsCost | 0 | [6 empty] | 0.33348 | 0
LCP_Inputs_ON_Electric_2023_04_03 | 2048 | Hydro Pumped Storage | Storage | Electricity | ON | Dispatch-Storage | FuelCost | 0 | [6 empty] | 0.33348 | 0
LCP_Inputs_ON_Electric_2023_04_03 | 2048 | Hydro Pumped Storage | Storage | Electricity | ON | Dispatch-Storage | VOM | 0 | [6 empty] | 0.33348 | 0
LCP_Inputs_ON_Electric_2023_04_03 | 2048 | Hydro Pumped Storage | Storage | Electricity | PJ | Dispatch-Storage | EmissionsCost | 0 | [6 empty] | 0.33348 | 0
LCP_Inputs_ON_Electric_2023_04_03 | 2048 | Hydro Pumped Storage | Storage | Electricity | PJ | Dispatch-Storage | FuelCost | 0 | [6 empty] | 0.33348 | 0
LCP_Inputs_ON_Electric_2023_04_03 | 2048 | Hydro Pumped Storage | Storage | Electricity | PJ | Dispatch-Storage | VOM | 0 | [6 empty] | 0.33348 | 0
LCP_Inputs_ON_Electric_2023_04_03 | 2048 | Hydro Pumped Storage | Storage | Electricity | QC | Dispatch-Storage | EmissionsCost | 0 | [6 empty] | 0.33348 | 0
LCP_Inputs_ON_Electric_2023_04_03 | 2048 | Hydro Pumped Storage | Storage | Electricity | QC | Dispatch-Storage | FuelCost | 0 | [6 empty] | 0.33348 | 0
LCP_Inputs_ON_Electric_2023_04_03 | 2048 | Hydro Pumped Storage | Storage | Electricity | QC | Dispatch-Storage | VOM | 0 | [6 empty] | 0.33348 | 0
LCP_Inputs_ON_Electric_2023_04_03 | 2048 | Hydro Pumped Storage | Storage | Electricity | WC | Dispatch-Storage | EmissionsCost | 0 | [6 empty] | 0.33348 | 0
LCP_Inputs_ON_Electric_2023_04_03 | 2048 | Hydro Pumped Storage | Storage | Electricity | WC | Dispatch-Storage | FuelCost | 0 | [6 empty] | 0.33348 | 0
LCP_Inputs_ON_Electric_2023_04_03 | 2048 | Hydro Pumped Storage | Storage | Electricity | WC | Dispatch-Storage | VOM | 0 | [6 empty] | 0.33348 | 0
LCP_Inputs_ON_Electric_2023_04_03 | 2048 | Nuclear | Generation | Electricity | MI | Dispatch-Generation | EmissionsCost | 0 | [6 empty] | 0.33348 | 0
LCP_Inputs_ON_Electric_2023_04_03 | 2048 | Nuclear | Generation | Electricity | MI | Dispatch-Generation | FuelCost | 0 | [6 empty] | 0.33348 | 0
LCP_Inputs_ON_Electric_2023_04_03 | 2048 | Nuclear | Generation | Electricity | MI | Dispatch-Generation | VOM | 2762866296.96 | [6 empty] | 0.33348 | 921353666.1951
LCP_Inputs_ON_Electric_2023_04_03 | 2048 | Nuclear | Generation | Electricity | NY | Dispatch-Generation | EmissionsCost | 0 | [6 empty] | 0.33348 | 0
LCP_Inputs_ON_Electric_2023_04_03 | 2048 | Nuclear | Generation | Electricity | NY | Dispatch-Generation | FuelCost | 0 | [6 empty] | 0.33348 | 0
LCP_Inputs_ON_Electric_2023_04_03 | 2048 | Nuclear | Generation | Electricity | NY | Dispatch-Generation | VOM | 2246155230.144 | [6 empty] | 0.33348 | 749042166.2509
LCP_Inputs_ON_Electric_2023_04_03 | 2048 | Nuclear | Generation | Electricity | ON | Dispatch-Generation | EmissionsCost | 0 | [6 empty] | 0.33348 | 0
LCP_Inputs_ON_Electric_2023_04_03 | 2048 | Nuclear | Generation | Electricity | ON | Dispatch-Generation | FuelCost | 0 | [6 empty] | 0.33348 | 0
LCP_Inputs_ON_Electric_2023_04_03 | 2048 | Nuclear | Generation | Electricity | ON | Dispatch-Generation | VOM | 7823178339.984 | [6 empty] | 0.33348 | 2608853730.1907
LCP_Inputs_ON_Electric_2023_04_03 | 2048 | Nuclear | Generation | Electricity | PJ | Dispatch-Generation | EmissionsCost | 0 | [6 empty] | 0.33348 | 0
LCP_Inputs_ON_Electric_2023_04_03 | 2048 | Nuclear | Generation | Electricity | PJ | Dispatch-Generation | FuelCost | 0 | [6 empty] | 0.33348 | 0
LCP_Inputs_ON_Electric_2023_04_03 | 2048 | Nuclear | Generation | Electricity | PJ | Dispatch-Generation | VOM | 6401347648.6848 | [6 empty] | 0.33348 | 2134705226.6679
LCP_Inputs_ON_Electric_2023_04_03 | 2048 | Nuclear | Generation | Electricity | QC | Dispatch-Generation | EmissionsCost | 0 | [6 empty] | 0.33348 | 0
LCP_Inputs_ON_Electric_2023_04_03 | 2048 | Nuclear | Generation | Electricity | QC | Dispatch-Generation | FuelCost | 0 | [6 empty] | 0.33348 | 0
LCP_Inputs_ON_Electric_2023_04_03 | 2048 | Nuclear | Generation | Electricity | QC | Dispatch-Generation | VOM | 0 | [6 empty] | 0.33348 | 0
LCP_Inputs_ON_Electric_2023_04_03 | 2048 | Nuclear | Generation | Electricity | WC | Dispatch-Generation | EmissionsCost | 0 | [6 empty] | 0.33348 | 0
LCP_Inputs_ON_Electric_2023_04_03 | 2048 | Nuclear | Generation | Electricity | WC | Dispatch-Generation | FuelCost | 0 | [6 empty] | 0.33348 | 0
LCP_Inputs_ON_Electric_2023_04_03 | 2048 | Nuclear | Generation | Electricity | WC | Dispatch-Generation | VOM | 0 | [6 empty] | 0.33348 | 0
LCP_Inputs_ON_Electric_2023_04_03 | 2048 | Nuclear SMR | Generation | Electricity | MI | Dispatch-Generation | EmissionsCost | 0 | [6 empty] | 0.33348 | 0
LCP_Inputs_ON_Electric_2023_04_03 | 2048 | Nuclear SMR | Generation | Electricity | MI | Dispatch-Generation | FuelCost | 0 | [6 empty] | 0.33348 | 0
LCP_Inputs_ON_Electric_2023_04_03 | 2048 | Nuclear SMR | Generation | Electricity | MI | Dispatch-Generation | VOM | 0 | [6 empty] | 0.33348 | 0
LCP_Inputs_ON_Electric_2023_04_03 | 2048 | Nuclear SMR | Generation | Electricity | NY | Dispatch-Generation | EmissionsCost | 0 | [6 empty] | 0.33348 | 0
LCP_Inputs_ON_Electric_2023_04_03 | 2048 | Nuclear SMR | Generation | Electricity | NY | Dispatch-Generation | FuelCost | 0 | [6 empty] | 0.33348 | 0
LCP_Inputs_ON_Electric_2023_04_03 | 2048 | Nuclear SMR | Generation | Electricity | NY | Dispatch-Generation | VOM | 0 | [6 empty] | 0.33348 | 0
LCP_Inputs_ON_Electric_2023_04_03 | 2048 | Nuclear SMR | Generation | Electricity | ON | Dispatch-Generation | EmissionsCost | 0 | [6 empty] | 0.33348 | 0
LCP_Inputs_ON_Electric_2023_04_03 | 2048 | Nuclear SMR | Generation | Electricity | ON | Dispatch-Generation | FuelCost | 0 | [6 empty] | 0.33348 | 0
LCP_Inputs_ON_Electric_2023_04_03 | 2048 | Nuclear SMR | Generation | Electricity | ON | Dispatch-Generation | VOM | 188861026.6733 | [6 empty] | 0.33348 | 62980897.5984
LCP_Inputs_ON_Electric_2023_04_03 | 2048 | Nuclear SMR | Generation | Electricity | PJ | Dispatch-Generation | EmissionsCost | 0 | [6 empty] | 0.33348 | 0
LCP_Inputs_ON_Electric_2023_04_03 | 2048 | Nuclear SMR | Generation | Electricity | PJ | Dispatch-Generation | FuelCost | 0 | [6 empty] | 0.33348 | 0
LCP_Inputs_ON_Electric_2023_04_03 | 2048 | Nuclear SMR | Generation | Electricity | PJ | Dispatch-Generation | VOM | 0 | [6 empty] | 0.33348 | 0
LCP_Inputs_ON_Electric_2023_04_03 | 2048 | Nuclear SMR | Generation | Electricity | QC | Dispatch-Generation | EmissionsCost | 0 | [6 empty] | 0.33348 | 0
LCP_Inputs_ON_Electric_2023_04_03 | 2048 | Nuclear SMR | Generation | Electricity | QC | Dispatch-Generation | FuelCost | 0 | [6 empty] | 0.33348 | 0
LCP_Inputs_ON_Electric_2023_04_03 | 2048 | Nuclear SMR | Generation | Electricity | QC | Dispatch-Generation | VOM | 0 | [6 empty] | 0.33348 | 0
LCP_Inputs_ON_Electric_2023_04_03 | 2048 | Nuclear SMR | Generation | Electricity | WC | Dispatch-Generation | EmissionsCost | 0 | [6 empty] | 0.33348 | 0
LCP_Inputs_ON_Electric_2023_04_03 | 2048 | Nuclear SMR | Generation | Electricity | WC | Dispatch-Generation | FuelCost | 0 | [6 empty] | 0.33348 | 0
LCP_Inputs_ON_Electric_2023_04_03 | 2048 | Nuclear SMR | Generation | Electricity | WC | Dispatch-Generation | VOM | 0 | [6 empty] | 0.33348 | 0
LCP_Inputs_ON_Electric_2023_04_03 | 2048 | O/CCGT - CH4 Existing | Crossload | Electricity | MI | Dispatch-Crossload | EmissionsCost | 0 | [6 empty] | 0.33348 | 0
LCP_Inputs_ON_Electric_2023_04_03 | 2048 | O/CCGT - CH4 Existing | Crossload | Electricity | MI | Dispatch-Crossload | FuelCost | 0 | [6 empty] | 0.33348 | 0
LCP_Inputs_ON_Electric_2023_04_03 | 2048 | O/CCGT - CH4 Existing | Crossload | Electricity | MI | Dispatch-Crossload | VOM | 0 | [6 empty] | 0.33348 | 0
LCP_Inputs_ON_Electric_2023_04_03 | 2048 | O/CCGT - CH4 Existing | Crossload | Electricity | NY | Dispatch-Crossload | EmissionsCost | 0 | [6 empty] | 0.33348 | 0
LCP_Inputs_ON_Electric_2023_04_03 | 2048 | O/CCGT - CH4 Existing | Crossload | Electricity | NY | Dispatch-Crossload | FuelCost | 0 | [6 empty] | 0.33348 | 0
LCP_Inputs_ON_Electric_2023_04_03 | 2048 | O/CCGT - CH4 Existing | Crossload | Electricity | NY | Dispatch-Crossload | VOM | 0 | [6 empty] | 0.33348 | 0
LCP_Inputs_ON_Electric_2023_04_03 | 2048 | O/CCGT - CH4 Existing | Crossload | Electricity | ON | Dispatch-Crossload | EmissionsCost | 4366216.5558 | [6 empty] | 0.33348 | 1456034.8561
LCP_Inputs_ON_Electric_2023_04_03 | 2048 | O/CCGT - CH4 Existing | Crossload | Electricity | ON | Dispatch-Crossload | FuelCost | 0 | [6 empty] | 0.33348 | 0
LCP_Inputs_ON_Electric_2023_04_03 | 2048 | O/CCGT - CH4 Existing | Crossload | Electricity | ON | Dispatch-Crossload | VOM | 155334.2065 | [6 empty] | 0.33348 | 51800.4584
LCP_Inputs_ON_Electric_2023_04_03 | 2048 | O/CCGT - CH4 Existing | Crossload | Electricity | PJ | Dispatch-Crossload | EmissionsCost | 0 | [6 empty] | 0.33348 | 0
LCP_Inputs_ON_Electric_2023_04_03 | 2048 | O/CCGT - CH4 Existing | Crossload | Electricity | PJ | Dispatch-Crossload | FuelCost | 0 | [6 empty] | 0.33348 | 0
LCP_Inputs_ON_Electric_2023_04_03 | 2048 | O/CCGT - CH4 Existing | Crossload | Electricity | PJ | Dispatch-Crossload | VOM | 0 | [6 empty] | 0.33348 | 0
LCP_Inputs_ON_Electric_2023_04_03 | 2048 | O/CCGT - CH4 Existing | Crossload | Electricity | QC | Dispatch-Crossload | EmissionsCost | 0 | [6 empty] | 0.33348 | 0
LCP_Inputs_ON_Electric_2023_04_03 | 2048 | O/CCGT - CH4 Existing | Crossload | Electricity | QC | Dispatch-Crossload | FuelCost | 0 | [6 empty] | 0.33348 | 0
LCP_Inputs_ON_Electric_2023_04_03 | 2048 | O/CCGT - CH4 Existing | Crossload | Electricity | QC | Dispatch-Crossload | VOM | 0 | [6 empty] | 0.33348 | 0
LCP_Inputs_ON_Electric_2023_04_03 | 2048 | O/CCGT - CH4 Existing | Crossload | Electricity | WC | Dispatch-Crossload | EmissionsCost | 0 | [6 empty] | 0.33348 | 0
LCP_Inputs_ON_Electric_2023_04_03 | 2048 | O/CCGT - CH4 Existing | Crossload | Electricity | WC | Dispatch-Crossload | FuelCost | 0 | [6 empty] | 0.33348 | 0
LCP_Inputs_ON_Electric_2023_04_03 | 2048 | O/CCGT - CH4 Existing | Crossload | Electricity | WC | Dispatch-Crossload | VOM | 0 | [6 empty] | 0.33348 | 0
LCP_Inputs_ON_Electric_2023_04_03 | 2048 | O/CCGT - CH4 New | Crossload | Electricity | MI | Dispatch-Crossload | EmissionsCost | 0 | [6 empty] | 0.33348 | 0
LCP_Inputs_ON_Electric_2023_04_03 | 2048 | O/CCGT - CH4 New | Crossload | Electricity | MI | Dispatch-Crossload | FuelCost | 0 | [6 empty] | 0.33348 | 0
LCP_Inputs_ON_Electric_2023_04_03 | 2048 | O/CCGT - CH4 New | Crossload | Electricity | MI | Dispatch-Crossload | VOM | 0 | [6 empty] | 0.33348 | 0
LCP_Inputs_ON_Electric_2023_04_03 | 2048 | O/CCGT - CH4 New | Crossload | Electricity | NY | Dispatch-Crossload | EmissionsCost | 0 | [6 empty] | 0.33348 | 0
LCP_Inputs_ON_Electric_2023_04_03 | 2048 | O/CCGT - CH4 New | Crossload | Electricity | NY | Dispatch-Crossload | FuelCost | 0 | [6 empty] | 0.33348 | 0
LCP_Inputs_ON_Electric_2023_04_03 | 2048 | O/CCGT - CH4 New | Crossload | Electricity | NY | Dispatch-Crossload | VOM | 0 | [6 empty] | 0.33348 | 0
LCP_Inputs_ON_Electric_2023_04_03 | 2048 | O/CCGT - CH4 New | Crossload | Electricity | ON | Dispatch-Crossload | EmissionsCost | 1534085.0461 | [6 empty] | 0.33348 | 511582.8019
LCP_Inputs_ON_Electric_2023_04_03 | 2048 | O/CCGT - CH4 New | Crossload | Electricity | ON | Dispatch-Crossload | FuelCost | 0 | [6 empty] | 0.33348 | 0
LCP_Inputs_ON_Electric_2023_04_03 | 2048 | O/CCGT - CH4 New | Crossload | Electricity | ON | Dispatch-Crossload | VOM | 54577.2021 | [6 empty] | 0.33348 | 18200.2673
LCP_Inputs_ON_Electric_2023_04_03 | 2048 | O/CCGT - CH4 New | Crossload | Electricity | PJ | Dispatch-Crossload | EmissionsCost | 0 | [6 empty] | 0.33348 | 0
LCP_Inputs_ON_Electric_2023_04_03 | 2048 | O/CCGT - CH4 New | Crossload | Electricity | PJ | Dispatch-Crossload | FuelCost | 0 | [6 empty] | 0.33348 | 0
LCP_Inputs_ON_Electric_2023_04_03 | 2048 | O/CCGT - CH4 New | Crossload | Electricity | PJ | Dispatch-Crossload | VOM | 0 | [6 empty] | 0.33348 | 0
LCP_Inputs_ON_Electric_2023_04_03 | 2048 | O/CCGT - CH4 New | Crossload | Electricity | QC | Dispatch-Crossload | EmissionsCost | 0 | [6 empty] | 0.33348 | 0
LCP_Inputs_ON_Electric_2023_04_03 | 2048 | O/CCGT - CH4 New | Crossload | Electricity | QC | Dispatch-Crossload | FuelCost | 0 | [6 empty] | 0.33348 | 0
LCP_Inputs_ON_Electric_2023_04_03 | 2048 | O/CCGT - CH4 New | Crossload | Electricity | QC | Dispatch-Crossload | VOM | 0 | [6 empty] | 0.33348 | 0
LCP_Inputs_ON_Electric_2023_04_03 | 2048 | O/CCGT - CH4 New | Crossload | Electricity | WC | Dispatch-Crossload | EmissionsCost | 0 | [6 empty] | 0.33348 | 0
LCP_Inputs_ON_Electric_2023_04_03 | 2048 | O/CCGT - CH4 New | Crossload | Electricity | WC | Dispatch-Crossload | FuelCost | 0 | [6 empty] | 0.33348 | 0
LCP_Inputs_ON_Electric_2023_04_03 | 2048 | O/CCGT - CH4 New | Crossload | Electricity | WC | Dispatch-Crossload | VOM | 0 | [6 empty] | 0.33348 | 0
LCP_Inputs_ON_Electric_2023_04_03 | 2048 | O/CCGT - H2 New | Crossload | Electricity | MI | Dispatch-Crossload | EmissionsCost | 0 | [6 empty] | 0.33348 | 0
LCP_Inputs_ON_Electric_2023_04_03 | 2048 | O/CCGT - H2 New | Crossload | Electricity | MI | Dispatch-Crossload | FuelCost | 0 | [6 empty] | 0.33348 | 0
LCP_Inputs_ON_Electric_2023_04_03 | 2048 | O/CCGT - H2 New | Crossload | Electricity | MI | Dispatch-Crossload | VOM | 0 | [6 empty] | 0.33348 | 0
LCP_Inputs_ON_Electric_2023_04_03 | 2048 | O/CCGT - H2 New | Crossload | Electricity | NY | Dispatch-Crossload | EmissionsCost | 0 | [6 empty] | 0.33348 | 0
LCP_Inputs_ON_Electric_2023_04_03 | 2048 | O/CCGT - H2 New | Crossload | Electricity | NY | Dispatch-Crossload | FuelCost | 0 | [6 empty] | 0.33348 | 0
LCP_Inputs_ON_Electric_2023_04_03 | 2048 | O/CCGT - H2 New | Crossload | Electricity | NY | Dispatch-Crossload | VOM | 0 | [6 empty] | 0.33348 | 0
LCP_Inputs_ON_Electric_2023_04_03 | 2048 | O/CCGT - H2 New | Crossload | Electricity | ON | Dispatch-Crossload | EmissionsCost | 0 | [6 empty] | 0.33348 | 0
LCP_Inputs_ON_Electric_2023_04_03 | 2048 | O/CCGT - H2 New | Crossload | Electricity | ON | Dispatch-Crossload | FuelCost | 0 | [6 empty] | 0.33348 | 0
LCP_Inputs_ON_Electric_2023_04_03 | 2048 | O/CCGT - H2 New | Crossload | Electricity | ON | Dispatch-Crossload | VOM | 1434951.3085 | [6 empty] | 0.33348 | 478523.9338
LCP_Inputs_ON_Electric_2023_04_03 | 2048 | O/CCGT - H2 New | Crossload | Electricity | PJ | Dispatch-Crossload | EmissionsCost | 0 | [6 empty] | 0.33348 | 0
LCP_Inputs_ON_Electric_2023_04_03 | 2048 | O/CCGT - H2 New | Crossload | Electricity | PJ | Dispatch-Crossload | FuelCost | 0 | [6 empty] | 0.33348 | 0
LCP_Inputs_ON_Electric_2023_04_03 | 2048 | O/CCGT - H2 New | Crossload | Electricity | PJ | Dispatch-Crossload | VOM | 0 | [6 empty] | 0.33348 | 0
LCP_Inputs_ON_Electric_2023_04_03 | 2048 | O/CCGT - H2 New | Crossload | Electricity | QC | Dispatch-Crossload | EmissionsCost | 0 | [6 empty] | 0.33348 | 0
LCP_Inputs_ON_Electric_2023_04_03 | 2048 | O/CCGT - H2 New | Crossload | Electricity | QC | Dispatch-Crossload | FuelCost | 0 | [6 empty] | 0.33348 | 0
LCP_Inputs_ON_Electric_2023_04_03 | 2048 | O/CCGT - H2 New | Crossload | Electricity | QC | Dispatch-Crossload | VOM | 0 | [6 empty] | 0.33348 | 0
LCP_Inputs_ON_Electric_2023_04_03 | 2048 | O/CCGT - H2 New | Crossload | Electricity | WC | Dispatch-Crossload | EmissionsCost | 0 | [6 empty] | 0.33348 | 0
LCP_Inputs_ON_Electric_2023_04_03 | 2048 | O/CCGT - H2 New | Crossload | Electricity | WC | Dispatch-Crossload | FuelCost | 0 | [6 empty] | 0.33348 | 0
LCP_Inputs_ON_Electric_2023_04_03 | 2048 | O/CCGT - H2 New | Crossload | Electricity | WC | Dispatch-Crossload | VOM | 0 | [6 empty] | 0.33348 | 0
LCP_Inputs_ON_Electric_2023_04_03 | 2048 | SMR CCS | Crossload | Hydrogen | MI | Dispatch-Crossload | EmissionsCost | 0 | [6 empty] | 0.33348 | 0
LCP_Inputs_ON_Electric_2023_04_03 | 2048 | SMR CCS | Crossload | Hydrogen | MI | Dispatch-Crossload | FuelCost | 0 | [6 empty] | 0.33348 | 0
LCP_Inputs_ON_Electric_2023_04_03 | 2048 | SMR CCS | Crossload | Hydrogen | MI | Dispatch-Crossload | VOM | 0 | [6 empty] | 0.33348 | 0
LCP_Inputs_ON_Electric_2023_04_03 | 2048 | SMR CCS | Crossload | Hydrogen | NY | Dispatch-Crossload | EmissionsCost | 0 | [6 empty] | 0.33348 | 0
LCP_Inputs_ON_Electric_2023_04_03 | 2048 | SMR CCS | Crossload | Hydrogen | NY | Dispatch-Crossload | FuelCost | 0 | [6 empty] | 0.33348 | 0
LCP_Inputs_ON_Electric_2023_04_03 | 2048 | SMR CCS | Crossload | Hydrogen | NY | Dispatch-Crossload | VOM | 0 | [6 empty] | 0.33348 | 0
LCP_Inputs_ON_Electric_2023_04_03 | 2048 | SMR CCS | Crossload | Hydrogen | ON | Dispatch-Crossload | EmissionsCost | 201797912.0831 | [6 empty] | 0.33348 | 67295057.4311
LCP_Inputs_ON_Electric_2023_04_03 | 2048 | SMR CCS | Crossload | Hydrogen | ON | Dispatch-Crossload | FuelCost | 0 | [6 empty] | 0.33348 | 0
LCP_Inputs_ON_Electric_2023_04_03 | 2048 | SMR CCS | Crossload | Hydrogen | ON | Dispatch-Crossload | VOM | 235403659.388 | [6 empty] | 0.33348 | 78501817.0628
LCP_Inputs_ON_Electric_2023_04_03 | 2048 | SMR CCS | Crossload | Hydrogen | PJ | Dispatch-Crossload | EmissionsCost | 0 | [6 empty] | 0.33348 | 0
LCP_Inputs_ON_Electric_2023_04_03 | 2048 | SMR CCS | Crossload | Hydrogen | PJ | Dispatch-Crossload | FuelCost | 0 | [6 empty] | 0.33348 | 0
LCP_Inputs_ON_Electric_2023_04_03 | 2048 | SMR CCS | Crossload | Hydrogen | PJ | Dispatch-Crossload | VOM | 0 | [6 empty] | 0.33348 | 0
LCP_Inputs_ON_Electric_2023_04_03 | 2048 | SMR CCS | Crossload | Hydrogen | QC | Dispatch-Crossload | EmissionsCost | 0 | [6 empty] | 0.33348 | 0
LCP_Inputs_ON_Electric_2023_04_03 | 2048 | SMR CCS | Crossload | Hydrogen | QC | Dispatch-Crossload | FuelCost | 0 | [6 empty] | 0.33348 | 0
LCP_Inputs_ON_Electric_2023_04_03 | 2048 | SMR CCS | Crossload | Hydrogen | QC | Dispatch-Crossload | VOM | 0 | [6 empty] | 0.33348 | 0
LCP_Inputs_ON_Electric_2023_04_03 | 2048 | SMR CCS | Crossload | Hydrogen | WC | Dispatch-Crossload | EmissionsCost | 0 | [6 empty] | 0.33348 | 0
LCP_Inputs_ON_Electric_2023_04_03 | 2048 | SMR CCS | Crossload | Hydrogen | WC | Dispatch-Crossload | FuelCost | 0 | [6 empty] | 0.33348 | 0
LCP_Inputs_ON_Electric_2023_04_03 | 2048 | SMR CCS | Crossload | Hydrogen | WC | Dispatch-Crossload | VOM | 0 | [6 empty] | 0.33348 | 0
LCP_Inputs_ON_Electric_2023_04_03 | 2048 | Solar PV | Generation | Electricity | MI | Dispatch-Generation | EmissionsCost | 0 | [6 empty] | 0.33348 | 0
LCP_Inputs_ON_Electric_2023_04_03 | 2048 | Solar PV | Generation | Electricity | MI | Dispatch-Generation | FuelCost | 0 | [6 empty] | 0.33348 | 0
LCP_Inputs_ON_Electric_2023_04_03 | 2048 | Solar PV | Generation | Electricity | MI | Dispatch-Generation | VOM | 0 | [6 empty] | 0.33348 | 0
LCP_Inputs_ON_Electric_2023_04_03 | 2048 | Solar PV | Generation | Electricity | NY | Dispatch-Generation | EmissionsCost | 0 | [6 empty] | 0.33348 | 0
LCP_Inputs_ON_Electric_2023_04_03 | 2048 | Solar PV | Generation | Electricity | NY | Dispatch-Generation | FuelCost | 0 | [6 empty] | 0.33348 | 0
LCP_Inputs_ON_Electric_2023_04_03 | 2048 | Solar PV | Generation | Electricity | NY | Dispatch-Generation | VOM | 0 | [6 empty] | 0.33348 | 0
LCP_Inputs_ON_Electric_2023_04_03 | 2048 | Solar PV | Generation | Electricity | ON | Dispatch-Generation | EmissionsCost | 0 | [6 empty] | 0.33348 | 0
LCP_Inputs_ON_Electric_2023_04_03 | 2048 | Solar PV | Generation | Electricity | ON | Dispatch-Generation | FuelCost | 0 | [6 empty] | 0.33348 | 0
LCP_Inputs_ON_Electric_2023_04_03 | 2048 | Solar PV | Generation | Electricity | ON | Dispatch-Generation | VOM | 0 | [6 empty] | 0.33348 | 0
LCP_Inputs_ON_Electric_2023_04_03 | 2048 | Solar PV | Generation | Electricity | PJ | Dispatch-Generation | EmissionsCost | 0 | [6 empty] | 0.33348 | 0
LCP_Inputs_ON_Electric_2023_04_03 | 2048 | Solar PV | Generation | Electricity | PJ | Dispatch-Generation | FuelCost | 0 | [6 empty] | 0.33348 | 0
LCP_Inputs_ON_Electric_2023_04_03 | 2048 | Solar PV | Generation | Electricity | PJ | Dispatch-Generation | VOM | 0 | [6 empty] | 0.33348 | 0
LCP_Inputs_ON_Electric_2023_04_03 | 2048 | Solar PV | Generation | Electricity | QC | Dispatch-Generation | EmissionsCost | 0 | [6 empty] | 0.33348 | 0
LCP_Inputs_ON_Electric_2023_04_03 | 2048 | Solar PV | Generation | Electricity | QC | Dispatch-Generation | FuelCost | 0 | [6 empty] | 0.33348 | 0
LCP_Inputs_ON_Electric_2023_04_03 | 2048 | Solar PV | Generation | Electricity | QC | Dispatch-Generation | VOM | 0 | [6 empty] | 0.33348 | 0
LCP_Inputs_ON_Electric_2023_04_03 | 2048 | Solar PV | Generation | Electricity | WC | Dispatch-Generation | EmissionsCost | 0 | [6 empty] | 0.33348 | 0
LCP_Inputs_ON_Electric_2023_04_03 | 2048 | Solar PV | Generation | Electricity | WC | Dispatch-Generation | FuelCost | 0 | [6 empty] | 0.33348 | 0
LCP_Inputs_ON_Electric_2023_04_03 | 2048 | Solar PV | Generation | Electricity | WC | Dispatch-Generation | VOM | 0 | [6 empty] | 0.33348 | 0
LCP_Inputs_ON_Electric_2023_04_03 | 2048 | Wind Offshore | Generation | Electricity | MI | Dispatch-Generation | EmissionsCost | 0 | [6 empty] | 0.33348 | 0
LCP_Inputs_ON_Electric_2023_04_03 | 2048 | Wind Offshore | Generation | Electricity | MI | Dispatch-Generation | FuelCost | 0 | [6 empty] | 0.33348 | 0
LCP_Inputs_ON_Electric_2023_04_03 | 2048 | Wind Offshore | Generation | Electricity | MI | Dispatch-Generation | VOM | 0 | [6 empty] | 0.33348 | 0
LCP_Inputs_ON_Electric_2023_04_03 | 2048 | Wind Offshore | Generation | Electricity | NY | Dispatch-Generation | EmissionsCost | 0 | [6 empty] | 0.33348 | 0
LCP_Inputs_ON_Electric_2023_04_03 | 2048 | Wind Offshore | Generation | Electricity | NY | Dispatch-Generation | FuelCost | 0 | [6 empty] | 0.33348 | 0
LCP_Inputs_ON_Electric_2023_04_03 | 2048 | Wind Offshore | Generation | Electricity | NY | Dispatch-Generation | VOM | 0 | [6 empty] | 0.33348 | 0
LCP_Inputs_ON_Electric_2023_04_03 | 2048 | Wind Offshore | Generation | Electricity | ON | Dispatch-Generation | EmissionsCost | 0 | [6 empty] | 0.33348 | 0
LCP_Inputs_ON_Electric_2023_04_03 | 2048 | Wind Offshore | Generation | Electricity | ON | Dispatch-Generation | FuelCost | 0 | [6 empty] | 0.33348 | 0
LCP_Inputs_ON_Electric_2023_04_03 | 2048 | Wind Offshore | Generation | Electricity | ON | Dispatch-Generation | VOM | 0 | [6 empty] | 0.33348 | 0
LCP_Inputs_ON_Electric_2023_04_03 | 2048 | Wind Offshore | Generation | Electricity | PJ | Dispatch-Generation | EmissionsCost | 0 | [6 empty] | 0.33348 | 0
LCP_Inputs_ON_Electric_2023_04_03 | 2048 | Wind Offshore | Generation | Electricity | PJ | Dispatch-Generation | FuelCost | 0 | [6 empty] | 0.33348 | 0
LCP_Inputs_ON_Electric_2023_04_03 | 2048 | Wind Offshore | Generation | Electricity | PJ | Dispatch-Generation | VOM | 0 | [6 empty] | 0.33348 | 0
LCP_Inputs_ON_Electric_2023_04_03 | 2048 | Wind Offshore | Generation | Electricity | QC | Dispatch-Generation | EmissionsCost | 0 | [6 empty] | 0.33348 | 0
LCP_Inputs_ON_Electric_2023_04_03 | 2048 | Wind Offshore | Generation | Electricity | QC | Dispatch-Generation | FuelCost | 0 | [6 empty] | 0.33348 | 0
LCP_Inputs_ON_Electric_2023_04_03 | 2048 | Wind Offshore | Generation | Electricity | QC | Dispatch-Generation | VOM | 0 | [6 empty] | 0.33348 | 0
LCP_Inputs_ON_Electric_2023_04_03 | 2048 | Wind Offshore | Generation | Electricity | WC | Dispatch-Generation | EmissionsCost | 0 | [6 empty] | 0.33348 | 0
LCP_Inputs_ON_Electric_2023_04_03 | 2048 | Wind Offshore | Generation | Electricity | WC | Dispatch-Generation | FuelCost | 0 | [6 empty] | 0.33348 | 0
LCP_Inputs_ON_Electric_2023_04_03 | 2048 | Wind Offshore | Generation | Electricity | WC | Dispatch-Generation | VOM | 0 | [6 empty] | 0.33348 | 0
LCP_Inputs_ON_Electric_2023_04_03 | 2048 | Wind Onshore | Generation | Electricity | MI | Dispatch-Generation | EmissionsCost | 0 | [6 empty] | 0.33348 | 0
LCP_Inputs_ON_Electric_2023_04_03 | 2048 | Wind Onshore | Generation | Electricity | MI | Dispatch-Generation | FuelCost | 0 | [6 empty] | 0.33348 | 0
LCP_Inputs_ON_Electric_2023_04_03 | 2048 | Wind Onshore | Generation | Electricity | MI | Dispatch-Generation | VOM | 0 | [6 empty] | 0.33348 | 0
LCP_Inputs_ON_Electric_2023_04_03 | 2048 | Wind Onshore | Generation | Electricity | NY | Dispatch-Generation | EmissionsCost | 0 | [6 empty] | 0.33348 | 0
LCP_Inputs_ON_Electric_2023_04_03 | 2048 | Wind Onshore | Generation | Electricity | NY | Dispatch-Generation | FuelCost | 0 | [6 empty] | 0.33348 | 0
LCP_Inputs_ON_Electric_2023_04_03 | 2048 | Wind Onshore | Generation | Electricity | NY | Dispatch-Generation | VOM | 0 | [6 empty] | 0.33348 | 0
LCP_Inputs_ON_Electric_2023_04_03 | 2048 | Wind Onshore | Generation | Electricity | ON | Dispatch-Generation | EmissionsCost | 0 | [6 empty] | 0.33348 | 0
LCP_Inputs_ON_Electric_2023_04_03 | 2048 | Wind Onshore | Generation | Electricity | ON | Dispatch-Generation | FuelCost | 0 | [6 empty] | 0.33348 | 0
LCP_Inputs_ON_Electric_2023_04_03 | 2048 | Wind Onshore | Generation | Electricity | ON | Dispatch-Generation | VOM | 0 | [6 empty] | 0.33348 | 0
LCP_Inputs_ON_Electric_2023_04_03 | 2048 | Wind Onshore | Generation | Electricity | PJ | Dispatch-Generation | EmissionsCost | 0 | [6 empty] | 0.33348 | 0
LCP_Inputs_ON_Electric_2023_04_03 | 2048 | Wind Onshore | Generation | Electricity | PJ | Dispatch-Generation | FuelCost | 0 | [6 empty] | 0.33348 | 0
LCP_Inputs_ON_Electric_2023_04_03 | 2048 | Wind Onshore | Generation | Electricity | PJ | Dispatch-Generation | VOM | 0 | [6 empty] | 0.33348 | 0
LCP_Inputs_ON_Electric_2023_04_03 | 2048 | Wind Onshore | Generation | Electricity | QC | Dispatch-Generation | EmissionsCost | 0 | [6 empty] | 0.33348 | 0
LCP_Inputs_ON_Electric_2023_04_03 | 2048 | Wind Onshore | Generation | Electricity | QC | Dispatch-Generation | FuelCost | 0 | [6 empty] | 0.33348 | 0
LCP_Inputs_ON_Electric_2023_04_03 | 2048 | Wind Onshore | Generation | Electricity | QC | Dispatch-Generation | VOM | 0 | [6 empty] | 0.33348 | 0
LCP_Inputs_ON_Electric_2023_04_03 | 2048 | Wind Onshore | Generation | Electricity | WC | Dispatch-Generation | EmissionsCost | 0 | [6 empty] | 0.33348 | 0
LCP_Inputs_ON_Electric_2023_04_03 | 2048 | Wind Onshore | Generation | Electricity | WC | Dispatch-Generation | FuelCost | 0 | [6 empty] | 0.33348 | 0
LCP_Inputs_ON_Electric_2023_04_03 | 2048 | Wind Onshore | Generation | Electricity | WC | Dispatch-Generation | VOM | 0 | [6 empty] | 0.33348 | 0
LCP_Inputs_ON_Electric_2023_04_03 | 2049 | Anaerobic Digestion | Generation | Methane | MI | Dispatch-Generation | EmissionsCost | 0 | [6 empty] | 0.32065 | 0
LCP_Inputs_ON_Electric_2023_04_03 | 2049 | Anaerobic Digestion | Generation | Methane | MI | Dispatch-Generation | FuelCost | 0 | [6 empty] | 0.32065 | 0
LCP_Inputs_ON_Electric_2023_04_03 | 2049 | Anaerobic Digestion | Generation | Methane | MI | Dispatch-Generation | VOM | 0 | [6 empty] | 0.32065 | 0
LCP_Inputs_ON_Electric_2023_04_03 | 2049 | Anaerobic Digestion | Generation | Methane | NY | Dispatch-Generation | EmissionsCost | 0 | [6 empty] | 0.32065 | 0
LCP_Inputs_ON_Electric_2023_04_03 | 2049 | Anaerobic Digestion | Generation | Methane | NY | Dispatch-Generation | FuelCost | 0 | [6 empty] | 0.32065 | 0
LCP_Inputs_ON_Electric_2023_04_03 | 2049 | Anaerobic Digestion | Generation | Methane | NY | Dispatch-Generation | VOM | 0 | [6 empty] | 0.32065 | 0
LCP_Inputs_ON_Electric_2023_04_03 | 2049 | Anaerobic Digestion | Generation | Methane | ON | Dispatch-Generation | EmissionsCost | 4244873.9669 | [6 empty] | 0.32065 | 1361124.8427
LCP_Inputs_ON_Electric_2023_04_03 | 2049 | Anaerobic Digestion | Generation | Methane | ON | Dispatch-Generation | FuelCost | 0 | [6 empty] | 0.32065 | 0
LCP_Inputs_ON_Electric_2023_04_03 | 2049 | Anaerobic Digestion | Generation | Methane | ON | Dispatch-Generation | VOM | 1125040000 | [6 empty] | 0.32065 | 360745667.5855
LCP_Inputs_ON_Electric_2023_04_03 | 2049 | Anaerobic Digestion | Generation | Methane | PJ | Dispatch-Generation | EmissionsCost | 0 | [6 empty] | 0.32065 | 0
LCP_Inputs_ON_Electric_2023_04_03 | 2049 | Anaerobic Digestion | Generation | Methane | PJ | Dispatch-Generation | FuelCost | 0 | [6 empty] | 0.32065 | 0
LCP_Inputs_ON_Electric_2023_04_03 | 2049 | Anaerobic Digestion | Generation | Methane | PJ | Dispatch-Generation | VOM | 0 | [6 empty] | 0.32065 | 0
LCP_Inputs_ON_Electric_2023_04_03 | 2049 | Anaerobic Digestion | Generation | Methane | QC | Dispatch-Generation | EmissionsCost | 0 | [6 empty] | 0.32065 | 0
LCP_Inputs_ON_Electric_2023_04_03 | 2049 | Anaerobic Digestion | Generation | Methane | QC | Dispatch-Generation | FuelCost | 0 | [6 empty] | 0.32065 | 0
LCP_Inputs_ON_Electric_2023_04_03 | 2049 | Anaerobic Digestion | Generation | Methane | QC | Dispatch-Generation | VOM | 0 | [6 empty] | 0.32065 | 0
LCP_Inputs_ON_Electric_2023_04_03 | 2049 | Anaerobic Digestion | Generation | Methane | WC | Dispatch-Generation | EmissionsCost | 0 | [6 empty] | 0.32065 | 0
LCP_Inputs_ON_Electric_2023_04_03 | 2049 | Anaerobic Digestion | Generation | Methane | WC | Dispatch-Generation | FuelCost | 0 | [6 empty] | 0.32065 | 0
LCP_Inputs_ON_Electric_2023_04_03 | 2049 | Anaerobic Digestion | Generation | Methane | WC | Dispatch-Generation | VOM | 0 | [6 empty] | 0.32065 | 0
LCP_Inputs_ON_Electric_2023_04_03 | 2049 | Battery Storage | Storage | Electricity | MI | Dispatch-Storage | EmissionsCost | 0 | [6 empty] | 0.32065 | 0
LCP_Inputs_ON_Electric_2023_04_03 | 2049 | Battery Storage | Storage | Electricity | MI | Dispatch-Storage | FuelCost | 0 | [6 empty] | 0.32065 | 0
LCP_Inputs_ON_Electric_2023_04_03 | 2049 | Battery Storage | Storage | Electricity | MI | Dispatch-Storage | VOM | 0 | [6 empty] | 0.32065 | 0
LCP_Inputs_ON_Electric_2023_04_03 | 2049 | Battery Storage | Storage | Electricity | NY | Dispatch-Storage | EmissionsCost | 0 | [6 empty] | 0.32065 | 0
LCP_Inputs_ON_Electric_2023_04_03 | 2049 | Battery Storage | Storage | Electricity | NY | Dispatch-Storage | FuelCost | 0 | [6 empty] | 0.32065 | 0
LCP_Inputs_ON_Electric_2023_04_03 | 2049 | Battery Storage | Storage | Electricity | NY | Dispatch-Storage | VOM | 0 | [6 empty] | 0.32065 | 0
LCP_Inputs_ON_Electric_2023_04_03 | 2049 | Battery Storage | Storage | Electricity | ON | Dispatch-Storage | EmissionsCost | 0 | [6 empty] | 0.32065 | 0
LCP_Inputs_ON_Electric_2023_04_03 | 2049 | Battery Storage | Storage | Electricity | ON | Dispatch-Storage | FuelCost | 0 | [6 empty] | 0.32065 | 0
LCP_Inputs_ON_Electric_2023_04_03 | 2049 | Battery Storage | Storage | Electricity | ON | Dispatch-Storage | VOM | 0 | [6 empty] | 0.32065 | 0
LCP_Inputs_ON_Electric_2023_04_03 | 2049 | Battery Storage | Storage | Electricity | PJ | Dispatch-Storage | EmissionsCost | 0 | [6 empty] | 0.32065 | 0
LCP_Inputs_ON_Electric_2023_04_03 | 2049 | Battery Storage | Storage | Electricity | PJ | Dispatch-Storage | FuelCost | 0 | [6 empty] | 0.32065 | 0
LCP_Inputs_ON_Electric_2023_04_03 | 2049 | Battery Storage | Storage | Electricity | PJ | Dispatch-Storage | VOM | 0 | [6 empty] | 0.32065 | 0
LCP_Inputs_ON_Electric_2023_04_03 | 2049 | Battery Storage | Storage | Electricity | QC | Dispatch-Storage | EmissionsCost | 0 | [6 empty] | 0.32065 | 0
LCP_Inputs_ON_Electric_2023_04_03 | 2049 | Battery Storage | Storage | Electricity | QC | Dispatch-Storage | FuelCost | 0 | [6 empty] | 0.32065 | 0
LCP_Inputs_ON_Electric_2023_04_03 | 2049 | Battery Storage | Storage | Electricity | QC | Dispatch-Storage | VOM | 0 | [6 empty] | 0.32065 | 0
LCP_Inputs_ON_Electric_2023_04_03 | 2049 | Battery Storage | Storage | Electricity | WC | Dispatch-Storage | EmissionsCost | 0 | [6 empty] | 0.32065 | 0
LCP_Inputs_ON_Electric_2023_04_03 | 2049 | Battery Storage | Storage | Electricity | WC | Dispatch-Storage | FuelCost | 0 | [6 empty] | 0.32065 | 0
LCP_Inputs_ON_Electric_2023_04_03 | 2049 | Battery Storage | Storage | Electricity | WC | Dispatch-Storage | VOM | 0 | [6 empty] | 0.32065 | 0
LCP_Inputs_ON_Electric_2023_04_03 | 2049 | Biomass | Generation | Electricity | MI | Dispatch-Generation | EmissionsCost | 0 | [6 empty] | 0.32065 | 0
LCP_Inputs_ON_Electric_2023_04_03 | 2049 | Biomass | Generation | Electricity | MI | Dispatch-Generation | FuelCost | 0 | [6 empty] | 0.32065 | 0
LCP_Inputs_ON_Electric_2023_04_03 | 2049 | Biomass | Generation | Electricity | MI | Dispatch-Generation | VOM | 0 | [6 empty] | 0.32065 | 0
LCP_Inputs_ON_Electric_2023_04_03 | 2049 | Biomass | Generation | Electricity | NY | Dispatch-Generation | EmissionsCost | 0 | [6 empty] | 0.32065 | 0
LCP_Inputs_ON_Electric_2023_04_03 | 2049 | Biomass | Generation | Electricity | NY | Dispatch-Generation | FuelCost | 0 | [6 empty] | 0.32065 | 0
LCP_Inputs_ON_Electric_2023_04_03 | 2049 | Biomass | Generation | Electricity | NY | Dispatch-Generation | VOM | 0 | [6 empty] | 0.32065 | 0
LCP_Inputs_ON_Electric_2023_04_03 | 2049 | Biomass | Generation | Electricity | ON | Dispatch-Generation | EmissionsCost | 0 | [6 empty] | 0.32065 | 0
LCP_Inputs_ON_Electric_2023_04_03 | 2049 | Biomass | Generation | Electricity | ON | Dispatch-Generation | FuelCost | 2449112.7273 | [6 empty] | 0.32065 | 785311.4607
LCP_Inputs_ON_Electric_2023_04_03 | 2049 | Biomass | Generation | Electricity | ON | Dispatch-Generation | VOM | 31430.28 | [6 empty] | 0.32065 | 10078.1637
LCP_Inputs_ON_Electric_2023_04_03 | 2049 | Biomass | Generation | Electricity | PJ | Dispatch-Generation | EmissionsCost | 0 | [6 empty] | 0.32065 | 0
LCP_Inputs_ON_Electric_2023_04_03 | 2049 | Biomass | Generation | Electricity | PJ | Dispatch-Generation | FuelCost | 0 | [6 empty] | 0.32065 | 0
LCP_Inputs_ON_Electric_2023_04_03 | 2049 | Biomass | Generation | Electricity | PJ | Dispatch-Generation | VOM | 0 | [6 empty] | 0.32065 | 0
LCP_Inputs_ON_Electric_2023_04_03 | 2049 | Biomass | Generation | Electricity | QC | Dispatch-Generation | EmissionsCost | 0 | [6 empty] | 0.32065 | 0
LCP_Inputs_ON_Electric_2023_04_03 | 2049 | Biomass | Generation | Electricity | QC | Dispatch-Generation | FuelCost | 122553.4753 | [6 empty] | 0.32065 | 39296.9452
LCP_Inputs_ON_Electric_2023_04_03 | 2049 | Biomass | Generation | Electricity | QC | Dispatch-Generation | VOM | 1572.7696 | [6 empty] | 0.32065 | 504.3108
LCP_Inputs_ON_Electric_2023_04_03 | 2049 | Biomass | Generation | Electricity | WC | Dispatch-Generation | EmissionsCost | 0 | [6 empty] | 0.32065 | 0
LCP_Inputs_ON_Electric_2023_04_03 | 2049 | Biomass | Generation | Electricity | WC | Dispatch-Generation | FuelCost | 0 | [6 empty] | 0.32065 | 0
LCP_Inputs_ON_Electric_2023_04_03 | 2049 | Biomass | Generation | Electricity | WC | Dispatch-Generation | VOM | 0 | [6 empty] | 0.32065 | 0
LCP_Inputs_ON_Electric_2023_04_03 | 2049 | Biomass + CCS | Generation | Electricity | MI | Dispatch-Generation | EmissionsCost | 0 | [6 empty] | 0.32065 | 0
LCP_Inputs_ON_Electric_2023_04_03 | 2049 | Biomass + CCS | Generation | Electricity | MI | Dispatch-Generation | FuelCost | 0 | [6 empty] | 0.32065 | 0
LCP_Inputs_ON_Electric_2023_04_03 | 2049 | Biomass + CCS | Generation | Electricity | MI | Dispatch-Generation | VOM | 0 | [6 empty] | 0.32065 | 0
LCP_Inputs_ON_Electric_2023_04_03 | 2049 | Biomass + CCS | Generation | Electricity | NY | Dispatch-Generation | EmissionsCost | 0 | [6 empty] | 0.32065 | 0
LCP_Inputs_ON_Electric_2023_04_03 | 2049 | Biomass + CCS | Generation | Electricity | NY | Dispatch-Generation | FuelCost | 0 | [6 empty] | 0.32065 | 0
LCP_Inputs_ON_Electric_2023_04_03 | 2049 | Biomass + CCS | Generation | Electricity | NY | Dispatch-Generation | VOM | 0 | [6 empty] | 0.32065 | 0
LCP_Inputs_ON_Electric_2023_04_03 | 2049 | Biomass + CCS | Generation | Electricity | ON | Dispatch-Generation | EmissionsCost | -566815549.8142 | [6 empty] | 0.32065 | -181750207.9175
LCP_Inputs_ON_Electric_2023_04_03 | 2049 | Biomass + CCS | Generation | Electricity | ON | Dispatch-Generation | FuelCost | 456060730.9091 | [6 empty] | 0.32065 | 146236518.5516
LCP_Inputs_ON_Electric_2023_04_03 | 2049 | Biomass + CCS | Generation | Electricity | ON | Dispatch-Generation | VOM | 3546136.7278 | [6 empty] | 0.32065 | 1137073.7585
LCP_Inputs_ON_Electric_2023_04_03 | 2049 | Biomass + CCS | Generation | Electricity | PJ | Dispatch-Generation | EmissionsCost | 0 | [6 empty] | 0.32065 | 0
LCP_Inputs_ON_Electric_2023_04_03 | 2049 | Biomass + CCS | Generation | Electricity | PJ | Dispatch-Generation | FuelCost | 0 | [6 empty] | 0.32065 | 0
LCP_Inputs_ON_Electric_2023_04_03 | 2049 | Biomass + CCS | Generation | Electricity | PJ | Dispatch-Generation | VOM | 0 | [6 empty] | 0.32065 | 0
LCP_Inputs_ON_Electric_2023_04_03 | 2049 | Biomass + CCS | Generation | Electricity | QC | Dispatch-Generation | EmissionsCost | 0 | [6 empty] | 0.32065 | 0
LCP_Inputs_ON_Electric_2023_04_03 | 2049 | Biomass + CCS | Generation | Electricity | QC | Dispatch-Generation | FuelCost | 0 | [6 empty] | 0.32065 | 0
LCP_Inputs_ON_Electric_2023_04_03 | 2049 | Biomass + CCS | Generation | Electricity | QC | Dispatch-Generation | VOM | 0 | [6 empty] | 0.32065 | 0
LCP_Inputs_ON_Electric_2023_04_03 | 2049 | Biomass + CCS | Generation | Electricity | WC | Dispatch-Generation | EmissionsCost | 0 | [6 empty] | 0.32065 | 0
LCP_Inputs_ON_Electric_2023_04_03 | 2049 | Biomass + CCS | Generation | Electricity | WC | Dispatch-Generation | FuelCost | 0 | [6 empty] | 0.32065 | 0
LCP_Inputs_ON_Electric_2023_04_03 | 2049 | Biomass + CCS | Generation | Electricity | WC | Dispatch-Generation | VOM | 0 | [6 empty] | 0.32065 | 0
LCP_Inputs_ON_Electric_2023_04_03 | 2049 | CH4 + CCS | Generation | Methane | MI | Dispatch-Generation | EmissionsCost | 0 | [6 empty] | 0.32065 | 0
LCP_Inputs_ON_Electric_2023_04_03 | 2049 | CH4 + CCS | Generation | Methane | MI | Dispatch-Generation | FuelCost | 0 | [6 empty] | 0.32065 | 0
LCP_Inputs_ON_Electric_2023_04_03 | 2049 | CH4 + CCS | Generation | Methane | MI | Dispatch-Generation | VOM | 0 | [6 empty] | 0.32065 | 0
LCP_Inputs_ON_Electric_2023_04_03 | 2049 | CH4 + CCS | Generation | Methane | NY | Dispatch-Generation | EmissionsCost | 0 | [6 empty] | 0.32065 | 0
LCP_Inputs_ON_Electric_2023_04_03 | 2049 | CH4 + CCS | Generation | Methane | NY | Dispatch-Generation | FuelCost | 0 | [6 empty] | 0.32065 | 0
LCP_Inputs_ON_Electric_2023_04_03 | 2049 | CH4 + CCS | Generation | Methane | NY | Dispatch-Generation | VOM | 0 | [6 empty] | 0.32065 | 0
LCP_Inputs_ON_Electric_2023_04_03 | 2049 | CH4 + CCS | Generation | Methane | ON | Dispatch-Generation | EmissionsCost | 84395478.3721 | [6 empty] | 0.32065 | 27061529.5336
LCP_Inputs_ON_Electric_2023_04_03 | 2049 | CH4 + CCS | Generation | Methane | ON | Dispatch-Generation | FuelCost | 271488076.3116 | [6 empty] | 0.32065 | 87053035.7414
LCP_Inputs_ON_Electric_2023_04_03 | 2049 | CH4 + CCS | Generation | Methane | ON | Dispatch-Generation | VOM | 25812098.3333 | [6 empty] | 0.32065 | 8276685.8468
LCP_Inputs_ON_Electric_2023_04_03 | 2049 | CH4 + CCS | Generation | Methane | PJ | Dispatch-Generation | EmissionsCost | 0 | [6 empty] | 0.32065 | 0
LCP_Inputs_ON_Electric_2023_04_03 | 2049 | CH4 + CCS | Generation | Methane | PJ | Dispatch-Generation | FuelCost | 0 | [6 empty] | 0.32065 | 0
LCP_Inputs_ON_Electric_2023_04_03 | 2049 | CH4 + CCS | Generation | Methane | PJ | Dispatch-Generation | VOM | 0 | [6 empty] | 0.32065 | 0
LCP_Inputs_ON_Electric_2023_04_03 | 2049 | CH4 + CCS | Generation | Methane | QC | Dispatch-Generation | EmissionsCost | 0 | [6 empty] | 0.32065 | 0
LCP_Inputs_ON_Electric_2023_04_03 | 2049 | CH4 + CCS | Generation | Methane | QC | Dispatch-Generation | FuelCost | 0 | [6 empty] | 0.32065 | 0
LCP_Inputs_ON_Electric_2023_04_03 | 2049 | CH4 + CCS | Generation | Methane | QC | Dispatch-Generation | VOM | 0 | [6 empty] | 0.32065 | 0
LCP_Inputs_ON_Electric_2023_04_03 | 2049 | CH4 + CCS | Generation | Methane | WC | Dispatch-Generation | EmissionsCost | 0 | [6 empty] | 0.32065 | 0
LCP_Inputs_ON_Electric_2023_04_03 | 2049 | CH4 + CCS | Generation | Methane | WC | Dispatch-Generation | FuelCost | 0 | [6 empty] | 0.32065 | 0
LCP_Inputs_ON_Electric_2023_04_03 | 2049 | CH4 + CCS | Generation | Methane | WC | Dispatch-Generation | VOM | 0 | [6 empty] | 0.32065 | 0
LCP_Inputs_ON_Electric_2023_04_03 | 2049 | CH4 Import - NY 2020 | Import | Methane | MI | Dispatch-Import | EmissionsCost | 0 | [6 empty] | 0.32065 | 0
LCP_Inputs_ON_Electric_2023_04_03 | 2049 | CH4 Import - NY 2020 | Import | Methane | MI | Dispatch-Import | FuelCost | 0 | [6 empty] | 0.32065 | 0
LCP_Inputs_ON_Electric_2023_04_03 | 2049 | CH4 Import - NY 2020 | Import | Methane | MI | Dispatch-Import | VOM | 0 | [6 empty] | 0.32065 | 0
LCP_Inputs_ON_Electric_2023_04_03 | 2049 | CH4 Import - NY 2020 | Import | Methane | NY | Dispatch-Import | EmissionsCost | 0 | [6 empty] | 0.32065 | 0
LCP_Inputs_ON_Electric_2023_04_03 | 2049 | CH4 Import - NY 2020 | Import | Methane | NY | Dispatch-Import | FuelCost | 0 | [6 empty] | 0.32065 | 0
LCP_Inputs_ON_Electric_2023_04_03 | 2049 | CH4 Import - NY 2020 | Import | Methane | NY | Dispatch-Import | VOM | 0 | [6 empty] | 0.32065 | 0
LCP_Inputs_ON_Electric_2023_04_03 | 2049 | CH4 Import - NY 2020 | Import | Methane | ON | Dispatch-Import | EmissionsCost | 0 | [6 empty] | 0.32065 | 0
LCP_Inputs_ON_Electric_2023_04_03 | 2049 | CH4 Import - NY 2020 | Import | Methane | ON | Dispatch-Import | FuelCost | 0 | [6 empty] | 0.32065 | 0
LCP_Inputs_ON_Electric_2023_04_03 | 2049 | CH4 Import - NY 2020 | Import | Methane | ON | Dispatch-Import | VOM | 0 | [6 empty] | 0.32065 | 0
LCP_Inputs_ON_Electric_2023_04_03 | 2049 | CH4 Import - NY 2020 | Import | Methane | PJ | Dispatch-Import | EmissionsCost | 0 | [6 empty] | 0.32065 | 0
LCP_Inputs_ON_Electric_2023_04_03 | 2049 | CH4 Import - NY 2020 | Import | Methane | PJ | Dispatch-Import | FuelCost | 0 | [6 empty] | 0.32065 | 0
LCP_Inputs_ON_Electric_2023_04_03 | 2049 | CH4 Import - NY 2020 | Import | Methane | PJ | Dispatch-Import | VOM | 0 | [6 empty] | 0.32065 | 0
LCP_Inputs_ON_Electric_2023_04_03 | 2049 | CH4 Import - NY 2020 | Import | Methane | QC | Dispatch-Import | EmissionsCost | 0 | [6 empty] | 0.32065 | 0
LCP_Inputs_ON_Electric_2023_04_03 | 2049 | CH4 Import - NY 2020 | Import | Methane | QC | Dispatch-Import | FuelCost | 0 | [6 empty] | 0.32065 | 0
LCP_Inputs_ON_Electric_2023_04_03 | 2049 | CH4 Import - NY 2020 | Import | Methane | QC | Dispatch-Import | VOM | 0 | [6 empty] | 0.32065 | 0
LCP_Inputs_ON_Electric_2023_04_03 | 2049 | CH4 Import - NY 2020 | Import | Methane | WC | Dispatch-Import | EmissionsCost | 0 | [6 empty] | 0.32065 | 0
LCP_Inputs_ON_Electric_2023_04_03 | 2049 | CH4 Import - NY 2020 | Import | Methane | WC | Dispatch-Import | FuelCost | 0 | [6 empty] | 0.32065 | 0
LCP_Inputs_ON_Electric_2023_04_03 | 2049 | CH4 Import - NY 2020 | Import | Methane | WC | Dispatch-Import | VOM | 0 | [6 empty] | 0.32065 | 0
LCP_Inputs_ON_Electric_2023_04_03 | 2049 | CH4 Import - NY 2030 | Import | Methane | MI | Dispatch-Import | EmissionsCost | 0 | [6 empty] | 0.32065 | 0
LCP_Inputs_ON_Electric_2023_04_03 | 2049 | CH4 Import - NY 2030 | Import | Methane | MI | Dispatch-Import | FuelCost | 0 | [6 empty] | 0.32065 | 0
LCP_Inputs_ON_Electric_2023_04_03 | 2049 | CH4 Import - NY 2030 | Import | Methane | MI | Dispatch-Import | VOM | 0 | [6 empty] | 0.32065 | 0
LCP_Inputs_ON_Electric_2023_04_03 | 2049 | CH4 Import - NY 2030 | Import | Methane | NY | Dispatch-Import | EmissionsCost | 0 | [6 empty] | 0.32065 | 0
LCP_Inputs_ON_Electric_2023_04_03 | 2049 | CH4 Import - NY 2030 | Import | Methane | NY | Dispatch-Import | FuelCost | 0 | [6 empty] | 0.32065 | 0
LCP_Inputs_ON_Electric_2023_04_03 | 2049 | CH4 Import - NY 2030 | Import | Methane | NY | Dispatch-Import | VOM | 0 | [6 empty] | 0.32065 | 0
LCP_Inputs_ON_Electric_2023_04_03 | 2049 | CH4 Import - NY 2030 | Import | Methane | ON | Dispatch-Import | EmissionsCost | 0 | [6 empty] | 0.32065 | 0
LCP_Inputs_ON_Electric_2023_04_03 | 2049 | CH4 Import - NY 2030 | Import | Methane | ON | Dispatch-Import | FuelCost | 0 | [6 empty] | 0.32065 | 0
LCP_Inputs_ON_Electric_2023_04_03 | 2049 | CH4 Import - NY 2030 | Import | Methane | ON | Dispatch-Import | VOM | 0 | [6 empty] | 0.32065 | 0
LCP_Inputs_ON_Electric_2023_04_03 | 2049 | CH4 Import - NY 2030 | Import | Methane | PJ | Dispatch-Import | EmissionsCost | 0 | [6 empty] | 0.32065 | 0
LCP_Inputs_ON_Electric_2023_04_03 | 2049 | CH4 Import - NY 2030 | Import | Methane | PJ | Dispatch-Import | FuelCost | 0 | [6 empty] | 0.32065 | 0
LCP_Inputs_ON_Electric_2023_04_03 | 2049 | CH4 Import - NY 2030 | Import | Methane | PJ | Dispatch-Import | VOM | 0 | [6 empty] | 0.32065 | 0
LCP_Inputs_ON_Electric_2023_04_03 | 2049 | CH4 Import - NY 2030 | Import | Methane | QC | Dispatch-Import | EmissionsCost | 0 | [6 empty] | 0.32065 | 0
LCP_Inputs_ON_Electric_2023_04_03 | 2049 | CH4 Import - NY 2030 | Import | Methane | QC | Dispatch-Import | FuelCost | 0 | [6 empty] | 0.32065 | 0
LCP_Inputs_ON_Electric_2023_04_03 | 2049 | CH4 Import - NY 2030 | Import | Methane | QC | Dispatch-Import | VOM | 0 | [6 empty] | 0.32065 | 0
LCP_Inputs_ON_Electric_2023_04_03 | 2049 | CH4 Import - NY 2030 | Import | Methane | WC | Dispatch-Import | EmissionsCost | 0 | [6 empty] | 0.32065 | 0
LCP_Inputs_ON_Electric_2023_04_03 | 2049 | CH4 Import - NY 2030 | Import | Methane | WC | Dispatch-Import | FuelCost | 0 | [6 empty] | 0.32065 | 0
LCP_Inputs_ON_Electric_2023_04_03 | 2049 | CH4 Import - NY 2030 | Import | Methane | WC | Dispatch-Import | VOM | 0 | [6 empty] | 0.32065 | 0
LCP_Inputs_ON_Electric_2023_04_03 | 2049 | CH4 Import - NY 2040 | Import | Methane | MI | Dispatch-Import | EmissionsCost | 0 | [6 empty] | 0.32065 | 0
LCP_Inputs_ON_Electric_2023_04_03 | 2049 | CH4 Import - NY 2040 | Import | Methane | MI | Dispatch-Import | FuelCost | 0 | [6 empty] | 0.32065 | 0
LCP_Inputs_ON_Electric_2023_04_03 | 2049 | CH4 Import - NY 2040 | Import | Methane | MI | Dispatch-Import | VOM | 0 | [6 empty] | 0.32065 | 0
LCP_Inputs_ON_Electric_2023_04_03 | 2049 | CH4 Import - NY 2040 | Import | Methane | NY | Dispatch-Import | EmissionsCost | 2422180073.5024 | [6 empty] | 0.32065 | 776675467.2082
LCP_Inputs_ON_Electric_2023_04_03 | 2049 | CH4 Import - NY 2040 | Import | Methane | NY | Dispatch-Import | FuelCost | 758346581.876 | [6 empty] | 0.32065 | 243164904.3057
LCP_Inputs_ON_Electric_2023_04_03 | 2049 | CH4 Import - NY 2040 | Import | Methane | NY | Dispatch-Import | VOM | 0 | [6 empty] | 0.32065 | 0
LCP_Inputs_ON_Electric_2023_04_03 | 2049 | CH4 Import - NY 2040 | Import | Methane | ON | Dispatch-Import | EmissionsCost | 0 | [6 empty] | 0.32065 | 0
LCP_Inputs_ON_Electric_2023_04_03 | 2049 | CH4 Import - NY 2040 | Import | Methane | ON | Dispatch-Import | FuelCost | 0 | [6 empty] | 0.32065 | 0
LCP_Inputs_ON_Electric_2023_04_03 | 2049 | CH4 Import - NY 2040 | Import | Methane | ON | Dispatch-Import | VOM | 0 | [6 empty] | 0.32065 | 0
LCP_Inputs_ON_Electric_2023_04_03 | 2049 | CH4 Import - NY 2040 | Import | Methane | PJ | Dispatch-Import | EmissionsCost | 0 | [6 empty] | 0.32065 | 0
LCP_Inputs_ON_Electric_2023_04_03 | 2049 | CH4 Import - NY 2040 | Import | Methane | PJ | Dispatch-Import | FuelCost | 0 | [6 empty] | 0.32065 | 0
LCP_Inputs_ON_Electric_2023_04_03 | 2049 | CH4 Import - NY 2040 | Import | Methane | PJ | Dispatch-Import | VOM | 0 | [6 empty] | 0.32065 | 0
LCP_Inputs_ON_Electric_2023_04_03 | 2049 | CH4 Import - NY 2040 | Import | Methane | QC | Dispatch-Import | EmissionsCost | 0 | [6 empty] | 0.32065 | 0
LCP_Inputs_ON_Electric_2023_04_03 | 2049 | CH4 Import - NY 2040 | Import | Methane | QC | Dispatch-Import | FuelCost | 0 | [6 empty] | 0.32065 | 0
LCP_Inputs_ON_Electric_2023_04_03 | 2049 | CH4 Import - NY 2040 | Import | Methane | QC | Dispatch-Import | VOM | 0 | [6 empty] | 0.32065 | 0
LCP_Inputs_ON_Electric_2023_04_03 | 2049 | CH4 Import - NY 2040 | Import | Methane | WC | Dispatch-Import | EmissionsCost | 0 | [6 empty] | 0.32065 | 0
LCP_Inputs_ON_Electric_2023_04_03 | 2049 | CH4 Import - NY 2040 | Import | Methane | WC | Dispatch-Import | FuelCost | 0 | [6 empty] | 0.32065 | 0
LCP_Inputs_ON_Electric_2023_04_03 | 2049 | CH4 Import - NY 2040 | Import | Methane | WC | Dispatch-Import | VOM | 0 | [6 empty] | 0.32065 | 0
LCP_Inputs_ON_Electric_2023_04_03 | 2049 | CH4 Import - NY 2050 | Import | Methane | MI | Dispatch-Import | EmissionsCost | 0 | [6 empty] | 0.32065 | 0
LCP_Inputs_ON_Electric_2023_04_03 | 2049 | CH4 Import - NY 2050 | Import | Methane | MI | Dispatch-Import | FuelCost | 0 | [6 empty] | 0.32065 | 0
LCP_Inputs_ON_Electric_2023_04_03 | 2049 | CH4 Import - NY 2050 | Import | Methane | MI | Dispatch-Import | VOM | 0 | [6 empty] | 0.32065 | 0
LCP_Inputs_ON_Electric_2023_04_03 | 2049 | CH4 Import - NY 2050 | Import | Methane | NY | Dispatch-Import | EmissionsCost | 0 | [6 empty] | 0.32065 | 0
LCP_Inputs_ON_Electric_2023_04_03 | 2049 | CH4 Import - NY 2050 | Import | Methane | NY | Dispatch-Import | FuelCost | 0 | [6 empty] | 0.32065 | 0
LCP_Inputs_ON_Electric_2023_04_03 | 2049 | CH4 Import - NY 2050 | Import | Methane | NY | Dispatch-Import | VOM | 0 | [6 empty] | 0.32065 | 0
LCP_Inputs_ON_Electric_2023_04_03 | 2049 | CH4 Import - NY 2050 | Import | Methane | ON | Dispatch-Import | EmissionsCost | 0 | [6 empty] | 0.32065 | 0
LCP_Inputs_ON_Electric_2023_04_03 | 2049 | CH4 Import - NY 2050 | Import | Methane | ON | Dispatch-Import | FuelCost | 0 | [6 empty] | 0.32065 | 0
LCP_Inputs_ON_Electric_2023_04_03 | 2049 | CH4 Import - NY 2050 | Import | Methane | ON | Dispatch-Import | VOM | 0 | [6 empty] | 0.32065 | 0
LCP_Inputs_ON_Electric_2023_04_03 | 2049 | CH4 Import - NY 2050 | Import | Methane | PJ | Dispatch-Import | EmissionsCost | 0 | [6 empty] | 0.32065 | 0
LCP_Inputs_ON_Electric_2023_04_03 | 2049 | CH4 Import - NY 2050 | Import | Methane | PJ | Dispatch-Import | FuelCost | 0 | [6 empty] | 0.32065 | 0
LCP_Inputs_ON_Electric_2023_04_03 | 2049 | CH4 Import - NY 2050 | Import | Methane | PJ | Dispatch-Import | VOM | 0 | [6 empty] | 0.32065 | 0
LCP_Inputs_ON_Electric_2023_04_03 | 2049 | CH4 Import - NY 2050 | Import | Methane | QC | Dispatch-Import | EmissionsCost | 0 | [6 empty] | 0.32065 | 0
LCP_Inputs_ON_Electric_2023_04_03 | 2049 | CH4 Import - NY 2050 | Import | Methane | QC | Dispatch-Import | FuelCost | 0 | [6 empty] | 0.32065 | 0
LCP_Inputs_ON_Electric_2023_04_03 | 2049 | CH4 Import - NY 2050 | Import | Methane | QC | Dispatch-Import | VOM | 0 | [6 empty] | 0.32065 | 0
LCP_Inputs_ON_Electric_2023_04_03 | 2049 | CH4 Import - NY 2050 | Import | Methane | WC | Dispatch-Import | EmissionsCost | 0 | [6 empty] | 0.32065 | 0
LCP_Inputs_ON_Electric_2023_04_03 | 2049 | CH4 Import - NY 2050 | Import | Methane | WC | Dispatch-Import | FuelCost | 0 | [6 empty] | 0.32065 | 0
LCP_Inputs_ON_Electric_2023_04_03 | 2049 | CH4 Import - NY 2050 | Import | Methane | WC | Dispatch-Import | VOM | 0 | [6 empty] | 0.32065 | 0
LCP_Inputs_ON_Electric_2023_04_03 | 2049 | CH4 Import - WC 2020 | Import | Methane | MI | Dispatch-Import | EmissionsCost | 0 | [6 empty] | 0.32065 | 0
LCP_Inputs_ON_Electric_2023_04_03 | 2049 | CH4 Import - WC 2020 | Import | Methane | MI | Dispatch-Import | FuelCost | 0 | [6 empty] | 0.32065 | 0
LCP_Inputs_ON_Electric_2023_04_03 | 2049 | CH4 Import - WC 2020 | Import | Methane | MI | Dispatch-Import | VOM | 0 | [6 empty] | 0.32065 | 0
LCP_Inputs_ON_Electric_2023_04_03 | 2049 | CH4 Import - WC 2020 | Import | Methane | NY | Dispatch-Import | EmissionsCost | 0 | [6 empty] | 0.32065 | 0
LCP_Inputs_ON_Electric_2023_04_03 | 2049 | CH4 Import - WC 2020 | Import | Methane | NY | Dispatch-Import | FuelCost | 0 | [6 empty] | 0.32065 | 0
LCP_Inputs_ON_Electric_2023_04_03 | 2049 | CH4 Import - WC 2020 | Import | Methane | NY | Dispatch-Import | VOM | 0 | [6 empty] | 0.32065 | 0
LCP_Inputs_ON_Electric_2023_04_03 | 2049 | CH4 Import - WC 2020 | Import | Methane | ON | Dispatch-Import | EmissionsCost | 0 | [6 empty] | 0.32065 | 0
LCP_Inputs_ON_Electric_2023_04_03 | 2049 | CH4 Import - WC 2020 | Import | Methane | ON | Dispatch-Import | FuelCost | 0 | [6 empty] | 0.32065 | 0
LCP_Inputs_ON_Electric_2023_04_03 | 2049 | CH4 Import - WC 2020 | Import | Methane | ON | Dispatch-Import | VOM | 0 | [6 empty] | 0.32065 | 0
LCP_Inputs_ON_Electric_2023_04_03 | 2049 | CH4 Import - WC 2020 | Import | Methane | PJ | Dispatch-Import | EmissionsCost | 0 | [6 empty] | 0.32065 | 0
LCP_Inputs_ON_Electric_2023_04_03 | 2049 | CH4 Import - WC 2020 | Import | Methane | PJ | Dispatch-Import | FuelCost | 0 | [6 empty] | 0.32065 | 0
LCP_Inputs_ON_Electric_2023_04_03 | 2049 | CH4 Import - WC 2020 | Import | Methane | PJ | Dispatch-Import | VOM | 0 | [6 empty] | 0.32065 | 0
LCP_Inputs_ON_Electric_2023_04_03 | 2049 | CH4 Import - WC 2020 | Import | Methane | QC | Dispatch-Import | EmissionsCost | 0 | [6 empty] | 0.32065 | 0
LCP_Inputs_ON_Electric_2023_04_03 | 2049 | CH4 Import - WC 2020 | Import | Methane | QC | Dispatch-Import | FuelCost | 0 | [6 empty] | 0.32065 | 0
LCP_Inputs_ON_Electric_2023_04_03 | 2049 | CH4 Import - WC 2020 | Import | Methane | QC | Dispatch-Import | VOM | 0 | [6 empty] | 0.32065 | 0
LCP_Inputs_ON_Electric_2023_04_03 | 2049 | CH4 Import - WC 2020 | Import | Methane | WC | Dispatch-Import | EmissionsCost | 0 | [6 empty] | 0.32065 | 0
LCP_Inputs_ON_Electric_2023_04_03 | 2049 | CH4 Import - WC 2020 | Import | Methane | WC | Dispatch-Import | FuelCost | 0 | [6 empty] | 0.32065 | 0
LCP_Inputs_ON_Electric_2023_04_03 | 2049 | CH4 Import - WC 2020 | Import | Methane | WC | Dispatch-Import | VOM | 0 | [6 empty] | 0.32065 | 0
LCP_Inputs_ON_Electric_2023_04_03 | 2049 | CH4 Import - WC 2030 | Import | Methane | MI | Dispatch-Import | EmissionsCost | 0 | [6 empty] | 0.32065 | 0
LCP_Inputs_ON_Electric_2023_04_03 | 2049 | CH4 Import - WC 2030 | Import | Methane | MI | Dispatch-Import | FuelCost | 0 | [6 empty] | 0.32065 | 0
LCP_Inputs_ON_Electric_2023_04_03 | 2049 | CH4 Import - WC 2030 | Import | Methane | MI | Dispatch-Import | VOM | 0 | [6 empty] | 0.32065 | 0
LCP_Inputs_ON_Electric_2023_04_03 | 2049 | CH4 Import - WC 2030 | Import | Methane | NY | Dispatch-Import | EmissionsCost | 0 | [6 empty] | 0.32065 | 0
LCP_Inputs_ON_Electric_2023_04_03 | 2049 | CH4 Import - WC 2030 | Import | Methane | NY | Dispatch-Import | FuelCost | 0 | [6 empty] | 0.32065 | 0
LCP_Inputs_ON_Electric_2023_04_03 | 2049 | CH4 Import - WC 2030 | Import | Methane | NY | Dispatch-Import | VOM | 0 | [6 empty] | 0.32065 | 0
LCP_Inputs_ON_Electric_2023_04_03 | 2049 | CH4 Import - WC 2030 | Import | Methane | ON | Dispatch-Import | EmissionsCost | 0 | [6 empty] | 0.32065 | 0
LCP_Inputs_ON_Electric_2023_04_03 | 2049 | CH4 Import - WC 2030 | Import | Methane | ON | Dispatch-Import | FuelCost | 0 | [6 empty] | 0.32065 | 0
LCP_Inputs_ON_Electric_2023_04_03 | 2049 | CH4 Import - WC 2030 | Import | Methane | ON | Dispatch-Import | VOM | 0 | [6 empty] | 0.32065 | 0
LCP_Inputs_ON_Electric_2023_04_03 | 2049 | CH4 Import - WC 2030 | Import | Methane | PJ | Dispatch-Import | EmissionsCost | 0 | [6 empty] | 0.32065 | 0
LCP_Inputs_ON_Electric_2023_04_03 | 2049 | CH4 Import - WC 2030 | Import | Methane | PJ | Dispatch-Import | FuelCost | 0 | [6 empty] | 0.32065 | 0
LCP_Inputs_ON_Electric_2023_04_03 | 2049 | CH4 Import - WC 2030 | Import | Methane | PJ | Dispatch-Import | VOM | 0 | [6 empty] | 0.32065 | 0
LCP_Inputs_ON_Electric_2023_04_03 | 2049 | CH4 Import - WC 2030 | Import | Methane | QC | Dispatch-Import | EmissionsCost | 0 | [6 empty] | 0.32065 | 0
LCP_Inputs_ON_Electric_2023_04_03 | 2049 | CH4 Import - WC 2030 | Import | Methane | QC | Dispatch-Import | FuelCost | 0 | [6 empty] | 0.32065 | 0
LCP_Inputs_ON_Electric_2023_04_03 | 2049 | CH4 Import - WC 2030 | Import | Methane | QC | Dispatch-Import | VOM | 0 | [6 empty] | 0.32065 | 0
LCP_Inputs_ON_Electric_2023_04_03 | 2049 | CH4 Import - WC 2030 | Import | Methane | WC | Dispatch-Import | EmissionsCost | 0 | [6 empty] | 0.32065 | 0
LCP_Inputs_ON_Electric_2023_04_03 | 2049 | CH4 Import - WC 2030 | Import | Methane | WC | Dispatch-Import | FuelCost | 0 | [6 empty] | 0.32065 | 0
LCP_Inputs_ON_Electric_2023_04_03 | 2049 | CH4 Import - WC 2030 | Import | Methane | WC | Dispatch-Import | VOM | 0 | [6 empty] | 0.32065 | 0
LCP_Inputs_ON_Electric_2023_04_03 | 2049 | CH4 Import - WC 2040 | Import | Methane | MI | Dispatch-Import | EmissionsCost | 0 | [6 empty] | 0.32065 | 0
LCP_Inputs_ON_Electric_2023_04_03 | 2049 | CH4 Import - WC 2040 | Import | Methane | MI | Dispatch-Import | FuelCost | 0 | [6 empty] | 0.32065 | 0
LCP_Inputs_ON_Electric_2023_04_03 | 2049 | CH4 Import - WC 2040 | Import | Methane | MI | Dispatch-Import | VOM | 0 | [6 empty] | 0.32065 | 0
LCP_Inputs_ON_Electric_2023_04_03 | 2049 | CH4 Import - WC 2040 | Import | Methane | NY | Dispatch-Import | EmissionsCost | 0 | [6 empty] | 0.32065 | 0
LCP_Inputs_ON_Electric_2023_04_03 | 2049 | CH4 Import - WC 2040 | Import | Methane | NY | Dispatch-Import | FuelCost | 0 | [6 empty] | 0.32065 | 0
LCP_Inputs_ON_Electric_2023_04_03 | 2049 | CH4 Import - WC 2040 | Import | Methane | NY | Dispatch-Import | VOM | 0 | [6 empty] | 0.32065 | 0
LCP_Inputs_ON_Electric_2023_04_03 | 2049 | CH4 Import - WC 2040 | Import | Methane | ON | Dispatch-Import | EmissionsCost | 0 | [6 empty] | 0.32065 | 0
LCP_Inputs_ON_Electric_2023_04_03 | 2049 | CH4 Import - WC 2040 | Import | Methane | ON | Dispatch-Import | FuelCost | 0 | [6 empty] | 0.32065 | 0
LCP_Inputs_ON_Electric_2023_04_03 | 2049 | CH4 Import - WC 2040 | Import | Methane | ON | Dispatch-Import | VOM | 0 | [6 empty] | 0.32065 | 0
LCP_Inputs_ON_Electric_2023_04_03 | 2049 | CH4 Import - WC 2040 | Import | Methane | PJ | Dispatch-Import | EmissionsCost | 0 | [6 empty] | 0.32065 | 0
LCP_Inputs_ON_Electric_2023_04_03 | 2049 | CH4 Import - WC 2040 | Import | Methane | PJ | Dispatch-Import | FuelCost | 0 | [6 empty] | 0.32065 | 0
LCP_Inputs_ON_Electric_2023_04_03 | 2049 | CH4 Import - WC 2040 | Import | Methane | PJ | Dispatch-Import | VOM | 0 | [6 empty] | 0.32065 | 0
LCP_Inputs_ON_Electric_2023_04_03 | 2049 | CH4 Import - WC 2040 | Import | Methane | QC | Dispatch-Import | EmissionsCost | 0 | [6 empty] | 0.32065 | 0
LCP_Inputs_ON_Electric_2023_04_03 | 2049 | CH4 Import - WC 2040 | Import | Methane | QC | Dispatch-Import | FuelCost | 0 | [6 empty] | 0.32065 | 0
LCP_Inputs_ON_Electric_2023_04_03 | 2049 | CH4 Import - WC 2040 | Import | Methane | QC | Dispatch-Import | VOM | 0 | [6 empty] | 0.32065 | 0
LCP_Inputs_ON_Electric_2023_04_03 | 2049 | CH4 Import - WC 2040 | Import | Methane | WC | Dispatch-Import | EmissionsCost | 2104859190.9353 | [6 empty] | 0.32065 | 674926077.3016
LCP_Inputs_ON_Electric_2023_04_03 | 2049 | CH4 Import - WC 2040 | Import | Methane | WC | Dispatch-Import | FuelCost | 658998391.6712 | [6 empty] | 0.32065 | 211308766.5693
LCP_Inputs_ON_Electric_2023_04_03 | 2049 | CH4 Import - WC 2040 | Import | Methane | WC | Dispatch-Import | VOM | 0 | [6 empty] | 0.32065 | 0
LCP_Inputs_ON_Electric_2023_04_03 | 2049 | CH4 Import - WC 2050 | Import | Methane | MI | Dispatch-Import | EmissionsCost | 0 | [6 empty] | 0.32065 | 0
LCP_Inputs_ON_Electric_2023_04_03 | 2049 | CH4 Import - WC 2050 | Import | Methane | MI | Dispatch-Import | FuelCost | 0 | [6 empty] | 0.32065 | 0
LCP_Inputs_ON_Electric_2023_04_03 | 2049 | CH4 Import - WC 2050 | Import | Methane | MI | Dispatch-Import | VOM | 0 | [6 empty] | 0.32065 | 0
LCP_Inputs_ON_Electric_2023_04_03 | 2049 | CH4 Import - WC 2050 | Import | Methane | NY | Dispatch-Import | EmissionsCost | 0 | [6 empty] | 0.32065 | 0
LCP_Inputs_ON_Electric_2023_04_03 | 2049 | CH4 Import - WC 2050 | Import | Methane | NY | Dispatch-Import | FuelCost | 0 | [6 empty] | 0.32065 | 0
LCP_Inputs_ON_Electric_2023_04_03 | 2049 | CH4 Import - WC 2050 | Import | Methane | NY | Dispatch-Import | VOM | 0 | [6 empty] | 0.32065 | 0
LCP_Inputs_ON_Electric_2023_04_03 | 2049 | CH4 Import - WC 2050 | Import | Methane | ON | Dispatch-Import | EmissionsCost | 0 | [6 empty] | 0.32065 | 0
LCP_Inputs_ON_Electric_2023_04_03 | 2049 | CH4 Import - WC 2050 | Import | Methane | ON | Dispatch-Import | FuelCost | 0 | [6 empty] | 0.32065 | 0
LCP_Inputs_ON_Electric_2023_04_03 | 2049 | CH4 Import - WC 2050 | Import | Methane | ON | Dispatch-Import | VOM | 0 | [6 empty] | 0.32065 | 0
LCP_Inputs_ON_Electric_2023_04_03 | 2049 | CH4 Import - WC 2050 | Import | Methane | PJ | Dispatch-Import | EmissionsCost | 0 | [6 empty] | 0.32065 | 0
LCP_Inputs_ON_Electric_2023_04_03 | 2049 | CH4 Import - WC 2050 | Import | Methane | PJ | Dispatch-Import | FuelCost | 0 | [6 empty] | 0.32065 | 0
LCP_Inputs_ON_Electric_2023_04_03 | 2049 | CH4 Import - WC 2050 | Import | Methane | PJ | Dispatch-Import | VOM | 0 | [6 empty] | 0.32065 | 0
LCP_Inputs_ON_Electric_2023_04_03 | 2049 | CH4 Import - WC 2050 | Import | Methane | QC | Dispatch-Import | EmissionsCost | 0 | [6 empty] | 0.32065 | 0
LCP_Inputs_ON_Electric_2023_04_03 | 2049 | CH4 Import - WC 2050 | Import | Methane | QC | Dispatch-Import | FuelCost | 0 | [6 empty] | 0.32065 | 0
LCP_Inputs_ON_Electric_2023_04_03 | 2049 | CH4 Import - WC 2050 | Import | Methane | QC | Dispatch-Import | VOM | 0 | [6 empty] | 0.32065 | 0
LCP_Inputs_ON_Electric_2023_04_03 | 2049 | CH4 Import - WC 2050 | Import | Methane | WC | Dispatch-Import | EmissionsCost | 0 | [6 empty] | 0.32065 | 0
LCP_Inputs_ON_Electric_2023_04_03 | 2049 | CH4 Import - WC 2050 | Import | Methane | WC | Dispatch-Import | FuelCost | 0 | [6 empty] | 0.32065 | 0
LCP_Inputs_ON_Electric_2023_04_03 | 2049 | CH4 Import - WC 2050 | Import | Methane | WC | Dispatch-Import | VOM | 0 | [6 empty] | 0.32065 | 0
LCP_Inputs_ON_Electric_2023_04_03 | 2049 | CH4 Salt Cavern Storage - ON | Storage | Methane | MI | Dispatch-Storage | EmissionsCost | 0 | [6 empty] | 0.32065 | 0
LCP_Inputs_ON_Electric_2023_04_03 | 2049 | CH4 Salt Cavern Storage - ON | Storage | Methane | MI | Dispatch-Storage | FuelCost | 0 | [6 empty] | 0.32065 | 0
LCP_Inputs_ON_Electric_2023_04_03 | 2049 | CH4 Salt Cavern Storage - ON | Storage | Methane | MI | Dispatch-Storage | VOM | 0 | [6 empty] | 0.32065 | 0
LCP_Inputs_ON_Electric_2023_04_03 | 2049 | CH4 Salt Cavern Storage - ON | Storage | Methane | NY | Dispatch-Storage | EmissionsCost | 0 | [6 empty] | 0.32065 | 0
LCP_Inputs_ON_Electric_2023_04_03 | 2049 | CH4 Salt Cavern Storage - ON | Storage | Methane | NY | Dispatch-Storage | FuelCost | 0 | [6 empty] | 0.32065 | 0
LCP_Inputs_ON_Electric_2023_04_03 | 2049 | CH4 Salt Cavern Storage - ON | Storage | Methane | NY | Dispatch-Storage | VOM | 0 | [6 empty] | 0.32065 | 0
LCP_Inputs_ON_Electric_2023_04_03 | 2049 | CH4 Salt Cavern Storage - ON | Storage | Methane | ON | Dispatch-Storage | EmissionsCost | 0 | [6 empty] | 0.32065 | 0
LCP_Inputs_ON_Electric_2023_04_03 | 2049 | CH4 Salt Cavern Storage - ON | Storage | Methane | ON | Dispatch-Storage | FuelCost | 0 | [6 empty] | 0.32065 | 0
LCP_Inputs_ON_Electric_2023_04_03 | 2049 | CH4 Salt Cavern Storage - ON | Storage | Methane | ON | Dispatch-Storage | VOM | 0 | [6 empty] | 0.32065 | 0
LCP_Inputs_ON_Electric_2023_04_03 | 2049 | CH4 Salt Cavern Storage - ON | Storage | Methane | PJ | Dispatch-Storage | EmissionsCost | 0 | [6 empty] | 0.32065 | 0
LCP_Inputs_ON_Electric_2023_04_03 | 2049 | CH4 Salt Cavern Storage - ON | Storage | Methane | PJ | Dispatch-Storage | FuelCost | 0 | [6 empty] | 0.32065 | 0
LCP_Inputs_ON_Electric_2023_04_03 | 2049 | CH4 Salt Cavern Storage - ON | Storage | Methane | PJ | Dispatch-Storage | VOM | 0 | [6 empty] | 0.32065 | 0
LCP_Inputs_ON_Electric_2023_04_03 | 2049 | CH4 Salt Cavern Storage - ON | Storage | Methane | QC | Dispatch-Storage | EmissionsCost | 0 | [6 empty] | 0.32065 | 0
LCP_Inputs_ON_Electric_2023_04_03 | 2049 | CH4 Salt Cavern Storage - ON | Storage | Methane | QC | Dispatch-Storage | FuelCost | 0 | [6 empty] | 0.32065 | 0
LCP_Inputs_ON_Electric_2023_04_03 | 2049 | CH4 Salt Cavern Storage - ON | Storage | Methane | QC | Dispatch-Storage | VOM | 0 | [6 empty] | 0.32065 | 0
LCP_Inputs_ON_Electric_2023_04_03 | 2049 | CH4 Salt Cavern Storage - ON | Storage | Methane | WC | Dispatch-Storage | EmissionsCost | 0 | [6 empty] | 0.32065 | 0
LCP_Inputs_ON_Electric_2023_04_03 | 2049 | CH4 Salt Cavern Storage - ON | Storage | Methane | WC | Dispatch-Storage | FuelCost | 0 | [6 empty] | 0.32065 | 0
LCP_Inputs_ON_Electric_2023_04_03 | 2049 | CH4 Salt Cavern Storage - ON | Storage | Methane | WC | Dispatch-Storage | VOM | 0 | [6 empty] | 0.32065 | 0
LCP_Inputs_ON_Electric_2023_04_03 | 2049 | Electrolyser 2020/2030 | Crossload | Hydrogen | MI | Dispatch-Crossload | EmissionsCost | 0 | [6 empty] | 0.32065 | 0
LCP_Inputs_ON_Electric_2023_04_03 | 2049 | Electrolyser 2020/2030 | Crossload | Hydrogen | MI | Dispatch-Crossload | FuelCost | 0 | [6 empty] | 0.32065 | 0
LCP_Inputs_ON_Electric_2023_04_03 | 2049 | Electrolyser 2020/2030 | Crossload | Hydrogen | MI | Dispatch-Crossload | VOM | 0 | [6 empty] | 0.32065 | 0
LCP_Inputs_ON_Electric_2023_04_03 | 2049 | Electrolyser 2020/2030 | Crossload | Hydrogen | NY | Dispatch-Crossload | EmissionsCost | 0 | [6 empty] | 0.32065 | 0
LCP_Inputs_ON_Electric_2023_04_03 | 2049 | Electrolyser 2020/2030 | Crossload | Hydrogen | NY | Dispatch-Crossload | FuelCost | 0 | [6 empty] | 0.32065 | 0
LCP_Inputs_ON_Electric_2023_04_03 | 2049 | Electrolyser 2020/2030 | Crossload | Hydrogen | NY | Dispatch-Crossload | VOM | 0 | [6 empty] | 0.32065 | 0
LCP_Inputs_ON_Electric_2023_04_03 | 2049 | Electrolyser 2020/2030 | Crossload | Hydrogen | ON | Dispatch-Crossload | EmissionsCost | 0 | [6 empty] | 0.32065 | 0
LCP_Inputs_ON_Electric_2023_04_03 | 2049 | Electrolyser 2020/2030 | Crossload | Hydrogen | ON | Dispatch-Crossload | FuelCost | 0 | [6 empty] | 0.32065 | 0
LCP_Inputs_ON_Electric_2023_04_03 | 2049 | Electrolyser 2020/2030 | Crossload | Hydrogen | ON | Dispatch-Crossload | VOM | 0 | [6 empty] | 0.32065 | 0
LCP_Inputs_ON_Electric_2023_04_03 | 2049 | Electrolyser 2020/2030 | Crossload | Hydrogen | PJ | Dispatch-Crossload | EmissionsCost | 0 | [6 empty] | 0.32065 | 0
LCP_Inputs_ON_Electric_2023_04_03 | 2049 | Electrolyser 2020/2030 | Crossload | Hydrogen | PJ | Dispatch-Crossload | FuelCost | 0 | [6 empty] | 0.32065 | 0
LCP_Inputs_ON_Electric_2023_04_03 | 2049 | Electrolyser 2020/2030 | Crossload | Hydrogen | PJ | Dispatch-Crossload | VOM | 0 | [6 empty] | 0.32065 | 0
LCP_Inputs_ON_Electric_2023_04_03 | 2049 | Electrolyser 2020/2030 | Crossload | Hydrogen | QC | Dispatch-Crossload | EmissionsCost | 0 | [6 empty] | 0.32065 | 0
LCP_Inputs_ON_Electric_2023_04_03 | 2049 | Electrolyser 2020/2030 | Crossload | Hydrogen | QC | Dispatch-Crossload | FuelCost | 0 | [6 empty] | 0.32065 | 0
LCP_Inputs_ON_Electric_2023_04_03 | 2049 | Electrolyser 2020/2030 | Crossload | Hydrogen | QC | Dispatch-Crossload | VOM | 0 | [6 empty] | 0.32065 | 0
LCP_Inputs_ON_Electric_2023_04_03 | 2049 | Electrolyser 2020/2030 | Crossload | Hydrogen | WC | Dispatch-Crossload | EmissionsCost | 0 | [6 empty] | 0.32065 | 0
LCP_Inputs_ON_Electric_2023_04_03 | 2049 | Electrolyser 2020/2030 | Crossload | Hydrogen | WC | Dispatch-Crossload | FuelCost | 0 | [6 empty] | 0.32065 | 0
LCP_Inputs_ON_Electric_2023_04_03 | 2049 | Electrolyser 2020/2030 | Crossload | Hydrogen | WC | Dispatch-Crossload | VOM | 0 | [6 empty] | 0.32065 | 0
LCP_Inputs_ON_Electric_2023_04_03 | 2049 | Electrolyser 2040 | Crossload | Hydrogen | MI | Dispatch-Crossload | EmissionsCost | 0 | [6 empty] | 0.32065 | 0
LCP_Inputs_ON_Electric_2023_04_03 | 2049 | Electrolyser 2040 | Crossload | Hydrogen | MI | Dispatch-Crossload | FuelCost | 0 | [6 empty] | 0.32065 | 0
LCP_Inputs_ON_Electric_2023_04_03 | 2049 | Electrolyser 2040 | Crossload | Hydrogen | MI | Dispatch-Crossload | VOM | 0 | [6 empty] | 0.32065 | 0
LCP_Inputs_ON_Electric_2023_04_03 | 2049 | Electrolyser 2040 | Crossload | Hydrogen | NY | Dispatch-Crossload | EmissionsCost | 0 | [6 empty] | 0.32065 | 0
LCP_Inputs_ON_Electric_2023_04_03 | 2049 | Electrolyser 2040 | Crossload | Hydrogen | NY | Dispatch-Crossload | FuelCost | 0 | [6 empty] | 0.32065 | 0
LCP_Inputs_ON_Electric_2023_04_03 | 2049 | Electrolyser 2040 | Crossload | Hydrogen | NY | Dispatch-Crossload | VOM | 0 | [6 empty] | 0.32065 | 0
LCP_Inputs_ON_Electric_2023_04_03 | 2049 | Electrolyser 2040 | Crossload | Hydrogen | ON | Dispatch-Crossload | EmissionsCost | 0 | [6 empty] | 0.32065 | 0
LCP_Inputs_ON_Electric_2023_04_03 | 2049 | Electrolyser 2040 | Crossload | Hydrogen | ON | Dispatch-Crossload | FuelCost | 0 | [6 empty] | 0.32065 | 0
LCP_Inputs_ON_Electric_2023_04_03 | 2049 | Electrolyser 2040 | Crossload | Hydrogen | ON | Dispatch-Crossload | VOM | 0 | [6 empty] | 0.32065 | 0
LCP_Inputs_ON_Electric_2023_04_03 | 2049 | Electrolyser 2040 | Crossload | Hydrogen | PJ | Dispatch-Crossload | EmissionsCost | 0 | [6 empty] | 0.32065 | 0
LCP_Inputs_ON_Electric_2023_04_03 | 2049 | Electrolyser 2040 | Crossload | Hydrogen | PJ | Dispatch-Crossload | FuelCost | 0 | [6 empty] | 0.32065 | 0
LCP_Inputs_ON_Electric_2023_04_03 | 2049 | Electrolyser 2040 | Crossload | Hydrogen | PJ | Dispatch-Crossload | VOM | 0 | [6 empty] | 0.32065 | 0
LCP_Inputs_ON_Electric_2023_04_03 | 2049 | Electrolyser 2040 | Crossload | Hydrogen | QC | Dispatch-Crossload | EmissionsCost | 0 | [6 empty] | 0.32065 | 0
LCP_Inputs_ON_Electric_2023_04_03 | 2049 | Electrolyser 2040 | Crossload | Hydrogen | QC | Dispatch-Crossload | FuelCost | 0 | [6 empty] | 0.32065 | 0
LCP_Inputs_ON_Electric_2023_04_03 | 2049 | Electrolyser 2040 | Crossload | Hydrogen | QC | Dispatch-Crossload | VOM | 0 | [6 empty] | 0.32065 | 0
LCP_Inputs_ON_Electric_2023_04_03 | 2049 | Electrolyser 2040 | Crossload | Hydrogen | WC | Dispatch-Crossload | EmissionsCost | 0 | [6 empty] | 0.32065 | 0
LCP_Inputs_ON_Electric_2023_04_03 | 2049 | Electrolyser 2040 | Crossload | Hydrogen | WC | Dispatch-Crossload | FuelCost | 0 | [6 empty] | 0.32065 | 0
LCP_Inputs_ON_Electric_2023_04_03 | 2049 | Electrolyser 2040 | Crossload | Hydrogen | WC | Dispatch-Crossload | VOM | 0 | [6 empty] | 0.32065 | 0
LCP_Inputs_ON_Electric_2023_04_03 | 2049 | Electrolyser 2050 | Crossload | Hydrogen | MI | Dispatch-Crossload | EmissionsCost | 0 | [6 empty] | 0.32065 | 0
LCP_Inputs_ON_Electric_2023_04_03 | 2049 | Electrolyser 2050 | Crossload | Hydrogen | MI | Dispatch-Crossload | FuelCost | 0 | [6 empty] | 0.32065 | 0
LCP_Inputs_ON_Electric_2023_04_03 | 2049 | Electrolyser 2050 | Crossload | Hydrogen | MI | Dispatch-Crossload | VOM | 0 | [6 empty] | 0.32065 | 0
LCP_Inputs_ON_Electric_2023_04_03 | 2049 | Electrolyser 2050 | Crossload | Hydrogen | NY | Dispatch-Crossload | EmissionsCost | 0 | [6 empty] | 0.32065 | 0
LCP_Inputs_ON_Electric_2023_04_03 | 2049 | Electrolyser 2050 | Crossload | Hydrogen | NY | Dispatch-Crossload | FuelCost | 0 | [6 empty] | 0.32065 | 0
LCP_Inputs_ON_Electric_2023_04_03 | 2049 | Electrolyser 2050 | Crossload | Hydrogen | NY | Dispatch-Crossload | VOM | 0 | [6 empty] | 0.32065 | 0
LCP_Inputs_ON_Electric_2023_04_03 | 2049 | Electrolyser 2050 | Crossload | Hydrogen | ON | Dispatch-Crossload | EmissionsCost | 0 | [6 empty] | 0.32065 | 0
LCP_Inputs_ON_Electric_2023_04_03 | 2049 | Electrolyser 2050 | Crossload | Hydrogen | ON | Dispatch-Crossload | FuelCost | 0 | [6 empty] | 0.32065 | 0
LCP_Inputs_ON_Electric_2023_04_03 | 2049 | Electrolyser 2050 | Crossload | Hydrogen | ON | Dispatch-Crossload | VOM | 0 | [6 empty] | 0.32065 | 0
LCP_Inputs_ON_Electric_2023_04_03 | 2049 | Electrolyser 2050 | Crossload | Hydrogen | PJ | Dispatch-Crossload | EmissionsCost | 0 | [6 empty] | 0.32065 | 0
LCP_Inputs_ON_Electric_2023_04_03 | 2049 | Electrolyser 2050 | Crossload | Hydrogen | PJ | Dispatch-Crossload | FuelCost | 0 | [6 empty] | 0.32065 | 0
LCP_Inputs_ON_Electric_2023_04_03 | 2049 | Electrolyser 2050 | Crossload | Hydrogen | PJ | Dispatch-Crossload | VOM | 0 | [6 empty] | 0.32065 | 0
LCP_Inputs_ON_Electric_2023_04_03 | 2049 | Electrolyser 2050 | Crossload | Hydrogen | QC | Dispatch-Crossload | EmissionsCost | 0 | [6 empty] | 0.32065 | 0
LCP_Inputs_ON_Electric_2023_04_03 | 2049 | Electrolyser 2050 | Crossload | Hydrogen | QC | Dispatch-Crossload | FuelCost | 0 | [6 empty] | 0.32065 | 0
LCP_Inputs_ON_Electric_2023_04_03 | 2049 | Electrolyser 2050 | Crossload | Hydrogen | QC | Dispatch-Crossload | VOM | 0 | [6 empty] | 0.32065 | 0
LCP_Inputs_ON_Electric_2023_04_03 | 2049 | Electrolyser 2050 | Crossload | Hydrogen | WC | Dispatch-Crossload | EmissionsCost | 0 | [6 empty] | 0.32065 | 0
LCP_Inputs_ON_Electric_2023_04_03 | 2049 | Electrolyser 2050 | Crossload | Hydrogen | WC | Dispatch-Crossload | FuelCost | 0 | [6 empty] | 0.32065 | 0
LCP_Inputs_ON_Electric_2023_04_03 | 2049 | Electrolyser 2050 | Crossload | Hydrogen | WC | Dispatch-Crossload | VOM | 0 | [6 empty] | 0.32065 | 0
LCP_Inputs_ON_Electric_2023_04_03 | 2049 | Fossil Fuel Thermal (Coal, Peat, Oil) | Generation | Electricity | MI | Dispatch-Generation | EmissionsCost | 0 | [6 empty] | 0.32065 | 0
LCP_Inputs_ON_Electric_2023_04_03 | 2049 | Fossil Fuel Thermal (Coal, Peat, Oil) | Generation | Electricity | MI | Dispatch-Generation | FuelCost | 0 | [6 empty] | 0.32065 | 0
LCP_Inputs_ON_Electric_2023_04_03 | 2049 | Fossil Fuel Thermal (Coal, Peat, Oil) | Generation | Electricity | MI | Dispatch-Generation | VOM | 0 | [6 empty] | 0.32065 | 0
LCP_Inputs_ON_Electric_2023_04_03 | 2049 | Fossil Fuel Thermal (Coal, Peat, Oil) | Generation | Electricity | NY | Dispatch-Generation | EmissionsCost | 0 | [6 empty] | 0.32065 | 0
LCP_Inputs_ON_Electric_2023_04_03 | 2049 | Fossil Fuel Thermal (Coal, Peat, Oil) | Generation | Electricity | NY | Dispatch-Generation | FuelCost | 0 | [6 empty] | 0.32065 | 0
LCP_Inputs_ON_Electric_2023_04_03 | 2049 | Fossil Fuel Thermal (Coal, Peat, Oil) | Generation | Electricity | NY | Dispatch-Generation | VOM | 0 | [6 empty] | 0.32065 | 0
LCP_Inputs_ON_Electric_2023_04_03 | 2049 | Fossil Fuel Thermal (Coal, Peat, Oil) | Generation | Electricity | ON | Dispatch-Generation | EmissionsCost | 0 | [6 empty] | 0.32065 | 0
LCP_Inputs_ON_Electric_2023_04_03 | 2049 | Fossil Fuel Thermal (Coal, Peat, Oil) | Generation | Electricity | ON | Dispatch-Generation | FuelCost | 0 | [6 empty] | 0.32065 | 0
LCP_Inputs_ON_Electric_2023_04_03 | 2049 | Fossil Fuel Thermal (Coal, Peat, Oil) | Generation | Electricity | ON | Dispatch-Generation | VOM | 0 | [6 empty] | 0.32065 | 0
LCP_Inputs_ON_Electric_2023_04_03 | 2049 | Fossil Fuel Thermal (Coal, Peat, Oil) | Generation | Electricity | PJ | Dispatch-Generation | EmissionsCost | 0 | [6 empty] | 0.32065 | 0
LCP_Inputs_ON_Electric_2023_04_03 | 2049 | Fossil Fuel Thermal (Coal, Peat, Oil) | Generation | Electricity | PJ | Dispatch-Generation | FuelCost | 0 | [6 empty] | 0.32065 | 0
LCP_Inputs_ON_Electric_2023_04_03 | 2049 | Fossil Fuel Thermal (Coal, Peat, Oil) | Generation | Electricity | PJ | Dispatch-Generation | VOM | 0 | [6 empty] | 0.32065 | 0
LCP_Inputs_ON_Electric_2023_04_03 | 2049 | Fossil Fuel Thermal (Coal, Peat, Oil) | Generation | Electricity | QC | Dispatch-Generation | EmissionsCost | 0 | [6 empty] | 0.32065 | 0
LCP_Inputs_ON_Electric_2023_04_03 | 2049 | Fossil Fuel Thermal (Coal, Peat, Oil) | Generation | Electricity | QC | Dispatch-Generation | FuelCost | 0 | [6 empty] | 0.32065 | 0
LCP_Inputs_ON_Electric_2023_04_03 | 2049 | Fossil Fuel Thermal (Coal, Peat, Oil) | Generation | Electricity | QC | Dispatch-Generation | VOM | 0 | [6 empty] | 0.32065 | 0
LCP_Inputs_ON_Electric_2023_04_03 | 2049 | Fossil Fuel Thermal (Coal, Peat, Oil) | Generation | Electricity | WC | Dispatch-Generation | EmissionsCost | 0 | [6 empty] | 0.32065 | 0
LCP_Inputs_ON_Electric_2023_04_03 | 2049 | Fossil Fuel Thermal (Coal, Peat, Oil) | Generation | Electricity | WC | Dispatch-Generation | FuelCost | 0 | [6 empty] | 0.32065 | 0
LCP_Inputs_ON_Electric_2023_04_03 | 2049 | Fossil Fuel Thermal (Coal, Peat, Oil) | Generation | Electricity | WC | Dispatch-Generation | VOM | 0 | [6 empty] | 0.32065 | 0
LCP_Inputs_ON_Electric_2023_04_03 | 2049 | Generic - Generator | Generation | Electricity | MI | Dispatch-Generation | EmissionsCost | 0 | [6 empty] | 0.32065 | 0
LCP_Inputs_ON_Electric_2023_04_03 | 2049 | Generic - Generator | Generation | Electricity | MI | Dispatch-Generation | FuelCost | 887937737.9402 | [6 empty] | 0.32065 | 284718491.8292
LCP_Inputs_ON_Electric_2023_04_03 | 2049 | Generic - Generator | Generation | Electricity | MI | Dispatch-Generation | VOM | 29039924.3521 | [6 empty] | 0.32065 | 9311692.8261
LCP_Inputs_ON_Electric_2023_04_03 | 2049 | Generic - Generator | Generation | Electricity | NY | Dispatch-Generation | EmissionsCost | 0 | [6 empty] | 0.32065 | 0
LCP_Inputs_ON_Electric_2023_04_03 | 2049 | Generic - Generator | Generation | Electricity | NY | Dispatch-Generation | FuelCost | 119338069.2274 | [6 empty] | 0.32065 | 38265920.7244
LCP_Inputs_ON_Electric_2023_04_03 | 2049 | Generic - Generator | Generation | Electricity | NY | Dispatch-Generation | VOM | 3902940.8872 | [6 empty] | 0.32065 | 1251483.5169
LCP_Inputs_ON_Electric_2023_04_03 | 2049 | Generic - Generator | Generation | Electricity | ON | Dispatch-Generation | EmissionsCost | 0 | [6 empty] | 0.32065 | 0
LCP_Inputs_ON_Electric_2023_04_03 | 2049 | Generic - Generator | Generation | Electricity | ON | Dispatch-Generation | FuelCost | 0 | [6 empty] | 0.32065 | 0
LCP_Inputs_ON_Electric_2023_04_03 | 2049 | Generic - Generator | Generation | Electricity | ON | Dispatch-Generation | VOM | 0 | [6 empty] | 0.32065 | 0
LCP_Inputs_ON_Electric_2023_04_03 | 2049 | Generic - Generator | Generation | Electricity | PJ | Dispatch-Generation | EmissionsCost | 0 | [6 empty] | 0.32065 | 0
LCP_Inputs_ON_Electric_2023_04_03 | 2049 | Generic - Generator | Generation | Electricity | PJ | Dispatch-Generation | FuelCost | 5522714443.0855 | [6 empty] | 0.32065 | 1770866199.1173
LCP_Inputs_ON_Electric_2023_04_03 | 2049 | Generic - Generator | Generation | Electricity | PJ | Dispatch-Generation | VOM | 180619882.2198 | [6 empty] | 0.32065 | 57916020.7554
LCP_Inputs_ON_Electric_2023_04_03 | 2049 | Generic - Generator | Generation | Electricity | QC | Dispatch-Generation | EmissionsCost | 0 | [6 empty] | 0.32065 | 0
LCP_Inputs_ON_Electric_2023_04_03 | 2049 | Generic - Generator | Generation | Electricity | QC | Dispatch-Generation | FuelCost | 0 | [6 empty] | 0.32065 | 0
LCP_Inputs_ON_Electric_2023_04_03 | 2049 | Generic - Generator | Generation | Electricity | QC | Dispatch-Generation | VOM | 0 | [6 empty] | 0.32065 | 0
LCP_Inputs_ON_Electric_2023_04_03 | 2049 | Generic - Generator | Generation | Electricity | WC | Dispatch-Generation | EmissionsCost | 0 | [6 empty] | 0.32065 | 0
LCP_Inputs_ON_Electric_2023_04_03 | 2049 | Generic - Generator | Generation | Electricity | WC | Dispatch-Generation | FuelCost | 0 | [6 empty] | 0.32065 | 0
LCP_Inputs_ON_Electric_2023_04_03 | 2049 | Generic - Generator | Generation | Electricity | WC | Dispatch-Generation | VOM | 0 | [6 empty] | 0.32065 | 0
LCP_Inputs_ON_Electric_2023_04_03 | 2049 | H2 Import - QC | Import | Hydrogen | MI | Dispatch-Import | EmissionsCost | 0 | [6 empty] | 0.32065 | 0
LCP_Inputs_ON_Electric_2023_04_03 | 2049 | H2 Import - QC | Import | Hydrogen | MI | Dispatch-Import | FuelCost | 0 | [6 empty] | 0.32065 | 0
LCP_Inputs_ON_Electric_2023_04_03 | 2049 | H2 Import - QC | Import | Hydrogen | MI | Dispatch-Import | VOM | 0 | [6 empty] | 0.32065 | 0
LCP_Inputs_ON_Electric_2023_04_03 | 2049 | H2 Import - QC | Import | Hydrogen | NY | Dispatch-Import | EmissionsCost | 0 | [6 empty] | 0.32065 | 0
LCP_Inputs_ON_Electric_2023_04_03 | 2049 | H2 Import - QC | Import | Hydrogen | NY | Dispatch-Import | FuelCost | 0 | [6 empty] | 0.32065 | 0
LCP_Inputs_ON_Electric_2023_04_03 | 2049 | H2 Import - QC | Import | Hydrogen | NY | Dispatch-Import | VOM | 0 | [6 empty] | 0.32065 | 0
LCP_Inputs_ON_Electric_2023_04_03 | 2049 | H2 Import - QC | Import | Hydrogen | ON | Dispatch-Import | EmissionsCost | 0 | [6 empty] | 0.32065 | 0
LCP_Inputs_ON_Electric_2023_04_03 | 2049 | H2 Import - QC | Import | Hydrogen | ON | Dispatch-Import | FuelCost | 0 | [6 empty] | 0.32065 | 0
LCP_Inputs_ON_Electric_2023_04_03 | 2049 | H2 Import - QC | Import | Hydrogen | ON | Dispatch-Import | VOM | 0 | [6 empty] | 0.32065 | 0
LCP_Inputs_ON_Electric_2023_04_03 | 2049 | H2 Import - QC | Import | Hydrogen | PJ | Dispatch-Import | EmissionsCost | 0 | [6 empty] | 0.32065 | 0
LCP_Inputs_ON_Electric_2023_04_03 | 2049 | H2 Import - QC | Import | Hydrogen | PJ | Dispatch-Import | FuelCost | 0 | [6 empty] | 0.32065 | 0
LCP_Inputs_ON_Electric_2023_04_03 | 2049 | H2 Import - QC | Import | Hydrogen | PJ | Dispatch-Import | VOM | 0 | [6 empty] | 0.32065 | 0
LCP_Inputs_ON_Electric_2023_04_03 | 2049 | H2 Import - QC | Import | Hydrogen | QC | Dispatch-Import | EmissionsCost | 0 | [6 empty] | 0.32065 | 0
LCP_Inputs_ON_Electric_2023_04_03 | 2049 | H2 Import - QC | Import | Hydrogen | QC | Dispatch-Import | FuelCost | 0 | [6 empty] | 0.32065 | 0
LCP_Inputs_ON_Electric_2023_04_03 | 2049 | H2 Import - QC | Import | Hydrogen | QC | Dispatch-Import | VOM | 0 | [6 empty] | 0.32065 | 0
LCP_Inputs_ON_Electric_2023_04_03 | 2049 | H2 Import - QC | Import | Hydrogen | WC | Dispatch-Import | EmissionsCost | 0 | [6 empty] | 0.32065 | 0
LCP_Inputs_ON_Electric_2023_04_03 | 2049 | H2 Import - QC | Import | Hydrogen | WC | Dispatch-Import | FuelCost | 0 | [6 empty] | 0.32065 | 0
LCP_Inputs_ON_Electric_2023_04_03 | 2049 | H2 Import - QC | Import | Hydrogen | WC | Dispatch-Import | VOM | 0 | [6 empty] | 0.32065 | 0
LCP_Inputs_ON_Electric_2023_04_03 | 2049 | H2 Import - WC | Import | Hydrogen | MI | Dispatch-Import | EmissionsCost | 0 | [6 empty] | 0.32065 | 0
LCP_Inputs_ON_Electric_2023_04_03 | 2049 | H2 Import - WC | Import | Hydrogen | MI | Dispatch-Import | FuelCost | 0 | [6 empty] | 0.32065 | 0
LCP_Inputs_ON_Electric_2023_04_03 | 2049 | H2 Import - WC | Import | Hydrogen | MI | Dispatch-Import | VOM | 0 | [6 empty] | 0.32065 | 0
LCP_Inputs_ON_Electric_2023_04_03 | 2049 | H2 Import - WC | Import | Hydrogen | NY | Dispatch-Import | EmissionsCost | 0 | [6 empty] | 0.32065 | 0
LCP_Inputs_ON_Electric_2023_04_03 | 2049 | H2 Import - WC | Import | Hydrogen | NY | Dispatch-Import | FuelCost | 0 | [6 empty] | 0.32065 | 0
LCP_Inputs_ON_Electric_2023_04_03 | 2049 | H2 Import - WC | Import | Hydrogen | NY | Dispatch-Import | VOM | 0 | [6 empty] | 0.32065 | 0
LCP_Inputs_ON_Electric_2023_04_03 | 2049 | H2 Import - WC | Import | Hydrogen | ON | Dispatch-Import | EmissionsCost | 0 | [6 empty] | 0.32065 | 0
LCP_Inputs_ON_Electric_2023_04_03 | 2049 | H2 Import - WC | Import | Hydrogen | ON | Dispatch-Import | FuelCost | 0 | [6 empty] | 0.32065 | 0
LCP_Inputs_ON_Electric_2023_04_03 | 2049 | H2 Import - WC | Import | Hydrogen | ON | Dispatch-Import | VOM | 0 | [6 empty] | 0.32065 | 0
LCP_Inputs_ON_Electric_2023_04_03 | 2049 | H2 Import - WC | Import | Hydrogen | PJ | Dispatch-Import | EmissionsCost | 0 | [6 empty] | 0.32065 | 0
LCP_Inputs_ON_Electric_2023_04_03 | 2049 | H2 Import - WC | Import | Hydrogen | PJ | Dispatch-Import | FuelCost | 0 | [6 empty] | 0.32065 | 0
LCP_Inputs_ON_Electric_2023_04_03 | 2049 | H2 Import - WC | Import | Hydrogen | PJ | Dispatch-Import | VOM | 0 | [6 empty] | 0.32065 | 0
LCP_Inputs_ON_Electric_2023_04_03 | 2049 | H2 Import - WC | Import | Hydrogen | QC | Dispatch-Import | EmissionsCost | 0 | [6 empty] | 0.32065 | 0
LCP_Inputs_ON_Electric_2023_04_03 | 2049 | H2 Import - WC | Import | Hydrogen | QC | Dispatch-Import | FuelCost | 0 | [6 empty] | 0.32065 | 0
LCP_Inputs_ON_Electric_2023_04_03 | 2049 | H2 Import - WC | Import | Hydrogen | QC | Dispatch-Import | VOM | 0 | [6 empty] | 0.32065 | 0
LCP_Inputs_ON_Electric_2023_04_03 | 2049 | H2 Import - WC | Import | Hydrogen | WC | Dispatch-Import | EmissionsCost | 0 | [6 empty] | 0.32065 | 0
LCP_Inputs_ON_Electric_2023_04_03 | 2049 | H2 Import - WC | Import | Hydrogen | WC | Dispatch-Import | FuelCost | 44020984.9366 | [6 empty] | 0.32065 | 14115391.0961
LCP_Inputs_ON_Electric_2023_04_03 | 2049 | H2 Import - WC | Import | Hydrogen | WC | Dispatch-Import | VOM | 0 | [6 empty] | 0.32065 | 0
LCP_Inputs_ON_Electric_2023_04_03 | 2049 | H2 Salt Cavern Storage - ON | Storage | Hydrogen | MI | Dispatch-Storage | EmissionsCost | 0 | [6 empty] | 0.32065 | 0
LCP_Inputs_ON_Electric_2023_04_03 | 2049 | H2 Salt Cavern Storage - ON | Storage | Hydrogen | MI | Dispatch-Storage | FuelCost | 0 | [6 empty] | 0.32065 | 0
LCP_Inputs_ON_Electric_2023_04_03 | 2049 | H2 Salt Cavern Storage - ON | Storage | Hydrogen | MI | Dispatch-Storage | VOM | 0 | [6 empty] | 0.32065 | 0
LCP_Inputs_ON_Electric_2023_04_03 | 2049 | H2 Salt Cavern Storage - ON | Storage | Hydrogen | NY | Dispatch-Storage | EmissionsCost | 0 | [6 empty] | 0.32065 | 0
LCP_Inputs_ON_Electric_2023_04_03 | 2049 | H2 Salt Cavern Storage - ON | Storage | Hydrogen | NY | Dispatch-Storage | FuelCost | 0 | [6 empty] | 0.32065 | 0
LCP_Inputs_ON_Electric_2023_04_03 | 2049 | H2 Salt Cavern Storage - ON | Storage | Hydrogen | NY | Dispatch-Storage | VOM | 0 | [6 empty] | 0.32065 | 0
LCP_Inputs_ON_Electric_2023_04_03 | 2049 | H2 Salt Cavern Storage - ON | Storage | Hydrogen | ON | Dispatch-Storage | EmissionsCost | 0 | [6 empty] | 0.32065 | 0
LCP_Inputs_ON_Electric_2023_04_03 | 2049 | H2 Salt Cavern Storage - ON | Storage | Hydrogen | ON | Dispatch-Storage | FuelCost | 0 | [6 empty] | 0.32065 | 0
LCP_Inputs_ON_Electric_2023_04_03 | 2049 | H2 Salt Cavern Storage - ON | Storage | Hydrogen | ON | Dispatch-Storage | VOM | 52587352.8626 | [6 empty] | 0.32065 | 16862209.0903
LCP_Inputs_ON_Electric_2023_04_03 | 2049 | H2 Salt Cavern Storage - ON | Storage | Hydrogen | PJ | Dispatch-Storage | EmissionsCost | 0 | [6 empty] | 0.32065 | 0
LCP_Inputs_ON_Electric_2023_04_03 | 2049 | H2 Salt Cavern Storage - ON | Storage | Hydrogen | PJ | Dispatch-Storage | FuelCost | 0 | [6 empty] | 0.32065 | 0
LCP_Inputs_ON_Electric_2023_04_03 | 2049 | H2 Salt Cavern Storage - ON | Storage | Hydrogen | PJ | Dispatch-Storage | VOM | 0 | [6 empty] | 0.32065 | 0
LCP_Inputs_ON_Electric_2023_04_03 | 2049 | H2 Salt Cavern Storage - ON | Storage | Hydrogen | QC | Dispatch-Storage | EmissionsCost | 0 | [6 empty] | 0.32065 | 0
LCP_Inputs_ON_Electric_2023_04_03 | 2049 | H2 Salt Cavern Storage - ON | Storage | Hydrogen | QC | Dispatch-Storage | FuelCost | 0 | [6 empty] | 0.32065 | 0
LCP_Inputs_ON_Electric_2023_04_03 | 2049 | H2 Salt Cavern Storage - ON | Storage | Hydrogen | QC | Dispatch-Storage | VOM | 0 | [6 empty] | 0.32065 | 0
LCP_Inputs_ON_Electric_2023_04_03 | 2049 | H2 Salt Cavern Storage - ON | Storage | Hydrogen | WC | Dispatch-Storage | EmissionsCost | 0 | [6 empty] | 0.32065 | 0
LCP_Inputs_ON_Electric_2023_04_03 | 2049 | H2 Salt Cavern Storage - ON | Storage | Hydrogen | WC | Dispatch-Storage | FuelCost | 0 | [6 empty] | 0.32065 | 0
LCP_Inputs_ON_Electric_2023_04_03 | 2049 | H2 Salt Cavern Storage - ON | Storage | Hydrogen | WC | Dispatch-Storage | VOM | 0 | [6 empty] | 0.32065 | 0
LCP_Inputs_ON_Electric_2023_04_03 | 2049 | Hydro | Generation | Electricity | MI | Dispatch-Generation | EmissionsCost | 0 | [6 empty] | 0.32065 | 0
LCP_Inputs_ON_Electric_2023_04_03 | 2049 | Hydro | Generation | Electricity | MI | Dispatch-Generation | FuelCost | 0 | [6 empty] | 0.32065 | 0
LCP_Inputs_ON_Electric_2023_04_03 | 2049 | Hydro | Generation | Electricity | MI | Dispatch-Generation | VOM | 0 | [6 empty] | 0.32065 | 0
LCP_Inputs_ON_Electric_2023_04_03 | 2049 | Hydro | Generation | Electricity | NY | Dispatch-Generation | EmissionsCost | 0 | [6 empty] | 0.32065 | 0
LCP_Inputs_ON_Electric_2023_04_03 | 2049 | Hydro | Generation | Electricity | NY | Dispatch-Generation | FuelCost | 0 | [6 empty] | 0.32065 | 0
LCP_Inputs_ON_Electric_2023_04_03 | 2049 | Hydro | Generation | Electricity | NY | Dispatch-Generation | VOM | 0 | [6 empty] | 0.32065 | 0
LCP_Inputs_ON_Electric_2023_04_03 | 2049 | Hydro | Generation | Electricity | ON | Dispatch-Generation | EmissionsCost | 0 | [6 empty] | 0.32065 | 0
LCP_Inputs_ON_Electric_2023_04_03 | 2049 | Hydro | Generation | Electricity | ON | Dispatch-Generation | FuelCost | 0 | [6 empty] | 0.32065 | 0
LCP_Inputs_ON_Electric_2023_04_03 | 2049 | Hydro | Generation | Electricity | ON | Dispatch-Generation | VOM | 0 | [6 empty] | 0.32065 | 0
LCP_Inputs_ON_Electric_2023_04_03 | 2049 | Hydro | Generation | Electricity | PJ | Dispatch-Generation | EmissionsCost | 0 | [6 empty] | 0.32065 | 0
LCP_Inputs_ON_Electric_2023_04_03 | 2049 | Hydro | Generation | Electricity | PJ | Dispatch-Generation | FuelCost | 0 | [6 empty] | 0.32065 | 0
LCP_Inputs_ON_Electric_2023_04_03 | 2049 | Hydro | Generation | Electricity | PJ | Dispatch-Generation | VOM | 0 | [6 empty] | 0.32065 | 0
LCP_Inputs_ON_Electric_2023_04_03 | 2049 | Hydro | Generation | Electricity | QC | Dispatch-Generation | EmissionsCost | 0 | [6 empty] | 0.32065 | 0
LCP_Inputs_ON_Electric_2023_04_03 | 2049 | Hydro | Generation | Electricity | QC | Dispatch-Generation | FuelCost | 0 | [6 empty] | 0.32065 | 0
LCP_Inputs_ON_Electric_2023_04_03 | 2049 | Hydro | Generation | Electricity | QC | Dispatch-Generation | VOM | 0 | [6 empty] | 0.32065 | 0
LCP_Inputs_ON_Electric_2023_04_03 | 2049 | Hydro | Generation | Electricity | WC | Dispatch-Generation | EmissionsCost | 0 | [6 empty] | 0.32065 | 0
LCP_Inputs_ON_Electric_2023_04_03 | 2049 | Hydro | Generation | Electricity | WC | Dispatch-Generation | FuelCost | 0 | [6 empty] | 0.32065 | 0
LCP_Inputs_ON_Electric_2023_04_03 | 2049 | Hydro | Generation | Electricity | WC | Dispatch-Generation | VOM | 0 | [6 empty] | 0.32065 | 0
LCP_Inputs_ON_Electric_2023_04_03 | 2049 | Hydro Pumped Storage | Storage | Electricity | MI | Dispatch-Storage | EmissionsCost | 0 | [6 empty] | 0.32065 | 0
LCP_Inputs_ON_Electric_2023_04_03 | 2049 | Hydro Pumped Storage | Storage | Electricity | MI | Dispatch-Storage | FuelCost | 0 | [6 empty] | 0.32065 | 0
LCP_Inputs_ON_Electric_2023_04_03 | 2049 | Hydro Pumped Storage | Storage | Electricity | MI | Dispatch-Storage | VOM | 0 | [6 empty] | 0.32065 | 0
LCP_Inputs_ON_Electric_2023_04_03 | 2049 | Hydro Pumped Storage | Storage | Electricity | NY | Dispatch-Storage | EmissionsCost | 0 | [6 empty] | 0.32065 | 0
LCP_Inputs_ON_Electric_2023_04_03 | 2049 | Hydro Pumped Storage | Storage | Electricity | NY | Dispatch-Storage | FuelCost | 0 | [6 empty] | 0.32065 | 0
LCP_Inputs_ON_Electric_2023_04_03 | 2049 | Hydro Pumped Storage | Storage | Electricity | NY | Dispatch-Storage | VOM | 0 | [6 empty] | 0.32065 | 0
LCP_Inputs_ON_Electric_2023_04_03 | 2049 | Hydro Pumped Storage | Storage | Electricity | ON | Dispatch-Storage | EmissionsCost | 0 | [6 empty] | 0.32065 | 0
LCP_Inputs_ON_Electric_2023_04_03 | 2049 | Hydro Pumped Storage | Storage | Electricity | ON | Dispatch-Storage | FuelCost | 0 | [6 empty] | 0.32065 | 0
LCP_Inputs_ON_Electric_2023_04_03 | 2049 | Hydro Pumped Storage | Storage | Electricity | ON | Dispatch-Storage | VOM | 0 | [6 empty] | 0.32065 | 0
LCP_Inputs_ON_Electric_2023_04_03 | 2049 | Hydro Pumped Storage | Storage | Electricity | PJ | Dispatch-Storage | EmissionsCost | 0 | [6 empty] | 0.32065 | 0
LCP_Inputs_ON_Electric_2023_04_03 | 2049 | Hydro Pumped Storage | Storage | Electricity | PJ | Dispatch-Storage | FuelCost | 0 | [6 empty] | 0.32065 | 0
LCP_Inputs_ON_Electric_2023_04_03 | 2049 | Hydro Pumped Storage | Storage | Electricity | PJ | Dispatch-Storage | VOM | 0 | [6 empty] | 0.32065 | 0
LCP_Inputs_ON_Electric_2023_04_03 | 2049 | Hydro Pumped Storage | Storage | Electricity | QC | Dispatch-Storage | EmissionsCost | 0 | [6 empty] | 0.32065 | 0
LCP_Inputs_ON_Electric_2023_04_03 | 2049 | Hydro Pumped Storage | Storage | Electricity | QC | Dispatch-Storage | FuelCost | 0 | [6 empty] | 0.32065 | 0
LCP_Inputs_ON_Electric_2023_04_03 | 2049 | Hydro Pumped Storage | Storage | Electricity | QC | Dispatch-Storage | VOM | 0 | [6 empty] | 0.32065 | 0
LCP_Inputs_ON_Electric_2023_04_03 | 2049 | Hydro Pumped Storage | Storage | Electricity | WC | Dispatch-Storage | EmissionsCost | 0 | [6 empty] | 0.32065 | 0
LCP_Inputs_ON_Electric_2023_04_03 | 2049 | Hydro Pumped Storage | Storage | Electricity | WC | Dispatch-Storage | FuelCost | 0 | [6 empty] | 0.32065 | 0
LCP_Inputs_ON_Electric_2023_04_03 | 2049 | Hydro Pumped Storage | Storage | Electricity | WC | Dispatch-Storage | VOM | 0 | [6 empty] | 0.32065 | 0
LCP_Inputs_ON_Electric_2023_04_03 | 2049 | Nuclear | Generation | Electricity | MI | Dispatch-Generation | EmissionsCost | 0 | [6 empty] | 0.32065 | 0
LCP_Inputs_ON_Electric_2023_04_03 | 2049 | Nuclear | Generation | Electricity | MI | Dispatch-Generation | FuelCost | 0 | [6 empty] | 0.32065 | 0
LCP_Inputs_ON_Electric_2023_04_03 | 2049 | Nuclear | Generation | Electricity | MI | Dispatch-Generation | VOM | 2762866296.96 | [6 empty] | 0.32065 | 885916986.7261
LCP_Inputs_ON_Electric_2023_04_03 | 2049 | Nuclear | Generation | Electricity | NY | Dispatch-Generation | EmissionsCost | 0 | [6 empty] | 0.32065 | 0
LCP_Inputs_ON_Electric_2023_04_03 | 2049 | Nuclear | Generation | Electricity | NY | Dispatch-Generation | FuelCost | 0 | [6 empty] | 0.32065 | 0
LCP_Inputs_ON_Electric_2023_04_03 | 2049 | Nuclear | Generation | Electricity | NY | Dispatch-Generation | VOM | 2246155230.144 | [6 empty] | 0.32065 | 720232852.1643
LCP_Inputs_ON_Electric_2023_04_03 | 2049 | Nuclear | Generation | Electricity | ON | Dispatch-Generation | EmissionsCost | 0 | [6 empty] | 0.32065 | 0
LCP_Inputs_ON_Electric_2023_04_03 | 2049 | Nuclear | Generation | Electricity | ON | Dispatch-Generation | FuelCost | 0 | [6 empty] | 0.32065 | 0
LCP_Inputs_ON_Electric_2023_04_03 | 2049 | Nuclear | Generation | Electricity | ON | Dispatch-Generation | VOM | 7823178339.984 | [6 empty] | 0.32065 | 2508513202.1065
LCP_Inputs_ON_Electric_2023_04_03 | 2049 | Nuclear | Generation | Electricity | PJ | Dispatch-Generation | EmissionsCost | 0 | [6 empty] | 0.32065 | 0
LCP_Inputs_ON_Electric_2023_04_03 | 2049 | Nuclear | Generation | Electricity | PJ | Dispatch-Generation | FuelCost | 0 | [6 empty] | 0.32065 | 0
LCP_Inputs_ON_Electric_2023_04_03 | 2049 | Nuclear | Generation | Electricity | PJ | Dispatch-Generation | VOM | 6401347648.6848 | [6 empty] | 0.32065 | 2052601179.4884
LCP_Inputs_ON_Electric_2023_04_03 | 2049 | Nuclear | Generation | Electricity | QC | Dispatch-Generation | EmissionsCost | 0 | [6 empty] | 0.32065 | 0
LCP_Inputs_ON_Electric_2023_04_03 | 2049 | Nuclear | Generation | Electricity | QC | Dispatch-Generation | FuelCost | 0 | [6 empty] | 0.32065 | 0
LCP_Inputs_ON_Electric_2023_04_03 | 2049 | Nuclear | Generation | Electricity | QC | Dispatch-Generation | VOM | 0 | [6 empty] | 0.32065 | 0
LCP_Inputs_ON_Electric_2023_04_03 | 2049 | Nuclear | Generation | Electricity | WC | Dispatch-Generation | EmissionsCost | 0 | [6 empty] | 0.32065 | 0
LCP_Inputs_ON_Electric_2023_04_03 | 2049 | Nuclear | Generation | Electricity | WC | Dispatch-Generation | FuelCost | 0 | [6 empty] | 0.32065 | 0
LCP_Inputs_ON_Electric_2023_04_03 | 2049 | Nuclear | Generation | Electricity | WC | Dispatch-Generation | VOM | 0 | [6 empty] | 0.32065 | 0
LCP_Inputs_ON_Electric_2023_04_03 | 2049 | Nuclear SMR | Generation | Electricity | MI | Dispatch-Generation | EmissionsCost | 0 | [6 empty] | 0.32065 | 0
LCP_Inputs_ON_Electric_2023_04_03 | 2049 | Nuclear SMR | Generation | Electricity | MI | Dispatch-Generation | FuelCost | 0 | [6 empty] | 0.32065 | 0
LCP_Inputs_ON_Electric_2023_04_03 | 2049 | Nuclear SMR | Generation | Electricity | MI | Dispatch-Generation | VOM | 0 | [6 empty] | 0.32065 | 0
LCP_Inputs_ON_Electric_2023_04_03 | 2049 | Nuclear SMR | Generation | Electricity | NY | Dispatch-Generation | EmissionsCost | 0 | [6 empty] | 0.32065 | 0
LCP_Inputs_ON_Electric_2023_04_03 | 2049 | Nuclear SMR | Generation | Electricity | NY | Dispatch-Generation | FuelCost | 0 | [6 empty] | 0.32065 | 0
LCP_Inputs_ON_Electric_2023_04_03 | 2049 | Nuclear SMR | Generation | Electricity | NY | Dispatch-Generation | VOM | 0 | [6 empty] | 0.32065 | 0
LCP_Inputs_ON_Electric_2023_04_03 | 2049 | Nuclear SMR | Generation | Electricity | ON | Dispatch-Generation | EmissionsCost | 0 | [6 empty] | 0.32065 | 0
LCP_Inputs_ON_Electric_2023_04_03 | 2049 | Nuclear SMR | Generation | Electricity | ON | Dispatch-Generation | FuelCost | 0 | [6 empty] | 0.32065 | 0
LCP_Inputs_ON_Electric_2023_04_03 | 2049 | Nuclear SMR | Generation | Electricity | ON | Dispatch-Generation | VOM | 188861026.6733 | [6 empty] | 0.32065 | 60558555.383
LCP_Inputs_ON_Electric_2023_04_03 | 2049 | Nuclear SMR | Generation | Electricity | PJ | Dispatch-Generation | EmissionsCost | 0 | [6 empty] | 0.32065 | 0
LCP_Inputs_ON_Electric_2023_04_03 | 2049 | Nuclear SMR | Generation | Electricity | PJ | Dispatch-Generation | FuelCost | 0 | [6 empty] | 0.32065 | 0
LCP_Inputs_ON_Electric_2023_04_03 | 2049 | Nuclear SMR | Generation | Electricity | PJ | Dispatch-Generation | VOM | 0 | [6 empty] | 0.32065 | 0
LCP_Inputs_ON_Electric_2023_04_03 | 2049 | Nuclear SMR | Generation | Electricity | QC | Dispatch-Generation | EmissionsCost | 0 | [6 empty] | 0.32065 | 0
LCP_Inputs_ON_Electric_2023_04_03 | 2049 | Nuclear SMR | Generation | Electricity | QC | Dispatch-Generation | FuelCost | 0 | [6 empty] | 0.32065 | 0
LCP_Inputs_ON_Electric_2023_04_03 | 2049 | Nuclear SMR | Generation | Electricity | QC | Dispatch-Generation | VOM | 0 | [6 empty] | 0.32065 | 0
LCP_Inputs_ON_Electric_2023_04_03 | 2049 | Nuclear SMR | Generation | Electricity | WC | Dispatch-Generation | EmissionsCost | 0 | [6 empty] | 0.32065 | 0
LCP_Inputs_ON_Electric_2023_04_03 | 2049 | Nuclear SMR | Generation | Electricity | WC | Dispatch-Generation | FuelCost | 0 | [6 empty] | 0.32065 | 0
LCP_Inputs_ON_Electric_2023_04_03 | 2049 | Nuclear SMR | Generation | Electricity | WC | Dispatch-Generation | VOM | 0 | [6 empty] | 0.32065 | 0
LCP_Inputs_ON_Electric_2023_04_03 | 2049 | O/CCGT - CH4 Existing | Crossload | Electricity | MI | Dispatch-Crossload | EmissionsCost | 0 | [6 empty] | 0.32065 | 0
LCP_Inputs_ON_Electric_2023_04_03 | 2049 | O/CCGT - CH4 Existing | Crossload | Electricity | MI | Dispatch-Crossload | FuelCost | 0 | [6 empty] | 0.32065 | 0
LCP_Inputs_ON_Electric_2023_04_03 | 2049 | O/CCGT - CH4 Existing | Crossload | Electricity | MI | Dispatch-Crossload | VOM | 0 | [6 empty] | 0.32065 | 0
LCP_Inputs_ON_Electric_2023_04_03 | 2049 | O/CCGT - CH4 Existing | Crossload | Electricity | NY | Dispatch-Crossload | EmissionsCost | 0 | [6 empty] | 0.32065 | 0
LCP_Inputs_ON_Electric_2023_04_03 | 2049 | O/CCGT - CH4 Existing | Crossload | Electricity | NY | Dispatch-Crossload | FuelCost | 0 | [6 empty] | 0.32065 | 0
LCP_Inputs_ON_Electric_2023_04_03 | 2049 | O/CCGT - CH4 Existing | Crossload | Electricity | NY | Dispatch-Crossload | VOM | 0 | [6 empty] | 0.32065 | 0
LCP_Inputs_ON_Electric_2023_04_03 | 2049 | O/CCGT - CH4 Existing | Crossload | Electricity | ON | Dispatch-Crossload | EmissionsCost | 4366216.5558 | [6 empty] | 0.32065 | 1400033.5155
LCP_Inputs_ON_Electric_2023_04_03 | 2049 | O/CCGT - CH4 Existing | Crossload | Electricity | ON | Dispatch-Crossload | FuelCost | 0 | [6 empty] | 0.32065 | 0
LCP_Inputs_ON_Electric_2023_04_03 | 2049 | O/CCGT - CH4 Existing | Crossload | Electricity | ON | Dispatch-Crossload | VOM | 155334.2065 | [6 empty] | 0.32065 | 49808.1331
LCP_Inputs_ON_Electric_2023_04_03 | 2049 | O/CCGT - CH4 Existing | Crossload | Electricity | PJ | Dispatch-Crossload | EmissionsCost | 0 | [6 empty] | 0.32065 | 0
LCP_Inputs_ON_Electric_2023_04_03 | 2049 | O/CCGT - CH4 Existing | Crossload | Electricity | PJ | Dispatch-Crossload | FuelCost | 0 | [6 empty] | 0.32065 | 0
LCP_Inputs_ON_Electric_2023_04_03 | 2049 | O/CCGT - CH4 Existing | Crossload | Electricity | PJ | Dispatch-Crossload | VOM | 0 | [6 empty] | 0.32065 | 0
LCP_Inputs_ON_Electric_2023_04_03 | 2049 | O/CCGT - CH4 Existing | Crossload | Electricity | QC | Dispatch-Crossload | EmissionsCost | 0 | [6 empty] | 0.32065 | 0
LCP_Inputs_ON_Electric_2023_04_03 | 2049 | O/CCGT - CH4 Existing | Crossload | Electricity | QC | Dispatch-Crossload | FuelCost | 0 | [6 empty] | 0.32065 | 0
LCP_Inputs_ON_Electric_2023_04_03 | 2049 | O/CCGT - CH4 Existing | Crossload | Electricity | QC | Dispatch-Crossload | VOM | 0 | [6 empty] | 0.32065 | 0
LCP_Inputs_ON_Electric_2023_04_03 | 2049 | O/CCGT - CH4 Existing | Crossload | Electricity | WC | Dispatch-Crossload | EmissionsCost | 0 | [6 empty] | 0.32065 | 0
LCP_Inputs_ON_Electric_2023_04_03 | 2049 | O/CCGT - CH4 Existing | Crossload | Electricity | WC | Dispatch-Crossload | FuelCost | 0 | [6 empty] | 0.32065 | 0
LCP_Inputs_ON_Electric_2023_04_03 | 2049 | O/CCGT - CH4 Existing | Crossload | Electricity | WC | Dispatch-Crossload | VOM | 0 | [6 empty] | 0.32065 | 0
LCP_Inputs_ON_Electric_2023_04_03 | 2049 | O/CCGT - CH4 New | Crossload | Electricity | MI | Dispatch-Crossload | EmissionsCost | 0 | [6 empty] | 0.32065 | 0
LCP_Inputs_ON_Electric_2023_04_03 | 2049 | O/CCGT - CH4 New | Crossload | Electricity | MI | Dispatch-Crossload | FuelCost | 0 | [6 empty] | 0.32065 | 0
LCP_Inputs_ON_Electric_2023_04_03 | 2049 | O/CCGT - CH4 New | Crossload | Electricity | MI | Dispatch-Crossload | VOM | 0 | [6 empty] | 0.32065 | 0
LCP_Inputs_ON_Electric_2023_04_03 | 2049 | O/CCGT - CH4 New | Crossload | Electricity | NY | Dispatch-Crossload | EmissionsCost | 0 | [6 empty] | 0.32065 | 0
LCP_Inputs_ON_Electric_2023_04_03 | 2049 | O/CCGT - CH4 New | Crossload | Electricity | NY | Dispatch-Crossload | FuelCost | 0 | [6 empty] | 0.32065 | 0
LCP_Inputs_ON_Electric_2023_04_03 | 2049 | O/CCGT - CH4 New | Crossload | Electricity | NY | Dispatch-Crossload | VOM | 0 | [6 empty] | 0.32065 | 0
LCP_Inputs_ON_Electric_2023_04_03 | 2049 | O/CCGT - CH4 New | Crossload | Electricity | ON | Dispatch-Crossload | EmissionsCost | 1534085.0461 | [6 empty] | 0.32065 | 491906.5403
LCP_Inputs_ON_Electric_2023_04_03 | 2049 | O/CCGT - CH4 New | Crossload | Electricity | ON | Dispatch-Crossload | FuelCost | 0 | [6 empty] | 0.32065 | 0
LCP_Inputs_ON_Electric_2023_04_03 | 2049 | O/CCGT - CH4 New | Crossload | Electricity | ON | Dispatch-Crossload | VOM | 54577.2021 | [6 empty] | 0.32065 | 17500.2571
LCP_Inputs_ON_Electric_2023_04_03 | 2049 | O/CCGT - CH4 New | Crossload | Electricity | PJ | Dispatch-Crossload | EmissionsCost | 0 | [6 empty] | 0.32065 | 0
LCP_Inputs_ON_Electric_2023_04_03 | 2049 | O/CCGT - CH4 New | Crossload | Electricity | PJ | Dispatch-Crossload | FuelCost | 0 | [6 empty] | 0.32065 | 0
LCP_Inputs_ON_Electric_2023_04_03 | 2049 | O/CCGT - CH4 New | Crossload | Electricity | PJ | Dispatch-Crossload | VOM | 0 | [6 empty] | 0.32065 | 0
LCP_Inputs_ON_Electric_2023_04_03 | 2049 | O/CCGT - CH4 New | Crossload | Electricity | QC | Dispatch-Crossload | EmissionsCost | 0 | [6 empty] | 0.32065 | 0
LCP_Inputs_ON_Electric_2023_04_03 | 2049 | O/CCGT - CH4 New | Crossload | Electricity | QC | Dispatch-Crossload | FuelCost | 0 | [6 empty] | 0.32065 | 0
LCP_Inputs_ON_Electric_2023_04_03 | 2049 | O/CCGT - CH4 New | Crossload | Electricity | QC | Dispatch-Crossload | VOM | 0 | [6 empty] | 0.32065 | 0
LCP_Inputs_ON_Electric_2023_04_03 | 2049 | O/CCGT - CH4 New | Crossload | Electricity | WC | Dispatch-Crossload | EmissionsCost | 0 | [6 empty] | 0.32065 | 0
LCP_Inputs_ON_Electric_2023_04_03 | 2049 | O/CCGT - CH4 New | Crossload | Electricity | WC | Dispatch-Crossload | FuelCost | 0 | [6 empty] | 0.32065 | 0
LCP_Inputs_ON_Electric_2023_04_03 | 2049 | O/CCGT - CH4 New | Crossload | Electricity | WC | Dispatch-Crossload | VOM | 0 | [6 empty] | 0.32065 | 0
LCP_Inputs_ON_Electric_2023_04_03 | 2049 | O/CCGT - H2 New | Crossload | Electricity | MI | Dispatch-Crossload | EmissionsCost | 0 | [6 empty] | 0.32065 | 0
LCP_Inputs_ON_Electric_2023_04_03 | 2049 | O/CCGT - H2 New | Crossload | Electricity | MI | Dispatch-Crossload | FuelCost | 0 | [6 empty] | 0.32065 | 0
LCP_Inputs_ON_Electric_2023_04_03 | 2049 | O/CCGT - H2 New | Crossload | Electricity | MI | Dispatch-Crossload | VOM | 0 | [6 empty] | 0.32065 | 0
LCP_Inputs_ON_Electric_2023_04_03 | 2049 | O/CCGT - H2 New | Crossload | Electricity | NY | Dispatch-Crossload | EmissionsCost | 0 | [6 empty] | 0.32065 | 0
LCP_Inputs_ON_Electric_2023_04_03 | 2049 | O/CCGT - H2 New | Crossload | Electricity | NY | Dispatch-Crossload | FuelCost | 0 | [6 empty] | 0.32065 | 0
LCP_Inputs_ON_Electric_2023_04_03 | 2049 | O/CCGT - H2 New | Crossload | Electricity | NY | Dispatch-Crossload | VOM | 0 | [6 empty] | 0.32065 | 0
LCP_Inputs_ON_Electric_2023_04_03 | 2049 | O/CCGT - H2 New | Crossload | Electricity | ON | Dispatch-Crossload | EmissionsCost | 0 | [6 empty] | 0.32065 | 0
LCP_Inputs_ON_Electric_2023_04_03 | 2049 | O/CCGT - H2 New | Crossload | Electricity | ON | Dispatch-Crossload | FuelCost | 0 | [6 empty] | 0.32065 | 0
LCP_Inputs_ON_Electric_2023_04_03 | 2049 | O/CCGT - H2 New | Crossload | Electricity | ON | Dispatch-Crossload | VOM | 1434951.3085 | [6 empty] | 0.32065 | 460119.1671
LCP_Inputs_ON_Electric_2023_04_03 | 2049 | O/CCGT - H2 New | Crossload | Electricity | PJ | Dispatch-Crossload | EmissionsCost | 0 | [6 empty] | 0.32065 | 0
LCP_Inputs_ON_Electric_2023_04_03 | 2049 | O/CCGT - H2 New | Crossload | Electricity | PJ | Dispatch-Crossload | FuelCost | 0 | [6 empty] | 0.32065 | 0
LCP_Inputs_ON_Electric_2023_04_03 | 2049 | O/CCGT - H2 New | Crossload | Electricity | PJ | Dispatch-Crossload | VOM | 0 | [6 empty] | 0.32065 | 0
LCP_Inputs_ON_Electric_2023_04_03 | 2049 | O/CCGT - H2 New | Crossload | Electricity | QC | Dispatch-Crossload | EmissionsCost | 0 | [6 empty] | 0.32065 | 0
LCP_Inputs_ON_Electric_2023_04_03 | 2049 | O/CCGT - H2 New | Crossload | Electricity | QC | Dispatch-Crossload | FuelCost | 0 | [6 empty] | 0.32065 | 0
LCP_Inputs_ON_Electric_2023_04_03 | 2049 | O/CCGT - H2 New | Crossload | Electricity | QC | Dispatch-Crossload | VOM | 0 | [6 empty] | 0.32065 | 0
LCP_Inputs_ON_Electric_2023_04_03 | 2049 | O/CCGT - H2 New | Crossload | Electricity | WC | Dispatch-Crossload | EmissionsCost | 0 | [6 empty] | 0.32065 | 0
LCP_Inputs_ON_Electric_2023_04_03 | 2049 | O/CCGT - H2 New | Crossload | Electricity | WC | Dispatch-Crossload | FuelCost | 0 | [6 empty] | 0.32065 | 0
LCP_Inputs_ON_Electric_2023_04_03 | 2049 | O/CCGT - H2 New | Crossload | Electricity | WC | Dispatch-Crossload | VOM | 0 | [6 empty] | 0.32065 | 0
LCP_Inputs_ON_Electric_2023_04_03 | 2049 | SMR CCS | Crossload | Hydrogen | MI | Dispatch-Crossload | EmissionsCost | 0 | [6 empty] | 0.32065 | 0
LCP_Inputs_ON_Electric_2023_04_03 | 2049 | SMR CCS | Crossload | Hydrogen | MI | Dispatch-Crossload | FuelCost | 0 | [6 empty] | 0.32065 | 0
LCP_Inputs_ON_Electric_2023_04_03 | 2049 | SMR CCS | Crossload | Hydrogen | MI | Dispatch-Crossload | VOM | 0 | [6 empty] | 0.32065 | 0
LCP_Inputs_ON_Electric_2023_04_03 | 2049 | SMR CCS | Crossload | Hydrogen | NY | Dispatch-Crossload | EmissionsCost | 0 | [6 empty] | 0.32065 | 0
LCP_Inputs_ON_Electric_2023_04_03 | 2049 | SMR CCS | Crossload | Hydrogen | NY | Dispatch-Crossload | FuelCost | 0 | [6 empty] | 0.32065 | 0
LCP_Inputs_ON_Electric_2023_04_03 | 2049 | SMR CCS | Crossload | Hydrogen | NY | Dispatch-Crossload | VOM | 0 | [6 empty] | 0.32065 | 0
LCP_Inputs_ON_Electric_2023_04_03 | 2049 | SMR CCS | Crossload | Hydrogen | ON | Dispatch-Crossload | EmissionsCost | 201797912.0831 | [6 empty] | 0.32065 | 64706785.9914
LCP_Inputs_ON_Electric_2023_04_03 | 2049 | SMR CCS | Crossload | Hydrogen | ON | Dispatch-Crossload | FuelCost | 0 | [6 empty] | 0.32065 | 0
LCP_Inputs_ON_Electric_2023_04_03 | 2049 | SMR CCS | Crossload | Hydrogen | ON | Dispatch-Crossload | VOM | 235403659.388 | [6 empty] | 0.32065 | 75482516.4065
LCP_Inputs_ON_Electric_2023_04_03 | 2049 | SMR CCS | Crossload | Hydrogen | PJ | Dispatch-Crossload | EmissionsCost | 0 | [6 empty] | 0.32065 | 0
LCP_Inputs_ON_Electric_2023_04_03 | 2049 | SMR CCS | Crossload | Hydrogen | PJ | Dispatch-Crossload | FuelCost | 0 | [6 empty] | 0.32065 | 0
LCP_Inputs_ON_Electric_2023_04_03 | 2049 | SMR CCS | Crossload | Hydrogen | PJ | Dispatch-Crossload | VOM | 0 | [6 empty] | 0.32065 | 0
LCP_Inputs_ON_Electric_2023_04_03 | 2049 | SMR CCS | Crossload | Hydrogen | QC | Dispatch-Crossload | EmissionsCost | 0 | [6 empty] | 0.32065 | 0
LCP_Inputs_ON_Electric_2023_04_03 | 2049 | SMR CCS | Crossload | Hydrogen | QC | Dispatch-Crossload | FuelCost | 0 | [6 empty] | 0.32065 | 0
LCP_Inputs_ON_Electric_2023_04_03 | 2049 | SMR CCS | Crossload | Hydrogen | QC | Dispatch-Crossload | VOM | 0 | [6 empty] | 0.32065 | 0
LCP_Inputs_ON_Electric_2023_04_03 | 2049 | SMR CCS | Crossload | Hydrogen | WC | Dispatch-Crossload | EmissionsCost | 0 | [6 empty] | 0.32065 | 0
LCP_Inputs_ON_Electric_2023_04_03 | 2049 | SMR CCS | Crossload | Hydrogen | WC | Dispatch-Crossload | FuelCost | 0 | [6 empty] | 0.32065 | 0
LCP_Inputs_ON_Electric_2023_04_03 | 2049 | SMR CCS | Crossload | Hydrogen | WC | Dispatch-Crossload | VOM | 0 | [6 empty] | 0.32065 | 0
LCP_Inputs_ON_Electric_2023_04_03 | 2049 | Solar PV | Generation | Electricity | MI | Dispatch-Generation | EmissionsCost | 0 | [6 empty] | 0.32065 | 0
LCP_Inputs_ON_Electric_2023_04_03 | 2049 | Solar PV | Generation | Electricity | MI | Dispatch-Generation | FuelCost | 0 | [6 empty] | 0.32065 | 0
LCP_Inputs_ON_Electric_2023_04_03 | 2049 | Solar PV | Generation | Electricity | MI | Dispatch-Generation | VOM | 0 | [6 empty] | 0.32065 | 0
LCP_Inputs_ON_Electric_2023_04_03 | 2049 | Solar PV | Generation | Electricity | NY | Dispatch-Generation | EmissionsCost | 0 | [6 empty] | 0.32065 | 0
LCP_Inputs_ON_Electric_2023_04_03 | 2049 | Solar PV | Generation | Electricity | NY | Dispatch-Generation | FuelCost | 0 | [6 empty] | 0.32065 | 0
LCP_Inputs_ON_Electric_2023_04_03 | 2049 | Solar PV | Generation | Electricity | NY | Dispatch-Generation | VOM | 0 | [6 empty] | 0.32065 | 0
LCP_Inputs_ON_Electric_2023_04_03 | 2049 | Solar PV | Generation | Electricity | ON | Dispatch-Generation | EmissionsCost | 0 | [6 empty] | 0.32065 | 0
LCP_Inputs_ON_Electric_2023_04_03 | 2049 | Solar PV | Generation | Electricity | ON | Dispatch-Generation | FuelCost | 0 | [6 empty] | 0.32065 | 0
LCP_Inputs_ON_Electric_2023_04_03 | 2049 | Solar PV | Generation | Electricity | ON | Dispatch-Generation | VOM | 0 | [6 empty] | 0.32065 | 0
LCP_Inputs_ON_Electric_2023_04_03 | 2049 | Solar PV | Generation | Electricity | PJ | Dispatch-Generation | EmissionsCost | 0 | [6 empty] | 0.32065 | 0
LCP_Inputs_ON_Electric_2023_04_03 | 2049 | Solar PV | Generation | Electricity | PJ | Dispatch-Generation | FuelCost | 0 | [6 empty] | 0.32065 | 0
LCP_Inputs_ON_Electric_2023_04_03 | 2049 | Solar PV | Generation | Electricity | PJ | Dispatch-Generation | VOM | 0 | [6 empty] | 0.32065 | 0
LCP_Inputs_ON_Electric_2023_04_03 | 2049 | Solar PV | Generation | Electricity | QC | Dispatch-Generation | EmissionsCost | 0 | [6 empty] | 0.32065 | 0
LCP_Inputs_ON_Electric_2023_04_03 | 2049 | Solar PV | Generation | Electricity | QC | Dispatch-Generation | FuelCost | 0 | [6 empty] | 0.32065 | 0
LCP_Inputs_ON_Electric_2023_04_03 | 2049 | Solar PV | Generation | Electricity | QC | Dispatch-Generation | VOM | 0 | [6 empty] | 0.32065 | 0
LCP_Inputs_ON_Electric_2023_04_03 | 2049 | Solar PV | Generation | Electricity | WC | Dispatch-Generation | EmissionsCost | 0 | [6 empty] | 0.32065 | 0
LCP_Inputs_ON_Electric_2023_04_03 | 2049 | Solar PV | Generation | Electricity | WC | Dispatch-Generation | FuelCost | 0 | [6 empty] | 0.32065 | 0
LCP_Inputs_ON_Electric_2023_04_03 | 2049 | Solar PV | Generation | Electricity | WC | Dispatch-Generation | VOM | 0 | [6 empty] | 0.32065 | 0
LCP_Inputs_ON_Electric_2023_04_03 | 2049 | Wind Offshore | Generation | Electricity | MI | Dispatch-Generation | EmissionsCost | 0 | [6 empty] | 0.32065 | 0
LCP_Inputs_ON_Electric_2023_04_03 | 2049 | Wind Offshore | Generation | Electricity | MI | Dispatch-Generation | FuelCost | 0 | [6 empty] | 0.32065 | 0
LCP_Inputs_ON_Electric_2023_04_03 | 2049 | Wind Offshore | Generation | Electricity | MI | Dispatch-Generation | VOM | 0 | [6 empty] | 0.32065 | 0
LCP_Inputs_ON_Electric_2023_04_03 | 2049 | Wind Offshore | Generation | Electricity | NY | Dispatch-Generation | EmissionsCost | 0 | [6 empty] | 0.32065 | 0
LCP_Inputs_ON_Electric_2023_04_03 | 2049 | Wind Offshore | Generation | Electricity | NY | Dispatch-Generation | FuelCost | 0 | [6 empty] | 0.32065 | 0
LCP_Inputs_ON_Electric_2023_04_03 | 2049 | Wind Offshore | Generation | Electricity | NY | Dispatch-Generation | VOM | 0 | [6 empty] | 0.32065 | 0
LCP_Inputs_ON_Electric_2023_04_03 | 2049 | Wind Offshore | Generation | Electricity | ON | Dispatch-Generation | EmissionsCost | 0 | [6 empty] | 0.32065 | 0
LCP_Inputs_ON_Electric_2023_04_03 | 2049 | Wind Offshore | Generation | Electricity | ON | Dispatch-Generation | FuelCost | 0 | [6 empty] | 0.32065 | 0
LCP_Inputs_ON_Electric_2023_04_03 | 2049 | Wind Offshore | Generation | Electricity | ON | Dispatch-Generation | VOM | 0 | [6 empty] | 0.32065 | 0
LCP_Inputs_ON_Electric_2023_04_03 | 2049 | Wind Offshore | Generation | Electricity | PJ | Dispatch-Generation | EmissionsCost | 0 | [6 empty] | 0.32065 | 0
LCP_Inputs_ON_Electric_2023_04_03 | 2049 | Wind Offshore | Generation | Electricity | PJ | Dispatch-Generation | FuelCost | 0 | [6 empty] | 0.32065 | 0
LCP_Inputs_ON_Electric_2023_04_03 | 2049 | Wind Offshore | Generation | Electricity | PJ | Dispatch-Generation | VOM | 0 | [6 empty] | 0.32065 | 0
LCP_Inputs_ON_Electric_2023_04_03 | 2049 | Wind Offshore | Generation | Electricity | QC | Dispatch-Generation | EmissionsCost | 0 | [6 empty] | 0.32065 | 0
LCP_Inputs_ON_Electric_2023_04_03 | 2049 | Wind Offshore | Generation | Electricity | QC | Dispatch-Generation | FuelCost | 0 | [6 empty] | 0.32065 | 0
LCP_Inputs_ON_Electric_2023_04_03 | 2049 | Wind Offshore | Generation | Electricity | QC | Dispatch-Generation | VOM | 0 | [6 empty] | 0.32065 | 0
LCP_Inputs_ON_Electric_2023_04_03 | 2049 | Wind Offshore | Generation | Electricity | WC | Dispatch-Generation | EmissionsCost | 0 | [6 empty] | 0.32065 | 0
LCP_Inputs_ON_Electric_2023_04_03 | 2049 | Wind Offshore | Generation | Electricity | WC | Dispatch-Generation | FuelCost | 0 | [6 empty] | 0.32065 | 0
LCP_Inputs_ON_Electric_2023_04_03 | 2049 | Wind Offshore | Generation | Electricity | WC | Dispatch-Generation | VOM | 0 | [6 empty] | 0.32065 | 0
LCP_Inputs_ON_Electric_2023_04_03 | 2049 | Wind Onshore | Generation | Electricity | MI | Dispatch-Generation | EmissionsCost | 0 | [6 empty] | 0.32065 | 0
LCP_Inputs_ON_Electric_2023_04_03 | 2049 | Wind Onshore | Generation | Electricity | MI | Dispatch-Generation | FuelCost | 0 | [6 empty] | 0.32065 | 0
LCP_Inputs_ON_Electric_2023_04_03 | 2049 | Wind Onshore | Generation | Electricity | MI | Dispatch-Generation | VOM | 0 | [6 empty] | 0.32065 | 0
LCP_Inputs_ON_Electric_2023_04_03 | 2049 | Wind Onshore | Generation | Electricity | NY | Dispatch-Generation | EmissionsCost | 0 | [6 empty] | 0.32065 | 0
LCP_Inputs_ON_Electric_2023_04_03 | 2049 | Wind Onshore | Generation | Electricity | NY | Dispatch-Generation | FuelCost | 0 | [6 empty] | 0.32065 | 0
LCP_Inputs_ON_Electric_2023_04_03 | 2049 | Wind Onshore | Generation | Electricity | NY | Dispatch-Generation | VOM | 0 | [6 empty] | 0.32065 | 0
LCP_Inputs_ON_Electric_2023_04_03 | 2049 | Wind Onshore | Generation | Electricity | ON | Dispatch-Generation | EmissionsCost | 0 | [6 empty] | 0.32065 | 0
LCP_Inputs_ON_Electric_2023_04_03 | 2049 | Wind Onshore | Generation | Electricity | ON | Dispatch-Generation | FuelCost | 0 | [6 empty] | 0.32065 | 0
LCP_Inputs_ON_Electric_2023_04_03 | 2049 | Wind Onshore | Generation | Electricity | ON | Dispatch-Generation | VOM | 0 | [6 empty] | 0.32065 | 0
LCP_Inputs_ON_Electric_2023_04_03 | 2049 | Wind Onshore | Generation | Electricity | PJ | Dispatch-Generation | EmissionsCost | 0 | [6 empty] | 0.32065 | 0
LCP_Inputs_ON_Electric_2023_04_03 | 2049 | Wind Onshore | Generation | Electricity | PJ | Dispatch-Generation | FuelCost | 0 | [6 empty] | 0.32065 | 0
LCP_Inputs_ON_Electric_2023_04_03 | 2049 | Wind Onshore | Generation | Electricity | PJ | Dispatch-Generation | VOM | 0 | [6 empty] | 0.32065 | 0
LCP_Inputs_ON_Electric_2023_04_03 | 2049 | Wind Onshore | Generation | Electricity | QC | Dispatch-Generation | EmissionsCost | 0 | [6 empty] | 0.32065 | 0
LCP_Inputs_ON_Electric_2023_04_03 | 2049 | Wind Onshore | Generation | Electricity | QC | Dispatch-Generation | FuelCost | 0 | [6 empty] | 0.32065 | 0
LCP_Inputs_ON_Electric_2023_04_03 | 2049 | Wind Onshore | Generation | Electricity | QC | Dispatch-Generation | VOM | 0 | [6 empty] | 0.32065 | 0
LCP_Inputs_ON_Electric_2023_04_03 | 2049 | Wind Onshore | Generation | Electricity | WC | Dispatch-Generation | EmissionsCost | 0 | [6 empty] | 0.32065 | 0
LCP_Inputs_ON_Electric_2023_04_03 | 2049 | Wind Onshore | Generation | Electricity | WC | Dispatch-Generation | FuelCost | 0 | [6 empty] | 0.32065 | 0
LCP_Inputs_ON_Electric_2023_04_03 | 2049 | Wind Onshore | Generation | Electricity | WC | Dispatch-Generation | VOM | 0 | [6 empty] | 0.32065 | 0
LCP_Inputs_ON_Electric_2023_04_03 | 2050 | Anaerobic Digestion | Generation | Methane | MI | Dispatch-Generation | EmissionsCost | 0 | [6 empty] | 0.30832 | 0
LCP_Inputs_ON_Electric_2023_04_03 | 2050 | Anaerobic Digestion | Generation | Methane | MI | Dispatch-Generation | FuelCost | 0 | [6 empty] | 0.30832 | 0
LCP_Inputs_ON_Electric_2023_04_03 | 2050 | Anaerobic Digestion | Generation | Methane | MI | Dispatch-Generation | VOM | 0 | [6 empty] | 0.30832 | 0
LCP_Inputs_ON_Electric_2023_04_03 | 2050 | Anaerobic Digestion | Generation | Methane | NY | Dispatch-Generation | EmissionsCost | 0 | [6 empty] | 0.30832 | 0
LCP_Inputs_ON_Electric_2023_04_03 | 2050 | Anaerobic Digestion | Generation | Methane | NY | Dispatch-Generation | FuelCost | 0 | [6 empty] | 0.30832 | 0
LCP_Inputs_ON_Electric_2023_04_03 | 2050 | Anaerobic Digestion | Generation | Methane | NY | Dispatch-Generation | VOM | 0 | [6 empty] | 0.30832 | 0
LCP_Inputs_ON_Electric_2023_04_03 | 2050 | Anaerobic Digestion | Generation | Methane | ON | Dispatch-Generation | EmissionsCost | 5202558.9473 | [6 empty] | 0.30832 | 1604046.0447
LCP_Inputs_ON_Electric_2023_04_03 | 2050 | Anaerobic Digestion | Generation | Methane | ON | Dispatch-Generation | FuelCost | 0 | [6 empty] | 0.30832 | 0
LCP_Inputs_ON_Electric_2023_04_03 | 2050 | Anaerobic Digestion | Generation | Methane | ON | Dispatch-Generation | VOM | 1348710000 | [6 empty] | 0.30832 | 415832470.6824
LCP_Inputs_ON_Electric_2023_04_03 | 2050 | Anaerobic Digestion | Generation | Methane | PJ | Dispatch-Generation | EmissionsCost | 0 | [6 empty] | 0.30832 | 0
LCP_Inputs_ON_Electric_2023_04_03 | 2050 | Anaerobic Digestion | Generation | Methane | PJ | Dispatch-Generation | FuelCost | 0 | [6 empty] | 0.30832 | 0
LCP_Inputs_ON_Electric_2023_04_03 | 2050 | Anaerobic Digestion | Generation | Methane | PJ | Dispatch-Generation | VOM | 0 | [6 empty] | 0.30832 | 0
LCP_Inputs_ON_Electric_2023_04_03 | 2050 | Anaerobic Digestion | Generation | Methane | QC | Dispatch-Generation | EmissionsCost | 0 | [6 empty] | 0.30832 | 0
LCP_Inputs_ON_Electric_2023_04_03 | 2050 | Anaerobic Digestion | Generation | Methane | QC | Dispatch-Generation | FuelCost | 0 | [6 empty] | 0.30832 | 0
LCP_Inputs_ON_Electric_2023_04_03 | 2050 | Anaerobic Digestion | Generation | Methane | QC | Dispatch-Generation | VOM | 0 | [6 empty] | 0.30832 | 0
LCP_Inputs_ON_Electric_2023_04_03 | 2050 | Anaerobic Digestion | Generation | Methane | WC | Dispatch-Generation | EmissionsCost | 0 | [6 empty] | 0.30832 | 0
LCP_Inputs_ON_Electric_2023_04_03 | 2050 | Anaerobic Digestion | Generation | Methane | WC | Dispatch-Generation | FuelCost | 0 | [6 empty] | 0.30832 | 0
LCP_Inputs_ON_Electric_2023_04_03 | 2050 | Anaerobic Digestion | Generation | Methane | WC | Dispatch-Generation | VOM | 0 | [6 empty] | 0.30832 | 0
LCP_Inputs_ON_Electric_2023_04_03 | 2050 | Battery Storage | Storage | Electricity | MI | Dispatch-Storage | EmissionsCost | 0 | [6 empty] | 0.30832 | 0
LCP_Inputs_ON_Electric_2023_04_03 | 2050 | Battery Storage | Storage | Electricity | MI | Dispatch-Storage | FuelCost | 0 | [6 empty] | 0.30832 | 0
LCP_Inputs_ON_Electric_2023_04_03 | 2050 | Battery Storage | Storage | Electricity | MI | Dispatch-Storage | VOM | 0 | [6 empty] | 0.30832 | 0
LCP_Inputs_ON_Electric_2023_04_03 | 2050 | Battery Storage | Storage | Electricity | NY | Dispatch-Storage | EmissionsCost | 0 | [6 empty] | 0.30832 | 0
LCP_Inputs_ON_Electric_2023_04_03 | 2050 | Battery Storage | Storage | Electricity | NY | Dispatch-Storage | FuelCost | 0 | [6 empty] | 0.30832 | 0
LCP_Inputs_ON_Electric_2023_04_03 | 2050 | Battery Storage | Storage | Electricity | NY | Dispatch-Storage | VOM | 0 | [6 empty] | 0.30832 | 0
LCP_Inputs_ON_Electric_2023_04_03 | 2050 | Battery Storage | Storage | Electricity | ON | Dispatch-Storage | EmissionsCost | 0 | [6 empty] | 0.30832 | 0
LCP_Inputs_ON_Electric_2023_04_03 | 2050 | Battery Storage | Storage | Electricity | ON | Dispatch-Storage | FuelCost | 0 | [6 empty] | 0.30832 | 0
LCP_Inputs_ON_Electric_2023_04_03 | 2050 | Battery Storage | Storage | Electricity | ON | Dispatch-Storage | VOM | 0 | [6 empty] | 0.30832 | 0
LCP_Inputs_ON_Electric_2023_04_03 | 2050 | Battery Storage | Storage | Electricity | PJ | Dispatch-Storage | EmissionsCost | 0 | [6 empty] | 0.30832 | 0
LCP_Inputs_ON_Electric_2023_04_03 | 2050 | Battery Storage | Storage | Electricity | PJ | Dispatch-Storage | FuelCost | 0 | [6 empty] | 0.30832 | 0
LCP_Inputs_ON_Electric_2023_04_03 | 2050 | Battery Storage | Storage | Electricity | PJ | Dispatch-Storage | VOM | 0 | [6 empty] | 0.30832 | 0
LCP_Inputs_ON_Electric_2023_04_03 | 2050 | Battery Storage | Storage | Electricity | QC | Dispatch-Storage | EmissionsCost | 0 | [6 empty] | 0.30832 | 0
LCP_Inputs_ON_Electric_2023_04_03 | 2050 | Battery Storage | Storage | Electricity | QC | Dispatch-Storage | FuelCost | 0 | [6 empty] | 0.30832 | 0
LCP_Inputs_ON_Electric_2023_04_03 | 2050 | Battery Storage | Storage | Electricity | QC | Dispatch-Storage | VOM | 0 | [6 empty] | 0.30832 | 0
LCP_Inputs_ON_Electric_2023_04_03 | 2050 | Battery Storage | Storage | Electricity | WC | Dispatch-Storage | EmissionsCost | 0 | [6 empty] | 0.30832 | 0
LCP_Inputs_ON_Electric_2023_04_03 | 2050 | Battery Storage | Storage | Electricity | WC | Dispatch-Storage | FuelCost | 0 | [6 empty] | 0.30832 | 0
LCP_Inputs_ON_Electric_2023_04_03 | 2050 | Battery Storage | Storage | Electricity | WC | Dispatch-Storage | VOM | 0 | [6 empty] | 0.30832 | 0
LCP_Inputs_ON_Electric_2023_04_03 | 2050 | Biomass | Generation | Electricity | MI | Dispatch-Generation | EmissionsCost | 0 | [6 empty] | 0.30832 | 0
LCP_Inputs_ON_Electric_2023_04_03 | 2050 | Biomass | Generation | Electricity | MI | Dispatch-Generation | FuelCost | 0 | [6 empty] | 0.30832 | 0
LCP_Inputs_ON_Electric_2023_04_03 | 2050 | Biomass | Generation | Electricity | MI | Dispatch-Generation | VOM | 0 | [6 empty] | 0.30832 | 0
LCP_Inputs_ON_Electric_2023_04_03 | 2050 | Biomass | Generation | Electricity | NY | Dispatch-Generation | EmissionsCost | 0 | [6 empty] | 0.30832 | 0
LCP_Inputs_ON_Electric_2023_04_03 | 2050 | Biomass | Generation | Electricity | NY | Dispatch-Generation | FuelCost | 0 | [6 empty] | 0.30832 | 0
LCP_Inputs_ON_Electric_2023_04_03 | 2050 | Biomass | Generation | Electricity | NY | Dispatch-Generation | VOM | 0 | [6 empty] | 0.30832 | 0
LCP_Inputs_ON_Electric_2023_04_03 | 2050 | Biomass | Generation | Electricity | ON | Dispatch-Generation | EmissionsCost | 0 | [6 empty] | 0.30832 | 0
LCP_Inputs_ON_Electric_2023_04_03 | 2050 | Biomass | Generation | Electricity | ON | Dispatch-Generation | FuelCost | 1122510 | [6 empty] | 0.30832 | 346090.788
LCP_Inputs_ON_Electric_2023_04_03 | 2050 | Biomass | Generation | Electricity | ON | Dispatch-Generation | VOM | 14405.545 | [6 empty] | 0.30832 | 4441.4984
LCP_Inputs_ON_Electric_2023_04_03 | 2050 | Biomass | Generation | Electricity | PJ | Dispatch-Generation | EmissionsCost | 0 | [6 empty] | 0.30832 | 0
LCP_Inputs_ON_Electric_2023_04_03 | 2050 | Biomass | Generation | Electricity | PJ | Dispatch-Generation | FuelCost | 0 | [6 empty] | 0.30832 | 0
LCP_Inputs_ON_Electric_2023_04_03 | 2050 | Biomass | Generation | Electricity | PJ | Dispatch-Generation | VOM | 0 | [6 empty] | 0.30832 | 0
LCP_Inputs_ON_Electric_2023_04_03 | 2050 | Biomass | Generation | Electricity | QC | Dispatch-Generation | EmissionsCost | 0 | [6 empty] | 0.30832 | 0
LCP_Inputs_ON_Electric_2023_04_03 | 2050 | Biomass | Generation | Electricity | QC | Dispatch-Generation | FuelCost | 122553.4753 | [6 empty] | 0.30832 | 37785.5242
LCP_Inputs_ON_Electric_2023_04_03 | 2050 | Biomass | Generation | Electricity | QC | Dispatch-Generation | VOM | 1572.7696 | [6 empty] | 0.30832 | 484.9142
LCP_Inputs_ON_Electric_2023_04_03 | 2050 | Biomass | Generation | Electricity | WC | Dispatch-Generation | EmissionsCost | 0 | [6 empty] | 0.30832 | 0
LCP_Inputs_ON_Electric_2023_04_03 | 2050 | Biomass | Generation | Electricity | WC | Dispatch-Generation | FuelCost | 0 | [6 empty] | 0.30832 | 0
LCP_Inputs_ON_Electric_2023_04_03 | 2050 | Biomass | Generation | Electricity | WC | Dispatch-Generation | VOM | 0 | [6 empty] | 0.30832 | 0
LCP_Inputs_ON_Electric_2023_04_03 | 2050 | Biomass + CCS | Generation | Electricity | MI | Dispatch-Generation | EmissionsCost | 0 | [6 empty] | 0.30832 | 0
LCP_Inputs_ON_Electric_2023_04_03 | 2050 | Biomass + CCS | Generation | Electricity | MI | Dispatch-Generation | FuelCost | 0 | [6 empty] | 0.30832 | 0
LCP_Inputs_ON_Electric_2023_04_03 | 2050 | Biomass + CCS | Generation | Electricity | MI | Dispatch-Generation | VOM | 0 | [6 empty] | 0.30832 | 0
LCP_Inputs_ON_Electric_2023_04_03 | 2050 | Biomass + CCS | Generation | Electricity | NY | Dispatch-Generation | EmissionsCost | 0 | [6 empty] | 0.30832 | 0
LCP_Inputs_ON_Electric_2023_04_03 | 2050 | Biomass + CCS | Generation | Electricity | NY | Dispatch-Generation | FuelCost | 0 | [6 empty] | 0.30832 | 0
LCP_Inputs_ON_Electric_2023_04_03 | 2050 | Biomass + CCS | Generation | Electricity | NY | Dispatch-Generation | VOM | 0 | [6 empty] | 0.30832 | 0
LCP_Inputs_ON_Electric_2023_04_03 | 2050 | Biomass + CCS | Generation | Electricity | ON | Dispatch-Generation | EmissionsCost | -1133631099.6284 | [6 empty] | 0.30832 | -349519630.6107
LCP_Inputs_ON_Electric_2023_04_03 | 2050 | Biomass + CCS | Generation | Electricity | ON | Dispatch-Generation | FuelCost | 912121461.8182 | [6 empty] | 0.30832 | 281224074.1378
LCP_Inputs_ON_Electric_2023_04_03 | 2050 | Biomass + CCS | Generation | Electricity | ON | Dispatch-Generation | VOM | 7092273.4557 | [6 empty] | 0.30832 | 2186680.3048
LCP_Inputs_ON_Electric_2023_04_03 | 2050 | Biomass + CCS | Generation | Electricity | PJ | Dispatch-Generation | EmissionsCost | 0 | [6 empty] | 0.30832 | 0
LCP_Inputs_ON_Electric_2023_04_03 | 2050 | Biomass + CCS | Generation | Electricity | PJ | Dispatch-Generation | FuelCost | 0 | [6 empty] | 0.30832 | 0
LCP_Inputs_ON_Electric_2023_04_03 | 2050 | Biomass + CCS | Generation | Electricity | PJ | Dispatch-Generation | VOM | 0 | [6 empty] | 0.30832 | 0
LCP_Inputs_ON_Electric_2023_04_03 | 2050 | Biomass + CCS | Generation | Electricity | QC | Dispatch-Generation | EmissionsCost | 0 | [6 empty] | 0.30832 | 0
LCP_Inputs_ON_Electric_2023_04_03 | 2050 | Biomass + CCS | Generation | Electricity | QC | Dispatch-Generation | FuelCost | 0 | [6 empty] | 0.30832 | 0
LCP_Inputs_ON_Electric_2023_04_03 | 2050 | Biomass + CCS | Generation | Electricity | QC | Dispatch-Generation | VOM | 0 | [6 empty] | 0.30832 | 0
LCP_Inputs_ON_Electric_2023_04_03 | 2050 | Biomass + CCS | Generation | Electricity | WC | Dispatch-Generation | EmissionsCost | 0 | [6 empty] | 0.30832 | 0
LCP_Inputs_ON_Electric_2023_04_03 | 2050 | Biomass + CCS | Generation | Electricity | WC | Dispatch-Generation | FuelCost | 0 | [6 empty] | 0.30832 | 0
LCP_Inputs_ON_Electric_2023_04_03 | 2050 | Biomass + CCS | Generation | Electricity | WC | Dispatch-Generation | VOM | 0 | [6 empty] | 0.30832 | 0
LCP_Inputs_ON_Electric_2023_04_03 | 2050 | CH4 + CCS | Generation | Methane | MI | Dispatch-Generation | EmissionsCost | 0 | [6 empty] | 0.30832 | 0
LCP_Inputs_ON_Electric_2023_04_03 | 2050 | CH4 + CCS | Generation | Methane | MI | Dispatch-Generation | FuelCost | 0 | [6 empty] | 0.30832 | 0
LCP_Inputs_ON_Electric_2023_04_03 | 2050 | CH4 + CCS | Generation | Methane | MI | Dispatch-Generation | VOM | 0 | [6 empty] | 0.30832 | 0
LCP_Inputs_ON_Electric_2023_04_03 | 2050 | CH4 + CCS | Generation | Methane | NY | Dispatch-Generation | EmissionsCost | 0 | [6 empty] | 0.30832 | 0
LCP_Inputs_ON_Electric_2023_04_03 | 2050 | CH4 + CCS | Generation | Methane | NY | Dispatch-Generation | FuelCost | 0 | [6 empty] | 0.30832 | 0
LCP_Inputs_ON_Electric_2023_04_03 | 2050 | CH4 + CCS | Generation | Methane | NY | Dispatch-Generation | VOM | 0 | [6 empty] | 0.30832 | 0
LCP_Inputs_ON_Electric_2023_04_03 | 2050 | CH4 + CCS | Generation | Methane | ON | Dispatch-Generation | EmissionsCost | 135542652.6469 | [6 empty] | 0.30832 | 41790330.1177
LCP_Inputs_ON_Electric_2023_04_03 | 2050 | CH4 + CCS | Generation | Methane | ON | Dispatch-Generation | FuelCost | 436021155.8141 | [6 empty] | 0.30832 | 134433461.9688
LCP_Inputs_ON_Electric_2023_04_03 | 2050 | CH4 + CCS | Generation | Methane | ON | Dispatch-Generation | VOM | 41455304.7861 | [6 empty] | 0.30832 | 12781444.3521
LCP_Inputs_ON_Electric_2023_04_03 | 2050 | CH4 + CCS | Generation | Methane | PJ | Dispatch-Generation | EmissionsCost | 0 | [6 empty] | 0.30832 | 0
LCP_Inputs_ON_Electric_2023_04_03 | 2050 | CH4 + CCS | Generation | Methane | PJ | Dispatch-Generation | FuelCost | 0 | [6 empty] | 0.30832 | 0
LCP_Inputs_ON_Electric_2023_04_03 | 2050 | CH4 + CCS | Generation | Methane | PJ | Dispatch-Generation | VOM | 0 | [6 empty] | 0.30832 | 0
LCP_Inputs_ON_Electric_2023_04_03 | 2050 | CH4 + CCS | Generation | Methane | QC | Dispatch-Generation | EmissionsCost | 0 | [6 empty] | 0.30832 | 0
LCP_Inputs_ON_Electric_2023_04_03 | 2050 | CH4 + CCS | Generation | Methane | QC | Dispatch-Generation | FuelCost | 0 | [6 empty] | 0.30832 | 0
LCP_Inputs_ON_Electric_2023_04_03 | 2050 | CH4 + CCS | Generation | Methane | QC | Dispatch-Generation | VOM | 0 | [6 empty] | 0.30832 | 0
LCP_Inputs_ON_Electric_2023_04_03 | 2050 | CH4 + CCS | Generation | Methane | WC | Dispatch-Generation | EmissionsCost | 0 | [6 empty] | 0.30832 | 0
LCP_Inputs_ON_Electric_2023_04_03 | 2050 | CH4 + CCS | Generation | Methane | WC | Dispatch-Generation | FuelCost | 0 | [6 empty] | 0.30832 | 0
LCP_Inputs_ON_Electric_2023_04_03 | 2050 | CH4 + CCS | Generation | Methane | WC | Dispatch-Generation | VOM | 0 | [6 empty] | 0.30832 | 0
LCP_Inputs_ON_Electric_2023_04_03 | 2050 | CH4 Import - NY 2020 | Import | Methane | MI | Dispatch-Import | EmissionsCost | 0 | [6 empty] | 0.30832 | 0
LCP_Inputs_ON_Electric_2023_04_03 | 2050 | CH4 Import - NY 2020 | Import | Methane | MI | Dispatch-Import | FuelCost | 0 | [6 empty] | 0.30832 | 0
LCP_Inputs_ON_Electric_2023_04_03 | 2050 | CH4 Import - NY 2020 | Import | Methane | MI | Dispatch-Import | VOM | 0 | [6 empty] | 0.30832 | 0
LCP_Inputs_ON_Electric_2023_04_03 | 2050 | CH4 Import - NY 2020 | Import | Methane | NY | Dispatch-Import | EmissionsCost | 0 | [6 empty] | 0.30832 | 0
LCP_Inputs_ON_Electric_2023_04_03 | 2050 | CH4 Import - NY 2020 | Import | Methane | NY | Dispatch-Import | FuelCost | 0 | [6 empty] | 0.30832 | 0
LCP_Inputs_ON_Electric_2023_04_03 | 2050 | CH4 Import - NY 2020 | Import | Methane | NY | Dispatch-Import | VOM | 0 | [6 empty] | 0.30832 | 0
LCP_Inputs_ON_Electric_2023_04_03 | 2050 | CH4 Import - NY 2020 | Import | Methane | ON | Dispatch-Import | EmissionsCost | 0 | [6 empty] | 0.30832 | 0
LCP_Inputs_ON_Electric_2023_04_03 | 2050 | CH4 Import - NY 2020 | Import | Methane | ON | Dispatch-Import | FuelCost | 0 | [6 empty] | 0.30832 | 0
LCP_Inputs_ON_Electric_2023_04_03 | 2050 | CH4 Import - NY 2020 | Import | Methane | ON | Dispatch-Import | VOM | 0 | [6 empty] | 0.30832 | 0
LCP_Inputs_ON_Electric_2023_04_03 | 2050 | CH4 Import - NY 2020 | Import | Methane | PJ | Dispatch-Import | EmissionsCost | 0 | [6 empty] | 0.30832 | 0
LCP_Inputs_ON_Electric_2023_04_03 | 2050 | CH4 Import - NY 2020 | Import | Methane | PJ | Dispatch-Import | FuelCost | 0 | [6 empty] | 0.30832 | 0
LCP_Inputs_ON_Electric_2023_04_03 | 2050 | CH4 Import - NY 2020 | Import | Methane | PJ | Dispatch-Import | VOM | 0 | [6 empty] | 0.30832 | 0
LCP_Inputs_ON_Electric_2023_04_03 | 2050 | CH4 Import - NY 2020 | Import | Methane | QC | Dispatch-Import | EmissionsCost | 0 | [6 empty] | 0.30832 | 0
LCP_Inputs_ON_Electric_2023_04_03 | 2050 | CH4 Import - NY 2020 | Import | Methane | QC | Dispatch-Import | FuelCost | 0 | [6 empty] | 0.30832 | 0
LCP_Inputs_ON_Electric_2023_04_03 | 2050 | CH4 Import - NY 2020 | Import | Methane | QC | Dispatch-Import | VOM | 0 | [6 empty] | 0.30832 | 0
LCP_Inputs_ON_Electric_2023_04_03 | 2050 | CH4 Import - NY 2020 | Import | Methane | WC | Dispatch-Import | EmissionsCost | 0 | [6 empty] | 0.30832 | 0
LCP_Inputs_ON_Electric_2023_04_03 | 2050 | CH4 Import - NY 2020 | Import | Methane | WC | Dispatch-Import | FuelCost | 0 | [6 empty] | 0.30832 | 0
LCP_Inputs_ON_Electric_2023_04_03 | 2050 | CH4 Import - NY 2020 | Import | Methane | WC | Dispatch-Import | VOM | 0 | [6 empty] | 0.30832 | 0
LCP_Inputs_ON_Electric_2023_04_03 | 2050 | CH4 Import - NY 2030 | Import | Methane | MI | Dispatch-Import | EmissionsCost | 0 | [6 empty] | 0.30832 | 0
LCP_Inputs_ON_Electric_2023_04_03 | 2050 | CH4 Import - NY 2030 | Import | Methane | MI | Dispatch-Import | FuelCost | 0 | [6 empty] | 0.30832 | 0
LCP_Inputs_ON_Electric_2023_04_03 | 2050 | CH4 Import - NY 2030 | Import | Methane | MI | Dispatch-Import | VOM | 0 | [6 empty] | 0.30832 | 0
LCP_Inputs_ON_Electric_2023_04_03 | 2050 | CH4 Import - NY 2030 | Import | Methane | NY | Dispatch-Import | EmissionsCost | 0 | [6 empty] | 0.30832 | 0
LCP_Inputs_ON_Electric_2023_04_03 | 2050 | CH4 Import - NY 2030 | Import | Methane | NY | Dispatch-Import | FuelCost | 0 | [6 empty] | 0.30832 | 0
LCP_Inputs_ON_Electric_2023_04_03 | 2050 | CH4 Import - NY 2030 | Import | Methane | NY | Dispatch-Import | VOM | 0 | [6 empty] | 0.30832 | 0
LCP_Inputs_ON_Electric_2023_04_03 | 2050 | CH4 Import - NY 2030 | Import | Methane | ON | Dispatch-Import | EmissionsCost | 0 | [6 empty] | 0.30832 | 0
LCP_Inputs_ON_Electric_2023_04_03 | 2050 | CH4 Import - NY 2030 | Import | Methane | ON | Dispatch-Import | FuelCost | 0 | [6 empty] | 0.30832 | 0
LCP_Inputs_ON_Electric_2023_04_03 | 2050 | CH4 Import - NY 2030 | Import | Methane | ON | Dispatch-Import | VOM | 0 | [6 empty] | 0.30832 | 0
LCP_Inputs_ON_Electric_2023_04_03 | 2050 | CH4 Import - NY 2030 | Import | Methane | PJ | Dispatch-Import | EmissionsCost | 0 | [6 empty] | 0.30832 | 0
LCP_Inputs_ON_Electric_2023_04_03 | 2050 | CH4 Import - NY 2030 | Import | Methane | PJ | Dispatch-Import | FuelCost | 0 | [6 empty] | 0.30832 | 0
LCP_Inputs_ON_Electric_2023_04_03 | 2050 | CH4 Import - NY 2030 | Import | Methane | PJ | Dispatch-Import | VOM | 0 | [6 empty] | 0.30832 | 0
LCP_Inputs_ON_Electric_2023_04_03 | 2050 | CH4 Import - NY 2030 | Import | Methane | QC | Dispatch-Import | EmissionsCost | 0 | [6 empty] | 0.30832 | 0
LCP_Inputs_ON_Electric_2023_04_03 | 2050 | CH4 Import - NY 2030 | Import | Methane | QC | Dispatch-Import | FuelCost | 0 | [6 empty] | 0.30832 | 0
LCP_Inputs_ON_Electric_2023_04_03 | 2050 | CH4 Import - NY 2030 | Import | Methane | QC | Dispatch-Import | VOM | 0 | [6 empty] | 0.30832 | 0
LCP_Inputs_ON_Electric_2023_04_03 | 2050 | CH4 Import - NY 2030 | Import | Methane | WC | Dispatch-Import | EmissionsCost | 0 | [6 empty] | 0.30832 | 0
LCP_Inputs_ON_Electric_2023_04_03 | 2050 | CH4 Import - NY 2030 | Import | Methane | WC | Dispatch-Import | FuelCost | 0 | [6 empty] | 0.30832 | 0
LCP_Inputs_ON_Electric_2023_04_03 | 2050 | CH4 Import - NY 2030 | Import | Methane | WC | Dispatch-Import | VOM | 0 | [6 empty] | 0.30832 | 0
LCP_Inputs_ON_Electric_2023_04_03 | 2050 | CH4 Import - NY 2040 | Import | Methane | MI | Dispatch-Import | EmissionsCost | 0 | [6 empty] | 0.30832 | 0
LCP_Inputs_ON_Electric_2023_04_03 | 2050 | CH4 Import - NY 2040 | Import | Methane | MI | Dispatch-Import | FuelCost | 0 | [6 empty] | 0.30832 | 0
LCP_Inputs_ON_Electric_2023_04_03 | 2050 | CH4 Import - NY 2040 | Import | Methane | MI | Dispatch-Import | VOM | 0 | [6 empty] | 0.30832 | 0
LCP_Inputs_ON_Electric_2023_04_03 | 2050 | CH4 Import - NY 2040 | Import | Methane | NY | Dispatch-Import | EmissionsCost | 0 | [6 empty] | 0.30832 | 0
LCP_Inputs_ON_Electric_2023_04_03 | 2050 | CH4 Import - NY 2040 | Import | Methane | NY | Dispatch-Import | FuelCost | 0 | [6 empty] | 0.30832 | 0
LCP_Inputs_ON_Electric_2023_04_03 | 2050 | CH4 Import - NY 2040 | Import | Methane | NY | Dispatch-Import | VOM | 0 | [6 empty] | 0.30832 | 0
LCP_Inputs_ON_Electric_2023_04_03 | 2050 | CH4 Import - NY 2040 | Import | Methane | ON | Dispatch-Import | EmissionsCost | 0 | [6 empty] | 0.30832 | 0
LCP_Inputs_ON_Electric_2023_04_03 | 2050 | CH4 Import - NY 2040 | Import | Methane | ON | Dispatch-Import | FuelCost | 0 | [6 empty] | 0.30832 | 0
LCP_Inputs_ON_Electric_2023_04_03 | 2050 | CH4 Import - NY 2040 | Import | Methane | ON | Dispatch-Import | VOM | 0 | [6 empty] | 0.30832 | 0
LCP_Inputs_ON_Electric_2023_04_03 | 2050 | CH4 Import - NY 2040 | Import | Methane | PJ | Dispatch-Import | EmissionsCost | 0 | [6 empty] | 0.30832 | 0
LCP_Inputs_ON_Electric_2023_04_03 | 2050 | CH4 Import - NY 2040 | Import | Methane | PJ | Dispatch-Import | FuelCost | 0 | [6 empty] | 0.30832 | 0
LCP_Inputs_ON_Electric_2023_04_03 | 2050 | CH4 Import - NY 2040 | Import | Methane | PJ | Dispatch-Import | VOM | 0 | [6 empty] | 0.30832 | 0
LCP_Inputs_ON_Electric_2023_04_03 | 2050 | CH4 Import - NY 2040 | Import | Methane | QC | Dispatch-Import | EmissionsCost | 0 | [6 empty] | 0.30832 | 0
LCP_Inputs_ON_Electric_2023_04_03 | 2050 | CH4 Import - NY 2040 | Import | Methane | QC | Dispatch-Import | FuelCost | 0 | [6 empty] | 0.30832 | 0
LCP_Inputs_ON_Electric_2023_04_03 | 2050 | CH4 Import - NY 2040 | Import | Methane | QC | Dispatch-Import | VOM | 0 | [6 empty] | 0.30832 | 0
LCP_Inputs_ON_Electric_2023_04_03 | 2050 | CH4 Import - NY 2040 | Import | Methane | WC | Dispatch-Import | EmissionsCost | 0 | [6 empty] | 0.30832 | 0
LCP_Inputs_ON_Electric_2023_04_03 | 2050 | CH4 Import - NY 2040 | Import | Methane | WC | Dispatch-Import | FuelCost | 0 | [6 empty] | 0.30832 | 0
LCP_Inputs_ON_Electric_2023_04_03 | 2050 | CH4 Import - NY 2040 | Import | Methane | WC | Dispatch-Import | VOM | 0 | [6 empty] | 0.30832 | 0
LCP_Inputs_ON_Electric_2023_04_03 | 2050 | CH4 Import - NY 2050 | Import | Methane | MI | Dispatch-Import | EmissionsCost | 0 | [6 empty] | 0.30832 | 0
LCP_Inputs_ON_Electric_2023_04_03 | 2050 | CH4 Import - NY 2050 | Import | Methane | MI | Dispatch-Import | FuelCost | 0 | [6 empty] | 0.30832 | 0
LCP_Inputs_ON_Electric_2023_04_03 | 2050 | CH4 Import - NY 2050 | Import | Methane | MI | Dispatch-Import | VOM | 0 | [6 empty] | 0.30832 | 0
LCP_Inputs_ON_Electric_2023_04_03 | 2050 | CH4 Import - NY 2050 | Import | Methane | NY | Dispatch-Import | EmissionsCost | 0 | [6 empty] | 0.30832 | 0
LCP_Inputs_ON_Electric_2023_04_03 | 2050 | CH4 Import - NY 2050 | Import | Methane | NY | Dispatch-Import | FuelCost | 0 | [6 empty] | 0.30832 | 0
LCP_Inputs_ON_Electric_2023_04_03 | 2050 | CH4 Import - NY 2050 | Import | Methane | NY | Dispatch-Import | VOM | 0 | [6 empty] | 0.30832 | 0
LCP_Inputs_ON_Electric_2023_04_03 | 2050 | CH4 Import - NY 2050 | Import | Methane | ON | Dispatch-Import | EmissionsCost | 0 | [6 empty] | 0.30832 | 0
LCP_Inputs_ON_Electric_2023_04_03 | 2050 | CH4 Import - NY 2050 | Import | Methane | ON | Dispatch-Import | FuelCost | 0 | [6 empty] | 0.30832 | 0
LCP_Inputs_ON_Electric_2023_04_03 | 2050 | CH4 Import - NY 2050 | Import | Methane | ON | Dispatch-Import | VOM | 0 | [6 empty] | 0.30832 | 0
LCP_Inputs_ON_Electric_2023_04_03 | 2050 | CH4 Import - NY 2050 | Import | Methane | PJ | Dispatch-Import | EmissionsCost | 0 | [6 empty] | 0.30832 | 0
LCP_Inputs_ON_Electric_2023_04_03 | 2050 | CH4 Import - NY 2050 | Import | Methane | PJ | Dispatch-Import | FuelCost | 0 | [6 empty] | 0.30832 | 0
LCP_Inputs_ON_Electric_2023_04_03 | 2050 | CH4 Import - NY 2050 | Import | Methane | PJ | Dispatch-Import | VOM | 0 | [6 empty] | 0.30832 | 0
LCP_Inputs_ON_Electric_2023_04_03 | 2050 | CH4 Import - NY 2050 | Import | Methane | QC | Dispatch-Import | EmissionsCost | 0 | [6 empty] | 0.30832 | 0
LCP_Inputs_ON_Electric_2023_04_03 | 2050 | CH4 Import - NY 2050 | Import | Methane | QC | Dispatch-Import | FuelCost | 0 | [6 empty] | 0.30832 | 0
LCP_Inputs_ON_Electric_2023_04_03 | 2050 | CH4 Import - NY 2050 | Import | Methane | QC | Dispatch-Import | VOM | 0 | [6 empty] | 0.30832 | 0
LCP_Inputs_ON_Electric_2023_04_03 | 2050 | CH4 Import - NY 2050 | Import | Methane | WC | Dispatch-Import | EmissionsCost | 0 | [6 empty] | 0.30832 | 0
LCP_Inputs_ON_Electric_2023_04_03 | 2050 | CH4 Import - NY 2050 | Import | Methane | WC | Dispatch-Import | FuelCost | 0 | [6 empty] | 0.30832 | 0
LCP_Inputs_ON_Electric_2023_04_03 | 2050 | CH4 Import - NY 2050 | Import | Methane | WC | Dispatch-Import | VOM | 0 | [6 empty] | 0.30832 | 0
LCP_Inputs_ON_Electric_2023_04_03 | 2050 | CH4 Import - WC 2020 | Import | Methane | MI | Dispatch-Import | EmissionsCost | 0 | [6 empty] | 0.30832 | 0
LCP_Inputs_ON_Electric_2023_04_03 | 2050 | CH4 Import - WC 2020 | Import | Methane | MI | Dispatch-Import | FuelCost | 0 | [6 empty] | 0.30832 | 0
LCP_Inputs_ON_Electric_2023_04_03 | 2050 | CH4 Import - WC 2020 | Import | Methane | MI | Dispatch-Import | VOM | 0 | [6 empty] | 0.30832 | 0
LCP_Inputs_ON_Electric_2023_04_03 | 2050 | CH4 Import - WC 2020 | Import | Methane | NY | Dispatch-Import | EmissionsCost | 0 | [6 empty] | 0.30832 | 0
LCP_Inputs_ON_Electric_2023_04_03 | 2050 | CH4 Import - WC 2020 | Import | Methane | NY | Dispatch-Import | FuelCost | 0 | [6 empty] | 0.30832 | 0
LCP_Inputs_ON_Electric_2023_04_03 | 2050 | CH4 Import - WC 2020 | Import | Methane | NY | Dispatch-Import | VOM | 0 | [6 empty] | 0.30832 | 0
LCP_Inputs_ON_Electric_2023_04_03 | 2050 | CH4 Import - WC 2020 | Import | Methane | ON | Dispatch-Import | EmissionsCost | 0 | [6 empty] | 0.30832 | 0
LCP_Inputs_ON_Electric_2023_04_03 | 2050 | CH4 Import - WC 2020 | Import | Methane | ON | Dispatch-Import | FuelCost | 0 | [6 empty] | 0.30832 | 0
LCP_Inputs_ON_Electric_2023_04_03 | 2050 | CH4 Import - WC 2020 | Import | Methane | ON | Dispatch-Import | VOM | 0 | [6 empty] | 0.30832 | 0
LCP_Inputs_ON_Electric_2023_04_03 | 2050 | CH4 Import - WC 2020 | Import | Methane | PJ | Dispatch-Import | EmissionsCost | 0 | [6 empty] | 0.30832 | 0
LCP_Inputs_ON_Electric_2023_04_03 | 2050 | CH4 Import - WC 2020 | Import | Methane | PJ | Dispatch-Import | FuelCost | 0 | [6 empty] | 0.30832 | 0
LCP_Inputs_ON_Electric_2023_04_03 | 2050 | CH4 Import - WC 2020 | Import | Methane | PJ | Dispatch-Import | VOM | 0 | [6 empty] | 0.30832 | 0
LCP_Inputs_ON_Electric_2023_04_03 | 2050 | CH4 Import - WC 2020 | Import | Methane | QC | Dispatch-Import | EmissionsCost | 0 | [6 empty] | 0.30832 | 0
LCP_Inputs_ON_Electric_2023_04_03 | 2050 | CH4 Import - WC 2020 | Import | Methane | QC | Dispatch-Import | FuelCost | 0 | [6 empty] | 0.30832 | 0
LCP_Inputs_ON_Electric_2023_04_03 | 2050 | CH4 Import - WC 2020 | Import | Methane | QC | Dispatch-Import | VOM | 0 | [6 empty] | 0.30832 | 0
LCP_Inputs_ON_Electric_2023_04_03 | 2050 | CH4 Import - WC 2020 | Import | Methane | WC | Dispatch-Import | EmissionsCost | 0 | [6 empty] | 0.30832 | 0
LCP_Inputs_ON_Electric_2023_04_03 | 2050 | CH4 Import - WC 2020 | Import | Methane | WC | Dispatch-Import | FuelCost | 0 | [6 empty] | 0.30832 | 0
LCP_Inputs_ON_Electric_2023_04_03 | 2050 | CH4 Import - WC 2020 | Import | Methane | WC | Dispatch-Import | VOM | 0 | [6 empty] | 0.30832 | 0
LCP_Inputs_ON_Electric_2023_04_03 | 2050 | CH4 Import - WC 2030 | Import | Methane | MI | Dispatch-Import | EmissionsCost | 0 | [6 empty] | 0.30832 | 0
LCP_Inputs_ON_Electric_2023_04_03 | 2050 | CH4 Import - WC 2030 | Import | Methane | MI | Dispatch-Import | FuelCost | 0 | [6 empty] | 0.30832 | 0
LCP_Inputs_ON_Electric_2023_04_03 | 2050 | CH4 Import - WC 2030 | Import | Methane | MI | Dispatch-Import | VOM | 0 | [6 empty] | 0.30832 | 0
LCP_Inputs_ON_Electric_2023_04_03 | 2050 | CH4 Import - WC 2030 | Import | Methane | NY | Dispatch-Import | EmissionsCost | 0 | [6 empty] | 0.30832 | 0
LCP_Inputs_ON_Electric_2023_04_03 | 2050 | CH4 Import - WC 2030 | Import | Methane | NY | Dispatch-Import | FuelCost | 0 | [6 empty] | 0.30832 | 0
LCP_Inputs_ON_Electric_2023_04_03 | 2050 | CH4 Import - WC 2030 | Import | Methane | NY | Dispatch-Import | VOM | 0 | [6 empty] | 0.30832 | 0
LCP_Inputs_ON_Electric_2023_04_03 | 2050 | CH4 Import - WC 2030 | Import | Methane | ON | Dispatch-Import | EmissionsCost | 0 | [6 empty] | 0.30832 | 0
LCP_Inputs_ON_Electric_2023_04_03 | 2050 | CH4 Import - WC 2030 | Import | Methane | ON | Dispatch-Import | FuelCost | 0 | [6 empty] | 0.30832 | 0
LCP_Inputs_ON_Electric_2023_04_03 | 2050 | CH4 Import - WC 2030 | Import | Methane | ON | Dispatch-Import | VOM | 0 | [6 empty] | 0.30832 | 0
LCP_Inputs_ON_Electric_2023_04_03 | 2050 | CH4 Import - WC 2030 | Import | Methane | PJ | Dispatch-Import | EmissionsCost | 0 | [6 empty] | 0.30832 | 0
LCP_Inputs_ON_Electric_2023_04_03 | 2050 | CH4 Import - WC 2030 | Import | Methane | PJ | Dispatch-Import | FuelCost | 0 | [6 empty] | 0.30832 | 0
LCP_Inputs_ON_Electric_2023_04_03 | 2050 | CH4 Import - WC 2030 | Import | Methane | PJ | Dispatch-Import | VOM | 0 | [6 empty] | 0.30832 | 0
LCP_Inputs_ON_Electric_2023_04_03 | 2050 | CH4 Import - WC 2030 | Import | Methane | QC | Dispatch-Import | EmissionsCost | 0 | [6 empty] | 0.30832 | 0
LCP_Inputs_ON_Electric_2023_04_03 | 2050 | CH4 Import - WC 2030 | Import | Methane | QC | Dispatch-Import | FuelCost | 0 | [6 empty] | 0.30832 | 0
LCP_Inputs_ON_Electric_2023_04_03 | 2050 | CH4 Import - WC 2030 | Import | Methane | QC | Dispatch-Import | VOM | 0 | [6 empty] | 0.30832 | 0
LCP_Inputs_ON_Electric_2023_04_03 | 2050 | CH4 Import - WC 2030 | Import | Methane | WC | Dispatch-Import | EmissionsCost | 0 | [6 empty] | 0.30832 | 0
LCP_Inputs_ON_Electric_2023_04_03 | 2050 | CH4 Import - WC 2030 | Import | Methane | WC | Dispatch-Import | FuelCost | 0 | [6 empty] | 0.30832 | 0
LCP_Inputs_ON_Electric_2023_04_03 | 2050 | CH4 Import - WC 2030 | Import | Methane | WC | Dispatch-Import | VOM | 0 | [6 empty] | 0.30832 | 0
LCP_Inputs_ON_Electric_2023_04_03 | 2050 | CH4 Import - WC 2040 | Import | Methane | MI | Dispatch-Import | EmissionsCost | 0 | [6 empty] | 0.30832 | 0
LCP_Inputs_ON_Electric_2023_04_03 | 2050 | CH4 Import - WC 2040 | Import | Methane | MI | Dispatch-Import | FuelCost | 0 | [6 empty] | 0.30832 | 0
LCP_Inputs_ON_Electric_2023_04_03 | 2050 | CH4 Import - WC 2040 | Import | Methane | MI | Dispatch-Import | VOM | 0 | [6 empty] | 0.30832 | 0
LCP_Inputs_ON_Electric_2023_04_03 | 2050 | CH4 Import - WC 2040 | Import | Methane | NY | Dispatch-Import | EmissionsCost | 0 | [6 empty] | 0.30832 | 0
LCP_Inputs_ON_Electric_2023_04_03 | 2050 | CH4 Import - WC 2040 | Import | Methane | NY | Dispatch-Import | FuelCost | 0 | [6 empty] | 0.30832 | 0
LCP_Inputs_ON_Electric_2023_04_03 | 2050 | CH4 Import - WC 2040 | Import | Methane | NY | Dispatch-Import | VOM | 0 | [6 empty] | 0.30832 | 0
LCP_Inputs_ON_Electric_2023_04_03 | 2050 | CH4 Import - WC 2040 | Import | Methane | ON | Dispatch-Import | EmissionsCost | 0 | [6 empty] | 0.30832 | 0
LCP_Inputs_ON_Electric_2023_04_03 | 2050 | CH4 Import - WC 2040 | Import | Methane | ON | Dispatch-Import | FuelCost | 0 | [6 empty] | 0.30832 | 0
LCP_Inputs_ON_Electric_2023_04_03 | 2050 | CH4 Import - WC 2040 | Import | Methane | ON | Dispatch-Import | VOM | 0 | [6 empty] | 0.30832 | 0
LCP_Inputs_ON_Electric_2023_04_03 | 2050 | CH4 Import - WC 2040 | Import | Methane | PJ | Dispatch-Import | EmissionsCost | 0 | [6 empty] | 0.30832 | 0
LCP_Inputs_ON_Electric_2023_04_03 | 2050 | CH4 Import - WC 2040 | Import | Methane | PJ | Dispatch-Import | FuelCost | 0 | [6 empty] | 0.30832 | 0
LCP_Inputs_ON_Electric_2023_04_03 | 2050 | CH4 Import - WC 2040 | Import | Methane | PJ | Dispatch-Import | VOM | 0 | [6 empty] | 0.30832 | 0
LCP_Inputs_ON_Electric_2023_04_03 | 2050 | CH4 Import - WC 2040 | Import | Methane | QC | Dispatch-Import | EmissionsCost | 0 | [6 empty] | 0.30832 | 0
LCP_Inputs_ON_Electric_2023_04_03 | 2050 | CH4 Import - WC 2040 | Import | Methane | QC | Dispatch-Import | FuelCost | 0 | [6 empty] | 0.30832 | 0
LCP_Inputs_ON_Electric_2023_04_03 | 2050 | CH4 Import - WC 2040 | Import | Methane | QC | Dispatch-Import | VOM | 0 | [6 empty] | 0.30832 | 0
LCP_Inputs_ON_Electric_2023_04_03 | 2050 | CH4 Import - WC 2040 | Import | Methane | WC | Dispatch-Import | EmissionsCost | 0 | [6 empty] | 0.30832 | 0
LCP_Inputs_ON_Electric_2023_04_03 | 2050 | CH4 Import - WC 2040 | Import | Methane | WC | Dispatch-Import | FuelCost | 0 | [6 empty] | 0.30832 | 0
LCP_Inputs_ON_Electric_2023_04_03 | 2050 | CH4 Import - WC 2040 | Import | Methane | WC | Dispatch-Import | VOM | 0 | [6 empty] | 0.30832 | 0
LCP_Inputs_ON_Electric_2023_04_03 | 2050 | CH4 Import - WC 2050 | Import | Methane | MI | Dispatch-Import | EmissionsCost | 0 | [6 empty] | 0.30832 | 0
LCP_Inputs_ON_Electric_2023_04_03 | 2050 | CH4 Import - WC 2050 | Import | Methane | MI | Dispatch-Import | FuelCost | 0 | [6 empty] | 0.30832 | 0
LCP_Inputs_ON_Electric_2023_04_03 | 2050 | CH4 Import - WC 2050 | Import | Methane | MI | Dispatch-Import | VOM | 0 | [6 empty] | 0.30832 | 0
LCP_Inputs_ON_Electric_2023_04_03 | 2050 | CH4 Import - WC 2050 | Import | Methane | NY | Dispatch-Import | EmissionsCost | 0 | [6 empty] | 0.30832 | 0
LCP_Inputs_ON_Electric_2023_04_03 | 2050 | CH4 Import - WC 2050 | Import | Methane | NY | Dispatch-Import | FuelCost | 0 | [6 empty] | 0.30832 | 0
LCP_Inputs_ON_Electric_2023_04_03 | 2050 | CH4 Import - WC 2050 | Import | Methane | NY | Dispatch-Import | VOM | 0 | [6 empty] | 0.30832 | 0
LCP_Inputs_ON_Electric_2023_04_03 | 2050 | CH4 Import - WC 2050 | Import | Methane | ON | Dispatch-Import | EmissionsCost | 0 | [6 empty] | 0.30832 | 0
LCP_Inputs_ON_Electric_2023_04_03 | 2050 | CH4 Import - WC 2050 | Import | Methane | ON | Dispatch-Import | FuelCost | 0 | [6 empty] | 0.30832 | 0
LCP_Inputs_ON_Electric_2023_04_03 | 2050 | CH4 Import - WC 2050 | Import | Methane | ON | Dispatch-Import | VOM | 0 | [6 empty] | 0.30832 | 0
LCP_Inputs_ON_Electric_2023_04_03 | 2050 | CH4 Import - WC 2050 | Import | Methane | PJ | Dispatch-Import | EmissionsCost | 0 | [6 empty] | 0.30832 | 0
LCP_Inputs_ON_Electric_2023_04_03 | 2050 | CH4 Import - WC 2050 | Import | Methane | PJ | Dispatch-Import | FuelCost | 0 | [6 empty] | 0.30832 | 0
LCP_Inputs_ON_Electric_2023_04_03 | 2050 | CH4 Import - WC 2050 | Import | Methane | PJ | Dispatch-Import | VOM | 0 | [6 empty] | 0.30832 | 0
LCP_Inputs_ON_Electric_2023_04_03 | 2050 | CH4 Import - WC 2050 | Import | Methane | QC | Dispatch-Import | EmissionsCost | 0 | [6 empty] | 0.30832 | 0
LCP_Inputs_ON_Electric_2023_04_03 | 2050 | CH4 Import - WC 2050 | Import | Methane | QC | Dispatch-Import | FuelCost | 0 | [6 empty] | 0.30832 | 0
LCP_Inputs_ON_Electric_2023_04_03 | 2050 | CH4 Import - WC 2050 | Import | Methane | QC | Dispatch-Import | VOM | 0 | [6 empty] | 0.30832 | 0
LCP_Inputs_ON_Electric_2023_04_03 | 2050 | CH4 Import - WC 2050 | Import | Methane | WC | Dispatch-Import | EmissionsCost | 0 | [6 empty] | 0.30832 | 0
LCP_Inputs_ON_Electric_2023_04_03 | 2050 | CH4 Import - WC 2050 | Import | Methane | WC | Dispatch-Import | FuelCost | 0 | [6 empty] | 0.30832 | 0
LCP_Inputs_ON_Electric_2023_04_03 | 2050 | CH4 Import - WC 2050 | Import | Methane | WC | Dispatch-Import | VOM | 0 | [6 empty] | 0.30832 | 0
LCP_Inputs_ON_Electric_2023_04_03 | 2050 | CH4 Salt Cavern Storage - ON | Storage | Methane | MI | Dispatch-Storage | EmissionsCost | 0 | [6 empty] | 0.30832 | 0
LCP_Inputs_ON_Electric_2023_04_03 | 2050 | CH4 Salt Cavern Storage - ON | Storage | Methane | MI | Dispatch-Storage | FuelCost | 0 | [6 empty] | 0.30832 | 0
LCP_Inputs_ON_Electric_2023_04_03 | 2050 | CH4 Salt Cavern Storage - ON | Storage | Methane | MI | Dispatch-Storage | VOM | 0 | [6 empty] | 0.30832 | 0
LCP_Inputs_ON_Electric_2023_04_03 | 2050 | CH4 Salt Cavern Storage - ON | Storage | Methane | NY | Dispatch-Storage | EmissionsCost | 0 | [6 empty] | 0.30832 | 0
LCP_Inputs_ON_Electric_2023_04_03 | 2050 | CH4 Salt Cavern Storage - ON | Storage | Methane | NY | Dispatch-Storage | FuelCost | 0 | [6 empty] | 0.30832 | 0
LCP_Inputs_ON_Electric_2023_04_03 | 2050 | CH4 Salt Cavern Storage - ON | Storage | Methane | NY | Dispatch-Storage | VOM | 0 | [6 empty] | 0.30832 | 0
LCP_Inputs_ON_Electric_2023_04_03 | 2050 | CH4 Salt Cavern Storage - ON | Storage | Methane | ON | Dispatch-Storage | EmissionsCost | 0 | [6 empty] | 0.30832 | 0
LCP_Inputs_ON_Electric_2023_04_03 | 2050 | CH4 Salt Cavern Storage - ON | Storage | Methane | ON | Dispatch-Storage | FuelCost | 0 | [6 empty] | 0.30832 | 0
LCP_Inputs_ON_Electric_2023_04_03 | 2050 | CH4 Salt Cavern Storage - ON | Storage | Methane | ON | Dispatch-Storage | VOM | 0 | [6 empty] | 0.30832 | 0
LCP_Inputs_ON_Electric_2023_04_03 | 2050 | CH4 Salt Cavern Storage - ON | Storage | Methane | PJ | Dispatch-Storage | EmissionsCost | 0 | [6 empty] | 0.30832 | 0
LCP_Inputs_ON_Electric_2023_04_03 | 2050 | CH4 Salt Cavern Storage - ON | Storage | Methane | PJ | Dispatch-Storage | FuelCost | 0 | [6 empty] | 0.30832 | 0
LCP_Inputs_ON_Electric_2023_04_03 | 2050 | CH4 Salt Cavern Storage - ON | Storage | Methane | PJ | Dispatch-Storage | VOM | 0 | [6 empty] | 0.30832 | 0
LCP_Inputs_ON_Electric_2023_04_03 | 2050 | CH4 Salt Cavern Storage - ON | Storage | Methane | QC | Dispatch-Storage | EmissionsCost | 0 | [6 empty] | 0.30832 | 0
LCP_Inputs_ON_Electric_2023_04_03 | 2050 | CH4 Salt Cavern Storage - ON | Storage | Methane | QC | Dispatch-Storage | FuelCost | 0 | [6 empty] | 0.30832 | 0
LCP_Inputs_ON_Electric_2023_04_03 | 2050 | CH4 Salt Cavern Storage - ON | Storage | Methane | QC | Dispatch-Storage | VOM | 0 | [6 empty] | 0.30832 | 0
LCP_Inputs_ON_Electric_2023_04_03 | 2050 | CH4 Salt Cavern Storage - ON | Storage | Methane | WC | Dispatch-Storage | EmissionsCost | 0 | [6 empty] | 0.30832 | 0
LCP_Inputs_ON_Electric_2023_04_03 | 2050 | CH4 Salt Cavern Storage - ON | Storage | Methane | WC | Dispatch-Storage | FuelCost | 0 | [6 empty] | 0.30832 | 0
LCP_Inputs_ON_Electric_2023_04_03 | 2050 | CH4 Salt Cavern Storage - ON | Storage | Methane | WC | Dispatch-Storage | VOM | 0 | [6 empty] | 0.30832 | 0
LCP_Inputs_ON_Electric_2023_04_03 | 2050 | Electrolyser 2020/2030 | Crossload | Hydrogen | MI | Dispatch-Crossload | EmissionsCost | 0 | [6 empty] | 0.30832 | 0
LCP_Inputs_ON_Electric_2023_04_03 | 2050 | Electrolyser 2020/2030 | Crossload | Hydrogen | MI | Dispatch-Crossload | FuelCost | 0 | [6 empty] | 0.30832 | 0
LCP_Inputs_ON_Electric_2023_04_03 | 2050 | Electrolyser 2020/2030 | Crossload | Hydrogen | MI | Dispatch-Crossload | VOM | 0 | [6 empty] | 0.30832 | 0
LCP_Inputs_ON_Electric_2023_04_03 | 2050 | Electrolyser 2020/2030 | Crossload | Hydrogen | NY | Dispatch-Crossload | EmissionsCost | 0 | [6 empty] | 0.30832 | 0
LCP_Inputs_ON_Electric_2023_04_03 | 2050 | Electrolyser 2020/2030 | Crossload | Hydrogen | NY | Dispatch-Crossload | FuelCost | 0 | [6 empty] | 0.30832 | 0
LCP_Inputs_ON_Electric_2023_04_03 | 2050 | Electrolyser 2020/2030 | Crossload | Hydrogen | NY | Dispatch-Crossload | VOM | 0 | [6 empty] | 0.30832 | 0
LCP_Inputs_ON_Electric_2023_04_03 | 2050 | Electrolyser 2020/2030 | Crossload | Hydrogen | ON | Dispatch-Crossload | EmissionsCost | 0 | [6 empty] | 0.30832 | 0
LCP_Inputs_ON_Electric_2023_04_03 | 2050 | Electrolyser 2020/2030 | Crossload | Hydrogen | ON | Dispatch-Crossload | FuelCost | 0 | [6 empty] | 0.30832 | 0
LCP_Inputs_ON_Electric_2023_04_03 | 2050 | Electrolyser 2020/2030 | Crossload | Hydrogen | ON | Dispatch-Crossload | VOM | 0 | [6 empty] | 0.30832 | 0
LCP_Inputs_ON_Electric_2023_04_03 | 2050 | Electrolyser 2020/2030 | Crossload | Hydrogen | PJ | Dispatch-Crossload | EmissionsCost | 0 | [6 empty] | 0.30832 | 0
LCP_Inputs_ON_Electric_2023_04_03 | 2050 | Electrolyser 2020/2030 | Crossload | Hydrogen | PJ | Dispatch-Crossload | FuelCost | 0 | [6 empty] | 0.30832 | 0
LCP_Inputs_ON_Electric_2023_04_03 | 2050 | Electrolyser 2020/2030 | Crossload | Hydrogen | PJ | Dispatch-Crossload | VOM | 0 | [6 empty] | 0.30832 | 0
LCP_Inputs_ON_Electric_2023_04_03 | 2050 | Electrolyser 2020/2030 | Crossload | Hydrogen | QC | Dispatch-Crossload | EmissionsCost | 0 | [6 empty] | 0.30832 | 0
LCP_Inputs_ON_Electric_2023_04_03 | 2050 | Electrolyser 2020/2030 | Crossload | Hydrogen | QC | Dispatch-Crossload | FuelCost | 0 | [6 empty] | 0.30832 | 0
LCP_Inputs_ON_Electric_2023_04_03 | 2050 | Electrolyser 2020/2030 | Crossload | Hydrogen | QC | Dispatch-Crossload | VOM | 0 | [6 empty] | 0.30832 | 0
LCP_Inputs_ON_Electric_2023_04_03 | 2050 | Electrolyser 2020/2030 | Crossload | Hydrogen | WC | Dispatch-Crossload | EmissionsCost | 0 | [6 empty] | 0.30832 | 0
LCP_Inputs_ON_Electric_2023_04_03 | 2050 | Electrolyser 2020/2030 | Crossload | Hydrogen | WC | Dispatch-Crossload | FuelCost | 0 | [6 empty] | 0.30832 | 0
LCP_Inputs_ON_Electric_2023_04_03 | 2050 | Electrolyser 2020/2030 | Crossload | Hydrogen | WC | Dispatch-Crossload | VOM | 0 | [6 empty] | 0.30832 | 0
LCP_Inputs_ON_Electric_2023_04_03 | 2050 | Electrolyser 2040 | Crossload | Hydrogen | MI | Dispatch-Crossload | EmissionsCost | 0 | [6 empty] | 0.30832 | 0
LCP_Inputs_ON_Electric_2023_04_03 | 2050 | Electrolyser 2040 | Crossload | Hydrogen | MI | Dispatch-Crossload | FuelCost | 0 | [6 empty] | 0.30832 | 0
LCP_Inputs_ON_Electric_2023_04_03 | 2050 | Electrolyser 2040 | Crossload | Hydrogen | MI | Dispatch-Crossload | VOM | 0 | [6 empty] | 0.30832 | 0
LCP_Inputs_ON_Electric_2023_04_03 | 2050 | Electrolyser 2040 | Crossload | Hydrogen | NY | Dispatch-Crossload | EmissionsCost | 0 | [6 empty] | 0.30832 | 0
LCP_Inputs_ON_Electric_2023_04_03 | 2050 | Electrolyser 2040 | Crossload | Hydrogen | NY | Dispatch-Crossload | FuelCost | 0 | [6 empty] | 0.30832 | 0
LCP_Inputs_ON_Electric_2023_04_03 | 2050 | Electrolyser 2040 | Crossload | Hydrogen | NY | Dispatch-Crossload | VOM | 0 | [6 empty] | 0.30832 | 0
LCP_Inputs_ON_Electric_2023_04_03 | 2050 | Electrolyser 2040 | Crossload | Hydrogen | ON | Dispatch-Crossload | EmissionsCost | 0 | [6 empty] | 0.30832 | 0
LCP_Inputs_ON_Electric_2023_04_03 | 2050 | Electrolyser 2040 | Crossload | Hydrogen | ON | Dispatch-Crossload | FuelCost | 0 | [6 empty] | 0.30832 | 0
LCP_Inputs_ON_Electric_2023_04_03 | 2050 | Electrolyser 2040 | Crossload | Hydrogen | ON | Dispatch-Crossload | VOM | 0 | [6 empty] | 0.30832 | 0
LCP_Inputs_ON_Electric_2023_04_03 | 2050 | Electrolyser 2040 | Crossload | Hydrogen | PJ | Dispatch-Crossload | EmissionsCost | 0 | [6 empty] | 0.30832 | 0
LCP_Inputs_ON_Electric_2023_04_03 | 2050 | Electrolyser 2040 | Crossload | Hydrogen | PJ | Dispatch-Crossload | FuelCost | 0 | [6 empty] | 0.30832 | 0
LCP_Inputs_ON_Electric_2023_04_03 | 2050 | Electrolyser 2040 | Crossload | Hydrogen | PJ | Dispatch-Crossload | VOM | 0 | [6 empty] | 0.30832 | 0
LCP_Inputs_ON_Electric_2023_04_03 | 2050 | Electrolyser 2040 | Crossload | Hydrogen | QC | Dispatch-Crossload | EmissionsCost | 0 | [6 empty] | 0.30832 | 0
LCP_Inputs_ON_Electric_2023_04_03 | 2050 | Electrolyser 2040 | Crossload | Hydrogen | QC | Dispatch-Crossload | FuelCost | 0 | [6 empty] | 0.30832 | 0
LCP_Inputs_ON_Electric_2023_04_03 | 2050 | Electrolyser 2040 | Crossload | Hydrogen | QC | Dispatch-Crossload | VOM | 0 | [6 empty] | 0.30832 | 0
LCP_Inputs_ON_Electric_2023_04_03 | 2050 | Electrolyser 2040 | Crossload | Hydrogen | WC | Dispatch-Crossload | EmissionsCost | 0 | [6 empty] | 0.30832 | 0
LCP_Inputs_ON_Electric_2023_04_03 | 2050 | Electrolyser 2040 | Crossload | Hydrogen | WC | Dispatch-Crossload | FuelCost | 0 | [6 empty] | 0.30832 | 0
LCP_Inputs_ON_Electric_2023_04_03 | 2050 | Electrolyser 2040 | Crossload | Hydrogen | WC | Dispatch-Crossload | VOM | 0 | [6 empty] | 0.30832 | 0
LCP_Inputs_ON_Electric_2023_04_03 | 2050 | Electrolyser 2050 | Crossload | Hydrogen | MI | Dispatch-Crossload | EmissionsCost | 0 | [6 empty] | 0.30832 | 0
LCP_Inputs_ON_Electric_2023_04_03 | 2050 | Electrolyser 2050 | Crossload | Hydrogen | MI | Dispatch-Crossload | FuelCost | 0 | [6 empty] | 0.30832 | 0
LCP_Inputs_ON_Electric_2023_04_03 | 2050 | Electrolyser 2050 | Crossload | Hydrogen | MI | Dispatch-Crossload | VOM | 0 | [6 empty] | 0.30832 | 0
LCP_Inputs_ON_Electric_2023_04_03 | 2050 | Electrolyser 2050 | Crossload | Hydrogen | NY | Dispatch-Crossload | EmissionsCost | 0 | [6 empty] | 0.30832 | 0
LCP_Inputs_ON_Electric_2023_04_03 | 2050 | Electrolyser 2050 | Crossload | Hydrogen | NY | Dispatch-Crossload | FuelCost | 0 | [6 empty] | 0.30832 | 0
LCP_Inputs_ON_Electric_2023_04_03 | 2050 | Electrolyser 2050 | Crossload | Hydrogen | NY | Dispatch-Crossload | VOM | 0 | [6 empty] | 0.30832 | 0
LCP_Inputs_ON_Electric_2023_04_03 | 2050 | Electrolyser 2050 | Crossload | Hydrogen | ON | Dispatch-Crossload | EmissionsCost | 0 | [6 empty] | 0.30832 | 0
LCP_Inputs_ON_Electric_2023_04_03 | 2050 | Electrolyser 2050 | Crossload | Hydrogen | ON | Dispatch-Crossload | FuelCost | 0 | [6 empty] | 0.30832 | 0
LCP_Inputs_ON_Electric_2023_04_03 | 2050 | Electrolyser 2050 | Crossload | Hydrogen | ON | Dispatch-Crossload | VOM | 0 | [6 empty] | 0.30832 | 0
LCP_Inputs_ON_Electric_2023_04_03 | 2050 | Electrolyser 2050 | Crossload | Hydrogen | PJ | Dispatch-Crossload | EmissionsCost | 0 | [6 empty] | 0.30832 | 0
LCP_Inputs_ON_Electric_2023_04_03 | 2050 | Electrolyser 2050 | Crossload | Hydrogen | PJ | Dispatch-Crossload | FuelCost | 0 | [6 empty] | 0.30832 | 0
LCP_Inputs_ON_Electric_2023_04_03 | 2050 | Electrolyser 2050 | Crossload | Hydrogen | PJ | Dispatch-Crossload | VOM | 0 | [6 empty] | 0.30832 | 0
LCP_Inputs_ON_Electric_2023_04_03 | 2050 | Electrolyser 2050 | Crossload | Hydrogen | QC | Dispatch-Crossload | EmissionsCost | 0 | [6 empty] | 0.30832 | 0
LCP_Inputs_ON_Electric_2023_04_03 | 2050 | Electrolyser 2050 | Crossload | Hydrogen | QC | Dispatch-Crossload | FuelCost | 0 | [6 empty] | 0.30832 | 0
LCP_Inputs_ON_Electric_2023_04_03 | 2050 | Electrolyser 2050 | Crossload | Hydrogen | QC | Dispatch-Crossload | VOM | 0 | [6 empty] | 0.30832 | 0
LCP_Inputs_ON_Electric_2023_04_03 | 2050 | Electrolyser 2050 | Crossload | Hydrogen | WC | Dispatch-Crossload | EmissionsCost | 0 | [6 empty] | 0.30832 | 0
LCP_Inputs_ON_Electric_2023_04_03 | 2050 | Electrolyser 2050 | Crossload | Hydrogen | WC | Dispatch-Crossload | FuelCost | 0 | [6 empty] | 0.30832 | 0
LCP_Inputs_ON_Electric_2023_04_03 | 2050 | Electrolyser 2050 | Crossload | Hydrogen | WC | Dispatch-Crossload | VOM | 0 | [6 empty] | 0.30832 | 0
LCP_Inputs_ON_Electric_2023_04_03 | 2050 | Fossil Fuel Thermal (Coal, Peat, Oil) | Generation | Electricity | MI | Dispatch-Generation | EmissionsCost | 0 | [6 empty] | 0.30832 | 0
LCP_Inputs_ON_Electric_2023_04_03 | 2050 | Fossil Fuel Thermal (Coal, Peat, Oil) | Generation | Electricity | MI | Dispatch-Generation | FuelCost | 0 | [6 empty] | 0.30832 | 0
LCP_Inputs_ON_Electric_2023_04_03 | 2050 | Fossil Fuel Thermal (Coal, Peat, Oil) | Generation | Electricity | MI | Dispatch-Generation | VOM | 0 | [6 empty] | 0.30832 | 0
LCP_Inputs_ON_Electric_2023_04_03 | 2050 | Fossil Fuel Thermal (Coal, Peat, Oil) | Generation | Electricity | NY | Dispatch-Generation | EmissionsCost | 0 | [6 empty] | 0.30832 | 0
LCP_Inputs_ON_Electric_2023_04_03 | 2050 | Fossil Fuel Thermal (Coal, Peat, Oil) | Generation | Electricity | NY | Dispatch-Generation | FuelCost | 0 | [6 empty] | 0.30832 | 0
LCP_Inputs_ON_Electric_2023_04_03 | 2050 | Fossil Fuel Thermal (Coal, Peat, Oil) | Generation | Electricity | NY | Dispatch-Generation | VOM | 0 | [6 empty] | 0.30832 | 0
LCP_Inputs_ON_Electric_2023_04_03 | 2050 | Fossil Fuel Thermal (Coal, Peat, Oil) | Generation | Electricity | ON | Dispatch-Generation | EmissionsCost | 0 | [6 empty] | 0.30832 | 0
LCP_Inputs_ON_Electric_2023_04_03 | 2050 | Fossil Fuel Thermal (Coal, Peat, Oil) | Generation | Electricity | ON | Dispatch-Generation | FuelCost | 0 | [6 empty] | 0.30832 | 0
LCP_Inputs_ON_Electric_2023_04_03 | 2050 | Fossil Fuel Thermal (Coal, Peat, Oil) | Generation | Electricity | ON | Dispatch-Generation | VOM | 0 | [6 empty] | 0.30832 | 0
LCP_Inputs_ON_Electric_2023_04_03 | 2050 | Fossil Fuel Thermal (Coal, Peat, Oil) | Generation | Electricity | PJ | Dispatch-Generation | EmissionsCost | 0 | [6 empty] | 0.30832 | 0
LCP_Inputs_ON_Electric_2023_04_03 | 2050 | Fossil Fuel Thermal (Coal, Peat, Oil) | Generation | Electricity | PJ | Dispatch-Generation | FuelCost | 0 | [6 empty] | 0.30832 | 0
LCP_Inputs_ON_Electric_2023_04_03 | 2050 | Fossil Fuel Thermal (Coal, Peat, Oil) | Generation | Electricity | PJ | Dispatch-Generation | VOM | 0 | [6 empty] | 0.30832 | 0
LCP_Inputs_ON_Electric_2023_04_03 | 2050 | Fossil Fuel Thermal (Coal, Peat, Oil) | Generation | Electricity | QC | Dispatch-Generation | EmissionsCost | 0 | [6 empty] | 0.30832 | 0
LCP_Inputs_ON_Electric_2023_04_03 | 2050 | Fossil Fuel Thermal (Coal, Peat, Oil) | Generation | Electricity | QC | Dispatch-Generation | FuelCost | 0 | [6 empty] | 0.30832 | 0
LCP_Inputs_ON_Electric_2023_04_03 | 2050 | Fossil Fuel Thermal (Coal, Peat, Oil) | Generation | Electricity | QC | Dispatch-Generation | VOM | 0 | [6 empty] | 0.30832 | 0
LCP_Inputs_ON_Electric_2023_04_03 | 2050 | Fossil Fuel Thermal (Coal, Peat, Oil) | Generation | Electricity | WC | Dispatch-Generation | EmissionsCost | 0 | [6 empty] | 0.30832 | 0
LCP_Inputs_ON_Electric_2023_04_03 | 2050 | Fossil Fuel Thermal (Coal, Peat, Oil) | Generation | Electricity | WC | Dispatch-Generation | FuelCost | 0 | [6 empty] | 0.30832 | 0
LCP_Inputs_ON_Electric_2023_04_03 | 2050 | Fossil Fuel Thermal (Coal, Peat, Oil) | Generation | Electricity | WC | Dispatch-Generation | VOM | 0 | [6 empty] | 0.30832 | 0
LCP_Inputs_ON_Electric_2023_04_03 | 2050 | Generic - Generator | Generation | Electricity | MI | Dispatch-Generation | EmissionsCost | 0 | [6 empty] | 0.30832 | 0
LCP_Inputs_ON_Electric_2023_04_03 | 2050 | Generic - Generator | Generation | Electricity | MI | Dispatch-Generation | FuelCost | 199660335.8746 | [6 empty] | 0.30832 | 61559008.804
LCP_Inputs_ON_Electric_2023_04_03 | 2050 | Generic - Generator | Generation | Electricity | MI | Dispatch-Generation | VOM | 6529873.4384 | [6 empty] | 0.30832 | 2013281.8806
LCP_Inputs_ON_Electric_2023_04_03 | 2050 | Generic - Generator | Generation | Electricity | NY | Dispatch-Generation | EmissionsCost | 0 | [6 empty] | 0.30832 | 0
LCP_Inputs_ON_Electric_2023_04_03 | 2050 | Generic - Generator | Generation | Electricity | NY | Dispatch-Generation | FuelCost | 114384894.7789 | [6 empty] | 0.30832 | 35266998.3945
LCP_Inputs_ON_Electric_2023_04_03 | 2050 | Generic - Generator | Generation | Electricity | NY | Dispatch-Generation | VOM | 3740947.7596 | [6 empty] | 0.30832 | 1153404.0302
LCP_Inputs_ON_Electric_2023_04_03 | 2050 | Generic - Generator | Generation | Electricity | ON | Dispatch-Generation | EmissionsCost | 0 | [6 empty] | 0.30832 | 0
LCP_Inputs_ON_Electric_2023_04_03 | 2050 | Generic - Generator | Generation | Electricity | ON | Dispatch-Generation | FuelCost | 0 | [6 empty] | 0.30832 | 0
LCP_Inputs_ON_Electric_2023_04_03 | 2050 | Generic - Generator | Generation | Electricity | ON | Dispatch-Generation | VOM | 0 | [6 empty] | 0.30832 | 0
LCP_Inputs_ON_Electric_2023_04_03 | 2050 | Generic - Generator | Generation | Electricity | PJ | Dispatch-Generation | EmissionsCost | 0 | [6 empty] | 0.30832 | 0
LCP_Inputs_ON_Electric_2023_04_03 | 2050 | Generic - Generator | Generation | Electricity | PJ | Dispatch-Generation | FuelCost | 3954864098.5702 | [6 empty] | 0.30832 | 1219358430.8871
LCP_Inputs_ON_Electric_2023_04_03 | 2050 | Generic - Generator | Generation | Electricity | PJ | Dispatch-Generation | VOM | 129343476.8429 | [6 empty] | 0.30832 | 39879008.4913
LCP_Inputs_ON_Electric_2023_04_03 | 2050 | Generic - Generator | Generation | Electricity | QC | Dispatch-Generation | EmissionsCost | 0 | [6 empty] | 0.30832 | 0
LCP_Inputs_ON_Electric_2023_04_03 | 2050 | Generic - Generator | Generation | Electricity | QC | Dispatch-Generation | FuelCost | 0 | [6 empty] | 0.30832 | 0
LCP_Inputs_ON_Electric_2023_04_03 | 2050 | Generic - Generator | Generation | Electricity | QC | Dispatch-Generation | VOM | 0 | [6 empty] | 0.30832 | 0
LCP_Inputs_ON_Electric_2023_04_03 | 2050 | Generic - Generator | Generation | Electricity | WC | Dispatch-Generation | EmissionsCost | 0 | [6 empty] | 0.30832 | 0
LCP_Inputs_ON_Electric_2023_04_03 | 2050 | Generic - Generator | Generation | Electricity | WC | Dispatch-Generation | FuelCost | 0 | [6 empty] | 0.30832 | 0
LCP_Inputs_ON_Electric_2023_04_03 | 2050 | Generic - Generator | Generation | Electricity | WC | Dispatch-Generation | VOM | 0 | [6 empty] | 0.30832 | 0
LCP_Inputs_ON_Electric_2023_04_03 | 2050 | H2 Import - QC | Import | Hydrogen | MI | Dispatch-Import | EmissionsCost | 0 | [6 empty] | 0.30832 | 0
LCP_Inputs_ON_Electric_2023_04_03 | 2050 | H2 Import - QC | Import | Hydrogen | MI | Dispatch-Import | FuelCost | 0 | [6 empty] | 0.30832 | 0
LCP_Inputs_ON_Electric_2023_04_03 | 2050 | H2 Import - QC | Import | Hydrogen | MI | Dispatch-Import | VOM | 0 | [6 empty] | 0.30832 | 0
LCP_Inputs_ON_Electric_2023_04_03 | 2050 | H2 Import - QC | Import | Hydrogen | NY | Dispatch-Import | EmissionsCost | 0 | [6 empty] | 0.30832 | 0
LCP_Inputs_ON_Electric_2023_04_03 | 2050 | H2 Import - QC | Import | Hydrogen | NY | Dispatch-Import | FuelCost | 0 | [6 empty] | 0.30832 | 0
LCP_Inputs_ON_Electric_2023_04_03 | 2050 | H2 Import - QC | Import | Hydrogen | NY | Dispatch-Import | VOM | 0 | [6 empty] | 0.30832 | 0
LCP_Inputs_ON_Electric_2023_04_03 | 2050 | H2 Import - QC | Import | Hydrogen | ON | Dispatch-Import | EmissionsCost | 0 | [6 empty] | 0.30832 | 0
LCP_Inputs_ON_Electric_2023_04_03 | 2050 | H2 Import - QC | Import | Hydrogen | ON | Dispatch-Import | FuelCost | 0 | [6 empty] | 0.30832 | 0
LCP_Inputs_ON_Electric_2023_04_03 | 2050 | H2 Import - QC | Import | Hydrogen | ON | Dispatch-Import | VOM | 0 | [6 empty] | 0.30832 | 0
LCP_Inputs_ON_Electric_2023_04_03 | 2050 | H2 Import - QC | Import | Hydrogen | PJ | Dispatch-Import | EmissionsCost | 0 | [6 empty] | 0.30832 | 0
LCP_Inputs_ON_Electric_2023_04_03 | 2050 | H2 Import - QC | Import | Hydrogen | PJ | Dispatch-Import | FuelCost | 0 | [6 empty] | 0.30832 | 0
LCP_Inputs_ON_Electric_2023_04_03 | 2050 | H2 Import - QC | Import | Hydrogen | PJ | Dispatch-Import | VOM | 0 | [6 empty] | 0.30832 | 0
LCP_Inputs_ON_Electric_2023_04_03 | 2050 | H2 Import - QC | Import | Hydrogen | QC | Dispatch-Import | EmissionsCost | 0 | [6 empty] | 0.30832 | 0
LCP_Inputs_ON_Electric_2023_04_03 | 2050 | H2 Import - QC | Import | Hydrogen | QC | Dispatch-Import | FuelCost | 10976904.0623 | [6 empty] | 0.30832 | 3384384.4389
LCP_Inputs_ON_Electric_2023_04_03 | 2050 | H2 Import - QC | Import | Hydrogen | QC | Dispatch-Import | VOM | 0 | [6 empty] | 0.30832 | 0
LCP_Inputs_ON_Electric_2023_04_03 | 2050 | H2 Import - QC | Import | Hydrogen | WC | Dispatch-Import | EmissionsCost | 0 | [6 empty] | 0.30832 | 0
LCP_Inputs_ON_Electric_2023_04_03 | 2050 | H2 Import - QC | Import | Hydrogen | WC | Dispatch-Import | FuelCost | 0 | [6 empty] | 0.30832 | 0
LCP_Inputs_ON_Electric_2023_04_03 | 2050 | H2 Import - QC | Import | Hydrogen | WC | Dispatch-Import | VOM | 0 | [6 empty] | 0.30832 | 0
LCP_Inputs_ON_Electric_2023_04_03 | 2050 | H2 Import - WC | Import | Hydrogen | MI | Dispatch-Import | EmissionsCost | 0 | [6 empty] | 0.30832 | 0
LCP_Inputs_ON_Electric_2023_04_03 | 2050 | H2 Import - WC | Import | Hydrogen | MI | Dispatch-Import | FuelCost | 0 | [6 empty] | 0.30832 | 0
LCP_Inputs_ON_Electric_2023_04_03 | 2050 | H2 Import - WC | Import | Hydrogen | MI | Dispatch-Import | VOM | 0 | [6 empty] | 0.30832 | 0
LCP_Inputs_ON_Electric_2023_04_03 | 2050 | H2 Import - WC | Import | Hydrogen | NY | Dispatch-Import | EmissionsCost | 0 | [6 empty] | 0.30832 | 0
LCP_Inputs_ON_Electric_2023_04_03 | 2050 | H2 Import - WC | Import | Hydrogen | NY | Dispatch-Import | FuelCost | 0 | [6 empty] | 0.30832 | 0
LCP_Inputs_ON_Electric_2023_04_03 | 2050 | H2 Import - WC | Import | Hydrogen | NY | Dispatch-Import | VOM | 0 | [6 empty] | 0.30832 | 0
LCP_Inputs_ON_Electric_2023_04_03 | 2050 | H2 Import - WC | Import | Hydrogen | ON | Dispatch-Import | EmissionsCost | 0 | [6 empty] | 0.30832 | 0
LCP_Inputs_ON_Electric_2023_04_03 | 2050 | H2 Import - WC | Import | Hydrogen | ON | Dispatch-Import | FuelCost | 0 | [6 empty] | 0.30832 | 0
LCP_Inputs_ON_Electric_2023_04_03 | 2050 | H2 Import - WC | Import | Hydrogen | ON | Dispatch-Import | VOM | 0 | [6 empty] | 0.30832 | 0
LCP_Inputs_ON_Electric_2023_04_03 | 2050 | H2 Import - WC | Import | Hydrogen | PJ | Dispatch-Import | EmissionsCost | 0 | [6 empty] | 0.30832 | 0
LCP_Inputs_ON_Electric_2023_04_03 | 2050 | H2 Import - WC | Import | Hydrogen | PJ | Dispatch-Import | FuelCost | 0 | [6 empty] | 0.30832 | 0
LCP_Inputs_ON_Electric_2023_04_03 | 2050 | H2 Import - WC | Import | Hydrogen | PJ | Dispatch-Import | VOM | 0 | [6 empty] | 0.30832 | 0
LCP_Inputs_ON_Electric_2023_04_03 | 2050 | H2 Import - WC | Import | Hydrogen | QC | Dispatch-Import | EmissionsCost | 0 | [6 empty] | 0.30832 | 0
LCP_Inputs_ON_Electric_2023_04_03 | 2050 | H2 Import - WC | Import | Hydrogen | QC | Dispatch-Import | FuelCost | 0 | [6 empty] | 0.30832 | 0
LCP_Inputs_ON_Electric_2023_04_03 | 2050 | H2 Import - WC | Import | Hydrogen | QC | Dispatch-Import | VOM | 0 | [6 empty] | 0.30832 | 0
LCP_Inputs_ON_Electric_2023_04_03 | 2050 | H2 Import - WC | Import | Hydrogen | WC | Dispatch-Import | EmissionsCost | 0 | [6 empty] | 0.30832 | 0
LCP_Inputs_ON_Electric_2023_04_03 | 2050 | H2 Import - WC | Import | Hydrogen | WC | Dispatch-Import | FuelCost | 59332829.885 | [6 empty] | 0.30832 | 18293419.0772
LCP_Inputs_ON_Electric_2023_04_03 | 2050 | H2 Import - WC | Import | Hydrogen | WC | Dispatch-Import | VOM | 0 | [6 empty] | 0.30832 | 0
LCP_Inputs_ON_Electric_2023_04_03 | 2050 | H2 Salt Cavern Storage - ON | Storage | Hydrogen | MI | Dispatch-Storage | EmissionsCost | 0 | [6 empty] | 0.30832 | 0
LCP_Inputs_ON_Electric_2023_04_03 | 2050 | H2 Salt Cavern Storage - ON | Storage | Hydrogen | MI | Dispatch-Storage | FuelCost | 0 | [6 empty] | 0.30832 | 0
LCP_Inputs_ON_Electric_2023_04_03 | 2050 | H2 Salt Cavern Storage - ON | Storage | Hydrogen | MI | Dispatch-Storage | VOM | 0 | [6 empty] | 0.30832 | 0
LCP_Inputs_ON_Electric_2023_04_03 | 2050 | H2 Salt Cavern Storage - ON | Storage | Hydrogen | NY | Dispatch-Storage | EmissionsCost | 0 | [6 empty] | 0.30832 | 0
LCP_Inputs_ON_Electric_2023_04_03 | 2050 | H2 Salt Cavern Storage - ON | Storage | Hydrogen | NY | Dispatch-Storage | FuelCost | 0 | [6 empty] | 0.30832 | 0
LCP_Inputs_ON_Electric_2023_04_03 | 2050 | H2 Salt Cavern Storage - ON | Storage | Hydrogen | NY | Dispatch-Storage | VOM | 0 | [6 empty] | 0.30832 | 0
LCP_Inputs_ON_Electric_2023_04_03 | 2050 | H2 Salt Cavern Storage - ON | Storage | Hydrogen | ON | Dispatch-Storage | EmissionsCost | 0 | [6 empty] | 0.30832 | 0
LCP_Inputs_ON_Electric_2023_04_03 | 2050 | H2 Salt Cavern Storage - ON | Storage | Hydrogen | ON | Dispatch-Storage | FuelCost | 0 | [6 empty] | 0.30832 | 0
LCP_Inputs_ON_Electric_2023_04_03 | 2050 | H2 Salt Cavern Storage - ON | Storage | Hydrogen | ON | Dispatch-Storage | VOM | 66064336.5778 | [6 empty] | 0.30832 | 20368868.2542
LCP_Inputs_ON_Electric_2023_04_03 | 2050 | H2 Salt Cavern Storage - ON | Storage | Hydrogen | PJ | Dispatch-Storage | EmissionsCost | 0 | [6 empty] | 0.30832 | 0
LCP_Inputs_ON_Electric_2023_04_03 | 2050 | H2 Salt Cavern Storage - ON | Storage | Hydrogen | PJ | Dispatch-Storage | FuelCost | 0 | [6 empty] | 0.30832 | 0
LCP_Inputs_ON_Electric_2023_04_03 | 2050 | H2 Salt Cavern Storage - ON | Storage | Hydrogen | PJ | Dispatch-Storage | VOM | 0 | [6 empty] | 0.30832 | 0
LCP_Inputs_ON_Electric_2023_04_03 | 2050 | H2 Salt Cavern Storage - ON | Storage | Hydrogen | QC | Dispatch-Storage | EmissionsCost | 0 | [6 empty] | 0.30832 | 0
LCP_Inputs_ON_Electric_2023_04_03 | 2050 | H2 Salt Cavern Storage - ON | Storage | Hydrogen | QC | Dispatch-Storage | FuelCost | 0 | [6 empty] | 0.30832 | 0
LCP_Inputs_ON_Electric_2023_04_03 | 2050 | H2 Salt Cavern Storage - ON | Storage | Hydrogen | QC | Dispatch-Storage | VOM | 0 | [6 empty] | 0.30832 | 0
LCP_Inputs_ON_Electric_2023_04_03 | 2050 | H2 Salt Cavern Storage - ON | Storage | Hydrogen | WC | Dispatch-Storage | EmissionsCost | 0 | [6 empty] | 0.30832 | 0
LCP_Inputs_ON_Electric_2023_04_03 | 2050 | H2 Salt Cavern Storage - ON | Storage | Hydrogen | WC | Dispatch-Storage | FuelCost | 0 | [6 empty] | 0.30832 | 0
LCP_Inputs_ON_Electric_2023_04_03 | 2050 | H2 Salt Cavern Storage - ON | Storage | Hydrogen | WC | Dispatch-Storage | VOM | 0 | [6 empty] | 0.30832 | 0
LCP_Inputs_ON_Electric_2023_04_03 | 2050 | Hydro | Generation | Electricity | MI | Dispatch-Generation | EmissionsCost | 0 | [6 empty] | 0.30832 | 0
LCP_Inputs_ON_Electric_2023_04_03 | 2050 | Hydro | Generation | Electricity | MI | Dispatch-Generation | FuelCost | 0 | [6 empty] | 0.30832 | 0
LCP_Inputs_ON_Electric_2023_04_03 | 2050 | Hydro | Generation | Electricity | MI | Dispatch-Generation | VOM | 0 | [6 empty] | 0.30832 | 0
LCP_Inputs_ON_Electric_2023_04_03 | 2050 | Hydro | Generation | Electricity | NY | Dispatch-Generation | EmissionsCost | 0 | [6 empty] | 0.30832 | 0
LCP_Inputs_ON_Electric_2023_04_03 | 2050 | Hydro | Generation | Electricity | NY | Dispatch-Generation | FuelCost | 0 | [6 empty] | 0.30832 | 0
LCP_Inputs_ON_Electric_2023_04_03 | 2050 | Hydro | Generation | Electricity | NY | Dispatch-Generation | VOM | 0 | [6 empty] | 0.30832 | 0
LCP_Inputs_ON_Electric_2023_04_03 | 2050 | Hydro | Generation | Electricity | ON | Dispatch-Generation | EmissionsCost | 0 | [6 empty] | 0.30832 | 0
LCP_Inputs_ON_Electric_2023_04_03 | 2050 | Hydro | Generation | Electricity | ON | Dispatch-Generation | FuelCost | 0 | [6 empty] | 0.30832 | 0
LCP_Inputs_ON_Electric_2023_04_03 | 2050 | Hydro | Generation | Electricity | ON | Dispatch-Generation | VOM | 0 | [6 empty] | 0.30832 | 0
LCP_Inputs_ON_Electric_2023_04_03 | 2050 | Hydro | Generation | Electricity | PJ | Dispatch-Generation | EmissionsCost | 0 | [6 empty] | 0.30832 | 0
LCP_Inputs_ON_Electric_2023_04_03 | 2050 | Hydro | Generation | Electricity | PJ | Dispatch-Generation | FuelCost | 0 | [6 empty] | 0.30832 | 0
LCP_Inputs_ON_Electric_2023_04_03 | 2050 | Hydro | Generation | Electricity | PJ | Dispatch-Generation | VOM | 0 | [6 empty] | 0.30832 | 0
LCP_Inputs_ON_Electric_2023_04_03 | 2050 | Hydro | Generation | Electricity | QC | Dispatch-Generation | EmissionsCost | 0 | [6 empty] | 0.30832 | 0
LCP_Inputs_ON_Electric_2023_04_03 | 2050 | Hydro | Generation | Electricity | QC | Dispatch-Generation | FuelCost | 0 | [6 empty] | 0.30832 | 0
LCP_Inputs_ON_Electric_2023_04_03 | 2050 | Hydro | Generation | Electricity | QC | Dispatch-Generation | VOM | 0 | [6 empty] | 0.30832 | 0
LCP_Inputs_ON_Electric_2023_04_03 | 2050 | Hydro | Generation | Electricity | WC | Dispatch-Generation | EmissionsCost | 0 | [6 empty] | 0.30832 | 0
LCP_Inputs_ON_Electric_2023_04_03 | 2050 | Hydro | Generation | Electricity | WC | Dispatch-Generation | FuelCost | 0 | [6 empty] | 0.30832 | 0
LCP_Inputs_ON_Electric_2023_04_03 | 2050 | Hydro | Generation | Electricity | WC | Dispatch-Generation | VOM | 0 | [6 empty] | 0.30832 | 0
LCP_Inputs_ON_Electric_2023_04_03 | 2050 | Hydro Pumped Storage | Storage | Electricity | MI | Dispatch-Storage | EmissionsCost | 0 | [6 empty] | 0.30832 | 0
LCP_Inputs_ON_Electric_2023_04_03 | 2050 | Hydro Pumped Storage | Storage | Electricity | MI | Dispatch-Storage | FuelCost | 0 | [6 empty] | 0.30832 | 0
LCP_Inputs_ON_Electric_2023_04_03 | 2050 | Hydro Pumped Storage | Storage | Electricity | MI | Dispatch-Storage | VOM | 0 | [6 empty] | 0.30832 | 0
LCP_Inputs_ON_Electric_2023_04_03 | 2050 | Hydro Pumped Storage | Storage | Electricity | NY | Dispatch-Storage | EmissionsCost | 0 | [6 empty] | 0.30832 | 0
LCP_Inputs_ON_Electric_2023_04_03 | 2050 | Hydro Pumped Storage | Storage | Electricity | NY | Dispatch-Storage | FuelCost | 0 | [6 empty] | 0.30832 | 0
LCP_Inputs_ON_Electric_2023_04_03 | 2050 | Hydro Pumped Storage | Storage | Electricity | NY | Dispatch-Storage | VOM | 0 | [6 empty] | 0.30832 | 0
LCP_Inputs_ON_Electric_2023_04_03 | 2050 | Hydro Pumped Storage | Storage | Electricity | ON | Dispatch-Storage | EmissionsCost | 0 | [6 empty] | 0.30832 | 0
LCP_Inputs_ON_Electric_2023_04_03 | 2050 | Hydro Pumped Storage | Storage | Electricity | ON | Dispatch-Storage | FuelCost | 0 | [6 empty] | 0.30832 | 0
LCP_Inputs_ON_Electric_2023_04_03 | 2050 | Hydro Pumped Storage | Storage | Electricity | ON | Dispatch-Storage | VOM | 0 | [6 empty] | 0.30832 | 0
LCP_Inputs_ON_Electric_2023_04_03 | 2050 | Hydro Pumped Storage | Storage | Electricity | PJ | Dispatch-Storage | EmissionsCost | 0 | [6 empty] | 0.30832 | 0
LCP_Inputs_ON_Electric_2023_04_03 | 2050 | Hydro Pumped Storage | Storage | Electricity | PJ | Dispatch-Storage | FuelCost | 0 | [6 empty] | 0.30832 | 0
LCP_Inputs_ON_Electric_2023_04_03 | 2050 | Hydro Pumped Storage | Storage | Electricity | PJ | Dispatch-Storage | VOM | 0 | [6 empty] | 0.30832 | 0
LCP_Inputs_ON_Electric_2023_04_03 | 2050 | Hydro Pumped Storage | Storage | Electricity | QC | Dispatch-Storage | EmissionsCost | 0 | [6 empty] | 0.30832 | 0
LCP_Inputs_ON_Electric_2023_04_03 | 2050 | Hydro Pumped Storage | Storage | Electricity | QC | Dispatch-Storage | FuelCost | 0 | [6 empty] | 0.30832 | 0
LCP_Inputs_ON_Electric_2023_04_03 | 2050 | Hydro Pumped Storage | Storage | Electricity | QC | Dispatch-Storage | VOM | 0 | [6 empty] | 0.30832 | 0
LCP_Inputs_ON_Electric_2023_04_03 | 2050 | Hydro Pumped Storage | Storage | Electricity | WC | Dispatch-Storage | EmissionsCost | 0 | [6 empty] | 0.30832 | 0
LCP_Inputs_ON_Electric_2023_04_03 | 2050 | Hydro Pumped Storage | Storage | Electricity | WC | Dispatch-Storage | FuelCost | 0 | [6 empty] | 0.30832 | 0
LCP_Inputs_ON_Electric_2023_04_03 | 2050 | Hydro Pumped Storage | Storage | Electricity | WC | Dispatch-Storage | VOM | 0 | [6 empty] | 0.30832 | 0
LCP_Inputs_ON_Electric_2023_04_03 | 2050 | Nuclear | Generation | Electricity | MI | Dispatch-Generation | EmissionsCost | 0 | [6 empty] | 0.30832 | 0
LCP_Inputs_ON_Electric_2023_04_03 | 2050 | Nuclear | Generation | Electricity | MI | Dispatch-Generation | FuelCost | 0 | [6 empty] | 0.30832 | 0
LCP_Inputs_ON_Electric_2023_04_03 | 2050 | Nuclear | Generation | Electricity | MI | Dispatch-Generation | VOM | 2762866296.96 | [6 empty] | 0.30832 | 851843256.4674
LCP_Inputs_ON_Electric_2023_04_03 | 2050 | Nuclear | Generation | Electricity | NY | Dispatch-Generation | EmissionsCost | 0 | [6 empty] | 0.30832 | 0
LCP_Inputs_ON_Electric_2023_04_03 | 2050 | Nuclear | Generation | Electricity | NY | Dispatch-Generation | FuelCost | 0 | [6 empty] | 0.30832 | 0
LCP_Inputs_ON_Electric_2023_04_03 | 2050 | Nuclear | Generation | Electricity | NY | Dispatch-Generation | VOM | 2246155230.144 | [6 empty] | 0.30832 | 692531588.6195
LCP_Inputs_ON_Electric_2023_04_03 | 2050 | Nuclear | Generation | Electricity | ON | Dispatch-Generation | EmissionsCost | 0 | [6 empty] | 0.30832 | 0
LCP_Inputs_ON_Electric_2023_04_03 | 2050 | Nuclear | Generation | Electricity | ON | Dispatch-Generation | FuelCost | 0 | [6 empty] | 0.30832 | 0
LCP_Inputs_ON_Electric_2023_04_03 | 2050 | Nuclear | Generation | Electricity | ON | Dispatch-Generation | VOM | 7823178339.984 | [6 empty] | 0.30832 | 2412031925.1024
LCP_Inputs_ON_Electric_2023_04_03 | 2050 | Nuclear | Generation | Electricity | PJ | Dispatch-Generation | EmissionsCost | 0 | [6 empty] | 0.30832 | 0
LCP_Inputs_ON_Electric_2023_04_03 | 2050 | Nuclear | Generation | Electricity | PJ | Dispatch-Generation | FuelCost | 0 | [6 empty] | 0.30832 | 0
LCP_Inputs_ON_Electric_2023_04_03 | 2050 | Nuclear | Generation | Electricity | PJ | Dispatch-Generation | VOM | 6401347648.6848 | [6 empty] | 0.30832 | 1973654980.2773
LCP_Inputs_ON_Electric_2023_04_03 | 2050 | Nuclear | Generation | Electricity | QC | Dispatch-Generation | EmissionsCost | 0 | [6 empty] | 0.30832 | 0
LCP_Inputs_ON_Electric_2023_04_03 | 2050 | Nuclear | Generation | Electricity | QC | Dispatch-Generation | FuelCost | 0 | [6 empty] | 0.30832 | 0
LCP_Inputs_ON_Electric_2023_04_03 | 2050 | Nuclear | Generation | Electricity | QC | Dispatch-Generation | VOM | 0 | [6 empty] | 0.30832 | 0
LCP_Inputs_ON_Electric_2023_04_03 | 2050 | Nuclear | Generation | Electricity | WC | Dispatch-Generation | EmissionsCost | 0 | [6 empty] | 0.30832 | 0
LCP_Inputs_ON_Electric_2023_04_03 | 2050 | Nuclear | Generation | Electricity | WC | Dispatch-Generation | FuelCost | 0 | [6 empty] | 0.30832 | 0
LCP_Inputs_ON_Electric_2023_04_03 | 2050 | Nuclear | Generation | Electricity | WC | Dispatch-Generation | VOM | 0 | [6 empty] | 0.30832 | 0
LCP_Inputs_ON_Electric_2023_04_03 | 2050 | Nuclear SMR | Generation | Electricity | MI | Dispatch-Generation | EmissionsCost | 0 | [6 empty] | 0.30832 | 0
LCP_Inputs_ON_Electric_2023_04_03 | 2050 | Nuclear SMR | Generation | Electricity | MI | Dispatch-Generation | FuelCost | 0 | [6 empty] | 0.30832 | 0
LCP_Inputs_ON_Electric_2023_04_03 | 2050 | Nuclear SMR | Generation | Electricity | MI | Dispatch-Generation | VOM | 0 | [6 empty] | 0.30832 | 0
LCP_Inputs_ON_Electric_2023_04_03 | 2050 | Nuclear SMR | Generation | Electricity | NY | Dispatch-Generation | EmissionsCost | 0 | [6 empty] | 0.30832 | 0
LCP_Inputs_ON_Electric_2023_04_03 | 2050 | Nuclear SMR | Generation | Electricity | NY | Dispatch-Generation | FuelCost | 0 | [6 empty] | 0.30832 | 0
LCP_Inputs_ON_Electric_2023_04_03 | 2050 | Nuclear SMR | Generation | Electricity | NY | Dispatch-Generation | VOM | 0 | [6 empty] | 0.30832 | 0
LCP_Inputs_ON_Electric_2023_04_03 | 2050 | Nuclear SMR | Generation | Electricity | ON | Dispatch-Generation | EmissionsCost | 0 | [6 empty] | 0.30832 | 0
LCP_Inputs_ON_Electric_2023_04_03 | 2050 | Nuclear SMR | Generation | Electricity | ON | Dispatch-Generation | FuelCost | 0 | [6 empty] | 0.30832 | 0
LCP_Inputs_ON_Electric_2023_04_03 | 2050 | Nuclear SMR | Generation | Electricity | ON | Dispatch-Generation | VOM | 186762193.2 | [6 empty] | 0.30832 | 57582270.6352
LCP_Inputs_ON_Electric_2023_04_03 | 2050 | Nuclear SMR | Generation | Electricity | PJ | Dispatch-Generation | EmissionsCost | 0 | [6 empty] | 0.30832 | 0
LCP_Inputs_ON_Electric_2023_04_03 | 2050 | Nuclear SMR | Generation | Electricity | PJ | Dispatch-Generation | FuelCost | 0 | [6 empty] | 0.30832 | 0
LCP_Inputs_ON_Electric_2023_04_03 | 2050 | Nuclear SMR | Generation | Electricity | PJ | Dispatch-Generation | VOM | 0 | [6 empty] | 0.30832 | 0
LCP_Inputs_ON_Electric_2023_04_03 | 2050 | Nuclear SMR | Generation | Electricity | QC | Dispatch-Generation | EmissionsCost | 0 | [6 empty] | 0.30832 | 0
LCP_Inputs_ON_Electric_2023_04_03 | 2050 | Nuclear SMR | Generation | Electricity | QC | Dispatch-Generation | FuelCost | 0 | [6 empty] | 0.30832 | 0
LCP_Inputs_ON_Electric_2023_04_03 | 2050 | Nuclear SMR | Generation | Electricity | QC | Dispatch-Generation | VOM | 0 | [6 empty] | 0.30832 | 0
LCP_Inputs_ON_Electric_2023_04_03 | 2050 | Nuclear SMR | Generation | Electricity | WC | Dispatch-Generation | EmissionsCost | 0 | [6 empty] | 0.30832 | 0
LCP_Inputs_ON_Electric_2023_04_03 | 2050 | Nuclear SMR | Generation | Electricity | WC | Dispatch-Generation | FuelCost | 0 | [6 empty] | 0.30832 | 0
LCP_Inputs_ON_Electric_2023_04_03 | 2050 | Nuclear SMR | Generation | Electricity | WC | Dispatch-Generation | VOM | 0 | [6 empty] | 0.30832 | 0
LCP_Inputs_ON_Electric_2023_04_03 | 2050 | O/CCGT - CH4 Existing | Crossload | Electricity | MI | Dispatch-Crossload | EmissionsCost | 0 | [6 empty] | 0.30832 | 0
LCP_Inputs_ON_Electric_2023_04_03 | 2050 | O/CCGT - CH4 Existing | Crossload | Electricity | MI | Dispatch-Crossload | FuelCost | 0 | [6 empty] | 0.30832 | 0
LCP_Inputs_ON_Electric_2023_04_03 | 2050 | O/CCGT - CH4 Existing | Crossload | Electricity | MI | Dispatch-Crossload | VOM | 0 | [6 empty] | 0.30832 | 0
LCP_Inputs_ON_Electric_2023_04_03 | 2050 | O/CCGT - CH4 Existing | Crossload | Electricity | NY | Dispatch-Crossload | EmissionsCost | 0 | [6 empty] | 0.30832 | 0
LCP_Inputs_ON_Electric_2023_04_03 | 2050 | O/CCGT - CH4 Existing | Crossload | Electricity | NY | Dispatch-Crossload | FuelCost | 0 | [6 empty] | 0.30832 | 0
LCP_Inputs_ON_Electric_2023_04_03 | 2050 | O/CCGT - CH4 Existing | Crossload | Electricity | NY | Dispatch-Crossload | VOM | 0 | [6 empty] | 0.30832 | 0
LCP_Inputs_ON_Electric_2023_04_03 | 2050 | O/CCGT - CH4 Existing | Crossload | Electricity | ON | Dispatch-Crossload | EmissionsCost | 0 | [6 empty] | 0.30832 | 0
LCP_Inputs_ON_Electric_2023_04_03 | 2050 | O/CCGT - CH4 Existing | Crossload | Electricity | ON | Dispatch-Crossload | FuelCost | 0 | [6 empty] | 0.30832 | 0
LCP_Inputs_ON_Electric_2023_04_03 | 2050 | O/CCGT - CH4 Existing | Crossload | Electricity | ON | Dispatch-Crossload | VOM | 0 | [6 empty] | 0.30832 | 0
LCP_Inputs_ON_Electric_2023_04_03 | 2050 | O/CCGT - CH4 Existing | Crossload | Electricity | PJ | Dispatch-Crossload | EmissionsCost | 0 | [6 empty] | 0.30832 | 0
LCP_Inputs_ON_Electric_2023_04_03 | 2050 | O/CCGT - CH4 Existing | Crossload | Electricity | PJ | Dispatch-Crossload | FuelCost | 0 | [6 empty] | 0.30832 | 0
LCP_Inputs_ON_Electric_2023_04_03 | 2050 | O/CCGT - CH4 Existing | Crossload | Electricity | PJ | Dispatch-Crossload | VOM | 0 | [6 empty] | 0.30832 | 0
LCP_Inputs_ON_Electric_2023_04_03 | 2050 | O/CCGT - CH4 Existing | Crossload | Electricity | QC | Dispatch-Crossload | EmissionsCost | 0 | [6 empty] | 0.30832 | 0
LCP_Inputs_ON_Electric_2023_04_03 | 2050 | O/CCGT - CH4 Existing | Crossload | Electricity | QC | Dispatch-Crossload | FuelCost | 0 | [6 empty] | 0.30832 | 0
LCP_Inputs_ON_Electric_2023_04_03 | 2050 | O/CCGT - CH4 Existing | Crossload | Electricity | QC | Dispatch-Crossload | VOM | 0 | [6 empty] | 0.30832 | 0
LCP_Inputs_ON_Electric_2023_04_03 | 2050 | O/CCGT - CH4 Existing | Crossload | Electricity | WC | Dispatch-Crossload | EmissionsCost | 0 | [6 empty] | 0.30832 | 0
LCP_Inputs_ON_Electric_2023_04_03 | 2050 | O/CCGT - CH4 Existing | Crossload | Electricity | WC | Dispatch-Crossload | FuelCost | 0 | [6 empty] | 0.30832 | 0
LCP_Inputs_ON_Electric_2023_04_03 | 2050 | O/CCGT - CH4 Existing | Crossload | Electricity | WC | Dispatch-Crossload | VOM | 0 | [6 empty] | 0.30832 | 0
LCP_Inputs_ON_Electric_2023_04_03 | 2050 | O/CCGT - CH4 New | Crossload | Electricity | MI | Dispatch-Crossload | EmissionsCost | 0 | [6 empty] | 0.30832 | 0
LCP_Inputs_ON_Electric_2023_04_03 | 2050 | O/CCGT - CH4 New | Crossload | Electricity | MI | Dispatch-Crossload | FuelCost | 0 | [6 empty] | 0.30832 | 0
LCP_Inputs_ON_Electric_2023_04_03 | 2050 | O/CCGT - CH4 New | Crossload | Electricity | MI | Dispatch-Crossload | VOM | 0 | [6 empty] | 0.30832 | 0
LCP_Inputs_ON_Electric_2023_04_03 | 2050 | O/CCGT - CH4 New | Crossload | Electricity | NY | Dispatch-Crossload | EmissionsCost | 0 | [6 empty] | 0.30832 | 0
LCP_Inputs_ON_Electric_2023_04_03 | 2050 | O/CCGT - CH4 New | Crossload | Electricity | NY | Dispatch-Crossload | FuelCost | 0 | [6 empty] | 0.30832 | 0
LCP_Inputs_ON_Electric_2023_04_03 | 2050 | O/CCGT - CH4 New | Crossload | Electricity | NY | Dispatch-Crossload | VOM | 0 | [6 empty] | 0.30832 | 0
LCP_Inputs_ON_Electric_2023_04_03 | 2050 | O/CCGT - CH4 New | Crossload | Electricity | ON | Dispatch-Crossload | EmissionsCost | 0 | [6 empty] | 0.30832 | 0
LCP_Inputs_ON_Electric_2023_04_03 | 2050 | O/CCGT - CH4 New | Crossload | Electricity | ON | Dispatch-Crossload | FuelCost | 0 | [6 empty] | 0.30832 | 0
LCP_Inputs_ON_Electric_2023_04_03 | 2050 | O/CCGT - CH4 New | Crossload | Electricity | ON | Dispatch-Crossload | VOM | 0 | [6 empty] | 0.30832 | 0
LCP_Inputs_ON_Electric_2023_04_03 | 2050 | O/CCGT - CH4 New | Crossload | Electricity | PJ | Dispatch-Crossload | EmissionsCost | 0 | [6 empty] | 0.30832 | 0
LCP_Inputs_ON_Electric_2023_04_03 | 2050 | O/CCGT - CH4 New | Crossload | Electricity | PJ | Dispatch-Crossload | FuelCost | 0 | [6 empty] | 0.30832 | 0
LCP_Inputs_ON_Electric_2023_04_03 | 2050 | O/CCGT - CH4 New | Crossload | Electricity | PJ | Dispatch-Crossload | VOM | 0 | [6 empty] | 0.30832 | 0
LCP_Inputs_ON_Electric_2023_04_03 | 2050 | O/CCGT - CH4 New | Crossload | Electricity | QC | Dispatch-Crossload | EmissionsCost | 0 | [6 empty] | 0.30832 | 0
LCP_Inputs_ON_Electric_2023_04_03 | 2050 | O/CCGT - CH4 New | Crossload | Electricity | QC | Dispatch-Crossload | FuelCost | 0 | [6 empty] | 0.30832 | 0
LCP_Inputs_ON_Electric_2023_04_03 | 2050 | O/CCGT - CH4 New | Crossload | Electricity | QC | Dispatch-Crossload | VOM | 0 | [6 empty] | 0.30832 | 0
LCP_Inputs_ON_Electric_2023_04_03 | 2050 | O/CCGT - CH4 New | Crossload | Electricity | WC | Dispatch-Crossload | EmissionsCost | 0 | [6 empty] | 0.30832 | 0
LCP_Inputs_ON_Electric_2023_04_03 | 2050 | O/CCGT - CH4 New | Crossload | Electricity | WC | Dispatch-Crossload | FuelCost | 0 | [6 empty] | 0.30832 | 0
LCP_Inputs_ON_Electric_2023_04_03 | 2050 | O/CCGT - CH4 New | Crossload | Electricity | WC | Dispatch-Crossload | VOM | 0 | [6 empty] | 0.30832 | 0
LCP_Inputs_ON_Electric_2023_04_03 | 2050 | O/CCGT - H2 New | Crossload | Electricity | MI | Dispatch-Crossload | EmissionsCost | 0 | [6 empty] | 0.30832 | 0
LCP_Inputs_ON_Electric_2023_04_03 | 2050 | O/CCGT - H2 New | Crossload | Electricity | MI | Dispatch-Crossload | FuelCost | 0 | [6 empty] | 0.30832 | 0
LCP_Inputs_ON_Electric_2023_04_03 | 2050 | O/CCGT - H2 New | Crossload | Electricity | MI | Dispatch-Crossload | VOM | 0 | [6 empty] | 0.30832 | 0
LCP_Inputs_ON_Electric_2023_04_03 | 2050 | O/CCGT - H2 New | Crossload | Electricity | NY | Dispatch-Crossload | EmissionsCost | 0 | [6 empty] | 0.30832 | 0
LCP_Inputs_ON_Electric_2023_04_03 | 2050 | O/CCGT - H2 New | Crossload | Electricity | NY | Dispatch-Crossload | FuelCost | 0 | [6 empty] | 0.30832 | 0
LCP_Inputs_ON_Electric_2023_04_03 | 2050 | O/CCGT - H2 New | Crossload | Electricity | NY | Dispatch-Crossload | VOM | 0 | [6 empty] | 0.30832 | 0
LCP_Inputs_ON_Electric_2023_04_03 | 2050 | O/CCGT - H2 New | Crossload | Electricity | ON | Dispatch-Crossload | EmissionsCost | 0 | [6 empty] | 0.30832 | 0
LCP_Inputs_ON_Electric_2023_04_03 | 2050 | O/CCGT - H2 New | Crossload | Electricity | ON | Dispatch-Crossload | FuelCost | 0 | [6 empty] | 0.30832 | 0
LCP_Inputs_ON_Electric_2023_04_03 | 2050 | O/CCGT - H2 New | Crossload | Electricity | ON | Dispatch-Crossload | VOM | 3675828.1483 | [6 empty] | 0.30832 | 1133326.4384
LCP_Inputs_ON_Electric_2023_04_03 | 2050 | O/CCGT - H2 New | Crossload | Electricity | PJ | Dispatch-Crossload | EmissionsCost | 0 | [6 empty] | 0.30832 | 0
LCP_Inputs_ON_Electric_2023_04_03 | 2050 | O/CCGT - H2 New | Crossload | Electricity | PJ | Dispatch-Crossload | FuelCost | 0 | [6 empty] | 0.30832 | 0
LCP_Inputs_ON_Electric_2023_04_03 | 2050 | O/CCGT - H2 New | Crossload | Electricity | PJ | Dispatch-Crossload | VOM | 0 | [6 empty] | 0.30832 | 0
LCP_Inputs_ON_Electric_2023_04_03 | 2050 | O/CCGT - H2 New | Crossload | Electricity | QC | Dispatch-Crossload | EmissionsCost | 0 | [6 empty] | 0.30832 | 0
LCP_Inputs_ON_Electric_2023_04_03 | 2050 | O/CCGT - H2 New | Crossload | Electricity | QC | Dispatch-Crossload | FuelCost | 0 | [6 empty] | 0.30832 | 0
LCP_Inputs_ON_Electric_2023_04_03 | 2050 | O/CCGT - H2 New | Crossload | Electricity | QC | Dispatch-Crossload | VOM | 0 | [6 empty] | 0.30832 | 0
LCP_Inputs_ON_Electric_2023_04_03 | 2050 | O/CCGT - H2 New | Crossload | Electricity | WC | Dispatch-Crossload | EmissionsCost | 0 | [6 empty] | 0.30832 | 0
LCP_Inputs_ON_Electric_2023_04_03 | 2050 | O/CCGT - H2 New | Crossload | Electricity | WC | Dispatch-Crossload | FuelCost | 0 | [6 empty] | 0.30832 | 0
LCP_Inputs_ON_Electric_2023_04_03 | 2050 | O/CCGT - H2 New | Crossload | Electricity | WC | Dispatch-Crossload | VOM | 0 | [6 empty] | 0.30832 | 0
LCP_Inputs_ON_Electric_2023_04_03 | 2050 | SMR CCS | Crossload | Hydrogen | MI | Dispatch-Crossload | EmissionsCost | 0 | [6 empty] | 0.30832 | 0
LCP_Inputs_ON_Electric_2023_04_03 | 2050 | SMR CCS | Crossload | Hydrogen | MI | Dispatch-Crossload | FuelCost | 0 | [6 empty] | 0.30832 | 0
LCP_Inputs_ON_Electric_2023_04_03 | 2050 | SMR CCS | Crossload | Hydrogen | MI | Dispatch-Crossload | VOM | 0 | [6 empty] | 0.30832 | 0
LCP_Inputs_ON_Electric_2023_04_03 | 2050 | SMR CCS | Crossload | Hydrogen | NY | Dispatch-Crossload | EmissionsCost | 0 | [6 empty] | 0.30832 | 0
LCP_Inputs_ON_Electric_2023_04_03 | 2050 | SMR CCS | Crossload | Hydrogen | NY | Dispatch-Crossload | FuelCost | 0 | [6 empty] | 0.30832 | 0
LCP_Inputs_ON_Electric_2023_04_03 | 2050 | SMR CCS | Crossload | Hydrogen | NY | Dispatch-Crossload | VOM | 0 | [6 empty] | 0.30832 | 0
LCP_Inputs_ON_Electric_2023_04_03 | 2050 | SMR CCS | Crossload | Hydrogen | ON | Dispatch-Crossload | EmissionsCost | 201797912.0831 | [6 empty] | 0.30832 | 62218063.4533
LCP_Inputs_ON_Electric_2023_04_03 | 2050 | SMR CCS | Crossload | Hydrogen | ON | Dispatch-Crossload | FuelCost | 0 | [6 empty] | 0.30832 | 0
LCP_Inputs_ON_Electric_2023_04_03 | 2050 | SMR CCS | Crossload | Hydrogen | ON | Dispatch-Crossload | VOM | 235403659.388 | [6 empty] | 0.30832 | 72579342.6986
LCP_Inputs_ON_Electric_2023_04_03 | 2050 | SMR CCS | Crossload | Hydrogen | PJ | Dispatch-Crossload | EmissionsCost | 0 | [6 empty] | 0.30832 | 0
LCP_Inputs_ON_Electric_2023_04_03 | 2050 | SMR CCS | Crossload | Hydrogen | PJ | Dispatch-Crossload | FuelCost | 0 | [6 empty] | 0.30832 | 0
LCP_Inputs_ON_Electric_2023_04_03 | 2050 | SMR CCS | Crossload | Hydrogen | PJ | Dispatch-Crossload | VOM | 0 | [6 empty] | 0.30832 | 0
LCP_Inputs_ON_Electric_2023_04_03 | 2050 | SMR CCS | Crossload | Hydrogen | QC | Dispatch-Crossload | EmissionsCost | 0 | [6 empty] | 0.30832 | 0
LCP_Inputs_ON_Electric_2023_04_03 | 2050 | SMR CCS | Crossload | Hydrogen | QC | Dispatch-Crossload | FuelCost | 0 | [6 empty] | 0.30832 | 0
LCP_Inputs_ON_Electric_2023_04_03 | 2050 | SMR CCS | Crossload | Hydrogen | QC | Dispatch-Crossload | VOM | 0 | [6 empty] | 0.30832 | 0
LCP_Inputs_ON_Electric_2023_04_03 | 2050 | SMR CCS | Crossload | Hydrogen | WC | Dispatch-Crossload | EmissionsCost | 0 | [6 empty] | 0.30832 | 0
LCP_Inputs_ON_Electric_2023_04_03 | 2050 | SMR CCS | Crossload | Hydrogen | WC | Dispatch-Crossload | FuelCost | 0 | [6 empty] | 0.30832 | 0
LCP_Inputs_ON_Electric_2023_04_03 | 2050 | SMR CCS | Crossload | Hydrogen | WC | Dispatch-Crossload | VOM | 0 | [6 empty] | 0.30832 | 0
LCP_Inputs_ON_Electric_2023_04_03 | 2050 | Solar PV | Generation | Electricity | MI | Dispatch-Generation | EmissionsCost | 0 | [6 empty] | 0.30832 | 0
LCP_Inputs_ON_Electric_2023_04_03 | 2050 | Solar PV | Generation | Electricity | MI | Dispatch-Generation | FuelCost | 0 | [6 empty] | 0.30832 | 0
LCP_Inputs_ON_Electric_2023_04_03 | 2050 | Solar PV | Generation | Electricity | MI | Dispatch-Generation | VOM | 0 | [6 empty] | 0.30832 | 0
LCP_Inputs_ON_Electric_2023_04_03 | 2050 | Solar PV | Generation | Electricity | NY | Dispatch-Generation | EmissionsCost | 0 | [6 empty] | 0.30832 | 0
LCP_Inputs_ON_Electric_2023_04_03 | 2050 | Solar PV | Generation | Electricity | NY | Dispatch-Generation | FuelCost | 0 | [6 empty] | 0.30832 | 0
LCP_Inputs_ON_Electric_2023_04_03 | 2050 | Solar PV | Generation | Electricity | NY | Dispatch-Generation | VOM | 0 | [6 empty] | 0.30832 | 0
LCP_Inputs_ON_Electric_2023_04_03 | 2050 | Solar PV | Generation | Electricity | ON | Dispatch-Generation | EmissionsCost | 0 | [6 empty] | 0.30832 | 0
LCP_Inputs_ON_Electric_2023_04_03 | 2050 | Solar PV | Generation | Electricity | ON | Dispatch-Generation | FuelCost | 0 | [6 empty] | 0.30832 | 0
LCP_Inputs_ON_Electric_2023_04_03 | 2050 | Solar PV | Generation | Electricity | ON | Dispatch-Generation | VOM | 0 | [6 empty] | 0.30832 | 0
LCP_Inputs_ON_Electric_2023_04_03 | 2050 | Solar PV | Generation | Electricity | PJ | Dispatch-Generation | EmissionsCost | 0 | [6 empty] | 0.30832 | 0
LCP_Inputs_ON_Electric_2023_04_03 | 2050 | Solar PV | Generation | Electricity | PJ | Dispatch-Generation | FuelCost | 0 | [6 empty] | 0.30832 | 0
LCP_Inputs_ON_Electric_2023_04_03 | 2050 | Solar PV | Generation | Electricity | PJ | Dispatch-Generation | VOM | 0 | [6 empty] | 0.30832 | 0
LCP_Inputs_ON_Electric_2023_04_03 | 2050 | Solar PV | Generation | Electricity | QC | Dispatch-Generation | EmissionsCost | 0 | [6 empty] | 0.30832 | 0
LCP_Inputs_ON_Electric_2023_04_03 | 2050 | Solar PV | Generation | Electricity | QC | Dispatch-Generation | FuelCost | 0 | [6 empty] | 0.30832 | 0
LCP_Inputs_ON_Electric_2023_04_03 | 2050 | Solar PV | Generation | Electricity | QC | Dispatch-Generation | VOM | 0 | [6 empty] | 0.30832 | 0
LCP_Inputs_ON_Electric_2023_04_03 | 2050 | Solar PV | Generation | Electricity | WC | Dispatch-Generation | EmissionsCost | 0 | [6 empty] | 0.30832 | 0
LCP_Inputs_ON_Electric_2023_04_03 | 2050 | Solar PV | Generation | Electricity | WC | Dispatch-Generation | FuelCost | 0 | [6 empty] | 0.30832 | 0
LCP_Inputs_ON_Electric_2023_04_03 | 2050 | Solar PV | Generation | Electricity | WC | Dispatch-Generation | VOM | 0 | [6 empty] | 0.30832 | 0
LCP_Inputs_ON_Electric_2023_04_03 | 2050 | Wind Offshore | Generation | Electricity | MI | Dispatch-Generation | EmissionsCost | 0 | [6 empty] | 0.30832 | 0
LCP_Inputs_ON_Electric_2023_04_03 | 2050 | Wind Offshore | Generation | Electricity | MI | Dispatch-Generation | FuelCost | 0 | [6 empty] | 0.30832 | 0
LCP_Inputs_ON_Electric_2023_04_03 | 2050 | Wind Offshore | Generation | Electricity | MI | Dispatch-Generation | VOM | 0 | [6 empty] | 0.30832 | 0
LCP_Inputs_ON_Electric_2023_04_03 | 2050 | Wind Offshore | Generation | Electricity | NY | Dispatch-Generation | EmissionsCost | 0 | [6 empty] | 0.30832 | 0
LCP_Inputs_ON_Electric_2023_04_03 | 2050 | Wind Offshore | Generation | Electricity | NY | Dispatch-Generation | FuelCost | 0 | [6 empty] | 0.30832 | 0
LCP_Inputs_ON_Electric_2023_04_03 | 2050 | Wind Offshore | Generation | Electricity | NY | Dispatch-Generation | VOM | 0 | [6 empty] | 0.30832 | 0
LCP_Inputs_ON_Electric_2023_04_03 | 2050 | Wind Offshore | Generation | Electricity | ON | Dispatch-Generation | EmissionsCost | 0 | [6 empty] | 0.30832 | 0
LCP_Inputs_ON_Electric_2023_04_03 | 2050 | Wind Offshore | Generation | Electricity | ON | Dispatch-Generation | FuelCost | 0 | [6 empty] | 0.30832 | 0
LCP_Inputs_ON_Electric_2023_04_03 | 2050 | Wind Offshore | Generation | Electricity | ON | Dispatch-Generation | VOM | 0 | [6 empty] | 0.30832 | 0
LCP_Inputs_ON_Electric_2023_04_03 | 2050 | Wind Offshore | Generation | Electricity | PJ | Dispatch-Generation | EmissionsCost | 0 | [6 empty] | 0.30832 | 0
LCP_Inputs_ON_Electric_2023_04_03 | 2050 | Wind Offshore | Generation | Electricity | PJ | Dispatch-Generation | FuelCost | 0 | [6 empty] | 0.30832 | 0
LCP_Inputs_ON_Electric_2023_04_03 | 2050 | Wind Offshore | Generation | Electricity | PJ | Dispatch-Generation | VOM | 0 | [6 empty] | 0.30832 | 0
LCP_Inputs_ON_Electric_2023_04_03 | 2050 | Wind Offshore | Generation | Electricity | QC | Dispatch-Generation | EmissionsCost | 0 | [6 empty] | 0.30832 | 0
LCP_Inputs_ON_Electric_2023_04_03 | 2050 | Wind Offshore | Generation | Electricity | QC | Dispatch-Generation | FuelCost | 0 | [6 empty] | 0.30832 | 0
LCP_Inputs_ON_Electric_2023_04_03 | 2050 | Wind Offshore | Generation | Electricity | QC | Dispatch-Generation | VOM | 0 | [6 empty] | 0.30832 | 0
LCP_Inputs_ON_Electric_2023_04_03 | 2050 | Wind Offshore | Generation | Electricity | WC | Dispatch-Generation | EmissionsCost | 0 | [6 empty] | 0.30832 | 0
LCP_Inputs_ON_Electric_2023_04_03 | 2050 | Wind Offshore | Generation | Electricity | WC | Dispatch-Generation | FuelCost | 0 | [6 empty] | 0.30832 | 0
LCP_Inputs_ON_Electric_2023_04_03 | 2050 | Wind Offshore | Generation | Electricity | WC | Dispatch-Generation | VOM | 0 | [6 empty] | 0.30832 | 0
LCP_Inputs_ON_Electric_2023_04_03 | 2050 | Wind Onshore | Generation | Electricity | MI | Dispatch-Generation | EmissionsCost | 0 | [6 empty] | 0.30832 | 0
LCP_Inputs_ON_Electric_2023_04_03 | 2050 | Wind Onshore | Generation | Electricity | MI | Dispatch-Generation | FuelCost | 0 | [6 empty] | 0.30832 | 0
LCP_Inputs_ON_Electric_2023_04_03 | 2050 | Wind Onshore | Generation | Electricity | MI | Dispatch-Generation | VOM | 0 | [6 empty] | 0.30832 | 0
LCP_Inputs_ON_Electric_2023_04_03 | 2050 | Wind Onshore | Generation | Electricity | NY | Dispatch-Generation | EmissionsCost | 0 | [6 empty] | 0.30832 | 0
LCP_Inputs_ON_Electric_2023_04_03 | 2050 | Wind Onshore | Generation | Electricity | NY | Dispatch-Generation | FuelCost | 0 | [6 empty] | 0.30832 | 0
LCP_Inputs_ON_Electric_2023_04_03 | 2050 | Wind Onshore | Generation | Electricity | NY | Dispatch-Generation | VOM | 0 | [6 empty] | 0.30832 | 0
LCP_Inputs_ON_Electric_2023_04_03 | 2050 | Wind Onshore | Generation | Electricity | ON | Dispatch-Generation | EmissionsCost | 0 | [6 empty] | 0.30832 | 0
LCP_Inputs_ON_Electric_2023_04_03 | 2050 | Wind Onshore | Generation | Electricity | ON | Dispatch-Generation | FuelCost | 0 | [6 empty] | 0.30832 | 0
LCP_Inputs_ON_Electric_2023_04_03 | 2050 | Wind Onshore | Generation | Electricity | ON | Dispatch-Generation | VOM | 0 | [6 empty] | 0.30832 | 0
LCP_Inputs_ON_Electric_2023_04_03 | 2050 | Wind Onshore | Generation | Electricity | PJ | Dispatch-Generation | EmissionsCost | 0 | [6 empty] | 0.30832 | 0
LCP_Inputs_ON_Electric_2023_04_03 | 2050 | Wind Onshore | Generation | Electricity | PJ | Dispatch-Generation | FuelCost | 0 | [6 empty] | 0.30832 | 0
LCP_Inputs_ON_Electric_2023_04_03 | 2050 | Wind Onshore | Generation | Electricity | PJ | Dispatch-Generation | VOM | 0 | [6 empty] | 0.30832 | 0
LCP_Inputs_ON_Electric_2023_04_03 | 2050 | Wind Onshore | Generation | Electricity | QC | Dispatch-Generation | EmissionsCost | 0 | [6 empty] | 0.30832 | 0
LCP_Inputs_ON_Electric_2023_04_03 | 2050 | Wind Onshore | Generation | Electricity | QC | Dispatch-Generation | FuelCost | 0 | [6 empty] | 0.30832 | 0
LCP_Inputs_ON_Electric_2023_04_03 | 2050 | Wind Onshore | Generation | Electricity | QC | Dispatch-Generation | VOM | 0 | [6 empty] | 0.30832 | 0
LCP_Inputs_ON_Electric_2023_04_03 | 2050 | Wind Onshore | Generation | Electricity | WC | Dispatch-Generation | EmissionsCost | 0 | [6 empty] | 0.30832 | 0
LCP_Inputs_ON_Electric_2023_04_03 | 2050 | Wind Onshore | Generation | Electricity | WC | Dispatch-Generation | FuelCost | 0 | [6 empty] | 0.30832 | 0
LCP_Inputs_ON_Electric_2023_04_03 | 2050 | Wind Onshore | Generation | Electricity | WC | Dispatch-Generation | VOM | 0 | [6 empty] | 0.30832 | 0
LCP_Inputs_ON_Electric_2023_04_03 | 2030 | Anaerobic Digestion | Generation |  | ON | Capacity-Generation | CONE | 0 | [6 empty] | 0.67556 | 0
LCP_Inputs_ON_Electric_2023_04_03 | 2030 | Anaerobic Digestion | Generation |  | ON | Capacity-Generation | FOM | 0 | [6 empty] | 0.67556 | 0
LCP_Inputs_ON_Electric_2023_04_03 | 2030 | Anaerobic Digestion | Generation |  | ON | Capacity-Generation | Flex Adder | 0 | [6 empty] | 0.67556 | 0
LCP_Inputs_ON_Electric_2023_04_03 | 2030 | Battery Storage | Storage |  | ON | Capacity-Storage | CONE | 0 | [6 empty] | 0.67556 | 0
LCP_Inputs_ON_Electric_2023_04_03 | 2030 | Battery Storage | Storage |  | ON | Capacity-Storage | FOM | 0 | [6 empty] | 0.67556 | 0
LCP_Inputs_ON_Electric_2023_04_03 | 2030 | Battery Storage | Storage |  | ON | Capacity-Storage | Flex Adder | 0 | [6 empty] | 0.67556 | 0
LCP_Inputs_ON_Electric_2023_04_03 | 2030 | CH4 + CCS | Generation |  | ON | Capacity-Generation | CONE | 0 | [6 empty] | 0.67556 | 0
LCP_Inputs_ON_Electric_2023_04_03 | 2030 | CH4 + CCS | Generation |  | ON | Capacity-Generation | FOM | 0 | [6 empty] | 0.67556 | 0
LCP_Inputs_ON_Electric_2023_04_03 | 2030 | CH4 + CCS | Generation |  | ON | Capacity-Generation | Flex Adder | 0 | [6 empty] | 0.67556 | 0
LCP_Inputs_ON_Electric_2023_04_03 | 2030 | Electrolyser 2020/2030 | Crossload |  | ON | Capacity-Crossload | CONE | 0 | [6 empty] | 0.67556 | 0
LCP_Inputs_ON_Electric_2023_04_03 | 2030 | Electrolyser 2020/2030 | Crossload |  | ON | Capacity-Crossload | FOM | 0 | [6 empty] | 0.67556 | 0
LCP_Inputs_ON_Electric_2023_04_03 | 2030 | Electrolyser 2020/2030 | Crossload |  | ON | Capacity-Crossload | Flex Adder | 0 | [6 empty] | 0.67556 | 0
LCP_Inputs_ON_Electric_2023_04_03 | 2030 | Generic - Generator | Generation |  | MI | Capacity-Generation | CONE | 0 | [6 empty] | 0.67556 | 0
LCP_Inputs_ON_Electric_2023_04_03 | 2030 | Generic - Generator | Generation |  | MI | Capacity-Generation | FOM | 0 | [6 empty] | 0.67556 | 0
LCP_Inputs_ON_Electric_2023_04_03 | 2030 | Generic - Generator | Generation |  | MI | Capacity-Generation | Flex Adder | 0 | [6 empty] | 0.67556 | 0
LCP_Inputs_ON_Electric_2023_04_03 | 2030 | Generic - Generator | Generation |  | NY | Capacity-Generation | CONE | 0 | [6 empty] | 0.67556 | 0
LCP_Inputs_ON_Electric_2023_04_03 | 2030 | Generic - Generator | Generation |  | NY | Capacity-Generation | FOM | 0 | [6 empty] | 0.67556 | 0
LCP_Inputs_ON_Electric_2023_04_03 | 2030 | Generic - Generator | Generation |  | NY | Capacity-Generation | Flex Adder | 0 | [6 empty] | 0.67556 | 0
LCP_Inputs_ON_Electric_2023_04_03 | 2030 | Generic - Generator | Generation |  | PJ | Capacity-Generation | CONE | 0 | [6 empty] | 0.67556 | 0
LCP_Inputs_ON_Electric_2023_04_03 | 2030 | Generic - Generator | Generation |  | PJ | Capacity-Generation | FOM | 0 | [6 empty] | 0.67556 | 0
LCP_Inputs_ON_Electric_2023_04_03 | 2030 | Generic - Generator | Generation |  | PJ | Capacity-Generation | Flex Adder | 0 | [6 empty] | 0.67556 | 0
LCP_Inputs_ON_Electric_2023_04_03 | 2030 | Generic - Generator | Generation |  | QC | Capacity-Generation | CONE | 0 | [6 empty] | 0.67556 | 0
LCP_Inputs_ON_Electric_2023_04_03 | 2030 | Generic - Generator | Generation |  | QC | Capacity-Generation | FOM | 0 | [6 empty] | 0.67556 | 0
LCP_Inputs_ON_Electric_2023_04_03 | 2030 | Generic - Generator | Generation |  | QC | Capacity-Generation | Flex Adder | 0 | [6 empty] | 0.67556 | 0
LCP_Inputs_ON_Electric_2023_04_03 | 2030 | Generic - Generator | Generation |  | WC | Capacity-Generation | CONE | 0 | [6 empty] | 0.67556 | 0
LCP_Inputs_ON_Electric_2023_04_03 | 2030 | Generic - Generator | Generation |  | WC | Capacity-Generation | FOM | 0 | [6 empty] | 0.67556 | 0
LCP_Inputs_ON_Electric_2023_04_03 | 2030 | Generic - Generator | Generation |  | WC | Capacity-Generation | Flex Adder | 0 | [6 empty] | 0.67556 | 0
LCP_Inputs_ON_Electric_2023_04_03 | 2030 | H2 Salt Cavern Storage - ON | Storage |  | ON | Capacity-Storage | CONE | 21 | [6 empty] | 0.67556 | 14.1868
LCP_Inputs_ON_Electric_2023_04_03 | 2030 | H2 Salt Cavern Storage - ON | Storage |  | ON | Capacity-Storage | FOM | 0 | [6 empty] | 0.67556 | 0
LCP_Inputs_ON_Electric_2023_04_03 | 2030 | H2 Salt Cavern Storage - ON | Storage |  | ON | Capacity-Storage | Flex Adder | 0 | [6 empty] | 0.67556 | 0
LCP_Inputs_ON_Electric_2023_04_03 | 2030 | O/CCGT - H2 New | Crossload |  | ON | Capacity-Crossload | CONE | 3258098685.1486 | [6 empty] | 0.67556 | 2201054730.1848
LCP_Inputs_ON_Electric_2023_04_03 | 2030 | O/CCGT - H2 New | Crossload |  | ON | Capacity-Crossload | FOM | 117536027.6028 | [6 empty] | 0.67556 | 79403128.7945
LCP_Inputs_ON_Electric_2023_04_03 | 2030 | O/CCGT - H2 New | Crossload |  | ON | Capacity-Crossload | Flex Adder | 0 | [6 empty] | 0.67556 | 0
LCP_Inputs_ON_Electric_2023_04_03 | 2030 | SMR CCS | Crossload |  | ON | Capacity-Crossload | CONE | 5011604500.0206 | [6 empty] | 0.67556 | 3385660428.5401
LCP_Inputs_ON_Electric_2023_04_03 | 2030 | SMR CCS | Crossload |  | ON | Capacity-Crossload | FOM | 178985875.0007 | [6 empty] | 0.67556 | 120916443.8764
LCP_Inputs_ON_Electric_2023_04_03 | 2030 | SMR CCS | Crossload |  | ON | Capacity-Crossload | Flex Adder | 0 | [6 empty] | 0.67556 | 0
LCP_Inputs_ON_Electric_2023_04_03 | 2030 | SMR CCS | Crossload |  | WC | Capacity-Crossload | CONE | 0 | [6 empty] | 0.67556 | 0
LCP_Inputs_ON_Electric_2023_04_03 | 2030 | SMR CCS | Crossload |  | WC | Capacity-Crossload | FOM | 0 | [6 empty] | 0.67556 | 0
LCP_Inputs_ON_Electric_2023_04_03 | 2030 | SMR CCS | Crossload |  | WC | Capacity-Crossload | Flex Adder | 0 | [6 empty] | 0.67556 | 0
LCP_Inputs_ON_Electric_2023_04_03 | 2030 | Solar PV | Generation |  | ON | Capacity-Generation | CONE | 2646268186.0126 | [6 empty] | 0.67556 | 1787723967.5738
LCP_Inputs_ON_Electric_2023_04_03 | 2030 | Solar PV | Generation |  | ON | Capacity-Generation | FOM | 65207125.8797 | [6 empty] | 0.67556 | 44051597.7964
LCP_Inputs_ON_Electric_2023_04_03 | 2030 | Solar PV | Generation |  | ON | Capacity-Generation | Flex Adder | 0 | [6 empty] | 0.67556 | 0
LCP_Inputs_ON_Electric_2023_04_03 | 2030 | Solar PV | Generation |  | WC | Capacity-Generation | CONE | 0 | [6 empty] | 0.67556 | 0
LCP_Inputs_ON_Electric_2023_04_03 | 2030 | Solar PV | Generation |  | WC | Capacity-Generation | FOM | 0 | [6 empty] | 0.67556 | 0
LCP_Inputs_ON_Electric_2023_04_03 | 2030 | Solar PV | Generation |  | WC | Capacity-Generation | Flex Adder | 0 | [6 empty] | 0.67556 | 0
LCP_Inputs_ON_Electric_2023_04_03 | 2030 | Wind Onshore | Generation |  | MI | Capacity-Generation | CONE | 39229881816.447 | [6 empty] | 0.67556 | 26502302502.4624
LCP_Inputs_ON_Electric_2023_04_03 | 2030 | Wind Onshore | Generation |  | MI | Capacity-Generation | FOM | 826368933.1624 | [6 empty] | 0.67556 | 558265241.4753
LCP_Inputs_ON_Electric_2023_04_03 | 2030 | Wind Onshore | Generation |  | MI | Capacity-Generation | Flex Adder | 0 | [6 empty] | 0.67556 | 0
LCP_Inputs_ON_Electric_2023_04_03 | 2030 | Wind Onshore | Generation |  | NY | Capacity-Generation | CONE | 12559474809.5264 | [6 empty] | 0.67556 | 8484731160.5862
LCP_Inputs_ON_Electric_2023_04_03 | 2030 | Wind Onshore | Generation |  | NY | Capacity-Generation | FOM | 264562606.8411 | [6 empty] | 0.67556 | 178729017.593
LCP_Inputs_ON_Electric_2023_04_03 | 2030 | Wind Onshore | Generation |  | NY | Capacity-Generation | Flex Adder | 0 | [6 empty] | 0.67556 | 0
LCP_Inputs_ON_Electric_2023_04_03 | 2030 | Wind Onshore | Generation |  | ON | Capacity-Generation | CONE | 17802225000 | [6 empty] | 0.67556 | 12026545335.3749
LCP_Inputs_ON_Electric_2023_04_03 | 2030 | Wind Onshore | Generation |  | ON | Capacity-Generation | FOM | 375000000 | [6 empty] | 0.67556 | 253336563.3097
LCP_Inputs_ON_Electric_2023_04_03 | 2030 | Wind Onshore | Generation |  | ON | Capacity-Generation | Flex Adder | 0 | [6 empty] | 0.67556 | 0
LCP_Inputs_ON_Electric_2023_04_03 | 2030 | Wind Onshore | Generation |  | PJ | Capacity-Generation | CONE | 204331949967.395 | [6 empty] | 0.67556 | 138039343944.278
LCP_Inputs_ON_Electric_2023_04_03 | 2030 | Wind Onshore | Generation |  | PJ | Capacity-Generation | FOM | 4304208110.9397 | [6 empty] | 0.67556 | 2907768774.9202
LCP_Inputs_ON_Electric_2023_04_03 | 2030 | Wind Onshore | Generation |  | PJ | Capacity-Generation | Flex Adder | 0 | [6 empty] | 0.67556 | 0
LCP_Inputs_ON_Electric_2023_04_03 | 2030 | Wind Onshore | Generation |  | WC | Capacity-Generation | CONE | 0 | [6 empty] | 0.67556 | 0
LCP_Inputs_ON_Electric_2023_04_03 | 2030 | Wind Onshore | Generation |  | WC | Capacity-Generation | FOM | 0 | [6 empty] | 0.67556 | 0
LCP_Inputs_ON_Electric_2023_04_03 | 2030 | Wind Onshore | Generation |  | WC | Capacity-Generation | Flex Adder | 0 | [6 empty] | 0.67556 | 0
LCP_Inputs_ON_Electric_2023_04_03 | 2031 | Anaerobic Digestion | Generation |  | ON | Capacity-Generation | FOM | 0 | [6 empty] | 0.64958 | 0
LCP_Inputs_ON_Electric_2023_04_03 | 2031 | Anaerobic Digestion | Generation |  | ON | Capacity-Generation | Flex Adder | 0 | [6 empty] | 0.64958 | 0
LCP_Inputs_ON_Electric_2023_04_03 | 2031 | Battery Storage | Storage |  | ON | Capacity-Storage | FOM | 0 | [6 empty] | 0.64958 | 0
LCP_Inputs_ON_Electric_2023_04_03 | 2031 | Battery Storage | Storage |  | ON | Capacity-Storage | Flex Adder | 0 | [6 empty] | 0.64958 | 0
LCP_Inputs_ON_Electric_2023_04_03 | 2031 | CH4 + CCS | Generation |  | ON | Capacity-Generation | FOM | 0 | [6 empty] | 0.64958 | 0
LCP_Inputs_ON_Electric_2023_04_03 | 2031 | CH4 + CCS | Generation |  | ON | Capacity-Generation | Flex Adder | 0 | [6 empty] | 0.64958 | 0
LCP_Inputs_ON_Electric_2023_04_03 | 2031 | Electrolyser 2020/2030 | Crossload |  | ON | Capacity-Crossload | FOM | 0 | [6 empty] | 0.64958 | 0
LCP_Inputs_ON_Electric_2023_04_03 | 2031 | Electrolyser 2020/2030 | Crossload |  | ON | Capacity-Crossload | Flex Adder | 0 | [6 empty] | 0.64958 | 0
LCP_Inputs_ON_Electric_2023_04_03 | 2031 | Generic - Generator | Generation |  | MI | Capacity-Generation | FOM | 0 | [6 empty] | 0.64958 | 0
LCP_Inputs_ON_Electric_2023_04_03 | 2031 | Generic - Generator | Generation |  | MI | Capacity-Generation | Flex Adder | 0 | [6 empty] | 0.64958 | 0
LCP_Inputs_ON_Electric_2023_04_03 | 2031 | Generic - Generator | Generation |  | NY | Capacity-Generation | FOM | 0 | [6 empty] | 0.64958 | 0
LCP_Inputs_ON_Electric_2023_04_03 | 2031 | Generic - Generator | Generation |  | NY | Capacity-Generation | Flex Adder | 0 | [6 empty] | 0.64958 | 0
LCP_Inputs_ON_Electric_2023_04_03 | 2031 | Generic - Generator | Generation |  | PJ | Capacity-Generation | FOM | 0 | [6 empty] | 0.64958 | 0
LCP_Inputs_ON_Electric_2023_04_03 | 2031 | Generic - Generator | Generation |  | PJ | Capacity-Generation | Flex Adder | 0 | [6 empty] | 0.64958 | 0
LCP_Inputs_ON_Electric_2023_04_03 | 2031 | Generic - Generator | Generation |  | QC | Capacity-Generation | FOM | 0 | [6 empty] | 0.64958 | 0
LCP_Inputs_ON_Electric_2023_04_03 | 2031 | Generic - Generator | Generation |  | QC | Capacity-Generation | Flex Adder | 0 | [6 empty] | 0.64958 | 0
LCP_Inputs_ON_Electric_2023_04_03 | 2031 | Generic - Generator | Generation |  | WC | Capacity-Generation | FOM | 0 | [6 empty] | 0.64958 | 0
LCP_Inputs_ON_Electric_2023_04_03 | 2031 | Generic - Generator | Generation |  | WC | Capacity-Generation | Flex Adder | 0 | [6 empty] | 0.64958 | 0
LCP_Inputs_ON_Electric_2023_04_03 | 2031 | H2 Salt Cavern Storage - ON | Storage |  | ON | Capacity-Storage | FOM | 0 | [6 empty] | 0.64958 | 0
LCP_Inputs_ON_Electric_2023_04_03 | 2031 | H2 Salt Cavern Storage - ON | Storage |  | ON | Capacity-Storage | Flex Adder | 0 | [6 empty] | 0.64958 | 0
LCP_Inputs_ON_Electric_2023_04_03 | 2031 | O/CCGT - H2 New | Crossload |  | ON | Capacity-Crossload | FOM | 117536027.6028 | [6 empty] | 0.64958 | 76349162.3024
LCP_Inputs_ON_Electric_2023_04_03 | 2031 | O/CCGT - H2 New | Crossload |  | ON | Capacity-Crossload | Flex Adder | 0 | [6 empty] | 0.64958 | 0
LCP_Inputs_ON_Electric_2023_04_03 | 2031 | SMR CCS | Crossload |  | ON | Capacity-Crossload | FOM | 178985875.0007 | [6 empty] | 0.64958 | 116265811.4196
LCP_Inputs_ON_Electric_2023_04_03 | 2031 | SMR CCS | Crossload |  | ON | Capacity-Crossload | Flex Adder | 0 | [6 empty] | 0.64958 | 0
LCP_Inputs_ON_Electric_2023_04_03 | 2031 | SMR CCS | Crossload |  | WC | Capacity-Crossload | FOM | 0 | [6 empty] | 0.64958 | 0
LCP_Inputs_ON_Electric_2023_04_03 | 2031 | SMR CCS | Crossload |  | WC | Capacity-Crossload | Flex Adder | 0 | [6 empty] | 0.64958 | 0
LCP_Inputs_ON_Electric_2023_04_03 | 2031 | Solar PV | Generation |  | ON | Capacity-Generation | FOM | 65207125.8797 | [6 empty] | 0.64958 | 42357305.5735
LCP_Inputs_ON_Electric_2023_04_03 | 2031 | Solar PV | Generation |  | ON | Capacity-Generation | Flex Adder | 0 | [6 empty] | 0.64958 | 0
LCP_Inputs_ON_Electric_2023_04_03 | 2031 | Solar PV | Generation |  | WC | Capacity-Generation | FOM | 0 | [6 empty] | 0.64958 | 0
LCP_Inputs_ON_Electric_2023_04_03 | 2031 | Solar PV | Generation |  | WC | Capacity-Generation | Flex Adder | 0 | [6 empty] | 0.64958 | 0
LCP_Inputs_ON_Electric_2023_04_03 | 2031 | Wind Onshore | Generation |  | MI | Capacity-Generation | FOM | 826368933.1624 | [6 empty] | 0.64958 | 536793501.4186
LCP_Inputs_ON_Electric_2023_04_03 | 2031 | Wind Onshore | Generation |  | MI | Capacity-Generation | Flex Adder | 0 | [6 empty] | 0.64958 | 0
LCP_Inputs_ON_Electric_2023_04_03 | 2031 | Wind Onshore | Generation |  | NY | Capacity-Generation | FOM | 264562606.8411 | [6 empty] | 0.64958 | 171854824.6087
LCP_Inputs_ON_Electric_2023_04_03 | 2031 | Wind Onshore | Generation |  | NY | Capacity-Generation | Flex Adder | 0 | [6 empty] | 0.64958 | 0
LCP_Inputs_ON_Electric_2023_04_03 | 2031 | Wind Onshore | Generation |  | ON | Capacity-Generation | FOM | 375000000 | [6 empty] | 0.64958 | 243592849.3362
LCP_Inputs_ON_Electric_2023_04_03 | 2031 | Wind Onshore | Generation |  | ON | Capacity-Generation | Flex Adder | 0 | [6 empty] | 0.64958 | 0
LCP_Inputs_ON_Electric_2023_04_03 | 2031 | Wind Onshore | Generation |  | PJ | Capacity-Generation | FOM | 4304208110.9397 | [6 empty] | 0.64958 | 2795931514.3464
LCP_Inputs_ON_Electric_2023_04_03 | 2031 | Wind Onshore | Generation |  | PJ | Capacity-Generation | Flex Adder | 0 | [6 empty] | 0.64958 | 0
LCP_Inputs_ON_Electric_2023_04_03 | 2031 | Wind Onshore | Generation |  | WC | Capacity-Generation | FOM | 0 | [6 empty] | 0.64958 | 0
LCP_Inputs_ON_Electric_2023_04_03 | 2031 | Wind Onshore | Generation |  | WC | Capacity-Generation | Flex Adder | 0 | [6 empty] | 0.64958 | 0
LCP_Inputs_ON_Electric_2023_04_03 | 2032 | Anaerobic Digestion | Generation |  | ON | Capacity-Generation | FOM | 0 | [6 empty] | 0.6246 | 0
LCP_Inputs_ON_Electric_2023_04_03 | 2032 | Anaerobic Digestion | Generation |  | ON | Capacity-Generation | Flex Adder | 0 | [6 empty] | 0.6246 | 0
LCP_Inputs_ON_Electric_2023_04_03 | 2032 | Battery Storage | Storage |  | ON | Capacity-Storage | FOM | 0 | [6 empty] | 0.6246 | 0
LCP_Inputs_ON_Electric_2023_04_03 | 2032 | Battery Storage | Storage |  | ON | Capacity-Storage | Flex Adder | 0 | [6 empty] | 0.6246 | 0
LCP_Inputs_ON_Electric_2023_04_03 | 2032 | CH4 + CCS | Generation |  | ON | Capacity-Generation | FOM | 0 | [6 empty] | 0.6246 | 0
LCP_Inputs_ON_Electric_2023_04_03 | 2032 | CH4 + CCS | Generation |  | ON | Capacity-Generation | Flex Adder | 0 | [6 empty] | 0.6246 | 0
LCP_Inputs_ON_Electric_2023_04_03 | 2032 | Electrolyser 2020/2030 | Crossload |  | ON | Capacity-Crossload | FOM | 0 | [6 empty] | 0.6246 | 0
LCP_Inputs_ON_Electric_2023_04_03 | 2032 | Electrolyser 2020/2030 | Crossload |  | ON | Capacity-Crossload | Flex Adder | 0 | [6 empty] | 0.6246 | 0
LCP_Inputs_ON_Electric_2023_04_03 | 2032 | Generic - Generator | Generation |  | MI | Capacity-Generation | FOM | 0 | [6 empty] | 0.6246 | 0
LCP_Inputs_ON_Electric_2023_04_03 | 2032 | Generic - Generator | Generation |  | MI | Capacity-Generation | Flex Adder | 0 | [6 empty] | 0.6246 | 0
LCP_Inputs_ON_Electric_2023_04_03 | 2032 | Generic - Generator | Generation |  | NY | Capacity-Generation | FOM | 0 | [6 empty] | 0.6246 | 0
LCP_Inputs_ON_Electric_2023_04_03 | 2032 | Generic - Generator | Generation |  | NY | Capacity-Generation | Flex Adder | 0 | [6 empty] | 0.6246 | 0
LCP_Inputs_ON_Electric_2023_04_03 | 2032 | Generic - Generator | Generation |  | PJ | Capacity-Generation | FOM | 0 | [6 empty] | 0.6246 | 0
LCP_Inputs_ON_Electric_2023_04_03 | 2032 | Generic - Generator | Generation |  | PJ | Capacity-Generation | Flex Adder | 0 | [6 empty] | 0.6246 | 0
LCP_Inputs_ON_Electric_2023_04_03 | 2032 | Generic - Generator | Generation |  | QC | Capacity-Generation | FOM | 0 | [6 empty] | 0.6246 | 0
LCP_Inputs_ON_Electric_2023_04_03 | 2032 | Generic - Generator | Generation |  | QC | Capacity-Generation | Flex Adder | 0 | [6 empty] | 0.6246 | 0
LCP_Inputs_ON_Electric_2023_04_03 | 2032 | Generic - Generator | Generation |  | WC | Capacity-Generation | FOM | 0 | [6 empty] | 0.6246 | 0
LCP_Inputs_ON_Electric_2023_04_03 | 2032 | Generic - Generator | Generation |  | WC | Capacity-Generation | Flex Adder | 0 | [6 empty] | 0.6246 | 0
LCP_Inputs_ON_Electric_2023_04_03 | 2032 | H2 Salt Cavern Storage - ON | Storage |  | ON | Capacity-Storage | FOM | 0 | [6 empty] | 0.6246 | 0
LCP_Inputs_ON_Electric_2023_04_03 | 2032 | H2 Salt Cavern Storage - ON | Storage |  | ON | Capacity-Storage | Flex Adder | 0 | [6 empty] | 0.6246 | 0
LCP_Inputs_ON_Electric_2023_04_03 | 2032 | O/CCGT - H2 New | Crossload |  | ON | Capacity-Crossload | FOM | 117536027.6028 | [6 empty] | 0.6246 | 73412656.06
LCP_Inputs_ON_Electric_2023_04_03 | 2032 | O/CCGT - H2 New | Crossload |  | ON | Capacity-Crossload | Flex Adder | 0 | [6 empty] | 0.6246 | 0
LCP_Inputs_ON_Electric_2023_04_03 | 2032 | SMR CCS | Crossload |  | ON | Capacity-Crossload | FOM | 178985875.0007 | [6 empty] | 0.6246 | 111794049.442
LCP_Inputs_ON_Electric_2023_04_03 | 2032 | SMR CCS | Crossload |  | ON | Capacity-Crossload | Flex Adder | 0 | [6 empty] | 0.6246 | 0
LCP_Inputs_ON_Electric_2023_04_03 | 2032 | SMR CCS | Crossload |  | WC | Capacity-Crossload | FOM | 0 | [6 empty] | 0.6246 | 0
LCP_Inputs_ON_Electric_2023_04_03 | 2032 | SMR CCS | Crossload |  | WC | Capacity-Crossload | Flex Adder | 0 | [6 empty] | 0.6246 | 0
LCP_Inputs_ON_Electric_2023_04_03 | 2032 | Solar PV | Generation |  | ON | Capacity-Generation | FOM | 65207125.8797 | [6 empty] | 0.6246 | 40728178.4361
LCP_Inputs_ON_Electric_2023_04_03 | 2032 | Solar PV | Generation |  | ON | Capacity-Generation | Flex Adder | 0 | [6 empty] | 0.6246 | 0
LCP_Inputs_ON_Electric_2023_04_03 | 2032 | Solar PV | Generation |  | WC | Capacity-Generation | FOM | 0 | [6 empty] | 0.6246 | 0
LCP_Inputs_ON_Electric_2023_04_03 | 2032 | Solar PV | Generation |  | WC | Capacity-Generation | Flex Adder | 0 | [6 empty] | 0.6246 | 0
LCP_Inputs_ON_Electric_2023_04_03 | 2032 | Wind Onshore | Generation |  | MI | Capacity-Generation | FOM | 826368933.1624 | [6 empty] | 0.6246 | 516147597.5179
LCP_Inputs_ON_Electric_2023_04_03 | 2032 | Wind Onshore | Generation |  | MI | Capacity-Generation | Flex Adder | 0 | [6 empty] | 0.6246 | 0
LCP_Inputs_ON_Electric_2023_04_03 | 2032 | Wind Onshore | Generation |  | NY | Capacity-Generation | FOM | 264562606.8411 | [6 empty] | 0.6246 | 165245023.6622
LCP_Inputs_ON_Electric_2023_04_03 | 2032 | Wind Onshore | Generation |  | NY | Capacity-Generation | Flex Adder | 0 | [6 empty] | 0.6246 | 0
LCP_Inputs_ON_Electric_2023_04_03 | 2032 | Wind Onshore | Generation |  | ON | Capacity-Generation | FOM | 375000000 | [6 empty] | 0.6246 | 234223893.5925
LCP_Inputs_ON_Electric_2023_04_03 | 2032 | Wind Onshore | Generation |  | ON | Capacity-Generation | Flex Adder | 0 | [6 empty] | 0.6246 | 0
LCP_Inputs_ON_Electric_2023_04_03 | 2032 | Wind Onshore | Generation |  | PJ | Capacity-Generation | FOM | 4304208110.9397 | [6 empty] | 0.6246 | 2688395686.8715
LCP_Inputs_ON_Electric_2023_04_03 | 2032 | Wind Onshore | Generation |  | PJ | Capacity-Generation | Flex Adder | 0 | [6 empty] | 0.6246 | 0
LCP_Inputs_ON_Electric_2023_04_03 | 2032 | Wind Onshore | Generation |  | WC | Capacity-Generation | FOM | 0 | [6 empty] | 0.6246 | 0
LCP_Inputs_ON_Electric_2023_04_03 | 2032 | Wind Onshore | Generation |  | WC | Capacity-Generation | Flex Adder | 0 | [6 empty] | 0.6246 | 0
LCP_Inputs_ON_Electric_2023_04_03 | 2033 | Anaerobic Digestion | Generation |  | ON | Capacity-Generation | FOM | 0 | [6 empty] | 0.60057 | 0
LCP_Inputs_ON_Electric_2023_04_03 | 2033 | Anaerobic Digestion | Generation |  | ON | Capacity-Generation | Flex Adder | 0 | [6 empty] | 0.60057 | 0
LCP_Inputs_ON_Electric_2023_04_03 | 2033 | Battery Storage | Storage |  | ON | Capacity-Storage | FOM | 0 | [6 empty] | 0.60057 | 0
LCP_Inputs_ON_Electric_2023_04_03 | 2033 | Battery Storage | Storage |  | ON | Capacity-Storage | Flex Adder | 0 | [6 empty] | 0.60057 | 0
LCP_Inputs_ON_Electric_2023_04_03 | 2033 | CH4 + CCS | Generation |  | ON | Capacity-Generation | FOM | 0 | [6 empty] | 0.60057 | 0
LCP_Inputs_ON_Electric_2023_04_03 | 2033 | CH4 + CCS | Generation |  | ON | Capacity-Generation | Flex Adder | 0 | [6 empty] | 0.60057 | 0
LCP_Inputs_ON_Electric_2023_04_03 | 2033 | Electrolyser 2020/2030 | Crossload |  | ON | Capacity-Crossload | FOM | 0 | [6 empty] | 0.60057 | 0
LCP_Inputs_ON_Electric_2023_04_03 | 2033 | Electrolyser 2020/2030 | Crossload |  | ON | Capacity-Crossload | Flex Adder | 0 | [6 empty] | 0.60057 | 0
LCP_Inputs_ON_Electric_2023_04_03 | 2033 | Generic - Generator | Generation |  | MI | Capacity-Generation | FOM | 0 | [6 empty] | 0.60057 | 0
LCP_Inputs_ON_Electric_2023_04_03 | 2033 | Generic - Generator | Generation |  | MI | Capacity-Generation | Flex Adder | 0 | [6 empty] | 0.60057 | 0
LCP_Inputs_ON_Electric_2023_04_03 | 2033 | Generic - Generator | Generation |  | NY | Capacity-Generation | FOM | 0 | [6 empty] | 0.60057 | 0
LCP_Inputs_ON_Electric_2023_04_03 | 2033 | Generic - Generator | Generation |  | NY | Capacity-Generation | Flex Adder | 0 | [6 empty] | 0.60057 | 0
LCP_Inputs_ON_Electric_2023_04_03 | 2033 | Generic - Generator | Generation |  | PJ | Capacity-Generation | FOM | 0 | [6 empty] | 0.60057 | 0
LCP_Inputs_ON_Electric_2023_04_03 | 2033 | Generic - Generator | Generation |  | PJ | Capacity-Generation | Flex Adder | 0 | [6 empty] | 0.60057 | 0
LCP_Inputs_ON_Electric_2023_04_03 | 2033 | Generic - Generator | Generation |  | QC | Capacity-Generation | FOM | 0 | [6 empty] | 0.60057 | 0
LCP_Inputs_ON_Electric_2023_04_03 | 2033 | Generic - Generator | Generation |  | QC | Capacity-Generation | Flex Adder | 0 | [6 empty] | 0.60057 | 0
LCP_Inputs_ON_Electric_2023_04_03 | 2033 | Generic - Generator | Generation |  | WC | Capacity-Generation | FOM | 0 | [6 empty] | 0.60057 | 0
LCP_Inputs_ON_Electric_2023_04_03 | 2033 | Generic - Generator | Generation |  | WC | Capacity-Generation | Flex Adder | 0 | [6 empty] | 0.60057 | 0
LCP_Inputs_ON_Electric_2023_04_03 | 2033 | H2 Salt Cavern Storage - ON | Storage |  | ON | Capacity-Storage | FOM | 0 | [6 empty] | 0.60057 | 0
LCP_Inputs_ON_Electric_2023_04_03 | 2033 | H2 Salt Cavern Storage - ON | Storage |  | ON | Capacity-Storage | Flex Adder | 0 | [6 empty] | 0.60057 | 0
LCP_Inputs_ON_Electric_2023_04_03 | 2033 | O/CCGT - H2 New | Crossload |  | ON | Capacity-Crossload | FOM | 117536027.6028 | [6 empty] | 0.60057 | 70589092.3654
LCP_Inputs_ON_Electric_2023_04_03 | 2033 | O/CCGT - H2 New | Crossload |  | ON | Capacity-Crossload | Flex Adder | 0 | [6 empty] | 0.60057 | 0
LCP_Inputs_ON_Electric_2023_04_03 | 2033 | SMR CCS | Crossload |  | ON | Capacity-Crossload | FOM | 178985875.0007 | [6 empty] | 0.60057 | 107494278.3096
LCP_Inputs_ON_Electric_2023_04_03 | 2033 | SMR CCS | Crossload |  | ON | Capacity-Crossload | Flex Adder | 0 | [6 empty] | 0.60057 | 0
LCP_Inputs_ON_Electric_2023_04_03 | 2033 | SMR CCS | Crossload |  | WC | Capacity-Crossload | FOM | 0 | [6 empty] | 0.60057 | 0
LCP_Inputs_ON_Electric_2023_04_03 | 2033 | SMR CCS | Crossload |  | WC | Capacity-Crossload | Flex Adder | 0 | [6 empty] | 0.60057 | 0
LCP_Inputs_ON_Electric_2023_04_03 | 2033 | Solar PV | Generation |  | ON | Capacity-Generation | FOM | 65207125.8797 | [6 empty] | 0.60057 | 39161710.0347
LCP_Inputs_ON_Electric_2023_04_03 | 2033 | Solar PV | Generation |  | ON | Capacity-Generation | Flex Adder | 0 | [6 empty] | 0.60057 | 0
LCP_Inputs_ON_Electric_2023_04_03 | 2033 | Solar PV | Generation |  | WC | Capacity-Generation | FOM | 0 | [6 empty] | 0.60057 | 0
LCP_Inputs_ON_Electric_2023_04_03 | 2033 | Solar PV | Generation |  | WC | Capacity-Generation | Flex Adder | 0 | [6 empty] | 0.60057 | 0
LCP_Inputs_ON_Electric_2023_04_03 | 2033 | Wind Onshore | Generation |  | MI | Capacity-Generation | FOM | 826368933.1624 | [6 empty] | 0.60057 | 496295766.8441
LCP_Inputs_ON_Electric_2023_04_03 | 2033 | Wind Onshore | Generation |  | MI | Capacity-Generation | Flex Adder | 0 | [6 empty] | 0.60057 | 0
LCP_Inputs_ON_Electric_2023_04_03 | 2033 | Wind Onshore | Generation |  | NY | Capacity-Generation | FOM | 264562606.8411 | [6 empty] | 0.60057 | 158889445.829
LCP_Inputs_ON_Electric_2023_04_03 | 2033 | Wind Onshore | Generation |  | NY | Capacity-Generation | Flex Adder | 0 | [6 empty] | 0.60057 | 0
LCP_Inputs_ON_Electric_2023_04_03 | 2033 | Wind Onshore | Generation |  | ON | Capacity-Generation | FOM | 375000000 | [6 empty] | 0.60057 | 225215282.3005
LCP_Inputs_ON_Electric_2023_04_03 | 2033 | Wind Onshore | Generation |  | ON | Capacity-Generation | Flex Adder | 0 | [6 empty] | 0.60057 | 0
LCP_Inputs_ON_Electric_2023_04_03 | 2033 | Wind Onshore | Generation |  | PJ | Capacity-Generation | FOM | 4304208110.9397 | [6 empty] | 0.60057 | 2584995852.7611
LCP_Inputs_ON_Electric_2023_04_03 | 2033 | Wind Onshore | Generation |  | PJ | Capacity-Generation | Flex Adder | 0 | [6 empty] | 0.60057 | 0
LCP_Inputs_ON_Electric_2023_04_03 | 2033 | Wind Onshore | Generation |  | WC | Capacity-Generation | FOM | 0 | [6 empty] | 0.60057 | 0
LCP_Inputs_ON_Electric_2023_04_03 | 2033 | Wind Onshore | Generation |  | WC | Capacity-Generation | Flex Adder | 0 | [6 empty] | 0.60057 | 0
LCP_Inputs_ON_Electric_2023_04_03 | 2034 | Anaerobic Digestion | Generation |  | ON | Capacity-Generation | FOM | 0 | [6 empty] | 0.57748 | 0
LCP_Inputs_ON_Electric_2023_04_03 | 2034 | Anaerobic Digestion | Generation |  | ON | Capacity-Generation | Flex Adder | 0 | [6 empty] | 0.57748 | 0
LCP_Inputs_ON_Electric_2023_04_03 | 2034 | Battery Storage | Storage |  | ON | Capacity-Storage | FOM | 0 | [6 empty] | 0.57748 | 0
LCP_Inputs_ON_Electric_2023_04_03 | 2034 | Battery Storage | Storage |  | ON | Capacity-Storage | Flex Adder | 0 | [6 empty] | 0.57748 | 0
LCP_Inputs_ON_Electric_2023_04_03 | 2034 | CH4 + CCS | Generation |  | ON | Capacity-Generation | FOM | 0 | [6 empty] | 0.57748 | 0
LCP_Inputs_ON_Electric_2023_04_03 | 2034 | CH4 + CCS | Generation |  | ON | Capacity-Generation | Flex Adder | 0 | [6 empty] | 0.57748 | 0
LCP_Inputs_ON_Electric_2023_04_03 | 2034 | Electrolyser 2020/2030 | Crossload |  | ON | Capacity-Crossload | FOM | 0 | [6 empty] | 0.57748 | 0
LCP_Inputs_ON_Electric_2023_04_03 | 2034 | Electrolyser 2020/2030 | Crossload |  | ON | Capacity-Crossload | Flex Adder | 0 | [6 empty] | 0.57748 | 0
LCP_Inputs_ON_Electric_2023_04_03 | 2034 | Generic - Generator | Generation |  | MI | Capacity-Generation | FOM | 0 | [6 empty] | 0.57748 | 0
LCP_Inputs_ON_Electric_2023_04_03 | 2034 | Generic - Generator | Generation |  | MI | Capacity-Generation | Flex Adder | 0 | [6 empty] | 0.57748 | 0
LCP_Inputs_ON_Electric_2023_04_03 | 2034 | Generic - Generator | Generation |  | NY | Capacity-Generation | FOM | 0 | [6 empty] | 0.57748 | 0
LCP_Inputs_ON_Electric_2023_04_03 | 2034 | Generic - Generator | Generation |  | NY | Capacity-Generation | Flex Adder | 0 | [6 empty] | 0.57748 | 0
LCP_Inputs_ON_Electric_2023_04_03 | 2034 | Generic - Generator | Generation |  | PJ | Capacity-Generation | FOM | 0 | [6 empty] | 0.57748 | 0
LCP_Inputs_ON_Electric_2023_04_03 | 2034 | Generic - Generator | Generation |  | PJ | Capacity-Generation | Flex Adder | 0 | [6 empty] | 0.57748 | 0
LCP_Inputs_ON_Electric_2023_04_03 | 2034 | Generic - Generator | Generation |  | QC | Capacity-Generation | FOM | 0 | [6 empty] | 0.57748 | 0
LCP_Inputs_ON_Electric_2023_04_03 | 2034 | Generic - Generator | Generation |  | QC | Capacity-Generation | Flex Adder | 0 | [6 empty] | 0.57748 | 0
LCP_Inputs_ON_Electric_2023_04_03 | 2034 | Generic - Generator | Generation |  | WC | Capacity-Generation | FOM | 0 | [6 empty] | 0.57748 | 0
LCP_Inputs_ON_Electric_2023_04_03 | 2034 | Generic - Generator | Generation |  | WC | Capacity-Generation | Flex Adder | 0 | [6 empty] | 0.57748 | 0
LCP_Inputs_ON_Electric_2023_04_03 | 2034 | H2 Salt Cavern Storage - ON | Storage |  | ON | Capacity-Storage | FOM | 0 | [6 empty] | 0.57748 | 0
LCP_Inputs_ON_Electric_2023_04_03 | 2034 | H2 Salt Cavern Storage - ON | Storage |  | ON | Capacity-Storage | Flex Adder | 0 | [6 empty] | 0.57748 | 0
LCP_Inputs_ON_Electric_2023_04_03 | 2034 | O/CCGT - H2 New | Crossload |  | ON | Capacity-Crossload | FOM | 117536027.6028 | [6 empty] | 0.57748 | 67874127.2745
LCP_Inputs_ON_Electric_2023_04_03 | 2034 | O/CCGT - H2 New | Crossload |  | ON | Capacity-Crossload | Flex Adder | 0 | [6 empty] | 0.57748 | 0
LCP_Inputs_ON_Electric_2023_04_03 | 2034 | SMR CCS | Crossload |  | ON | Capacity-Crossload | FOM | 178985875.0007 | [6 empty] | 0.57748 | 103359882.99
LCP_Inputs_ON_Electric_2023_04_03 | 2034 | SMR CCS | Crossload |  | ON | Capacity-Crossload | Flex Adder | 0 | [6 empty] | 0.57748 | 0
LCP_Inputs_ON_Electric_2023_04_03 | 2034 | SMR CCS | Crossload |  | WC | Capacity-Crossload | FOM | 0 | [6 empty] | 0.57748 | 0
LCP_Inputs_ON_Electric_2023_04_03 | 2034 | SMR CCS | Crossload |  | WC | Capacity-Crossload | Flex Adder | 0 | [6 empty] | 0.57748 | 0
LCP_Inputs_ON_Electric_2023_04_03 | 2034 | Solar PV | Generation |  | ON | Capacity-Generation | FOM | 65207125.8797 | [6 empty] | 0.57748 | 37655490.4179
LCP_Inputs_ON_Electric_2023_04_03 | 2034 | Solar PV | Generation |  | ON | Capacity-Generation | Flex Adder | 0 | [6 empty] | 0.57748 | 0
LCP_Inputs_ON_Electric_2023_04_03 | 2034 | Solar PV | Generation |  | WC | Capacity-Generation | FOM | 0 | [6 empty] | 0.57748 | 0
LCP_Inputs_ON_Electric_2023_04_03 | 2034 | Solar PV | Generation |  | WC | Capacity-Generation | Flex Adder | 0 | [6 empty] | 0.57748 | 0
LCP_Inputs_ON_Electric_2023_04_03 | 2034 | Wind Onshore | Generation |  | MI | Capacity-Generation | FOM | 826368933.1624 | [6 empty] | 0.57748 | 477207468.1193
LCP_Inputs_ON_Electric_2023_04_03 | 2034 | Wind Onshore | Generation |  | MI | Capacity-Generation | Flex Adder | 0 | [6 empty] | 0.57748 | 0
LCP_Inputs_ON_Electric_2023_04_03 | 2034 | Wind Onshore | Generation |  | NY | Capacity-Generation | FOM | 264562606.8411 | [6 empty] | 0.57748 | 152778313.2971
LCP_Inputs_ON_Electric_2023_04_03 | 2034 | Wind Onshore | Generation |  | NY | Capacity-Generation | Flex Adder | 0 | [6 empty] | 0.57748 | 0
LCP_Inputs_ON_Electric_2023_04_03 | 2034 | Wind Onshore | Generation |  | ON | Capacity-Generation | FOM | 375000000 | [6 empty] | 0.57748 | 216553156.0582
LCP_Inputs_ON_Electric_2023_04_03 | 2034 | Wind Onshore | Generation |  | ON | Capacity-Generation | Flex Adder | 0 | [6 empty] | 0.57748 | 0
LCP_Inputs_ON_Electric_2023_04_03 | 2034 | Wind Onshore | Generation |  | PJ | Capacity-Generation | FOM | 4304208110.9397 | [6 empty] | 0.57748 | 2485572935.3472
LCP_Inputs_ON_Electric_2023_04_03 | 2034 | Wind Onshore | Generation |  | PJ | Capacity-Generation | Flex Adder | 0 | [6 empty] | 0.57748 | 0
LCP_Inputs_ON_Electric_2023_04_03 | 2034 | Wind Onshore | Generation |  | WC | Capacity-Generation | FOM | 0 | [6 empty] | 0.57748 | 0
LCP_Inputs_ON_Electric_2023_04_03 | 2034 | Wind Onshore | Generation |  | WC | Capacity-Generation | Flex Adder | 0 | [6 empty] | 0.57748 | 0
LCP_Inputs_ON_Electric_2023_04_03 | 2035 | Anaerobic Digestion | Generation |  | ON | Capacity-Generation | FOM | 0 | [6 empty] | 0.55526 | 0
LCP_Inputs_ON_Electric_2023_04_03 | 2035 | Anaerobic Digestion | Generation |  | ON | Capacity-Generation | Flex Adder | 0 | [6 empty] | 0.55526 | 0
LCP_Inputs_ON_Electric_2023_04_03 | 2035 | Battery Storage | Storage |  | ON | Capacity-Storage | FOM | 0 | [6 empty] | 0.55526 | 0
LCP_Inputs_ON_Electric_2023_04_03 | 2035 | Battery Storage | Storage |  | ON | Capacity-Storage | Flex Adder | 0 | [6 empty] | 0.55526 | 0
LCP_Inputs_ON_Electric_2023_04_03 | 2035 | CH4 + CCS | Generation |  | ON | Capacity-Generation | FOM | 0 | [6 empty] | 0.55526 | 0
LCP_Inputs_ON_Electric_2023_04_03 | 2035 | CH4 + CCS | Generation |  | ON | Capacity-Generation | Flex Adder | 0 | [6 empty] | 0.55526 | 0
LCP_Inputs_ON_Electric_2023_04_03 | 2035 | Electrolyser 2020/2030 | Crossload |  | ON | Capacity-Crossload | FOM | 0 | [6 empty] | 0.55526 | 0
LCP_Inputs_ON_Electric_2023_04_03 | 2035 | Electrolyser 2020/2030 | Crossload |  | ON | Capacity-Crossload | Flex Adder | 0 | [6 empty] | 0.55526 | 0
LCP_Inputs_ON_Electric_2023_04_03 | 2035 | Generic - Generator | Generation |  | MI | Capacity-Generation | FOM | 0 | [6 empty] | 0.55526 | 0
LCP_Inputs_ON_Electric_2023_04_03 | 2035 | Generic - Generator | Generation |  | MI | Capacity-Generation | Flex Adder | 0 | [6 empty] | 0.55526 | 0
LCP_Inputs_ON_Electric_2023_04_03 | 2035 | Generic - Generator | Generation |  | NY | Capacity-Generation | FOM | 0 | [6 empty] | 0.55526 | 0
LCP_Inputs_ON_Electric_2023_04_03 | 2035 | Generic - Generator | Generation |  | NY | Capacity-Generation | Flex Adder | 0 | [6 empty] | 0.55526 | 0
LCP_Inputs_ON_Electric_2023_04_03 | 2035 | Generic - Generator | Generation |  | PJ | Capacity-Generation | FOM | 0 | [6 empty] | 0.55526 | 0
LCP_Inputs_ON_Electric_2023_04_03 | 2035 | Generic - Generator | Generation |  | PJ | Capacity-Generation | Flex Adder | 0 | [6 empty] | 0.55526 | 0
LCP_Inputs_ON_Electric_2023_04_03 | 2035 | Generic - Generator | Generation |  | QC | Capacity-Generation | FOM | 0 | [6 empty] | 0.55526 | 0
LCP_Inputs_ON_Electric_2023_04_03 | 2035 | Generic - Generator | Generation |  | QC | Capacity-Generation | Flex Adder | 0 | [6 empty] | 0.55526 | 0
LCP_Inputs_ON_Electric_2023_04_03 | 2035 | Generic - Generator | Generation |  | WC | Capacity-Generation | FOM | 0 | [6 empty] | 0.55526 | 0
LCP_Inputs_ON_Electric_2023_04_03 | 2035 | Generic - Generator | Generation |  | WC | Capacity-Generation | Flex Adder | 0 | [6 empty] | 0.55526 | 0
LCP_Inputs_ON_Electric_2023_04_03 | 2035 | H2 Salt Cavern Storage - ON | Storage |  | ON | Capacity-Storage | FOM | 0 | [6 empty] | 0.55526 | 0
LCP_Inputs_ON_Electric_2023_04_03 | 2035 | H2 Salt Cavern Storage - ON | Storage |  | ON | Capacity-Storage | Flex Adder | 0 | [6 empty] | 0.55526 | 0
LCP_Inputs_ON_Electric_2023_04_03 | 2035 | O/CCGT - H2 New | Crossload |  | ON | Capacity-Crossload | FOM | 117536027.6028 | [6 empty] | 0.55526 | 65263583.9177
LCP_Inputs_ON_Electric_2023_04_03 | 2035 | O/CCGT - H2 New | Crossload |  | ON | Capacity-Crossload | Flex Adder | 0 | [6 empty] | 0.55526 | 0
LCP_Inputs_ON_Electric_2023_04_03 | 2035 | SMR CCS | Crossload |  | ON | Capacity-Crossload | FOM | 178985875.0007 | [6 empty] | 0.55526 | 99384502.875
LCP_Inputs_ON_Electric_2023_04_03 | 2035 | SMR CCS | Crossload |  | ON | Capacity-Crossload | Flex Adder | 0 | [6 empty] | 0.55526 | 0
LCP_Inputs_ON_Electric_2023_04_03 | 2035 | SMR CCS | Crossload |  | WC | Capacity-Crossload | FOM | 0 | [6 empty] | 0.55526 | 0
LCP_Inputs_ON_Electric_2023_04_03 | 2035 | SMR CCS | Crossload |  | WC | Capacity-Crossload | Flex Adder | 0 | [6 empty] | 0.55526 | 0
LCP_Inputs_ON_Electric_2023_04_03 | 2035 | Solar PV | Generation |  | ON | Capacity-Generation | FOM | 65207125.8797 | [6 empty] | 0.55526 | 36207202.3249
LCP_Inputs_ON_Electric_2023_04_03 | 2035 | Solar PV | Generation |  | ON | Capacity-Generation | Flex Adder | 0 | [6 empty] | 0.55526 | 0
LCP_Inputs_ON_Electric_2023_04_03 | 2035 | Solar PV | Generation |  | WC | Capacity-Generation | FOM | 0 | [6 empty] | 0.55526 | 0
LCP_Inputs_ON_Electric_2023_04_03 | 2035 | Solar PV | Generation |  | WC | Capacity-Generation | Flex Adder | 0 | [6 empty] | 0.55526 | 0
LCP_Inputs_ON_Electric_2023_04_03 | 2035 | Wind Onshore | Generation |  | MI | Capacity-Generation | FOM | 826368933.1624 | [6 empty] | 0.55526 | 458853334.7301
LCP_Inputs_ON_Electric_2023_04_03 | 2035 | Wind Onshore | Generation |  | MI | Capacity-Generation | Flex Adder | 0 | [6 empty] | 0.55526 | 0
LCP_Inputs_ON_Electric_2023_04_03 | 2035 | Wind Onshore | Generation |  | NY | Capacity-Generation | FOM | 264562606.8411 | [6 empty] | 0.55526 | 146902224.3242
LCP_Inputs_ON_Electric_2023_04_03 | 2035 | Wind Onshore | Generation |  | NY | Capacity-Generation | Flex Adder | 0 | [6 empty] | 0.55526 | 0
LCP_Inputs_ON_Electric_2023_04_03 | 2035 | Wind Onshore | Generation |  | ON | Capacity-Generation | FOM | 375000000 | [6 empty] | 0.55526 | 208224188.5175
LCP_Inputs_ON_Electric_2023_04_03 | 2035 | Wind Onshore | Generation |  | ON | Capacity-Generation | Flex Adder | 0 | [6 empty] | 0.55526 | 0
LCP_Inputs_ON_Electric_2023_04_03 | 2035 | Wind Onshore | Generation |  | PJ | Capacity-Generation | FOM | 4304208110.9397 | [6 empty] | 0.55526 | 2389973976.2954
LCP_Inputs_ON_Electric_2023_04_03 | 2035 | Wind Onshore | Generation |  | PJ | Capacity-Generation | Flex Adder | 0 | [6 empty] | 0.55526 | 0
LCP_Inputs_ON_Electric_2023_04_03 | 2035 | Wind Onshore | Generation |  | WC | Capacity-Generation | FOM | 0 | [6 empty] | 0.55526 | 0
LCP_Inputs_ON_Electric_2023_04_03 | 2035 | Wind Onshore | Generation |  | WC | Capacity-Generation | Flex Adder | 0 | [6 empty] | 0.55526 | 0
LCP_Inputs_ON_Electric_2023_04_03 | 2036 | Anaerobic Digestion | Generation |  | ON | Capacity-Generation | FOM | 0 | [6 empty] | 0.53391 | 0
LCP_Inputs_ON_Electric_2023_04_03 | 2036 | Anaerobic Digestion | Generation |  | ON | Capacity-Generation | Flex Adder | 0 | [6 empty] | 0.53391 | 0
LCP_Inputs_ON_Electric_2023_04_03 | 2036 | Battery Storage | Storage |  | ON | Capacity-Storage | FOM | 0 | [6 empty] | 0.53391 | 0
LCP_Inputs_ON_Electric_2023_04_03 | 2036 | Battery Storage | Storage |  | ON | Capacity-Storage | Flex Adder | 0 | [6 empty] | 0.53391 | 0
LCP_Inputs_ON_Electric_2023_04_03 | 2036 | CH4 + CCS | Generation |  | ON | Capacity-Generation | FOM | 0 | [6 empty] | 0.53391 | 0
LCP_Inputs_ON_Electric_2023_04_03 | 2036 | CH4 + CCS | Generation |  | ON | Capacity-Generation | Flex Adder | 0 | [6 empty] | 0.53391 | 0
LCP_Inputs_ON_Electric_2023_04_03 | 2036 | Electrolyser 2020/2030 | Crossload |  | ON | Capacity-Crossload | FOM | 0 | [6 empty] | 0.53391 | 0
LCP_Inputs_ON_Electric_2023_04_03 | 2036 | Electrolyser 2020/2030 | Crossload |  | ON | Capacity-Crossload | Flex Adder | 0 | [6 empty] | 0.53391 | 0
LCP_Inputs_ON_Electric_2023_04_03 | 2036 | Generic - Generator | Generation |  | MI | Capacity-Generation | FOM | 0 | [6 empty] | 0.53391 | 0
LCP_Inputs_ON_Electric_2023_04_03 | 2036 | Generic - Generator | Generation |  | MI | Capacity-Generation | Flex Adder | 0 | [6 empty] | 0.53391 | 0
LCP_Inputs_ON_Electric_2023_04_03 | 2036 | Generic - Generator | Generation |  | NY | Capacity-Generation | FOM | 0 | [6 empty] | 0.53391 | 0
LCP_Inputs_ON_Electric_2023_04_03 | 2036 | Generic - Generator | Generation |  | NY | Capacity-Generation | Flex Adder | 0 | [6 empty] | 0.53391 | 0
LCP_Inputs_ON_Electric_2023_04_03 | 2036 | Generic - Generator | Generation |  | PJ | Capacity-Generation | FOM | 0 | [6 empty] | 0.53391 | 0
LCP_Inputs_ON_Electric_2023_04_03 | 2036 | Generic - Generator | Generation |  | PJ | Capacity-Generation | Flex Adder | 0 | [6 empty] | 0.53391 | 0
LCP_Inputs_ON_Electric_2023_04_03 | 2036 | Generic - Generator | Generation |  | QC | Capacity-Generation | FOM | 0 | [6 empty] | 0.53391 | 0
LCP_Inputs_ON_Electric_2023_04_03 | 2036 | Generic - Generator | Generation |  | QC | Capacity-Generation | Flex Adder | 0 | [6 empty] | 0.53391 | 0
LCP_Inputs_ON_Electric_2023_04_03 | 2036 | Generic - Generator | Generation |  | WC | Capacity-Generation | FOM | 0 | [6 empty] | 0.53391 | 0
LCP_Inputs_ON_Electric_2023_04_03 | 2036 | Generic - Generator | Generation |  | WC | Capacity-Generation | Flex Adder | 0 | [6 empty] | 0.53391 | 0
LCP_Inputs_ON_Electric_2023_04_03 | 2036 | H2 Salt Cavern Storage - ON | Storage |  | ON | Capacity-Storage | FOM | 0 | [6 empty] | 0.53391 | 0
LCP_Inputs_ON_Electric_2023_04_03 | 2036 | H2 Salt Cavern Storage - ON | Storage |  | ON | Capacity-Storage | Flex Adder | 0 | [6 empty] | 0.53391 | 0
LCP_Inputs_ON_Electric_2023_04_03 | 2036 | O/CCGT - H2 New | Crossload |  | ON | Capacity-Crossload | FOM | 117536027.6028 | [6 empty] | 0.53391 | 62753446.0748
LCP_Inputs_ON_Electric_2023_04_03 | 2036 | O/CCGT - H2 New | Crossload |  | ON | Capacity-Crossload | Flex Adder | 0 | [6 empty] | 0.53391 | 0
LCP_Inputs_ON_Electric_2023_04_03 | 2036 | SMR CCS | Crossload |  | ON | Capacity-Crossload | FOM | 178985875.0007 | [6 empty] | 0.53391 | 95562021.9952
LCP_Inputs_ON_Electric_2023_04_03 | 2036 | SMR CCS | Crossload |  | ON | Capacity-Crossload | Flex Adder | 0 | [6 empty] | 0.53391 | 0
LCP_Inputs_ON_Electric_2023_04_03 | 2036 | SMR CCS | Crossload |  | WC | Capacity-Crossload | FOM | 0 | [6 empty] | 0.53391 | 0
LCP_Inputs_ON_Electric_2023_04_03 | 2036 | SMR CCS | Crossload |  | WC | Capacity-Crossload | Flex Adder | 0 | [6 empty] | 0.53391 | 0
LCP_Inputs_ON_Electric_2023_04_03 | 2036 | Solar PV | Generation |  | ON | Capacity-Generation | FOM | 65207125.8797 | [6 empty] | 0.53391 | 34814617.6201
LCP_Inputs_ON_Electric_2023_04_03 | 2036 | Solar PV | Generation |  | ON | Capacity-Generation | Flex Adder | 0 | [6 empty] | 0.53391 | 0
LCP_Inputs_ON_Electric_2023_04_03 | 2036 | Solar PV | Generation |  | WC | Capacity-Generation | FOM | 0 | [6 empty] | 0.53391 | 0
LCP_Inputs_ON_Electric_2023_04_03 | 2036 | Solar PV | Generation |  | WC | Capacity-Generation | Flex Adder | 0 | [6 empty] | 0.53391 | 0
LCP_Inputs_ON_Electric_2023_04_03 | 2036 | Wind Onshore | Generation |  | MI | Capacity-Generation | FOM | 826368933.1624 | [6 empty] | 0.53391 | 441205129.5482
LCP_Inputs_ON_Electric_2023_04_03 | 2036 | Wind Onshore | Generation |  | MI | Capacity-Generation | Flex Adder | 0 | [6 empty] | 0.53391 | 0
LCP_Inputs_ON_Electric_2023_04_03 | 2036 | Wind Onshore | Generation |  | NY | Capacity-Generation | FOM | 264562606.8411 | [6 empty] | 0.53391 | 141252138.7732
LCP_Inputs_ON_Electric_2023_04_03 | 2036 | Wind Onshore | Generation |  | NY | Capacity-Generation | Flex Adder | 0 | [6 empty] | 0.53391 | 0
LCP_Inputs_ON_Electric_2023_04_03 | 2036 | Wind Onshore | Generation |  | ON | Capacity-Generation | FOM | 375000000 | [6 empty] | 0.53391 | 200215565.8822
LCP_Inputs_ON_Electric_2023_04_03 | 2036 | Wind Onshore | Generation |  | ON | Capacity-Generation | Flex Adder | 0 | [6 empty] | 0.53391 | 0
LCP_Inputs_ON_Electric_2023_04_03 | 2036 | Wind Onshore | Generation |  | PJ | Capacity-Generation | FOM | 4304208110.9397 | [6 empty] | 0.53391 | 2298051900.284
LCP_Inputs_ON_Electric_2023_04_03 | 2036 | Wind Onshore | Generation |  | PJ | Capacity-Generation | Flex Adder | 0 | [6 empty] | 0.53391 | 0
LCP_Inputs_ON_Electric_2023_04_03 | 2036 | Wind Onshore | Generation |  | WC | Capacity-Generation | FOM | 0 | [6 empty] | 0.53391 | 0
LCP_Inputs_ON_Electric_2023_04_03 | 2036 | Wind Onshore | Generation |  | WC | Capacity-Generation | Flex Adder | 0 | [6 empty] | 0.53391 | 0
LCP_Inputs_ON_Electric_2023_04_03 | 2037 | Anaerobic Digestion | Generation |  | ON | Capacity-Generation | FOM | 0 | [6 empty] | 0.51337 | 0
LCP_Inputs_ON_Electric_2023_04_03 | 2037 | Anaerobic Digestion | Generation |  | ON | Capacity-Generation | Flex Adder | 0 | [6 empty] | 0.51337 | 0
LCP_Inputs_ON_Electric_2023_04_03 | 2037 | Battery Storage | Storage |  | ON | Capacity-Storage | FOM | 0 | [6 empty] | 0.51337 | 0
LCP_Inputs_ON_Electric_2023_04_03 | 2037 | Battery Storage | Storage |  | ON | Capacity-Storage | Flex Adder | 0 | [6 empty] | 0.51337 | 0
LCP_Inputs_ON_Electric_2023_04_03 | 2037 | CH4 + CCS | Generation |  | ON | Capacity-Generation | FOM | 0 | [6 empty] | 0.51337 | 0
LCP_Inputs_ON_Electric_2023_04_03 | 2037 | CH4 + CCS | Generation |  | ON | Capacity-Generation | Flex Adder | 0 | [6 empty] | 0.51337 | 0
LCP_Inputs_ON_Electric_2023_04_03 | 2037 | Electrolyser 2020/2030 | Crossload |  | ON | Capacity-Crossload | FOM | 0 | [6 empty] | 0.51337 | 0
LCP_Inputs_ON_Electric_2023_04_03 | 2037 | Electrolyser 2020/2030 | Crossload |  | ON | Capacity-Crossload | Flex Adder | 0 | [6 empty] | 0.51337 | 0
LCP_Inputs_ON_Electric_2023_04_03 | 2037 | Generic - Generator | Generation |  | MI | Capacity-Generation | FOM | 0 | [6 empty] | 0.51337 | 0
LCP_Inputs_ON_Electric_2023_04_03 | 2037 | Generic - Generator | Generation |  | MI | Capacity-Generation | Flex Adder | 0 | [6 empty] | 0.51337 | 0
LCP_Inputs_ON_Electric_2023_04_03 | 2037 | Generic - Generator | Generation |  | NY | Capacity-Generation | FOM | 0 | [6 empty] | 0.51337 | 0
LCP_Inputs_ON_Electric_2023_04_03 | 2037 | Generic - Generator | Generation |  | NY | Capacity-Generation | Flex Adder | 0 | [6 empty] | 0.51337 | 0
LCP_Inputs_ON_Electric_2023_04_03 | 2037 | Generic - Generator | Generation |  | PJ | Capacity-Generation | FOM | 0 | [6 empty] | 0.51337 | 0
LCP_Inputs_ON_Electric_2023_04_03 | 2037 | Generic - Generator | Generation |  | PJ | Capacity-Generation | Flex Adder | 0 | [6 empty] | 0.51337 | 0
LCP_Inputs_ON_Electric_2023_04_03 | 2037 | Generic - Generator | Generation |  | QC | Capacity-Generation | FOM | 0 | [6 empty] | 0.51337 | 0
LCP_Inputs_ON_Electric_2023_04_03 | 2037 | Generic - Generator | Generation |  | QC | Capacity-Generation | Flex Adder | 0 | [6 empty] | 0.51337 | 0
LCP_Inputs_ON_Electric_2023_04_03 | 2037 | Generic - Generator | Generation |  | WC | Capacity-Generation | FOM | 0 | [6 empty] | 0.51337 | 0
LCP_Inputs_ON_Electric_2023_04_03 | 2037 | Generic - Generator | Generation |  | WC | Capacity-Generation | Flex Adder | 0 | [6 empty] | 0.51337 | 0
LCP_Inputs_ON_Electric_2023_04_03 | 2037 | H2 Salt Cavern Storage - ON | Storage |  | ON | Capacity-Storage | FOM | 0 | [6 empty] | 0.51337 | 0
LCP_Inputs_ON_Electric_2023_04_03 | 2037 | H2 Salt Cavern Storage - ON | Storage |  | ON | Capacity-Storage | Flex Adder | 0 | [6 empty] | 0.51337 | 0
LCP_Inputs_ON_Electric_2023_04_03 | 2037 | O/CCGT - H2 New | Crossload |  | ON | Capacity-Crossload | FOM | 117536027.6028 | [6 empty] | 0.51337 | 60339851.995
LCP_Inputs_ON_Electric_2023_04_03 | 2037 | O/CCGT - H2 New | Crossload |  | ON | Capacity-Crossload | Flex Adder | 0 | [6 empty] | 0.51337 | 0
LCP_Inputs_ON_Electric_2023_04_03 | 2037 | SMR CCS | Crossload |  | ON | Capacity-Crossload | FOM | 178985875.0007 | [6 empty] | 0.51337 | 91886559.6107
LCP_Inputs_ON_Electric_2023_04_03 | 2037 | SMR CCS | Crossload |  | ON | Capacity-Crossload | Flex Adder | 0 | [6 empty] | 0.51337 | 0
LCP_Inputs_ON_Electric_2023_04_03 | 2037 | SMR CCS | Crossload |  | WC | Capacity-Crossload | FOM | 0 | [6 empty] | 0.51337 | 0
LCP_Inputs_ON_Electric_2023_04_03 | 2037 | SMR CCS | Crossload |  | WC | Capacity-Crossload | Flex Adder | 0 | [6 empty] | 0.51337 | 0
LCP_Inputs_ON_Electric_2023_04_03 | 2037 | Solar PV | Generation |  | ON | Capacity-Generation | FOM | 65207125.8797 | [6 empty] | 0.51337 | 33475593.8655
LCP_Inputs_ON_Electric_2023_04_03 | 2037 | Solar PV | Generation |  | ON | Capacity-Generation | Flex Adder | 0 | [6 empty] | 0.51337 | 0
LCP_Inputs_ON_Electric_2023_04_03 | 2037 | Solar PV | Generation |  | WC | Capacity-Generation | FOM | 0 | [6 empty] | 0.51337 | 0
LCP_Inputs_ON_Electric_2023_04_03 | 2037 | Solar PV | Generation |  | WC | Capacity-Generation | Flex Adder | 0 | [6 empty] | 0.51337 | 0
LCP_Inputs_ON_Electric_2023_04_03 | 2037 | Wind Onshore | Generation |  | MI | Capacity-Generation | FOM | 826368933.1624 | [6 empty] | 0.51337 | 424235701.4887
LCP_Inputs_ON_Electric_2023_04_03 | 2037 | Wind Onshore | Generation |  | MI | Capacity-Generation | Flex Adder | 0 | [6 empty] | 0.51337 | 0
LCP_Inputs_ON_Electric_2023_04_03 | 2037 | Wind Onshore | Generation |  | NY | Capacity-Generation | FOM | 264562606.8411 | [6 empty] | 0.51337 | 135819364.205
LCP_Inputs_ON_Electric_2023_04_03 | 2037 | Wind Onshore | Generation |  | NY | Capacity-Generation | Flex Adder | 0 | [6 empty] | 0.51337 | 0
LCP_Inputs_ON_Electric_2023_04_03 | 2037 | Wind Onshore | Generation |  | ON | Capacity-Generation | FOM | 375000000 | [6 empty] | 0.51337 | 192514967.1944
LCP_Inputs_ON_Electric_2023_04_03 | 2037 | Wind Onshore | Generation |  | ON | Capacity-Generation | Flex Adder | 0 | [6 empty] | 0.51337 | 0
LCP_Inputs_ON_Electric_2023_04_03 | 2037 | Wind Onshore | Generation |  | PJ | Capacity-Generation | FOM | 4304208110.9397 | [6 empty] | 0.51337 | 2209665288.7346
LCP_Inputs_ON_Electric_2023_04_03 | 2037 | Wind Onshore | Generation |  | PJ | Capacity-Generation | Flex Adder | 0 | [6 empty] | 0.51337 | 0
LCP_Inputs_ON_Electric_2023_04_03 | 2037 | Wind Onshore | Generation |  | WC | Capacity-Generation | FOM | 0 | [6 empty] | 0.51337 | 0
LCP_Inputs_ON_Electric_2023_04_03 | 2037 | Wind Onshore | Generation |  | WC | Capacity-Generation | Flex Adder | 0 | [6 empty] | 0.51337 | 0
LCP_Inputs_ON_Electric_2023_04_03 | 2038 | Anaerobic Digestion | Generation |  | ON | Capacity-Generation | FOM | 0 | [6 empty] | 0.49363 | 0
LCP_Inputs_ON_Electric_2023_04_03 | 2038 | Anaerobic Digestion | Generation |  | ON | Capacity-Generation | Flex Adder | 0 | [6 empty] | 0.49363 | 0
LCP_Inputs_ON_Electric_2023_04_03 | 2038 | Battery Storage | Storage |  | ON | Capacity-Storage | FOM | 0 | [6 empty] | 0.49363 | 0
LCP_Inputs_ON_Electric_2023_04_03 | 2038 | Battery Storage | Storage |  | ON | Capacity-Storage | Flex Adder | 0 | [6 empty] | 0.49363 | 0
LCP_Inputs_ON_Electric_2023_04_03 | 2038 | CH4 + CCS | Generation |  | ON | Capacity-Generation | FOM | 0 | [6 empty] | 0.49363 | 0
LCP_Inputs_ON_Electric_2023_04_03 | 2038 | CH4 + CCS | Generation |  | ON | Capacity-Generation | Flex Adder | 0 | [6 empty] | 0.49363 | 0
LCP_Inputs_ON_Electric_2023_04_03 | 2038 | Electrolyser 2020/2030 | Crossload |  | ON | Capacity-Crossload | FOM | 0 | [6 empty] | 0.49363 | 0
LCP_Inputs_ON_Electric_2023_04_03 | 2038 | Electrolyser 2020/2030 | Crossload |  | ON | Capacity-Crossload | Flex Adder | 0 | [6 empty] | 0.49363 | 0
LCP_Inputs_ON_Electric_2023_04_03 | 2038 | Generic - Generator | Generation |  | MI | Capacity-Generation | FOM | 0 | [6 empty] | 0.49363 | 0
LCP_Inputs_ON_Electric_2023_04_03 | 2038 | Generic - Generator | Generation |  | MI | Capacity-Generation | Flex Adder | 0 | [6 empty] | 0.49363 | 0
LCP_Inputs_ON_Electric_2023_04_03 | 2038 | Generic - Generator | Generation |  | NY | Capacity-Generation | FOM | 0 | [6 empty] | 0.49363 | 0
LCP_Inputs_ON_Electric_2023_04_03 | 2038 | Generic - Generator | Generation |  | NY | Capacity-Generation | Flex Adder | 0 | [6 empty] | 0.49363 | 0
LCP_Inputs_ON_Electric_2023_04_03 | 2038 | Generic - Generator | Generation |  | PJ | Capacity-Generation | FOM | 0 | [6 empty] | 0.49363 | 0
LCP_Inputs_ON_Electric_2023_04_03 | 2038 | Generic - Generator | Generation |  | PJ | Capacity-Generation | Flex Adder | 0 | [6 empty] | 0.49363 | 0
LCP_Inputs_ON_Electric_2023_04_03 | 2038 | Generic - Generator | Generation |  | QC | Capacity-Generation | FOM | 0 | [6 empty] | 0.49363 | 0
LCP_Inputs_ON_Electric_2023_04_03 | 2038 | Generic - Generator | Generation |  | QC | Capacity-Generation | Flex Adder | 0 | [6 empty] | 0.49363 | 0
LCP_Inputs_ON_Electric_2023_04_03 | 2038 | Generic - Generator | Generation |  | WC | Capacity-Generation | FOM | 0 | [6 empty] | 0.49363 | 0
LCP_Inputs_ON_Electric_2023_04_03 | 2038 | Generic - Generator | Generation |  | WC | Capacity-Generation | Flex Adder | 0 | [6 empty] | 0.49363 | 0
LCP_Inputs_ON_Electric_2023_04_03 | 2038 | H2 Salt Cavern Storage - ON | Storage |  | ON | Capacity-Storage | FOM | 0 | [6 empty] | 0.49363 | 0
LCP_Inputs_ON_Electric_2023_04_03 | 2038 | H2 Salt Cavern Storage - ON | Storage |  | ON | Capacity-Storage | Flex Adder | 0 | [6 empty] | 0.49363 | 0
LCP_Inputs_ON_Electric_2023_04_03 | 2038 | O/CCGT - H2 New | Crossload |  | ON | Capacity-Crossload | FOM | 117536027.6028 | [6 empty] | 0.49363 | 58019088.4567
LCP_Inputs_ON_Electric_2023_04_03 | 2038 | O/CCGT - H2 New | Crossload |  | ON | Capacity-Crossload | Flex Adder | 0 | [6 empty] | 0.49363 | 0
LCP_Inputs_ON_Electric_2023_04_03 | 2038 | SMR CCS | Crossload |  | ON | Capacity-Crossload | FOM | 178985875.0007 | [6 empty] | 0.49363 | 88352461.1642
LCP_Inputs_ON_Electric_2023_04_03 | 2038 | SMR CCS | Crossload |  | ON | Capacity-Crossload | Flex Adder | 0 | [6 empty] | 0.49363 | 0
LCP_Inputs_ON_Electric_2023_04_03 | 2038 | SMR CCS | Crossload |  | WC | Capacity-Crossload | FOM | 0 | [6 empty] | 0.49363 | 0
LCP_Inputs_ON_Electric_2023_04_03 | 2038 | SMR CCS | Crossload |  | WC | Capacity-Crossload | Flex Adder | 0 | [6 empty] | 0.49363 | 0
LCP_Inputs_ON_Electric_2023_04_03 | 2038 | Solar PV | Generation |  | ON | Capacity-Generation | FOM | 65207125.8797 | [6 empty] | 0.49363 | 32188071.0245
LCP_Inputs_ON_Electric_2023_04_03 | 2038 | Solar PV | Generation |  | ON | Capacity-Generation | Flex Adder | 0 | [6 empty] | 0.49363 | 0
LCP_Inputs_ON_Electric_2023_04_03 | 2038 | Solar PV | Generation |  | WC | Capacity-Generation | FOM | 0 | [6 empty] | 0.49363 | 0
LCP_Inputs_ON_Electric_2023_04_03 | 2038 | Solar PV | Generation |  | WC | Capacity-Generation | Flex Adder | 0 | [6 empty] | 0.49363 | 0
LCP_Inputs_ON_Electric_2023_04_03 | 2038 | Wind Onshore | Generation |  | MI | Capacity-Generation | FOM | 826368933.1624 | [6 empty] | 0.49363 | 407918943.7391
LCP_Inputs_ON_Electric_2023_04_03 | 2038 | Wind Onshore | Generation |  | MI | Capacity-Generation | Flex Adder | 0 | [6 empty] | 0.49363 | 0
LCP_Inputs_ON_Electric_2023_04_03 | 2038 | Wind Onshore | Generation |  | NY | Capacity-Generation | FOM | 264562606.8411 | [6 empty] | 0.49363 | 130595542.5048
LCP_Inputs_ON_Electric_2023_04_03 | 2038 | Wind Onshore | Generation |  | NY | Capacity-Generation | Flex Adder | 0 | [6 empty] | 0.49363 | 0
LCP_Inputs_ON_Electric_2023_04_03 | 2038 | Wind Onshore | Generation |  | ON | Capacity-Generation | FOM | 375000000 | [6 empty] | 0.49363 | 185110545.3792
LCP_Inputs_ON_Electric_2023_04_03 | 2038 | Wind Onshore | Generation |  | ON | Capacity-Generation | Flex Adder | 0 | [6 empty] | 0.49363 | 0
LCP_Inputs_ON_Electric_2023_04_03 | 2038 | Wind Onshore | Generation |  | PJ | Capacity-Generation | FOM | 4304208110.9397 | [6 empty] | 0.49363 | 2124678162.2448
LCP_Inputs_ON_Electric_2023_04_03 | 2038 | Wind Onshore | Generation |  | PJ | Capacity-Generation | Flex Adder | 0 | [6 empty] | 0.49363 | 0
LCP_Inputs_ON_Electric_2023_04_03 | 2038 | Wind Onshore | Generation |  | WC | Capacity-Generation | FOM | 0 | [6 empty] | 0.49363 | 0
LCP_Inputs_ON_Electric_2023_04_03 | 2038 | Wind Onshore | Generation |  | WC | Capacity-Generation | Flex Adder | 0 | [6 empty] | 0.49363 | 0
LCP_Inputs_ON_Electric_2023_04_03 | 2039 | Anaerobic Digestion | Generation |  | ON | Capacity-Generation | FOM | 0 | [6 empty] | 0.47464 | 0
LCP_Inputs_ON_Electric_2023_04_03 | 2039 | Anaerobic Digestion | Generation |  | ON | Capacity-Generation | Flex Adder | 0 | [6 empty] | 0.47464 | 0
LCP_Inputs_ON_Electric_2023_04_03 | 2039 | Battery Storage | Storage |  | ON | Capacity-Storage | FOM | 0 | [6 empty] | 0.47464 | 0
LCP_Inputs_ON_Electric_2023_04_03 | 2039 | Battery Storage | Storage |  | ON | Capacity-Storage | Flex Adder | 0 | [6 empty] | 0.47464 | 0
LCP_Inputs_ON_Electric_2023_04_03 | 2039 | CH4 + CCS | Generation |  | ON | Capacity-Generation | FOM | 0 | [6 empty] | 0.47464 | 0
LCP_Inputs_ON_Electric_2023_04_03 | 2039 | CH4 + CCS | Generation |  | ON | Capacity-Generation | Flex Adder | 0 | [6 empty] | 0.47464 | 0
LCP_Inputs_ON_Electric_2023_04_03 | 2039 | Electrolyser 2020/2030 | Crossload |  | ON | Capacity-Crossload | FOM | 0 | [6 empty] | 0.47464 | 0
LCP_Inputs_ON_Electric_2023_04_03 | 2039 | Electrolyser 2020/2030 | Crossload |  | ON | Capacity-Crossload | Flex Adder | 0 | [6 empty] | 0.47464 | 0
LCP_Inputs_ON_Electric_2023_04_03 | 2039 | Generic - Generator | Generation |  | MI | Capacity-Generation | FOM | 0 | [6 empty] | 0.47464 | 0
LCP_Inputs_ON_Electric_2023_04_03 | 2039 | Generic - Generator | Generation |  | MI | Capacity-Generation | Flex Adder | 0 | [6 empty] | 0.47464 | 0
LCP_Inputs_ON_Electric_2023_04_03 | 2039 | Generic - Generator | Generation |  | NY | Capacity-Generation | FOM | 0 | [6 empty] | 0.47464 | 0
LCP_Inputs_ON_Electric_2023_04_03 | 2039 | Generic - Generator | Generation |  | NY | Capacity-Generation | Flex Adder | 0 | [6 empty] | 0.47464 | 0
LCP_Inputs_ON_Electric_2023_04_03 | 2039 | Generic - Generator | Generation |  | PJ | Capacity-Generation | FOM | 0 | [6 empty] | 0.47464 | 0
LCP_Inputs_ON_Electric_2023_04_03 | 2039 | Generic - Generator | Generation |  | PJ | Capacity-Generation | Flex Adder | 0 | [6 empty] | 0.47464 | 0
LCP_Inputs_ON_Electric_2023_04_03 | 2039 | Generic - Generator | Generation |  | QC | Capacity-Generation | FOM | 0 | [6 empty] | 0.47464 | 0
LCP_Inputs_ON_Electric_2023_04_03 | 2039 | Generic - Generator | Generation |  | QC | Capacity-Generation | Flex Adder | 0 | [6 empty] | 0.47464 | 0
LCP_Inputs_ON_Electric_2023_04_03 | 2039 | Generic - Generator | Generation |  | WC | Capacity-Generation | FOM | 0 | [6 empty] | 0.47464 | 0
LCP_Inputs_ON_Electric_2023_04_03 | 2039 | Generic - Generator | Generation |  | WC | Capacity-Generation | Flex Adder | 0 | [6 empty] | 0.47464 | 0
LCP_Inputs_ON_Electric_2023_04_03 | 2039 | H2 Salt Cavern Storage - ON | Storage |  | ON | Capacity-Storage | FOM | 0 | [6 empty] | 0.47464 | 0
LCP_Inputs_ON_Electric_2023_04_03 | 2039 | H2 Salt Cavern Storage - ON | Storage |  | ON | Capacity-Storage | Flex Adder | 0 | [6 empty] | 0.47464 | 0
LCP_Inputs_ON_Electric_2023_04_03 | 2039 | O/CCGT - H2 New | Crossload |  | ON | Capacity-Crossload | FOM | 117536027.6028 | [6 empty] | 0.47464 | 55787585.0545
LCP_Inputs_ON_Electric_2023_04_03 | 2039 | O/CCGT - H2 New | Crossload |  | ON | Capacity-Crossload | Flex Adder | 0 | [6 empty] | 0.47464 | 0
LCP_Inputs_ON_Electric_2023_04_03 | 2039 | SMR CCS | Crossload |  | ON | Capacity-Crossload | FOM | 178985875.0007 | [6 empty] | 0.47464 | 84954289.5809
LCP_Inputs_ON_Electric_2023_04_03 | 2039 | SMR CCS | Crossload |  | ON | Capacity-Crossload | Flex Adder | 0 | [6 empty] | 0.47464 | 0
LCP_Inputs_ON_Electric_2023_04_03 | 2039 | SMR CCS | Crossload |  | WC | Capacity-Crossload | FOM | 0 | [6 empty] | 0.47464 | 0
LCP_Inputs_ON_Electric_2023_04_03 | 2039 | SMR CCS | Crossload |  | WC | Capacity-Crossload | Flex Adder | 0 | [6 empty] | 0.47464 | 0
LCP_Inputs_ON_Electric_2023_04_03 | 2039 | Solar PV | Generation |  | ON | Capacity-Generation | FOM | 65207125.8797 | [6 empty] | 0.47464 | 30950068.2928
LCP_Inputs_ON_Electric_2023_04_03 | 2039 | Solar PV | Generation |  | ON | Capacity-Generation | Flex Adder | 0 | [6 empty] | 0.47464 | 0
LCP_Inputs_ON_Electric_2023_04_03 | 2039 | Solar PV | Generation |  | WC | Capacity-Generation | FOM | 0 | [6 empty] | 0.47464 | 0
LCP_Inputs_ON_Electric_2023_04_03 | 2039 | Solar PV | Generation |  | WC | Capacity-Generation | Flex Adder | 0 | [6 empty] | 0.47464 | 0
LCP_Inputs_ON_Electric_2023_04_03 | 2039 | Wind Onshore | Generation |  | MI | Capacity-Generation | FOM | 826368933.1624 | [6 empty] | 0.47464 | 392229753.5953
LCP_Inputs_ON_Electric_2023_04_03 | 2039 | Wind Onshore | Generation |  | MI | Capacity-Generation | Flex Adder | 0 | [6 empty] | 0.47464 | 0
LCP_Inputs_ON_Electric_2023_04_03 | 2039 | Wind Onshore | Generation |  | NY | Capacity-Generation | FOM | 264562606.8411 | [6 empty] | 0.47464 | 125572637.0239
LCP_Inputs_ON_Electric_2023_04_03 | 2039 | Wind Onshore | Generation |  | NY | Capacity-Generation | Flex Adder | 0 | [6 empty] | 0.47464 | 0
LCP_Inputs_ON_Electric_2023_04_03 | 2039 | Wind Onshore | Generation |  | ON | Capacity-Generation | FOM | 375000000 | [6 empty] | 0.47464 | 177990909.0185
LCP_Inputs_ON_Electric_2023_04_03 | 2039 | Wind Onshore | Generation |  | ON | Capacity-Generation | Flex Adder | 0 | [6 empty] | 0.47464 | 0
LCP_Inputs_ON_Electric_2023_04_03 | 2039 | Wind Onshore | Generation |  | PJ | Capacity-Generation | FOM | 4304208110.9397 | [6 empty] | 0.47464 | 2042959771.3893
LCP_Inputs_ON_Electric_2023_04_03 | 2039 | Wind Onshore | Generation |  | PJ | Capacity-Generation | Flex Adder | 0 | [6 empty] | 0.47464 | 0
LCP_Inputs_ON_Electric_2023_04_03 | 2039 | Wind Onshore | Generation |  | WC | Capacity-Generation | FOM | 0 | [6 empty] | 0.47464 | 0
LCP_Inputs_ON_Electric_2023_04_03 | 2039 | Wind Onshore | Generation |  | WC | Capacity-Generation | Flex Adder | 0 | [6 empty] | 0.47464 | 0
LCP_Inputs_ON_Electric_2023_04_03 | 2040 | Anaerobic Digestion | Generation |  | ON | Capacity-Generation | CONE | 368065817.9235 | [6 empty] | 0.45639 | 167980434.6432
LCP_Inputs_ON_Electric_2023_04_03 | 2040 | Anaerobic Digestion | Generation |  | ON | Capacity-Generation | FOM | 167819842.8872 | [6 empty] | 0.45639 | 76590785.6073
LCP_Inputs_ON_Electric_2023_04_03 | 2040 | Anaerobic Digestion | Generation |  | ON | Capacity-Generation | Flex Adder | 0 | [6 empty] | 0.45639 | 0
LCP_Inputs_ON_Electric_2023_04_03 | 2040 | Battery Storage | Storage |  | ON | Capacity-Storage | CONE | 179411078.1998 | [6 empty] | 0.45639 | 81880874.0943
LCP_Inputs_ON_Electric_2023_04_03 | 2040 | Battery Storage | Storage |  | ON | Capacity-Storage | FOM | 6227491.9706 | [6 empty] | 0.45639 | 2842146.0429
LCP_Inputs_ON_Electric_2023_04_03 | 2040 | Battery Storage | Storage |  | ON | Capacity-Storage | Flex Adder | 0 | [6 empty] | 0.45639 | 0
LCP_Inputs_ON_Electric_2023_04_03 | 2040 | Biomass + CCS | Generation |  | ON | Capacity-Generation | CONE | 713939820 | [6 empty] | 0.45639 | 325832814.2213
LCP_Inputs_ON_Electric_2023_04_03 | 2040 | Biomass + CCS | Generation |  | ON | Capacity-Generation | FOM | 80652292.5 | [6 empty] | 0.45639 | 36808653.4782
LCP_Inputs_ON_Electric_2023_04_03 | 2040 | Biomass + CCS | Generation |  | ON | Capacity-Generation | Flex Adder | 0 | [6 empty] | 0.45639 | 0
LCP_Inputs_ON_Electric_2023_04_03 | 2040 | CH4 + CCS | Generation |  | ON | Capacity-Generation | CONE | 8.9909 | [6 empty] | 0.45639 | 4.1033
LCP_Inputs_ON_Electric_2023_04_03 | 2040 | CH4 + CCS | Generation |  | ON | Capacity-Generation | FOM | 0 | [6 empty] | 0.45639 | 0
LCP_Inputs_ON_Electric_2023_04_03 | 2040 | CH4 + CCS | Generation |  | ON | Capacity-Generation | Flex Adder | 0 | [6 empty] | 0.45639 | 0
LCP_Inputs_ON_Electric_2023_04_03 | 2040 | Electrolyser 2020/2030 | Crossload |  | ON | Capacity-Crossload | FOM | 0 | [6 empty] | 0.45639 | 0
LCP_Inputs_ON_Electric_2023_04_03 | 2040 | Electrolyser 2020/2030 | Crossload |  | ON | Capacity-Crossload | Flex Adder | 0 | [6 empty] | 0.45639 | 0
LCP_Inputs_ON_Electric_2023_04_03 | 2040 | Electrolyser 2040 | Crossload |  | ON | Capacity-Crossload | CONE | 0 | [6 empty] | 0.45639 | 0
LCP_Inputs_ON_Electric_2023_04_03 | 2040 | Electrolyser 2040 | Crossload |  | ON | Capacity-Crossload | FOM | 0 | [6 empty] | 0.45639 | 0
LCP_Inputs_ON_Electric_2023_04_03 | 2040 | Electrolyser 2040 | Crossload |  | ON | Capacity-Crossload | Flex Adder | 0 | [6 empty] | 0.45639 | 0
LCP_Inputs_ON_Electric_2023_04_03 | 2040 | Generic - Generator | Generation |  | MI | Capacity-Generation | CONE | 0 | [6 empty] | 0.45639 | 0
LCP_Inputs_ON_Electric_2023_04_03 | 2040 | Generic - Generator | Generation |  | MI | Capacity-Generation | FOM | 0 | [6 empty] | 0.45639 | 0
LCP_Inputs_ON_Electric_2023_04_03 | 2040 | Generic - Generator | Generation |  | MI | Capacity-Generation | Flex Adder | 0 | [6 empty] | 0.45639 | 0
LCP_Inputs_ON_Electric_2023_04_03 | 2040 | Generic - Generator | Generation |  | NY | Capacity-Generation | CONE | 0 | [6 empty] | 0.45639 | 0
LCP_Inputs_ON_Electric_2023_04_03 | 2040 | Generic - Generator | Generation |  | NY | Capacity-Generation | FOM | 0 | [6 empty] | 0.45639 | 0
LCP_Inputs_ON_Electric_2023_04_03 | 2040 | Generic - Generator | Generation |  | NY | Capacity-Generation | Flex Adder | 0 | [6 empty] | 0.45639 | 0
LCP_Inputs_ON_Electric_2023_04_03 | 2040 | Generic - Generator | Generation |  | PJ | Capacity-Generation | CONE | 0 | [6 empty] | 0.45639 | 0
LCP_Inputs_ON_Electric_2023_04_03 | 2040 | Generic - Generator | Generation |  | PJ | Capacity-Generation | FOM | 0 | [6 empty] | 0.45639 | 0
LCP_Inputs_ON_Electric_2023_04_03 | 2040 | Generic - Generator | Generation |  | PJ | Capacity-Generation | Flex Adder | 0 | [6 empty] | 0.45639 | 0
LCP_Inputs_ON_Electric_2023_04_03 | 2040 | Generic - Generator | Generation |  | QC | Capacity-Generation | CONE | 0 | [6 empty] | 0.45639 | 0
LCP_Inputs_ON_Electric_2023_04_03 | 2040 | Generic - Generator | Generation |  | QC | Capacity-Generation | FOM | 0 | [6 empty] | 0.45639 | 0
LCP_Inputs_ON_Electric_2023_04_03 | 2040 | Generic - Generator | Generation |  | QC | Capacity-Generation | Flex Adder | 0 | [6 empty] | 0.45639 | 0
LCP_Inputs_ON_Electric_2023_04_03 | 2040 | Generic - Generator | Generation |  | WC | Capacity-Generation | CONE | 0 | [6 empty] | 0.45639 | 0
LCP_Inputs_ON_Electric_2023_04_03 | 2040 | Generic - Generator | Generation |  | WC | Capacity-Generation | FOM | 0 | [6 empty] | 0.45639 | 0
LCP_Inputs_ON_Electric_2023_04_03 | 2040 | Generic - Generator | Generation |  | WC | Capacity-Generation | Flex Adder | 0 | [6 empty] | 0.45639 | 0
LCP_Inputs_ON_Electric_2023_04_03 | 2040 | H2 Import - WC | Import |  | WC | Capacity-Import | CONE | 63.8602 | [6 empty] | 0.45639 | 29.145
LCP_Inputs_ON_Electric_2023_04_03 | 2040 | H2 Import - WC | Import |  | WC | Capacity-Import | FOM | 0 | [6 empty] | 0.45639 | 0
LCP_Inputs_ON_Electric_2023_04_03 | 2040 | H2 Import - WC | Import |  | WC | Capacity-Import | Flex Adder | 0 | [6 empty] | 0.45639 | 0
LCP_Inputs_ON_Electric_2023_04_03 | 2040 | H2 Salt Cavern Storage - ON | Storage |  | ON | Capacity-Storage | CONE | 44 | [6 empty] | 0.45639 | 20.081
LCP_Inputs_ON_Electric_2023_04_03 | 2040 | H2 Salt Cavern Storage - ON | Storage |  | ON | Capacity-Storage | FOM | 0 | [6 empty] | 0.45639 | 0
LCP_Inputs_ON_Electric_2023_04_03 | 2040 | H2 Salt Cavern Storage - ON | Storage |  | ON | Capacity-Storage | Flex Adder | 0 | [6 empty] | 0.45639 | 0
LCP_Inputs_ON_Electric_2023_04_03 | 2040 | Hydro | Generation |  | ON | Capacity-Generation | CONE | 1138036987.7828 | [6 empty] | 0.45639 | 519385225.5183
LCP_Inputs_ON_Electric_2023_04_03 | 2040 | Hydro | Generation |  | ON | Capacity-Generation | FOM | 45262834.7414 | [6 empty] | 0.45639 | 20657366.924
LCP_Inputs_ON_Electric_2023_04_03 | 2040 | Hydro | Generation |  | ON | Capacity-Generation | Flex Adder | 0 | [6 empty] | 0.45639 | 0
LCP_Inputs_ON_Electric_2023_04_03 | 2040 | Nuclear | Generation |  | ON | Capacity-Generation | CONE | 0 | [6 empty] | 0.45639 | 0
LCP_Inputs_ON_Electric_2023_04_03 | 2040 | Nuclear | Generation |  | ON | Capacity-Generation | FOM | 0 | [6 empty] | 0.45639 | 0
LCP_Inputs_ON_Electric_2023_04_03 | 2040 | Nuclear | Generation |  | ON | Capacity-Generation | Flex Adder | 0 | [6 empty] | 0.45639 | 0
LCP_Inputs_ON_Electric_2023_04_03 | 2040 | Nuclear SMR | Generation |  | ON | Capacity-Generation | CONE | 3960000000 | [6 empty] | 0.45639 | 1807292306.9571
LCP_Inputs_ON_Electric_2023_04_03 | 2040 | Nuclear SMR | Generation |  | ON | Capacity-Generation | FOM | 450000000 | [6 empty] | 0.45639 | 205374125.7906
LCP_Inputs_ON_Electric_2023_04_03 | 2040 | Nuclear SMR | Generation |  | ON | Capacity-Generation | Flex Adder | 0 | [6 empty] | 0.45639 | 0
LCP_Inputs_ON_Electric_2023_04_03 | 2040 | O/CCGT - H2 New | Crossload |  | ON | Capacity-Crossload | CONE | 5009400000 | [6 empty] | 0.45639 | 2286224768.3007
LCP_Inputs_ON_Electric_2023_04_03 | 2040 | O/CCGT - H2 New | Crossload |  | ON | Capacity-Crossload | FOM | 462536027.6028 | [6 empty] | 0.45639 | 211095405.1457
LCP_Inputs_ON_Electric_2023_04_03 | 2040 | O/CCGT - H2 New | Crossload |  | ON | Capacity-Crossload | Flex Adder | 0 | [6 empty] | 0.45639 | 0
LCP_Inputs_ON_Electric_2023_04_03 | 2040 | SMR CCS | Crossload |  | ON | Capacity-Crossload | CONE | 4146759925.3048 | [6 empty] | 0.45639 | 1892527098.9397
LCP_Inputs_ON_Electric_2023_04_03 | 2040 | SMR CCS | Crossload |  | ON | Capacity-Crossload | FOM | 461719506.2715 | [6 empty] | 0.45639 | 210722755.4688
LCP_Inputs_ON_Electric_2023_04_03 | 2040 | SMR CCS | Crossload |  | ON | Capacity-Crossload | Flex Adder | 0 | [6 empty] | 0.45639 | 0
LCP_Inputs_ON_Electric_2023_04_03 | 2040 | SMR CCS | Crossload |  | WC | Capacity-Crossload | CONE | 0 | [6 empty] | 0.45639 | 0
LCP_Inputs_ON_Electric_2023_04_03 | 2040 | SMR CCS | Crossload |  | WC | Capacity-Crossload | FOM | 0 | [6 empty] | 0.45639 | 0
LCP_Inputs_ON_Electric_2023_04_03 | 2040 | SMR CCS | Crossload |  | WC | Capacity-Crossload | Flex Adder | 0 | [6 empty] | 0.45639 | 0
LCP_Inputs_ON_Electric_2023_04_03 | 2040 | Solar PV | Generation |  | ON | Capacity-Generation | CONE | 64019919.1818 | [6 empty] | 0.45639 | 29217855.4115
LCP_Inputs_ON_Electric_2023_04_03 | 2040 | Solar PV | Generation |  | ON | Capacity-Generation | FOM | 68429019.3981 | [6 empty] | 0.45639 | 31230111.1947
LCP_Inputs_ON_Electric_2023_04_03 | 2040 | Solar PV | Generation |  | ON | Capacity-Generation | Flex Adder | 0 | [6 empty] | 0.45639 | 0
LCP_Inputs_ON_Electric_2023_04_03 | 2040 | Solar PV | Generation |  | WC | Capacity-Generation | CONE | 194245721.0198 | [6 empty] | 0.45639 | 88651211.4289
LCP_Inputs_ON_Electric_2023_04_03 | 2040 | Solar PV | Generation |  | WC | Capacity-Generation | FOM | 9775692.2773 | [6 empty] | 0.45639 | 4461498.3454
LCP_Inputs_ON_Electric_2023_04_03 | 2040 | Solar PV | Generation |  | WC | Capacity-Generation | Flex Adder | 0 | [6 empty] | 0.45639 | 0
LCP_Inputs_ON_Electric_2023_04_03 | 2040 | Wind Offshore | Generation |  | ON | Capacity-Generation | CONE | 0 | [6 empty] | 0.45639 | 0
LCP_Inputs_ON_Electric_2023_04_03 | 2040 | Wind Offshore | Generation |  | ON | Capacity-Generation | FOM | 0 | [6 empty] | 0.45639 | 0
LCP_Inputs_ON_Electric_2023_04_03 | 2040 | Wind Offshore | Generation |  | ON | Capacity-Generation | Flex Adder | 0 | [6 empty] | 0.45639 | 0
LCP_Inputs_ON_Electric_2023_04_03 | 2040 | Wind Onshore | Generation |  | MI | Capacity-Generation | CONE | 0 | [6 empty] | 0.45639 | 0
LCP_Inputs_ON_Electric_2023_04_03 | 2040 | Wind Onshore | Generation |  | MI | Capacity-Generation | FOM | 826368933.1624 | [6 empty] | 0.45639 | 377143993.8416
LCP_Inputs_ON_Electric_2023_04_03 | 2040 | Wind Onshore | Generation |  | MI | Capacity-Generation | Flex Adder | 0 | [6 empty] | 0.45639 | 0
LCP_Inputs_ON_Electric_2023_04_03 | 2040 | Wind Onshore | Generation |  | NY | Capacity-Generation | CONE | 0 | [6 empty] | 0.45639 | 0
LCP_Inputs_ON_Electric_2023_04_03 | 2040 | Wind Onshore | Generation |  | NY | Capacity-Generation | FOM | 264562606.8411 | [6 empty] | 0.45639 | 120742920.2153
LCP_Inputs_ON_Electric_2023_04_03 | 2040 | Wind Onshore | Generation |  | NY | Capacity-Generation | Flex Adder | 0 | [6 empty] | 0.45639 | 0
LCP_Inputs_ON_Electric_2023_04_03 | 2040 | Wind Onshore | Generation |  | ON | Capacity-Generation | CONE | 10673300000 | [6 empty] | 0.45639 | 4871154792.8903
LCP_Inputs_ON_Electric_2023_04_03 | 2040 | Wind Onshore | Generation |  | ON | Capacity-Generation | FOM | 875000000 | [6 empty] | 0.45639 | 399338577.9261
LCP_Inputs_ON_Electric_2023_04_03 | 2040 | Wind Onshore | Generation |  | ON | Capacity-Generation | Flex Adder | 0 | [6 empty] | 0.45639 | 0
LCP_Inputs_ON_Electric_2023_04_03 | 2040 | Wind Onshore | Generation |  | PJ | Capacity-Generation | CONE | 0 | [6 empty] | 0.45639 | 0
LCP_Inputs_ON_Electric_2023_04_03 | 2040 | Wind Onshore | Generation |  | PJ | Capacity-Generation | FOM | 4304208110.9397 | [6 empty] | 0.45639 | 1964384395.5666
LCP_Inputs_ON_Electric_2023_04_03 | 2040 | Wind Onshore | Generation |  | PJ | Capacity-Generation | Flex Adder | 0 | [6 empty] | 0.45639 | 0
LCP_Inputs_ON_Electric_2023_04_03 | 2040 | Wind Onshore | Generation |  | WC | Capacity-Generation | CONE | 0 | [6 empty] | 0.45639 | 0
LCP_Inputs_ON_Electric_2023_04_03 | 2040 | Wind Onshore | Generation |  | WC | Capacity-Generation | FOM | 0 | [6 empty] | 0.45639 | 0
LCP_Inputs_ON_Electric_2023_04_03 | 2040 | Wind Onshore | Generation |  | WC | Capacity-Generation | Flex Adder | 0 | [6 empty] | 0.45639 | 0
LCP_Inputs_ON_Electric_2023_04_03 | 2041 | Anaerobic Digestion | Generation |  | ON | Capacity-Generation | FOM | 167819842.8872 | [6 empty] | 0.43883 | 73644986.1608
LCP_Inputs_ON_Electric_2023_04_03 | 2041 | Anaerobic Digestion | Generation |  | ON | Capacity-Generation | Flex Adder | 0 | [6 empty] | 0.43883 | 0
LCP_Inputs_ON_Electric_2023_04_03 | 2041 | Battery Storage | Storage |  | ON | Capacity-Storage | FOM | 6227491.9706 | [6 empty] | 0.43883 | 2732832.7336
LCP_Inputs_ON_Electric_2023_04_03 | 2041 | Battery Storage | Storage |  | ON | Capacity-Storage | Flex Adder | 0 | [6 empty] | 0.43883 | 0
LCP_Inputs_ON_Electric_2023_04_03 | 2041 | Biomass + CCS | Generation |  | ON | Capacity-Generation | FOM | 80652292.5 | [6 empty] | 0.43883 | 35392936.0367
LCP_Inputs_ON_Electric_2023_04_03 | 2041 | Biomass + CCS | Generation |  | ON | Capacity-Generation | Flex Adder | 0 | [6 empty] | 0.43883 | 0
LCP_Inputs_ON_Electric_2023_04_03 | 2041 | CH4 + CCS | Generation |  | ON | Capacity-Generation | FOM | 0 | [6 empty] | 0.43883 | 0
LCP_Inputs_ON_Electric_2023_04_03 | 2041 | CH4 + CCS | Generation |  | ON | Capacity-Generation | Flex Adder | 0 | [6 empty] | 0.43883 | 0
LCP_Inputs_ON_Electric_2023_04_03 | 2041 | Electrolyser 2020/2030 | Crossload |  | ON | Capacity-Crossload | FOM | 0 | [6 empty] | 0.43883 | 0
LCP_Inputs_ON_Electric_2023_04_03 | 2041 | Electrolyser 2020/2030 | Crossload |  | ON | Capacity-Crossload | Flex Adder | 0 | [6 empty] | 0.43883 | 0
LCP_Inputs_ON_Electric_2023_04_03 | 2041 | Electrolyser 2040 | Crossload |  | ON | Capacity-Crossload | FOM | 0 | [6 empty] | 0.43883 | 0
LCP_Inputs_ON_Electric_2023_04_03 | 2041 | Electrolyser 2040 | Crossload |  | ON | Capacity-Crossload | Flex Adder | 0 | [6 empty] | 0.43883 | 0
LCP_Inputs_ON_Electric_2023_04_03 | 2041 | Generic - Generator | Generation |  | MI | Capacity-Generation | FOM | 0 | [6 empty] | 0.43883 | 0
LCP_Inputs_ON_Electric_2023_04_03 | 2041 | Generic - Generator | Generation |  | MI | Capacity-Generation | Flex Adder | 0 | [6 empty] | 0.43883 | 0
LCP_Inputs_ON_Electric_2023_04_03 | 2041 | Generic - Generator | Generation |  | NY | Capacity-Generation | FOM | 0 | [6 empty] | 0.43883 | 0
LCP_Inputs_ON_Electric_2023_04_03 | 2041 | Generic - Generator | Generation |  | NY | Capacity-Generation | Flex Adder | 0 | [6 empty] | 0.43883 | 0
LCP_Inputs_ON_Electric_2023_04_03 | 2041 | Generic - Generator | Generation |  | PJ | Capacity-Generation | FOM | 0 | [6 empty] | 0.43883 | 0
LCP_Inputs_ON_Electric_2023_04_03 | 2041 | Generic - Generator | Generation |  | PJ | Capacity-Generation | Flex Adder | 0 | [6 empty] | 0.43883 | 0
LCP_Inputs_ON_Electric_2023_04_03 | 2041 | Generic - Generator | Generation |  | QC | Capacity-Generation | FOM | 0 | [6 empty] | 0.43883 | 0
LCP_Inputs_ON_Electric_2023_04_03 | 2041 | Generic - Generator | Generation |  | QC | Capacity-Generation | Flex Adder | 0 | [6 empty] | 0.43883 | 0
LCP_Inputs_ON_Electric_2023_04_03 | 2041 | Generic - Generator | Generation |  | WC | Capacity-Generation | FOM | 0 | [6 empty] | 0.43883 | 0
LCP_Inputs_ON_Electric_2023_04_03 | 2041 | Generic - Generator | Generation |  | WC | Capacity-Generation | Flex Adder | 0 | [6 empty] | 0.43883 | 0
LCP_Inputs_ON_Electric_2023_04_03 | 2041 | H2 Import - WC | Import |  | WC | Capacity-Import | FOM | 0 | [6 empty] | 0.43883 | 0
LCP_Inputs_ON_Electric_2023_04_03 | 2041 | H2 Import - WC | Import |  | WC | Capacity-Import | Flex Adder | 0 | [6 empty] | 0.43883 | 0
LCP_Inputs_ON_Electric_2023_04_03 | 2041 | H2 Salt Cavern Storage - ON | Storage |  | ON | Capacity-Storage | FOM | 0 | [6 empty] | 0.43883 | 0
LCP_Inputs_ON_Electric_2023_04_03 | 2041 | H2 Salt Cavern Storage - ON | Storage |  | ON | Capacity-Storage | Flex Adder | 0 | [6 empty] | 0.43883 | 0
LCP_Inputs_ON_Electric_2023_04_03 | 2041 | Hydro | Generation |  | ON | Capacity-Generation | FOM | 45262834.7414 | [6 empty] | 0.43883 | 19862852.8116
LCP_Inputs_ON_Electric_2023_04_03 | 2041 | Hydro | Generation |  | ON | Capacity-Generation | Flex Adder | 0 | [6 empty] | 0.43883 | 0
LCP_Inputs_ON_Electric_2023_04_03 | 2041 | Nuclear | Generation |  | ON | Capacity-Generation | FOM | 0 | [6 empty] | 0.43883 | 0
LCP_Inputs_ON_Electric_2023_04_03 | 2041 | Nuclear | Generation |  | ON | Capacity-Generation | Flex Adder | 0 | [6 empty] | 0.43883 | 0
LCP_Inputs_ON_Electric_2023_04_03 | 2041 | Nuclear SMR | Generation |  | ON | Capacity-Generation | FOM | 450000000 | [6 empty] | 0.43883 | 197475120.9525
LCP_Inputs_ON_Electric_2023_04_03 | 2041 | Nuclear SMR | Generation |  | ON | Capacity-Generation | Flex Adder | 0 | [6 empty] | 0.43883 | 0
LCP_Inputs_ON_Electric_2023_04_03 | 2041 | O/CCGT - H2 New | Crossload |  | ON | Capacity-Crossload | FOM | 462536027.6028 | [6 empty] | 0.43883 | 202976351.1016
LCP_Inputs_ON_Electric_2023_04_03 | 2041 | O/CCGT - H2 New | Crossload |  | ON | Capacity-Crossload | Flex Adder | 0 | [6 empty] | 0.43883 | 0
LCP_Inputs_ON_Electric_2023_04_03 | 2041 | SMR CCS | Crossload |  | ON | Capacity-Crossload | FOM | 461719506.2715 | [6 empty] | 0.43883 | 202618034.1046
LCP_Inputs_ON_Electric_2023_04_03 | 2041 | SMR CCS | Crossload |  | ON | Capacity-Crossload | Flex Adder | 0 | [6 empty] | 0.43883 | 0
LCP_Inputs_ON_Electric_2023_04_03 | 2041 | SMR CCS | Crossload |  | WC | Capacity-Crossload | FOM | 0 | [6 empty] | 0.43883 | 0
LCP_Inputs_ON_Electric_2023_04_03 | 2041 | SMR CCS | Crossload |  | WC | Capacity-Crossload | Flex Adder | 0 | [6 empty] | 0.43883 | 0
LCP_Inputs_ON_Electric_2023_04_03 | 2041 | Solar PV | Generation |  | ON | Capacity-Generation | FOM | 68429019.3981 | [6 empty] | 0.43883 | 30028953.0718
LCP_Inputs_ON_Electric_2023_04_03 | 2041 | Solar PV | Generation |  | ON | Capacity-Generation | Flex Adder | 0 | [6 empty] | 0.43883 | 0
LCP_Inputs_ON_Electric_2023_04_03 | 2041 | Solar PV | Generation |  | WC | Capacity-Generation | FOM | 9775692.2773 | [6 empty] | 0.43883 | 4289902.2552
LCP_Inputs_ON_Electric_2023_04_03 | 2041 | Solar PV | Generation |  | WC | Capacity-Generation | Flex Adder | 0 | [6 empty] | 0.43883 | 0
LCP_Inputs_ON_Electric_2023_04_03 | 2041 | Wind Offshore | Generation |  | ON | Capacity-Generation | FOM | 0 | [6 empty] | 0.43883 | 0
LCP_Inputs_ON_Electric_2023_04_03 | 2041 | Wind Offshore | Generation |  | ON | Capacity-Generation | Flex Adder | 0 | [6 empty] | 0.43883 | 0
LCP_Inputs_ON_Electric_2023_04_03 | 2041 | Wind Onshore | Generation |  | MI | Capacity-Generation | FOM | 826368933.1624 | [6 empty] | 0.43883 | 362638455.6169
LCP_Inputs_ON_Electric_2023_04_03 | 2041 | Wind Onshore | Generation |  | MI | Capacity-Generation | Flex Adder | 0 | [6 empty] | 0.43883 | 0
LCP_Inputs_ON_Electric_2023_04_03 | 2041 | Wind Onshore | Generation |  | NY | Capacity-Generation | FOM | 264562606.8411 | [6 empty] | 0.43883 | 116098961.7455
LCP_Inputs_ON_Electric_2023_04_03 | 2041 | Wind Onshore | Generation |  | NY | Capacity-Generation | Flex Adder | 0 | [6 empty] | 0.43883 | 0
LCP_Inputs_ON_Electric_2023_04_03 | 2041 | Wind Onshore | Generation |  | ON | Capacity-Generation | FOM | 875000000 | [6 empty] | 0.43883 | 383979401.852
LCP_Inputs_ON_Electric_2023_04_03 | 2041 | Wind Onshore | Generation |  | ON | Capacity-Generation | Flex Adder | 0 | [6 empty] | 0.43883 | 0
LCP_Inputs_ON_Electric_2023_04_03 | 2041 | Wind Onshore | Generation |  | PJ | Capacity-Generation | FOM | 4304208110.9397 | [6 empty] | 0.43883 | 1888831149.5833
LCP_Inputs_ON_Electric_2023_04_03 | 2041 | Wind Onshore | Generation |  | PJ | Capacity-Generation | Flex Adder | 0 | [6 empty] | 0.43883 | 0
LCP_Inputs_ON_Electric_2023_04_03 | 2041 | Wind Onshore | Generation |  | WC | Capacity-Generation | FOM | 0 | [6 empty] | 0.43883 | 0
LCP_Inputs_ON_Electric_2023_04_03 | 2041 | Wind Onshore | Generation |  | WC | Capacity-Generation | Flex Adder | 0 | [6 empty] | 0.43883 | 0
LCP_Inputs_ON_Electric_2023_04_03 | 2042 | Anaerobic Digestion | Generation |  | ON | Capacity-Generation | FOM | 167819842.8872 | [6 empty] | 0.42196 | 70812486.6931
LCP_Inputs_ON_Electric_2023_04_03 | 2042 | Anaerobic Digestion | Generation |  | ON | Capacity-Generation | Flex Adder | 0 | [6 empty] | 0.42196 | 0
LCP_Inputs_ON_Electric_2023_04_03 | 2042 | Battery Storage | Storage |  | ON | Capacity-Storage | FOM | 6227491.9706 | [6 empty] | 0.42196 | 2627723.7823
LCP_Inputs_ON_Electric_2023_04_03 | 2042 | Battery Storage | Storage |  | ON | Capacity-Storage | Flex Adder | 0 | [6 empty] | 0.42196 | 0
LCP_Inputs_ON_Electric_2023_04_03 | 2042 | Biomass + CCS | Generation |  | ON | Capacity-Generation | FOM | 80652292.5 | [6 empty] | 0.42196 | 34031669.2661
LCP_Inputs_ON_Electric_2023_04_03 | 2042 | Biomass + CCS | Generation |  | ON | Capacity-Generation | Flex Adder | 0 | [6 empty] | 0.42196 | 0
LCP_Inputs_ON_Electric_2023_04_03 | 2042 | CH4 + CCS | Generation |  | ON | Capacity-Generation | FOM | 0 | [6 empty] | 0.42196 | 0
LCP_Inputs_ON_Electric_2023_04_03 | 2042 | CH4 + CCS | Generation |  | ON | Capacity-Generation | Flex Adder | 0 | [6 empty] | 0.42196 | 0
LCP_Inputs_ON_Electric_2023_04_03 | 2042 | Electrolyser 2020/2030 | Crossload |  | ON | Capacity-Crossload | FOM | 0 | [6 empty] | 0.42196 | 0
LCP_Inputs_ON_Electric_2023_04_03 | 2042 | Electrolyser 2020/2030 | Crossload |  | ON | Capacity-Crossload | Flex Adder | 0 | [6 empty] | 0.42196 | 0
LCP_Inputs_ON_Electric_2023_04_03 | 2042 | Electrolyser 2040 | Crossload |  | ON | Capacity-Crossload | FOM | 0 | [6 empty] | 0.42196 | 0
LCP_Inputs_ON_Electric_2023_04_03 | 2042 | Electrolyser 2040 | Crossload |  | ON | Capacity-Crossload | Flex Adder | 0 | [6 empty] | 0.42196 | 0
LCP_Inputs_ON_Electric_2023_04_03 | 2042 | Generic - Generator | Generation |  | MI | Capacity-Generation | FOM | 0 | [6 empty] | 0.42196 | 0
LCP_Inputs_ON_Electric_2023_04_03 | 2042 | Generic - Generator | Generation |  | MI | Capacity-Generation | Flex Adder | 0 | [6 empty] | 0.42196 | 0
LCP_Inputs_ON_Electric_2023_04_03 | 2042 | Generic - Generator | Generation |  | NY | Capacity-Generation | FOM | 0 | [6 empty] | 0.42196 | 0
LCP_Inputs_ON_Electric_2023_04_03 | 2042 | Generic - Generator | Generation |  | NY | Capacity-Generation | Flex Adder | 0 | [6 empty] | 0.42196 | 0
LCP_Inputs_ON_Electric_2023_04_03 | 2042 | Generic - Generator | Generation |  | PJ | Capacity-Generation | FOM | 0 | [6 empty] | 0.42196 | 0
LCP_Inputs_ON_Electric_2023_04_03 | 2042 | Generic - Generator | Generation |  | PJ | Capacity-Generation | Flex Adder | 0 | [6 empty] | 0.42196 | 0
LCP_Inputs_ON_Electric_2023_04_03 | 2042 | Generic - Generator | Generation |  | QC | Capacity-Generation | FOM | 0 | [6 empty] | 0.42196 | 0
LCP_Inputs_ON_Electric_2023_04_03 | 2042 | Generic - Generator | Generation |  | QC | Capacity-Generation | Flex Adder | 0 | [6 empty] | 0.42196 | 0
LCP_Inputs_ON_Electric_2023_04_03 | 2042 | Generic - Generator | Generation |  | WC | Capacity-Generation | FOM | 0 | [6 empty] | 0.42196 | 0
LCP_Inputs_ON_Electric_2023_04_03 | 2042 | Generic - Generator | Generation |  | WC | Capacity-Generation | Flex Adder | 0 | [6 empty] | 0.42196 | 0
LCP_Inputs_ON_Electric_2023_04_03 | 2042 | H2 Import - WC | Import |  | WC | Capacity-Import | FOM | 0 | [6 empty] | 0.42196 | 0
LCP_Inputs_ON_Electric_2023_04_03 | 2042 | H2 Import - WC | Import |  | WC | Capacity-Import | Flex Adder | 0 | [6 empty] | 0.42196 | 0
LCP_Inputs_ON_Electric_2023_04_03 | 2042 | H2 Salt Cavern Storage - ON | Storage |  | ON | Capacity-Storage | FOM | 0 | [6 empty] | 0.42196 | 0
LCP_Inputs_ON_Electric_2023_04_03 | 2042 | H2 Salt Cavern Storage - ON | Storage |  | ON | Capacity-Storage | Flex Adder | 0 | [6 empty] | 0.42196 | 0
LCP_Inputs_ON_Electric_2023_04_03 | 2042 | Hydro | Generation |  | ON | Capacity-Generation | FOM | 45262834.7414 | [6 empty] | 0.42196 | 19098896.9342
LCP_Inputs_ON_Electric_2023_04_03 | 2042 | Hydro | Generation |  | ON | Capacity-Generation | Flex Adder | 0 | [6 empty] | 0.42196 | 0
LCP_Inputs_ON_Electric_2023_04_03 | 2042 | Nuclear | Generation |  | ON | Capacity-Generation | FOM | 0 | [6 empty] | 0.42196 | 0
LCP_Inputs_ON_Electric_2023_04_03 | 2042 | Nuclear | Generation |  | ON | Capacity-Generation | Flex Adder | 0 | [6 empty] | 0.42196 | 0
LCP_Inputs_ON_Electric_2023_04_03 | 2042 | Nuclear SMR | Generation |  | ON | Capacity-Generation | FOM | 450000000 | [6 empty] | 0.42196 | 189879923.9928
LCP_Inputs_ON_Electric_2023_04_03 | 2042 | Nuclear SMR | Generation |  | ON | Capacity-Generation | Flex Adder | 0 | [6 empty] | 0.42196 | 0
LCP_Inputs_ON_Electric_2023_04_03 | 2042 | O/CCGT - H2 New | Crossload |  | ON | Capacity-Crossload | FOM | 462536027.6028 | [6 empty] | 0.42196 | 195169568.367
LCP_Inputs_ON_Electric_2023_04_03 | 2042 | O/CCGT - H2 New | Crossload |  | ON | Capacity-Crossload | Flex Adder | 0 | [6 empty] | 0.42196 | 0
LCP_Inputs_ON_Electric_2023_04_03 | 2042 | SMR CCS | Crossload |  | ON | Capacity-Crossload | FOM | 461719506.2715 | [6 empty] | 0.42196 | 194825032.7929
LCP_Inputs_ON_Electric_2023_04_03 | 2042 | SMR CCS | Crossload |  | ON | Capacity-Crossload | Flex Adder | 0 | [6 empty] | 0.42196 | 0
LCP_Inputs_ON_Electric_2023_04_03 | 2042 | SMR CCS | Crossload |  | WC | Capacity-Crossload | FOM | 0 | [6 empty] | 0.42196 | 0
LCP_Inputs_ON_Electric_2023_04_03 | 2042 | SMR CCS | Crossload |  | WC | Capacity-Crossload | Flex Adder | 0 | [6 empty] | 0.42196 | 0
LCP_Inputs_ON_Electric_2023_04_03 | 2042 | Solar PV | Generation |  | ON | Capacity-Generation | FOM | 68429019.3981 | [6 empty] | 0.42196 | 28873993.3383
LCP_Inputs_ON_Electric_2023_04_03 | 2042 | Solar PV | Generation |  | ON | Capacity-Generation | Flex Adder | 0 | [6 empty] | 0.42196 | 0
LCP_Inputs_ON_Electric_2023_04_03 | 2042 | Solar PV | Generation |  | WC | Capacity-Generation | FOM | 9775692.2773 | [6 empty] | 0.42196 | 4124906.0146
LCP_Inputs_ON_Electric_2023_04_03 | 2042 | Solar PV | Generation |  | WC | Capacity-Generation | Flex Adder | 0 | [6 empty] | 0.42196 | 0
LCP_Inputs_ON_Electric_2023_04_03 | 2042 | Wind Offshore | Generation |  | ON | Capacity-Generation | FOM | 0 | [6 empty] | 0.42196 | 0
LCP_Inputs_ON_Electric_2023_04_03 | 2042 | Wind Offshore | Generation |  | ON | Capacity-Generation | Flex Adder | 0 | [6 empty] | 0.42196 | 0
LCP_Inputs_ON_Electric_2023_04_03 | 2042 | Wind Onshore | Generation |  | MI | Capacity-Generation | FOM | 826368933.1624 | [6 empty] | 0.42196 | 348690822.7086
LCP_Inputs_ON_Electric_2023_04_03 | 2042 | Wind Onshore | Generation |  | MI | Capacity-Generation | Flex Adder | 0 | [6 empty] | 0.42196 | 0
LCP_Inputs_ON_Electric_2023_04_03 | 2042 | Wind Onshore | Generation |  | NY | Capacity-Generation | FOM | 264562606.8411 | [6 empty] | 0.42196 | 111633617.0629
LCP_Inputs_ON_Electric_2023_04_03 | 2042 | Wind Onshore | Generation |  | NY | Capacity-Generation | Flex Adder | 0 | [6 empty] | 0.42196 | 0
LCP_Inputs_ON_Electric_2023_04_03 | 2042 | Wind Onshore | Generation |  | ON | Capacity-Generation | FOM | 875000000 | [6 empty] | 0.42196 | 369210963.3193
LCP_Inputs_ON_Electric_2023_04_03 | 2042 | Wind Onshore | Generation |  | ON | Capacity-Generation | Flex Adder | 0 | [6 empty] | 0.42196 | 0
LCP_Inputs_ON_Electric_2023_04_03 | 2042 | Wind Onshore | Generation |  | PJ | Capacity-Generation | FOM | 4304208110.9397 | [6 empty] | 0.42196 | 1816183797.6762
LCP_Inputs_ON_Electric_2023_04_03 | 2042 | Wind Onshore | Generation |  | PJ | Capacity-Generation | Flex Adder | 0 | [6 empty] | 0.42196 | 0
LCP_Inputs_ON_Electric_2023_04_03 | 2042 | Wind Onshore | Generation |  | WC | Capacity-Generation | FOM | 0 | [6 empty] | 0.42196 | 0
LCP_Inputs_ON_Electric_2023_04_03 | 2042 | Wind Onshore | Generation |  | WC | Capacity-Generation | Flex Adder | 0 | [6 empty] | 0.42196 | 0
LCP_Inputs_ON_Electric_2023_04_03 | 2043 | Anaerobic Digestion | Generation |  | ON | Capacity-Generation | FOM | 167819842.8872 | [6 empty] | 0.40573 | 68088929.5126
LCP_Inputs_ON_Electric_2023_04_03 | 2043 | Anaerobic Digestion | Generation |  | ON | Capacity-Generation | Flex Adder | 0 | [6 empty] | 0.40573 | 0
LCP_Inputs_ON_Electric_2023_04_03 | 2043 | Battery Storage | Storage |  | ON | Capacity-Storage | FOM | 6227491.9706 | [6 empty] | 0.40573 | 2526657.483
LCP_Inputs_ON_Electric_2023_04_03 | 2043 | Battery Storage | Storage |  | ON | Capacity-Storage | Flex Adder | 0 | [6 empty] | 0.40573 | 0
LCP_Inputs_ON_Electric_2023_04_03 | 2043 | Biomass + CCS | Generation |  | ON | Capacity-Generation | FOM | 80652292.5 | [6 empty] | 0.40573 | 32722758.9097
LCP_Inputs_ON_Electric_2023_04_03 | 2043 | Biomass + CCS | Generation |  | ON | Capacity-Generation | Flex Adder | 0 | [6 empty] | 0.40573 | 0
LCP_Inputs_ON_Electric_2023_04_03 | 2043 | CH4 + CCS | Generation |  | ON | Capacity-Generation | FOM | 0 | [6 empty] | 0.40573 | 0
LCP_Inputs_ON_Electric_2023_04_03 | 2043 | CH4 + CCS | Generation |  | ON | Capacity-Generation | Flex Adder | 0 | [6 empty] | 0.40573 | 0
LCP_Inputs_ON_Electric_2023_04_03 | 2043 | Electrolyser 2020/2030 | Crossload |  | ON | Capacity-Crossload | FOM | 0 | [6 empty] | 0.40573 | 0
LCP_Inputs_ON_Electric_2023_04_03 | 2043 | Electrolyser 2020/2030 | Crossload |  | ON | Capacity-Crossload | Flex Adder | 0 | [6 empty] | 0.40573 | 0
LCP_Inputs_ON_Electric_2023_04_03 | 2043 | Electrolyser 2040 | Crossload |  | ON | Capacity-Crossload | FOM | 0 | [6 empty] | 0.40573 | 0
LCP_Inputs_ON_Electric_2023_04_03 | 2043 | Electrolyser 2040 | Crossload |  | ON | Capacity-Crossload | Flex Adder | 0 | [6 empty] | 0.40573 | 0
LCP_Inputs_ON_Electric_2023_04_03 | 2043 | Generic - Generator | Generation |  | MI | Capacity-Generation | FOM | 0 | [6 empty] | 0.40573 | 0
LCP_Inputs_ON_Electric_2023_04_03 | 2043 | Generic - Generator | Generation |  | MI | Capacity-Generation | Flex Adder | 0 | [6 empty] | 0.40573 | 0
LCP_Inputs_ON_Electric_2023_04_03 | 2043 | Generic - Generator | Generation |  | NY | Capacity-Generation | FOM | 0 | [6 empty] | 0.40573 | 0
LCP_Inputs_ON_Electric_2023_04_03 | 2043 | Generic - Generator | Generation |  | NY | Capacity-Generation | Flex Adder | 0 | [6 empty] | 0.40573 | 0
LCP_Inputs_ON_Electric_2023_04_03 | 2043 | Generic - Generator | Generation |  | PJ | Capacity-Generation | FOM | 0 | [6 empty] | 0.40573 | 0
LCP_Inputs_ON_Electric_2023_04_03 | 2043 | Generic - Generator | Generation |  | PJ | Capacity-Generation | Flex Adder | 0 | [6 empty] | 0.40573 | 0
LCP_Inputs_ON_Electric_2023_04_03 | 2043 | Generic - Generator | Generation |  | QC | Capacity-Generation | FOM | 0 | [6 empty] | 0.40573 | 0
LCP_Inputs_ON_Electric_2023_04_03 | 2043 | Generic - Generator | Generation |  | QC | Capacity-Generation | Flex Adder | 0 | [6 empty] | 0.40573 | 0
LCP_Inputs_ON_Electric_2023_04_03 | 2043 | Generic - Generator | Generation |  | WC | Capacity-Generation | FOM | 0 | [6 empty] | 0.40573 | 0
LCP_Inputs_ON_Electric_2023_04_03 | 2043 | Generic - Generator | Generation |  | WC | Capacity-Generation | Flex Adder | 0 | [6 empty] | 0.40573 | 0
LCP_Inputs_ON_Electric_2023_04_03 | 2043 | H2 Import - WC | Import |  | WC | Capacity-Import | FOM | 0 | [6 empty] | 0.40573 | 0
LCP_Inputs_ON_Electric_2023_04_03 | 2043 | H2 Import - WC | Import |  | WC | Capacity-Import | Flex Adder | 0 | [6 empty] | 0.40573 | 0
LCP_Inputs_ON_Electric_2023_04_03 | 2043 | H2 Salt Cavern Storage - ON | Storage |  | ON | Capacity-Storage | FOM | 0 | [6 empty] | 0.40573 | 0
LCP_Inputs_ON_Electric_2023_04_03 | 2043 | H2 Salt Cavern Storage - ON | Storage |  | ON | Capacity-Storage | Flex Adder | 0 | [6 empty] | 0.40573 | 0
LCP_Inputs_ON_Electric_2023_04_03 | 2043 | Hydro | Generation |  | ON | Capacity-Generation | FOM | 45262834.7414 | [6 empty] | 0.40573 | 18364323.9752
LCP_Inputs_ON_Electric_2023_04_03 | 2043 | Hydro | Generation |  | ON | Capacity-Generation | Flex Adder | 0 | [6 empty] | 0.40573 | 0
LCP_Inputs_ON_Electric_2023_04_03 | 2043 | Nuclear | Generation |  | ON | Capacity-Generation | FOM | 0 | [6 empty] | 0.40573 | 0
LCP_Inputs_ON_Electric_2023_04_03 | 2043 | Nuclear | Generation |  | ON | Capacity-Generation | Flex Adder | 0 | [6 empty] | 0.40573 | 0
LCP_Inputs_ON_Electric_2023_04_03 | 2043 | Nuclear SMR | Generation |  | ON | Capacity-Generation | FOM | 450000000 | [6 empty] | 0.40573 | 182576849.993
LCP_Inputs_ON_Electric_2023_04_03 | 2043 | Nuclear SMR | Generation |  | ON | Capacity-Generation | Flex Adder | 0 | [6 empty] | 0.40573 | 0
LCP_Inputs_ON_Electric_2023_04_03 | 2043 | O/CCGT - H2 New | Crossload |  | ON | Capacity-Crossload | FOM | 462536027.6028 | [6 empty] | 0.40573 | 187663046.5067
LCP_Inputs_ON_Electric_2023_04_03 | 2043 | O/CCGT - H2 New | Crossload |  | ON | Capacity-Crossload | Flex Adder | 0 | [6 empty] | 0.40573 | 0
LCP_Inputs_ON_Electric_2023_04_03 | 2043 | SMR CCS | Crossload |  | ON | Capacity-Crossload | FOM | 461719506.2715 | [6 empty] | 0.40573 | 187331762.3009
LCP_Inputs_ON_Electric_2023_04_03 | 2043 | SMR CCS | Crossload |  | ON | Capacity-Crossload | Flex Adder | 0 | [6 empty] | 0.40573 | 0
LCP_Inputs_ON_Electric_2023_04_03 | 2043 | SMR CCS | Crossload |  | WC | Capacity-Crossload | FOM | 0 | [6 empty] | 0.40573 | 0
LCP_Inputs_ON_Electric_2023_04_03 | 2043 | SMR CCS | Crossload |  | WC | Capacity-Crossload | Flex Adder | 0 | [6 empty] | 0.40573 | 0
LCP_Inputs_ON_Electric_2023_04_03 | 2043 | Solar PV | Generation |  | ON | Capacity-Generation | FOM | 68429019.3981 | [6 empty] | 0.40573 | 27763455.1329
LCP_Inputs_ON_Electric_2023_04_03 | 2043 | Solar PV | Generation |  | ON | Capacity-Generation | Flex Adder | 0 | [6 empty] | 0.40573 | 0
LCP_Inputs_ON_Electric_2023_04_03 | 2043 | Solar PV | Generation |  | WC | Capacity-Generation | FOM | 9775692.2773 | [6 empty] | 0.40573 | 3966255.7833
LCP_Inputs_ON_Electric_2023_04_03 | 2043 | Solar PV | Generation |  | WC | Capacity-Generation | Flex Adder | 0 | [6 empty] | 0.40573 | 0
LCP_Inputs_ON_Electric_2023_04_03 | 2043 | Wind Offshore | Generation |  | ON | Capacity-Generation | FOM | 0 | [6 empty] | 0.40573 | 0
LCP_Inputs_ON_Electric_2023_04_03 | 2043 | Wind Offshore | Generation |  | ON | Capacity-Generation | Flex Adder | 0 | [6 empty] | 0.40573 | 0
LCP_Inputs_ON_Electric_2023_04_03 | 2043 | Wind Onshore | Generation |  | MI | Capacity-Generation | FOM | 826368933.1624 | [6 empty] | 0.40573 | 335279637.2198
LCP_Inputs_ON_Electric_2023_04_03 | 2043 | Wind Onshore | Generation |  | MI | Capacity-Generation | Flex Adder | 0 | [6 empty] | 0.40573 | 0
LCP_Inputs_ON_Electric_2023_04_03 | 2043 | Wind Onshore | Generation |  | NY | Capacity-Generation | FOM | 264562606.8411 | [6 empty] | 0.40573 | 107340016.4067
LCP_Inputs_ON_Electric_2023_04_03 | 2043 | Wind Onshore | Generation |  | NY | Capacity-Generation | Flex Adder | 0 | [6 empty] | 0.40573 | 0
LCP_Inputs_ON_Electric_2023_04_03 | 2043 | Wind Onshore | Generation |  | ON | Capacity-Generation | FOM | 875000000 | [6 empty] | 0.40573 | 355010541.6532
LCP_Inputs_ON_Electric_2023_04_03 | 2043 | Wind Onshore | Generation |  | ON | Capacity-Generation | Flex Adder | 0 | [6 empty] | 0.40573 | 0
LCP_Inputs_ON_Electric_2023_04_03 | 2043 | Wind Onshore | Generation |  | PJ | Capacity-Generation | FOM | 4304208110.9397 | [6 empty] | 0.40573 | 1746330574.6887
LCP_Inputs_ON_Electric_2023_04_03 | 2043 | Wind Onshore | Generation |  | PJ | Capacity-Generation | Flex Adder | 0 | [6 empty] | 0.40573 | 0
LCP_Inputs_ON_Electric_2023_04_03 | 2043 | Wind Onshore | Generation |  | WC | Capacity-Generation | FOM | 0 | [6 empty] | 0.40573 | 0
LCP_Inputs_ON_Electric_2023_04_03 | 2043 | Wind Onshore | Generation |  | WC | Capacity-Generation | Flex Adder | 0 | [6 empty] | 0.40573 | 0
LCP_Inputs_ON_Electric_2023_04_03 | 2044 | Anaerobic Digestion | Generation |  | ON | Capacity-Generation | FOM | 167819842.8872 | [6 empty] | 0.39012 | 65470124.5314
LCP_Inputs_ON_Electric_2023_04_03 | 2044 | Anaerobic Digestion | Generation |  | ON | Capacity-Generation | Flex Adder | 0 | [6 empty] | 0.39012 | 0
LCP_Inputs_ON_Electric_2023_04_03 | 2044 | Battery Storage | Storage |  | ON | Capacity-Storage | FOM | 6227491.9706 | [6 empty] | 0.39012 | 2429478.349
LCP_Inputs_ON_Electric_2023_04_03 | 2044 | Battery Storage | Storage |  | ON | Capacity-Storage | Flex Adder | 0 | [6 empty] | 0.39012 | 0
LCP_Inputs_ON_Electric_2023_04_03 | 2044 | Biomass + CCS | Generation |  | ON | Capacity-Generation | FOM | 80652292.5 | [6 empty] | 0.39012 | 31464191.2593
LCP_Inputs_ON_Electric_2023_04_03 | 2044 | Biomass + CCS | Generation |  | ON | Capacity-Generation | Flex Adder | 0 | [6 empty] | 0.39012 | 0
LCP_Inputs_ON_Electric_2023_04_03 | 2044 | CH4 + CCS | Generation |  | ON | Capacity-Generation | FOM | 0 | [6 empty] | 0.39012 | 0
LCP_Inputs_ON_Electric_2023_04_03 | 2044 | CH4 + CCS | Generation |  | ON | Capacity-Generation | Flex Adder | 0 | [6 empty] | 0.39012 | 0
LCP_Inputs_ON_Electric_2023_04_03 | 2044 | Electrolyser 2020/2030 | Crossload |  | ON | Capacity-Crossload | FOM | 0 | [6 empty] | 0.39012 | 0
LCP_Inputs_ON_Electric_2023_04_03 | 2044 | Electrolyser 2020/2030 | Crossload |  | ON | Capacity-Crossload | Flex Adder | 0 | [6 empty] | 0.39012 | 0
LCP_Inputs_ON_Electric_2023_04_03 | 2044 | Electrolyser 2040 | Crossload |  | ON | Capacity-Crossload | FOM | 0 | [6 empty] | 0.39012 | 0
LCP_Inputs_ON_Electric_2023_04_03 | 2044 | Electrolyser 2040 | Crossload |  | ON | Capacity-Crossload | Flex Adder | 0 | [6 empty] | 0.39012 | 0
LCP_Inputs_ON_Electric_2023_04_03 | 2044 | Generic - Generator | Generation |  | MI | Capacity-Generation | FOM | 0 | [6 empty] | 0.39012 | 0
LCP_Inputs_ON_Electric_2023_04_03 | 2044 | Generic - Generator | Generation |  | MI | Capacity-Generation | Flex Adder | 0 | [6 empty] | 0.39012 | 0
LCP_Inputs_ON_Electric_2023_04_03 | 2044 | Generic - Generator | Generation |  | NY | Capacity-Generation | FOM | 0 | [6 empty] | 0.39012 | 0
LCP_Inputs_ON_Electric_2023_04_03 | 2044 | Generic - Generator | Generation |  | NY | Capacity-Generation | Flex Adder | 0 | [6 empty] | 0.39012 | 0
LCP_Inputs_ON_Electric_2023_04_03 | 2044 | Generic - Generator | Generation |  | PJ | Capacity-Generation | FOM | 0 | [6 empty] | 0.39012 | 0
LCP_Inputs_ON_Electric_2023_04_03 | 2044 | Generic - Generator | Generation |  | PJ | Capacity-Generation | Flex Adder | 0 | [6 empty] | 0.39012 | 0
LCP_Inputs_ON_Electric_2023_04_03 | 2044 | Generic - Generator | Generation |  | QC | Capacity-Generation | FOM | 0 | [6 empty] | 0.39012 | 0
LCP_Inputs_ON_Electric_2023_04_03 | 2044 | Generic - Generator | Generation |  | QC | Capacity-Generation | Flex Adder | 0 | [6 empty] | 0.39012 | 0
LCP_Inputs_ON_Electric_2023_04_03 | 2044 | Generic - Generator | Generation |  | WC | Capacity-Generation | FOM | 0 | [6 empty] | 0.39012 | 0
LCP_Inputs_ON_Electric_2023_04_03 | 2044 | Generic - Generator | Generation |  | WC | Capacity-Generation | Flex Adder | 0 | [6 empty] | 0.39012 | 0
LCP_Inputs_ON_Electric_2023_04_03 | 2044 | H2 Import - WC | Import |  | WC | Capacity-Import | FOM | 0 | [6 empty] | 0.39012 | 0
LCP_Inputs_ON_Electric_2023_04_03 | 2044 | H2 Import - WC | Import |  | WC | Capacity-Import | Flex Adder | 0 | [6 empty] | 0.39012 | 0
LCP_Inputs_ON_Electric_2023_04_03 | 2044 | H2 Salt Cavern Storage - ON | Storage |  | ON | Capacity-Storage | FOM | 0 | [6 empty] | 0.39012 | 0
LCP_Inputs_ON_Electric_2023_04_03 | 2044 | H2 Salt Cavern Storage - ON | Storage |  | ON | Capacity-Storage | Flex Adder | 0 | [6 empty] | 0.39012 | 0
LCP_Inputs_ON_Electric_2023_04_03 | 2044 | Hydro | Generation |  | ON | Capacity-Generation | FOM | 45262834.7414 | [6 empty] | 0.39012 | 17658003.8223
LCP_Inputs_ON_Electric_2023_04_03 | 2044 | Hydro | Generation |  | ON | Capacity-Generation | Flex Adder | 0 | [6 empty] | 0.39012 | 0
LCP_Inputs_ON_Electric_2023_04_03 | 2044 | Nuclear | Generation |  | ON | Capacity-Generation | FOM | 0 | [6 empty] | 0.39012 | 0
LCP_Inputs_ON_Electric_2023_04_03 | 2044 | Nuclear | Generation |  | ON | Capacity-Generation | Flex Adder | 0 | [6 empty] | 0.39012 | 0
LCP_Inputs_ON_Electric_2023_04_03 | 2044 | Nuclear SMR | Generation |  | ON | Capacity-Generation | FOM | 450000000 | [6 empty] | 0.39012 | 175554663.4549
LCP_Inputs_ON_Electric_2023_04_03 | 2044 | Nuclear SMR | Generation |  | ON | Capacity-Generation | Flex Adder | 0 | [6 empty] | 0.39012 | 0
LCP_Inputs_ON_Electric_2023_04_03 | 2044 | O/CCGT - H2 New | Crossload |  | ON | Capacity-Crossload | FOM | 462536027.6028 | [6 empty] | 0.39012 | 180445237.0257
LCP_Inputs_ON_Electric_2023_04_03 | 2044 | O/CCGT - H2 New | Crossload |  | ON | Capacity-Crossload | Flex Adder | 0 | [6 empty] | 0.39012 | 0
LCP_Inputs_ON_Electric_2023_04_03 | 2044 | SMR CCS | Crossload |  | ON | Capacity-Crossload | FOM | 461719506.2715 | [6 empty] | 0.39012 | 180126694.5201
LCP_Inputs_ON_Electric_2023_04_03 | 2044 | SMR CCS | Crossload |  | ON | Capacity-Crossload | Flex Adder | 0 | [6 empty] | 0.39012 | 0
LCP_Inputs_ON_Electric_2023_04_03 | 2044 | SMR CCS | Crossload |  | WC | Capacity-Crossload | FOM | 0 | [6 empty] | 0.39012 | 0
LCP_Inputs_ON_Electric_2023_04_03 | 2044 | SMR CCS | Crossload |  | WC | Capacity-Crossload | Flex Adder | 0 | [6 empty] | 0.39012 | 0
LCP_Inputs_ON_Electric_2023_04_03 | 2044 | Solar PV | Generation |  | ON | Capacity-Generation | FOM | 68429019.3981 | [6 empty] | 0.39012 | 26695629.9355
LCP_Inputs_ON_Electric_2023_04_03 | 2044 | Solar PV | Generation |  | ON | Capacity-Generation | Flex Adder | 0 | [6 empty] | 0.39012 | 0
LCP_Inputs_ON_Electric_2023_04_03 | 2044 | Solar PV | Generation |  | WC | Capacity-Generation | FOM | 9775692.2773 | [6 empty] | 0.39012 | 3813707.4839
LCP_Inputs_ON_Electric_2023_04_03 | 2044 | Solar PV | Generation |  | WC | Capacity-Generation | Flex Adder | 0 | [6 empty] | 0.39012 | 0
LCP_Inputs_ON_Electric_2023_04_03 | 2044 | Wind Offshore | Generation |  | ON | Capacity-Generation | FOM | 0 | [6 empty] | 0.39012 | 0
LCP_Inputs_ON_Electric_2023_04_03 | 2044 | Wind Offshore | Generation |  | ON | Capacity-Generation | Flex Adder | 0 | [6 empty] | 0.39012 | 0
LCP_Inputs_ON_Electric_2023_04_03 | 2044 | Wind Onshore | Generation |  | MI | Capacity-Generation | FOM | 826368933.1624 | [6 empty] | 0.39012 | 322384266.5575
LCP_Inputs_ON_Electric_2023_04_03 | 2044 | Wind Onshore | Generation |  | MI | Capacity-Generation | Flex Adder | 0 | [6 empty] | 0.39012 | 0
LCP_Inputs_ON_Electric_2023_04_03 | 2044 | Wind Onshore | Generation |  | NY | Capacity-Generation | FOM | 264562606.8411 | [6 empty] | 0.39012 | 103211554.2372
LCP_Inputs_ON_Electric_2023_04_03 | 2044 | Wind Onshore | Generation |  | NY | Capacity-Generation | Flex Adder | 0 | [6 empty] | 0.39012 | 0
LCP_Inputs_ON_Electric_2023_04_03 | 2044 | Wind Onshore | Generation |  | ON | Capacity-Generation | FOM | 875000000 | [6 empty] | 0.39012 | 341356290.0511
LCP_Inputs_ON_Electric_2023_04_03 | 2044 | Wind Onshore | Generation |  | ON | Capacity-Generation | Flex Adder | 0 | [6 empty] | 0.39012 | 0
LCP_Inputs_ON_Electric_2023_04_03 | 2044 | Wind Onshore | Generation |  | PJ | Capacity-Generation | FOM | 4304208110.9397 | [6 empty] | 0.39012 | 1679164014.1237
LCP_Inputs_ON_Electric_2023_04_03 | 2044 | Wind Onshore | Generation |  | PJ | Capacity-Generation | Flex Adder | 0 | [6 empty] | 0.39012 | 0
LCP_Inputs_ON_Electric_2023_04_03 | 2044 | Wind Onshore | Generation |  | WC | Capacity-Generation | FOM | 0 | [6 empty] | 0.39012 | 0
LCP_Inputs_ON_Electric_2023_04_03 | 2044 | Wind Onshore | Generation |  | WC | Capacity-Generation | Flex Adder | 0 | [6 empty] | 0.39012 | 0
LCP_Inputs_ON_Electric_2023_04_03 | 2045 | Anaerobic Digestion | Generation |  | ON | Capacity-Generation | FOM | 167819842.8872 | [6 empty] | 0.37512 | 62952042.8186
LCP_Inputs_ON_Electric_2023_04_03 | 2045 | Anaerobic Digestion | Generation |  | ON | Capacity-Generation | Flex Adder | 0 | [6 empty] | 0.37512 | 0
LCP_Inputs_ON_Electric_2023_04_03 | 2045 | Battery Storage | Storage |  | ON | Capacity-Storage | FOM | 6227491.9706 | [6 empty] | 0.37512 | 2336036.8741
LCP_Inputs_ON_Electric_2023_04_03 | 2045 | Battery Storage | Storage |  | ON | Capacity-Storage | Flex Adder | 0 | [6 empty] | 0.37512 | 0
LCP_Inputs_ON_Electric_2023_04_03 | 2045 | Biomass + CCS | Generation |  | ON | Capacity-Generation | FOM | 80652292.5 | [6 empty] | 0.37512 | 30254030.0571
LCP_Inputs_ON_Electric_2023_04_03 | 2045 | Biomass + CCS | Generation |  | ON | Capacity-Generation | Flex Adder | 0 | [6 empty] | 0.37512 | 0
LCP_Inputs_ON_Electric_2023_04_03 | 2045 | CH4 + CCS | Generation |  | ON | Capacity-Generation | FOM | 0 | [6 empty] | 0.37512 | 0
LCP_Inputs_ON_Electric_2023_04_03 | 2045 | CH4 + CCS | Generation |  | ON | Capacity-Generation | Flex Adder | 0 | [6 empty] | 0.37512 | 0
LCP_Inputs_ON_Electric_2023_04_03 | 2045 | Electrolyser 2020/2030 | Crossload |  | ON | Capacity-Crossload | FOM | 0 | [6 empty] | 0.37512 | 0
LCP_Inputs_ON_Electric_2023_04_03 | 2045 | Electrolyser 2020/2030 | Crossload |  | ON | Capacity-Crossload | Flex Adder | 0 | [6 empty] | 0.37512 | 0
LCP_Inputs_ON_Electric_2023_04_03 | 2045 | Electrolyser 2040 | Crossload |  | ON | Capacity-Crossload | FOM | 0 | [6 empty] | 0.37512 | 0
LCP_Inputs_ON_Electric_2023_04_03 | 2045 | Electrolyser 2040 | Crossload |  | ON | Capacity-Crossload | Flex Adder | 0 | [6 empty] | 0.37512 | 0
LCP_Inputs_ON_Electric_2023_04_03 | 2045 | Generic - Generator | Generation |  | MI | Capacity-Generation | FOM | 0 | [6 empty] | 0.37512 | 0
LCP_Inputs_ON_Electric_2023_04_03 | 2045 | Generic - Generator | Generation |  | MI | Capacity-Generation | Flex Adder | 0 | [6 empty] | 0.37512 | 0
LCP_Inputs_ON_Electric_2023_04_03 | 2045 | Generic - Generator | Generation |  | NY | Capacity-Generation | FOM | 0 | [6 empty] | 0.37512 | 0
LCP_Inputs_ON_Electric_2023_04_03 | 2045 | Generic - Generator | Generation |  | NY | Capacity-Generation | Flex Adder | 0 | [6 empty] | 0.37512 | 0
LCP_Inputs_ON_Electric_2023_04_03 | 2045 | Generic - Generator | Generation |  | PJ | Capacity-Generation | FOM | 0 | [6 empty] | 0.37512 | 0
LCP_Inputs_ON_Electric_2023_04_03 | 2045 | Generic - Generator | Generation |  | PJ | Capacity-Generation | Flex Adder | 0 | [6 empty] | 0.37512 | 0
LCP_Inputs_ON_Electric_2023_04_03 | 2045 | Generic - Generator | Generation |  | QC | Capacity-Generation | FOM | 0 | [6 empty] | 0.37512 | 0
LCP_Inputs_ON_Electric_2023_04_03 | 2045 | Generic - Generator | Generation |  | QC | Capacity-Generation | Flex Adder | 0 | [6 empty] | 0.37512 | 0
LCP_Inputs_ON_Electric_2023_04_03 | 2045 | Generic - Generator | Generation |  | WC | Capacity-Generation | FOM | 0 | [6 empty] | 0.37512 | 0
LCP_Inputs_ON_Electric_2023_04_03 | 2045 | Generic - Generator | Generation |  | WC | Capacity-Generation | Flex Adder | 0 | [6 empty] | 0.37512 | 0
LCP_Inputs_ON_Electric_2023_04_03 | 2045 | H2 Import - WC | Import |  | WC | Capacity-Import | FOM | 0 | [6 empty] | 0.37512 | 0
LCP_Inputs_ON_Electric_2023_04_03 | 2045 | H2 Import - WC | Import |  | WC | Capacity-Import | Flex Adder | 0 | [6 empty] | 0.37512 | 0
LCP_Inputs_ON_Electric_2023_04_03 | 2045 | H2 Salt Cavern Storage - ON | Storage |  | ON | Capacity-Storage | FOM | 0 | [6 empty] | 0.37512 | 0
LCP_Inputs_ON_Electric_2023_04_03 | 2045 | H2 Salt Cavern Storage - ON | Storage |  | ON | Capacity-Storage | Flex Adder | 0 | [6 empty] | 0.37512 | 0
LCP_Inputs_ON_Electric_2023_04_03 | 2045 | Hydro | Generation |  | ON | Capacity-Generation | FOM | 45262834.7414 | [6 empty] | 0.37512 | 16978849.8291
LCP_Inputs_ON_Electric_2023_04_03 | 2045 | Hydro | Generation |  | ON | Capacity-Generation | Flex Adder | 0 | [6 empty] | 0.37512 | 0
LCP_Inputs_ON_Electric_2023_04_03 | 2045 | Nuclear | Generation |  | ON | Capacity-Generation | FOM | 0 | [6 empty] | 0.37512 | 0
LCP_Inputs_ON_Electric_2023_04_03 | 2045 | Nuclear | Generation |  | ON | Capacity-Generation | Flex Adder | 0 | [6 empty] | 0.37512 | 0
LCP_Inputs_ON_Electric_2023_04_03 | 2045 | Nuclear SMR | Generation |  | ON | Capacity-Generation | FOM | 450000000 | [6 empty] | 0.37512 | 168802561.0143
LCP_Inputs_ON_Electric_2023_04_03 | 2045 | Nuclear SMR | Generation |  | ON | Capacity-Generation | Flex Adder | 0 | [6 empty] | 0.37512 | 0
LCP_Inputs_ON_Electric_2023_04_03 | 2045 | O/CCGT - H2 New | Crossload |  | ON | Capacity-Crossload | FOM | 462536027.6028 | [6 empty] | 0.37512 | 173505035.6016
LCP_Inputs_ON_Electric_2023_04_03 | 2045 | O/CCGT - H2 New | Crossload |  | ON | Capacity-Crossload | Flex Adder | 0 | [6 empty] | 0.37512 | 0
LCP_Inputs_ON_Electric_2023_04_03 | 2045 | SMR CCS | Crossload |  | ON | Capacity-Crossload | FOM | 461719506.2715 | [6 empty] | 0.37512 | 173198744.7309
LCP_Inputs_ON_Electric_2023_04_03 | 2045 | SMR CCS | Crossload |  | ON | Capacity-Crossload | Flex Adder | 0 | [6 empty] | 0.37512 | 0
LCP_Inputs_ON_Electric_2023_04_03 | 2045 | SMR CCS | Crossload |  | WC | Capacity-Crossload | FOM | 0 | [6 empty] | 0.37512 | 0
LCP_Inputs_ON_Electric_2023_04_03 | 2045 | SMR CCS | Crossload |  | WC | Capacity-Crossload | Flex Adder | 0 | [6 empty] | 0.37512 | 0
LCP_Inputs_ON_Electric_2023_04_03 | 2045 | Solar PV | Generation |  | ON | Capacity-Generation | FOM | 68429019.3981 | [6 empty] | 0.37512 | 25668874.938
LCP_Inputs_ON_Electric_2023_04_03 | 2045 | Solar PV | Generation |  | ON | Capacity-Generation | Flex Adder | 0 | [6 empty] | 0.37512 | 0
LCP_Inputs_ON_Electric_2023_04_03 | 2045 | Solar PV | Generation |  | WC | Capacity-Generation | FOM | 9775692.2773 | [6 empty] | 0.37512 | 3667026.4269
LCP_Inputs_ON_Electric_2023_04_03 | 2045 | Solar PV | Generation |  | WC | Capacity-Generation | Flex Adder | 0 | [6 empty] | 0.37512 | 0
LCP_Inputs_ON_Electric_2023_04_03 | 2045 | Wind Offshore | Generation |  | ON | Capacity-Generation | FOM | 0 | [6 empty] | 0.37512 | 0
LCP_Inputs_ON_Electric_2023_04_03 | 2045 | Wind Offshore | Generation |  | ON | Capacity-Generation | Flex Adder | 0 | [6 empty] | 0.37512 | 0
LCP_Inputs_ON_Electric_2023_04_03 | 2045 | Wind Onshore | Generation |  | MI | Capacity-Generation | FOM | 826368933.1624 | [6 empty] | 0.37512 | 309984871.6899
LCP_Inputs_ON_Electric_2023_04_03 | 2045 | Wind Onshore | Generation |  | MI | Capacity-Generation | Flex Adder | 0 | [6 empty] | 0.37512 | 0
LCP_Inputs_ON_Electric_2023_04_03 | 2045 | Wind Onshore | Generation |  | NY | Capacity-Generation | FOM | 264562606.8411 | [6 empty] | 0.37512 | 99241879.0742
LCP_Inputs_ON_Electric_2023_04_03 | 2045 | Wind Onshore | Generation |  | NY | Capacity-Generation | Flex Adder | 0 | [6 empty] | 0.37512 | 0
LCP_Inputs_ON_Electric_2023_04_03 | 2045 | Wind Onshore | Generation |  | ON | Capacity-Generation | FOM | 875000000 | [6 empty] | 0.37512 | 328227201.9722
LCP_Inputs_ON_Electric_2023_04_03 | 2045 | Wind Onshore | Generation |  | ON | Capacity-Generation | Flex Adder | 0 | [6 empty] | 0.37512 | 0
LCP_Inputs_ON_Electric_2023_04_03 | 2045 | Wind Onshore | Generation |  | PJ | Capacity-Generation | FOM | 4304208110.9397 | [6 empty] | 0.37512 | 1614580782.8113
LCP_Inputs_ON_Electric_2023_04_03 | 2045 | Wind Onshore | Generation |  | PJ | Capacity-Generation | Flex Adder | 0 | [6 empty] | 0.37512 | 0
LCP_Inputs_ON_Electric_2023_04_03 | 2045 | Wind Onshore | Generation |  | WC | Capacity-Generation | FOM | 0 | [6 empty] | 0.37512 | 0
LCP_Inputs_ON_Electric_2023_04_03 | 2045 | Wind Onshore | Generation |  | WC | Capacity-Generation | Flex Adder | 0 | [6 empty] | 0.37512 | 0
LCP_Inputs_ON_Electric_2023_04_03 | 2046 | Anaerobic Digestion | Generation |  | ON | Capacity-Generation | FOM | 167819842.8872 | [6 empty] | 0.36069 | 60530810.4025
LCP_Inputs_ON_Electric_2023_04_03 | 2046 | Anaerobic Digestion | Generation |  | ON | Capacity-Generation | Flex Adder | 0 | [6 empty] | 0.36069 | 0
LCP_Inputs_ON_Electric_2023_04_03 | 2046 | Battery Storage | Storage |  | ON | Capacity-Storage | FOM | 6227491.9706 | [6 empty] | 0.36069 | 2246189.302
LCP_Inputs_ON_Electric_2023_04_03 | 2046 | Battery Storage | Storage |  | ON | Capacity-Storage | Flex Adder | 0 | [6 empty] | 0.36069 | 0
LCP_Inputs_ON_Electric_2023_04_03 | 2046 | Biomass + CCS | Generation |  | ON | Capacity-Generation | FOM | 80652292.5 | [6 empty] | 0.36069 | 29090413.5164
LCP_Inputs_ON_Electric_2023_04_03 | 2046 | Biomass + CCS | Generation |  | ON | Capacity-Generation | Flex Adder | 0 | [6 empty] | 0.36069 | 0
LCP_Inputs_ON_Electric_2023_04_03 | 2046 | CH4 + CCS | Generation |  | ON | Capacity-Generation | FOM | 0 | [6 empty] | 0.36069 | 0
LCP_Inputs_ON_Electric_2023_04_03 | 2046 | CH4 + CCS | Generation |  | ON | Capacity-Generation | Flex Adder | 0 | [6 empty] | 0.36069 | 0
LCP_Inputs_ON_Electric_2023_04_03 | 2046 | Electrolyser 2020/2030 | Crossload |  | ON | Capacity-Crossload | FOM | 0 | [6 empty] | 0.36069 | 0
LCP_Inputs_ON_Electric_2023_04_03 | 2046 | Electrolyser 2020/2030 | Crossload |  | ON | Capacity-Crossload | Flex Adder | 0 | [6 empty] | 0.36069 | 0
LCP_Inputs_ON_Electric_2023_04_03 | 2046 | Electrolyser 2040 | Crossload |  | ON | Capacity-Crossload | FOM | 0 | [6 empty] | 0.36069 | 0
LCP_Inputs_ON_Electric_2023_04_03 | 2046 | Electrolyser 2040 | Crossload |  | ON | Capacity-Crossload | Flex Adder | 0 | [6 empty] | 0.36069 | 0
LCP_Inputs_ON_Electric_2023_04_03 | 2046 | Generic - Generator | Generation |  | MI | Capacity-Generation | FOM | 0 | [6 empty] | 0.36069 | 0
LCP_Inputs_ON_Electric_2023_04_03 | 2046 | Generic - Generator | Generation |  | MI | Capacity-Generation | Flex Adder | 0 | [6 empty] | 0.36069 | 0
LCP_Inputs_ON_Electric_2023_04_03 | 2046 | Generic - Generator | Generation |  | NY | Capacity-Generation | FOM | 0 | [6 empty] | 0.36069 | 0
LCP_Inputs_ON_Electric_2023_04_03 | 2046 | Generic - Generator | Generation |  | NY | Capacity-Generation | Flex Adder | 0 | [6 empty] | 0.36069 | 0
LCP_Inputs_ON_Electric_2023_04_03 | 2046 | Generic - Generator | Generation |  | PJ | Capacity-Generation | FOM | 0 | [6 empty] | 0.36069 | 0
LCP_Inputs_ON_Electric_2023_04_03 | 2046 | Generic - Generator | Generation |  | PJ | Capacity-Generation | Flex Adder | 0 | [6 empty] | 0.36069 | 0
LCP_Inputs_ON_Electric_2023_04_03 | 2046 | Generic - Generator | Generation |  | QC | Capacity-Generation | FOM | 0 | [6 empty] | 0.36069 | 0
LCP_Inputs_ON_Electric_2023_04_03 | 2046 | Generic - Generator | Generation |  | QC | Capacity-Generation | Flex Adder | 0 | [6 empty] | 0.36069 | 0
LCP_Inputs_ON_Electric_2023_04_03 | 2046 | Generic - Generator | Generation |  | WC | Capacity-Generation | FOM | 0 | [6 empty] | 0.36069 | 0
LCP_Inputs_ON_Electric_2023_04_03 | 2046 | Generic - Generator | Generation |  | WC | Capacity-Generation | Flex Adder | 0 | [6 empty] | 0.36069 | 0
LCP_Inputs_ON_Electric_2023_04_03 | 2046 | H2 Import - WC | Import |  | WC | Capacity-Import | FOM | 0 | [6 empty] | 0.36069 | 0
LCP_Inputs_ON_Electric_2023_04_03 | 2046 | H2 Import - WC | Import |  | WC | Capacity-Import | Flex Adder | 0 | [6 empty] | 0.36069 | 0
LCP_Inputs_ON_Electric_2023_04_03 | 2046 | H2 Salt Cavern Storage - ON | Storage |  | ON | Capacity-Storage | FOM | 0 | [6 empty] | 0.36069 | 0
LCP_Inputs_ON_Electric_2023_04_03 | 2046 | H2 Salt Cavern Storage - ON | Storage |  | ON | Capacity-Storage | Flex Adder | 0 | [6 empty] | 0.36069 | 0
LCP_Inputs_ON_Electric_2023_04_03 | 2046 | Hydro | Generation |  | ON | Capacity-Generation | FOM | 45262834.7414 | [6 empty] | 0.36069 | 16325817.1434
LCP_Inputs_ON_Electric_2023_04_03 | 2046 | Hydro | Generation |  | ON | Capacity-Generation | Flex Adder | 0 | [6 empty] | 0.36069 | 0
LCP_Inputs_ON_Electric_2023_04_03 | 2046 | Nuclear | Generation |  | ON | Capacity-Generation | FOM | 0 | [6 empty] | 0.36069 | 0
LCP_Inputs_ON_Electric_2023_04_03 | 2046 | Nuclear | Generation |  | ON | Capacity-Generation | Flex Adder | 0 | [6 empty] | 0.36069 | 0
LCP_Inputs_ON_Electric_2023_04_03 | 2046 | Nuclear SMR | Generation |  | ON | Capacity-Generation | FOM | 450000000 | [6 empty] | 0.36069 | 162310154.8214
LCP_Inputs_ON_Electric_2023_04_03 | 2046 | Nuclear SMR | Generation |  | ON | Capacity-Generation | Flex Adder | 0 | [6 empty] | 0.36069 | 0
LCP_Inputs_ON_Electric_2023_04_03 | 2046 | O/CCGT - H2 New | Crossload |  | ON | Capacity-Crossload | FOM | 462536027.6028 | [6 empty] | 0.36069 | 166831765.0015
LCP_Inputs_ON_Electric_2023_04_03 | 2046 | O/CCGT - H2 New | Crossload |  | ON | Capacity-Crossload | Flex Adder | 0 | [6 empty] | 0.36069 | 0
LCP_Inputs_ON_Electric_2023_04_03 | 2046 | SMR CCS | Crossload |  | ON | Capacity-Crossload | FOM | 461719506.2715 | [6 empty] | 0.36069 | 166537254.5489
LCP_Inputs_ON_Electric_2023_04_03 | 2046 | SMR CCS | Crossload |  | ON | Capacity-Crossload | Flex Adder | 0 | [6 empty] | 0.36069 | 0
LCP_Inputs_ON_Electric_2023_04_03 | 2046 | SMR CCS | Crossload |  | WC | Capacity-Crossload | FOM | 0 | [6 empty] | 0.36069 | 0
LCP_Inputs_ON_Electric_2023_04_03 | 2046 | SMR CCS | Crossload |  | WC | Capacity-Crossload | Flex Adder | 0 | [6 empty] | 0.36069 | 0
LCP_Inputs_ON_Electric_2023_04_03 | 2046 | Solar PV | Generation |  | ON | Capacity-Generation | FOM | 68429019.3981 | [6 empty] | 0.36069 | 24681610.5173
LCP_Inputs_ON_Electric_2023_04_03 | 2046 | Solar PV | Generation |  | ON | Capacity-Generation | Flex Adder | 0 | [6 empty] | 0.36069 | 0
LCP_Inputs_ON_Electric_2023_04_03 | 2046 | Solar PV | Generation |  | WC | Capacity-Generation | FOM | 9775692.2773 | [6 empty] | 0.36069 | 3525986.9489
LCP_Inputs_ON_Electric_2023_04_03 | 2046 | Solar PV | Generation |  | WC | Capacity-Generation | Flex Adder | 0 | [6 empty] | 0.36069 | 0
LCP_Inputs_ON_Electric_2023_04_03 | 2046 | Wind Offshore | Generation |  | ON | Capacity-Generation | FOM | 0 | [6 empty] | 0.36069 | 0
LCP_Inputs_ON_Electric_2023_04_03 | 2046 | Wind Offshore | Generation |  | ON | Capacity-Generation | Flex Adder | 0 | [6 empty] | 0.36069 | 0
LCP_Inputs_ON_Electric_2023_04_03 | 2046 | Wind Onshore | Generation |  | MI | Capacity-Generation | FOM | 826368933.1624 | [6 empty] | 0.36069 | 298062376.6249
LCP_Inputs_ON_Electric_2023_04_03 | 2046 | Wind Onshore | Generation |  | MI | Capacity-Generation | Flex Adder | 0 | [6 empty] | 0.36069 | 0
LCP_Inputs_ON_Electric_2023_04_03 | 2046 | Wind Onshore | Generation |  | NY | Capacity-Generation | FOM | 264562606.8411 | [6 empty] | 0.36069 | 95424883.7252
LCP_Inputs_ON_Electric_2023_04_03 | 2046 | Wind Onshore | Generation |  | NY | Capacity-Generation | Flex Adder | 0 | [6 empty] | 0.36069 | 0
LCP_Inputs_ON_Electric_2023_04_03 | 2046 | Wind Onshore | Generation |  | ON | Capacity-Generation | FOM | 875000000 | [6 empty] | 0.36069 | 315603078.8194
LCP_Inputs_ON_Electric_2023_04_03 | 2046 | Wind Onshore | Generation |  | ON | Capacity-Generation | Flex Adder | 0 | [6 empty] | 0.36069 | 0
LCP_Inputs_ON_Electric_2023_04_03 | 2046 | Wind Onshore | Generation |  | PJ | Capacity-Generation | FOM | 4304208110.9397 | [6 empty] | 0.36069 | 1552481521.9339
LCP_Inputs_ON_Electric_2023_04_03 | 2046 | Wind Onshore | Generation |  | PJ | Capacity-Generation | Flex Adder | 0 | [6 empty] | 0.36069 | 0
LCP_Inputs_ON_Electric_2023_04_03 | 2046 | Wind Onshore | Generation |  | WC | Capacity-Generation | FOM | 0 | [6 empty] | 0.36069 | 0
LCP_Inputs_ON_Electric_2023_04_03 | 2046 | Wind Onshore | Generation |  | WC | Capacity-Generation | Flex Adder | 0 | [6 empty] | 0.36069 | 0
LCP_Inputs_ON_Electric_2023_04_03 | 2047 | Anaerobic Digestion | Generation |  | ON | Capacity-Generation | FOM | 167819842.8872 | [6 empty] | 0.34682 | 58202702.3101
LCP_Inputs_ON_Electric_2023_04_03 | 2047 | Anaerobic Digestion | Generation |  | ON | Capacity-Generation | Flex Adder | 0 | [6 empty] | 0.34682 | 0
LCP_Inputs_ON_Electric_2023_04_03 | 2047 | Battery Storage | Storage |  | ON | Capacity-Storage | FOM | 6227491.9706 | [6 empty] | 0.34682 | 2159797.4058
LCP_Inputs_ON_Electric_2023_04_03 | 2047 | Battery Storage | Storage |  | ON | Capacity-Storage | Flex Adder | 0 | [6 empty] | 0.34682 | 0
LCP_Inputs_ON_Electric_2023_04_03 | 2047 | Biomass + CCS | Generation |  | ON | Capacity-Generation | FOM | 80652292.5 | [6 empty] | 0.34682 | 27971551.4581
LCP_Inputs_ON_Electric_2023_04_03 | 2047 | Biomass + CCS | Generation |  | ON | Capacity-Generation | Flex Adder | 0 | [6 empty] | 0.34682 | 0
LCP_Inputs_ON_Electric_2023_04_03 | 2047 | CH4 + CCS | Generation |  | ON | Capacity-Generation | FOM | 0 | [6 empty] | 0.34682 | 0
LCP_Inputs_ON_Electric_2023_04_03 | 2047 | CH4 + CCS | Generation |  | ON | Capacity-Generation | Flex Adder | 0 | [6 empty] | 0.34682 | 0
LCP_Inputs_ON_Electric_2023_04_03 | 2047 | Electrolyser 2020/2030 | Crossload |  | ON | Capacity-Crossload | FOM | 0 | [6 empty] | 0.34682 | 0
LCP_Inputs_ON_Electric_2023_04_03 | 2047 | Electrolyser 2020/2030 | Crossload |  | ON | Capacity-Crossload | Flex Adder | 0 | [6 empty] | 0.34682 | 0
LCP_Inputs_ON_Electric_2023_04_03 | 2047 | Electrolyser 2040 | Crossload |  | ON | Capacity-Crossload | FOM | 0 | [6 empty] | 0.34682 | 0
LCP_Inputs_ON_Electric_2023_04_03 | 2047 | Electrolyser 2040 | Crossload |  | ON | Capacity-Crossload | Flex Adder | 0 | [6 empty] | 0.34682 | 0
LCP_Inputs_ON_Electric_2023_04_03 | 2047 | Generic - Generator | Generation |  | MI | Capacity-Generation | FOM | 0 | [6 empty] | 0.34682 | 0
LCP_Inputs_ON_Electric_2023_04_03 | 2047 | Generic - Generator | Generation |  | MI | Capacity-Generation | Flex Adder | 0 | [6 empty] | 0.34682 | 0
LCP_Inputs_ON_Electric_2023_04_03 | 2047 | Generic - Generator | Generation |  | NY | Capacity-Generation | FOM | 0 | [6 empty] | 0.34682 | 0
LCP_Inputs_ON_Electric_2023_04_03 | 2047 | Generic - Generator | Generation |  | NY | Capacity-Generation | Flex Adder | 0 | [6 empty] | 0.34682 | 0
LCP_Inputs_ON_Electric_2023_04_03 | 2047 | Generic - Generator | Generation |  | PJ | Capacity-Generation | FOM | 0 | [6 empty] | 0.34682 | 0
LCP_Inputs_ON_Electric_2023_04_03 | 2047 | Generic - Generator | Generation |  | PJ | Capacity-Generation | Flex Adder | 0 | [6 empty] | 0.34682 | 0
LCP_Inputs_ON_Electric_2023_04_03 | 2047 | Generic - Generator | Generation |  | QC | Capacity-Generation | FOM | 0 | [6 empty] | 0.34682 | 0
LCP_Inputs_ON_Electric_2023_04_03 | 2047 | Generic - Generator | Generation |  | QC | Capacity-Generation | Flex Adder | 0 | [6 empty] | 0.34682 | 0
LCP_Inputs_ON_Electric_2023_04_03 | 2047 | Generic - Generator | Generation |  | WC | Capacity-Generation | FOM | 0 | [6 empty] | 0.34682 | 0
LCP_Inputs_ON_Electric_2023_04_03 | 2047 | Generic - Generator | Generation |  | WC | Capacity-Generation | Flex Adder | 0 | [6 empty] | 0.34682 | 0
LCP_Inputs_ON_Electric_2023_04_03 | 2047 | H2 Import - WC | Import |  | WC | Capacity-Import | FOM | 0 | [6 empty] | 0.34682 | 0
LCP_Inputs_ON_Electric_2023_04_03 | 2047 | H2 Import - WC | Import |  | WC | Capacity-Import | Flex Adder | 0 | [6 empty] | 0.34682 | 0
LCP_Inputs_ON_Electric_2023_04_03 | 2047 | H2 Salt Cavern Storage - ON | Storage |  | ON | Capacity-Storage | FOM | 0 | [6 empty] | 0.34682 | 0
LCP_Inputs_ON_Electric_2023_04_03 | 2047 | H2 Salt Cavern Storage - ON | Storage |  | ON | Capacity-Storage | Flex Adder | 0 | [6 empty] | 0.34682 | 0
LCP_Inputs_ON_Electric_2023_04_03 | 2047 | Hydro | Generation |  | ON | Capacity-Generation | FOM | 45262834.7414 | [6 empty] | 0.34682 | 15697901.0994
LCP_Inputs_ON_Electric_2023_04_03 | 2047 | Hydro | Generation |  | ON | Capacity-Generation | Flex Adder | 0 | [6 empty] | 0.34682 | 0
LCP_Inputs_ON_Electric_2023_04_03 | 2047 | Nuclear | Generation |  | ON | Capacity-Generation | FOM | 0 | [6 empty] | 0.34682 | 0
LCP_Inputs_ON_Electric_2023_04_03 | 2047 | Nuclear | Generation |  | ON | Capacity-Generation | Flex Adder | 0 | [6 empty] | 0.34682 | 0
LCP_Inputs_ON_Electric_2023_04_03 | 2047 | Nuclear SMR | Generation |  | ON | Capacity-Generation | FOM | 450000000 | [6 empty] | 0.34682 | 156067456.5591
LCP_Inputs_ON_Electric_2023_04_03 | 2047 | Nuclear SMR | Generation |  | ON | Capacity-Generation | Flex Adder | 0 | [6 empty] | 0.34682 | 0
LCP_Inputs_ON_Electric_2023_04_03 | 2047 | O/CCGT - H2 New | Crossload |  | ON | Capacity-Crossload | FOM | 462536027.6028 | [6 empty] | 0.34682 | 160415158.6553
LCP_Inputs_ON_Electric_2023_04_03 | 2047 | O/CCGT - H2 New | Crossload |  | ON | Capacity-Crossload | Flex Adder | 0 | [6 empty] | 0.34682 | 0
LCP_Inputs_ON_Electric_2023_04_03 | 2047 | SMR CCS | Crossload |  | ON | Capacity-Crossload | FOM | 461719506.2715 | [6 empty] | 0.34682 | 160131975.5278
LCP_Inputs_ON_Electric_2023_04_03 | 2047 | SMR CCS | Crossload |  | ON | Capacity-Crossload | Flex Adder | 0 | [6 empty] | 0.34682 | 0
LCP_Inputs_ON_Electric_2023_04_03 | 2047 | SMR CCS | Crossload |  | WC | Capacity-Crossload | FOM | 0 | [6 empty] | 0.34682 | 0
LCP_Inputs_ON_Electric_2023_04_03 | 2047 | SMR CCS | Crossload |  | WC | Capacity-Crossload | Flex Adder | 0 | [6 empty] | 0.34682 | 0
LCP_Inputs_ON_Electric_2023_04_03 | 2047 | Solar PV | Generation |  | ON | Capacity-Generation | FOM | 68429019.3981 | [6 empty] | 0.34682 | 23732317.8051
LCP_Inputs_ON_Electric_2023_04_03 | 2047 | Solar PV | Generation |  | ON | Capacity-Generation | Flex Adder | 0 | [6 empty] | 0.34682 | 0
LCP_Inputs_ON_Electric_2023_04_03 | 2047 | Solar PV | Generation |  | WC | Capacity-Generation | FOM | 9775692.2773 | [6 empty] | 0.34682 | 3390372.0663
LCP_Inputs_ON_Electric_2023_04_03 | 2047 | Solar PV | Generation |  | WC | Capacity-Generation | Flex Adder | 0 | [6 empty] | 0.34682 | 0
LCP_Inputs_ON_Electric_2023_04_03 | 2047 | Wind Offshore | Generation |  | ON | Capacity-Generation | FOM | 0 | [6 empty] | 0.34682 | 0
LCP_Inputs_ON_Electric_2023_04_03 | 2047 | Wind Offshore | Generation |  | ON | Capacity-Generation | Flex Adder | 0 | [6 empty] | 0.34682 | 0
LCP_Inputs_ON_Electric_2023_04_03 | 2047 | Wind Onshore | Generation |  | MI | Capacity-Generation | FOM | 826368933.1624 | [6 empty] | 0.34682 | 286598439.0624
LCP_Inputs_ON_Electric_2023_04_03 | 2047 | Wind Onshore | Generation |  | MI | Capacity-Generation | Flex Adder | 0 | [6 empty] | 0.34682 | 0
LCP_Inputs_ON_Electric_2023_04_03 | 2047 | Wind Onshore | Generation |  | NY | Capacity-Generation | FOM | 264562606.8411 | [6 empty] | 0.34682 | 91754695.8896
LCP_Inputs_ON_Electric_2023_04_03 | 2047 | Wind Onshore | Generation |  | NY | Capacity-Generation | Flex Adder | 0 | [6 empty] | 0.34682 | 0
LCP_Inputs_ON_Electric_2023_04_03 | 2047 | Wind Onshore | Generation |  | ON | Capacity-Generation | FOM | 875000000 | [6 empty] | 0.34682 | 303464498.8648
LCP_Inputs_ON_Electric_2023_04_03 | 2047 | Wind Onshore | Generation |  | ON | Capacity-Generation | Flex Adder | 0 | [6 empty] | 0.34682 | 0
LCP_Inputs_ON_Electric_2023_04_03 | 2047 | Wind Onshore | Generation |  | PJ | Capacity-Generation | FOM | 4304208110.9397 | [6 empty] | 0.34682 | 1492770694.1672
LCP_Inputs_ON_Electric_2023_04_03 | 2047 | Wind Onshore | Generation |  | PJ | Capacity-Generation | Flex Adder | 0 | [6 empty] | 0.34682 | 0
LCP_Inputs_ON_Electric_2023_04_03 | 2047 | Wind Onshore | Generation |  | WC | Capacity-Generation | FOM | 0 | [6 empty] | 0.34682 | 0
LCP_Inputs_ON_Electric_2023_04_03 | 2047 | Wind Onshore | Generation |  | WC | Capacity-Generation | Flex Adder | 0 | [6 empty] | 0.34682 | 0
LCP_Inputs_ON_Electric_2023_04_03 | 2048 | Anaerobic Digestion | Generation |  | ON | Capacity-Generation | FOM | 167819842.8872 | [6 empty] | 0.33348 | 55964136.8366
LCP_Inputs_ON_Electric_2023_04_03 | 2048 | Anaerobic Digestion | Generation |  | ON | Capacity-Generation | Flex Adder | 0 | [6 empty] | 0.33348 | 0
LCP_Inputs_ON_Electric_2023_04_03 | 2048 | Battery Storage | Storage |  | ON | Capacity-Storage | FOM | 6227491.9706 | [6 empty] | 0.33348 | 2076728.2748
LCP_Inputs_ON_Electric_2023_04_03 | 2048 | Battery Storage | Storage |  | ON | Capacity-Storage | Flex Adder | 0 | [6 empty] | 0.33348 | 0
LCP_Inputs_ON_Electric_2023_04_03 | 2048 | Biomass + CCS | Generation |  | ON | Capacity-Generation | FOM | 80652292.5 | [6 empty] | 0.33348 | 26895722.5558
LCP_Inputs_ON_Electric_2023_04_03 | 2048 | Biomass + CCS | Generation |  | ON | Capacity-Generation | Flex Adder | 0 | [6 empty] | 0.33348 | 0
LCP_Inputs_ON_Electric_2023_04_03 | 2048 | CH4 + CCS | Generation |  | ON | Capacity-Generation | FOM | 0 | [6 empty] | 0.33348 | 0
LCP_Inputs_ON_Electric_2023_04_03 | 2048 | CH4 + CCS | Generation |  | ON | Capacity-Generation | Flex Adder | 0 | [6 empty] | 0.33348 | 0
LCP_Inputs_ON_Electric_2023_04_03 | 2048 | Electrolyser 2020/2030 | Crossload |  | ON | Capacity-Crossload | FOM | 0 | [6 empty] | 0.33348 | 0
LCP_Inputs_ON_Electric_2023_04_03 | 2048 | Electrolyser 2020/2030 | Crossload |  | ON | Capacity-Crossload | Flex Adder | 0 | [6 empty] | 0.33348 | 0
LCP_Inputs_ON_Electric_2023_04_03 | 2048 | Electrolyser 2040 | Crossload |  | ON | Capacity-Crossload | FOM | 0 | [6 empty] | 0.33348 | 0
LCP_Inputs_ON_Electric_2023_04_03 | 2048 | Electrolyser 2040 | Crossload |  | ON | Capacity-Crossload | Flex Adder | 0 | [6 empty] | 0.33348 | 0
LCP_Inputs_ON_Electric_2023_04_03 | 2048 | Generic - Generator | Generation |  | MI | Capacity-Generation | FOM | 0 | [6 empty] | 0.33348 | 0
LCP_Inputs_ON_Electric_2023_04_03 | 2048 | Generic - Generator | Generation |  | MI | Capacity-Generation | Flex Adder | 0 | [6 empty] | 0.33348 | 0
LCP_Inputs_ON_Electric_2023_04_03 | 2048 | Generic - Generator | Generation |  | NY | Capacity-Generation | FOM | 0 | [6 empty] | 0.33348 | 0
LCP_Inputs_ON_Electric_2023_04_03 | 2048 | Generic - Generator | Generation |  | NY | Capacity-Generation | Flex Adder | 0 | [6 empty] | 0.33348 | 0
LCP_Inputs_ON_Electric_2023_04_03 | 2048 | Generic - Generator | Generation |  | PJ | Capacity-Generation | FOM | 0 | [6 empty] | 0.33348 | 0
LCP_Inputs_ON_Electric_2023_04_03 | 2048 | Generic - Generator | Generation |  | PJ | Capacity-Generation | Flex Adder | 0 | [6 empty] | 0.33348 | 0
LCP_Inputs_ON_Electric_2023_04_03 | 2048 | Generic - Generator | Generation |  | QC | Capacity-Generation | FOM | 0 | [6 empty] | 0.33348 | 0
LCP_Inputs_ON_Electric_2023_04_03 | 2048 | Generic - Generator | Generation |  | QC | Capacity-Generation | Flex Adder | 0 | [6 empty] | 0.33348 | 0
LCP_Inputs_ON_Electric_2023_04_03 | 2048 | Generic - Generator | Generation |  | WC | Capacity-Generation | FOM | 0 | [6 empty] | 0.33348 | 0
LCP_Inputs_ON_Electric_2023_04_03 | 2048 | Generic - Generator | Generation |  | WC | Capacity-Generation | Flex Adder | 0 | [6 empty] | 0.33348 | 0
LCP_Inputs_ON_Electric_2023_04_03 | 2048 | H2 Import - WC | Import |  | WC | Capacity-Import | FOM | 0 | [6 empty] | 0.33348 | 0
LCP_Inputs_ON_Electric_2023_04_03 | 2048 | H2 Import - WC | Import |  | WC | Capacity-Import | Flex Adder | 0 | [6 empty] | 0.33348 | 0
LCP_Inputs_ON_Electric_2023_04_03 | 2048 | H2 Salt Cavern Storage - ON | Storage |  | ON | Capacity-Storage | FOM | 0 | [6 empty] | 0.33348 | 0
LCP_Inputs_ON_Electric_2023_04_03 | 2048 | H2 Salt Cavern Storage - ON | Storage |  | ON | Capacity-Storage | Flex Adder | 0 | [6 empty] | 0.33348 | 0
LCP_Inputs_ON_Electric_2023_04_03 | 2048 | Hydro | Generation |  | ON | Capacity-Generation | FOM | 45262834.7414 | [6 empty] | 0.33348 | 15094135.6725
LCP_Inputs_ON_Electric_2023_04_03 | 2048 | Hydro | Generation |  | ON | Capacity-Generation | Flex Adder | 0 | [6 empty] | 0.33348 | 0
LCP_Inputs_ON_Electric_2023_04_03 | 2048 | Nuclear | Generation |  | ON | Capacity-Generation | FOM | 0 | [6 empty] | 0.33348 | 0
LCP_Inputs_ON_Electric_2023_04_03 | 2048 | Nuclear | Generation |  | ON | Capacity-Generation | Flex Adder | 0 | [6 empty] | 0.33348 | 0
LCP_Inputs_ON_Electric_2023_04_03 | 2048 | Nuclear SMR | Generation |  | ON | Capacity-Generation | FOM | 450000000 | [6 empty] | 0.33348 | 150064862.076
LCP_Inputs_ON_Electric_2023_04_03 | 2048 | Nuclear SMR | Generation |  | ON | Capacity-Generation | Flex Adder | 0 | [6 empty] | 0.33348 | 0
LCP_Inputs_ON_Electric_2023_04_03 | 2048 | O/CCGT - H2 New | Crossload |  | ON | Capacity-Crossload | FOM | 462536027.6028 | [6 empty] | 0.33348 | 154245344.8609
LCP_Inputs_ON_Electric_2023_04_03 | 2048 | O/CCGT - H2 New | Crossload |  | ON | Capacity-Crossload | Flex Adder | 0 | [6 empty] | 0.33348 | 0
LCP_Inputs_ON_Electric_2023_04_03 | 2048 | SMR CCS | Crossload |  | ON | Capacity-Crossload | FOM | 461719506.2715 | [6 empty] | 0.33348 | 153973053.3921
LCP_Inputs_ON_Electric_2023_04_03 | 2048 | SMR CCS | Crossload |  | ON | Capacity-Crossload | Flex Adder | 0 | [6 empty] | 0.33348 | 0
LCP_Inputs_ON_Electric_2023_04_03 | 2048 | SMR CCS | Crossload |  | WC | Capacity-Crossload | FOM | 0 | [6 empty] | 0.33348 | 0
LCP_Inputs_ON_Electric_2023_04_03 | 2048 | SMR CCS | Crossload |  | WC | Capacity-Crossload | Flex Adder | 0 | [6 empty] | 0.33348 | 0
LCP_Inputs_ON_Electric_2023_04_03 | 2048 | Solar PV | Generation |  | ON | Capacity-Generation | FOM | 68429019.3981 | [6 empty] | 0.33348 | 22819536.3511
LCP_Inputs_ON_Electric_2023_04_03 | 2048 | Solar PV | Generation |  | ON | Capacity-Generation | Flex Adder | 0 | [6 empty] | 0.33348 | 0
LCP_Inputs_ON_Electric_2023_04_03 | 2048 | Solar PV | Generation |  | WC | Capacity-Generation | FOM | 9775692.2773 | [6 empty] | 0.33348 | 3259973.1406
LCP_Inputs_ON_Electric_2023_04_03 | 2048 | Solar PV | Generation |  | WC | Capacity-Generation | Flex Adder | 0 | [6 empty] | 0.33348 | 0
LCP_Inputs_ON_Electric_2023_04_03 | 2048 | Wind Offshore | Generation |  | ON | Capacity-Generation | FOM | 0 | [6 empty] | 0.33348 | 0
LCP_Inputs_ON_Electric_2023_04_03 | 2048 | Wind Offshore | Generation |  | ON | Capacity-Generation | Flex Adder | 0 | [6 empty] | 0.33348 | 0
LCP_Inputs_ON_Electric_2023_04_03 | 2048 | Wind Onshore | Generation |  | MI | Capacity-Generation | FOM | 826368933.1624 | [6 empty] | 0.33348 | 275575422.1754
LCP_Inputs_ON_Electric_2023_04_03 | 2048 | Wind Onshore | Generation |  | MI | Capacity-Generation | Flex Adder | 0 | [6 empty] | 0.33348 | 0
LCP_Inputs_ON_Electric_2023_04_03 | 2048 | Wind Onshore | Generation |  | NY | Capacity-Generation | FOM | 264562606.8411 | [6 empty] | 0.33348 | 88225669.1246
LCP_Inputs_ON_Electric_2023_04_03 | 2048 | Wind Onshore | Generation |  | NY | Capacity-Generation | Flex Adder | 0 | [6 empty] | 0.33348 | 0
LCP_Inputs_ON_Electric_2023_04_03 | 2048 | Wind Onshore | Generation |  | ON | Capacity-Generation | FOM | 875000000 | [6 empty] | 0.33348 | 291792787.37
LCP_Inputs_ON_Electric_2023_04_03 | 2048 | Wind Onshore | Generation |  | ON | Capacity-Generation | Flex Adder | 0 | [6 empty] | 0.33348 | 0
LCP_Inputs_ON_Electric_2023_04_03 | 2048 | Wind Onshore | Generation |  | PJ | Capacity-Generation | FOM | 4304208110.9397 | [6 empty] | 0.33348 | 1435356436.6992
LCP_Inputs_ON_Electric_2023_04_03 | 2048 | Wind Onshore | Generation |  | PJ | Capacity-Generation | Flex Adder | 0 | [6 empty] | 0.33348 | 0
LCP_Inputs_ON_Electric_2023_04_03 | 2048 | Wind Onshore | Generation |  | WC | Capacity-Generation | FOM | 0 | [6 empty] | 0.33348 | 0
LCP_Inputs_ON_Electric_2023_04_03 | 2048 | Wind Onshore | Generation |  | WC | Capacity-Generation | Flex Adder | 0 | [6 empty] | 0.33348 | 0
LCP_Inputs_ON_Electric_2023_04_03 | 2049 | Anaerobic Digestion | Generation |  | ON | Capacity-Generation | FOM | 167819842.8872 | [6 empty] | 0.32065 | 53811670.0352
LCP_Inputs_ON_Electric_2023_04_03 | 2049 | Anaerobic Digestion | Generation |  | ON | Capacity-Generation | Flex Adder | 0 | [6 empty] | 0.32065 | 0
LCP_Inputs_ON_Electric_2023_04_03 | 2049 | Battery Storage | Storage |  | ON | Capacity-Storage | FOM | 6227491.9706 | [6 empty] | 0.32065 | 1996854.1103
LCP_Inputs_ON_Electric_2023_04_03 | 2049 | Battery Storage | Storage |  | ON | Capacity-Storage | Flex Adder | 0 | [6 empty] | 0.32065 | 0
LCP_Inputs_ON_Electric_2023_04_03 | 2049 | Biomass + CCS | Generation |  | ON | Capacity-Generation | FOM | 80652292.5 | [6 empty] | 0.32065 | 25861271.6883
LCP_Inputs_ON_Electric_2023_04_03 | 2049 | Biomass + CCS | Generation |  | ON | Capacity-Generation | Flex Adder | 0 | [6 empty] | 0.32065 | 0
LCP_Inputs_ON_Electric_2023_04_03 | 2049 | CH4 + CCS | Generation |  | ON | Capacity-Generation | FOM | 0 | [6 empty] | 0.32065 | 0
LCP_Inputs_ON_Electric_2023_04_03 | 2049 | CH4 + CCS | Generation |  | ON | Capacity-Generation | Flex Adder | 0 | [6 empty] | 0.32065 | 0
LCP_Inputs_ON_Electric_2023_04_03 | 2049 | Electrolyser 2020/2030 | Crossload |  | ON | Capacity-Crossload | FOM | 0 | [6 empty] | 0.32065 | 0
LCP_Inputs_ON_Electric_2023_04_03 | 2049 | Electrolyser 2020/2030 | Crossload |  | ON | Capacity-Crossload | Flex Adder | 0 | [6 empty] | 0.32065 | 0
LCP_Inputs_ON_Electric_2023_04_03 | 2049 | Electrolyser 2040 | Crossload |  | ON | Capacity-Crossload | FOM | 0 | [6 empty] | 0.32065 | 0
LCP_Inputs_ON_Electric_2023_04_03 | 2049 | Electrolyser 2040 | Crossload |  | ON | Capacity-Crossload | Flex Adder | 0 | [6 empty] | 0.32065 | 0
LCP_Inputs_ON_Electric_2023_04_03 | 2049 | Generic - Generator | Generation |  | MI | Capacity-Generation | FOM | 0 | [6 empty] | 0.32065 | 0
LCP_Inputs_ON_Electric_2023_04_03 | 2049 | Generic - Generator | Generation |  | MI | Capacity-Generation | Flex Adder | 0 | [6 empty] | 0.32065 | 0
LCP_Inputs_ON_Electric_2023_04_03 | 2049 | Generic - Generator | Generation |  | NY | Capacity-Generation | FOM | 0 | [6 empty] | 0.32065 | 0
LCP_Inputs_ON_Electric_2023_04_03 | 2049 | Generic - Generator | Generation |  | NY | Capacity-Generation | Flex Adder | 0 | [6 empty] | 0.32065 | 0
LCP_Inputs_ON_Electric_2023_04_03 | 2049 | Generic - Generator | Generation |  | PJ | Capacity-Generation | FOM | 0 | [6 empty] | 0.32065 | 0
LCP_Inputs_ON_Electric_2023_04_03 | 2049 | Generic - Generator | Generation |  | PJ | Capacity-Generation | Flex Adder | 0 | [6 empty] | 0.32065 | 0
LCP_Inputs_ON_Electric_2023_04_03 | 2049 | Generic - Generator | Generation |  | QC | Capacity-Generation | FOM | 0 | [6 empty] | 0.32065 | 0
LCP_Inputs_ON_Electric_2023_04_03 | 2049 | Generic - Generator | Generation |  | QC | Capacity-Generation | Flex Adder | 0 | [6 empty] | 0.32065 | 0
LCP_Inputs_ON_Electric_2023_04_03 | 2049 | Generic - Generator | Generation |  | WC | Capacity-Generation | FOM | 0 | [6 empty] | 0.32065 | 0
LCP_Inputs_ON_Electric_2023_04_03 | 2049 | Generic - Generator | Generation |  | WC | Capacity-Generation | Flex Adder | 0 | [6 empty] | 0.32065 | 0
LCP_Inputs_ON_Electric_2023_04_03 | 2049 | H2 Import - WC | Import |  | WC | Capacity-Import | FOM | 0 | [6 empty] | 0.32065 | 0
LCP_Inputs_ON_Electric_2023_04_03 | 2049 | H2 Import - WC | Import |  | WC | Capacity-Import | Flex Adder | 0 | [6 empty] | 0.32065 | 0
LCP_Inputs_ON_Electric_2023_04_03 | 2049 | H2 Salt Cavern Storage - ON | Storage |  | ON | Capacity-Storage | FOM | 0 | [6 empty] | 0.32065 | 0
LCP_Inputs_ON_Electric_2023_04_03 | 2049 | H2 Salt Cavern Storage - ON | Storage |  | ON | Capacity-Storage | Flex Adder | 0 | [6 empty] | 0.32065 | 0
LCP_Inputs_ON_Electric_2023_04_03 | 2049 | Hydro | Generation |  | ON | Capacity-Generation | FOM | 45262834.7414 | [6 empty] | 0.32065 | 14513591.9928
LCP_Inputs_ON_Electric_2023_04_03 | 2049 | Hydro | Generation |  | ON | Capacity-Generation | Flex Adder | 0 | [6 empty] | 0.32065 | 0
LCP_Inputs_ON_Electric_2023_04_03 | 2049 | Nuclear | Generation |  | ON | Capacity-Generation | FOM | 0 | [6 empty] | 0.32065 | 0
LCP_Inputs_ON_Electric_2023_04_03 | 2049 | Nuclear | Generation |  | ON | Capacity-Generation | Flex Adder | 0 | [6 empty] | 0.32065 | 0
LCP_Inputs_ON_Electric_2023_04_03 | 2049 | Nuclear SMR | Generation |  | ON | Capacity-Generation | FOM | 450000000 | [6 empty] | 0.32065 | 144293136.6116
LCP_Inputs_ON_Electric_2023_04_03 | 2049 | Nuclear SMR | Generation |  | ON | Capacity-Generation | Flex Adder | 0 | [6 empty] | 0.32065 | 0
LCP_Inputs_ON_Electric_2023_04_03 | 2049 | O/CCGT - H2 New | Crossload |  | ON | Capacity-Crossload | FOM | 462536027.6028 | [6 empty] | 0.32065 | 148312831.597
LCP_Inputs_ON_Electric_2023_04_03 | 2049 | O/CCGT - H2 New | Crossload |  | ON | Capacity-Crossload | Flex Adder | 0 | [6 empty] | 0.32065 | 0
LCP_Inputs_ON_Electric_2023_04_03 | 2049 | SMR CCS | Crossload |  | ON | Capacity-Crossload | FOM | 461719506.2715 | [6 empty] | 0.32065 | 148051012.877
LCP_Inputs_ON_Electric_2023_04_03 | 2049 | SMR CCS | Crossload |  | ON | Capacity-Crossload | Flex Adder | 0 | [6 empty] | 0.32065 | 0
LCP_Inputs_ON_Electric_2023_04_03 | 2049 | SMR CCS | Crossload |  | WC | Capacity-Crossload | FOM | 0 | [6 empty] | 0.32065 | 0
LCP_Inputs_ON_Electric_2023_04_03 | 2049 | SMR CCS | Crossload |  | WC | Capacity-Crossload | Flex Adder | 0 | [6 empty] | 0.32065 | 0
LCP_Inputs_ON_Electric_2023_04_03 | 2049 | Solar PV | Generation |  | ON | Capacity-Generation | FOM | 68429019.3981 | [6 empty] | 0.32065 | 21941861.876
LCP_Inputs_ON_Electric_2023_04_03 | 2049 | Solar PV | Generation |  | ON | Capacity-Generation | Flex Adder | 0 | [6 empty] | 0.32065 | 0
LCP_Inputs_ON_Electric_2023_04_03 | 2049 | Solar PV | Generation |  | WC | Capacity-Generation | FOM | 9775692.2773 | [6 empty] | 0.32065 | 3134589.5583
LCP_Inputs_ON_Electric_2023_04_03 | 2049 | Solar PV | Generation |  | WC | Capacity-Generation | Flex Adder | 0 | [6 empty] | 0.32065 | 0
LCP_Inputs_ON_Electric_2023_04_03 | 2049 | Wind Offshore | Generation |  | ON | Capacity-Generation | FOM | 0 | [6 empty] | 0.32065 | 0
LCP_Inputs_ON_Electric_2023_04_03 | 2049 | Wind Offshore | Generation |  | ON | Capacity-Generation | Flex Adder | 0 | [6 empty] | 0.32065 | 0
LCP_Inputs_ON_Electric_2023_04_03 | 2049 | Wind Onshore | Generation |  | MI | Capacity-Generation | FOM | 826368933.1624 | [6 empty] | 0.32065 | 264976367.4763
LCP_Inputs_ON_Electric_2023_04_03 | 2049 | Wind Onshore | Generation |  | MI | Capacity-Generation | Flex Adder | 0 | [6 empty] | 0.32065 | 0
LCP_Inputs_ON_Electric_2023_04_03 | 2049 | Wind Onshore | Generation |  | NY | Capacity-Generation | FOM | 264562606.8411 | [6 empty] | 0.32065 | 84832374.1583
LCP_Inputs_ON_Electric_2023_04_03 | 2049 | Wind Onshore | Generation |  | NY | Capacity-Generation | Flex Adder | 0 | [6 empty] | 0.32065 | 0
LCP_Inputs_ON_Electric_2023_04_03 | 2049 | Wind Onshore | Generation |  | ON | Capacity-Generation | FOM | 875000000 | [6 empty] | 0.32065 | 280569987.8558
LCP_Inputs_ON_Electric_2023_04_03 | 2049 | Wind Onshore | Generation |  | ON | Capacity-Generation | Flex Adder | 0 | [6 empty] | 0.32065 | 0
LCP_Inputs_ON_Electric_2023_04_03 | 2049 | Wind Onshore | Generation |  | PJ | Capacity-Generation | FOM | 4304208110.9397 | [6 empty] | 0.32065 | 1380150419.9031
LCP_Inputs_ON_Electric_2023_04_03 | 2049 | Wind Onshore | Generation |  | PJ | Capacity-Generation | Flex Adder | 0 | [6 empty] | 0.32065 | 0
LCP_Inputs_ON_Electric_2023_04_03 | 2049 | Wind Onshore | Generation |  | WC | Capacity-Generation | FOM | 0 | [6 empty] | 0.32065 | 0
LCP_Inputs_ON_Electric_2023_04_03 | 2049 | Wind Onshore | Generation |  | WC | Capacity-Generation | Flex Adder | 0 | [6 empty] | 0.32065 | 0
LCP_Inputs_ON_Electric_2023_04_03 | 2050 | Anaerobic Digestion | Generation |  | ON | Capacity-Generation | CONE | 7549021.7645 | [6 empty] | 0.30832 | 2327504.3349
LCP_Inputs_ON_Electric_2023_04_03 | 2050 | Anaerobic Digestion | Generation |  | ON | Capacity-Generation | FOM | 205681636.7093 | [6 empty] | 0.30832 | 63415488.2568
LCP_Inputs_ON_Electric_2023_04_03 | 2050 | Anaerobic Digestion | Generation |  | ON | Capacity-Generation | Flex Adder | 0 | [6 empty] | 0.30832 | 0
LCP_Inputs_ON_Electric_2023_04_03 | 2050 | Battery Storage | Storage |  | ON | Capacity-Storage | CONE | 0 | [6 empty] | 0.30832 | 0
LCP_Inputs_ON_Electric_2023_04_03 | 2050 | Battery Storage | Storage |  | ON | Capacity-Storage | FOM | 6227491.9706 | [6 empty] | 0.30832 | 1920052.0292
LCP_Inputs_ON_Electric_2023_04_03 | 2050 | Battery Storage | Storage |  | ON | Capacity-Storage | Flex Adder | 0 | [6 empty] | 0.30832 | 0
LCP_Inputs_ON_Electric_2023_04_03 | 2050 | Biomass + CCS | Generation |  | ON | Capacity-Generation | CONE | 64903620 | [6 empty] | 0.30832 | 20010997.6651
LCP_Inputs_ON_Electric_2023_04_03 | 2050 | Biomass + CCS | Generation |  | ON | Capacity-Generation | FOM | 161304585 | [6 empty] | 0.30832 | 49733214.7852
LCP_Inputs_ON_Electric_2023_04_03 | 2050 | Biomass + CCS | Generation |  | ON | Capacity-Generation | Flex Adder | 0 | [6 empty] | 0.30832 | 0
LCP_Inputs_ON_Electric_2023_04_03 | 2050 | CH4 + CCS | Generation |  | ON | Capacity-Generation | CONE | 4.1613 | [6 empty] | 0.30832 | 1.283
LCP_Inputs_ON_Electric_2023_04_03 | 2050 | CH4 + CCS | Generation |  | ON | Capacity-Generation | FOM | 0 | [6 empty] | 0.30832 | 0
LCP_Inputs_ON_Electric_2023_04_03 | 2050 | CH4 + CCS | Generation |  | ON | Capacity-Generation | Flex Adder | 0 | [6 empty] | 0.30832 | 0
LCP_Inputs_ON_Electric_2023_04_03 | 2050 | Electrolyser 2020/2030 | Crossload |  | ON | Capacity-Crossload | FOM | 0 | [6 empty] | 0.30832 | 0
LCP_Inputs_ON_Electric_2023_04_03 | 2050 | Electrolyser 2020/2030 | Crossload |  | ON | Capacity-Crossload | Flex Adder | 0 | [6 empty] | 0.30832 | 0
LCP_Inputs_ON_Electric_2023_04_03 | 2050 | Electrolyser 2040 | Crossload |  | ON | Capacity-Crossload | FOM | 0 | [6 empty] | 0.30832 | 0
LCP_Inputs_ON_Electric_2023_04_03 | 2050 | Electrolyser 2040 | Crossload |  | ON | Capacity-Crossload | Flex Adder | 0 | [6 empty] | 0.30832 | 0
LCP_Inputs_ON_Electric_2023_04_03 | 2050 | Electrolyser 2050 | Crossload |  | ON | Capacity-Crossload | CONE | 39089661.0659 | [6 empty] | 0.30832 | 12052072.2314
LCP_Inputs_ON_Electric_2023_04_03 | 2050 | Electrolyser 2050 | Crossload |  | ON | Capacity-Crossload | FOM | 32574717.555 | [6 empty] | 0.30832 | 10043393.5262
LCP_Inputs_ON_Electric_2023_04_03 | 2050 | Electrolyser 2050 | Crossload |  | ON | Capacity-Crossload | Flex Adder | 0 | [6 empty] | 0.30832 | 0
LCP_Inputs_ON_Electric_2023_04_03 | 2050 | Generic - Generator | Generation |  | MI | Capacity-Generation | CONE | 0 | [6 empty] | 0.30832 | 0
LCP_Inputs_ON_Electric_2023_04_03 | 2050 | Generic - Generator | Generation |  | MI | Capacity-Generation | FOM | 0 | [6 empty] | 0.30832 | 0
LCP_Inputs_ON_Electric_2023_04_03 | 2050 | Generic - Generator | Generation |  | MI | Capacity-Generation | Flex Adder | 0 | [6 empty] | 0.30832 | 0
LCP_Inputs_ON_Electric_2023_04_03 | 2050 | Generic - Generator | Generation |  | NY | Capacity-Generation | CONE | 0 | [6 empty] | 0.30832 | 0
LCP_Inputs_ON_Electric_2023_04_03 | 2050 | Generic - Generator | Generation |  | NY | Capacity-Generation | FOM | 0 | [6 empty] | 0.30832 | 0
LCP_Inputs_ON_Electric_2023_04_03 | 2050 | Generic - Generator | Generation |  | NY | Capacity-Generation | Flex Adder | 0 | [6 empty] | 0.30832 | 0
LCP_Inputs_ON_Electric_2023_04_03 | 2050 | Generic - Generator | Generation |  | PJ | Capacity-Generation | CONE | 0 | [6 empty] | 0.30832 | 0
LCP_Inputs_ON_Electric_2023_04_03 | 2050 | Generic - Generator | Generation |  | PJ | Capacity-Generation | FOM | 0 | [6 empty] | 0.30832 | 0
LCP_Inputs_ON_Electric_2023_04_03 | 2050 | Generic - Generator | Generation |  | PJ | Capacity-Generation | Flex Adder | 0 | [6 empty] | 0.30832 | 0
LCP_Inputs_ON_Electric_2023_04_03 | 2050 | Generic - Generator | Generation |  | QC | Capacity-Generation | CONE | 0 | [6 empty] | 0.30832 | 0
LCP_Inputs_ON_Electric_2023_04_03 | 2050 | Generic - Generator | Generation |  | QC | Capacity-Generation | FOM | 0 | [6 empty] | 0.30832 | 0
LCP_Inputs_ON_Electric_2023_04_03 | 2050 | Generic - Generator | Generation |  | QC | Capacity-Generation | Flex Adder | 0 | [6 empty] | 0.30832 | 0
LCP_Inputs_ON_Electric_2023_04_03 | 2050 | Generic - Generator | Generation |  | WC | Capacity-Generation | CONE | 0 | [6 empty] | 0.30832 | 0
LCP_Inputs_ON_Electric_2023_04_03 | 2050 | Generic - Generator | Generation |  | WC | Capacity-Generation | FOM | 0 | [6 empty] | 0.30832 | 0
LCP_Inputs_ON_Electric_2023_04_03 | 2050 | Generic - Generator | Generation |  | WC | Capacity-Generation | Flex Adder | 0 | [6 empty] | 0.30832 | 0
LCP_Inputs_ON_Electric_2023_04_03 | 2050 | H2 Import - QC | Import |  | QC | Capacity-Import | CONE | 2 | [6 empty] | 0.30832 | 0.61664
LCP_Inputs_ON_Electric_2023_04_03 | 2050 | H2 Import - QC | Import |  | QC | Capacity-Import | FOM | 0 | [6 empty] | 0.30832 | 0
LCP_Inputs_ON_Electric_2023_04_03 | 2050 | H2 Import - QC | Import |  | QC | Capacity-Import | Flex Adder | 0 | [6 empty] | 0.30832 | 0
LCP_Inputs_ON_Electric_2023_04_03 | 2050 | H2 Import - WC | Import |  | WC | Capacity-Import | CONE | 3.7842 | [6 empty] | 0.30832 | 1.1667
LCP_Inputs_ON_Electric_2023_04_03 | 2050 | H2 Import - WC | Import |  | WC | Capacity-Import | FOM | 0 | [6 empty] | 0.30832 | 0
LCP_Inputs_ON_Electric_2023_04_03 | 2050 | H2 Import - WC | Import |  | WC | Capacity-Import | Flex Adder | 0 | [6 empty] | 0.30832 | 0
LCP_Inputs_ON_Electric_2023_04_03 | 2050 | H2 Salt Cavern Storage - ON | Storage |  | ON | Capacity-Storage | CONE | 2.2 | [6 empty] | 0.30832 | 0.6783
LCP_Inputs_ON_Electric_2023_04_03 | 2050 | H2 Salt Cavern Storage - ON | Storage |  | ON | Capacity-Storage | FOM | 0 | [6 empty] | 0.30832 | 0
LCP_Inputs_ON_Electric_2023_04_03 | 2050 | H2 Salt Cavern Storage - ON | Storage |  | ON | Capacity-Storage | Flex Adder | 0 | [6 empty] | 0.30832 | 0
LCP_Inputs_ON_Electric_2023_04_03 | 2050 | Hydro | Generation |  | ON | Capacity-Generation | CONE | 0 | [6 empty] | 0.30832 | 0
LCP_Inputs_ON_Electric_2023_04_03 | 2050 | Hydro | Generation |  | ON | Capacity-Generation | FOM | 45262834.7414 | [6 empty] | 0.30832 | 13955376.9162
LCP_Inputs_ON_Electric_2023_04_03 | 2050 | Hydro | Generation |  | ON | Capacity-Generation | Flex Adder | 0 | [6 empty] | 0.30832 | 0
LCP_Inputs_ON_Electric_2023_04_03 | 2050 | Nuclear | Generation |  | ON | Capacity-Generation | CONE | 0 | [6 empty] | 0.30832 | 0
LCP_Inputs_ON_Electric_2023_04_03 | 2050 | Nuclear | Generation |  | ON | Capacity-Generation | FOM | 0 | [6 empty] | 0.30832 | 0
LCP_Inputs_ON_Electric_2023_04_03 | 2050 | Nuclear | Generation |  | ON | Capacity-Generation | Flex Adder | 0 | [6 empty] | 0.30832 | 0
LCP_Inputs_ON_Electric_2023_04_03 | 2050 | Nuclear SMR | Generation |  | ON | Capacity-Generation | CONE | 0 | [6 empty] | 0.30832 | 0
LCP_Inputs_ON_Electric_2023_04_03 | 2050 | Nuclear SMR | Generation |  | ON | Capacity-Generation | FOM | 450000000 | [6 empty] | 0.30832 | 138743400.588
LCP_Inputs_ON_Electric_2023_04_03 | 2050 | Nuclear SMR | Generation |  | ON | Capacity-Generation | Flex Adder | 0 | [6 empty] | 0.30832 | 0
LCP_Inputs_ON_Electric_2023_04_03 | 2050 | O/CCGT - H2 New | Crossload |  | ON | Capacity-Crossload | CONE | 437745373.6156 | [6 empty] | 0.30832 | 134965070.5047
LCP_Inputs_ON_Electric_2023_04_03 | 2050 | O/CCGT - H2 New | Crossload |  | ON | Capacity-Crossload | FOM | 794161310.6449 | [6 empty] | 0.30832 | 244854757.4541
LCP_Inputs_ON_Electric_2023_04_03 | 2050 | O/CCGT - H2 New | Crossload |  | ON | Capacity-Crossload | Flex Adder | 0 | [6 empty] | 0.30832 | 0
LCP_Inputs_ON_Electric_2023_04_03 | 2050 | SMR CCS | Crossload |  | ON | Capacity-Crossload | CONE | 0 | [6 empty] | 0.30832 | 0
LCP_Inputs_ON_Electric_2023_04_03 | 2050 | SMR CCS | Crossload |  | ON | Capacity-Crossload | FOM | 461719506.2715 | [6 empty] | 0.30832 | 142356743.151
LCP_Inputs_ON_Electric_2023_04_03 | 2050 | SMR CCS | Crossload |  | ON | Capacity-Crossload | Flex Adder | 0 | [6 empty] | 0.30832 | 0
LCP_Inputs_ON_Electric_2023_04_03 | 2050 | SMR CCS | Crossload |  | WC | Capacity-Crossload | CONE | 0 | [6 empty] | 0.30832 | 0
LCP_Inputs_ON_Electric_2023_04_03 | 2050 | SMR CCS | Crossload |  | WC | Capacity-Crossload | FOM | 0 | [6 empty] | 0.30832 | 0
LCP_Inputs_ON_Electric_2023_04_03 | 2050 | SMR CCS | Crossload |  | WC | Capacity-Crossload | Flex Adder | 0 | [6 empty] | 0.30832 | 0
LCP_Inputs_ON_Electric_2023_04_03 | 2050 | Solar PV | Generation |  | ON | Capacity-Generation | CONE | 0 | [6 empty] | 0.30832 | 0
LCP_Inputs_ON_Electric_2023_04_03 | 2050 | Solar PV | Generation |  | ON | Capacity-Generation | FOM | 68429019.3981 | [6 empty] | 0.30832 | 21097944.1116
LCP_Inputs_ON_Electric_2023_04_03 | 2050 | Solar PV | Generation |  | ON | Capacity-Generation | Flex Adder | 0 | [6 empty] | 0.30832 | 0
LCP_Inputs_ON_Electric_2023_04_03 | 2050 | Solar PV | Generation |  | WC | Capacity-Generation | CONE | 0 | [6 empty] | 0.30832 | 0
LCP_Inputs_ON_Electric_2023_04_03 | 2050 | Solar PV | Generation |  | WC | Capacity-Generation | FOM | 9775692.2773 | [6 empty] | 0.30832 | 3014028.4215
LCP_Inputs_ON_Electric_2023_04_03 | 2050 | Solar PV | Generation |  | WC | Capacity-Generation | Flex Adder | 0 | [6 empty] | 0.30832 | 0
LCP_Inputs_ON_Electric_2023_04_03 | 2050 | Wind Offshore | Generation |  | ON | Capacity-Generation | CONE | 0 | [6 empty] | 0.30832 | 0
LCP_Inputs_ON_Electric_2023_04_03 | 2050 | Wind Offshore | Generation |  | ON | Capacity-Generation | FOM | 0 | [6 empty] | 0.30832 | 0
LCP_Inputs_ON_Electric_2023_04_03 | 2050 | Wind Offshore | Generation |  | ON | Capacity-Generation | Flex Adder | 0 | [6 empty] | 0.30832 | 0
LCP_Inputs_ON_Electric_2023_04_03 | 2050 | Wind Onshore | Generation |  | MI | Capacity-Generation | CONE | 0 | [6 empty] | 0.30832 | 0
LCP_Inputs_ON_Electric_2023_04_03 | 2050 | Wind Onshore | Generation |  | MI | Capacity-Generation | FOM | 826368933.1624 | [6 empty] | 0.30832 | 254784968.7273
LCP_Inputs_ON_Electric_2023_04_03 | 2050 | Wind Onshore | Generation |  | MI | Capacity-Generation | Flex Adder | 0 | [6 empty] | 0.30832 | 0
LCP_Inputs_ON_Electric_2023_04_03 | 2050 | Wind Onshore | Generation |  | NY | Capacity-Generation | CONE | 0 | [6 empty] | 0.30832 | 0
LCP_Inputs_ON_Electric_2023_04_03 | 2050 | Wind Onshore | Generation |  | NY | Capacity-Generation | FOM | 264562606.8411 | [6 empty] | 0.30832 | 81569590.5368
LCP_Inputs_ON_Electric_2023_04_03 | 2050 | Wind Onshore | Generation |  | NY | Capacity-Generation | Flex Adder | 0 | [6 empty] | 0.30832 | 0
LCP_Inputs_ON_Electric_2023_04_03 | 2050 | Wind Onshore | Generation |  | ON | Capacity-Generation | CONE | 1179505208.9578 | [6 empty] | 0.30832 | 363663474.8936
LCP_Inputs_ON_Electric_2023_04_03 | 2050 | Wind Onshore | Generation |  | ON | Capacity-Generation | FOM | 1537420088.1488 | [6 empty] | 0.30832 | 474015313.6936
LCP_Inputs_ON_Electric_2023_04_03 | 2050 | Wind Onshore | Generation |  | ON | Capacity-Generation | Flex Adder | 0 | [6 empty] | 0.30832 | 0
LCP_Inputs_ON_Electric_2023_04_03 | 2050 | Wind Onshore | Generation |  | PJ | Capacity-Generation | CONE | 0 | [6 empty] | 0.30832 | 0
LCP_Inputs_ON_Electric_2023_04_03 | 2050 | Wind Onshore | Generation |  | PJ | Capacity-Generation | FOM | 4304208110.9397 | [6 empty] | 0.30832 | 1327067711.4453
LCP_Inputs_ON_Electric_2023_04_03 | 2050 | Wind Onshore | Generation |  | PJ | Capacity-Generation | Flex Adder | 0 | [6 empty] | 0.30832 | 0
LCP_Inputs_ON_Electric_2023_04_03 | 2050 | Wind Onshore | Generation |  | WC | Capacity-Generation | CONE | 0 | [6 empty] | 0.30832 | 0
LCP_Inputs_ON_Electric_2023_04_03 | 2050 | Wind Onshore | Generation |  | WC | Capacity-Generation | FOM | 0 | [6 empty] | 0.30832 | 0
LCP_Inputs_ON_Electric_2023_04_03 | 2050 | Wind Onshore | Generation |  | WC | Capacity-Generation | Flex Adder | 0 | [6 empty] | 0.30832 | 0
LCP_Inputs_ON_Electric_2023_04_03 | 2020 | Battery Storage | Storage | Electricity | MI | Charging-Storage | O&M | 0 | [6 empty] | 1 | 0
LCP_Inputs_ON_Electric_2023_04_03 | 2020 | Battery Storage | Storage | Electricity | NY | Charging-Storage | O&M | 0 | [6 empty] | 1 | 0
LCP_Inputs_ON_Electric_2023_04_03 | 2020 | Battery Storage | Storage | Electricity | ON | Charging-Storage | O&M | 0 | [6 empty] | 1 | 0
LCP_Inputs_ON_Electric_2023_04_03 | 2020 | Battery Storage | Storage | Electricity | PJ | Charging-Storage | O&M | 0 | [6 empty] | 1 | 0
LCP_Inputs_ON_Electric_2023_04_03 | 2020 | Battery Storage | Storage | Electricity | QC | Charging-Storage | O&M | 0 | [6 empty] | 1 | 0
LCP_Inputs_ON_Electric_2023_04_03 | 2020 | Battery Storage | Storage | Electricity | WC | Charging-Storage | O&M | 0 | [6 empty] | 1 | 0
LCP_Inputs_ON_Electric_2023_04_03 | 2020 | CH4 Salt Cavern Storage - ON | Storage | Methane | MI | Charging-Storage | O&M | 0 | [6 empty] | 1 | 0
LCP_Inputs_ON_Electric_2023_04_03 | 2020 | CH4 Salt Cavern Storage - ON | Storage | Methane | NY | Charging-Storage | O&M | 0 | [6 empty] | 1 | 0
LCP_Inputs_ON_Electric_2023_04_03 | 2020 | CH4 Salt Cavern Storage - ON | Storage | Methane | ON | Charging-Storage | O&M | 0 | [6 empty] | 1 | 0
LCP_Inputs_ON_Electric_2023_04_03 | 2020 | CH4 Salt Cavern Storage - ON | Storage | Methane | PJ | Charging-Storage | O&M | 0 | [6 empty] | 1 | 0
LCP_Inputs_ON_Electric_2023_04_03 | 2020 | CH4 Salt Cavern Storage - ON | Storage | Methane | QC | Charging-Storage | O&M | 0 | [6 empty] | 1 | 0
LCP_Inputs_ON_Electric_2023_04_03 | 2020 | CH4 Salt Cavern Storage - ON | Storage | Methane | WC | Charging-Storage | O&M | 0 | [6 empty] | 1 | 0
LCP_Inputs_ON_Electric_2023_04_03 | 2020 | H2 Salt Cavern Storage - ON | Storage | Hydrogen | MI | Charging-Storage | O&M | 0 | [6 empty] | 1 | 0
LCP_Inputs_ON_Electric_2023_04_03 | 2020 | H2 Salt Cavern Storage - ON | Storage | Hydrogen | NY | Charging-Storage | O&M | 0 | [6 empty] | 1 | 0
LCP_Inputs_ON_Electric_2023_04_03 | 2020 | H2 Salt Cavern Storage - ON | Storage | Hydrogen | ON | Charging-Storage | O&M | 0 | [6 empty] | 1 | 0
LCP_Inputs_ON_Electric_2023_04_03 | 2020 | H2 Salt Cavern Storage - ON | Storage | Hydrogen | PJ | Charging-Storage | O&M | 0 | [6 empty] | 1 | 0
LCP_Inputs_ON_Electric_2023_04_03 | 2020 | H2 Salt Cavern Storage - ON | Storage | Hydrogen | QC | Charging-Storage | O&M | 0 | [6 empty] | 1 | 0
LCP_Inputs_ON_Electric_2023_04_03 | 2020 | H2 Salt Cavern Storage - ON | Storage | Hydrogen | WC | Charging-Storage | O&M | 0 | [6 empty] | 1 | 0
LCP_Inputs_ON_Electric_2023_04_03 | 2020 | Hydro Pumped Storage | Storage | Electricity | MI | Charging-Storage | O&M | 0 | [6 empty] | 1 | 0
LCP_Inputs_ON_Electric_2023_04_03 | 2020 | Hydro Pumped Storage | Storage | Electricity | NY | Charging-Storage | O&M | 0 | [6 empty] | 1 | 0
LCP_Inputs_ON_Electric_2023_04_03 | 2020 | Hydro Pumped Storage | Storage | Electricity | ON | Charging-Storage | O&M | 0 | [6 empty] | 1 | 0
LCP_Inputs_ON_Electric_2023_04_03 | 2020 | Hydro Pumped Storage | Storage | Electricity | PJ | Charging-Storage | O&M | 0 | [6 empty] | 1 | 0
LCP_Inputs_ON_Electric_2023_04_03 | 2020 | Hydro Pumped Storage | Storage | Electricity | QC | Charging-Storage | O&M | 0 | [6 empty] | 1 | 0
LCP_Inputs_ON_Electric_2023_04_03 | 2020 | Hydro Pumped Storage | Storage | Electricity | WC | Charging-Storage | O&M | 0 | [6 empty] | 1 | 0
LCP_Inputs_ON_Electric_2023_04_03 | 2030 | Battery Storage | Storage | Electricity | MI | Charging-Storage | O&M | 0 | [6 empty] | 0.67556 | 0
LCP_Inputs_ON_Electric_2023_04_03 | 2030 | Battery Storage | Storage | Electricity | NY | Charging-Storage | O&M | 0 | [6 empty] | 0.67556 | 0
LCP_Inputs_ON_Electric_2023_04_03 | 2030 | Battery Storage | Storage | Electricity | ON | Charging-Storage | O&M | 0 | [6 empty] | 0.67556 | 0
LCP_Inputs_ON_Electric_2023_04_03 | 2030 | Battery Storage | Storage | Electricity | PJ | Charging-Storage | O&M | 0 | [6 empty] | 0.67556 | 0
LCP_Inputs_ON_Electric_2023_04_03 | 2030 | Battery Storage | Storage | Electricity | QC | Charging-Storage | O&M | 0 | [6 empty] | 0.67556 | 0
LCP_Inputs_ON_Electric_2023_04_03 | 2030 | Battery Storage | Storage | Electricity | WC | Charging-Storage | O&M | 0 | [6 empty] | 0.67556 | 0
LCP_Inputs_ON_Electric_2023_04_03 | 2030 | CH4 Salt Cavern Storage - ON | Storage | Methane | MI | Charging-Storage | O&M | 0 | [6 empty] | 0.67556 | 0
LCP_Inputs_ON_Electric_2023_04_03 | 2030 | CH4 Salt Cavern Storage - ON | Storage | Methane | NY | Charging-Storage | O&M | 0 | [6 empty] | 0.67556 | 0
LCP_Inputs_ON_Electric_2023_04_03 | 2030 | CH4 Salt Cavern Storage - ON | Storage | Methane | ON | Charging-Storage | O&M | 0 | [6 empty] | 0.67556 | 0
LCP_Inputs_ON_Electric_2023_04_03 | 2030 | CH4 Salt Cavern Storage - ON | Storage | Methane | PJ | Charging-Storage | O&M | 0 | [6 empty] | 0.67556 | 0
LCP_Inputs_ON_Electric_2023_04_03 | 2030 | CH4 Salt Cavern Storage - ON | Storage | Methane | QC | Charging-Storage | O&M | 0 | [6 empty] | 0.67556 | 0
LCP_Inputs_ON_Electric_2023_04_03 | 2030 | CH4 Salt Cavern Storage - ON | Storage | Methane | WC | Charging-Storage | O&M | 0 | [6 empty] | 0.67556 | 0
LCP_Inputs_ON_Electric_2023_04_03 | 2030 | H2 Salt Cavern Storage - ON | Storage | Hydrogen | MI | Charging-Storage | O&M | 0 | [6 empty] | 0.67556 | 0
LCP_Inputs_ON_Electric_2023_04_03 | 2030 | H2 Salt Cavern Storage - ON | Storage | Hydrogen | NY | Charging-Storage | O&M | 0 | [6 empty] | 0.67556 | 0
LCP_Inputs_ON_Electric_2023_04_03 | 2030 | H2 Salt Cavern Storage - ON | Storage | Hydrogen | ON | Charging-Storage | O&M | 0 | [6 empty] | 0.67556 | 0
LCP_Inputs_ON_Electric_2023_04_03 | 2030 | H2 Salt Cavern Storage - ON | Storage | Hydrogen | PJ | Charging-Storage | O&M | 0 | [6 empty] | 0.67556 | 0
LCP_Inputs_ON_Electric_2023_04_03 | 2030 | H2 Salt Cavern Storage - ON | Storage | Hydrogen | QC | Charging-Storage | O&M | 0 | [6 empty] | 0.67556 | 0
LCP_Inputs_ON_Electric_2023_04_03 | 2030 | H2 Salt Cavern Storage - ON | Storage | Hydrogen | WC | Charging-Storage | O&M | 0 | [6 empty] | 0.67556 | 0
LCP_Inputs_ON_Electric_2023_04_03 | 2030 | Hydro Pumped Storage | Storage | Electricity | MI | Charging-Storage | O&M | 0 | [6 empty] | 0.67556 | 0
LCP_Inputs_ON_Electric_2023_04_03 | 2030 | Hydro Pumped Storage | Storage | Electricity | NY | Charging-Storage | O&M | 0 | [6 empty] | 0.67556 | 0
LCP_Inputs_ON_Electric_2023_04_03 | 2030 | Hydro Pumped Storage | Storage | Electricity | ON | Charging-Storage | O&M | 0 | [6 empty] | 0.67556 | 0
LCP_Inputs_ON_Electric_2023_04_03 | 2030 | Hydro Pumped Storage | Storage | Electricity | PJ | Charging-Storage | O&M | 0 | [6 empty] | 0.67556 | 0
LCP_Inputs_ON_Electric_2023_04_03 | 2030 | Hydro Pumped Storage | Storage | Electricity | QC | Charging-Storage | O&M | 0 | [6 empty] | 0.67556 | 0
LCP_Inputs_ON_Electric_2023_04_03 | 2030 | Hydro Pumped Storage | Storage | Electricity | WC | Charging-Storage | O&M | 0 | [6 empty] | 0.67556 | 0
LCP_Inputs_ON_Electric_2023_04_03 | 2040 | Battery Storage | Storage | Electricity | MI | Charging-Storage | O&M | 0 | [6 empty] | 0.45639 | 0
LCP_Inputs_ON_Electric_2023_04_03 | 2040 | Battery Storage | Storage | Electricity | NY | Charging-Storage | O&M | 0 | [6 empty] | 0.45639 | 0
LCP_Inputs_ON_Electric_2023_04_03 | 2040 | Battery Storage | Storage | Electricity | ON | Charging-Storage | O&M | 0 | [6 empty] | 0.45639 | 0
LCP_Inputs_ON_Electric_2023_04_03 | 2040 | Battery Storage | Storage | Electricity | PJ | Charging-Storage | O&M | 0 | [6 empty] | 0.45639 | 0
LCP_Inputs_ON_Electric_2023_04_03 | 2040 | Battery Storage | Storage | Electricity | QC | Charging-Storage | O&M | 0 | [6 empty] | 0.45639 | 0
LCP_Inputs_ON_Electric_2023_04_03 | 2040 | Battery Storage | Storage | Electricity | WC | Charging-Storage | O&M | 0 | [6 empty] | 0.45639 | 0
LCP_Inputs_ON_Electric_2023_04_03 | 2040 | CH4 Salt Cavern Storage - ON | Storage | Methane | MI | Charging-Storage | O&M | 0 | [6 empty] | 0.45639 | 0
LCP_Inputs_ON_Electric_2023_04_03 | 2040 | CH4 Salt Cavern Storage - ON | Storage | Methane | NY | Charging-Storage | O&M | 0 | [6 empty] | 0.45639 | 0
LCP_Inputs_ON_Electric_2023_04_03 | 2040 | CH4 Salt Cavern Storage - ON | Storage | Methane | ON | Charging-Storage | O&M | 0 | [6 empty] | 0.45639 | 0
LCP_Inputs_ON_Electric_2023_04_03 | 2040 | CH4 Salt Cavern Storage - ON | Storage | Methane | PJ | Charging-Storage | O&M | 0 | [6 empty] | 0.45639 | 0
LCP_Inputs_ON_Electric_2023_04_03 | 2040 | CH4 Salt Cavern Storage - ON | Storage | Methane | QC | Charging-Storage | O&M | 0 | [6 empty] | 0.45639 | 0
LCP_Inputs_ON_Electric_2023_04_03 | 2040 | CH4 Salt Cavern Storage - ON | Storage | Methane | WC | Charging-Storage | O&M | 0 | [6 empty] | 0.45639 | 0
LCP_Inputs_ON_Electric_2023_04_03 | 2040 | H2 Salt Cavern Storage - ON | Storage | Hydrogen | MI | Charging-Storage | O&M | 0 | [6 empty] | 0.45639 | 0
LCP_Inputs_ON_Electric_2023_04_03 | 2040 | H2 Salt Cavern Storage - ON | Storage | Hydrogen | NY | Charging-Storage | O&M | 0 | [6 empty] | 0.45639 | 0
LCP_Inputs_ON_Electric_2023_04_03 | 2040 | H2 Salt Cavern Storage - ON | Storage | Hydrogen | ON | Charging-Storage | O&M | 0 | [6 empty] | 0.45639 | 0
LCP_Inputs_ON_Electric_2023_04_03 | 2040 | H2 Salt Cavern Storage - ON | Storage | Hydrogen | PJ | Charging-Storage | O&M | 0 | [6 empty] | 0.45639 | 0
LCP_Inputs_ON_Electric_2023_04_03 | 2040 | H2 Salt Cavern Storage - ON | Storage | Hydrogen | QC | Charging-Storage | O&M | 0 | [6 empty] | 0.45639 | 0
LCP_Inputs_ON_Electric_2023_04_03 | 2040 | H2 Salt Cavern Storage - ON | Storage | Hydrogen | WC | Charging-Storage | O&M | 0 | [6 empty] | 0.45639 | 0
LCP_Inputs_ON_Electric_2023_04_03 | 2040 | Hydro Pumped Storage | Storage | Electricity | MI | Charging-Storage | O&M | 0 | [6 empty] | 0.45639 | 0
LCP_Inputs_ON_Electric_2023_04_03 | 2040 | Hydro Pumped Storage | Storage | Electricity | NY | Charging-Storage | O&M | 0 | [6 empty] | 0.45639 | 0
LCP_Inputs_ON_Electric_2023_04_03 | 2040 | Hydro Pumped Storage | Storage | Electricity | ON | Charging-Storage | O&M | 0 | [6 empty] | 0.45639 | 0
LCP_Inputs_ON_Electric_2023_04_03 | 2040 | Hydro Pumped Storage | Storage | Electricity | PJ | Charging-Storage | O&M | 0 | [6 empty] | 0.45639 | 0
LCP_Inputs_ON_Electric_2023_04_03 | 2040 | Hydro Pumped Storage | Storage | Electricity | QC | Charging-Storage | O&M | 0 | [6 empty] | 0.45639 | 0
LCP_Inputs_ON_Electric_2023_04_03 | 2040 | Hydro Pumped Storage | Storage | Electricity | WC | Charging-Storage | O&M | 0 | [6 empty] | 0.45639 | 0
LCP_Inputs_ON_Electric_2023_04_03 | 2050 | Battery Storage | Storage | Electricity | MI | Charging-Storage | O&M | 0 | [6 empty] | 0.30832 | 0
LCP_Inputs_ON_Electric_2023_04_03 | 2050 | Battery Storage | Storage | Electricity | NY | Charging-Storage | O&M | 0 | [6 empty] | 0.30832 | 0
LCP_Inputs_ON_Electric_2023_04_03 | 2050 | Battery Storage | Storage | Electricity | ON | Charging-Storage | O&M | 0 | [6 empty] | 0.30832 | 0
LCP_Inputs_ON_Electric_2023_04_03 | 2050 | Battery Storage | Storage | Electricity | PJ | Charging-Storage | O&M | 0 | [6 empty] | 0.30832 | 0
LCP_Inputs_ON_Electric_2023_04_03 | 2050 | Battery Storage | Storage | Electricity | QC | Charging-Storage | O&M | 0 | [6 empty] | 0.30832 | 0
LCP_Inputs_ON_Electric_2023_04_03 | 2050 | Battery Storage | Storage | Electricity | WC | Charging-Storage | O&M | 0 | [6 empty] | 0.30832 | 0
LCP_Inputs_ON_Electric_2023_04_03 | 2050 | CH4 Salt Cavern Storage - ON | Storage | Methane | MI | Charging-Storage | O&M | 0 | [6 empty] | 0.30832 | 0
LCP_Inputs_ON_Electric_2023_04_03 | 2050 | CH4 Salt Cavern Storage - ON | Storage | Methane | NY | Charging-Storage | O&M | 0 | [6 empty] | 0.30832 | 0
LCP_Inputs_ON_Electric_2023_04_03 | 2050 | CH4 Salt Cavern Storage - ON | Storage | Methane | ON | Charging-Storage | O&M | 0 | [6 empty] | 0.30832 | 0
LCP_Inputs_ON_Electric_2023_04_03 | 2050 | CH4 Salt Cavern Storage - ON | Storage | Methane | PJ | Charging-Storage | O&M | 0 | [6 empty] | 0.30832 | 0
LCP_Inputs_ON_Electric_2023_04_03 | 2050 | CH4 Salt Cavern Storage - ON | Storage | Methane | QC | Charging-Storage | O&M | 0 | [6 empty] | 0.30832 | 0
LCP_Inputs_ON_Electric_2023_04_03 | 2050 | CH4 Salt Cavern Storage - ON | Storage | Methane | WC | Charging-Storage | O&M | 0 | [6 empty] | 0.30832 | 0
LCP_Inputs_ON_Electric_2023_04_03 | 2050 | H2 Salt Cavern Storage - ON | Storage | Hydrogen | MI | Charging-Storage | O&M | 0 | [6 empty] | 0.30832 | 0
LCP_Inputs_ON_Electric_2023_04_03 | 2050 | H2 Salt Cavern Storage - ON | Storage | Hydrogen | NY | Charging-Storage | O&M | 0 | [6 empty] | 0.30832 | 0
LCP_Inputs_ON_Electric_2023_04_03 | 2050 | H2 Salt Cavern Storage - ON | Storage | Hydrogen | ON | Charging-Storage | O&M | 0 | [6 empty] | 0.30832 | 0
LCP_Inputs_ON_Electric_2023_04_03 | 2050 | H2 Salt Cavern Storage - ON | Storage | Hydrogen | PJ | Charging-Storage | O&M | 0 | [6 empty] | 0.30832 | 0
LCP_Inputs_ON_Electric_2023_04_03 | 2050 | H2 Salt Cavern Storage - ON | Storage | Hydrogen | QC | Charging-Storage | O&M | 0 | [6 empty] | 0.30832 | 0
LCP_Inputs_ON_Electric_2023_04_03 | 2050 | H2 Salt Cavern Storage - ON | Storage | Hydrogen | WC | Charging-Storage | O&M | 0 | [6 empty] | 0.30832 | 0
LCP_Inputs_ON_Electric_2023_04_03 | 2050 | Hydro Pumped Storage | Storage | Electricity | MI | Charging-Storage | O&M | 0 | [6 empty] | 0.30832 | 0
LCP_Inputs_ON_Electric_2023_04_03 | 2050 | Hydro Pumped Storage | Storage | Electricity | NY | Charging-Storage | O&M | 0 | [6 empty] | 0.30832 | 0
LCP_Inputs_ON_Electric_2023_04_03 | 2050 | Hydro Pumped Storage | Storage | Electricity | ON | Charging-Storage | O&M | 0 | [6 empty] | 0.30832 | 0
LCP_Inputs_ON_Electric_2023_04_03 | 2050 | Hydro Pumped Storage | Storage | Electricity | PJ | Charging-Storage | O&M | 0 | [6 empty] | 0.30832 | 0
LCP_Inputs_ON_Electric_2023_04_03 | 2050 | Hydro Pumped Storage | Storage | Electricity | QC | Charging-Storage | O&M | 0 | [6 empty] | 0.30832 | 0
LCP_Inputs_ON_Electric_2023_04_03 | 2050 | Hydro Pumped Storage | Storage | Electricity | WC | Charging-Storage | O&M | 0 | [6 empty] | 0.30832 | 0
LCP_Inputs_ON_Electric_2023_04_03 | 2020 | CH4 Salt Cavern Storage - ON | Storage | Methane | MI | Storage-Carryover | O&M | 0 | [6 empty] | 1 | 0
LCP_Inputs_ON_Electric_2023_04_03 | 2020 | CH4 Salt Cavern Storage - ON | Storage | Methane | NY | Storage-Carryover | O&M | 0 | [6 empty] | 1 | 0
LCP_Inputs_ON_Electric_2023_04_03 | 2020 | CH4 Salt Cavern Storage - ON | Storage | Methane | ON | Storage-Carryover | O&M | 0 | [6 empty] | 1 | 0
LCP_Inputs_ON_Electric_2023_04_03 | 2020 | CH4 Salt Cavern Storage - ON | Storage | Methane | PJ | Storage-Carryover | O&M | 0 | [6 empty] | 1 | 0
LCP_Inputs_ON_Electric_2023_04_03 | 2020 | CH4 Salt Cavern Storage - ON | Storage | Methane | QC | Storage-Carryover | O&M | 0 | [6 empty] | 1 | 0
LCP_Inputs_ON_Electric_2023_04_03 | 2020 | CH4 Salt Cavern Storage - ON | Storage | Methane | WC | Storage-Carryover | O&M | 0 | [6 empty] | 1 | 0
LCP_Inputs_ON_Electric_2023_04_03 | 2020 | H2 Salt Cavern Storage - ON | Storage | Hydrogen | MI | Storage-Carryover | O&M | 0 | [6 empty] | 1 | 0
LCP_Inputs_ON_Electric_2023_04_03 | 2020 | H2 Salt Cavern Storage - ON | Storage | Hydrogen | NY | Storage-Carryover | O&M | 0 | [6 empty] | 1 | 0
LCP_Inputs_ON_Electric_2023_04_03 | 2020 | H2 Salt Cavern Storage - ON | Storage | Hydrogen | ON | Storage-Carryover | O&M | 0 | [6 empty] | 1 | 0
LCP_Inputs_ON_Electric_2023_04_03 | 2020 | H2 Salt Cavern Storage - ON | Storage | Hydrogen | PJ | Storage-Carryover | O&M | 0 | [6 empty] | 1 | 0
LCP_Inputs_ON_Electric_2023_04_03 | 2020 | H2 Salt Cavern Storage - ON | Storage | Hydrogen | QC | Storage-Carryover | O&M | 0 | [6 empty] | 1 | 0
LCP_Inputs_ON_Electric_2023_04_03 | 2020 | H2 Salt Cavern Storage - ON | Storage | Hydrogen | WC | Storage-Carryover | O&M | 0 | [6 empty] | 1 | 0
LCP_Inputs_ON_Electric_2023_04_03 | 2030 | CH4 Salt Cavern Storage - ON | Storage | Methane | MI | Storage-Carryover | O&M | 0 | [6 empty] | 0.67556 | 0
LCP_Inputs_ON_Electric_2023_04_03 | 2030 | CH4 Salt Cavern Storage - ON | Storage | Methane | NY | Storage-Carryover | O&M | 0 | [6 empty] | 0.67556 | 0
LCP_Inputs_ON_Electric_2023_04_03 | 2030 | CH4 Salt Cavern Storage - ON | Storage | Methane | ON | Storage-Carryover | O&M | 0 | [6 empty] | 0.67556 | 0
LCP_Inputs_ON_Electric_2023_04_03 | 2030 | CH4 Salt Cavern Storage - ON | Storage | Methane | PJ | Storage-Carryover | O&M | 0 | [6 empty] | 0.67556 | 0
LCP_Inputs_ON_Electric_2023_04_03 | 2030 | CH4 Salt Cavern Storage - ON | Storage | Methane | QC | Storage-Carryover | O&M | 0 | [6 empty] | 0.67556 | 0
LCP_Inputs_ON_Electric_2023_04_03 | 2030 | CH4 Salt Cavern Storage - ON | Storage | Methane | WC | Storage-Carryover | O&M | 0 | [6 empty] | 0.67556 | 0
LCP_Inputs_ON_Electric_2023_04_03 | 2030 | H2 Salt Cavern Storage - ON | Storage | Hydrogen | MI | Storage-Carryover | O&M | 0 | [6 empty] | 0.67556 | 0
LCP_Inputs_ON_Electric_2023_04_03 | 2030 | H2 Salt Cavern Storage - ON | Storage | Hydrogen | NY | Storage-Carryover | O&M | 0 | [6 empty] | 0.67556 | 0
LCP_Inputs_ON_Electric_2023_04_03 | 2030 | H2 Salt Cavern Storage - ON | Storage | Hydrogen | ON | Storage-Carryover | O&M | 0 | [6 empty] | 0.67556 | 0
LCP_Inputs_ON_Electric_2023_04_03 | 2030 | H2 Salt Cavern Storage - ON | Storage | Hydrogen | PJ | Storage-Carryover | O&M | 0 | [6 empty] | 0.67556 | 0
LCP_Inputs_ON_Electric_2023_04_03 | 2030 | H2 Salt Cavern Storage - ON | Storage | Hydrogen | QC | Storage-Carryover | O&M | 0 | [6 empty] | 0.67556 | 0
LCP_Inputs_ON_Electric_2023_04_03 | 2030 | H2 Salt Cavern Storage - ON | Storage | Hydrogen | WC | Storage-Carryover | O&M | 0 | [6 empty] | 0.67556 | 0
LCP_Inputs_ON_Electric_2023_04_03 | 2040 | CH4 Salt Cavern Storage - ON | Storage | Methane | MI | Storage-Carryover | O&M | 0 | [6 empty] | 0.45639 | 0
LCP_Inputs_ON_Electric_2023_04_03 | 2040 | CH4 Salt Cavern Storage - ON | Storage | Methane | NY | Storage-Carryover | O&M | 0 | [6 empty] | 0.45639 | 0
LCP_Inputs_ON_Electric_2023_04_03 | 2040 | CH4 Salt Cavern Storage - ON | Storage | Methane | ON | Storage-Carryover | O&M | 0 | [6 empty] | 0.45639 | 0
LCP_Inputs_ON_Electric_2023_04_03 | 2040 | CH4 Salt Cavern Storage - ON | Storage | Methane | PJ | Storage-Carryover | O&M | 0 | [6 empty] | 0.45639 | 0
LCP_Inputs_ON_Electric_2023_04_03 | 2040 | CH4 Salt Cavern Storage - ON | Storage | Methane | QC | Storage-Carryover | O&M | 0 | [6 empty] | 0.45639 | 0
LCP_Inputs_ON_Electric_2023_04_03 | 2040 | CH4 Salt Cavern Storage - ON | Storage | Methane | WC | Storage-Carryover | O&M | 0 | [6 empty] | 0.45639 | 0
LCP_Inputs_ON_Electric_2023_04_03 | 2040 | H2 Salt Cavern Storage - ON | Storage | Hydrogen | MI | Storage-Carryover | O&M | 0 | [6 empty] | 0.45639 | 0
LCP_Inputs_ON_Electric_2023_04_03 | 2040 | H2 Salt Cavern Storage - ON | Storage | Hydrogen | NY | Storage-Carryover | O&M | 0 | [6 empty] | 0.45639 | 0
LCP_Inputs_ON_Electric_2023_04_03 | 2040 | H2 Salt Cavern Storage - ON | Storage | Hydrogen | ON | Storage-Carryover | O&M | 0 | [6 empty] | 0.45639 | 0
LCP_Inputs_ON_Electric_2023_04_03 | 2040 | H2 Salt Cavern Storage - ON | Storage | Hydrogen | PJ | Storage-Carryover | O&M | 0 | [6 empty] | 0.45639 | 0
LCP_Inputs_ON_Electric_2023_04_03 | 2040 | H2 Salt Cavern Storage - ON | Storage | Hydrogen | QC | Storage-Carryover | O&M | 0 | [6 empty] | 0.45639 | 0
LCP_Inputs_ON_Electric_2023_04_03 | 2040 | H2 Salt Cavern Storage - ON | Storage | Hydrogen | WC | Storage-Carryover | O&M | 0 | [6 empty] | 0.45639 | 0
LCP_Inputs_ON_Electric_2023_04_03 | 2050 | CH4 Salt Cavern Storage - ON | Storage | Methane | MI | Storage-Carryover | O&M | 0 | [6 empty] | 0.30832 | 0
LCP_Inputs_ON_Electric_2023_04_03 | 2050 | CH4 Salt Cavern Storage - ON | Storage | Methane | NY | Storage-Carryover | O&M | 0 | [6 empty] | 0.30832 | 0
LCP_Inputs_ON_Electric_2023_04_03 | 2050 | CH4 Salt Cavern Storage - ON | Storage | Methane | ON | Storage-Carryover | O&M | 0 | [6 empty] | 0.30832 | 0
LCP_Inputs_ON_Electric_2023_04_03 | 2050 | CH4 Salt Cavern Storage - ON | Storage | Methane | PJ | Storage-Carryover | O&M | 0 | [6 empty] | 0.30832 | 0
LCP_Inputs_ON_Electric_2023_04_03 | 2050 | CH4 Salt Cavern Storage - ON | Storage | Methane | QC | Storage-Carryover | O&M | 0 | [6 empty] | 0.30832 | 0
LCP_Inputs_ON_Electric_2023_04_03 | 2050 | CH4 Salt Cavern Storage - ON | Storage | Methane | WC | Storage-Carryover | O&M | 0 | [6 empty] | 0.30832 | 0
LCP_Inputs_ON_Electric_2023_04_03 | 2050 | H2 Salt Cavern Storage - ON | Storage | Hydrogen | MI | Storage-Carryover | O&M | 0 | [6 empty] | 0.30832 | 0
LCP_Inputs_ON_Electric_2023_04_03 | 2050 | H2 Salt Cavern Storage - ON | Storage | Hydrogen | NY | Storage-Carryover | O&M | 0 | [6 empty] | 0.30832 | 0
LCP_Inputs_ON_Electric_2023_04_03 | 2050 | H2 Salt Cavern Storage - ON | Storage | Hydrogen | ON | Storage-Carryover | O&M | 0 | [6 empty] | 0.30832 | 0
LCP_Inputs_ON_Electric_2023_04_03 | 2050 | H2 Salt Cavern Storage - ON | Storage | Hydrogen | PJ | Storage-Carryover | O&M | 0 | [6 empty] | 0.30832 | 0
LCP_Inputs_ON_Electric_2023_04_03 | 2050 | H2 Salt Cavern Storage - ON | Storage | Hydrogen | QC | Storage-Carryover | O&M | 0 | [6 empty] | 0.30832 | 0
LCP_Inputs_ON_Electric_2023_04_03 | 2050 | H2 Salt Cavern Storage - ON | Storage | Hydrogen | WC | Storage-Carryover | O&M | 0 | [6 empty] | 0.30832 | 0
LCP_Inputs_ON_Electric_2023_04_03 | 2020 |  |  | Methane |  | Dispatch-Intraconnection | VOM | 0 | MI | MI | CH4 Pipeline |  |  |  | 1 | 0
LCP_Inputs_ON_Electric_2023_04_03 | 2020 |  |  | Electricity |  | Dispatch-Intraconnection | VOM | 0 | MI | MI | Electricity Transmission Line |  |  |  | 1 | 0
LCP_Inputs_ON_Electric_2023_04_03 | 2020 |  |  | Hydrogen |  | Dispatch-Intraconnection | VOM | 0 | MI | MI | H2 Pipeline - New |  |  |  | 1 | 0
LCP_Inputs_ON_Electric_2023_04_03 | 2020 |  |  | Hydrogen |  | Dispatch-Intraconnection | VOM | 0 | MI | MI | H2 Pipeline - Repurposed |  |  |  | 1 | 0
LCP_Inputs_ON_Electric_2023_04_03 | 2020 |  |  | Methane |  | Dispatch-Interconnection | VOM | 0 | MI | ON | CH4 Pipeline |  |  |  | 1 | 0
LCP_Inputs_ON_Electric_2023_04_03 | 2020 |  |  | Electricity |  | Dispatch-Interconnection | VOM | 976800.6211 | MI | ON | Electricity Transmission Line |  |  |  | 1 | 976800.6211
LCP_Inputs_ON_Electric_2023_04_03 | 2020 |  |  | Hydrogen |  | Dispatch-Interconnection | VOM | 0 | MI | ON | H2 Pipeline - New |  |  |  | 1 | 0
LCP_Inputs_ON_Electric_2023_04_03 | 2020 |  |  | Hydrogen |  | Dispatch-Interconnection | VOM | 0 | MI | ON | H2 Pipeline - Repurposed |  |  |  | 1 | 0
LCP_Inputs_ON_Electric_2023_04_03 | 2020 |  |  | Electricity |  | Dispatch-Interconnection | VOM | 1598406.6308 | MI | WC | Electricity Transmission Line |  |  |  | 1 | 1598406.6308
LCP_Inputs_ON_Electric_2023_04_03 | 2020 |  |  | Methane |  | Dispatch-Intraconnection | VOM | 0 | NY | NY | CH4 Pipeline |  |  |  | 1 | 0
LCP_Inputs_ON_Electric_2023_04_03 | 2020 |  |  | Electricity |  | Dispatch-Intraconnection | VOM | 0 | NY | NY | Electricity Transmission Line |  |  |  | 1 | 0
LCP_Inputs_ON_Electric_2023_04_03 | 2020 |  |  | Hydrogen |  | Dispatch-Intraconnection | VOM | 0 | NY | NY | H2 Pipeline - New |  |  |  | 1 | 0
LCP_Inputs_ON_Electric_2023_04_03 | 2020 |  |  | Hydrogen |  | Dispatch-Intraconnection | VOM | 0 | NY | NY | H2 Pipeline - Repurposed |  |  |  | 1 | 0
LCP_Inputs_ON_Electric_2023_04_03 | 2020 |  |  | Methane |  | Dispatch-Interconnection | VOM | 0 | NY | ON | CH4 Pipeline |  |  |  | 1 | 0
LCP_Inputs_ON_Electric_2023_04_03 | 2020 |  |  | Electricity |  | Dispatch-Interconnection | VOM | 5374075.9671 | NY | ON | Electricity Transmission Line |  |  |  | 1 | 5374075.9671
LCP_Inputs_ON_Electric_2023_04_03 | 2020 |  |  | Hydrogen |  | Dispatch-Interconnection | VOM | 0 | NY | ON | H2 Pipeline - New |  |  |  | 1 | 0
LCP_Inputs_ON_Electric_2023_04_03 | 2020 |  |  | Hydrogen |  | Dispatch-Interconnection | VOM | 0 | NY | ON | H2 Pipeline - Repurposed |  |  |  | 1 | 0
LCP_Inputs_ON_Electric_2023_04_03 | 2020 |  |  | Electricity |  | Dispatch-Interconnection | VOM | 6651284.2408 | NY | QC | Electricity Transmission Line |  |  |  | 1 | 6651284.2408
LCP_Inputs_ON_Electric_2023_04_03 | 2020 |  |  | Methane |  | Dispatch-Interconnection | VOM | 0 | ON | MI | CH4 Pipeline |  |  |  | 1 | 0
LCP_Inputs_ON_Electric_2023_04_03 | 2020 |  |  | Electricity |  | Dispatch-Interconnection | VOM | 17576459.192 | ON | MI | Electricity Transmission Line |  |  |  | 1 | 17576459.192
LCP_Inputs_ON_Electric_2023_04_03 | 2020 |  |  | Hydrogen |  | Dispatch-Interconnection | VOM | 0 | ON | MI | H2 Pipeline - New |  |  |  | 1 | 0
LCP_Inputs_ON_Electric_2023_04_03 | 2020 |  |  | Hydrogen |  | Dispatch-Interconnection | VOM | 0 | ON | MI | H2 Pipeline - Repurposed |  |  |  | 1 | 0
LCP_Inputs_ON_Electric_2023_04_03 | 2020 |  |  | Methane |  | Dispatch-Interconnection | VOM | 0 | ON | NY | CH4 Pipeline |  |  |  | 1 | 0
LCP_Inputs_ON_Electric_2023_04_03 | 2020 |  |  | Electricity |  | Dispatch-Interconnection | VOM | 17865141.2189 | ON | NY | Electricity Transmission Line |  |  |  | 1 | 17865141.2189
LCP_Inputs_ON_Electric_2023_04_03 | 2020 |  |  | Hydrogen |  | Dispatch-Interconnection | VOM | 0 | ON | NY | H2 Pipeline - New |  |  |  | 1 | 0
LCP_Inputs_ON_Electric_2023_04_03 | 2020 |  |  | Hydrogen |  | Dispatch-Interconnection | VOM | 0 | ON | NY | H2 Pipeline - Repurposed |  |  |  | 1 | 0
LCP_Inputs_ON_Electric_2023_04_03 | 2020 |  |  | Methane |  | Dispatch-Intraconnection | VOM | 775556540.7665 | ON | ON | CH4 Pipeline |  |  |  | 1 | 775556540.7665
LCP_Inputs_ON_Electric_2023_04_03 | 2020 |  |  | Electricity |  | Dispatch-Intraconnection | VOM | 0 | ON | ON | Electricity Transmission Line |  |  |  | 1 | 0
LCP_Inputs_ON_Electric_2023_04_03 | 2020 |  |  | Hydrogen |  | Dispatch-Intraconnection | VOM | 0 | ON | ON | H2 Pipeline - New |  |  |  | 1 | 0
LCP_Inputs_ON_Electric_2023_04_03 | 2020 |  |  | Hydrogen |  | Dispatch-Intraconnection | VOM | 0 | ON | ON | H2 Pipeline - Repurposed |  |  |  | 1 | 0
LCP_Inputs_ON_Electric_2023_04_03 | 2020 |  |  | Methane |  | Dispatch-Interconnection | VOM | 0 | ON | PJ | CH4 Pipeline |  |  |  | 1 | 0
LCP_Inputs_ON_Electric_2023_04_03 | 2020 |  |  | Electricity |  | Dispatch-Interconnection | VOM | 0 | ON | PJ | Electricity Transmission Line |  |  |  | 1 | 0
LCP_Inputs_ON_Electric_2023_04_03 | 2020 |  |  | Hydrogen |  | Dispatch-Interconnection | VOM | 0 | ON | PJ | H2 Pipeline - New |  |  |  | 1 | 0
LCP_Inputs_ON_Electric_2023_04_03 | 2020 |  |  | Hydrogen |  | Dispatch-Interconnection | VOM | 0 | ON | PJ | H2 Pipeline - Repurposed |  |  |  | 1 | 0
LCP_Inputs_ON_Electric_2023_04_03 | 2020 |  |  | Methane |  | Dispatch-Interconnection | VOM | 0 | ON | QC | CH4 Pipeline |  |  |  | 1 | 0
LCP_Inputs_ON_Electric_2023_04_03 | 2020 |  |  | Electricity |  | Dispatch-Interconnection | VOM | 3255394.417 | ON | QC | Electricity Transmission Line |  |  |  | 1 | 3255394.417
LCP_Inputs_ON_Electric_2023_04_03 | 2020 |  |  | Hydrogen |  | Dispatch-Interconnection | VOM | 0 | ON | QC | H2 Pipeline - New |  |  |  | 1 | 0
LCP_Inputs_ON_Electric_2023_04_03 | 2020 |  |  | Hydrogen |  | Dispatch-Interconnection | VOM | 0 | ON | QC | H2 Pipeline - Repurposed |  |  |  | 1 | 0
LCP_Inputs_ON_Electric_2023_04_03 | 2020 |  |  | Methane |  | Dispatch-Interconnection | VOM | 0 | ON | WC | CH4 Pipeline |  |  |  | 1 | 0
LCP_Inputs_ON_Electric_2023_04_03 | 2020 |  |  | Electricity |  | Dispatch-Interconnection | VOM | 102579.9117 | ON | WC | Electricity Transmission Line |  |  |  | 1 | 102579.9117
LCP_Inputs_ON_Electric_2023_04_03 | 2020 |  |  | Hydrogen |  | Dispatch-Interconnection | VOM | 0 | ON | WC | H2 Pipeline - New |  |  |  | 1 | 0
LCP_Inputs_ON_Electric_2023_04_03 | 2020 |  |  | Hydrogen |  | Dispatch-Interconnection | VOM | 0 | ON | WC | H2 Pipeline - Repurposed |  |  |  | 1 | 0
LCP_Inputs_ON_Electric_2023_04_03 | 2020 |  |  | Methane |  | Dispatch-Interconnection | VOM | 0 | PJ | ON | CH4 Pipeline |  |  |  | 1 | 0
LCP_Inputs_ON_Electric_2023_04_03 | 2020 |  |  | Electricity |  | Dispatch-Interconnection | VOM | 0 | PJ | ON | Electricity Transmission Line |  |  |  | 1 | 0
LCP_Inputs_ON_Electric_2023_04_03 | 2020 |  |  | Hydrogen |  | Dispatch-Interconnection | VOM | 0 | PJ | ON | H2 Pipeline - New |  |  |  | 1 | 0
LCP_Inputs_ON_Electric_2023_04_03 | 2020 |  |  | Hydrogen |  | Dispatch-Interconnection | VOM | 0 | PJ | ON | H2 Pipeline - Repurposed |  |  |  | 1 | 0
LCP_Inputs_ON_Electric_2023_04_03 | 2020 |  |  | Methane |  | Dispatch-Intraconnection | VOM | 0 | PJ | PJ | CH4 Pipeline |  |  |  | 1 | 0
LCP_Inputs_ON_Electric_2023_04_03 | 2020 |  |  | Electricity |  | Dispatch-Intraconnection | VOM | 0 | PJ | PJ | Electricity Transmission Line |  |  |  | 1 | 0
LCP_Inputs_ON_Electric_2023_04_03 | 2020 |  |  | Hydrogen |  | Dispatch-Intraconnection | VOM | 0 | PJ | PJ | H2 Pipeline - New |  |  |  | 1 | 0
LCP_Inputs_ON_Electric_2023_04_03 | 2020 |  |  | Hydrogen |  | Dispatch-Intraconnection | VOM | 0 | PJ | PJ | H2 Pipeline - Repurposed |  |  |  | 1 | 0
LCP_Inputs_ON_Electric_2023_04_03 | 2020 |  |  | Electricity |  | Dispatch-Interconnection | VOM | 64147633.0874 | QC | NY | Electricity Transmission Line |  |  |  | 1 | 64147633.0874
LCP_Inputs_ON_Electric_2023_04_03 | 2020 |  |  | Methane |  | Dispatch-Interconnection | VOM | 0 | QC | ON | CH4 Pipeline |  |  |  | 1 | 0
LCP_Inputs_ON_Electric_2023_04_03 | 2020 |  |  | Electricity |  | Dispatch-Interconnection | VOM | 6033405.9492 | QC | ON | Electricity Transmission Line |  |  |  | 1 | 6033405.9492
LCP_Inputs_ON_Electric_2023_04_03 | 2020 |  |  | Hydrogen |  | Dispatch-Interconnection | VOM | 0 | QC | ON | H2 Pipeline - New |  |  |  | 1 | 0
LCP_Inputs_ON_Electric_2023_04_03 | 2020 |  |  | Hydrogen |  | Dispatch-Interconnection | VOM | 0 | QC | ON | H2 Pipeline - Repurposed |  |  |  | 1 | 0
LCP_Inputs_ON_Electric_2023_04_03 | 2020 |  |  | Methane |  | Dispatch-Intraconnection | VOM | 0 | QC | QC | CH4 Pipeline |  |  |  | 1 | 0
LCP_Inputs_ON_Electric_2023_04_03 | 2020 |  |  | Electricity |  | Dispatch-Intraconnection | VOM | 0 | QC | QC | Electricity Transmission Line |  |  |  | 1 | 0
LCP_Inputs_ON_Electric_2023_04_03 | 2020 |  |  | Hydrogen |  | Dispatch-Intraconnection | VOM | 0 | QC | QC | H2 Pipeline - New |  |  |  | 1 | 0
LCP_Inputs_ON_Electric_2023_04_03 | 2020 |  |  | Hydrogen |  | Dispatch-Intraconnection | VOM | 0 | QC | QC | H2 Pipeline - Repurposed |  |  |  | 1 | 0
LCP_Inputs_ON_Electric_2023_04_03 | 2020 |  |  | Electricity |  | Dispatch-Interconnection | VOM | 15700985.7774 | WC | MI | Electricity Transmission Line |  |  |  | 1 | 15700985.7774
LCP_Inputs_ON_Electric_2023_04_03 | 2020 |  |  | Methane |  | Dispatch-Interconnection | VOM | 0 | WC | ON | CH4 Pipeline |  |  |  | 1 | 0
LCP_Inputs_ON_Electric_2023_04_03 | 2020 |  |  | Electricity |  | Dispatch-Interconnection | VOM | 406211.2837 | WC | ON | Electricity Transmission Line |  |  |  | 1 | 406211.2837
LCP_Inputs_ON_Electric_2023_04_03 | 2020 |  |  | Hydrogen |  | Dispatch-Interconnection | VOM | 0 | WC | ON | H2 Pipeline - New |  |  |  | 1 | 0
LCP_Inputs_ON_Electric_2023_04_03 | 2020 |  |  | Hydrogen |  | Dispatch-Interconnection | VOM | 0 | WC | ON | H2 Pipeline - Repurposed |  |  |  | 1 | 0
LCP_Inputs_ON_Electric_2023_04_03 | 2020 |  |  | Methane |  | Dispatch-Intraconnection | VOM | 0 | WC | WC | CH4 Pipeline |  |  |  | 1 | 0
LCP_Inputs_ON_Electric_2023_04_03 | 2020 |  |  | Electricity |  | Dispatch-Intraconnection | VOM | 0 | WC | WC | Electricity Transmission Line |  |  |  | 1 | 0
LCP_Inputs_ON_Electric_2023_04_03 | 2020 |  |  | Hydrogen |  | Dispatch-Intraconnection | VOM | 0 | WC | WC | H2 Pipeline - New |  |  |  | 1 | 0
LCP_Inputs_ON_Electric_2023_04_03 | 2020 |  |  | Hydrogen |  | Dispatch-Intraconnection | VOM | 0 | WC | WC | H2 Pipeline - Repurposed |  |  |  | 1 | 0
LCP_Inputs_ON_Electric_2023_04_03 | 2021 |  |  | Methane |  | Dispatch-Intraconnection | VOM | 0 | MI | MI | CH4 Pipeline |  |  |  | 0.96154 | 0
LCP_Inputs_ON_Electric_2023_04_03 | 2021 |  |  | Electricity |  | Dispatch-Intraconnection | VOM | 0 | MI | MI | Electricity Transmission Line |  |  |  | 0.96154 | 0
LCP_Inputs_ON_Electric_2023_04_03 | 2021 |  |  | Hydrogen |  | Dispatch-Intraconnection | VOM | 0 | MI | MI | H2 Pipeline - New |  |  |  | 0.96154 | 0
LCP_Inputs_ON_Electric_2023_04_03 | 2021 |  |  | Hydrogen |  | Dispatch-Intraconnection | VOM | 0 | MI | MI | H2 Pipeline - Repurposed |  |  |  | 0.96154 | 0
LCP_Inputs_ON_Electric_2023_04_03 | 2021 |  |  | Methane |  | Dispatch-Interconnection | VOM | 0 | MI | ON | CH4 Pipeline |  |  |  | 0.96154 | 0
LCP_Inputs_ON_Electric_2023_04_03 | 2021 |  |  | Electricity |  | Dispatch-Interconnection | VOM | 976800.6211 | MI | ON | Electricity Transmission Line |  |  |  | 0.96154 | 939231.3664
LCP_Inputs_ON_Electric_2023_04_03 | 2021 |  |  | Hydrogen |  | Dispatch-Interconnection | VOM | 0 | MI | ON | H2 Pipeline - New |  |  |  | 0.96154 | 0
LCP_Inputs_ON_Electric_2023_04_03 | 2021 |  |  | Hydrogen |  | Dispatch-Interconnection | VOM | 0 | MI | ON | H2 Pipeline - Repurposed |  |  |  | 0.96154 | 0
LCP_Inputs_ON_Electric_2023_04_03 | 2021 |  |  | Electricity |  | Dispatch-Interconnection | VOM | 1598406.6308 | MI | WC | Electricity Transmission Line |  |  |  | 0.96154 | 1536929.4527
LCP_Inputs_ON_Electric_2023_04_03 | 2021 |  |  | Methane |  | Dispatch-Intraconnection | VOM | 0 | NY | NY | CH4 Pipeline |  |  |  | 0.96154 | 0
LCP_Inputs_ON_Electric_2023_04_03 | 2021 |  |  | Electricity |  | Dispatch-Intraconnection | VOM | 0 | NY | NY | Electricity Transmission Line |  |  |  | 0.96154 | 0
LCP_Inputs_ON_Electric_2023_04_03 | 2021 |  |  | Hydrogen |  | Dispatch-Intraconnection | VOM | 0 | NY | NY | H2 Pipeline - New |  |  |  | 0.96154 | 0
LCP_Inputs_ON_Electric_2023_04_03 | 2021 |  |  | Hydrogen |  | Dispatch-Intraconnection | VOM | 0 | NY | NY | H2 Pipeline - Repurposed |  |  |  | 0.96154 | 0
LCP_Inputs_ON_Electric_2023_04_03 | 2021 |  |  | Methane |  | Dispatch-Interconnection | VOM | 0 | NY | ON | CH4 Pipeline |  |  |  | 0.96154 | 0
LCP_Inputs_ON_Electric_2023_04_03 | 2021 |  |  | Electricity |  | Dispatch-Interconnection | VOM | 5374075.9671 | NY | ON | Electricity Transmission Line |  |  |  | 0.96154 | 5167380.7376
LCP_Inputs_ON_Electric_2023_04_03 | 2021 |  |  | Hydrogen |  | Dispatch-Interconnection | VOM | 0 | NY | ON | H2 Pipeline - New |  |  |  | 0.96154 | 0
LCP_Inputs_ON_Electric_2023_04_03 | 2021 |  |  | Hydrogen |  | Dispatch-Interconnection | VOM | 0 | NY | ON | H2 Pipeline - Repurposed |  |  |  | 0.96154 | 0
LCP_Inputs_ON_Electric_2023_04_03 | 2021 |  |  | Electricity |  | Dispatch-Interconnection | VOM | 6651284.2408 | NY | QC | Electricity Transmission Line |  |  |  | 0.96154 | 6395465.6161
LCP_Inputs_ON_Electric_2023_04_03 | 2021 |  |  | Methane |  | Dispatch-Interconnection | VOM | 0 | ON | MI | CH4 Pipeline |  |  |  | 0.96154 | 0
LCP_Inputs_ON_Electric_2023_04_03 | 2021 |  |  | Electricity |  | Dispatch-Interconnection | VOM | 17576459.192 | ON | MI | Electricity Transmission Line |  |  |  | 0.96154 | 16900441.5308
LCP_Inputs_ON_Electric_2023_04_03 | 2021 |  |  | Hydrogen |  | Dispatch-Interconnection | VOM | 0 | ON | MI | H2 Pipeline - New |  |  |  | 0.96154 | 0
LCP_Inputs_ON_Electric_2023_04_03 | 2021 |  |  | Hydrogen |  | Dispatch-Interconnection | VOM | 0 | ON | MI | H2 Pipeline - Repurposed |  |  |  | 0.96154 | 0
LCP_Inputs_ON_Electric_2023_04_03 | 2021 |  |  | Methane |  | Dispatch-Interconnection | VOM | 0 | ON | NY | CH4 Pipeline |  |  |  | 0.96154 | 0
LCP_Inputs_ON_Electric_2023_04_03 | 2021 |  |  | Electricity |  | Dispatch-Interconnection | VOM | 17865141.2189 | ON | NY | Electricity Transmission Line |  |  |  | 0.96154 | 17178020.4028
LCP_Inputs_ON_Electric_2023_04_03 | 2021 |  |  | Hydrogen |  | Dispatch-Interconnection | VOM | 0 | ON | NY | H2 Pipeline - New |  |  |  | 0.96154 | 0
LCP_Inputs_ON_Electric_2023_04_03 | 2021 |  |  | Hydrogen |  | Dispatch-Interconnection | VOM | 0 | ON | NY | H2 Pipeline - Repurposed |  |  |  | 0.96154 | 0
LCP_Inputs_ON_Electric_2023_04_03 | 2021 |  |  | Methane |  | Dispatch-Intraconnection | VOM | 775556540.7665 | ON | ON | CH4 Pipeline |  |  |  | 0.96154 | 745727443.0447
LCP_Inputs_ON_Electric_2023_04_03 | 2021 |  |  | Electricity |  | Dispatch-Intraconnection | VOM | 0 | ON | ON | Electricity Transmission Line |  |  |  | 0.96154 | 0
LCP_Inputs_ON_Electric_2023_04_03 | 2021 |  |  | Hydrogen |  | Dispatch-Intraconnection | VOM | 0 | ON | ON | H2 Pipeline - New |  |  |  | 0.96154 | 0
LCP_Inputs_ON_Electric_2023_04_03 | 2021 |  |  | Hydrogen |  | Dispatch-Intraconnection | VOM | 0 | ON | ON | H2 Pipeline - Repurposed |  |  |  | 0.96154 | 0
LCP_Inputs_ON_Electric_2023_04_03 | 2021 |  |  | Methane |  | Dispatch-Interconnection | VOM | 0 | ON | PJ | CH4 Pipeline |  |  |  | 0.96154 | 0
LCP_Inputs_ON_Electric_2023_04_03 | 2021 |  |  | Electricity |  | Dispatch-Interconnection | VOM | 0 | ON | PJ | Electricity Transmission Line |  |  |  | 0.96154 | 0
LCP_Inputs_ON_Electric_2023_04_03 | 2021 |  |  | Hydrogen |  | Dispatch-Interconnection | VOM | 0 | ON | PJ | H2 Pipeline - New |  |  |  | 0.96154 | 0
LCP_Inputs_ON_Electric_2023_04_03 | 2021 |  |  | Hydrogen |  | Dispatch-Interconnection | VOM | 0 | ON | PJ | H2 Pipeline - Repurposed |  |  |  | 0.96154 | 0
LCP_Inputs_ON_Electric_2023_04_03 | 2021 |  |  | Methane |  | Dispatch-Interconnection | VOM | 0 | ON | QC | CH4 Pipeline |  |  |  | 0.96154 | 0
LCP_Inputs_ON_Electric_2023_04_03 | 2021 |  |  | Electricity |  | Dispatch-Interconnection | VOM | 3255394.417 | ON | QC | Electricity Transmission Line |  |  |  | 0.96154 | 3130186.9394
LCP_Inputs_ON_Electric_2023_04_03 | 2021 |  |  | Hydrogen |  | Dispatch-Interconnection | VOM | 0 | ON | QC | H2 Pipeline - New |  |  |  | 0.96154 | 0
LCP_Inputs_ON_Electric_2023_04_03 | 2021 |  |  | Hydrogen |  | Dispatch-Interconnection | VOM | 0 | ON | QC | H2 Pipeline - Repurposed |  |  |  | 0.96154 | 0
LCP_Inputs_ON_Electric_2023_04_03 | 2021 |  |  | Methane |  | Dispatch-Interconnection | VOM | 0 | ON | WC | CH4 Pipeline |  |  |  | 0.96154 | 0
LCP_Inputs_ON_Electric_2023_04_03 | 2021 |  |  | Electricity |  | Dispatch-Interconnection | VOM | 102579.9117 | ON | WC | Electricity Transmission Line |  |  |  | 0.96154 | 98634.5305
LCP_Inputs_ON_Electric_2023_04_03 | 2021 |  |  | Hydrogen |  | Dispatch-Interconnection | VOM | 0 | ON | WC | H2 Pipeline - New |  |  |  | 0.96154 | 0
LCP_Inputs_ON_Electric_2023_04_03 | 2021 |  |  | Hydrogen |  | Dispatch-Interconnection | VOM | 0 | ON | WC | H2 Pipeline - Repurposed |  |  |  | 0.96154 | 0
LCP_Inputs_ON_Electric_2023_04_03 | 2021 |  |  | Methane |  | Dispatch-Interconnection | VOM | 0 | PJ | ON | CH4 Pipeline |  |  |  | 0.96154 | 0
LCP_Inputs_ON_Electric_2023_04_03 | 2021 |  |  | Electricity |  | Dispatch-Interconnection | VOM | 0 | PJ | ON | Electricity Transmission Line |  |  |  | 0.96154 | 0
LCP_Inputs_ON_Electric_2023_04_03 | 2021 |  |  | Hydrogen |  | Dispatch-Interconnection | VOM | 0 | PJ | ON | H2 Pipeline - New |  |  |  | 0.96154 | 0
LCP_Inputs_ON_Electric_2023_04_03 | 2021 |  |  | Hydrogen |  | Dispatch-Interconnection | VOM | 0 | PJ | ON | H2 Pipeline - Repurposed |  |  |  | 0.96154 | 0
LCP_Inputs_ON_Electric_2023_04_03 | 2021 |  |  | Methane |  | Dispatch-Intraconnection | VOM | 0 | PJ | PJ | CH4 Pipeline |  |  |  | 0.96154 | 0
LCP_Inputs_ON_Electric_2023_04_03 | 2021 |  |  | Electricity |  | Dispatch-Intraconnection | VOM | 0 | PJ | PJ | Electricity Transmission Line |  |  |  | 0.96154 | 0
LCP_Inputs_ON_Electric_2023_04_03 | 2021 |  |  | Hydrogen |  | Dispatch-Intraconnection | VOM | 0 | PJ | PJ | H2 Pipeline - New |  |  |  | 0.96154 | 0
LCP_Inputs_ON_Electric_2023_04_03 | 2021 |  |  | Hydrogen |  | Dispatch-Intraconnection | VOM | 0 | PJ | PJ | H2 Pipeline - Repurposed |  |  |  | 0.96154 | 0
LCP_Inputs_ON_Electric_2023_04_03 | 2021 |  |  | Electricity |  | Dispatch-Interconnection | VOM | 64147633.0874 | QC | NY | Electricity Transmission Line |  |  |  | 0.96154 | 61680416.4302
LCP_Inputs_ON_Electric_2023_04_03 | 2021 |  |  | Methane |  | Dispatch-Interconnection | VOM | 0 | QC | ON | CH4 Pipeline |  |  |  | 0.96154 | 0
LCP_Inputs_ON_Electric_2023_04_03 | 2021 |  |  | Electricity |  | Dispatch-Interconnection | VOM | 6033405.9492 | QC | ON | Electricity Transmission Line |  |  |  | 0.96154 | 5801351.8743
LCP_Inputs_ON_Electric_2023_04_03 | 2021 |  |  | Hydrogen |  | Dispatch-Interconnection | VOM | 0 | QC | ON | H2 Pipeline - New |  |  |  | 0.96154 | 0
LCP_Inputs_ON_Electric_2023_04_03 | 2021 |  |  | Hydrogen |  | Dispatch-Interconnection | VOM | 0 | QC | ON | H2 Pipeline - Repurposed |  |  |  | 0.96154 | 0
LCP_Inputs_ON_Electric_2023_04_03 | 2021 |  |  | Methane |  | Dispatch-Intraconnection | VOM | 0 | QC | QC | CH4 Pipeline |  |  |  | 0.96154 | 0
LCP_Inputs_ON_Electric_2023_04_03 | 2021 |  |  | Electricity |  | Dispatch-Intraconnection | VOM | 0 | QC | QC | Electricity Transmission Line |  |  |  | 0.96154 | 0
LCP_Inputs_ON_Electric_2023_04_03 | 2021 |  |  | Hydrogen |  | Dispatch-Intraconnection | VOM | 0 | QC | QC | H2 Pipeline - New |  |  |  | 0.96154 | 0
LCP_Inputs_ON_Electric_2023_04_03 | 2021 |  |  | Hydrogen |  | Dispatch-Intraconnection | VOM | 0 | QC | QC | H2 Pipeline - Repurposed |  |  |  | 0.96154 | 0
LCP_Inputs_ON_Electric_2023_04_03 | 2021 |  |  | Electricity |  | Dispatch-Interconnection | VOM | 15700985.7774 | WC | MI | Electricity Transmission Line |  |  |  | 0.96154 | 15097101.709
LCP_Inputs_ON_Electric_2023_04_03 | 2021 |  |  | Methane |  | Dispatch-Interconnection | VOM | 0 | WC | ON | CH4 Pipeline |  |  |  | 0.96154 | 0
LCP_Inputs_ON_Electric_2023_04_03 | 2021 |  |  | Electricity |  | Dispatch-Interconnection | VOM | 406211.2837 | WC | ON | Electricity Transmission Line |  |  |  | 0.96154 | 390587.7728
LCP_Inputs_ON_Electric_2023_04_03 | 2021 |  |  | Hydrogen |  | Dispatch-Interconnection | VOM | 0 | WC | ON | H2 Pipeline - New |  |  |  | 0.96154 | 0
LCP_Inputs_ON_Electric_2023_04_03 | 2021 |  |  | Hydrogen |  | Dispatch-Interconnection | VOM | 0 | WC | ON | H2 Pipeline - Repurposed |  |  |  | 0.96154 | 0
LCP_Inputs_ON_Electric_2023_04_03 | 2021 |  |  | Methane |  | Dispatch-Intraconnection | VOM | 0 | WC | WC | CH4 Pipeline |  |  |  | 0.96154 | 0
LCP_Inputs_ON_Electric_2023_04_03 | 2021 |  |  | Electricity |  | Dispatch-Intraconnection | VOM | 0 | WC | WC | Electricity Transmission Line |  |  |  | 0.96154 | 0
LCP_Inputs_ON_Electric_2023_04_03 | 2021 |  |  | Hydrogen |  | Dispatch-Intraconnection | VOM | 0 | WC | WC | H2 Pipeline - New |  |  |  | 0.96154 | 0
LCP_Inputs_ON_Electric_2023_04_03 | 2021 |  |  | Hydrogen |  | Dispatch-Intraconnection | VOM | 0 | WC | WC | H2 Pipeline - Repurposed |  |  |  | 0.96154 | 0
LCP_Inputs_ON_Electric_2023_04_03 | 2022 |  |  | Methane |  | Dispatch-Intraconnection | VOM | 0 | MI | MI | CH4 Pipeline |  |  |  | 0.92456 | 0
LCP_Inputs_ON_Electric_2023_04_03 | 2022 |  |  | Electricity |  | Dispatch-Intraconnection | VOM | 0 | MI | MI | Electricity Transmission Line |  |  |  | 0.92456 | 0
LCP_Inputs_ON_Electric_2023_04_03 | 2022 |  |  | Hydrogen |  | Dispatch-Intraconnection | VOM | 0 | MI | MI | H2 Pipeline - New |  |  |  | 0.92456 | 0
LCP_Inputs_ON_Electric_2023_04_03 | 2022 |  |  | Hydrogen |  | Dispatch-Intraconnection | VOM | 0 | MI | MI | H2 Pipeline - Repurposed |  |  |  | 0.92456 | 0
LCP_Inputs_ON_Electric_2023_04_03 | 2022 |  |  | Methane |  | Dispatch-Interconnection | VOM | 0 | MI | ON | CH4 Pipeline |  |  |  | 0.92456 | 0
LCP_Inputs_ON_Electric_2023_04_03 | 2022 |  |  | Electricity |  | Dispatch-Interconnection | VOM | 976800.6211 | MI | ON | Electricity Transmission Line |  |  |  | 0.92456 | 903107.0831
LCP_Inputs_ON_Electric_2023_04_03 | 2022 |  |  | Hydrogen |  | Dispatch-Interconnection | VOM | 0 | MI | ON | H2 Pipeline - New |  |  |  | 0.92456 | 0
LCP_Inputs_ON_Electric_2023_04_03 | 2022 |  |  | Hydrogen |  | Dispatch-Interconnection | VOM | 0 | MI | ON | H2 Pipeline - Repurposed |  |  |  | 0.92456 | 0
LCP_Inputs_ON_Electric_2023_04_03 | 2022 |  |  | Electricity |  | Dispatch-Interconnection | VOM | 1598406.6308 | MI | WC | Electricity Transmission Line |  |  |  | 0.92456 | 1477816.7814
LCP_Inputs_ON_Electric_2023_04_03 | 2022 |  |  | Methane |  | Dispatch-Intraconnection | VOM | 0 | NY | NY | CH4 Pipeline |  |  |  | 0.92456 | 0
LCP_Inputs_ON_Electric_2023_04_03 | 2022 |  |  | Electricity |  | Dispatch-Intraconnection | VOM | 0 | NY | NY | Electricity Transmission Line |  |  |  | 0.92456 | 0
LCP_Inputs_ON_Electric_2023_04_03 | 2022 |  |  | Hydrogen |  | Dispatch-Intraconnection | VOM | 0 | NY | NY | H2 Pipeline - New |  |  |  | 0.92456 | 0
LCP_Inputs_ON_Electric_2023_04_03 | 2022 |  |  | Hydrogen |  | Dispatch-Intraconnection | VOM | 0 | NY | NY | H2 Pipeline - Repurposed |  |  |  | 0.92456 | 0
LCP_Inputs_ON_Electric_2023_04_03 | 2022 |  |  | Methane |  | Dispatch-Interconnection | VOM | 0 | NY | ON | CH4 Pipeline |  |  |  | 0.92456 | 0
LCP_Inputs_ON_Electric_2023_04_03 | 2022 |  |  | Electricity |  | Dispatch-Interconnection | VOM | 5374075.9671 | NY | ON | Electricity Transmission Line |  |  |  | 0.92456 | 4968635.3246
LCP_Inputs_ON_Electric_2023_04_03 | 2022 |  |  | Hydrogen |  | Dispatch-Interconnection | VOM | 0 | NY | ON | H2 Pipeline - New |  |  |  | 0.92456 | 0
LCP_Inputs_ON_Electric_2023_04_03 | 2022 |  |  | Hydrogen |  | Dispatch-Interconnection | VOM | 0 | NY | ON | H2 Pipeline - Repurposed |  |  |  | 0.92456 | 0
LCP_Inputs_ON_Electric_2023_04_03 | 2022 |  |  | Electricity |  | Dispatch-Interconnection | VOM | 6651284.2408 | NY | QC | Electricity Transmission Line |  |  |  | 0.92456 | 6149486.1693
LCP_Inputs_ON_Electric_2023_04_03 | 2022 |  |  | Methane |  | Dispatch-Interconnection | VOM | 0 | ON | MI | CH4 Pipeline |  |  |  | 0.92456 | 0
LCP_Inputs_ON_Electric_2023_04_03 | 2022 |  |  | Electricity |  | Dispatch-Interconnection | VOM | 17576459.192 | ON | MI | Electricity Transmission Line |  |  |  | 0.92456 | 16250424.5488
LCP_Inputs_ON_Electric_2023_04_03 | 2022 |  |  | Hydrogen |  | Dispatch-Interconnection | VOM | 0 | ON | MI | H2 Pipeline - New |  |  |  | 0.92456 | 0
LCP_Inputs_ON_Electric_2023_04_03 | 2022 |  |  | Hydrogen |  | Dispatch-Interconnection | VOM | 0 | ON | MI | H2 Pipeline - Repurposed |  |  |  | 0.92456 | 0
LCP_Inputs_ON_Electric_2023_04_03 | 2022 |  |  | Methane |  | Dispatch-Interconnection | VOM | 0 | ON | NY | CH4 Pipeline |  |  |  | 0.92456 | 0
LCP_Inputs_ON_Electric_2023_04_03 | 2022 |  |  | Electricity |  | Dispatch-Interconnection | VOM | 17865141.2189 | ON | NY | Electricity Transmission Line |  |  |  | 0.92456 | 16517327.3104
LCP_Inputs_ON_Electric_2023_04_03 | 2022 |  |  | Hydrogen |  | Dispatch-Interconnection | VOM | 0 | ON | NY | H2 Pipeline - New |  |  |  | 0.92456 | 0
LCP_Inputs_ON_Electric_2023_04_03 | 2022 |  |  | Hydrogen |  | Dispatch-Interconnection | VOM | 0 | ON | NY | H2 Pipeline - Repurposed |  |  |  | 0.92456 | 0
LCP_Inputs_ON_Electric_2023_04_03 | 2022 |  |  | Methane |  | Dispatch-Intraconnection | VOM | 775556540.7665 | ON | ON | CH4 Pipeline |  |  |  | 0.92456 | 717045618.3123
LCP_Inputs_ON_Electric_2023_04_03 | 2022 |  |  | Electricity |  | Dispatch-Intraconnection | VOM | 0 | ON | ON | Electricity Transmission Line |  |  |  | 0.92456 | 0
LCP_Inputs_ON_Electric_2023_04_03 | 2022 |  |  | Hydrogen |  | Dispatch-Intraconnection | VOM | 0 | ON | ON | H2 Pipeline - New |  |  |  | 0.92456 | 0
LCP_Inputs_ON_Electric_2023_04_03 | 2022 |  |  | Hydrogen |  | Dispatch-Intraconnection | VOM | 0 | ON | ON | H2 Pipeline - Repurposed |  |  |  | 0.92456 | 0
LCP_Inputs_ON_Electric_2023_04_03 | 2022 |  |  | Methane |  | Dispatch-Interconnection | VOM | 0 | ON | PJ | CH4 Pipeline |  |  |  | 0.92456 | 0
LCP_Inputs_ON_Electric_2023_04_03 | 2022 |  |  | Electricity |  | Dispatch-Interconnection | VOM | 0 | ON | PJ | Electricity Transmission Line |  |  |  | 0.92456 | 0
LCP_Inputs_ON_Electric_2023_04_03 | 2022 |  |  | Hydrogen |  | Dispatch-Interconnection | VOM | 0 | ON | PJ | H2 Pipeline - New |  |  |  | 0.92456 | 0
LCP_Inputs_ON_Electric_2023_04_03 | 2022 |  |  | Hydrogen |  | Dispatch-Interconnection | VOM | 0 | ON | PJ | H2 Pipeline - Repurposed |  |  |  | 0.92456 | 0
LCP_Inputs_ON_Electric_2023_04_03 | 2022 |  |  | Methane |  | Dispatch-Interconnection | VOM | 0 | ON | QC | CH4 Pipeline |  |  |  | 0.92456 | 0
LCP_Inputs_ON_Electric_2023_04_03 | 2022 |  |  | Electricity |  | Dispatch-Interconnection | VOM | 3255394.417 | ON | QC | Electricity Transmission Line |  |  |  | 0.92456 | 3009795.134
LCP_Inputs_ON_Electric_2023_04_03 | 2022 |  |  | Hydrogen |  | Dispatch-Interconnection | VOM | 0 | ON | QC | H2 Pipeline - New |  |  |  | 0.92456 | 0
LCP_Inputs_ON_Electric_2023_04_03 | 2022 |  |  | Hydrogen |  | Dispatch-Interconnection | VOM | 0 | ON | QC | H2 Pipeline - Repurposed |  |  |  | 0.92456 | 0
LCP_Inputs_ON_Electric_2023_04_03 | 2022 |  |  | Methane |  | Dispatch-Interconnection | VOM | 0 | ON | WC | CH4 Pipeline |  |  |  | 0.92456 | 0
LCP_Inputs_ON_Electric_2023_04_03 | 2022 |  |  | Electricity |  | Dispatch-Interconnection | VOM | 102579.9117 | ON | WC | Electricity Transmission Line |  |  |  | 0.92456 | 94840.8947
LCP_Inputs_ON_Electric_2023_04_03 | 2022 |  |  | Hydrogen |  | Dispatch-Interconnection | VOM | 0 | ON | WC | H2 Pipeline - New |  |  |  | 0.92456 | 0
LCP_Inputs_ON_Electric_2023_04_03 | 2022 |  |  | Hydrogen |  | Dispatch-Interconnection | VOM | 0 | ON | WC | H2 Pipeline - Repurposed |  |  |  | 0.92456 | 0
LCP_Inputs_ON_Electric_2023_04_03 | 2022 |  |  | Methane |  | Dispatch-Interconnection | VOM | 0 | PJ | ON | CH4 Pipeline |  |  |  | 0.92456 | 0
LCP_Inputs_ON_Electric_2023_04_03 | 2022 |  |  | Electricity |  | Dispatch-Interconnection | VOM | 0 | PJ | ON | Electricity Transmission Line |  |  |  | 0.92456 | 0
LCP_Inputs_ON_Electric_2023_04_03 | 2022 |  |  | Hydrogen |  | Dispatch-Interconnection | VOM | 0 | PJ | ON | H2 Pipeline - New |  |  |  | 0.92456 | 0
LCP_Inputs_ON_Electric_2023_04_03 | 2022 |  |  | Hydrogen |  | Dispatch-Interconnection | VOM | 0 | PJ | ON | H2 Pipeline - Repurposed |  |  |  | 0.92456 | 0
LCP_Inputs_ON_Electric_2023_04_03 | 2022 |  |  | Methane |  | Dispatch-Intraconnection | VOM | 0 | PJ | PJ | CH4 Pipeline |  |  |  | 0.92456 | 0
LCP_Inputs_ON_Electric_2023_04_03 | 2022 |  |  | Electricity |  | Dispatch-Intraconnection | VOM | 0 | PJ | PJ | Electricity Transmission Line |  |  |  | 0.92456 | 0
LCP_Inputs_ON_Electric_2023_04_03 | 2022 |  |  | Hydrogen |  | Dispatch-Intraconnection | VOM | 0 | PJ | PJ | H2 Pipeline - New |  |  |  | 0.92456 | 0
LCP_Inputs_ON_Electric_2023_04_03 | 2022 |  |  | Hydrogen |  | Dispatch-Intraconnection | VOM | 0 | PJ | PJ | H2 Pipeline - Repurposed |  |  |  | 0.92456 | 0
LCP_Inputs_ON_Electric_2023_04_03 | 2022 |  |  | Electricity |  | Dispatch-Interconnection | VOM | 64147633.0874 | QC | NY | Electricity Transmission Line |  |  |  | 0.92456 | 59308092.7213
LCP_Inputs_ON_Electric_2023_04_03 | 2022 |  |  | Methane |  | Dispatch-Interconnection | VOM | 0 | QC | ON | CH4 Pipeline |  |  |  | 0.92456 | 0
LCP_Inputs_ON_Electric_2023_04_03 | 2022 |  |  | Electricity |  | Dispatch-Interconnection | VOM | 6033405.9492 | QC | ON | Electricity Transmission Line |  |  |  | 0.92456 | 5578222.956
LCP_Inputs_ON_Electric_2023_04_03 | 2022 |  |  | Hydrogen |  | Dispatch-Interconnection | VOM | 0 | QC | ON | H2 Pipeline - New |  |  |  | 0.92456 | 0
LCP_Inputs_ON_Electric_2023_04_03 | 2022 |  |  | Hydrogen |  | Dispatch-Interconnection | VOM | 0 | QC | ON | H2 Pipeline - Repurposed |  |  |  | 0.92456 | 0
LCP_Inputs_ON_Electric_2023_04_03 | 2022 |  |  | Methane |  | Dispatch-Intraconnection | VOM | 0 | QC | QC | CH4 Pipeline |  |  |  | 0.92456 | 0
LCP_Inputs_ON_Electric_2023_04_03 | 2022 |  |  | Electricity |  | Dispatch-Intraconnection | VOM | 0 | QC | QC | Electricity Transmission Line |  |  |  | 0.92456 | 0
LCP_Inputs_ON_Electric_2023_04_03 | 2022 |  |  | Hydrogen |  | Dispatch-Intraconnection | VOM | 0 | QC | QC | H2 Pipeline - New |  |  |  | 0.92456 | 0
LCP_Inputs_ON_Electric_2023_04_03 | 2022 |  |  | Hydrogen |  | Dispatch-Intraconnection | VOM | 0 | QC | QC | H2 Pipeline - Repurposed |  |  |  | 0.92456 | 0
LCP_Inputs_ON_Electric_2023_04_03 | 2022 |  |  | Electricity |  | Dispatch-Interconnection | VOM | 15700985.7774 | WC | MI | Electricity Transmission Line |  |  |  | 0.92456 | 14516443.951
LCP_Inputs_ON_Electric_2023_04_03 | 2022 |  |  | Methane |  | Dispatch-Interconnection | VOM | 0 | WC | ON | CH4 Pipeline |  |  |  | 0.92456 | 0
LCP_Inputs_ON_Electric_2023_04_03 | 2022 |  |  | Electricity |  | Dispatch-Interconnection | VOM | 406211.2837 | WC | ON | Electricity Transmission Line |  |  |  | 0.92456 | 375565.1661
LCP_Inputs_ON_Electric_2023_04_03 | 2022 |  |  | Hydrogen |  | Dispatch-Interconnection | VOM | 0 | WC | ON | H2 Pipeline - New |  |  |  | 0.92456 | 0
LCP_Inputs_ON_Electric_2023_04_03 | 2022 |  |  | Hydrogen |  | Dispatch-Interconnection | VOM | 0 | WC | ON | H2 Pipeline - Repurposed |  |  |  | 0.92456 | 0
LCP_Inputs_ON_Electric_2023_04_03 | 2022 |  |  | Methane |  | Dispatch-Intraconnection | VOM | 0 | WC | WC | CH4 Pipeline |  |  |  | 0.92456 | 0
LCP_Inputs_ON_Electric_2023_04_03 | 2022 |  |  | Electricity |  | Dispatch-Intraconnection | VOM | 0 | WC | WC | Electricity Transmission Line |  |  |  | 0.92456 | 0
LCP_Inputs_ON_Electric_2023_04_03 | 2022 |  |  | Hydrogen |  | Dispatch-Intraconnection | VOM | 0 | WC | WC | H2 Pipeline - New |  |  |  | 0.92456 | 0
LCP_Inputs_ON_Electric_2023_04_03 | 2022 |  |  | Hydrogen |  | Dispatch-Intraconnection | VOM | 0 | WC | WC | H2 Pipeline - Repurposed |  |  |  | 0.92456 | 0
LCP_Inputs_ON_Electric_2023_04_03 | 2023 |  |  | Methane |  | Dispatch-Intraconnection | VOM | 0 | MI | MI | CH4 Pipeline |  |  |  | 0.889 | 0
LCP_Inputs_ON_Electric_2023_04_03 | 2023 |  |  | Electricity |  | Dispatch-Intraconnection | VOM | 0 | MI | MI | Electricity Transmission Line |  |  |  | 0.889 | 0
LCP_Inputs_ON_Electric_2023_04_03 | 2023 |  |  | Hydrogen |  | Dispatch-Intraconnection | VOM | 0 | MI | MI | H2 Pipeline - New |  |  |  | 0.889 | 0
LCP_Inputs_ON_Electric_2023_04_03 | 2023 |  |  | Hydrogen |  | Dispatch-Intraconnection | VOM | 0 | MI | MI | H2 Pipeline - Repurposed |  |  |  | 0.889 | 0
LCP_Inputs_ON_Electric_2023_04_03 | 2023 |  |  | Methane |  | Dispatch-Interconnection | VOM | 0 | MI | ON | CH4 Pipeline |  |  |  | 0.889 | 0
LCP_Inputs_ON_Electric_2023_04_03 | 2023 |  |  | Electricity |  | Dispatch-Interconnection | VOM | 976800.6211 | MI | ON | Electricity Transmission Line |  |  |  | 0.889 | 868372.1953
LCP_Inputs_ON_Electric_2023_04_03 | 2023 |  |  | Hydrogen |  | Dispatch-Interconnection | VOM | 0 | MI | ON | H2 Pipeline - New |  |  |  | 0.889 | 0
LCP_Inputs_ON_Electric_2023_04_03 | 2023 |  |  | Hydrogen |  | Dispatch-Interconnection | VOM | 0 | MI | ON | H2 Pipeline - Repurposed |  |  |  | 0.889 | 0
LCP_Inputs_ON_Electric_2023_04_03 | 2023 |  |  | Electricity |  | Dispatch-Interconnection | VOM | 1598406.6308 | MI | WC | Electricity Transmission Line |  |  |  | 0.889 | 1420977.6744
LCP_Inputs_ON_Electric_2023_04_03 | 2023 |  |  | Methane |  | Dispatch-Intraconnection | VOM | 0 | NY | NY | CH4 Pipeline |  |  |  | 0.889 | 0
LCP_Inputs_ON_Electric_2023_04_03 | 2023 |  |  | Electricity |  | Dispatch-Intraconnection | VOM | 0 | NY | NY | Electricity Transmission Line |  |  |  | 0.889 | 0
LCP_Inputs_ON_Electric_2023_04_03 | 2023 |  |  | Hydrogen |  | Dispatch-Intraconnection | VOM | 0 | NY | NY | H2 Pipeline - New |  |  |  | 0.889 | 0
LCP_Inputs_ON_Electric_2023_04_03 | 2023 |  |  | Hydrogen |  | Dispatch-Intraconnection | VOM | 0 | NY | NY | H2 Pipeline - Repurposed |  |  |  | 0.889 | 0
LCP_Inputs_ON_Electric_2023_04_03 | 2023 |  |  | Methane |  | Dispatch-Interconnection | VOM | 0 | NY | ON | CH4 Pipeline |  |  |  | 0.889 | 0
LCP_Inputs_ON_Electric_2023_04_03 | 2023 |  |  | Electricity |  | Dispatch-Interconnection | VOM | 5374075.9671 | NY | ON | Electricity Transmission Line |  |  |  | 0.889 | 4777533.966
LCP_Inputs_ON_Electric_2023_04_03 | 2023 |  |  | Hydrogen |  | Dispatch-Interconnection | VOM | 0 | NY | ON | H2 Pipeline - New |  |  |  | 0.889 | 0
LCP_Inputs_ON_Electric_2023_04_03 | 2023 |  |  | Hydrogen |  | Dispatch-Interconnection | VOM | 0 | NY | ON | H2 Pipeline - Repurposed |  |  |  | 0.889 | 0
LCP_Inputs_ON_Electric_2023_04_03 | 2023 |  |  | Electricity |  | Dispatch-Interconnection | VOM | 6651284.2408 | NY | QC | Electricity Transmission Line |  |  |  | 0.889 | 5912967.4705
LCP_Inputs_ON_Electric_2023_04_03 | 2023 |  |  | Methane |  | Dispatch-Interconnection | VOM | 0 | ON | MI | CH4 Pipeline |  |  |  | 0.889 | 0
LCP_Inputs_ON_Electric_2023_04_03 | 2023 |  |  | Electricity |  | Dispatch-Interconnection | VOM | 17576459.192 | ON | MI | Electricity Transmission Line |  |  |  | 0.889 | 15625408.22
LCP_Inputs_ON_Electric_2023_04_03 | 2023 |  |  | Hydrogen |  | Dispatch-Interconnection | VOM | 0 | ON | MI | H2 Pipeline - New |  |  |  | 0.889 | 0
LCP_Inputs_ON_Electric_2023_04_03 | 2023 |  |  | Hydrogen |  | Dispatch-Interconnection | VOM | 0 | ON | MI | H2 Pipeline - Repurposed |  |  |  | 0.889 | 0
LCP_Inputs_ON_Electric_2023_04_03 | 2023 |  |  | Methane |  | Dispatch-Interconnection | VOM | 0 | ON | NY | CH4 Pipeline |  |  |  | 0.889 | 0
LCP_Inputs_ON_Electric_2023_04_03 | 2023 |  |  | Electricity |  | Dispatch-Interconnection | VOM | 17865141.2189 | ON | NY | Electricity Transmission Line |  |  |  | 0.889 | 15882045.4907
LCP_Inputs_ON_Electric_2023_04_03 | 2023 |  |  | Hydrogen |  | Dispatch-Interconnection | VOM | 0 | ON | NY | H2 Pipeline - New |  |  |  | 0.889 | 0
LCP_Inputs_ON_Electric_2023_04_03 | 2023 |  |  | Hydrogen |  | Dispatch-Interconnection | VOM | 0 | ON | NY | H2 Pipeline - Repurposed |  |  |  | 0.889 | 0
LCP_Inputs_ON_Electric_2023_04_03 | 2023 |  |  | Methane |  | Dispatch-Intraconnection | VOM | 775556540.7665 | ON | ON | CH4 Pipeline |  |  |  | 0.889 | 689466940.6849
LCP_Inputs_ON_Electric_2023_04_03 | 2023 |  |  | Electricity |  | Dispatch-Intraconnection | VOM | 0 | ON | ON | Electricity Transmission Line |  |  |  | 0.889 | 0
LCP_Inputs_ON_Electric_2023_04_03 | 2023 |  |  | Hydrogen |  | Dispatch-Intraconnection | VOM | 0 | ON | ON | H2 Pipeline - New |  |  |  | 0.889 | 0
LCP_Inputs_ON_Electric_2023_04_03 | 2023 |  |  | Hydrogen |  | Dispatch-Intraconnection | VOM | 0 | ON | ON | H2 Pipeline - Repurposed |  |  |  | 0.889 | 0
LCP_Inputs_ON_Electric_2023_04_03 | 2023 |  |  | Methane |  | Dispatch-Interconnection | VOM | 0 | ON | PJ | CH4 Pipeline |  |  |  | 0.889 | 0
LCP_Inputs_ON_Electric_2023_04_03 | 2023 |  |  | Electricity |  | Dispatch-Interconnection | VOM | 0 | ON | PJ | Electricity Transmission Line |  |  |  | 0.889 | 0
LCP_Inputs_ON_Electric_2023_04_03 | 2023 |  |  | Hydrogen |  | Dispatch-Interconnection | VOM | 0 | ON | PJ | H2 Pipeline - New |  |  |  | 0.889 | 0
LCP_Inputs_ON_Electric_2023_04_03 | 2023 |  |  | Hydrogen |  | Dispatch-Interconnection | VOM | 0 | ON | PJ | H2 Pipeline - Repurposed |  |  |  | 0.889 | 0
LCP_Inputs_ON_Electric_2023_04_03 | 2023 |  |  | Methane |  | Dispatch-Interconnection | VOM | 0 | ON | QC | CH4 Pipeline |  |  |  | 0.889 | 0
LCP_Inputs_ON_Electric_2023_04_03 | 2023 |  |  | Electricity |  | Dispatch-Interconnection | VOM | 3255394.417 | ON | QC | Electricity Transmission Line |  |  |  | 0.889 | 2894033.7827
LCP_Inputs_ON_Electric_2023_04_03 | 2023 |  |  | Hydrogen |  | Dispatch-Interconnection | VOM | 0 | ON | QC | H2 Pipeline - New |  |  |  | 0.889 | 0
LCP_Inputs_ON_Electric_2023_04_03 | 2023 |  |  | Hydrogen |  | Dispatch-Interconnection | VOM | 0 | ON | QC | H2 Pipeline - Repurposed |  |  |  | 0.889 | 0
LCP_Inputs_ON_Electric_2023_04_03 | 2023 |  |  | Methane |  | Dispatch-Interconnection | VOM | 0 | ON | WC | CH4 Pipeline |  |  |  | 0.889 | 0
LCP_Inputs_ON_Electric_2023_04_03 | 2023 |  |  | Electricity |  | Dispatch-Interconnection | VOM | 102579.9117 | ON | WC | Electricity Transmission Line |  |  |  | 0.889 | 91193.168
LCP_Inputs_ON_Electric_2023_04_03 | 2023 |  |  | Hydrogen |  | Dispatch-Interconnection | VOM | 0 | ON | WC | H2 Pipeline - New |  |  |  | 0.889 | 0
LCP_Inputs_ON_Electric_2023_04_03 | 2023 |  |  | Hydrogen |  | Dispatch-Interconnection | VOM | 0 | ON | WC | H2 Pipeline - Repurposed |  |  |  | 0.889 | 0
LCP_Inputs_ON_Electric_2023_04_03 | 2023 |  |  | Methane |  | Dispatch-Interconnection | VOM | 0 | PJ | ON | CH4 Pipeline |  |  |  | 0.889 | 0
LCP_Inputs_ON_Electric_2023_04_03 | 2023 |  |  | Electricity |  | Dispatch-Interconnection | VOM | 0 | PJ | ON | Electricity Transmission Line |  |  |  | 0.889 | 0
LCP_Inputs_ON_Electric_2023_04_03 | 2023 |  |  | Hydrogen |  | Dispatch-Interconnection | VOM | 0 | PJ | ON | H2 Pipeline - New |  |  |  | 0.889 | 0
LCP_Inputs_ON_Electric_2023_04_03 | 2023 |  |  | Hydrogen |  | Dispatch-Interconnection | VOM | 0 | PJ | ON | H2 Pipeline - Repurposed |  |  |  | 0.889 | 0
LCP_Inputs_ON_Electric_2023_04_03 | 2023 |  |  | Methane |  | Dispatch-Intraconnection | VOM | 0 | PJ | PJ | CH4 Pipeline |  |  |  | 0.889 | 0
LCP_Inputs_ON_Electric_2023_04_03 | 2023 |  |  | Electricity |  | Dispatch-Intraconnection | VOM | 0 | PJ | PJ | Electricity Transmission Line |  |  |  | 0.889 | 0
LCP_Inputs_ON_Electric_2023_04_03 | 2023 |  |  | Hydrogen |  | Dispatch-Intraconnection | VOM | 0 | PJ | PJ | H2 Pipeline - New |  |  |  | 0.889 | 0
LCP_Inputs_ON_Electric_2023_04_03 | 2023 |  |  | Hydrogen |  | Dispatch-Intraconnection | VOM | 0 | PJ | PJ | H2 Pipeline - Repurposed |  |  |  | 0.889 | 0
LCP_Inputs_ON_Electric_2023_04_03 | 2023 |  |  | Electricity |  | Dispatch-Interconnection | VOM | 64147633.0874 | QC | NY | Electricity Transmission Line |  |  |  | 0.889 | 57027012.2321
LCP_Inputs_ON_Electric_2023_04_03 | 2023 |  |  | Methane |  | Dispatch-Interconnection | VOM | 0 | QC | ON | CH4 Pipeline |  |  |  | 0.889 | 0
LCP_Inputs_ON_Electric_2023_04_03 | 2023 |  |  | Electricity |  | Dispatch-Interconnection | VOM | 6033405.9492 | QC | ON | Electricity Transmission Line |  |  |  | 0.889 | 5363675.9193
LCP_Inputs_ON_Electric_2023_04_03 | 2023 |  |  | Hydrogen |  | Dispatch-Interconnection | VOM | 0 | QC | ON | H2 Pipeline - New |  |  |  | 0.889 | 0
LCP_Inputs_ON_Electric_2023_04_03 | 2023 |  |  | Hydrogen |  | Dispatch-Interconnection | VOM | 0 | QC | ON | H2 Pipeline - Repurposed |  |  |  | 0.889 | 0
LCP_Inputs_ON_Electric_2023_04_03 | 2023 |  |  | Methane |  | Dispatch-Intraconnection | VOM | 0 | QC | QC | CH4 Pipeline |  |  |  | 0.889 | 0
LCP_Inputs_ON_Electric_2023_04_03 | 2023 |  |  | Electricity |  | Dispatch-Intraconnection | VOM | 0 | QC | QC | Electricity Transmission Line |  |  |  | 0.889 | 0
LCP_Inputs_ON_Electric_2023_04_03 | 2023 |  |  | Hydrogen |  | Dispatch-Intraconnection | VOM | 0 | QC | QC | H2 Pipeline - New |  |  |  | 0.889 | 0
LCP_Inputs_ON_Electric_2023_04_03 | 2023 |  |  | Hydrogen |  | Dispatch-Intraconnection | VOM | 0 | QC | QC | H2 Pipeline - Repurposed |  |  |  | 0.889 | 0
LCP_Inputs_ON_Electric_2023_04_03 | 2023 |  |  | Electricity |  | Dispatch-Interconnection | VOM | 15700985.7774 | WC | MI | Electricity Transmission Line |  |  |  | 0.889 | 13958119.1837
LCP_Inputs_ON_Electric_2023_04_03 | 2023 |  |  | Methane |  | Dispatch-Interconnection | VOM | 0 | WC | ON | CH4 Pipeline |  |  |  | 0.889 | 0
LCP_Inputs_ON_Electric_2023_04_03 | 2023 |  |  | Electricity |  | Dispatch-Interconnection | VOM | 406211.2837 | WC | ON | Electricity Transmission Line |  |  |  | 0.889 | 361120.352
LCP_Inputs_ON_Electric_2023_04_03 | 2023 |  |  | Hydrogen |  | Dispatch-Interconnection | VOM | 0 | WC | ON | H2 Pipeline - New |  |  |  | 0.889 | 0
LCP_Inputs_ON_Electric_2023_04_03 | 2023 |  |  | Hydrogen |  | Dispatch-Interconnection | VOM | 0 | WC | ON | H2 Pipeline - Repurposed |  |  |  | 0.889 | 0
LCP_Inputs_ON_Electric_2023_04_03 | 2023 |  |  | Methane |  | Dispatch-Intraconnection | VOM | 0 | WC | WC | CH4 Pipeline |  |  |  | 0.889 | 0
LCP_Inputs_ON_Electric_2023_04_03 | 2023 |  |  | Electricity |  | Dispatch-Intraconnection | VOM | 0 | WC | WC | Electricity Transmission Line |  |  |  | 0.889 | 0
LCP_Inputs_ON_Electric_2023_04_03 | 2023 |  |  | Hydrogen |  | Dispatch-Intraconnection | VOM | 0 | WC | WC | H2 Pipeline - New |  |  |  | 0.889 | 0
LCP_Inputs_ON_Electric_2023_04_03 | 2023 |  |  | Hydrogen |  | Dispatch-Intraconnection | VOM | 0 | WC | WC | H2 Pipeline - Repurposed |  |  |  | 0.889 | 0
LCP_Inputs_ON_Electric_2023_04_03 | 2024 |  |  | Methane |  | Dispatch-Intraconnection | VOM | 0 | MI | MI | CH4 Pipeline |  |  |  | 0.8548 | 0
LCP_Inputs_ON_Electric_2023_04_03 | 2024 |  |  | Electricity |  | Dispatch-Intraconnection | VOM | 0 | MI | MI | Electricity Transmission Line |  |  |  | 0.8548 | 0
LCP_Inputs_ON_Electric_2023_04_03 | 2024 |  |  | Hydrogen |  | Dispatch-Intraconnection | VOM | 0 | MI | MI | H2 Pipeline - New |  |  |  | 0.8548 | 0
LCP_Inputs_ON_Electric_2023_04_03 | 2024 |  |  | Hydrogen |  | Dispatch-Intraconnection | VOM | 0 | MI | MI | H2 Pipeline - Repurposed |  |  |  | 0.8548 | 0
LCP_Inputs_ON_Electric_2023_04_03 | 2024 |  |  | Methane |  | Dispatch-Interconnection | VOM | 0 | MI | ON | CH4 Pipeline |  |  |  | 0.8548 | 0
LCP_Inputs_ON_Electric_2023_04_03 | 2024 |  |  | Electricity |  | Dispatch-Interconnection | VOM | 976800.6211 | MI | ON | Electricity Transmission Line |  |  |  | 0.8548 | 834973.2647
LCP_Inputs_ON_Electric_2023_04_03 | 2024 |  |  | Hydrogen |  | Dispatch-Interconnection | VOM | 0 | MI | ON | H2 Pipeline - New |  |  |  | 0.8548 | 0
LCP_Inputs_ON_Electric_2023_04_03 | 2024 |  |  | Hydrogen |  | Dispatch-Interconnection | VOM | 0 | MI | ON | H2 Pipeline - Repurposed |  |  |  | 0.8548 | 0
LCP_Inputs_ON_Electric_2023_04_03 | 2024 |  |  | Electricity |  | Dispatch-Interconnection | VOM | 1598406.6308 | MI | WC | Electricity Transmission Line |  |  |  | 0.8548 | 1366324.687
LCP_Inputs_ON_Electric_2023_04_03 | 2024 |  |  | Methane |  | Dispatch-Intraconnection | VOM | 0 | NY | NY | CH4 Pipeline |  |  |  | 0.8548 | 0
LCP_Inputs_ON_Electric_2023_04_03 | 2024 |  |  | Electricity |  | Dispatch-Intraconnection | VOM | 0 | NY | NY | Electricity Transmission Line |  |  |  | 0.8548 | 0
LCP_Inputs_ON_Electric_2023_04_03 | 2024 |  |  | Hydrogen |  | Dispatch-Intraconnection | VOM | 0 | NY | NY | H2 Pipeline - New |  |  |  | 0.8548 | 0
LCP_Inputs_ON_Electric_2023_04_03 | 2024 |  |  | Hydrogen |  | Dispatch-Intraconnection | VOM | 0 | NY | NY | H2 Pipeline - Repurposed |  |  |  | 0.8548 | 0
LCP_Inputs_ON_Electric_2023_04_03 | 2024 |  |  | Methane |  | Dispatch-Interconnection | VOM | 0 | NY | ON | CH4 Pipeline |  |  |  | 0.8548 | 0
LCP_Inputs_ON_Electric_2023_04_03 | 2024 |  |  | Electricity |  | Dispatch-Interconnection | VOM | 5374075.9671 | NY | ON | Electricity Transmission Line |  |  |  | 0.8548 | 4593782.6596
LCP_Inputs_ON_Electric_2023_04_03 | 2024 |  |  | Hydrogen |  | Dispatch-Interconnection | VOM | 0 | NY | ON | H2 Pipeline - New |  |  |  | 0.8548 | 0
LCP_Inputs_ON_Electric_2023_04_03 | 2024 |  |  | Hydrogen |  | Dispatch-Interconnection | VOM | 0 | NY | ON | H2 Pipeline - Repurposed |  |  |  | 0.8548 | 0
LCP_Inputs_ON_Electric_2023_04_03 | 2024 |  |  | Electricity |  | Dispatch-Interconnection | VOM | 6651284.2408 | NY | QC | Electricity Transmission Line |  |  |  | 0.8548 | 5685545.6447
LCP_Inputs_ON_Electric_2023_04_03 | 2024 |  |  | Methane |  | Dispatch-Interconnection | VOM | 0 | ON | MI | CH4 Pipeline |  |  |  | 0.8548 | 0
LCP_Inputs_ON_Electric_2023_04_03 | 2024 |  |  | Electricity |  | Dispatch-Interconnection | VOM | 17576459.192 | ON | MI | Electricity Transmission Line |  |  |  | 0.8548 | 15024430.9808
LCP_Inputs_ON_Electric_2023_04_03 | 2024 |  |  | Hydrogen |  | Dispatch-Interconnection | VOM | 0 | ON | MI | H2 Pipeline - New |  |  |  | 0.8548 | 0
LCP_Inputs_ON_Electric_2023_04_03 | 2024 |  |  | Hydrogen |  | Dispatch-Interconnection | VOM | 0 | ON | MI | H2 Pipeline - Repurposed |  |  |  | 0.8548 | 0
LCP_Inputs_ON_Electric_2023_04_03 | 2024 |  |  | Methane |  | Dispatch-Interconnection | VOM | 0 | ON | NY | CH4 Pipeline |  |  |  | 0.8548 | 0
LCP_Inputs_ON_Electric_2023_04_03 | 2024 |  |  | Electricity |  | Dispatch-Interconnection | VOM | 17865141.2189 | ON | NY | Electricity Transmission Line |  |  |  | 0.8548 | 15271197.5872
LCP_Inputs_ON_Electric_2023_04_03 | 2024 |  |  | Hydrogen |  | Dispatch-Interconnection | VOM | 0 | ON | NY | H2 Pipeline - New |  |  |  | 0.8548 | 0
LCP_Inputs_ON_Electric_2023_04_03 | 2024 |  |  | Hydrogen |  | Dispatch-Interconnection | VOM | 0 | ON | NY | H2 Pipeline - Repurposed |  |  |  | 0.8548 | 0
LCP_Inputs_ON_Electric_2023_04_03 | 2024 |  |  | Methane |  | Dispatch-Intraconnection | VOM | 775556540.7665 | ON | ON | CH4 Pipeline |  |  |  | 0.8548 | 662948981.4277
LCP_Inputs_ON_Electric_2023_04_03 | 2024 |  |  | Electricity |  | Dispatch-Intraconnection | VOM | 0 | ON | ON | Electricity Transmission Line |  |  |  | 0.8548 | 0
LCP_Inputs_ON_Electric_2023_04_03 | 2024 |  |  | Hydrogen |  | Dispatch-Intraconnection | VOM | 0 | ON | ON | H2 Pipeline - New |  |  |  | 0.8548 | 0
LCP_Inputs_ON_Electric_2023_04_03 | 2024 |  |  | Hydrogen |  | Dispatch-Intraconnection | VOM | 0 | ON | ON | H2 Pipeline - Repurposed |  |  |  | 0.8548 | 0
LCP_Inputs_ON_Electric_2023_04_03 | 2024 |  |  | Methane |  | Dispatch-Interconnection | VOM | 0 | ON | PJ | CH4 Pipeline |  |  |  | 0.8548 | 0
LCP_Inputs_ON_Electric_2023_04_03 | 2024 |  |  | Electricity |  | Dispatch-Interconnection | VOM | 0 | ON | PJ | Electricity Transmission Line |  |  |  | 0.8548 | 0
LCP_Inputs_ON_Electric_2023_04_03 | 2024 |  |  | Hydrogen |  | Dispatch-Interconnection | VOM | 0 | ON | PJ | H2 Pipeline - New |  |  |  | 0.8548 | 0
LCP_Inputs_ON_Electric_2023_04_03 | 2024 |  |  | Hydrogen |  | Dispatch-Interconnection | VOM | 0 | ON | PJ | H2 Pipeline - Repurposed |  |  |  | 0.8548 | 0
LCP_Inputs_ON_Electric_2023_04_03 | 2024 |  |  | Methane |  | Dispatch-Interconnection | VOM | 0 | ON | QC | CH4 Pipeline |  |  |  | 0.8548 | 0
LCP_Inputs_ON_Electric_2023_04_03 | 2024 |  |  | Electricity |  | Dispatch-Interconnection | VOM | 3255394.417 | ON | QC | Electricity Transmission Line |  |  |  | 0.8548 | 2782724.7911
LCP_Inputs_ON_Electric_2023_04_03 | 2024 |  |  | Hydrogen |  | Dispatch-Interconnection | VOM | 0 | ON | QC | H2 Pipeline - New |  |  |  | 0.8548 | 0
LCP_Inputs_ON_Electric_2023_04_03 | 2024 |  |  | Hydrogen |  | Dispatch-Interconnection | VOM | 0 | ON | QC | H2 Pipeline - Repurposed |  |  |  | 0.8548 | 0
LCP_Inputs_ON_Electric_2023_04_03 | 2024 |  |  | Methane |  | Dispatch-Interconnection | VOM | 0 | ON | WC | CH4 Pipeline |  |  |  | 0.8548 | 0
LCP_Inputs_ON_Electric_2023_04_03 | 2024 |  |  | Electricity |  | Dispatch-Interconnection | VOM | 102579.9117 | ON | WC | Electricity Transmission Line |  |  |  | 0.8548 | 87685.7384
LCP_Inputs_ON_Electric_2023_04_03 | 2024 |  |  | Hydrogen |  | Dispatch-Interconnection | VOM | 0 | ON | WC | H2 Pipeline - New |  |  |  | 0.8548 | 0
LCP_Inputs_ON_Electric_2023_04_03 | 2024 |  |  | Hydrogen |  | Dispatch-Interconnection | VOM | 0 | ON | WC | H2 Pipeline - Repurposed |  |  |  | 0.8548 | 0
LCP_Inputs_ON_Electric_2023_04_03 | 2024 |  |  | Methane |  | Dispatch-Interconnection | VOM | 0 | PJ | ON | CH4 Pipeline |  |  |  | 0.8548 | 0
LCP_Inputs_ON_Electric_2023_04_03 | 2024 |  |  | Electricity |  | Dispatch-Interconnection | VOM | 0 | PJ | ON | Electricity Transmission Line |  |  |  | 0.8548 | 0
LCP_Inputs_ON_Electric_2023_04_03 | 2024 |  |  | Hydrogen |  | Dispatch-Interconnection | VOM | 0 | PJ | ON | H2 Pipeline - New |  |  |  | 0.8548 | 0
LCP_Inputs_ON_Electric_2023_04_03 | 2024 |  |  | Hydrogen |  | Dispatch-Interconnection | VOM | 0 | PJ | ON | H2 Pipeline - Repurposed |  |  |  | 0.8548 | 0
LCP_Inputs_ON_Electric_2023_04_03 | 2024 |  |  | Methane |  | Dispatch-Intraconnection | VOM | 0 | PJ | PJ | CH4 Pipeline |  |  |  | 0.8548 | 0
LCP_Inputs_ON_Electric_2023_04_03 | 2024 |  |  | Electricity |  | Dispatch-Intraconnection | VOM | 0 | PJ | PJ | Electricity Transmission Line |  |  |  | 0.8548 | 0
LCP_Inputs_ON_Electric_2023_04_03 | 2024 |  |  | Hydrogen |  | Dispatch-Intraconnection | VOM | 0 | PJ | PJ | H2 Pipeline - New |  |  |  | 0.8548 | 0
LCP_Inputs_ON_Electric_2023_04_03 | 2024 |  |  | Hydrogen |  | Dispatch-Intraconnection | VOM | 0 | PJ | PJ | H2 Pipeline - Repurposed |  |  |  | 0.8548 | 0
LCP_Inputs_ON_Electric_2023_04_03 | 2024 |  |  | Electricity |  | Dispatch-Interconnection | VOM | 64147633.0874 | QC | NY | Electricity Transmission Line |  |  |  | 0.8548 | 54833665.6078
LCP_Inputs_ON_Electric_2023_04_03 | 2024 |  |  | Methane |  | Dispatch-Interconnection | VOM | 0 | QC | ON | CH4 Pipeline |  |  |  | 0.8548 | 0
LCP_Inputs_ON_Electric_2023_04_03 | 2024 |  |  | Electricity |  | Dispatch-Interconnection | VOM | 6033405.9492 | QC | ON | Electricity Transmission Line |  |  |  | 0.8548 | 5157380.6916
LCP_Inputs_ON_Electric_2023_04_03 | 2024 |  |  | Hydrogen |  | Dispatch-Interconnection | VOM | 0 | QC | ON | H2 Pipeline - New |  |  |  | 0.8548 | 0
LCP_Inputs_ON_Electric_2023_04_03 | 2024 |  |  | Hydrogen |  | Dispatch-Interconnection | VOM | 0 | QC | ON | H2 Pipeline - Repurposed |  |  |  | 0.8548 | 0
LCP_Inputs_ON_Electric_2023_04_03 | 2024 |  |  | Methane |  | Dispatch-Intraconnection | VOM | 0 | QC | QC | CH4 Pipeline |  |  |  | 0.8548 | 0
LCP_Inputs_ON_Electric_2023_04_03 | 2024 |  |  | Electricity |  | Dispatch-Intraconnection | VOM | 0 | QC | QC | Electricity Transmission Line |  |  |  | 0.8548 | 0
LCP_Inputs_ON_Electric_2023_04_03 | 2024 |  |  | Hydrogen |  | Dispatch-Intraconnection | VOM | 0 | QC | QC | H2 Pipeline - New |  |  |  | 0.8548 | 0
LCP_Inputs_ON_Electric_2023_04_03 | 2024 |  |  | Hydrogen |  | Dispatch-Intraconnection | VOM | 0 | QC | QC | H2 Pipeline - Repurposed |  |  |  | 0.8548 | 0
LCP_Inputs_ON_Electric_2023_04_03 | 2024 |  |  | Electricity |  | Dispatch-Interconnection | VOM | 15700985.7774 | WC | MI | Electricity Transmission Line |  |  |  | 0.8548 | 13421268.4458
LCP_Inputs_ON_Electric_2023_04_03 | 2024 |  |  | Methane |  | Dispatch-Interconnection | VOM | 0 | WC | ON | CH4 Pipeline |  |  |  | 0.8548 | 0
LCP_Inputs_ON_Electric_2023_04_03 | 2024 |  |  | Electricity |  | Dispatch-Interconnection | VOM | 406211.2837 | WC | ON | Electricity Transmission Line |  |  |  | 0.8548 | 347231.1077
LCP_Inputs_ON_Electric_2023_04_03 | 2024 |  |  | Hydrogen |  | Dispatch-Interconnection | VOM | 0 | WC | ON | H2 Pipeline - New |  |  |  | 0.8548 | 0
LCP_Inputs_ON_Electric_2023_04_03 | 2024 |  |  | Hydrogen |  | Dispatch-Interconnection | VOM | 0 | WC | ON | H2 Pipeline - Repurposed |  |  |  | 0.8548 | 0
LCP_Inputs_ON_Electric_2023_04_03 | 2024 |  |  | Methane |  | Dispatch-Intraconnection | VOM | 0 | WC | WC | CH4 Pipeline |  |  |  | 0.8548 | 0
LCP_Inputs_ON_Electric_2023_04_03 | 2024 |  |  | Electricity |  | Dispatch-Intraconnection | VOM | 0 | WC | WC | Electricity Transmission Line |  |  |  | 0.8548 | 0
LCP_Inputs_ON_Electric_2023_04_03 | 2024 |  |  | Hydrogen |  | Dispatch-Intraconnection | VOM | 0 | WC | WC | H2 Pipeline - New |  |  |  | 0.8548 | 0
LCP_Inputs_ON_Electric_2023_04_03 | 2024 |  |  | Hydrogen |  | Dispatch-Intraconnection | VOM | 0 | WC | WC | H2 Pipeline - Repurposed |  |  |  | 0.8548 | 0
LCP_Inputs_ON_Electric_2023_04_03 | 2025 |  |  | Methane |  | Dispatch-Intraconnection | VOM | 0 | MI | MI | CH4 Pipeline |  |  |  | 0.82193 | 0
LCP_Inputs_ON_Electric_2023_04_03 | 2025 |  |  | Electricity |  | Dispatch-Intraconnection | VOM | 0 | MI | MI | Electricity Transmission Line |  |  |  | 0.82193 | 0
LCP_Inputs_ON_Electric_2023_04_03 | 2025 |  |  | Hydrogen |  | Dispatch-Intraconnection | VOM | 0 | MI | MI | H2 Pipeline - New |  |  |  | 0.82193 | 0
LCP_Inputs_ON_Electric_2023_04_03 | 2025 |  |  | Hydrogen |  | Dispatch-Intraconnection | VOM | 0 | MI | MI | H2 Pipeline - Repurposed |  |  |  | 0.82193 | 0
LCP_Inputs_ON_Electric_2023_04_03 | 2025 |  |  | Methane |  | Dispatch-Interconnection | VOM | 0 | MI | ON | CH4 Pipeline |  |  |  | 0.82193 | 0
LCP_Inputs_ON_Electric_2023_04_03 | 2025 |  |  | Electricity |  | Dispatch-Interconnection | VOM | 976800.6211 | MI | ON | Electricity Transmission Line |  |  |  | 0.82193 | 802858.9083
LCP_Inputs_ON_Electric_2023_04_03 | 2025 |  |  | Hydrogen |  | Dispatch-Interconnection | VOM | 0 | MI | ON | H2 Pipeline - New |  |  |  | 0.82193 | 0
LCP_Inputs_ON_Electric_2023_04_03 | 2025 |  |  | Hydrogen |  | Dispatch-Interconnection | VOM | 0 | MI | ON | H2 Pipeline - Repurposed |  |  |  | 0.82193 | 0
LCP_Inputs_ON_Electric_2023_04_03 | 2025 |  |  | Electricity |  | Dispatch-Interconnection | VOM | 1598406.6308 | MI | WC | Electricity Transmission Line |  |  |  | 0.82193 | 1313773.7375
LCP_Inputs_ON_Electric_2023_04_03 | 2025 |  |  | Methane |  | Dispatch-Intraconnection | VOM | 0 | NY | NY | CH4 Pipeline |  |  |  | 0.82193 | 0
LCP_Inputs_ON_Electric_2023_04_03 | 2025 |  |  | Electricity |  | Dispatch-Intraconnection | VOM | 0 | NY | NY | Electricity Transmission Line |  |  |  | 0.82193 | 0
LCP_Inputs_ON_Electric_2023_04_03 | 2025 |  |  | Hydrogen |  | Dispatch-Intraconnection | VOM | 0 | NY | NY | H2 Pipeline - New |  |  |  | 0.82193 | 0
LCP_Inputs_ON_Electric_2023_04_03 | 2025 |  |  | Hydrogen |  | Dispatch-Intraconnection | VOM | 0 | NY | NY | H2 Pipeline - Repurposed |  |  |  | 0.82193 | 0
LCP_Inputs_ON_Electric_2023_04_03 | 2025 |  |  | Methane |  | Dispatch-Interconnection | VOM | 0 | NY | ON | CH4 Pipeline |  |  |  | 0.82193 | 0
LCP_Inputs_ON_Electric_2023_04_03 | 2025 |  |  | Electricity |  | Dispatch-Interconnection | VOM | 5374075.9671 | NY | ON | Electricity Transmission Line |  |  |  | 0.82193 | 4417098.7111
LCP_Inputs_ON_Electric_2023_04_03 | 2025 |  |  | Hydrogen |  | Dispatch-Interconnection | VOM | 0 | NY | ON | H2 Pipeline - New |  |  |  | 0.82193 | 0
LCP_Inputs_ON_Electric_2023_04_03 | 2025 |  |  | Hydrogen |  | Dispatch-Interconnection | VOM | 0 | NY | ON | H2 Pipeline - Repurposed |  |  |  | 0.82193 | 0
LCP_Inputs_ON_Electric_2023_04_03 | 2025 |  |  | Electricity |  | Dispatch-Interconnection | VOM | 6651284.2408 | NY | QC | Electricity Transmission Line |  |  |  | 0.82193 | 5466870.8122
LCP_Inputs_ON_Electric_2023_04_03 | 2025 |  |  | Methane |  | Dispatch-Interconnection | VOM | 0 | ON | MI | CH4 Pipeline |  |  |  | 0.82193 | 0
LCP_Inputs_ON_Electric_2023_04_03 | 2025 |  |  | Electricity |  | Dispatch-Interconnection | VOM | 17576459.192 | ON | MI | Electricity Transmission Line |  |  |  | 0.82193 | 14446568.2508
LCP_Inputs_ON_Electric_2023_04_03 | 2025 |  |  | Hydrogen |  | Dispatch-Interconnection | VOM | 0 | ON | MI | H2 Pipeline - New |  |  |  | 0.82193 | 0
LCP_Inputs_ON_Electric_2023_04_03 | 2025 |  |  | Hydrogen |  | Dispatch-Interconnection | VOM | 0 | ON | MI | H2 Pipeline - Repurposed |  |  |  | 0.82193 | 0
LCP_Inputs_ON_Electric_2023_04_03 | 2025 |  |  | Methane |  | Dispatch-Interconnection | VOM | 0 | ON | NY | CH4 Pipeline |  |  |  | 0.82193 | 0
LCP_Inputs_ON_Electric_2023_04_03 | 2025 |  |  | Electricity |  | Dispatch-Interconnection | VOM | 17865141.2189 | ON | NY | Electricity Transmission Line |  |  |  | 0.82193 | 14683843.8339
LCP_Inputs_ON_Electric_2023_04_03 | 2025 |  |  | Hydrogen |  | Dispatch-Interconnection | VOM | 0 | ON | NY | H2 Pipeline - New |  |  |  | 0.82193 | 0
LCP_Inputs_ON_Electric_2023_04_03 | 2025 |  |  | Hydrogen |  | Dispatch-Interconnection | VOM | 0 | ON | NY | H2 Pipeline - Repurposed |  |  |  | 0.82193 | 0
LCP_Inputs_ON_Electric_2023_04_03 | 2025 |  |  | Methane |  | Dispatch-Intraconnection | VOM | 775556540.7665 | ON | ON | CH4 Pipeline |  |  |  | 0.82193 | 637450943.6805
LCP_Inputs_ON_Electric_2023_04_03 | 2025 |  |  | Electricity |  | Dispatch-Intraconnection | VOM | 0 | ON | ON | Electricity Transmission Line |  |  |  | 0.82193 | 0
LCP_Inputs_ON_Electric_2023_04_03 | 2025 |  |  | Hydrogen |  | Dispatch-Intraconnection | VOM | 0 | ON | ON | H2 Pipeline - New |  |  |  | 0.82193 | 0
LCP_Inputs_ON_Electric_2023_04_03 | 2025 |  |  | Hydrogen |  | Dispatch-Intraconnection | VOM | 0 | ON | ON | H2 Pipeline - Repurposed |  |  |  | 0.82193 | 0
LCP_Inputs_ON_Electric_2023_04_03 | 2025 |  |  | Methane |  | Dispatch-Interconnection | VOM | 0 | ON | PJ | CH4 Pipeline |  |  |  | 0.82193 | 0
LCP_Inputs_ON_Electric_2023_04_03 | 2025 |  |  | Electricity |  | Dispatch-Interconnection | VOM | 0 | ON | PJ | Electricity Transmission Line |  |  |  | 0.82193 | 0
LCP_Inputs_ON_Electric_2023_04_03 | 2025 |  |  | Hydrogen |  | Dispatch-Interconnection | VOM | 0 | ON | PJ | H2 Pipeline - New |  |  |  | 0.82193 | 0
LCP_Inputs_ON_Electric_2023_04_03 | 2025 |  |  | Hydrogen |  | Dispatch-Interconnection | VOM | 0 | ON | PJ | H2 Pipeline - Repurposed |  |  |  | 0.82193 | 0
LCP_Inputs_ON_Electric_2023_04_03 | 2025 |  |  | Methane |  | Dispatch-Interconnection | VOM | 0 | ON | QC | CH4 Pipeline |  |  |  | 0.82193 | 0
LCP_Inputs_ON_Electric_2023_04_03 | 2025 |  |  | Electricity |  | Dispatch-Interconnection | VOM | 3255394.417 | ON | QC | Electricity Transmission Line |  |  |  | 0.82193 | 2675696.9145
LCP_Inputs_ON_Electric_2023_04_03 | 2025 |  |  | Hydrogen |  | Dispatch-Interconnection | VOM | 0 | ON | QC | H2 Pipeline - New |  |  |  | 0.82193 | 0
LCP_Inputs_ON_Electric_2023_04_03 | 2025 |  |  | Hydrogen |  | Dispatch-Interconnection | VOM | 0 | ON | QC | H2 Pipeline - Repurposed |  |  |  | 0.82193 | 0
LCP_Inputs_ON_Electric_2023_04_03 | 2025 |  |  | Methane |  | Dispatch-Interconnection | VOM | 0 | ON | WC | CH4 Pipeline |  |  |  | 0.82193 | 0
LCP_Inputs_ON_Electric_2023_04_03 | 2025 |  |  | Electricity |  | Dispatch-Interconnection | VOM | 102579.9117 | ON | WC | Electricity Transmission Line |  |  |  | 0.82193 | 84313.21
LCP_Inputs_ON_Electric_2023_04_03 | 2025 |  |  | Hydrogen |  | Dispatch-Interconnection | VOM | 0 | ON | WC | H2 Pipeline - New |  |  |  | 0.82193 | 0
LCP_Inputs_ON_Electric_2023_04_03 | 2025 |  |  | Hydrogen |  | Dispatch-Interconnection | VOM | 0 | ON | WC | H2 Pipeline - Repurposed |  |  |  | 0.82193 | 0
LCP_Inputs_ON_Electric_2023_04_03 | 2025 |  |  | Methane |  | Dispatch-Interconnection | VOM | 0 | PJ | ON | CH4 Pipeline |  |  |  | 0.82193 | 0
LCP_Inputs_ON_Electric_2023_04_03 | 2025 |  |  | Electricity |  | Dispatch-Interconnection | VOM | 0 | PJ | ON | Electricity Transmission Line |  |  |  | 0.82193 | 0
LCP_Inputs_ON_Electric_2023_04_03 | 2025 |  |  | Hydrogen |  | Dispatch-Interconnection | VOM | 0 | PJ | ON | H2 Pipeline - New |  |  |  | 0.82193 | 0
LCP_Inputs_ON_Electric_2023_04_03 | 2025 |  |  | Hydrogen |  | Dispatch-Interconnection | VOM | 0 | PJ | ON | H2 Pipeline - Repurposed |  |  |  | 0.82193 | 0
LCP_Inputs_ON_Electric_2023_04_03 | 2025 |  |  | Methane |  | Dispatch-Intraconnection | VOM | 0 | PJ | PJ | CH4 Pipeline |  |  |  | 0.82193 | 0
LCP_Inputs_ON_Electric_2023_04_03 | 2025 |  |  | Electricity |  | Dispatch-Intraconnection | VOM | 0 | PJ | PJ | Electricity Transmission Line |  |  |  | 0.82193 | 0
LCP_Inputs_ON_Electric_2023_04_03 | 2025 |  |  | Hydrogen |  | Dispatch-Intraconnection | VOM | 0 | PJ | PJ | H2 Pipeline - New |  |  |  | 0.82193 | 0
LCP_Inputs_ON_Electric_2023_04_03 | 2025 |  |  | Hydrogen |  | Dispatch-Intraconnection | VOM | 0 | PJ | PJ | H2 Pipeline - Repurposed |  |  |  | 0.82193 | 0
LCP_Inputs_ON_Electric_2023_04_03 | 2025 |  |  | Electricity |  | Dispatch-Interconnection | VOM | 64147633.0874 | QC | NY | Electricity Transmission Line |  |  |  | 0.82193 | 52724678.469
LCP_Inputs_ON_Electric_2023_04_03 | 2025 |  |  | Methane |  | Dispatch-Interconnection | VOM | 0 | QC | ON | CH4 Pipeline |  |  |  | 0.82193 | 0
LCP_Inputs_ON_Electric_2023_04_03 | 2025 |  |  | Electricity |  | Dispatch-Interconnection | VOM | 6033405.9492 | QC | ON | Electricity Transmission Line |  |  |  | 0.82193 | 4959019.8958
LCP_Inputs_ON_Electric_2023_04_03 | 2025 |  |  | Hydrogen |  | Dispatch-Interconnection | VOM | 0 | QC | ON | H2 Pipeline - New |  |  |  | 0.82193 | 0
LCP_Inputs_ON_Electric_2023_04_03 | 2025 |  |  | Hydrogen |  | Dispatch-Interconnection | VOM | 0 | QC | ON | H2 Pipeline - Repurposed |  |  |  | 0.82193 | 0
LCP_Inputs_ON_Electric_2023_04_03 | 2025 |  |  | Methane |  | Dispatch-Intraconnection | VOM | 0 | QC | QC | CH4 Pipeline |  |  |  | 0.82193 | 0
LCP_Inputs_ON_Electric_2023_04_03 | 2025 |  |  | Electricity |  | Dispatch-Intraconnection | VOM | 0 | QC | QC | Electricity Transmission Line |  |  |  | 0.82193 | 0
LCP_Inputs_ON_Electric_2023_04_03 | 2025 |  |  | Hydrogen |  | Dispatch-Intraconnection | VOM | 0 | QC | QC | H2 Pipeline - New |  |  |  | 0.82193 | 0
LCP_Inputs_ON_Electric_2023_04_03 | 2025 |  |  | Hydrogen |  | Dispatch-Intraconnection | VOM | 0 | QC | QC | H2 Pipeline - Repurposed |  |  |  | 0.82193 | 0
LCP_Inputs_ON_Electric_2023_04_03 | 2025 |  |  | Electricity |  | Dispatch-Interconnection | VOM | 15700985.7774 | WC | MI | Electricity Transmission Line |  |  |  | 0.82193 | 12905065.8133
LCP_Inputs_ON_Electric_2023_04_03 | 2025 |  |  | Methane |  | Dispatch-Interconnection | VOM | 0 | WC | ON | CH4 Pipeline |  |  |  | 0.82193 | 0
LCP_Inputs_ON_Electric_2023_04_03 | 2025 |  |  | Electricity |  | Dispatch-Interconnection | VOM | 406211.2837 | WC | ON | Electricity Transmission Line |  |  |  | 0.82193 | 333876.0651
LCP_Inputs_ON_Electric_2023_04_03 | 2025 |  |  | Hydrogen |  | Dispatch-Interconnection | VOM | 0 | WC | ON | H2 Pipeline - New |  |  |  | 0.82193 | 0
LCP_Inputs_ON_Electric_2023_04_03 | 2025 |  |  | Hydrogen |  | Dispatch-Interconnection | VOM | 0 | WC | ON | H2 Pipeline - Repurposed |  |  |  | 0.82193 | 0
LCP_Inputs_ON_Electric_2023_04_03 | 2025 |  |  | Methane |  | Dispatch-Intraconnection | VOM | 0 | WC | WC | CH4 Pipeline |  |  |  | 0.82193 | 0
LCP_Inputs_ON_Electric_2023_04_03 | 2025 |  |  | Electricity |  | Dispatch-Intraconnection | VOM | 0 | WC | WC | Electricity Transmission Line |  |  |  | 0.82193 | 0
LCP_Inputs_ON_Electric_2023_04_03 | 2025 |  |  | Hydrogen |  | Dispatch-Intraconnection | VOM | 0 | WC | WC | H2 Pipeline - New |  |  |  | 0.82193 | 0
LCP_Inputs_ON_Electric_2023_04_03 | 2025 |  |  | Hydrogen |  | Dispatch-Intraconnection | VOM | 0 | WC | WC | H2 Pipeline - Repurposed |  |  |  | 0.82193 | 0
LCP_Inputs_ON_Electric_2023_04_03 | 2026 |  |  | Methane |  | Dispatch-Intraconnection | VOM | 0 | MI | MI | CH4 Pipeline |  |  |  | 0.79031 | 0
LCP_Inputs_ON_Electric_2023_04_03 | 2026 |  |  | Electricity |  | Dispatch-Intraconnection | VOM | 0 | MI | MI | Electricity Transmission Line |  |  |  | 0.79031 | 0
LCP_Inputs_ON_Electric_2023_04_03 | 2026 |  |  | Hydrogen |  | Dispatch-Intraconnection | VOM | 0 | MI | MI | H2 Pipeline - New |  |  |  | 0.79031 | 0
LCP_Inputs_ON_Electric_2023_04_03 | 2026 |  |  | Hydrogen |  | Dispatch-Intraconnection | VOM | 0 | MI | MI | H2 Pipeline - Repurposed |  |  |  | 0.79031 | 0
LCP_Inputs_ON_Electric_2023_04_03 | 2026 |  |  | Methane |  | Dispatch-Interconnection | VOM | 0 | MI | ON | CH4 Pipeline |  |  |  | 0.79031 | 0
LCP_Inputs_ON_Electric_2023_04_03 | 2026 |  |  | Electricity |  | Dispatch-Interconnection | VOM | 976800.6211 | MI | ON | Electricity Transmission Line |  |  |  | 0.79031 | 771979.7196
LCP_Inputs_ON_Electric_2023_04_03 | 2026 |  |  | Hydrogen |  | Dispatch-Interconnection | VOM | 0 | MI | ON | H2 Pipeline - New |  |  |  | 0.79031 | 0
LCP_Inputs_ON_Electric_2023_04_03 | 2026 |  |  | Hydrogen |  | Dispatch-Interconnection | VOM | 0 | MI | ON | H2 Pipeline - Repurposed |  |  |  | 0.79031 | 0
LCP_Inputs_ON_Electric_2023_04_03 | 2026 |  |  | Electricity |  | Dispatch-Interconnection | VOM | 1598406.6308 | MI | WC | Electricity Transmission Line |  |  |  | 0.79031 | 1263243.9783
LCP_Inputs_ON_Electric_2023_04_03 | 2026 |  |  | Methane |  | Dispatch-Intraconnection | VOM | 0 | NY | NY | CH4 Pipeline |  |  |  | 0.79031 | 0
LCP_Inputs_ON_Electric_2023_04_03 | 2026 |  |  | Electricity |  | Dispatch-Intraconnection | VOM | 0 | NY | NY | Electricity Transmission Line |  |  |  | 0.79031 | 0
LCP_Inputs_ON_Electric_2023_04_03 | 2026 |  |  | Hydrogen |  | Dispatch-Intraconnection | VOM | 0 | NY | NY | H2 Pipeline - New |  |  |  | 0.79031 | 0
LCP_Inputs_ON_Electric_2023_04_03 | 2026 |  |  | Hydrogen |  | Dispatch-Intraconnection | VOM | 0 | NY | NY | H2 Pipeline - Repurposed |  |  |  | 0.79031 | 0
LCP_Inputs_ON_Electric_2023_04_03 | 2026 |  |  | Methane |  | Dispatch-Interconnection | VOM | 0 | NY | ON | CH4 Pipeline |  |  |  | 0.79031 | 0
LCP_Inputs_ON_Electric_2023_04_03 | 2026 |  |  | Electricity |  | Dispatch-Interconnection | VOM | 5374075.9671 | NY | ON | Electricity Transmission Line |  |  |  | 0.79031 | 4247210.2992
LCP_Inputs_ON_Electric_2023_04_03 | 2026 |  |  | Hydrogen |  | Dispatch-Interconnection | VOM | 0 | NY | ON | H2 Pipeline - New |  |  |  | 0.79031 | 0
LCP_Inputs_ON_Electric_2023_04_03 | 2026 |  |  | Hydrogen |  | Dispatch-Interconnection | VOM | 0 | NY | ON | H2 Pipeline - Repurposed |  |  |  | 0.79031 | 0
LCP_Inputs_ON_Electric_2023_04_03 | 2026 |  |  | Electricity |  | Dispatch-Interconnection | VOM | 6651284.2408 | NY | QC | Electricity Transmission Line |  |  |  | 0.79031 | 5256606.5502
LCP_Inputs_ON_Electric_2023_04_03 | 2026 |  |  | Methane |  | Dispatch-Interconnection | VOM | 0 | ON | MI | CH4 Pipeline |  |  |  | 0.79031 | 0
LCP_Inputs_ON_Electric_2023_04_03 | 2026 |  |  | Electricity |  | Dispatch-Interconnection | VOM | 17576459.192 | ON | MI | Electricity Transmission Line |  |  |  | 0.79031 | 13890931.0104
LCP_Inputs_ON_Electric_2023_04_03 | 2026 |  |  | Hydrogen |  | Dispatch-Interconnection | VOM | 0 | ON | MI | H2 Pipeline - New |  |  |  | 0.79031 | 0
LCP_Inputs_ON_Electric_2023_04_03 | 2026 |  |  | Hydrogen |  | Dispatch-Interconnection | VOM | 0 | ON | MI | H2 Pipeline - Repurposed |  |  |  | 0.79031 | 0
LCP_Inputs_ON_Electric_2023_04_03 | 2026 |  |  | Methane |  | Dispatch-Interconnection | VOM | 0 | ON | NY | CH4 Pipeline |  |  |  | 0.79031 | 0
LCP_Inputs_ON_Electric_2023_04_03 | 2026 |  |  | Electricity |  | Dispatch-Interconnection | VOM | 17865141.2189 | ON | NY | Electricity Transmission Line |  |  |  | 0.79031 | 14119080.6095
LCP_Inputs_ON_Electric_2023_04_03 | 2026 |  |  | Hydrogen |  | Dispatch-Interconnection | VOM | 0 | ON | NY | H2 Pipeline - New |  |  |  | 0.79031 | 0
LCP_Inputs_ON_Electric_2023_04_03 | 2026 |  |  | Hydrogen |  | Dispatch-Interconnection | VOM | 0 | ON | NY | H2 Pipeline - Repurposed |  |  |  | 0.79031 | 0
LCP_Inputs_ON_Electric_2023_04_03 | 2026 |  |  | Methane |  | Dispatch-Intraconnection | VOM | 775556540.7665 | ON | ON | CH4 Pipeline |  |  |  | 0.79031 | 612933599.6928
LCP_Inputs_ON_Electric_2023_04_03 | 2026 |  |  | Electricity |  | Dispatch-Intraconnection | VOM | 0 | ON | ON | Electricity Transmission Line |  |  |  | 0.79031 | 0
LCP_Inputs_ON_Electric_2023_04_03 | 2026 |  |  | Hydrogen |  | Dispatch-Intraconnection | VOM | 0 | ON | ON | H2 Pipeline - New |  |  |  | 0.79031 | 0
LCP_Inputs_ON_Electric_2023_04_03 | 2026 |  |  | Hydrogen |  | Dispatch-Intraconnection | VOM | 0 | ON | ON | H2 Pipeline - Repurposed |  |  |  | 0.79031 | 0
LCP_Inputs_ON_Electric_2023_04_03 | 2026 |  |  | Methane |  | Dispatch-Interconnection | VOM | 0 | ON | PJ | CH4 Pipeline |  |  |  | 0.79031 | 0
LCP_Inputs_ON_Electric_2023_04_03 | 2026 |  |  | Electricity |  | Dispatch-Interconnection | VOM | 0 | ON | PJ | Electricity Transmission Line |  |  |  | 0.79031 | 0
LCP_Inputs_ON_Electric_2023_04_03 | 2026 |  |  | Hydrogen |  | Dispatch-Interconnection | VOM | 0 | ON | PJ | H2 Pipeline - New |  |  |  | 0.79031 | 0
LCP_Inputs_ON_Electric_2023_04_03 | 2026 |  |  | Hydrogen |  | Dispatch-Interconnection | VOM | 0 | ON | PJ | H2 Pipeline - Repurposed |  |  |  | 0.79031 | 0
LCP_Inputs_ON_Electric_2023_04_03 | 2026 |  |  | Methane |  | Dispatch-Interconnection | VOM | 0 | ON | QC | CH4 Pipeline |  |  |  | 0.79031 | 0
LCP_Inputs_ON_Electric_2023_04_03 | 2026 |  |  | Electricity |  | Dispatch-Interconnection | VOM | 3255394.417 | ON | QC | Electricity Transmission Line |  |  |  | 0.79031 | 2572785.4947
LCP_Inputs_ON_Electric_2023_04_03 | 2026 |  |  | Hydrogen |  | Dispatch-Interconnection | VOM | 0 | ON | QC | H2 Pipeline - New |  |  |  | 0.79031 | 0
LCP_Inputs_ON_Electric_2023_04_03 | 2026 |  |  | Hydrogen |  | Dispatch-Interconnection | VOM | 0 | ON | QC | H2 Pipeline - Repurposed |  |  |  | 0.79031 | 0
LCP_Inputs_ON_Electric_2023_04_03 | 2026 |  |  | Methane |  | Dispatch-Interconnection | VOM | 0 | ON | WC | CH4 Pipeline |  |  |  | 0.79031 | 0
LCP_Inputs_ON_Electric_2023_04_03 | 2026 |  |  | Electricity |  | Dispatch-Interconnection | VOM | 102579.9117 | ON | WC | Electricity Transmission Line |  |  |  | 0.79031 | 81070.3943
LCP_Inputs_ON_Electric_2023_04_03 | 2026 |  |  | Hydrogen |  | Dispatch-Interconnection | VOM | 0 | ON | WC | H2 Pipeline - New |  |  |  | 0.79031 | 0
LCP_Inputs_ON_Electric_2023_04_03 | 2026 |  |  | Hydrogen |  | Dispatch-Interconnection | VOM | 0 | ON | WC | H2 Pipeline - Repurposed |  |  |  | 0.79031 | 0
LCP_Inputs_ON_Electric_2023_04_03 | 2026 |  |  | Methane |  | Dispatch-Interconnection | VOM | 0 | PJ | ON | CH4 Pipeline |  |  |  | 0.79031 | 0
LCP_Inputs_ON_Electric_2023_04_03 | 2026 |  |  | Electricity |  | Dispatch-Interconnection | VOM | 0 | PJ | ON | Electricity Transmission Line |  |  |  | 0.79031 | 0
LCP_Inputs_ON_Electric_2023_04_03 | 2026 |  |  | Hydrogen |  | Dispatch-Interconnection | VOM | 0 | PJ | ON | H2 Pipeline - New |  |  |  | 0.79031 | 0
LCP_Inputs_ON_Electric_2023_04_03 | 2026 |  |  | Hydrogen |  | Dispatch-Interconnection | VOM | 0 | PJ | ON | H2 Pipeline - Repurposed |  |  |  | 0.79031 | 0
LCP_Inputs_ON_Electric_2023_04_03 | 2026 |  |  | Methane |  | Dispatch-Intraconnection | VOM | 0 | PJ | PJ | CH4 Pipeline |  |  |  | 0.79031 | 0
LCP_Inputs_ON_Electric_2023_04_03 | 2026 |  |  | Electricity |  | Dispatch-Intraconnection | VOM | 0 | PJ | PJ | Electricity Transmission Line |  |  |  | 0.79031 | 0
LCP_Inputs_ON_Electric_2023_04_03 | 2026 |  |  | Hydrogen |  | Dispatch-Intraconnection | VOM | 0 | PJ | PJ | H2 Pipeline - New |  |  |  | 0.79031 | 0
LCP_Inputs_ON_Electric_2023_04_03 | 2026 |  |  | Hydrogen |  | Dispatch-Intraconnection | VOM | 0 | PJ | PJ | H2 Pipeline - Repurposed |  |  |  | 0.79031 | 0
LCP_Inputs_ON_Electric_2023_04_03 | 2026 |  |  | Electricity |  | Dispatch-Interconnection | VOM | 64147633.0874 | QC | NY | Electricity Transmission Line |  |  |  | 0.79031 | 50696806.2202
LCP_Inputs_ON_Electric_2023_04_03 | 2026 |  |  | Methane |  | Dispatch-Interconnection | VOM | 0 | QC | ON | CH4 Pipeline |  |  |  | 0.79031 | 0
LCP_Inputs_ON_Electric_2023_04_03 | 2026 |  |  | Electricity |  | Dispatch-Interconnection | VOM | 6033405.9492 | QC | ON | Electricity Transmission Line |  |  |  | 0.79031 | 4768288.3613
LCP_Inputs_ON_Electric_2023_04_03 | 2026 |  |  | Hydrogen |  | Dispatch-Interconnection | VOM | 0 | QC | ON | H2 Pipeline - New |  |  |  | 0.79031 | 0
LCP_Inputs_ON_Electric_2023_04_03 | 2026 |  |  | Hydrogen |  | Dispatch-Interconnection | VOM | 0 | QC | ON | H2 Pipeline - Repurposed |  |  |  | 0.79031 | 0
LCP_Inputs_ON_Electric_2023_04_03 | 2026 |  |  | Methane |  | Dispatch-Intraconnection | VOM | 0 | QC | QC | CH4 Pipeline |  |  |  | 0.79031 | 0
LCP_Inputs_ON_Electric_2023_04_03 | 2026 |  |  | Electricity |  | Dispatch-Intraconnection | VOM | 0 | QC | QC | Electricity Transmission Line |  |  |  | 0.79031 | 0
LCP_Inputs_ON_Electric_2023_04_03 | 2026 |  |  | Hydrogen |  | Dispatch-Intraconnection | VOM | 0 | QC | QC | H2 Pipeline - New |  |  |  | 0.79031 | 0
LCP_Inputs_ON_Electric_2023_04_03 | 2026 |  |  | Hydrogen |  | Dispatch-Intraconnection | VOM | 0 | QC | QC | H2 Pipeline - Repurposed |  |  |  | 0.79031 | 0
LCP_Inputs_ON_Electric_2023_04_03 | 2026 |  |  | Electricity |  | Dispatch-Interconnection | VOM | 15700985.7774 | WC | MI | Electricity Transmission Line |  |  |  | 0.79031 | 12408717.1282
LCP_Inputs_ON_Electric_2023_04_03 | 2026 |  |  | Methane |  | Dispatch-Interconnection | VOM | 0 | WC | ON | CH4 Pipeline |  |  |  | 0.79031 | 0
LCP_Inputs_ON_Electric_2023_04_03 | 2026 |  |  | Electricity |  | Dispatch-Interconnection | VOM | 406211.2837 | WC | ON | Electricity Transmission Line |  |  |  | 0.79031 | 321034.678
LCP_Inputs_ON_Electric_2023_04_03 | 2026 |  |  | Hydrogen |  | Dispatch-Interconnection | VOM | 0 | WC | ON | H2 Pipeline - New |  |  |  | 0.79031 | 0
LCP_Inputs_ON_Electric_2023_04_03 | 2026 |  |  | Hydrogen |  | Dispatch-Interconnection | VOM | 0 | WC | ON | H2 Pipeline - Repurposed |  |  |  | 0.79031 | 0
LCP_Inputs_ON_Electric_2023_04_03 | 2026 |  |  | Methane |  | Dispatch-Intraconnection | VOM | 0 | WC | WC | CH4 Pipeline |  |  |  | 0.79031 | 0
LCP_Inputs_ON_Electric_2023_04_03 | 2026 |  |  | Electricity |  | Dispatch-Intraconnection | VOM | 0 | WC | WC | Electricity Transmission Line |  |  |  | 0.79031 | 0
LCP_Inputs_ON_Electric_2023_04_03 | 2026 |  |  | Hydrogen |  | Dispatch-Intraconnection | VOM | 0 | WC | WC | H2 Pipeline - New |  |  |  | 0.79031 | 0
LCP_Inputs_ON_Electric_2023_04_03 | 2026 |  |  | Hydrogen |  | Dispatch-Intraconnection | VOM | 0 | WC | WC | H2 Pipeline - Repurposed |  |  |  | 0.79031 | 0
LCP_Inputs_ON_Electric_2023_04_03 | 2027 |  |  | Methane |  | Dispatch-Intraconnection | VOM | 0 | MI | MI | CH4 Pipeline |  |  |  | 0.75992 | 0
LCP_Inputs_ON_Electric_2023_04_03 | 2027 |  |  | Electricity |  | Dispatch-Intraconnection | VOM | 0 | MI | MI | Electricity Transmission Line |  |  |  | 0.75992 | 0
LCP_Inputs_ON_Electric_2023_04_03 | 2027 |  |  | Hydrogen |  | Dispatch-Intraconnection | VOM | 0 | MI | MI | H2 Pipeline - New |  |  |  | 0.75992 | 0
LCP_Inputs_ON_Electric_2023_04_03 | 2027 |  |  | Hydrogen |  | Dispatch-Intraconnection | VOM | 0 | MI | MI | H2 Pipeline - Repurposed |  |  |  | 0.75992 | 0
LCP_Inputs_ON_Electric_2023_04_03 | 2027 |  |  | Methane |  | Dispatch-Interconnection | VOM | 0 | MI | ON | CH4 Pipeline |  |  |  | 0.75992 | 0
LCP_Inputs_ON_Electric_2023_04_03 | 2027 |  |  | Electricity |  | Dispatch-Interconnection | VOM | 976800.6211 | MI | ON | Electricity Transmission Line |  |  |  | 0.75992 | 742288.1919
LCP_Inputs_ON_Electric_2023_04_03 | 2027 |  |  | Hydrogen |  | Dispatch-Interconnection | VOM | 0 | MI | ON | H2 Pipeline - New |  |  |  | 0.75992 | 0
LCP_Inputs_ON_Electric_2023_04_03 | 2027 |  |  | Hydrogen |  | Dispatch-Interconnection | VOM | 0 | MI | ON | H2 Pipeline - Repurposed |  |  |  | 0.75992 | 0
LCP_Inputs_ON_Electric_2023_04_03 | 2027 |  |  | Electricity |  | Dispatch-Interconnection | VOM | 1598406.6308 | MI | WC | Electricity Transmission Line |  |  |  | 0.75992 | 1214657.6715
LCP_Inputs_ON_Electric_2023_04_03 | 2027 |  |  | Methane |  | Dispatch-Intraconnection | VOM | 0 | NY | NY | CH4 Pipeline |  |  |  | 0.75992 | 0
LCP_Inputs_ON_Electric_2023_04_03 | 2027 |  |  | Electricity |  | Dispatch-Intraconnection | VOM | 0 | NY | NY | Electricity Transmission Line |  |  |  | 0.75992 | 0
LCP_Inputs_ON_Electric_2023_04_03 | 2027 |  |  | Hydrogen |  | Dispatch-Intraconnection | VOM | 0 | NY | NY | H2 Pipeline - New |  |  |  | 0.75992 | 0
LCP_Inputs_ON_Electric_2023_04_03 | 2027 |  |  | Hydrogen |  | Dispatch-Intraconnection | VOM | 0 | NY | NY | H2 Pipeline - Repurposed |  |  |  | 0.75992 | 0
LCP_Inputs_ON_Electric_2023_04_03 | 2027 |  |  | Methane |  | Dispatch-Interconnection | VOM | 0 | NY | ON | CH4 Pipeline |  |  |  | 0.75992 | 0
LCP_Inputs_ON_Electric_2023_04_03 | 2027 |  |  | Electricity |  | Dispatch-Interconnection | VOM | 5374075.9671 | NY | ON | Electricity Transmission Line |  |  |  | 0.75992 | 4083856.0569
LCP_Inputs_ON_Electric_2023_04_03 | 2027 |  |  | Hydrogen |  | Dispatch-Interconnection | VOM | 0 | NY | ON | H2 Pipeline - New |  |  |  | 0.75992 | 0
LCP_Inputs_ON_Electric_2023_04_03 | 2027 |  |  | Hydrogen |  | Dispatch-Interconnection | VOM | 0 | NY | ON | H2 Pipeline - Repurposed |  |  |  | 0.75992 | 0
LCP_Inputs_ON_Electric_2023_04_03 | 2027 |  |  | Electricity |  | Dispatch-Interconnection | VOM | 6651284.2408 | NY | QC | Electricity Transmission Line |  |  |  | 0.75992 | 5054429.3752
LCP_Inputs_ON_Electric_2023_04_03 | 2027 |  |  | Methane |  | Dispatch-Interconnection | VOM | 0 | ON | MI | CH4 Pipeline |  |  |  | 0.75992 | 0
LCP_Inputs_ON_Electric_2023_04_03 | 2027 |  |  | Electricity |  | Dispatch-Interconnection | VOM | 17576459.192 | ON | MI | Electricity Transmission Line |  |  |  | 0.75992 | 13356664.433
LCP_Inputs_ON_Electric_2023_04_03 | 2027 |  |  | Hydrogen |  | Dispatch-Interconnection | VOM | 0 | ON | MI | H2 Pipeline - New |  |  |  | 0.75992 | 0
LCP_Inputs_ON_Electric_2023_04_03 | 2027 |  |  | Hydrogen |  | Dispatch-Interconnection | VOM | 0 | ON | MI | H2 Pipeline - Repurposed |  |  |  | 0.75992 | 0
LCP_Inputs_ON_Electric_2023_04_03 | 2027 |  |  | Methane |  | Dispatch-Interconnection | VOM | 0 | ON | NY | CH4 Pipeline |  |  |  | 0.75992 | 0
LCP_Inputs_ON_Electric_2023_04_03 | 2027 |  |  | Electricity |  | Dispatch-Interconnection | VOM | 17865141.2189 | ON | NY | Electricity Transmission Line |  |  |  | 0.75992 | 13576039.0476
LCP_Inputs_ON_Electric_2023_04_03 | 2027 |  |  | Hydrogen |  | Dispatch-Interconnection | VOM | 0 | ON | NY | H2 Pipeline - New |  |  |  | 0.75992 | 0
LCP_Inputs_ON_Electric_2023_04_03 | 2027 |  |  | Hydrogen |  | Dispatch-Interconnection | VOM | 0 | ON | NY | H2 Pipeline - Repurposed |  |  |  | 0.75992 | 0
LCP_Inputs_ON_Electric_2023_04_03 | 2027 |  |  | Methane |  | Dispatch-Intraconnection | VOM | 775556540.7665 | ON | ON | CH4 Pipeline |  |  |  | 0.75992 | 589359230.4739
LCP_Inputs_ON_Electric_2023_04_03 | 2027 |  |  | Electricity |  | Dispatch-Intraconnection | VOM | 0 | ON | ON | Electricity Transmission Line |  |  |  | 0.75992 | 0
LCP_Inputs_ON_Electric_2023_04_03 | 2027 |  |  | Hydrogen |  | Dispatch-Intraconnection | VOM | 0 | ON | ON | H2 Pipeline - New |  |  |  | 0.75992 | 0
LCP_Inputs_ON_Electric_2023_04_03 | 2027 |  |  | Hydrogen |  | Dispatch-Intraconnection | VOM | 0 | ON | ON | H2 Pipeline - Repurposed |  |  |  | 0.75992 | 0
LCP_Inputs_ON_Electric_2023_04_03 | 2027 |  |  | Methane |  | Dispatch-Interconnection | VOM | 0 | ON | PJ | CH4 Pipeline |  |  |  | 0.75992 | 0
LCP_Inputs_ON_Electric_2023_04_03 | 2027 |  |  | Electricity |  | Dispatch-Interconnection | VOM | 0 | ON | PJ | Electricity Transmission Line |  |  |  | 0.75992 | 0
LCP_Inputs_ON_Electric_2023_04_03 | 2027 |  |  | Hydrogen |  | Dispatch-Interconnection | VOM | 0 | ON | PJ | H2 Pipeline - New |  |  |  | 0.75992 | 0
LCP_Inputs_ON_Electric_2023_04_03 | 2027 |  |  | Hydrogen |  | Dispatch-Interconnection | VOM | 0 | ON | PJ | H2 Pipeline - Repurposed |  |  |  | 0.75992 | 0
LCP_Inputs_ON_Electric_2023_04_03 | 2027 |  |  | Methane |  | Dispatch-Interconnection | VOM | 0 | ON | QC | CH4 Pipeline |  |  |  | 0.75992 | 0
LCP_Inputs_ON_Electric_2023_04_03 | 2027 |  |  | Electricity |  | Dispatch-Interconnection | VOM | 3255394.417 | ON | QC | Electricity Transmission Line |  |  |  | 0.75992 | 2473832.2064
LCP_Inputs_ON_Electric_2023_04_03 | 2027 |  |  | Hydrogen |  | Dispatch-Interconnection | VOM | 0 | ON | QC | H2 Pipeline - New |  |  |  | 0.75992 | 0
LCP_Inputs_ON_Electric_2023_04_03 | 2027 |  |  | Hydrogen |  | Dispatch-Interconnection | VOM | 0 | ON | QC | H2 Pipeline - Repurposed |  |  |  | 0.75992 | 0
LCP_Inputs_ON_Electric_2023_04_03 | 2027 |  |  | Methane |  | Dispatch-Interconnection | VOM | 0 | ON | WC | CH4 Pipeline |  |  |  | 0.75992 | 0
LCP_Inputs_ON_Electric_2023_04_03 | 2027 |  |  | Electricity |  | Dispatch-Interconnection | VOM | 102579.9117 | ON | WC | Electricity Transmission Line |  |  |  | 0.75992 | 77952.3022
LCP_Inputs_ON_Electric_2023_04_03 | 2027 |  |  | Hydrogen |  | Dispatch-Interconnection | VOM | 0 | ON | WC | H2 Pipeline - New |  |  |  | 0.75992 | 0
LCP_Inputs_ON_Electric_2023_04_03 | 2027 |  |  | Hydrogen |  | Dispatch-Interconnection | VOM | 0 | ON | WC | H2 Pipeline - Repurposed |  |  |  | 0.75992 | 0
LCP_Inputs_ON_Electric_2023_04_03 | 2027 |  |  | Methane |  | Dispatch-Interconnection | VOM | 0 | PJ | ON | CH4 Pipeline |  |  |  | 0.75992 | 0
LCP_Inputs_ON_Electric_2023_04_03 | 2027 |  |  | Electricity |  | Dispatch-Interconnection | VOM | 0 | PJ | ON | Electricity Transmission Line |  |  |  | 0.75992 | 0
LCP_Inputs_ON_Electric_2023_04_03 | 2027 |  |  | Hydrogen |  | Dispatch-Interconnection | VOM | 0 | PJ | ON | H2 Pipeline - New |  |  |  | 0.75992 | 0
LCP_Inputs_ON_Electric_2023_04_03 | 2027 |  |  | Hydrogen |  | Dispatch-Interconnection | VOM | 0 | PJ | ON | H2 Pipeline - Repurposed |  |  |  | 0.75992 | 0
LCP_Inputs_ON_Electric_2023_04_03 | 2027 |  |  | Methane |  | Dispatch-Intraconnection | VOM | 0 | PJ | PJ | CH4 Pipeline |  |  |  | 0.75992 | 0
LCP_Inputs_ON_Electric_2023_04_03 | 2027 |  |  | Electricity |  | Dispatch-Intraconnection | VOM | 0 | PJ | PJ | Electricity Transmission Line |  |  |  | 0.75992 | 0
LCP_Inputs_ON_Electric_2023_04_03 | 2027 |  |  | Hydrogen |  | Dispatch-Intraconnection | VOM | 0 | PJ | PJ | H2 Pipeline - New |  |  |  | 0.75992 | 0
LCP_Inputs_ON_Electric_2023_04_03 | 2027 |  |  | Hydrogen |  | Dispatch-Intraconnection | VOM | 0 | PJ | PJ | H2 Pipeline - Repurposed |  |  |  | 0.75992 | 0
LCP_Inputs_ON_Electric_2023_04_03 | 2027 |  |  | Electricity |  | Dispatch-Interconnection | VOM | 64147633.0874 | QC | NY | Electricity Transmission Line |  |  |  | 0.75992 | 48746929.0579
LCP_Inputs_ON_Electric_2023_04_03 | 2027 |  |  | Methane |  | Dispatch-Interconnection | VOM | 0 | QC | ON | CH4 Pipeline |  |  |  | 0.75992 | 0
LCP_Inputs_ON_Electric_2023_04_03 | 2027 |  |  | Electricity |  | Dispatch-Interconnection | VOM | 6033405.9492 | QC | ON | Electricity Transmission Line |  |  |  | 0.75992 | 4584892.6551
LCP_Inputs_ON_Electric_2023_04_03 | 2027 |  |  | Hydrogen |  | Dispatch-Interconnection | VOM | 0 | QC | ON | H2 Pipeline - New |  |  |  | 0.75992 | 0
LCP_Inputs_ON_Electric_2023_04_03 | 2027 |  |  | Hydrogen |  | Dispatch-Interconnection | VOM | 0 | QC | ON | H2 Pipeline - Repurposed |  |  |  | 0.75992 | 0
LCP_Inputs_ON_Electric_2023_04_03 | 2027 |  |  | Methane |  | Dispatch-Intraconnection | VOM | 0 | QC | QC | CH4 Pipeline |  |  |  | 0.75992 | 0
LCP_Inputs_ON_Electric_2023_04_03 | 2027 |  |  | Electricity |  | Dispatch-Intraconnection | VOM | 0 | QC | QC | Electricity Transmission Line |  |  |  | 0.75992 | 0
LCP_Inputs_ON_Electric_2023_04_03 | 2027 |  |  | Hydrogen |  | Dispatch-Intraconnection | VOM | 0 | QC | QC | H2 Pipeline - New |  |  |  | 0.75992 | 0
LCP_Inputs_ON_Electric_2023_04_03 | 2027 |  |  | Hydrogen |  | Dispatch-Intraconnection | VOM | 0 | QC | QC | H2 Pipeline - Repurposed |  |  |  | 0.75992 | 0
LCP_Inputs_ON_Electric_2023_04_03 | 2027 |  |  | Electricity |  | Dispatch-Interconnection | VOM | 15700985.7774 | WC | MI | Electricity Transmission Line |  |  |  | 0.75992 | 11931458.7771
LCP_Inputs_ON_Electric_2023_04_03 | 2027 |  |  | Methane |  | Dispatch-Interconnection | VOM | 0 | WC | ON | CH4 Pipeline |  |  |  | 0.75992 | 0
LCP_Inputs_ON_Electric_2023_04_03 | 2027 |  |  | Electricity |  | Dispatch-Interconnection | VOM | 406211.2837 | WC | ON | Electricity Transmission Line |  |  |  | 0.75992 | 308687.1904
LCP_Inputs_ON_Electric_2023_04_03 | 2027 |  |  | Hydrogen |  | Dispatch-Interconnection | VOM | 0 | WC | ON | H2 Pipeline - New |  |  |  | 0.75992 | 0
LCP_Inputs_ON_Electric_2023_04_03 | 2027 |  |  | Hydrogen |  | Dispatch-Interconnection | VOM | 0 | WC | ON | H2 Pipeline - Repurposed |  |  |  | 0.75992 | 0
LCP_Inputs_ON_Electric_2023_04_03 | 2027 |  |  | Methane |  | Dispatch-Intraconnection | VOM | 0 | WC | WC | CH4 Pipeline |  |  |  | 0.75992 | 0
LCP_Inputs_ON_Electric_2023_04_03 | 2027 |  |  | Electricity |  | Dispatch-Intraconnection | VOM | 0 | WC | WC | Electricity Transmission Line |  |  |  | 0.75992 | 0
LCP_Inputs_ON_Electric_2023_04_03 | 2027 |  |  | Hydrogen |  | Dispatch-Intraconnection | VOM | 0 | WC | WC | H2 Pipeline - New |  |  |  | 0.75992 | 0
LCP_Inputs_ON_Electric_2023_04_03 | 2027 |  |  | Hydrogen |  | Dispatch-Intraconnection | VOM | 0 | WC | WC | H2 Pipeline - Repurposed |  |  |  | 0.75992 | 0
LCP_Inputs_ON_Electric_2023_04_03 | 2028 |  |  | Methane |  | Dispatch-Intraconnection | VOM | 0 | MI | MI | CH4 Pipeline |  |  |  | 0.73069 | 0
LCP_Inputs_ON_Electric_2023_04_03 | 2028 |  |  | Electricity |  | Dispatch-Intraconnection | VOM | 0 | MI | MI | Electricity Transmission Line |  |  |  | 0.73069 | 0
LCP_Inputs_ON_Electric_2023_04_03 | 2028 |  |  | Hydrogen |  | Dispatch-Intraconnection | VOM | 0 | MI | MI | H2 Pipeline - New |  |  |  | 0.73069 | 0
LCP_Inputs_ON_Electric_2023_04_03 | 2028 |  |  | Hydrogen |  | Dispatch-Intraconnection | VOM | 0 | MI | MI | H2 Pipeline - Repurposed |  |  |  | 0.73069 | 0
LCP_Inputs_ON_Electric_2023_04_03 | 2028 |  |  | Methane |  | Dispatch-Interconnection | VOM | 0 | MI | ON | CH4 Pipeline |  |  |  | 0.73069 | 0
LCP_Inputs_ON_Electric_2023_04_03 | 2028 |  |  | Electricity |  | Dispatch-Interconnection | VOM | 976800.6211 | MI | ON | Electricity Transmission Line |  |  |  | 0.73069 | 713738.646
LCP_Inputs_ON_Electric_2023_04_03 | 2028 |  |  | Hydrogen |  | Dispatch-Interconnection | VOM | 0 | MI | ON | H2 Pipeline - New |  |  |  | 0.73069 | 0
LCP_Inputs_ON_Electric_2023_04_03 | 2028 |  |  | Hydrogen |  | Dispatch-Interconnection | VOM | 0 | MI | ON | H2 Pipeline - Repurposed |  |  |  | 0.73069 | 0
LCP_Inputs_ON_Electric_2023_04_03 | 2028 |  |  | Electricity |  | Dispatch-Interconnection | VOM | 1598406.6308 | MI | WC | Electricity Transmission Line |  |  |  | 0.73069 | 1167940.0687
LCP_Inputs_ON_Electric_2023_04_03 | 2028 |  |  | Methane |  | Dispatch-Intraconnection | VOM | 0 | NY | NY | CH4 Pipeline |  |  |  | 0.73069 | 0
LCP_Inputs_ON_Electric_2023_04_03 | 2028 |  |  | Electricity |  | Dispatch-Intraconnection | VOM | 0 | NY | NY | Electricity Transmission Line |  |  |  | 0.73069 | 0
LCP_Inputs_ON_Electric_2023_04_03 | 2028 |  |  | Hydrogen |  | Dispatch-Intraconnection | VOM | 0 | NY | NY | H2 Pipeline - New |  |  |  | 0.73069 | 0
LCP_Inputs_ON_Electric_2023_04_03 | 2028 |  |  | Hydrogen |  | Dispatch-Intraconnection | VOM | 0 | NY | NY | H2 Pipeline - Repurposed |  |  |  | 0.73069 | 0
LCP_Inputs_ON_Electric_2023_04_03 | 2028 |  |  | Methane |  | Dispatch-Interconnection | VOM | 0 | NY | ON | CH4 Pipeline |  |  |  | 0.73069 | 0
LCP_Inputs_ON_Electric_2023_04_03 | 2028 |  |  | Electricity |  | Dispatch-Interconnection | VOM | 5374075.9671 | NY | ON | Electricity Transmission Line |  |  |  | 0.73069 | 3926784.6701
LCP_Inputs_ON_Electric_2023_04_03 | 2028 |  |  | Hydrogen |  | Dispatch-Interconnection | VOM | 0 | NY | ON | H2 Pipeline - New |  |  |  | 0.73069 | 0
LCP_Inputs_ON_Electric_2023_04_03 | 2028 |  |  | Hydrogen |  | Dispatch-Interconnection | VOM | 0 | NY | ON | H2 Pipeline - Repurposed |  |  |  | 0.73069 | 0
LCP_Inputs_ON_Electric_2023_04_03 | 2028 |  |  | Electricity |  | Dispatch-Interconnection | VOM | 6651284.2408 | NY | QC | Electricity Transmission Line |  |  |  | 0.73069 | 4860028.2454
LCP_Inputs_ON_Electric_2023_04_03 | 2028 |  |  | Methane |  | Dispatch-Interconnection | VOM | 0 | ON | MI | CH4 Pipeline |  |  |  | 0.73069 | 0
LCP_Inputs_ON_Electric_2023_04_03 | 2028 |  |  | Electricity |  | Dispatch-Interconnection | VOM | 17576459.192 | ON | MI | Electricity Transmission Line |  |  |  | 0.73069 | 12842946.5702
LCP_Inputs_ON_Electric_2023_04_03 | 2028 |  |  | Hydrogen |  | Dispatch-Interconnection | VOM | 0 | ON | MI | H2 Pipeline - New |  |  |  | 0.73069 | 0
LCP_Inputs_ON_Electric_2023_04_03 | 2028 |  |  | Hydrogen |  | Dispatch-Interconnection | VOM | 0 | ON | MI | H2 Pipeline - Repurposed |  |  |  | 0.73069 | 0
LCP_Inputs_ON_Electric_2023_04_03 | 2028 |  |  | Methane |  | Dispatch-Interconnection | VOM | 0 | ON | NY | CH4 Pipeline |  |  |  | 0.73069 | 0
LCP_Inputs_ON_Electric_2023_04_03 | 2028 |  |  | Electricity |  | Dispatch-Interconnection | VOM | 17865141.2189 | ON | NY | Electricity Transmission Line |  |  |  | 0.73069 | 13053883.6996
LCP_Inputs_ON_Electric_2023_04_03 | 2028 |  |  | Hydrogen |  | Dispatch-Interconnection | VOM | 0 | ON | NY | H2 Pipeline - New |  |  |  | 0.73069 | 0
LCP_Inputs_ON_Electric_2023_04_03 | 2028 |  |  | Hydrogen |  | Dispatch-Interconnection | VOM | 0 | ON | NY | H2 Pipeline - Repurposed |  |  |  | 0.73069 | 0
LCP_Inputs_ON_Electric_2023_04_03 | 2028 |  |  | Methane |  | Dispatch-Intraconnection | VOM | 775556540.7665 | ON | ON | CH4 Pipeline |  |  |  | 0.73069 | 566691567.7633
LCP_Inputs_ON_Electric_2023_04_03 | 2028 |  |  | Electricity |  | Dispatch-Intraconnection | VOM | 0 | ON | ON | Electricity Transmission Line |  |  |  | 0.73069 | 0
LCP_Inputs_ON_Electric_2023_04_03 | 2028 |  |  | Hydrogen |  | Dispatch-Intraconnection | VOM | 0 | ON | ON | H2 Pipeline - New |  |  |  | 0.73069 | 0
LCP_Inputs_ON_Electric_2023_04_03 | 2028 |  |  | Hydrogen |  | Dispatch-Intraconnection | VOM | 0 | ON | ON | H2 Pipeline - Repurposed |  |  |  | 0.73069 | 0
LCP_Inputs_ON_Electric_2023_04_03 | 2028 |  |  | Methane |  | Dispatch-Interconnection | VOM | 0 | ON | PJ | CH4 Pipeline |  |  |  | 0.73069 | 0
LCP_Inputs_ON_Electric_2023_04_03 | 2028 |  |  | Electricity |  | Dispatch-Interconnection | VOM | 0 | ON | PJ | Electricity Transmission Line |  |  |  | 0.73069 | 0
LCP_Inputs_ON_Electric_2023_04_03 | 2028 |  |  | Hydrogen |  | Dispatch-Interconnection | VOM | 0 | ON | PJ | H2 Pipeline - New |  |  |  | 0.73069 | 0
LCP_Inputs_ON_Electric_2023_04_03 | 2028 |  |  | Hydrogen |  | Dispatch-Interconnection | VOM | 0 | ON | PJ | H2 Pipeline - Repurposed |  |  |  | 0.73069 | 0
LCP_Inputs_ON_Electric_2023_04_03 | 2028 |  |  | Methane |  | Dispatch-Interconnection | VOM | 0 | ON | QC | CH4 Pipeline |  |  |  | 0.73069 | 0
LCP_Inputs_ON_Electric_2023_04_03 | 2028 |  |  | Electricity |  | Dispatch-Interconnection | VOM | 3255394.417 | ON | QC | Electricity Transmission Line |  |  |  | 0.73069 | 2378684.8139
LCP_Inputs_ON_Electric_2023_04_03 | 2028 |  |  | Hydrogen |  | Dispatch-Interconnection | VOM | 0 | ON | QC | H2 Pipeline - New |  |  |  | 0.73069 | 0
LCP_Inputs_ON_Electric_2023_04_03 | 2028 |  |  | Hydrogen |  | Dispatch-Interconnection | VOM | 0 | ON | QC | H2 Pipeline - Repurposed |  |  |  | 0.73069 | 0
LCP_Inputs_ON_Electric_2023_04_03 | 2028 |  |  | Methane |  | Dispatch-Interconnection | VOM | 0 | ON | WC | CH4 Pipeline |  |  |  | 0.73069 | 0
LCP_Inputs_ON_Electric_2023_04_03 | 2028 |  |  | Electricity |  | Dispatch-Interconnection | VOM | 102579.9117 | ON | WC | Electricity Transmission Line |  |  |  | 0.73069 | 74954.1367
LCP_Inputs_ON_Electric_2023_04_03 | 2028 |  |  | Hydrogen |  | Dispatch-Interconnection | VOM | 0 | ON | WC | H2 Pipeline - New |  |  |  | 0.73069 | 0
LCP_Inputs_ON_Electric_2023_04_03 | 2028 |  |  | Hydrogen |  | Dispatch-Interconnection | VOM | 0 | ON | WC | H2 Pipeline - Repurposed |  |  |  | 0.73069 | 0
LCP_Inputs_ON_Electric_2023_04_03 | 2028 |  |  | Methane |  | Dispatch-Interconnection | VOM | 0 | PJ | ON | CH4 Pipeline |  |  |  | 0.73069 | 0
LCP_Inputs_ON_Electric_2023_04_03 | 2028 |  |  | Electricity |  | Dispatch-Interconnection | VOM | 0 | PJ | ON | Electricity Transmission Line |  |  |  | 0.73069 | 0
LCP_Inputs_ON_Electric_2023_04_03 | 2028 |  |  | Hydrogen |  | Dispatch-Interconnection | VOM | 0 | PJ | ON | H2 Pipeline - New |  |  |  | 0.73069 | 0
LCP_Inputs_ON_Electric_2023_04_03 | 2028 |  |  | Hydrogen |  | Dispatch-Interconnection | VOM | 0 | PJ | ON | H2 Pipeline - Repurposed |  |  |  | 0.73069 | 0
LCP_Inputs_ON_Electric_2023_04_03 | 2028 |  |  | Methane |  | Dispatch-Intraconnection | VOM | 0 | PJ | PJ | CH4 Pipeline |  |  |  | 0.73069 | 0
LCP_Inputs_ON_Electric_2023_04_03 | 2028 |  |  | Electricity |  | Dispatch-Intraconnection | VOM | 0 | PJ | PJ | Electricity Transmission Line |  |  |  | 0.73069 | 0
LCP_Inputs_ON_Electric_2023_04_03 | 2028 |  |  | Hydrogen |  | Dispatch-Intraconnection | VOM | 0 | PJ | PJ | H2 Pipeline - New |  |  |  | 0.73069 | 0
LCP_Inputs_ON_Electric_2023_04_03 | 2028 |  |  | Hydrogen |  | Dispatch-Intraconnection | VOM | 0 | PJ | PJ | H2 Pipeline - Repurposed |  |  |  | 0.73069 | 0
LCP_Inputs_ON_Electric_2023_04_03 | 2028 |  |  | Electricity |  | Dispatch-Interconnection | VOM | 64147633.0874 | QC | NY | Electricity Transmission Line |  |  |  | 0.73069 | 46872047.171
LCP_Inputs_ON_Electric_2023_04_03 | 2028 |  |  | Methane |  | Dispatch-Interconnection | VOM | 0 | QC | ON | CH4 Pipeline |  |  |  | 0.73069 | 0
LCP_Inputs_ON_Electric_2023_04_03 | 2028 |  |  | Electricity |  | Dispatch-Interconnection | VOM | 6033405.9492 | QC | ON | Electricity Transmission Line |  |  |  | 0.73069 | 4408550.6299
LCP_Inputs_ON_Electric_2023_04_03 | 2028 |  |  | Hydrogen |  | Dispatch-Interconnection | VOM | 0 | QC | ON | H2 Pipeline - New |  |  |  | 0.73069 | 0
LCP_Inputs_ON_Electric_2023_04_03 | 2028 |  |  | Hydrogen |  | Dispatch-Interconnection | VOM | 0 | QC | ON | H2 Pipeline - Repurposed |  |  |  | 0.73069 | 0
LCP_Inputs_ON_Electric_2023_04_03 | 2028 |  |  | Methane |  | Dispatch-Intraconnection | VOM | 0 | QC | QC | CH4 Pipeline |  |  |  | 0.73069 | 0
LCP_Inputs_ON_Electric_2023_04_03 | 2028 |  |  | Electricity |  | Dispatch-Intraconnection | VOM | 0 | QC | QC | Electricity Transmission Line |  |  |  | 0.73069 | 0
LCP_Inputs_ON_Electric_2023_04_03 | 2028 |  |  | Hydrogen |  | Dispatch-Intraconnection | VOM | 0 | QC | QC | H2 Pipeline - New |  |  |  | 0.73069 | 0
LCP_Inputs_ON_Electric_2023_04_03 | 2028 |  |  | Hydrogen |  | Dispatch-Intraconnection | VOM | 0 | QC | QC | H2 Pipeline - Repurposed |  |  |  | 0.73069 | 0
LCP_Inputs_ON_Electric_2023_04_03 | 2028 |  |  | Electricity |  | Dispatch-Interconnection | VOM | 15700985.7774 | WC | MI | Electricity Transmission Line |  |  |  | 0.73069 | 11472556.5164
LCP_Inputs_ON_Electric_2023_04_03 | 2028 |  |  | Methane |  | Dispatch-Interconnection | VOM | 0 | WC | ON | CH4 Pipeline |  |  |  | 0.73069 | 0
LCP_Inputs_ON_Electric_2023_04_03 | 2028 |  |  | Electricity |  | Dispatch-Interconnection | VOM | 406211.2837 | WC | ON | Electricity Transmission Line |  |  |  | 0.73069 | 296814.6061
LCP_Inputs_ON_Electric_2023_04_03 | 2028 |  |  | Hydrogen |  | Dispatch-Interconnection | VOM | 0 | WC | ON | H2 Pipeline - New |  |  |  | 0.73069 | 0
LCP_Inputs_ON_Electric_2023_04_03 | 2028 |  |  | Hydrogen |  | Dispatch-Interconnection | VOM | 0 | WC | ON | H2 Pipeline - Repurposed |  |  |  | 0.73069 | 0
LCP_Inputs_ON_Electric_2023_04_03 | 2028 |  |  | Methane |  | Dispatch-Intraconnection | VOM | 0 | WC | WC | CH4 Pipeline |  |  |  | 0.73069 | 0
LCP_Inputs_ON_Electric_2023_04_03 | 2028 |  |  | Electricity |  | Dispatch-Intraconnection | VOM | 0 | WC | WC | Electricity Transmission Line |  |  |  | 0.73069 | 0
LCP_Inputs_ON_Electric_2023_04_03 | 2028 |  |  | Hydrogen |  | Dispatch-Intraconnection | VOM | 0 | WC | WC | H2 Pipeline - New |  |  |  | 0.73069 | 0
LCP_Inputs_ON_Electric_2023_04_03 | 2028 |  |  | Hydrogen |  | Dispatch-Intraconnection | VOM | 0 | WC | WC | H2 Pipeline - Repurposed |  |  |  | 0.73069 | 0
LCP_Inputs_ON_Electric_2023_04_03 | 2029 |  |  | Methane |  | Dispatch-Intraconnection | VOM | 0 | MI | MI | CH4 Pipeline |  |  |  | 0.70259 | 0
LCP_Inputs_ON_Electric_2023_04_03 | 2029 |  |  | Electricity |  | Dispatch-Intraconnection | VOM | 0 | MI | MI | Electricity Transmission Line |  |  |  | 0.70259 | 0
LCP_Inputs_ON_Electric_2023_04_03 | 2029 |  |  | Hydrogen |  | Dispatch-Intraconnection | VOM | 0 | MI | MI | H2 Pipeline - New |  |  |  | 0.70259 | 0
LCP_Inputs_ON_Electric_2023_04_03 | 2029 |  |  | Hydrogen |  | Dispatch-Intraconnection | VOM | 0 | MI | MI | H2 Pipeline - Repurposed |  |  |  | 0.70259 | 0
LCP_Inputs_ON_Electric_2023_04_03 | 2029 |  |  | Methane |  | Dispatch-Interconnection | VOM | 0 | MI | ON | CH4 Pipeline |  |  |  | 0.70259 | 0
LCP_Inputs_ON_Electric_2023_04_03 | 2029 |  |  | Electricity |  | Dispatch-Interconnection | VOM | 976800.6211 | MI | ON | Electricity Transmission Line |  |  |  | 0.70259 | 686287.1597
LCP_Inputs_ON_Electric_2023_04_03 | 2029 |  |  | Hydrogen |  | Dispatch-Interconnection | VOM | 0 | MI | ON | H2 Pipeline - New |  |  |  | 0.70259 | 0
LCP_Inputs_ON_Electric_2023_04_03 | 2029 |  |  | Hydrogen |  | Dispatch-Interconnection | VOM | 0 | MI | ON | H2 Pipeline - Repurposed |  |  |  | 0.70259 | 0
LCP_Inputs_ON_Electric_2023_04_03 | 2029 |  |  | Electricity |  | Dispatch-Interconnection | VOM | 1598406.6308 | MI | WC | Electricity Transmission Line |  |  |  | 0.70259 | 1123019.2969
LCP_Inputs_ON_Electric_2023_04_03 | 2029 |  |  | Methane |  | Dispatch-Intraconnection | VOM | 0 | NY | NY | CH4 Pipeline |  |  |  | 0.70259 | 0
LCP_Inputs_ON_Electric_2023_04_03 | 2029 |  |  | Electricity |  | Dispatch-Intraconnection | VOM | 0 | NY | NY | Electricity Transmission Line |  |  |  | 0.70259 | 0
LCP_Inputs_ON_Electric_2023_04_03 | 2029 |  |  | Hydrogen |  | Dispatch-Intraconnection | VOM | 0 | NY | NY | H2 Pipeline - New |  |  |  | 0.70259 | 0
LCP_Inputs_ON_Electric_2023_04_03 | 2029 |  |  | Hydrogen |  | Dispatch-Intraconnection | VOM | 0 | NY | NY | H2 Pipeline - Repurposed |  |  |  | 0.70259 | 0
LCP_Inputs_ON_Electric_2023_04_03 | 2029 |  |  | Methane |  | Dispatch-Interconnection | VOM | 0 | NY | ON | CH4 Pipeline |  |  |  | 0.70259 | 0
LCP_Inputs_ON_Electric_2023_04_03 | 2029 |  |  | Electricity |  | Dispatch-Interconnection | VOM | 5374075.9671 | NY | ON | Electricity Transmission Line |  |  |  | 0.70259 | 3775754.4905
LCP_Inputs_ON_Electric_2023_04_03 | 2029 |  |  | Hydrogen |  | Dispatch-Interconnection | VOM | 0 | NY | ON | H2 Pipeline - New |  |  |  | 0.70259 | 0
LCP_Inputs_ON_Electric_2023_04_03 | 2029 |  |  | Hydrogen |  | Dispatch-Interconnection | VOM | 0 | NY | ON | H2 Pipeline - Repurposed |  |  |  | 0.70259 | 0
LCP_Inputs_ON_Electric_2023_04_03 | 2029 |  |  | Electricity |  | Dispatch-Interconnection | VOM | 6651284.2408 | NY | QC | Electricity Transmission Line |  |  |  | 0.70259 | 4673104.0821
LCP_Inputs_ON_Electric_2023_04_03 | 2029 |  |  | Methane |  | Dispatch-Interconnection | VOM | 0 | ON | MI | CH4 Pipeline |  |  |  | 0.70259 | 0
LCP_Inputs_ON_Electric_2023_04_03 | 2029 |  |  | Electricity |  | Dispatch-Interconnection | VOM | 17576459.192 | ON | MI | Electricity Transmission Line |  |  |  | 0.70259 | 12348987.0868
LCP_Inputs_ON_Electric_2023_04_03 | 2029 |  |  | Hydrogen |  | Dispatch-Interconnection | VOM | 0 | ON | MI | H2 Pipeline - New |  |  |  | 0.70259 | 0
LCP_Inputs_ON_Electric_2023_04_03 | 2029 |  |  | Hydrogen |  | Dispatch-Interconnection | VOM | 0 | ON | MI | H2 Pipeline - Repurposed |  |  |  | 0.70259 | 0
LCP_Inputs_ON_Electric_2023_04_03 | 2029 |  |  | Methane |  | Dispatch-Interconnection | VOM | 0 | ON | NY | CH4 Pipeline |  |  |  | 0.70259 | 0
LCP_Inputs_ON_Electric_2023_04_03 | 2029 |  |  | Electricity |  | Dispatch-Interconnection | VOM | 17865141.2189 | ON | NY | Electricity Transmission Line |  |  |  | 0.70259 | 12551811.2496
LCP_Inputs_ON_Electric_2023_04_03 | 2029 |  |  | Hydrogen |  | Dispatch-Interconnection | VOM | 0 | ON | NY | H2 Pipeline - New |  |  |  | 0.70259 | 0
LCP_Inputs_ON_Electric_2023_04_03 | 2029 |  |  | Hydrogen |  | Dispatch-Interconnection | VOM | 0 | ON | NY | H2 Pipeline - Repurposed |  |  |  | 0.70259 | 0
LCP_Inputs_ON_Electric_2023_04_03 | 2029 |  |  | Methane |  | Dispatch-Intraconnection | VOM | 775556540.7665 | ON | ON | CH4 Pipeline |  |  |  | 0.70259 | 544895738.234
LCP_Inputs_ON_Electric_2023_04_03 | 2029 |  |  | Electricity |  | Dispatch-Intraconnection | VOM | 0 | ON | ON | Electricity Transmission Line |  |  |  | 0.70259 | 0
LCP_Inputs_ON_Electric_2023_04_03 | 2029 |  |  | Hydrogen |  | Dispatch-Intraconnection | VOM | 0 | ON | ON | H2 Pipeline - New |  |  |  | 0.70259 | 0
LCP_Inputs_ON_Electric_2023_04_03 | 2029 |  |  | Hydrogen |  | Dispatch-Intraconnection | VOM | 0 | ON | ON | H2 Pipeline - Repurposed |  |  |  | 0.70259 | 0
LCP_Inputs_ON_Electric_2023_04_03 | 2029 |  |  | Methane |  | Dispatch-Interconnection | VOM | 0 | ON | PJ | CH4 Pipeline |  |  |  | 0.70259 | 0
LCP_Inputs_ON_Electric_2023_04_03 | 2029 |  |  | Electricity |  | Dispatch-Interconnection | VOM | 0 | ON | PJ | Electricity Transmission Line |  |  |  | 0.70259 | 0
LCP_Inputs_ON_Electric_2023_04_03 | 2029 |  |  | Hydrogen |  | Dispatch-Interconnection | VOM | 0 | ON | PJ | H2 Pipeline - New |  |  |  | 0.70259 | 0
LCP_Inputs_ON_Electric_2023_04_03 | 2029 |  |  | Hydrogen |  | Dispatch-Interconnection | VOM | 0 | ON | PJ | H2 Pipeline - Repurposed |  |  |  | 0.70259 | 0
LCP_Inputs_ON_Electric_2023_04_03 | 2029 |  |  | Methane |  | Dispatch-Interconnection | VOM | 0 | ON | QC | CH4 Pipeline |  |  |  | 0.70259 | 0
LCP_Inputs_ON_Electric_2023_04_03 | 2029 |  |  | Electricity |  | Dispatch-Interconnection | VOM | 3255394.417 | ON | QC | Electricity Transmission Line |  |  |  | 0.70259 | 2287196.9364
LCP_Inputs_ON_Electric_2023_04_03 | 2029 |  |  | Hydrogen |  | Dispatch-Interconnection | VOM | 0 | ON | QC | H2 Pipeline - New |  |  |  | 0.70259 | 0
LCP_Inputs_ON_Electric_2023_04_03 | 2029 |  |  | Hydrogen |  | Dispatch-Interconnection | VOM | 0 | ON | QC | H2 Pipeline - Repurposed |  |  |  | 0.70259 | 0
LCP_Inputs_ON_Electric_2023_04_03 | 2029 |  |  | Methane |  | Dispatch-Interconnection | VOM | 0 | ON | WC | CH4 Pipeline |  |  |  | 0.70259 | 0
LCP_Inputs_ON_Electric_2023_04_03 | 2029 |  |  | Electricity |  | Dispatch-Interconnection | VOM | 102579.9117 | ON | WC | Electricity Transmission Line |  |  |  | 0.70259 | 72071.2853
LCP_Inputs_ON_Electric_2023_04_03 | 2029 |  |  | Hydrogen |  | Dispatch-Interconnection | VOM | 0 | ON | WC | H2 Pipeline - New |  |  |  | 0.70259 | 0
LCP_Inputs_ON_Electric_2023_04_03 | 2029 |  |  | Hydrogen |  | Dispatch-Interconnection | VOM | 0 | ON | WC | H2 Pipeline - Repurposed |  |  |  | 0.70259 | 0
LCP_Inputs_ON_Electric_2023_04_03 | 2029 |  |  | Methane |  | Dispatch-Interconnection | VOM | 0 | PJ | ON | CH4 Pipeline |  |  |  | 0.70259 | 0
LCP_Inputs_ON_Electric_2023_04_03 | 2029 |  |  | Electricity |  | Dispatch-Interconnection | VOM | 0 | PJ | ON | Electricity Transmission Line |  |  |  | 0.70259 | 0
LCP_Inputs_ON_Electric_2023_04_03 | 2029 |  |  | Hydrogen |  | Dispatch-Interconnection | VOM | 0 | PJ | ON | H2 Pipeline - New |  |  |  | 0.70259 | 0
LCP_Inputs_ON_Electric_2023_04_03 | 2029 |  |  | Hydrogen |  | Dispatch-Interconnection | VOM | 0 | PJ | ON | H2 Pipeline - Repurposed |  |  |  | 0.70259 | 0
LCP_Inputs_ON_Electric_2023_04_03 | 2029 |  |  | Methane |  | Dispatch-Intraconnection | VOM | 0 | PJ | PJ | CH4 Pipeline |  |  |  | 0.70259 | 0
LCP_Inputs_ON_Electric_2023_04_03 | 2029 |  |  | Electricity |  | Dispatch-Intraconnection | VOM | 0 | PJ | PJ | Electricity Transmission Line |  |  |  | 0.70259 | 0
LCP_Inputs_ON_Electric_2023_04_03 | 2029 |  |  | Hydrogen |  | Dispatch-Intraconnection | VOM | 0 | PJ | PJ | H2 Pipeline - New |  |  |  | 0.70259 | 0
LCP_Inputs_ON_Electric_2023_04_03 | 2029 |  |  | Hydrogen |  | Dispatch-Intraconnection | VOM | 0 | PJ | PJ | H2 Pipeline - Repurposed |  |  |  | 0.70259 | 0
LCP_Inputs_ON_Electric_2023_04_03 | 2029 |  |  | Electricity |  | Dispatch-Interconnection | VOM | 64147633.0874 | QC | NY | Electricity Transmission Line |  |  |  | 0.70259 | 45069276.126
LCP_Inputs_ON_Electric_2023_04_03 | 2029 |  |  | Methane |  | Dispatch-Interconnection | VOM | 0 | QC | ON | CH4 Pipeline |  |  |  | 0.70259 | 0
LCP_Inputs_ON_Electric_2023_04_03 | 2029 |  |  | Electricity |  | Dispatch-Interconnection | VOM | 6033405.9492 | QC | ON | Electricity Transmission Line |  |  |  | 0.70259 | 4238990.9903
LCP_Inputs_ON_Electric_2023_04_03 | 2029 |  |  | Hydrogen |  | Dispatch-Interconnection | VOM | 0 | QC | ON | H2 Pipeline - New |  |  |  | 0.70259 | 0
LCP_Inputs_ON_Electric_2023_04_03 | 2029 |  |  | Hydrogen |  | Dispatch-Interconnection | VOM | 0 | QC | ON | H2 Pipeline - Repurposed |  |  |  | 0.70259 | 0
LCP_Inputs_ON_Electric_2023_04_03 | 2029 |  |  | Methane |  | Dispatch-Intraconnection | VOM | 0 | QC | QC | CH4 Pipeline |  |  |  | 0.70259 | 0
LCP_Inputs_ON_Electric_2023_04_03 | 2029 |  |  | Electricity |  | Dispatch-Intraconnection | VOM | 0 | QC | QC | Electricity Transmission Line |  |  |  | 0.70259 | 0
LCP_Inputs_ON_Electric_2023_04_03 | 2029 |  |  | Hydrogen |  | Dispatch-Intraconnection | VOM | 0 | QC | QC | H2 Pipeline - New |  |  |  | 0.70259 | 0
LCP_Inputs_ON_Electric_2023_04_03 | 2029 |  |  | Hydrogen |  | Dispatch-Intraconnection | VOM | 0 | QC | QC | H2 Pipeline - Repurposed |  |  |  | 0.70259 | 0
LCP_Inputs_ON_Electric_2023_04_03 | 2029 |  |  | Electricity |  | Dispatch-Interconnection | VOM | 15700985.7774 | WC | MI | Electricity Transmission Line |  |  |  | 0.70259 | 11031304.3427
LCP_Inputs_ON_Electric_2023_04_03 | 2029 |  |  | Methane |  | Dispatch-Interconnection | VOM | 0 | WC | ON | CH4 Pipeline |  |  |  | 0.70259 | 0
LCP_Inputs_ON_Electric_2023_04_03 | 2029 |  |  | Electricity |  | Dispatch-Interconnection | VOM | 406211.2837 | WC | ON | Electricity Transmission Line |  |  |  | 0.70259 | 285398.6598
LCP_Inputs_ON_Electric_2023_04_03 | 2029 |  |  | Hydrogen |  | Dispatch-Interconnection | VOM | 0 | WC | ON | H2 Pipeline - New |  |  |  | 0.70259 | 0
LCP_Inputs_ON_Electric_2023_04_03 | 2029 |  |  | Hydrogen |  | Dispatch-Interconnection | VOM | 0 | WC | ON | H2 Pipeline - Repurposed |  |  |  | 0.70259 | 0
LCP_Inputs_ON_Electric_2023_04_03 | 2029 |  |  | Methane |  | Dispatch-Intraconnection | VOM | 0 | WC | WC | CH4 Pipeline |  |  |  | 0.70259 | 0
LCP_Inputs_ON_Electric_2023_04_03 | 2029 |  |  | Electricity |  | Dispatch-Intraconnection | VOM | 0 | WC | WC | Electricity Transmission Line |  |  |  | 0.70259 | 0
LCP_Inputs_ON_Electric_2023_04_03 | 2029 |  |  | Hydrogen |  | Dispatch-Intraconnection | VOM | 0 | WC | WC | H2 Pipeline - New |  |  |  | 0.70259 | 0
LCP_Inputs_ON_Electric_2023_04_03 | 2029 |  |  | Hydrogen |  | Dispatch-Intraconnection | VOM | 0 | WC | WC | H2 Pipeline - Repurposed |  |  |  | 0.70259 | 0
LCP_Inputs_ON_Electric_2023_04_03 | 2030 |  |  | Methane |  | Dispatch-Intraconnection | VOM | 0 | MI | MI | CH4 Pipeline |  |  |  | 0.67556 | 0
LCP_Inputs_ON_Electric_2023_04_03 | 2030 |  |  | Electricity |  | Dispatch-Intraconnection | VOM | 0 | MI | MI | Electricity Transmission Line |  |  |  | 0.67556 | 0
LCP_Inputs_ON_Electric_2023_04_03 | 2030 |  |  | Hydrogen |  | Dispatch-Intraconnection | VOM | 0 | MI | MI | H2 Pipeline - New |  |  |  | 0.67556 | 0
LCP_Inputs_ON_Electric_2023_04_03 | 2030 |  |  | Hydrogen |  | Dispatch-Intraconnection | VOM | 0 | MI | MI | H2 Pipeline - Repurposed |  |  |  | 0.67556 | 0
LCP_Inputs_ON_Electric_2023_04_03 | 2030 |  |  | Methane |  | Dispatch-Interconnection | VOM | 0 | MI | ON | CH4 Pipeline |  |  |  | 0.67556 | 0
LCP_Inputs_ON_Electric_2023_04_03 | 2030 |  |  | Electricity |  | Dispatch-Interconnection | VOM | 23870137.5114 | MI | ON | Electricity Transmission Line |  |  |  | 0.67556 | 16125809.6076
LCP_Inputs_ON_Electric_2023_04_03 | 2030 |  |  | Hydrogen |  | Dispatch-Interconnection | VOM | 0 | MI | ON | H2 Pipeline - New |  |  |  | 0.67556 | 0
LCP_Inputs_ON_Electric_2023_04_03 | 2030 |  |  | Hydrogen |  | Dispatch-Interconnection | VOM | 0 | MI | ON | H2 Pipeline - Repurposed |  |  |  | 0.67556 | 0
LCP_Inputs_ON_Electric_2023_04_03 | 2030 |  |  | Electricity |  | Dispatch-Interconnection | VOM | 3412861.4981 | MI | WC | Electricity Transmission Line |  |  |  | 0.67556 | 2305606.9413
LCP_Inputs_ON_Electric_2023_04_03 | 2030 |  |  | Methane |  | Dispatch-Intraconnection | VOM | 0 | NY | NY | CH4 Pipeline |  |  |  | 0.67556 | 0
LCP_Inputs_ON_Electric_2023_04_03 | 2030 |  |  | Electricity |  | Dispatch-Intraconnection | VOM | 0 | NY | NY | Electricity Transmission Line |  |  |  | 0.67556 | 0
LCP_Inputs_ON_Electric_2023_04_03 | 2030 |  |  | Hydrogen |  | Dispatch-Intraconnection | VOM | 0 | NY | NY | H2 Pipeline - New |  |  |  | 0.67556 | 0
LCP_Inputs_ON_Electric_2023_04_03 | 2030 |  |  | Hydrogen |  | Dispatch-Intraconnection | VOM | 0 | NY | NY | H2 Pipeline - Repurposed |  |  |  | 0.67556 | 0
LCP_Inputs_ON_Electric_2023_04_03 | 2030 |  |  | Methane |  | Dispatch-Interconnection | VOM | 0 | NY | ON | CH4 Pipeline |  |  |  | 0.67556 | 0
LCP_Inputs_ON_Electric_2023_04_03 | 2030 |  |  | Electricity |  | Dispatch-Interconnection | VOM | 15783416.3221 | NY | ON | Electricity Transmission Line |  |  |  | 0.67556 | 10662710.5289
LCP_Inputs_ON_Electric_2023_04_03 | 2030 |  |  | Hydrogen |  | Dispatch-Interconnection | VOM | 0 | NY | ON | H2 Pipeline - New |  |  |  | 0.67556 | 0
LCP_Inputs_ON_Electric_2023_04_03 | 2030 |  |  | Hydrogen |  | Dispatch-Interconnection | VOM | 0 | NY | ON | H2 Pipeline - Repurposed |  |  |  | 0.67556 | 0
LCP_Inputs_ON_Electric_2023_04_03 | 2030 |  |  | Electricity |  | Dispatch-Interconnection | VOM | 23348810.6325 | NY | QC | Electricity Transmission Line |  |  |  | 0.67556 | 15773619.848
LCP_Inputs_ON_Electric_2023_04_03 | 2030 |  |  | Methane |  | Dispatch-Interconnection | VOM | 0 | ON | MI | CH4 Pipeline |  |  |  | 0.67556 | 0
LCP_Inputs_ON_Electric_2023_04_03 | 2030 |  |  | Electricity |  | Dispatch-Interconnection | VOM | 607129.5204 | ON | MI | Electricity Transmission Line |  |  |  | 0.67556 | 410154.9498
LCP_Inputs_ON_Electric_2023_04_03 | 2030 |  |  | Hydrogen |  | Dispatch-Interconnection | VOM | 0 | ON | MI | H2 Pipeline - New |  |  |  | 0.67556 | 0
LCP_Inputs_ON_Electric_2023_04_03 | 2030 |  |  | Hydrogen |  | Dispatch-Interconnection | VOM | 0 | ON | MI | H2 Pipeline - Repurposed |  |  |  | 0.67556 | 0
LCP_Inputs_ON_Electric_2023_04_03 | 2030 |  |  | Methane |  | Dispatch-Interconnection | VOM | 0 | ON | NY | CH4 Pipeline |  |  |  | 0.67556 | 0
LCP_Inputs_ON_Electric_2023_04_03 | 2030 |  |  | Electricity |  | Dispatch-Interconnection | VOM | 10354538.8849 | ON | NY | Electricity Transmission Line |  |  |  | 0.67556 | 6995155.4554
LCP_Inputs_ON_Electric_2023_04_03 | 2030 |  |  | Hydrogen |  | Dispatch-Interconnection | VOM | 0 | ON | NY | H2 Pipeline - New |  |  |  | 0.67556 | 0
LCP_Inputs_ON_Electric_2023_04_03 | 2030 |  |  | Hydrogen |  | Dispatch-Interconnection | VOM | 0 | ON | NY | H2 Pipeline - Repurposed |  |  |  | 0.67556 | 0
LCP_Inputs_ON_Electric_2023_04_03 | 2030 |  |  | Methane |  | Dispatch-Intraconnection | VOM | 661976965.2959 | ON | ON | CH4 Pipeline |  |  |  | 0.67556 | 447207918.3419
LCP_Inputs_ON_Electric_2023_04_03 | 2030 |  |  | Electricity |  | Dispatch-Intraconnection | VOM | 0 | ON | ON | Electricity Transmission Line |  |  |  | 0.67556 | 0
LCP_Inputs_ON_Electric_2023_04_03 | 2030 |  |  | Hydrogen |  | Dispatch-Intraconnection | VOM | 0 | ON | ON | H2 Pipeline - New |  |  |  | 0.67556 | 0
LCP_Inputs_ON_Electric_2023_04_03 | 2030 |  |  | Hydrogen |  | Dispatch-Intraconnection | VOM | 110846468.6684 | ON | ON | H2 Pipeline - Repurposed |  |  |  | 0.67556 | 74883902.4733
LCP_Inputs_ON_Electric_2023_04_03 | 2030 |  |  | Methane |  | Dispatch-Interconnection | VOM | 0 | ON | PJ | CH4 Pipeline |  |  |  | 0.67556 | 0
LCP_Inputs_ON_Electric_2023_04_03 | 2030 |  |  | Electricity |  | Dispatch-Interconnection | VOM | 6430181.6062 | ON | PJ | Electricity Transmission Line |  |  |  | 0.67556 | 4344000.2922
LCP_Inputs_ON_Electric_2023_04_03 | 2030 |  |  | Hydrogen |  | Dispatch-Interconnection | VOM | 0 | ON | PJ | H2 Pipeline - New |  |  |  | 0.67556 | 0
LCP_Inputs_ON_Electric_2023_04_03 | 2030 |  |  | Hydrogen |  | Dispatch-Interconnection | VOM | 0 | ON | PJ | H2 Pipeline - Repurposed |  |  |  | 0.67556 | 0
LCP_Inputs_ON_Electric_2023_04_03 | 2030 |  |  | Methane |  | Dispatch-Interconnection | VOM | 0 | ON | QC | CH4 Pipeline |  |  |  | 0.67556 | 0
LCP_Inputs_ON_Electric_2023_04_03 | 2030 |  |  | Electricity |  | Dispatch-Interconnection | VOM | 7436282.0518 | ON | QC | Electricity Transmission Line |  |  |  | 0.67556 | 5023685.7035
LCP_Inputs_ON_Electric_2023_04_03 | 2030 |  |  | Hydrogen |  | Dispatch-Interconnection | VOM | 0 | ON | QC | H2 Pipeline - New |  |  |  | 0.67556 | 0
LCP_Inputs_ON_Electric_2023_04_03 | 2030 |  |  | Hydrogen |  | Dispatch-Interconnection | VOM | 0 | ON | QC | H2 Pipeline - Repurposed |  |  |  | 0.67556 | 0
LCP_Inputs_ON_Electric_2023_04_03 | 2030 |  |  | Methane |  | Dispatch-Interconnection | VOM | 0 | ON | WC | CH4 Pipeline |  |  |  | 0.67556 | 0
LCP_Inputs_ON_Electric_2023_04_03 | 2030 |  |  | Electricity |  | Dispatch-Interconnection | VOM | 0 | ON | WC | Electricity Transmission Line |  |  |  | 0.67556 | 0
LCP_Inputs_ON_Electric_2023_04_03 | 2030 |  |  | Hydrogen |  | Dispatch-Interconnection | VOM | 0 | ON | WC | H2 Pipeline - New |  |  |  | 0.67556 | 0
LCP_Inputs_ON_Electric_2023_04_03 | 2030 |  |  | Hydrogen |  | Dispatch-Interconnection | VOM | 0 | ON | WC | H2 Pipeline - Repurposed |  |  |  | 0.67556 | 0
LCP_Inputs_ON_Electric_2023_04_03 | 2030 |  |  | Methane |  | Dispatch-Interconnection | VOM | 0 | PJ | ON | CH4 Pipeline |  |  |  | 0.67556 | 0
LCP_Inputs_ON_Electric_2023_04_03 | 2030 |  |  | Electricity |  | Dispatch-Interconnection | VOM | 9633856.5923 | PJ | ON | Electricity Transmission Line |  |  |  | 0.67556 | 6508288.3213
LCP_Inputs_ON_Electric_2023_04_03 | 2030 |  |  | Hydrogen |  | Dispatch-Interconnection | VOM | 0 | PJ | ON | H2 Pipeline - New |  |  |  | 0.67556 | 0
LCP_Inputs_ON_Electric_2023_04_03 | 2030 |  |  | Hydrogen |  | Dispatch-Interconnection | VOM | 0 | PJ | ON | H2 Pipeline - Repurposed |  |  |  | 0.67556 | 0
LCP_Inputs_ON_Electric_2023_04_03 | 2030 |  |  | Methane |  | Dispatch-Intraconnection | VOM | 0 | PJ | PJ | CH4 Pipeline |  |  |  | 0.67556 | 0
LCP_Inputs_ON_Electric_2023_04_03 | 2030 |  |  | Electricity |  | Dispatch-Intraconnection | VOM | 0 | PJ | PJ | Electricity Transmission Line |  |  |  | 0.67556 | 0
LCP_Inputs_ON_Electric_2023_04_03 | 2030 |  |  | Hydrogen |  | Dispatch-Intraconnection | VOM | 0 | PJ | PJ | H2 Pipeline - New |  |  |  | 0.67556 | 0
LCP_Inputs_ON_Electric_2023_04_03 | 2030 |  |  | Hydrogen |  | Dispatch-Intraconnection | VOM | 0 | PJ | PJ | H2 Pipeline - Repurposed |  |  |  | 0.67556 | 0
LCP_Inputs_ON_Electric_2023_04_03 | 2030 |  |  | Electricity |  | Dispatch-Interconnection | VOM | 23181827.4078 | QC | NY | Electricity Transmission Line |  |  |  | 0.67556 | 15660811.9646
LCP_Inputs_ON_Electric_2023_04_03 | 2030 |  |  | Methane |  | Dispatch-Interconnection | VOM | 0 | QC | ON | CH4 Pipeline |  |  |  | 0.67556 | 0
LCP_Inputs_ON_Electric_2023_04_03 | 2030 |  |  | Electricity |  | Dispatch-Interconnection | VOM | 11251575.1947 | QC | ON | Electricity Transmission Line |  |  |  | 0.67556 | 7601161.0444
LCP_Inputs_ON_Electric_2023_04_03 | 2030 |  |  | Hydrogen |  | Dispatch-Interconnection | VOM | 0 | QC | ON | H2 Pipeline - New |  |  |  | 0.67556 | 0
LCP_Inputs_ON_Electric_2023_04_03 | 2030 |  |  | Hydrogen |  | Dispatch-Interconnection | VOM | 0 | QC | ON | H2 Pipeline - Repurposed |  |  |  | 0.67556 | 0
LCP_Inputs_ON_Electric_2023_04_03 | 2030 |  |  | Methane |  | Dispatch-Intraconnection | VOM | 0 | QC | QC | CH4 Pipeline |  |  |  | 0.67556 | 0
LCP_Inputs_ON_Electric_2023_04_03 | 2030 |  |  | Electricity |  | Dispatch-Intraconnection | VOM | 0 | QC | QC | Electricity Transmission Line |  |  |  | 0.67556 | 0
LCP_Inputs_ON_Electric_2023_04_03 | 2030 |  |  | Hydrogen |  | Dispatch-Intraconnection | VOM | 0 | QC | QC | H2 Pipeline - New |  |  |  | 0.67556 | 0
LCP_Inputs_ON_Electric_2023_04_03 | 2030 |  |  | Hydrogen |  | Dispatch-Intraconnection | VOM | 0 | QC | QC | H2 Pipeline - Repurposed |  |  |  | 0.67556 | 0
LCP_Inputs_ON_Electric_2023_04_03 | 2030 |  |  | Electricity |  | Dispatch-Interconnection | VOM | 10712996.2757 | WC | MI | Electricity Transmission Line |  |  |  | 0.67556 | 7237316.4246
LCP_Inputs_ON_Electric_2023_04_03 | 2030 |  |  | Methane |  | Dispatch-Interconnection | VOM | 0 | WC | ON | CH4 Pipeline |  |  |  | 0.67556 | 0
LCP_Inputs_ON_Electric_2023_04_03 | 2030 |  |  | Electricity |  | Dispatch-Interconnection | VOM | 5195748.8448 | WC | ON | Electricity Transmission Line |  |  |  | 0.67556 | 3510061.7498
LCP_Inputs_ON_Electric_2023_04_03 | 2030 |  |  | Hydrogen |  | Dispatch-Interconnection | VOM | 0 | WC | ON | H2 Pipeline - New |  |  |  | 0.67556 | 0
LCP_Inputs_ON_Electric_2023_04_03 | 2030 |  |  | Hydrogen |  | Dispatch-Interconnection | VOM | 0 | WC | ON | H2 Pipeline - Repurposed |  |  |  | 0.67556 | 0
LCP_Inputs_ON_Electric_2023_04_03 | 2030 |  |  | Methane |  | Dispatch-Intraconnection | VOM | 0 | WC | WC | CH4 Pipeline |  |  |  | 0.67556 | 0
LCP_Inputs_ON_Electric_2023_04_03 | 2030 |  |  | Electricity |  | Dispatch-Intraconnection | VOM | 0 | WC | WC | Electricity Transmission Line |  |  |  | 0.67556 | 0
LCP_Inputs_ON_Electric_2023_04_03 | 2030 |  |  | Hydrogen |  | Dispatch-Intraconnection | VOM | 0 | WC | WC | H2 Pipeline - New |  |  |  | 0.67556 | 0
LCP_Inputs_ON_Electric_2023_04_03 | 2030 |  |  | Hydrogen |  | Dispatch-Intraconnection | VOM | 0 | WC | WC | H2 Pipeline - Repurposed |  |  |  | 0.67556 | 0
LCP_Inputs_ON_Electric_2023_04_03 | 2031 |  |  | Methane |  | Dispatch-Intraconnection | VOM | 0 | MI | MI | CH4 Pipeline |  |  |  | 0.64958 | 0
LCP_Inputs_ON_Electric_2023_04_03 | 2031 |  |  | Electricity |  | Dispatch-Intraconnection | VOM | 0 | MI | MI | Electricity Transmission Line |  |  |  | 0.64958 | 0
LCP_Inputs_ON_Electric_2023_04_03 | 2031 |  |  | Hydrogen |  | Dispatch-Intraconnection | VOM | 0 | MI | MI | H2 Pipeline - New |  |  |  | 0.64958 | 0
LCP_Inputs_ON_Electric_2023_04_03 | 2031 |  |  | Hydrogen |  | Dispatch-Intraconnection | VOM | 0 | MI | MI | H2 Pipeline - Repurposed |  |  |  | 0.64958 | 0
LCP_Inputs_ON_Electric_2023_04_03 | 2031 |  |  | Methane |  | Dispatch-Interconnection | VOM | 0 | MI | ON | CH4 Pipeline |  |  |  | 0.64958 | 0
LCP_Inputs_ON_Electric_2023_04_03 | 2031 |  |  | Electricity |  | Dispatch-Interconnection | VOM | 23870137.5114 | MI | ON | Electricity Transmission Line |  |  |  | 0.64958 | 15505586.1612
LCP_Inputs_ON_Electric_2023_04_03 | 2031 |  |  | Hydrogen |  | Dispatch-Interconnection | VOM | 0 | MI | ON | H2 Pipeline - New |  |  |  | 0.64958 | 0
LCP_Inputs_ON_Electric_2023_04_03 | 2031 |  |  | Hydrogen |  | Dispatch-Interconnection | VOM | 0 | MI | ON | H2 Pipeline - Repurposed |  |  |  | 0.64958 | 0
LCP_Inputs_ON_Electric_2023_04_03 | 2031 |  |  | Electricity |  | Dispatch-Interconnection | VOM | 3412861.4981 | MI | WC | Electricity Transmission Line |  |  |  | 0.64958 | 2216929.7512
LCP_Inputs_ON_Electric_2023_04_03 | 2031 |  |  | Methane |  | Dispatch-Intraconnection | VOM | 0 | NY | NY | CH4 Pipeline |  |  |  | 0.64958 | 0
LCP_Inputs_ON_Electric_2023_04_03 | 2031 |  |  | Electricity |  | Dispatch-Intraconnection | VOM | 0 | NY | NY | Electricity Transmission Line |  |  |  | 0.64958 | 0
LCP_Inputs_ON_Electric_2023_04_03 | 2031 |  |  | Hydrogen |  | Dispatch-Intraconnection | VOM | 0 | NY | NY | H2 Pipeline - New |  |  |  | 0.64958 | 0
LCP_Inputs_ON_Electric_2023_04_03 | 2031 |  |  | Hydrogen |  | Dispatch-Intraconnection | VOM | 0 | NY | NY | H2 Pipeline - Repurposed |  |  |  | 0.64958 | 0
LCP_Inputs_ON_Electric_2023_04_03 | 2031 |  |  | Methane |  | Dispatch-Interconnection | VOM | 0 | NY | ON | CH4 Pipeline |  |  |  | 0.64958 | 0
LCP_Inputs_ON_Electric_2023_04_03 | 2031 |  |  | Electricity |  | Dispatch-Interconnection | VOM | 15783416.3221 | NY | ON | Electricity Transmission Line |  |  |  | 0.64958 | 10252606.2778
LCP_Inputs_ON_Electric_2023_04_03 | 2031 |  |  | Hydrogen |  | Dispatch-Interconnection | VOM | 0 | NY | ON | H2 Pipeline - New |  |  |  | 0.64958 | 0
LCP_Inputs_ON_Electric_2023_04_03 | 2031 |  |  | Hydrogen |  | Dispatch-Interconnection | VOM | 0 | NY | ON | H2 Pipeline - Repurposed |  |  |  | 0.64958 | 0
LCP_Inputs_ON_Electric_2023_04_03 | 2031 |  |  | Electricity |  | Dispatch-Interconnection | VOM | 23348810.6325 | NY | QC | Electricity Transmission Line |  |  |  | 0.64958 | 15166942.1615
LCP_Inputs_ON_Electric_2023_04_03 | 2031 |  |  | Methane |  | Dispatch-Interconnection | VOM | 0 | ON | MI | CH4 Pipeline |  |  |  | 0.64958 | 0
LCP_Inputs_ON_Electric_2023_04_03 | 2031 |  |  | Electricity |  | Dispatch-Interconnection | VOM | 607129.5204 | ON | MI | Electricity Transmission Line |  |  |  | 0.64958 | 394379.7594
LCP_Inputs_ON_Electric_2023_04_03 | 2031 |  |  | Hydrogen |  | Dispatch-Interconnection | VOM | 0 | ON | MI | H2 Pipeline - New |  |  |  | 0.64958 | 0
LCP_Inputs_ON_Electric_2023_04_03 | 2031 |  |  | Hydrogen |  | Dispatch-Interconnection | VOM | 0 | ON | MI | H2 Pipeline - Repurposed |  |  |  | 0.64958 | 0
LCP_Inputs_ON_Electric_2023_04_03 | 2031 |  |  | Methane |  | Dispatch-Interconnection | VOM | 0 | ON | NY | CH4 Pipeline |  |  |  | 0.64958 | 0
LCP_Inputs_ON_Electric_2023_04_03 | 2031 |  |  | Electricity |  | Dispatch-Interconnection | VOM | 10354538.8849 | ON | NY | Electricity Transmission Line |  |  |  | 0.64958 | 6726111.0148
LCP_Inputs_ON_Electric_2023_04_03 | 2031 |  |  | Hydrogen |  | Dispatch-Interconnection | VOM | 0 | ON | NY | H2 Pipeline - New |  |  |  | 0.64958 | 0
LCP_Inputs_ON_Electric_2023_04_03 | 2031 |  |  | Hydrogen |  | Dispatch-Interconnection | VOM | 0 | ON | NY | H2 Pipeline - Repurposed |  |  |  | 0.64958 | 0
LCP_Inputs_ON_Electric_2023_04_03 | 2031 |  |  | Methane |  | Dispatch-Intraconnection | VOM | 661976965.2959 | ON | ON | CH4 Pipeline |  |  |  | 0.64958 | 430007613.7903
LCP_Inputs_ON_Electric_2023_04_03 | 2031 |  |  | Electricity |  | Dispatch-Intraconnection | VOM | 0 | ON | ON | Electricity Transmission Line |  |  |  | 0.64958 | 0
LCP_Inputs_ON_Electric_2023_04_03 | 2031 |  |  | Hydrogen |  | Dispatch-Intraconnection | VOM | 0 | ON | ON | H2 Pipeline - New |  |  |  | 0.64958 | 0
LCP_Inputs_ON_Electric_2023_04_03 | 2031 |  |  | Hydrogen |  | Dispatch-Intraconnection | VOM | 110846468.6684 | ON | ON | H2 Pipeline - Repurposed |  |  |  | 0.64958 | 72003752.3781
LCP_Inputs_ON_Electric_2023_04_03 | 2031 |  |  | Methane |  | Dispatch-Interconnection | VOM | 0 | ON | PJ | CH4 Pipeline |  |  |  | 0.64958 | 0
LCP_Inputs_ON_Electric_2023_04_03 | 2031 |  |  | Electricity |  | Dispatch-Interconnection | VOM | 6430181.6062 | ON | PJ | Electricity Transmission Line |  |  |  | 0.64958 | 4176923.3579
LCP_Inputs_ON_Electric_2023_04_03 | 2031 |  |  | Hydrogen |  | Dispatch-Interconnection | VOM | 0 | ON | PJ | H2 Pipeline - New |  |  |  | 0.64958 | 0
LCP_Inputs_ON_Electric_2023_04_03 | 2031 |  |  | Hydrogen |  | Dispatch-Interconnection | VOM | 0 | ON | PJ | H2 Pipeline - Repurposed |  |  |  | 0.64958 | 0
LCP_Inputs_ON_Electric_2023_04_03 | 2031 |  |  | Methane |  | Dispatch-Interconnection | VOM | 0 | ON | QC | CH4 Pipeline |  |  |  | 0.64958 | 0
LCP_Inputs_ON_Electric_2023_04_03 | 2031 |  |  | Electricity |  | Dispatch-Interconnection | VOM | 7436282.0518 | ON | QC | Electricity Transmission Line |  |  |  | 0.64958 | 4830467.0226
LCP_Inputs_ON_Electric_2023_04_03 | 2031 |  |  | Hydrogen |  | Dispatch-Interconnection | VOM | 0 | ON | QC | H2 Pipeline - New |  |  |  | 0.64958 | 0
LCP_Inputs_ON_Electric_2023_04_03 | 2031 |  |  | Hydrogen |  | Dispatch-Interconnection | VOM | 0 | ON | QC | H2 Pipeline - Repurposed |  |  |  | 0.64958 | 0
LCP_Inputs_ON_Electric_2023_04_03 | 2031 |  |  | Methane |  | Dispatch-Interconnection | VOM | 0 | ON | WC | CH4 Pipeline |  |  |  | 0.64958 | 0
LCP_Inputs_ON_Electric_2023_04_03 | 2031 |  |  | Electricity |  | Dispatch-Interconnection | VOM | 0 | ON | WC | Electricity Transmission Line |  |  |  | 0.64958 | 0
LCP_Inputs_ON_Electric_2023_04_03 | 2031 |  |  | Hydrogen |  | Dispatch-Interconnection | VOM | 0 | ON | WC | H2 Pipeline - New |  |  |  | 0.64958 | 0
LCP_Inputs_ON_Electric_2023_04_03 | 2031 |  |  | Hydrogen |  | Dispatch-Interconnection | VOM | 0 | ON | WC | H2 Pipeline - Repurposed |  |  |  | 0.64958 | 0
LCP_Inputs_ON_Electric_2023_04_03 | 2031 |  |  | Methane |  | Dispatch-Interconnection | VOM | 0 | PJ | ON | CH4 Pipeline |  |  |  | 0.64958 | 0
LCP_Inputs_ON_Electric_2023_04_03 | 2031 |  |  | Electricity |  | Dispatch-Interconnection | VOM | 9633856.5923 | PJ | ON | Electricity Transmission Line |  |  |  | 0.64958 | 6257969.5397
LCP_Inputs_ON_Electric_2023_04_03 | 2031 |  |  | Hydrogen |  | Dispatch-Interconnection | VOM | 0 | PJ | ON | H2 Pipeline - New |  |  |  | 0.64958 | 0
LCP_Inputs_ON_Electric_2023_04_03 | 2031 |  |  | Hydrogen |  | Dispatch-Interconnection | VOM | 0 | PJ | ON | H2 Pipeline - Repurposed |  |  |  | 0.64958 | 0
LCP_Inputs_ON_Electric_2023_04_03 | 2031 |  |  | Methane |  | Dispatch-Intraconnection | VOM | 0 | PJ | PJ | CH4 Pipeline |  |  |  | 0.64958 | 0
LCP_Inputs_ON_Electric_2023_04_03 | 2031 |  |  | Electricity |  | Dispatch-Intraconnection | VOM | 0 | PJ | PJ | Electricity Transmission Line |  |  |  | 0.64958 | 0
LCP_Inputs_ON_Electric_2023_04_03 | 2031 |  |  | Hydrogen |  | Dispatch-Intraconnection | VOM | 0 | PJ | PJ | H2 Pipeline - New |  |  |  | 0.64958 | 0
LCP_Inputs_ON_Electric_2023_04_03 | 2031 |  |  | Hydrogen |  | Dispatch-Intraconnection | VOM | 0 | PJ | PJ | H2 Pipeline - Repurposed |  |  |  | 0.64958 | 0
LCP_Inputs_ON_Electric_2023_04_03 | 2031 |  |  | Electricity |  | Dispatch-Interconnection | VOM | 23181827.4078 | QC | NY | Electricity Transmission Line |  |  |  | 0.64958 | 15058473.0429
LCP_Inputs_ON_Electric_2023_04_03 | 2031 |  |  | Methane |  | Dispatch-Interconnection | VOM | 0 | QC | ON | CH4 Pipeline |  |  |  | 0.64958 | 0
LCP_Inputs_ON_Electric_2023_04_03 | 2031 |  |  | Electricity |  | Dispatch-Interconnection | VOM | 11251575.1947 | QC | ON | Electricity Transmission Line |  |  |  | 0.64958 | 7308808.6965
LCP_Inputs_ON_Electric_2023_04_03 | 2031 |  |  | Hydrogen |  | Dispatch-Interconnection | VOM | 0 | QC | ON | H2 Pipeline - New |  |  |  | 0.64958 | 0
LCP_Inputs_ON_Electric_2023_04_03 | 2031 |  |  | Hydrogen |  | Dispatch-Interconnection | VOM | 0 | QC | ON | H2 Pipeline - Repurposed |  |  |  | 0.64958 | 0
LCP_Inputs_ON_Electric_2023_04_03 | 2031 |  |  | Methane |  | Dispatch-Intraconnection | VOM | 0 | QC | QC | CH4 Pipeline |  |  |  | 0.64958 | 0
LCP_Inputs_ON_Electric_2023_04_03 | 2031 |  |  | Electricity |  | Dispatch-Intraconnection | VOM | 0 | QC | QC | Electricity Transmission Line |  |  |  | 0.64958 | 0
LCP_Inputs_ON_Electric_2023_04_03 | 2031 |  |  | Hydrogen |  | Dispatch-Intraconnection | VOM | 0 | QC | QC | H2 Pipeline - New |  |  |  | 0.64958 | 0
LCP_Inputs_ON_Electric_2023_04_03 | 2031 |  |  | Hydrogen |  | Dispatch-Intraconnection | VOM | 0 | QC | QC | H2 Pipeline - Repurposed |  |  |  | 0.64958 | 0
LCP_Inputs_ON_Electric_2023_04_03 | 2031 |  |  | Electricity |  | Dispatch-Interconnection | VOM | 10712996.2757 | WC | MI | Electricity Transmission Line |  |  |  | 0.64958 | 6958958.1006
LCP_Inputs_ON_Electric_2023_04_03 | 2031 |  |  | Methane |  | Dispatch-Interconnection | VOM | 0 | WC | ON | CH4 Pipeline |  |  |  | 0.64958 | 0
LCP_Inputs_ON_Electric_2023_04_03 | 2031 |  |  | Electricity |  | Dispatch-Interconnection | VOM | 5195748.8448 | WC | ON | Electricity Transmission Line |  |  |  | 0.64958 | 3375059.3748
LCP_Inputs_ON_Electric_2023_04_03 | 2031 |  |  | Hydrogen |  | Dispatch-Interconnection | VOM | 0 | WC | ON | H2 Pipeline - New |  |  |  | 0.64958 | 0
LCP_Inputs_ON_Electric_2023_04_03 | 2031 |  |  | Hydrogen |  | Dispatch-Interconnection | VOM | 0 | WC | ON | H2 Pipeline - Repurposed |  |  |  | 0.64958 | 0
LCP_Inputs_ON_Electric_2023_04_03 | 2031 |  |  | Methane |  | Dispatch-Intraconnection | VOM | 0 | WC | WC | CH4 Pipeline |  |  |  | 0.64958 | 0
LCP_Inputs_ON_Electric_2023_04_03 | 2031 |  |  | Electricity |  | Dispatch-Intraconnection | VOM | 0 | WC | WC | Electricity Transmission Line |  |  |  | 0.64958 | 0
LCP_Inputs_ON_Electric_2023_04_03 | 2031 |  |  | Hydrogen |  | Dispatch-Intraconnection | VOM | 0 | WC | WC | H2 Pipeline - New |  |  |  | 0.64958 | 0
LCP_Inputs_ON_Electric_2023_04_03 | 2031 |  |  | Hydrogen |  | Dispatch-Intraconnection | VOM | 0 | WC | WC | H2 Pipeline - Repurposed |  |  |  | 0.64958 | 0
LCP_Inputs_ON_Electric_2023_04_03 | 2032 |  |  | Methane |  | Dispatch-Intraconnection | VOM | 0 | MI | MI | CH4 Pipeline |  |  |  | 0.6246 | 0
LCP_Inputs_ON_Electric_2023_04_03 | 2032 |  |  | Electricity |  | Dispatch-Intraconnection | VOM | 0 | MI | MI | Electricity Transmission Line |  |  |  | 0.6246 | 0
LCP_Inputs_ON_Electric_2023_04_03 | 2032 |  |  | Hydrogen |  | Dispatch-Intraconnection | VOM | 0 | MI | MI | H2 Pipeline - New |  |  |  | 0.6246 | 0
LCP_Inputs_ON_Electric_2023_04_03 | 2032 |  |  | Hydrogen |  | Dispatch-Intraconnection | VOM | 0 | MI | MI | H2 Pipeline - Repurposed |  |  |  | 0.6246 | 0
LCP_Inputs_ON_Electric_2023_04_03 | 2032 |  |  | Methane |  | Dispatch-Interconnection | VOM | 0 | MI | ON | CH4 Pipeline |  |  |  | 0.6246 | 0
LCP_Inputs_ON_Electric_2023_04_03 | 2032 |  |  | Electricity |  | Dispatch-Interconnection | VOM | 23870137.5114 | MI | ON | Electricity Transmission Line |  |  |  | 0.6246 | 14909217.4627
LCP_Inputs_ON_Electric_2023_04_03 | 2032 |  |  | Hydrogen |  | Dispatch-Interconnection | VOM | 0 | MI | ON | H2 Pipeline - New |  |  |  | 0.6246 | 0
LCP_Inputs_ON_Electric_2023_04_03 | 2032 |  |  | Hydrogen |  | Dispatch-Interconnection | VOM | 0 | MI | ON | H2 Pipeline - Repurposed |  |  |  | 0.6246 | 0
LCP_Inputs_ON_Electric_2023_04_03 | 2032 |  |  | Electricity |  | Dispatch-Interconnection | VOM | 3412861.4981 | MI | WC | Electricity Transmission Line |  |  |  | 0.6246 | 2131663.2223
LCP_Inputs_ON_Electric_2023_04_03 | 2032 |  |  | Methane |  | Dispatch-Intraconnection | VOM | 0 | NY | NY | CH4 Pipeline |  |  |  | 0.6246 | 0
LCP_Inputs_ON_Electric_2023_04_03 | 2032 |  |  | Electricity |  | Dispatch-Intraconnection | VOM | 0 | NY | NY | Electricity Transmission Line |  |  |  | 0.6246 | 0
LCP_Inputs_ON_Electric_2023_04_03 | 2032 |  |  | Hydrogen |  | Dispatch-Intraconnection | VOM | 0 | NY | NY | H2 Pipeline - New |  |  |  | 0.6246 | 0
LCP_Inputs_ON_Electric_2023_04_03 | 2032 |  |  | Hydrogen |  | Dispatch-Intraconnection | VOM | 0 | NY | NY | H2 Pipeline - Repurposed |  |  |  | 0.6246 | 0
LCP_Inputs_ON_Electric_2023_04_03 | 2032 |  |  | Methane |  | Dispatch-Interconnection | VOM | 0 | NY | ON | CH4 Pipeline |  |  |  | 0.6246 | 0
LCP_Inputs_ON_Electric_2023_04_03 | 2032 |  |  | Electricity |  | Dispatch-Interconnection | VOM | 15783416.3221 | NY | ON | Electricity Transmission Line |  |  |  | 0.6246 | 9858275.2671
LCP_Inputs_ON_Electric_2023_04_03 | 2032 |  |  | Hydrogen |  | Dispatch-Interconnection | VOM | 0 | NY | ON | H2 Pipeline - New |  |  |  | 0.6246 | 0
LCP_Inputs_ON_Electric_2023_04_03 | 2032 |  |  | Hydrogen |  | Dispatch-Interconnection | VOM | 0 | NY | ON | H2 Pipeline - Repurposed |  |  |  | 0.6246 | 0
LCP_Inputs_ON_Electric_2023_04_03 | 2032 |  |  | Electricity |  | Dispatch-Interconnection | VOM | 23348810.6325 | NY | QC | Electricity Transmission Line |  |  |  | 0.6246 | 14583598.2322
LCP_Inputs_ON_Electric_2023_04_03 | 2032 |  |  | Methane |  | Dispatch-Interconnection | VOM | 0 | ON | MI | CH4 Pipeline |  |  |  | 0.6246 | 0
LCP_Inputs_ON_Electric_2023_04_03 | 2032 |  |  | Electricity |  | Dispatch-Interconnection | VOM | 607129.5204 | ON | MI | Electricity Transmission Line |  |  |  | 0.6246 | 379211.3071
LCP_Inputs_ON_Electric_2023_04_03 | 2032 |  |  | Hydrogen |  | Dispatch-Interconnection | VOM | 0 | ON | MI | H2 Pipeline - New |  |  |  | 0.6246 | 0
LCP_Inputs_ON_Electric_2023_04_03 | 2032 |  |  | Hydrogen |  | Dispatch-Interconnection | VOM | 0 | ON | MI | H2 Pipeline - Repurposed |  |  |  | 0.6246 | 0
LCP_Inputs_ON_Electric_2023_04_03 | 2032 |  |  | Methane |  | Dispatch-Interconnection | VOM | 0 | ON | NY | CH4 Pipeline |  |  |  | 0.6246 | 0
LCP_Inputs_ON_Electric_2023_04_03 | 2032 |  |  | Electricity |  | Dispatch-Interconnection | VOM | 10354538.8849 | ON | NY | Electricity Transmission Line |  |  |  | 0.6246 | 6467414.4373
LCP_Inputs_ON_Electric_2023_04_03 | 2032 |  |  | Hydrogen |  | Dispatch-Interconnection | VOM | 0 | ON | NY | H2 Pipeline - New |  |  |  | 0.6246 | 0
LCP_Inputs_ON_Electric_2023_04_03 | 2032 |  |  | Hydrogen |  | Dispatch-Interconnection | VOM | 0 | ON | NY | H2 Pipeline - Repurposed |  |  |  | 0.6246 | 0
LCP_Inputs_ON_Electric_2023_04_03 | 2032 |  |  | Methane |  | Dispatch-Intraconnection | VOM | 661976965.2959 | ON | ON | CH4 Pipeline |  |  |  | 0.6246 | 413468859.4138
LCP_Inputs_ON_Electric_2023_04_03 | 2032 |  |  | Electricity |  | Dispatch-Intraconnection | VOM | 0 | ON | ON | Electricity Transmission Line |  |  |  | 0.6246 | 0
LCP_Inputs_ON_Electric_2023_04_03 | 2032 |  |  | Hydrogen |  | Dispatch-Intraconnection | VOM | 0 | ON | ON | H2 Pipeline - New |  |  |  | 0.6246 | 0
LCP_Inputs_ON_Electric_2023_04_03 | 2032 |  |  | Hydrogen |  | Dispatch-Intraconnection | VOM | 110846468.6684 | ON | ON | H2 Pipeline - Repurposed |  |  |  | 0.6246 | 69234377.2867
LCP_Inputs_ON_Electric_2023_04_03 | 2032 |  |  | Methane |  | Dispatch-Interconnection | VOM | 0 | ON | PJ | CH4 Pipeline |  |  |  | 0.6246 | 0
LCP_Inputs_ON_Electric_2023_04_03 | 2032 |  |  | Electricity |  | Dispatch-Interconnection | VOM | 6430181.6062 | ON | PJ | Electricity Transmission Line |  |  |  | 0.6246 | 4016272.4595
LCP_Inputs_ON_Electric_2023_04_03 | 2032 |  |  | Hydrogen |  | Dispatch-Interconnection | VOM | 0 | ON | PJ | H2 Pipeline - New |  |  |  | 0.6246 | 0
LCP_Inputs_ON_Electric_2023_04_03 | 2032 |  |  | Hydrogen |  | Dispatch-Interconnection | VOM | 0 | ON | PJ | H2 Pipeline - Repurposed |  |  |  | 0.6246 | 0
LCP_Inputs_ON_Electric_2023_04_03 | 2032 |  |  | Methane |  | Dispatch-Interconnection | VOM | 0 | ON | QC | CH4 Pipeline |  |  |  | 0.6246 | 0
LCP_Inputs_ON_Electric_2023_04_03 | 2032 |  |  | Electricity |  | Dispatch-Interconnection | VOM | 7436282.0518 | ON | QC | Electricity Transmission Line |  |  |  | 0.6246 | 4644679.8294
LCP_Inputs_ON_Electric_2023_04_03 | 2032 |  |  | Hydrogen |  | Dispatch-Interconnection | VOM | 0 | ON | QC | H2 Pipeline - New |  |  |  | 0.6246 | 0
LCP_Inputs_ON_Electric_2023_04_03 | 2032 |  |  | Hydrogen |  | Dispatch-Interconnection | VOM | 0 | ON | QC | H2 Pipeline - Repurposed |  |  |  | 0.6246 | 0
LCP_Inputs_ON_Electric_2023_04_03 | 2032 |  |  | Methane |  | Dispatch-Interconnection | VOM | 0 | ON | WC | CH4 Pipeline |  |  |  | 0.6246 | 0
LCP_Inputs_ON_Electric_2023_04_03 | 2032 |  |  | Electricity |  | Dispatch-Interconnection | VOM | 0 | ON | WC | Electricity Transmission Line |  |  |  | 0.6246 | 0
LCP_Inputs_ON_Electric_2023_04_03 | 2032 |  |  | Hydrogen |  | Dispatch-Interconnection | VOM | 0 | ON | WC | H2 Pipeline - New |  |  |  | 0.6246 | 0
LCP_Inputs_ON_Electric_2023_04_03 | 2032 |  |  | Hydrogen |  | Dispatch-Interconnection | VOM | 0 | ON | WC | H2 Pipeline - Repurposed |  |  |  | 0.6246 | 0
LCP_Inputs_ON_Electric_2023_04_03 | 2032 |  |  | Methane |  | Dispatch-Interconnection | VOM | 0 | PJ | ON | CH4 Pipeline |  |  |  | 0.6246 | 0
LCP_Inputs_ON_Electric_2023_04_03 | 2032 |  |  | Electricity |  | Dispatch-Interconnection | VOM | 9633856.5923 | PJ | ON | Electricity Transmission Line |  |  |  | 0.6246 | 6017278.4036
LCP_Inputs_ON_Electric_2023_04_03 | 2032 |  |  | Hydrogen |  | Dispatch-Interconnection | VOM | 0 | PJ | ON | H2 Pipeline - New |  |  |  | 0.6246 | 0
LCP_Inputs_ON_Electric_2023_04_03 | 2032 |  |  | Hydrogen |  | Dispatch-Interconnection | VOM | 0 | PJ | ON | H2 Pipeline - Repurposed |  |  |  | 0.6246 | 0
LCP_Inputs_ON_Electric_2023_04_03 | 2032 |  |  | Methane |  | Dispatch-Intraconnection | VOM | 0 | PJ | PJ | CH4 Pipeline |  |  |  | 0.6246 | 0
LCP_Inputs_ON_Electric_2023_04_03 | 2032 |  |  | Electricity |  | Dispatch-Intraconnection | VOM | 0 | PJ | PJ | Electricity Transmission Line |  |  |  | 0.6246 | 0
LCP_Inputs_ON_Electric_2023_04_03 | 2032 |  |  | Hydrogen |  | Dispatch-Intraconnection | VOM | 0 | PJ | PJ | H2 Pipeline - New |  |  |  | 0.6246 | 0
LCP_Inputs_ON_Electric_2023_04_03 | 2032 |  |  | Hydrogen |  | Dispatch-Intraconnection | VOM | 0 | PJ | PJ | H2 Pipeline - Repurposed |  |  |  | 0.6246 | 0
LCP_Inputs_ON_Electric_2023_04_03 | 2032 |  |  | Electricity |  | Dispatch-Interconnection | VOM | 23181827.4078 | QC | NY | Electricity Transmission Line |  |  |  | 0.6246 | 14479301.0028
LCP_Inputs_ON_Electric_2023_04_03 | 2032 |  |  | Methane |  | Dispatch-Interconnection | VOM | 0 | QC | ON | CH4 Pipeline |  |  |  | 0.6246 | 0
LCP_Inputs_ON_Electric_2023_04_03 | 2032 |  |  | Electricity |  | Dispatch-Interconnection | VOM | 11251575.1947 | QC | ON | Electricity Transmission Line |  |  |  | 0.6246 | 7027700.6697
LCP_Inputs_ON_Electric_2023_04_03 | 2032 |  |  | Hydrogen |  | Dispatch-Interconnection | VOM | 0 | QC | ON | H2 Pipeline - New |  |  |  | 0.6246 | 0
LCP_Inputs_ON_Electric_2023_04_03 | 2032 |  |  | Hydrogen |  | Dispatch-Interconnection | VOM | 0 | QC | ON | H2 Pipeline - Repurposed |  |  |  | 0.6246 | 0
LCP_Inputs_ON_Electric_2023_04_03 | 2032 |  |  | Methane |  | Dispatch-Intraconnection | VOM | 0 | QC | QC | CH4 Pipeline |  |  |  | 0.6246 | 0
LCP_Inputs_ON_Electric_2023_04_03 | 2032 |  |  | Electricity |  | Dispatch-Intraconnection | VOM | 0 | QC | QC | Electricity Transmission Line |  |  |  | 0.6246 | 0
LCP_Inputs_ON_Electric_2023_04_03 | 2032 |  |  | Hydrogen |  | Dispatch-Intraconnection | VOM | 0 | QC | QC | H2 Pipeline - New |  |  |  | 0.6246 | 0
LCP_Inputs_ON_Electric_2023_04_03 | 2032 |  |  | Hydrogen |  | Dispatch-Intraconnection | VOM | 0 | QC | QC | H2 Pipeline - Repurposed |  |  |  | 0.6246 | 0
LCP_Inputs_ON_Electric_2023_04_03 | 2032 |  |  | Electricity |  | Dispatch-Interconnection | VOM | 10712996.2757 | WC | MI | Electricity Transmission Line |  |  |  | 0.6246 | 6691305.866
LCP_Inputs_ON_Electric_2023_04_03 | 2032 |  |  | Methane |  | Dispatch-Interconnection | VOM | 0 | WC | ON | CH4 Pipeline |  |  |  | 0.6246 | 0
LCP_Inputs_ON_Electric_2023_04_03 | 2032 |  |  | Electricity |  | Dispatch-Interconnection | VOM | 5195748.8448 | WC | ON | Electricity Transmission Line |  |  |  | 0.6246 | 3245249.3988
LCP_Inputs_ON_Electric_2023_04_03 | 2032 |  |  | Hydrogen |  | Dispatch-Interconnection | VOM | 0 | WC | ON | H2 Pipeline - New |  |  |  | 0.6246 | 0
LCP_Inputs_ON_Electric_2023_04_03 | 2032 |  |  | Hydrogen |  | Dispatch-Interconnection | VOM | 0 | WC | ON | H2 Pipeline - Repurposed |  |  |  | 0.6246 | 0
LCP_Inputs_ON_Electric_2023_04_03 | 2032 |  |  | Methane |  | Dispatch-Intraconnection | VOM | 0 | WC | WC | CH4 Pipeline |  |  |  | 0.6246 | 0
LCP_Inputs_ON_Electric_2023_04_03 | 2032 |  |  | Electricity |  | Dispatch-Intraconnection | VOM | 0 | WC | WC | Electricity Transmission Line |  |  |  | 0.6246 | 0
LCP_Inputs_ON_Electric_2023_04_03 | 2032 |  |  | Hydrogen |  | Dispatch-Intraconnection | VOM | 0 | WC | WC | H2 Pipeline - New |  |  |  | 0.6246 | 0
LCP_Inputs_ON_Electric_2023_04_03 | 2032 |  |  | Hydrogen |  | Dispatch-Intraconnection | VOM | 0 | WC | WC | H2 Pipeline - Repurposed |  |  |  | 0.6246 | 0
LCP_Inputs_ON_Electric_2023_04_03 | 2033 |  |  | Methane |  | Dispatch-Intraconnection | VOM | 0 | MI | MI | CH4 Pipeline |  |  |  | 0.60057 | 0
LCP_Inputs_ON_Electric_2023_04_03 | 2033 |  |  | Electricity |  | Dispatch-Intraconnection | VOM | 0 | MI | MI | Electricity Transmission Line |  |  |  | 0.60057 | 0
LCP_Inputs_ON_Electric_2023_04_03 | 2033 |  |  | Hydrogen |  | Dispatch-Intraconnection | VOM | 0 | MI | MI | H2 Pipeline - New |  |  |  | 0.60057 | 0
LCP_Inputs_ON_Electric_2023_04_03 | 2033 |  |  | Hydrogen |  | Dispatch-Intraconnection | VOM | 0 | MI | MI | H2 Pipeline - Repurposed |  |  |  | 0.60057 | 0
LCP_Inputs_ON_Electric_2023_04_03 | 2033 |  |  | Methane |  | Dispatch-Interconnection | VOM | 0 | MI | ON | CH4 Pipeline |  |  |  | 0.60057 | 0
LCP_Inputs_ON_Electric_2023_04_03 | 2033 |  |  | Electricity |  | Dispatch-Interconnection | VOM | 23870137.5114 | MI | ON | Electricity Transmission Line |  |  |  | 0.60057 | 14335786.0218
LCP_Inputs_ON_Electric_2023_04_03 | 2033 |  |  | Hydrogen |  | Dispatch-Interconnection | VOM | 0 | MI | ON | H2 Pipeline - New |  |  |  | 0.60057 | 0
LCP_Inputs_ON_Electric_2023_04_03 | 2033 |  |  | Hydrogen |  | Dispatch-Interconnection | VOM | 0 | MI | ON | H2 Pipeline - Repurposed |  |  |  | 0.60057 | 0
LCP_Inputs_ON_Electric_2023_04_03 | 2033 |  |  | Electricity |  | Dispatch-Interconnection | VOM | 3412861.4981 | MI | WC | Electricity Transmission Line |  |  |  | 0.60057 | 2049676.1753
LCP_Inputs_ON_Electric_2023_04_03 | 2033 |  |  | Methane |  | Dispatch-Intraconnection | VOM | 0 | NY | NY | CH4 Pipeline |  |  |  | 0.60057 | 0
LCP_Inputs_ON_Electric_2023_04_03 | 2033 |  |  | Electricity |  | Dispatch-Intraconnection | VOM | 0 | NY | NY | Electricity Transmission Line |  |  |  | 0.60057 | 0
LCP_Inputs_ON_Electric_2023_04_03 | 2033 |  |  | Hydrogen |  | Dispatch-Intraconnection | VOM | 0 | NY | NY | H2 Pipeline - New |  |  |  | 0.60057 | 0
LCP_Inputs_ON_Electric_2023_04_03 | 2033 |  |  | Hydrogen |  | Dispatch-Intraconnection | VOM | 0 | NY | NY | H2 Pipeline - Repurposed |  |  |  | 0.60057 | 0
LCP_Inputs_ON_Electric_2023_04_03 | 2033 |  |  | Methane |  | Dispatch-Interconnection | VOM | 0 | NY | ON | CH4 Pipeline |  |  |  | 0.60057 | 0
LCP_Inputs_ON_Electric_2023_04_03 | 2033 |  |  | Electricity |  | Dispatch-Interconnection | VOM | 15783416.3221 | NY | ON | Electricity Transmission Line |  |  |  | 0.60057 | 9479110.8337
LCP_Inputs_ON_Electric_2023_04_03 | 2033 |  |  | Hydrogen |  | Dispatch-Interconnection | VOM | 0 | NY | ON | H2 Pipeline - New |  |  |  | 0.60057 | 0
LCP_Inputs_ON_Electric_2023_04_03 | 2033 |  |  | Hydrogen |  | Dispatch-Interconnection | VOM | 0 | NY | ON | H2 Pipeline - Repurposed |  |  |  | 0.60057 | 0
LCP_Inputs_ON_Electric_2023_04_03 | 2033 |  |  | Electricity |  | Dispatch-Interconnection | VOM | 23348810.6325 | NY | QC | Electricity Transmission Line |  |  |  | 0.60057 | 14022690.6079
LCP_Inputs_ON_Electric_2023_04_03 | 2033 |  |  | Methane |  | Dispatch-Interconnection | VOM | 0 | ON | MI | CH4 Pipeline |  |  |  | 0.60057 | 0
LCP_Inputs_ON_Electric_2023_04_03 | 2033 |  |  | Electricity |  | Dispatch-Interconnection | VOM | 607129.5204 | ON | MI | Electricity Transmission Line |  |  |  | 0.60057 | 364626.2569
LCP_Inputs_ON_Electric_2023_04_03 | 2033 |  |  | Hydrogen |  | Dispatch-Interconnection | VOM | 0 | ON | MI | H2 Pipeline - New |  |  |  | 0.60057 | 0
LCP_Inputs_ON_Electric_2023_04_03 | 2033 |  |  | Hydrogen |  | Dispatch-Interconnection | VOM | 0 | ON | MI | H2 Pipeline - Repurposed |  |  |  | 0.60057 | 0
LCP_Inputs_ON_Electric_2023_04_03 | 2033 |  |  | Methane |  | Dispatch-Interconnection | VOM | 0 | ON | NY | CH4 Pipeline |  |  |  | 0.60057 | 0
LCP_Inputs_ON_Electric_2023_04_03 | 2033 |  |  | Electricity |  | Dispatch-Interconnection | VOM | 10354538.8849 | ON | NY | Electricity Transmission Line |  |  |  | 0.60057 | 6218667.7281
LCP_Inputs_ON_Electric_2023_04_03 | 2033 |  |  | Hydrogen |  | Dispatch-Interconnection | VOM | 0 | ON | NY | H2 Pipeline - New |  |  |  | 0.60057 | 0
LCP_Inputs_ON_Electric_2023_04_03 | 2033 |  |  | Hydrogen |  | Dispatch-Interconnection | VOM | 0 | ON | NY | H2 Pipeline - Repurposed |  |  |  | 0.60057 | 0
LCP_Inputs_ON_Electric_2023_04_03 | 2033 |  |  | Methane |  | Dispatch-Intraconnection | VOM | 661976965.2959 | ON | ON | CH4 Pipeline |  |  |  | 0.60057 | 397566210.9748
LCP_Inputs_ON_Electric_2023_04_03 | 2033 |  |  | Electricity |  | Dispatch-Intraconnection | VOM | 0 | ON | ON | Electricity Transmission Line |  |  |  | 0.60057 | 0
LCP_Inputs_ON_Electric_2023_04_03 | 2033 |  |  | Hydrogen |  | Dispatch-Intraconnection | VOM | 0 | ON | ON | H2 Pipeline - New |  |  |  | 0.60057 | 0
LCP_Inputs_ON_Electric_2023_04_03 | 2033 |  |  | Hydrogen |  | Dispatch-Intraconnection | VOM | 110846468.6684 | ON | ON | H2 Pipeline - Repurposed |  |  |  | 0.60057 | 66571516.6218
LCP_Inputs_ON_Electric_2023_04_03 | 2033 |  |  | Methane |  | Dispatch-Interconnection | VOM | 0 | ON | PJ | CH4 Pipeline |  |  |  | 0.60057 | 0
LCP_Inputs_ON_Electric_2023_04_03 | 2033 |  |  | Electricity |  | Dispatch-Interconnection | VOM | 6430181.6062 | ON | PJ | Electricity Transmission Line |  |  |  | 0.60057 | 3861800.4418
LCP_Inputs_ON_Electric_2023_04_03 | 2033 |  |  | Hydrogen |  | Dispatch-Interconnection | VOM | 0 | ON | PJ | H2 Pipeline - New |  |  |  | 0.60057 | 0
LCP_Inputs_ON_Electric_2023_04_03 | 2033 |  |  | Hydrogen |  | Dispatch-Interconnection | VOM | 0 | ON | PJ | H2 Pipeline - Repurposed |  |  |  | 0.60057 | 0
LCP_Inputs_ON_Electric_2023_04_03 | 2033 |  |  | Methane |  | Dispatch-Interconnection | VOM | 0 | ON | QC | CH4 Pipeline |  |  |  | 0.60057 | 0
LCP_Inputs_ON_Electric_2023_04_03 | 2033 |  |  | Electricity |  | Dispatch-Interconnection | VOM | 7436282.0518 | ON | QC | Electricity Transmission Line |  |  |  | 0.60057 | 4466038.2975
LCP_Inputs_ON_Electric_2023_04_03 | 2033 |  |  | Hydrogen |  | Dispatch-Interconnection | VOM | 0 | ON | QC | H2 Pipeline - New |  |  |  | 0.60057 | 0
LCP_Inputs_ON_Electric_2023_04_03 | 2033 |  |  | Hydrogen |  | Dispatch-Interconnection | VOM | 0 | ON | QC | H2 Pipeline - Repurposed |  |  |  | 0.60057 | 0
LCP_Inputs_ON_Electric_2023_04_03 | 2033 |  |  | Methane |  | Dispatch-Interconnection | VOM | 0 | ON | WC | CH4 Pipeline |  |  |  | 0.60057 | 0
LCP_Inputs_ON_Electric_2023_04_03 | 2033 |  |  | Electricity |  | Dispatch-Interconnection | VOM | 0 | ON | WC | Electricity Transmission Line |  |  |  | 0.60057 | 0
LCP_Inputs_ON_Electric_2023_04_03 | 2033 |  |  | Hydrogen |  | Dispatch-Interconnection | VOM | 0 | ON | WC | H2 Pipeline - New |  |  |  | 0.60057 | 0
LCP_Inputs_ON_Electric_2023_04_03 | 2033 |  |  | Hydrogen |  | Dispatch-Interconnection | VOM | 0 | ON | WC | H2 Pipeline - Repurposed |  |  |  | 0.60057 | 0
LCP_Inputs_ON_Electric_2023_04_03 | 2033 |  |  | Methane |  | Dispatch-Interconnection | VOM | 0 | PJ | ON | CH4 Pipeline |  |  |  | 0.60057 | 0
LCP_Inputs_ON_Electric_2023_04_03 | 2033 |  |  | Electricity |  | Dispatch-Interconnection | VOM | 9633856.5923 | PJ | ON | Electricity Transmission Line |  |  |  | 0.60057 | 5785844.6189
LCP_Inputs_ON_Electric_2023_04_03 | 2033 |  |  | Hydrogen |  | Dispatch-Interconnection | VOM | 0 | PJ | ON | H2 Pipeline - New |  |  |  | 0.60057 | 0
LCP_Inputs_ON_Electric_2023_04_03 | 2033 |  |  | Hydrogen |  | Dispatch-Interconnection | VOM | 0 | PJ | ON | H2 Pipeline - Repurposed |  |  |  | 0.60057 | 0
LCP_Inputs_ON_Electric_2023_04_03 | 2033 |  |  | Methane |  | Dispatch-Intraconnection | VOM | 0 | PJ | PJ | CH4 Pipeline |  |  |  | 0.60057 | 0
LCP_Inputs_ON_Electric_2023_04_03 | 2033 |  |  | Electricity |  | Dispatch-Intraconnection | VOM | 0 | PJ | PJ | Electricity Transmission Line |  |  |  | 0.60057 | 0
LCP_Inputs_ON_Electric_2023_04_03 | 2033 |  |  | Hydrogen |  | Dispatch-Intraconnection | VOM | 0 | PJ | PJ | H2 Pipeline - New |  |  |  | 0.60057 | 0
LCP_Inputs_ON_Electric_2023_04_03 | 2033 |  |  | Hydrogen |  | Dispatch-Intraconnection | VOM | 0 | PJ | PJ | H2 Pipeline - Repurposed |  |  |  | 0.60057 | 0
LCP_Inputs_ON_Electric_2023_04_03 | 2033 |  |  | Electricity |  | Dispatch-Interconnection | VOM | 23181827.4078 | QC | NY | Electricity Transmission Line |  |  |  | 0.60057 | 13922404.8104
LCP_Inputs_ON_Electric_2023_04_03 | 2033 |  |  | Methane |  | Dispatch-Interconnection | VOM | 0 | QC | ON | CH4 Pipeline |  |  |  | 0.60057 | 0
LCP_Inputs_ON_Electric_2023_04_03 | 2033 |  |  | Electricity |  | Dispatch-Interconnection | VOM | 11251575.1947 | QC | ON | Electricity Transmission Line |  |  |  | 0.60057 | 6757404.4901
LCP_Inputs_ON_Electric_2023_04_03 | 2033 |  |  | Hydrogen |  | Dispatch-Interconnection | VOM | 0 | QC | ON | H2 Pipeline - New |  |  |  | 0.60057 | 0
LCP_Inputs_ON_Electric_2023_04_03 | 2033 |  |  | Hydrogen |  | Dispatch-Interconnection | VOM | 0 | QC | ON | H2 Pipeline - Repurposed |  |  |  | 0.60057 | 0
LCP_Inputs_ON_Electric_2023_04_03 | 2033 |  |  | Methane |  | Dispatch-Intraconnection | VOM | 0 | QC | QC | CH4 Pipeline |  |  |  | 0.60057 | 0
LCP_Inputs_ON_Electric_2023_04_03 | 2033 |  |  | Electricity |  | Dispatch-Intraconnection | VOM | 0 | QC | QC | Electricity Transmission Line |  |  |  | 0.60057 | 0
LCP_Inputs_ON_Electric_2023_04_03 | 2033 |  |  | Hydrogen |  | Dispatch-Intraconnection | VOM | 0 | QC | QC | H2 Pipeline - New |  |  |  | 0.60057 | 0
LCP_Inputs_ON_Electric_2023_04_03 | 2033 |  |  | Hydrogen |  | Dispatch-Intraconnection | VOM | 0 | QC | QC | H2 Pipeline - Repurposed |  |  |  | 0.60057 | 0
LCP_Inputs_ON_Electric_2023_04_03 | 2033 |  |  | Electricity |  | Dispatch-Interconnection | VOM | 10712996.2757 | WC | MI | Electricity Transmission Line |  |  |  | 0.60057 | 6433947.948
LCP_Inputs_ON_Electric_2023_04_03 | 2033 |  |  | Methane |  | Dispatch-Interconnection | VOM | 0 | WC | ON | CH4 Pipeline |  |  |  | 0.60057 | 0
LCP_Inputs_ON_Electric_2023_04_03 | 2033 |  |  | Electricity |  | Dispatch-Interconnection | VOM | 5195748.8448 | WC | ON | Electricity Transmission Line |  |  |  | 0.60057 | 3120432.1143
LCP_Inputs_ON_Electric_2023_04_03 | 2033 |  |  | Hydrogen |  | Dispatch-Interconnection | VOM | 0 | WC | ON | H2 Pipeline - New |  |  |  | 0.60057 | 0
LCP_Inputs_ON_Electric_2023_04_03 | 2033 |  |  | Hydrogen |  | Dispatch-Interconnection | VOM | 0 | WC | ON | H2 Pipeline - Repurposed |  |  |  | 0.60057 | 0
LCP_Inputs_ON_Electric_2023_04_03 | 2033 |  |  | Methane |  | Dispatch-Intraconnection | VOM | 0 | WC | WC | CH4 Pipeline |  |  |  | 0.60057 | 0
LCP_Inputs_ON_Electric_2023_04_03 | 2033 |  |  | Electricity |  | Dispatch-Intraconnection | VOM | 0 | WC | WC | Electricity Transmission Line |  |  |  | 0.60057 | 0
LCP_Inputs_ON_Electric_2023_04_03 | 2033 |  |  | Hydrogen |  | Dispatch-Intraconnection | VOM | 0 | WC | WC | H2 Pipeline - New |  |  |  | 0.60057 | 0
LCP_Inputs_ON_Electric_2023_04_03 | 2033 |  |  | Hydrogen |  | Dispatch-Intraconnection | VOM | 0 | WC | WC | H2 Pipeline - Repurposed |  |  |  | 0.60057 | 0
LCP_Inputs_ON_Electric_2023_04_03 | 2034 |  |  | Methane |  | Dispatch-Intraconnection | VOM | 0 | MI | MI | CH4 Pipeline |  |  |  | 0.57748 | 0
LCP_Inputs_ON_Electric_2023_04_03 | 2034 |  |  | Electricity |  | Dispatch-Intraconnection | VOM | 0 | MI | MI | Electricity Transmission Line |  |  |  | 0.57748 | 0
LCP_Inputs_ON_Electric_2023_04_03 | 2034 |  |  | Hydrogen |  | Dispatch-Intraconnection | VOM | 0 | MI | MI | H2 Pipeline - New |  |  |  | 0.57748 | 0
LCP_Inputs_ON_Electric_2023_04_03 | 2034 |  |  | Hydrogen |  | Dispatch-Intraconnection | VOM | 0 | MI | MI | H2 Pipeline - Repurposed |  |  |  | 0.57748 | 0
LCP_Inputs_ON_Electric_2023_04_03 | 2034 |  |  | Methane |  | Dispatch-Interconnection | VOM | 0 | MI | ON | CH4 Pipeline |  |  |  | 0.57748 | 0
LCP_Inputs_ON_Electric_2023_04_03 | 2034 |  |  | Electricity |  | Dispatch-Interconnection | VOM | 23870137.5114 | MI | ON | Electricity Transmission Line |  |  |  | 0.57748 | 13784409.6363
LCP_Inputs_ON_Electric_2023_04_03 | 2034 |  |  | Hydrogen |  | Dispatch-Interconnection | VOM | 0 | MI | ON | H2 Pipeline - New |  |  |  | 0.57748 | 0
LCP_Inputs_ON_Electric_2023_04_03 | 2034 |  |  | Hydrogen |  | Dispatch-Interconnection | VOM | 0 | MI | ON | H2 Pipeline - Repurposed |  |  |  | 0.57748 | 0
LCP_Inputs_ON_Electric_2023_04_03 | 2034 |  |  | Electricity |  | Dispatch-Interconnection | VOM | 3412861.4981 | MI | WC | Electricity Transmission Line |  |  |  | 0.57748 | 1970842.4763
LCP_Inputs_ON_Electric_2023_04_03 | 2034 |  |  | Methane |  | Dispatch-Intraconnection | VOM | 0 | NY | NY | CH4 Pipeline |  |  |  | 0.57748 | 0
LCP_Inputs_ON_Electric_2023_04_03 | 2034 |  |  | Electricity |  | Dispatch-Intraconnection | VOM | 0 | NY | NY | Electricity Transmission Line |  |  |  | 0.57748 | 0
LCP_Inputs_ON_Electric_2023_04_03 | 2034 |  |  | Hydrogen |  | Dispatch-Intraconnection | VOM | 0 | NY | NY | H2 Pipeline - New |  |  |  | 0.57748 | 0
LCP_Inputs_ON_Electric_2023_04_03 | 2034 |  |  | Hydrogen |  | Dispatch-Intraconnection | VOM | 0 | NY | NY | H2 Pipeline - Repurposed |  |  |  | 0.57748 | 0
LCP_Inputs_ON_Electric_2023_04_03 | 2034 |  |  | Methane |  | Dispatch-Interconnection | VOM | 0 | NY | ON | CH4 Pipeline |  |  |  | 0.57748 | 0
LCP_Inputs_ON_Electric_2023_04_03 | 2034 |  |  | Electricity |  | Dispatch-Interconnection | VOM | 15783416.3221 | NY | ON | Electricity Transmission Line |  |  |  | 0.57748 | 9114529.6478
LCP_Inputs_ON_Electric_2023_04_03 | 2034 |  |  | Hydrogen |  | Dispatch-Interconnection | VOM | 0 | NY | ON | H2 Pipeline - New |  |  |  | 0.57748 | 0
LCP_Inputs_ON_Electric_2023_04_03 | 2034 |  |  | Hydrogen |  | Dispatch-Interconnection | VOM | 0 | NY | ON | H2 Pipeline - Repurposed |  |  |  | 0.57748 | 0
LCP_Inputs_ON_Electric_2023_04_03 | 2034 |  |  | Electricity |  | Dispatch-Interconnection | VOM | 23348810.6325 | NY | QC | Electricity Transmission Line |  |  |  | 0.57748 | 13483356.3538
LCP_Inputs_ON_Electric_2023_04_03 | 2034 |  |  | Methane |  | Dispatch-Interconnection | VOM | 0 | ON | MI | CH4 Pipeline |  |  |  | 0.57748 | 0
LCP_Inputs_ON_Electric_2023_04_03 | 2034 |  |  | Electricity |  | Dispatch-Interconnection | VOM | 607129.5204 | ON | MI | Electricity Transmission Line |  |  |  | 0.57748 | 350602.1701
LCP_Inputs_ON_Electric_2023_04_03 | 2034 |  |  | Hydrogen |  | Dispatch-Interconnection | VOM | 0 | ON | MI | H2 Pipeline - New |  |  |  | 0.57748 | 0
LCP_Inputs_ON_Electric_2023_04_03 | 2034 |  |  | Hydrogen |  | Dispatch-Interconnection | VOM | 0 | ON | MI | H2 Pipeline - Repurposed |  |  |  | 0.57748 | 0
LCP_Inputs_ON_Electric_2023_04_03 | 2034 |  |  | Methane |  | Dispatch-Interconnection | VOM | 0 | ON | NY | CH4 Pipeline |  |  |  | 0.57748 | 0
LCP_Inputs_ON_Electric_2023_04_03 | 2034 |  |  | Electricity |  | Dispatch-Interconnection | VOM | 10354538.8849 | ON | NY | Electricity Transmission Line |  |  |  | 0.57748 | 5979488.2001
LCP_Inputs_ON_Electric_2023_04_03 | 2034 |  |  | Hydrogen |  | Dispatch-Interconnection | VOM | 0 | ON | NY | H2 Pipeline - New |  |  |  | 0.57748 | 0
LCP_Inputs_ON_Electric_2023_04_03 | 2034 |  |  | Hydrogen |  | Dispatch-Interconnection | VOM | 0 | ON | NY | H2 Pipeline - Repurposed |  |  |  | 0.57748 | 0
LCP_Inputs_ON_Electric_2023_04_03 | 2034 |  |  | Methane |  | Dispatch-Intraconnection | VOM | 661976965.2959 | ON | ON | CH4 Pipeline |  |  |  | 0.57748 | 382275202.8604
LCP_Inputs_ON_Electric_2023_04_03 | 2034 |  |  | Electricity |  | Dispatch-Intraconnection | VOM | 0 | ON | ON | Electricity Transmission Line |  |  |  | 0.57748 | 0
LCP_Inputs_ON_Electric_2023_04_03 | 2034 |  |  | Hydrogen |  | Dispatch-Intraconnection | VOM | 0 | ON | ON | H2 Pipeline - New |  |  |  | 0.57748 | 0
LCP_Inputs_ON_Electric_2023_04_03 | 2034 |  |  | Hydrogen |  | Dispatch-Intraconnection | VOM | 110846468.6684 | ON | ON | H2 Pipeline - Repurposed |  |  |  | 0.57748 | 64011073.6748
LCP_Inputs_ON_Electric_2023_04_03 | 2034 |  |  | Methane |  | Dispatch-Interconnection | VOM | 0 | ON | PJ | CH4 Pipeline |  |  |  | 0.57748 | 0
LCP_Inputs_ON_Electric_2023_04_03 | 2034 |  |  | Electricity |  | Dispatch-Interconnection | VOM | 6430181.6062 | ON | PJ | Electricity Transmission Line |  |  |  | 0.57748 | 3713269.6556
LCP_Inputs_ON_Electric_2023_04_03 | 2034 |  |  | Hydrogen |  | Dispatch-Interconnection | VOM | 0 | ON | PJ | H2 Pipeline - New |  |  |  | 0.57748 | 0
LCP_Inputs_ON_Electric_2023_04_03 | 2034 |  |  | Hydrogen |  | Dispatch-Interconnection | VOM | 0 | ON | PJ | H2 Pipeline - Repurposed |  |  |  | 0.57748 | 0
LCP_Inputs_ON_Electric_2023_04_03 | 2034 |  |  | Methane |  | Dispatch-Interconnection | VOM | 0 | ON | QC | CH4 Pipeline |  |  |  | 0.57748 | 0
LCP_Inputs_ON_Electric_2023_04_03 | 2034 |  |  | Electricity |  | Dispatch-Interconnection | VOM | 7436282.0518 | ON | QC | Electricity Transmission Line |  |  |  | 0.57748 | 4294267.5937
LCP_Inputs_ON_Electric_2023_04_03 | 2034 |  |  | Hydrogen |  | Dispatch-Interconnection | VOM | 0 | ON | QC | H2 Pipeline - New |  |  |  | 0.57748 | 0
LCP_Inputs_ON_Electric_2023_04_03 | 2034 |  |  | Hydrogen |  | Dispatch-Interconnection | VOM | 0 | ON | QC | H2 Pipeline - Repurposed |  |  |  | 0.57748 | 0
LCP_Inputs_ON_Electric_2023_04_03 | 2034 |  |  | Methane |  | Dispatch-Interconnection | VOM | 0 | ON | WC | CH4 Pipeline |  |  |  | 0.57748 | 0
LCP_Inputs_ON_Electric_2023_04_03 | 2034 |  |  | Electricity |  | Dispatch-Interconnection | VOM | 0 | ON | WC | Electricity Transmission Line |  |  |  | 0.57748 | 0
LCP_Inputs_ON_Electric_2023_04_03 | 2034 |  |  | Hydrogen |  | Dispatch-Interconnection | VOM | 0 | ON | WC | H2 Pipeline - New |  |  |  | 0.57748 | 0
LCP_Inputs_ON_Electric_2023_04_03 | 2034 |  |  | Hydrogen |  | Dispatch-Interconnection | VOM | 0 | ON | WC | H2 Pipeline - Repurposed |  |  |  | 0.57748 | 0
LCP_Inputs_ON_Electric_2023_04_03 | 2034 |  |  | Methane |  | Dispatch-Interconnection | VOM | 0 | PJ | ON | CH4 Pipeline |  |  |  | 0.57748 | 0
LCP_Inputs_ON_Electric_2023_04_03 | 2034 |  |  | Electricity |  | Dispatch-Interconnection | VOM | 9633856.5923 | PJ | ON | Electricity Transmission Line |  |  |  | 0.57748 | 5563312.1335
LCP_Inputs_ON_Electric_2023_04_03 | 2034 |  |  | Hydrogen |  | Dispatch-Interconnection | VOM | 0 | PJ | ON | H2 Pipeline - New |  |  |  | 0.57748 | 0
LCP_Inputs_ON_Electric_2023_04_03 | 2034 |  |  | Hydrogen |  | Dispatch-Interconnection | VOM | 0 | PJ | ON | H2 Pipeline - Repurposed |  |  |  | 0.57748 | 0
LCP_Inputs_ON_Electric_2023_04_03 | 2034 |  |  | Methane |  | Dispatch-Intraconnection | VOM | 0 | PJ | PJ | CH4 Pipeline |  |  |  | 0.57748 | 0
LCP_Inputs_ON_Electric_2023_04_03 | 2034 |  |  | Electricity |  | Dispatch-Intraconnection | VOM | 0 | PJ | PJ | Electricity Transmission Line |  |  |  | 0.57748 | 0
LCP_Inputs_ON_Electric_2023_04_03 | 2034 |  |  | Hydrogen |  | Dispatch-Intraconnection | VOM | 0 | PJ | PJ | H2 Pipeline - New |  |  |  | 0.57748 | 0
LCP_Inputs_ON_Electric_2023_04_03 | 2034 |  |  | Hydrogen |  | Dispatch-Intraconnection | VOM | 0 | PJ | PJ | H2 Pipeline - Repurposed |  |  |  | 0.57748 | 0
LCP_Inputs_ON_Electric_2023_04_03 | 2034 |  |  | Electricity |  | Dispatch-Interconnection | VOM | 23181827.4078 | QC | NY | Electricity Transmission Line |  |  |  | 0.57748 | 13386927.7023
LCP_Inputs_ON_Electric_2023_04_03 | 2034 |  |  | Methane |  | Dispatch-Interconnection | VOM | 0 | QC | ON | CH4 Pipeline |  |  |  | 0.57748 | 0
LCP_Inputs_ON_Electric_2023_04_03 | 2034 |  |  | Electricity |  | Dispatch-Interconnection | VOM | 11251575.1947 | QC | ON | Electricity Transmission Line |  |  |  | 0.57748 | 6497504.3174
LCP_Inputs_ON_Electric_2023_04_03 | 2034 |  |  | Hydrogen |  | Dispatch-Interconnection | VOM | 0 | QC | ON | H2 Pipeline - New |  |  |  | 0.57748 | 0
LCP_Inputs_ON_Electric_2023_04_03 | 2034 |  |  | Hydrogen |  | Dispatch-Interconnection | VOM | 0 | QC | ON | H2 Pipeline - Repurposed |  |  |  | 0.57748 | 0
LCP_Inputs_ON_Electric_2023_04_03 | 2034 |  |  | Methane |  | Dispatch-Intraconnection | VOM | 0 | QC | QC | CH4 Pipeline |  |  |  | 0.57748 | 0
LCP_Inputs_ON_Electric_2023_04_03 | 2034 |  |  | Electricity |  | Dispatch-Intraconnection | VOM | 0 | QC | QC | Electricity Transmission Line |  |  |  | 0.57748 | 0
LCP_Inputs_ON_Electric_2023_04_03 | 2034 |  |  | Hydrogen |  | Dispatch-Intraconnection | VOM | 0 | QC | QC | H2 Pipeline - New |  |  |  | 0.57748 | 0
LCP_Inputs_ON_Electric_2023_04_03 | 2034 |  |  | Hydrogen |  | Dispatch-Intraconnection | VOM | 0 | QC | QC | H2 Pipeline - Repurposed |  |  |  | 0.57748 | 0
LCP_Inputs_ON_Electric_2023_04_03 | 2034 |  |  | Electricity |  | Dispatch-Interconnection | VOM | 10712996.2757 | WC | MI | Electricity Transmission Line |  |  |  | 0.57748 | 6186488.4116
LCP_Inputs_ON_Electric_2023_04_03 | 2034 |  |  | Methane |  | Dispatch-Interconnection | VOM | 0 | WC | ON | CH4 Pipeline |  |  |  | 0.57748 | 0
LCP_Inputs_ON_Electric_2023_04_03 | 2034 |  |  | Electricity |  | Dispatch-Interconnection | VOM | 5195748.8448 | WC | ON | Electricity Transmission Line |  |  |  | 0.57748 | 3000415.4945
LCP_Inputs_ON_Electric_2023_04_03 | 2034 |  |  | Hydrogen |  | Dispatch-Interconnection | VOM | 0 | WC | ON | H2 Pipeline - New |  |  |  | 0.57748 | 0
LCP_Inputs_ON_Electric_2023_04_03 | 2034 |  |  | Hydrogen |  | Dispatch-Interconnection | VOM | 0 | WC | ON | H2 Pipeline - Repurposed |  |  |  | 0.57748 | 0
LCP_Inputs_ON_Electric_2023_04_03 | 2034 |  |  | Methane |  | Dispatch-Intraconnection | VOM | 0 | WC | WC | CH4 Pipeline |  |  |  | 0.57748 | 0
LCP_Inputs_ON_Electric_2023_04_03 | 2034 |  |  | Electricity |  | Dispatch-Intraconnection | VOM | 0 | WC | WC | Electricity Transmission Line |  |  |  | 0.57748 | 0
LCP_Inputs_ON_Electric_2023_04_03 | 2034 |  |  | Hydrogen |  | Dispatch-Intraconnection | VOM | 0 | WC | WC | H2 Pipeline - New |  |  |  | 0.57748 | 0
LCP_Inputs_ON_Electric_2023_04_03 | 2034 |  |  | Hydrogen |  | Dispatch-Intraconnection | VOM | 0 | WC | WC | H2 Pipeline - Repurposed |  |  |  | 0.57748 | 0
LCP_Inputs_ON_Electric_2023_04_03 | 2035 |  |  | Methane |  | Dispatch-Intraconnection | VOM | 0 | MI | MI | CH4 Pipeline |  |  |  | 0.55526 | 0
LCP_Inputs_ON_Electric_2023_04_03 | 2035 |  |  | Electricity |  | Dispatch-Intraconnection | VOM | 0 | MI | MI | Electricity Transmission Line |  |  |  | 0.55526 | 0
LCP_Inputs_ON_Electric_2023_04_03 | 2035 |  |  | Hydrogen |  | Dispatch-Intraconnection | VOM | 0 | MI | MI | H2 Pipeline - New |  |  |  | 0.55526 | 0
LCP_Inputs_ON_Electric_2023_04_03 | 2035 |  |  | Hydrogen |  | Dispatch-Intraconnection | VOM | 0 | MI | MI | H2 Pipeline - Repurposed |  |  |  | 0.55526 | 0
LCP_Inputs_ON_Electric_2023_04_03 | 2035 |  |  | Methane |  | Dispatch-Interconnection | VOM | 0 | MI | ON | CH4 Pipeline |  |  |  | 0.55526 | 0
LCP_Inputs_ON_Electric_2023_04_03 | 2035 |  |  | Electricity |  | Dispatch-Interconnection | VOM | 23870137.5114 | MI | ON | Electricity Transmission Line |  |  |  | 0.55526 | 13254240.0349
LCP_Inputs_ON_Electric_2023_04_03 | 2035 |  |  | Hydrogen |  | Dispatch-Interconnection | VOM | 0 | MI | ON | H2 Pipeline - New |  |  |  | 0.55526 | 0
LCP_Inputs_ON_Electric_2023_04_03 | 2035 |  |  | Hydrogen |  | Dispatch-Interconnection | VOM | 0 | MI | ON | H2 Pipeline - Repurposed |  |  |  | 0.55526 | 0
LCP_Inputs_ON_Electric_2023_04_03 | 2035 |  |  | Electricity |  | Dispatch-Interconnection | VOM | 3412861.4981 | MI | WC | Electricity Transmission Line |  |  |  | 0.55526 | 1895040.8426
LCP_Inputs_ON_Electric_2023_04_03 | 2035 |  |  | Methane |  | Dispatch-Intraconnection | VOM | 0 | NY | NY | CH4 Pipeline |  |  |  | 0.55526 | 0
LCP_Inputs_ON_Electric_2023_04_03 | 2035 |  |  | Electricity |  | Dispatch-Intraconnection | VOM | 0 | NY | NY | Electricity Transmission Line |  |  |  | 0.55526 | 0
LCP_Inputs_ON_Electric_2023_04_03 | 2035 |  |  | Hydrogen |  | Dispatch-Intraconnection | VOM | 0 | NY | NY | H2 Pipeline - New |  |  |  | 0.55526 | 0
LCP_Inputs_ON_Electric_2023_04_03 | 2035 |  |  | Hydrogen |  | Dispatch-Intraconnection | VOM | 0 | NY | NY | H2 Pipeline - Repurposed |  |  |  | 0.55526 | 0
LCP_Inputs_ON_Electric_2023_04_03 | 2035 |  |  | Methane |  | Dispatch-Interconnection | VOM | 0 | NY | ON | CH4 Pipeline |  |  |  | 0.55526 | 0
LCP_Inputs_ON_Electric_2023_04_03 | 2035 |  |  | Electricity |  | Dispatch-Interconnection | VOM | 15783416.3221 | NY | ON | Electricity Transmission Line |  |  |  | 0.55526 | 8763970.8152
LCP_Inputs_ON_Electric_2023_04_03 | 2035 |  |  | Hydrogen |  | Dispatch-Interconnection | VOM | 0 | NY | ON | H2 Pipeline - New |  |  |  | 0.55526 | 0
LCP_Inputs_ON_Electric_2023_04_03 | 2035 |  |  | Hydrogen |  | Dispatch-Interconnection | VOM | 0 | NY | ON | H2 Pipeline - Repurposed |  |  |  | 0.55526 | 0
LCP_Inputs_ON_Electric_2023_04_03 | 2035 |  |  | Electricity |  | Dispatch-Interconnection | VOM | 23348810.6325 | NY | QC | Electricity Transmission Line |  |  |  | 0.55526 | 12964765.7248
LCP_Inputs_ON_Electric_2023_04_03 | 2035 |  |  | Methane |  | Dispatch-Interconnection | VOM | 0 | ON | MI | CH4 Pipeline |  |  |  | 0.55526 | 0
LCP_Inputs_ON_Electric_2023_04_03 | 2035 |  |  | Electricity |  | Dispatch-Interconnection | VOM | 607129.5204 | ON | MI | Electricity Transmission Line |  |  |  | 0.55526 | 337117.4712
LCP_Inputs_ON_Electric_2023_04_03 | 2035 |  |  | Hydrogen |  | Dispatch-Interconnection | VOM | 0 | ON | MI | H2 Pipeline - New |  |  |  | 0.55526 | 0
LCP_Inputs_ON_Electric_2023_04_03 | 2035 |  |  | Hydrogen |  | Dispatch-Interconnection | VOM | 0 | ON | MI | H2 Pipeline - Repurposed |  |  |  | 0.55526 | 0
LCP_Inputs_ON_Electric_2023_04_03 | 2035 |  |  | Methane |  | Dispatch-Interconnection | VOM | 0 | ON | NY | CH4 Pipeline |  |  |  | 0.55526 | 0
LCP_Inputs_ON_Electric_2023_04_03 | 2035 |  |  | Electricity |  | Dispatch-Interconnection | VOM | 10354538.8849 | ON | NY | Electricity Transmission Line |  |  |  | 0.55526 | 5749507.8848
LCP_Inputs_ON_Electric_2023_04_03 | 2035 |  |  | Hydrogen |  | Dispatch-Interconnection | VOM | 0 | ON | NY | H2 Pipeline - New |  |  |  | 0.55526 | 0
LCP_Inputs_ON_Electric_2023_04_03 | 2035 |  |  | Hydrogen |  | Dispatch-Interconnection | VOM | 0 | ON | NY | H2 Pipeline - Repurposed |  |  |  | 0.55526 | 0
LCP_Inputs_ON_Electric_2023_04_03 | 2035 |  |  | Methane |  | Dispatch-Intraconnection | VOM | 661976965.2959 | ON | ON | CH4 Pipeline |  |  |  | 0.55526 | 367572310.4427
LCP_Inputs_ON_Electric_2023_04_03 | 2035 |  |  | Electricity |  | Dispatch-Intraconnection | VOM | 0 | ON | ON | Electricity Transmission Line |  |  |  | 0.55526 | 0
LCP_Inputs_ON_Electric_2023_04_03 | 2035 |  |  | Hydrogen |  | Dispatch-Intraconnection | VOM | 0 | ON | ON | H2 Pipeline - New |  |  |  | 0.55526 | 0
LCP_Inputs_ON_Electric_2023_04_03 | 2035 |  |  | Hydrogen |  | Dispatch-Intraconnection | VOM | 110846468.6684 | ON | ON | H2 Pipeline - Repurposed |  |  |  | 0.55526 | 61549109.3027
LCP_Inputs_ON_Electric_2023_04_03 | 2035 |  |  | Methane |  | Dispatch-Interconnection | VOM | 0 | ON | PJ | CH4 Pipeline |  |  |  | 0.55526 | 0
LCP_Inputs_ON_Electric_2023_04_03 | 2035 |  |  | Electricity |  | Dispatch-Interconnection | VOM | 6430181.6062 | ON | PJ | Electricity Transmission Line |  |  |  | 0.55526 | 3570451.5919
LCP_Inputs_ON_Electric_2023_04_03 | 2035 |  |  | Hydrogen |  | Dispatch-Interconnection | VOM | 0 | ON | PJ | H2 Pipeline - New |  |  |  | 0.55526 | 0
LCP_Inputs_ON_Electric_2023_04_03 | 2035 |  |  | Hydrogen |  | Dispatch-Interconnection | VOM | 0 | ON | PJ | H2 Pipeline - Repurposed |  |  |  | 0.55526 | 0
LCP_Inputs_ON_Electric_2023_04_03 | 2035 |  |  | Methane |  | Dispatch-Interconnection | VOM | 0 | ON | QC | CH4 Pipeline |  |  |  | 0.55526 | 0
LCP_Inputs_ON_Electric_2023_04_03 | 2035 |  |  | Electricity |  | Dispatch-Interconnection | VOM | 7436282.0518 | ON | QC | Electricity Transmission Line |  |  |  | 0.55526 | 4129103.4555
LCP_Inputs_ON_Electric_2023_04_03 | 2035 |  |  | Hydrogen |  | Dispatch-Interconnection | VOM | 0 | ON | QC | H2 Pipeline - New |  |  |  | 0.55526 | 0
LCP_Inputs_ON_Electric_2023_04_03 | 2035 |  |  | Hydrogen |  | Dispatch-Interconnection | VOM | 0 | ON | QC | H2 Pipeline - Repurposed |  |  |  | 0.55526 | 0
LCP_Inputs_ON_Electric_2023_04_03 | 2035 |  |  | Methane |  | Dispatch-Interconnection | VOM | 0 | ON | WC | CH4 Pipeline |  |  |  | 0.55526 | 0
LCP_Inputs_ON_Electric_2023_04_03 | 2035 |  |  | Electricity |  | Dispatch-Interconnection | VOM | 0 | ON | WC | Electricity Transmission Line |  |  |  | 0.55526 | 0
LCP_Inputs_ON_Electric_2023_04_03 | 2035 |  |  | Hydrogen |  | Dispatch-Interconnection | VOM | 0 | ON | WC | H2 Pipeline - New |  |  |  | 0.55526 | 0
LCP_Inputs_ON_Electric_2023_04_03 | 2035 |  |  | Hydrogen |  | Dispatch-Interconnection | VOM | 0 | ON | WC | H2 Pipeline - Repurposed |  |  |  | 0.55526 | 0
LCP_Inputs_ON_Electric_2023_04_03 | 2035 |  |  | Methane |  | Dispatch-Interconnection | VOM | 0 | PJ | ON | CH4 Pipeline |  |  |  | 0.55526 | 0
LCP_Inputs_ON_Electric_2023_04_03 | 2035 |  |  | Electricity |  | Dispatch-Interconnection | VOM | 9633856.5923 | PJ | ON | Electricity Transmission Line |  |  |  | 0.55526 | 5349338.5899
LCP_Inputs_ON_Electric_2023_04_03 | 2035 |  |  | Hydrogen |  | Dispatch-Interconnection | VOM | 0 | PJ | ON | H2 Pipeline - New |  |  |  | 0.55526 | 0
LCP_Inputs_ON_Electric_2023_04_03 | 2035 |  |  | Hydrogen |  | Dispatch-Interconnection | VOM | 0 | PJ | ON | H2 Pipeline - Repurposed |  |  |  | 0.55526 | 0
LCP_Inputs_ON_Electric_2023_04_03 | 2035 |  |  | Methane |  | Dispatch-Intraconnection | VOM | 0 | PJ | PJ | CH4 Pipeline |  |  |  | 0.55526 | 0
LCP_Inputs_ON_Electric_2023_04_03 | 2035 |  |  | Electricity |  | Dispatch-Intraconnection | VOM | 0 | PJ | PJ | Electricity Transmission Line |  |  |  | 0.55526 | 0
LCP_Inputs_ON_Electric_2023_04_03 | 2035 |  |  | Hydrogen |  | Dispatch-Intraconnection | VOM | 0 | PJ | PJ | H2 Pipeline - New |  |  |  | 0.55526 | 0
LCP_Inputs_ON_Electric_2023_04_03 | 2035 |  |  | Hydrogen |  | Dispatch-Intraconnection | VOM | 0 | PJ | PJ | H2 Pipeline - Repurposed |  |  |  | 0.55526 | 0
LCP_Inputs_ON_Electric_2023_04_03 | 2035 |  |  | Electricity |  | Dispatch-Interconnection | VOM | 23181827.4078 | QC | NY | Electricity Transmission Line |  |  |  | 0.55526 | 12872045.8676
LCP_Inputs_ON_Electric_2023_04_03 | 2035 |  |  | Methane |  | Dispatch-Interconnection | VOM | 0 | QC | ON | CH4 Pipeline |  |  |  | 0.55526 | 0
LCP_Inputs_ON_Electric_2023_04_03 | 2035 |  |  | Electricity |  | Dispatch-Interconnection | VOM | 11251575.1947 | QC | ON | Electricity Transmission Line |  |  |  | 0.55526 | 6247600.3052
LCP_Inputs_ON_Electric_2023_04_03 | 2035 |  |  | Hydrogen |  | Dispatch-Interconnection | VOM | 0 | QC | ON | H2 Pipeline - New |  |  |  | 0.55526 | 0
LCP_Inputs_ON_Electric_2023_04_03 | 2035 |  |  | Hydrogen |  | Dispatch-Interconnection | VOM | 0 | QC | ON | H2 Pipeline - Repurposed |  |  |  | 0.55526 | 0
LCP_Inputs_ON_Electric_2023_04_03 | 2035 |  |  | Methane |  | Dispatch-Intraconnection | VOM | 0 | QC | QC | CH4 Pipeline |  |  |  | 0.55526 | 0
LCP_Inputs_ON_Electric_2023_04_03 | 2035 |  |  | Electricity |  | Dispatch-Intraconnection | VOM | 0 | QC | QC | Electricity Transmission Line |  |  |  | 0.55526 | 0
LCP_Inputs_ON_Electric_2023_04_03 | 2035 |  |  | Hydrogen |  | Dispatch-Intraconnection | VOM | 0 | QC | QC | H2 Pipeline - New |  |  |  | 0.55526 | 0
LCP_Inputs_ON_Electric_2023_04_03 | 2035 |  |  | Hydrogen |  | Dispatch-Intraconnection | VOM | 0 | QC | QC | H2 Pipeline - Repurposed |  |  |  | 0.55526 | 0
LCP_Inputs_ON_Electric_2023_04_03 | 2035 |  |  | Electricity |  | Dispatch-Interconnection | VOM | 10712996.2757 | WC | MI | Electricity Transmission Line |  |  |  | 0.55526 | 5948546.5496
LCP_Inputs_ON_Electric_2023_04_03 | 2035 |  |  | Methane |  | Dispatch-Interconnection | VOM | 0 | WC | ON | CH4 Pipeline |  |  |  | 0.55526 | 0
LCP_Inputs_ON_Electric_2023_04_03 | 2035 |  |  | Electricity |  | Dispatch-Interconnection | VOM | 5195748.8448 | WC | ON | Electricity Transmission Line |  |  |  | 0.55526 | 2885014.8985
LCP_Inputs_ON_Electric_2023_04_03 | 2035 |  |  | Hydrogen |  | Dispatch-Interconnection | VOM | 0 | WC | ON | H2 Pipeline - New |  |  |  | 0.55526 | 0
LCP_Inputs_ON_Electric_2023_04_03 | 2035 |  |  | Hydrogen |  | Dispatch-Interconnection | VOM | 0 | WC | ON | H2 Pipeline - Repurposed |  |  |  | 0.55526 | 0
LCP_Inputs_ON_Electric_2023_04_03 | 2035 |  |  | Methane |  | Dispatch-Intraconnection | VOM | 0 | WC | WC | CH4 Pipeline |  |  |  | 0.55526 | 0
LCP_Inputs_ON_Electric_2023_04_03 | 2035 |  |  | Electricity |  | Dispatch-Intraconnection | VOM | 0 | WC | WC | Electricity Transmission Line |  |  |  | 0.55526 | 0
LCP_Inputs_ON_Electric_2023_04_03 | 2035 |  |  | Hydrogen |  | Dispatch-Intraconnection | VOM | 0 | WC | WC | H2 Pipeline - New |  |  |  | 0.55526 | 0
LCP_Inputs_ON_Electric_2023_04_03 | 2035 |  |  | Hydrogen |  | Dispatch-Intraconnection | VOM | 0 | WC | WC | H2 Pipeline - Repurposed |  |  |  | 0.55526 | 0
LCP_Inputs_ON_Electric_2023_04_03 | 2036 |  |  | Methane |  | Dispatch-Intraconnection | VOM | 0 | MI | MI | CH4 Pipeline |  |  |  | 0.53391 | 0
LCP_Inputs_ON_Electric_2023_04_03 | 2036 |  |  | Electricity |  | Dispatch-Intraconnection | VOM | 0 | MI | MI | Electricity Transmission Line |  |  |  | 0.53391 | 0
LCP_Inputs_ON_Electric_2023_04_03 | 2036 |  |  | Hydrogen |  | Dispatch-Intraconnection | VOM | 0 | MI | MI | H2 Pipeline - New |  |  |  | 0.53391 | 0
LCP_Inputs_ON_Electric_2023_04_03 | 2036 |  |  | Hydrogen |  | Dispatch-Intraconnection | VOM | 0 | MI | MI | H2 Pipeline - Repurposed |  |  |  | 0.53391 | 0
LCP_Inputs_ON_Electric_2023_04_03 | 2036 |  |  | Methane |  | Dispatch-Interconnection | VOM | 0 | MI | ON | CH4 Pipeline |  |  |  | 0.53391 | 0
LCP_Inputs_ON_Electric_2023_04_03 | 2036 |  |  | Electricity |  | Dispatch-Interconnection | VOM | 23870137.5114 | MI | ON | Electricity Transmission Line |  |  |  | 0.53391 | 12744461.5721
LCP_Inputs_ON_Electric_2023_04_03 | 2036 |  |  | Hydrogen |  | Dispatch-Interconnection | VOM | 0 | MI | ON | H2 Pipeline - New |  |  |  | 0.53391 | 0
LCP_Inputs_ON_Electric_2023_04_03 | 2036 |  |  | Hydrogen |  | Dispatch-Interconnection | VOM | 0 | MI | ON | H2 Pipeline - Repurposed |  |  |  | 0.53391 | 0
LCP_Inputs_ON_Electric_2023_04_03 | 2036 |  |  | Electricity |  | Dispatch-Interconnection | VOM | 3412861.4981 | MI | WC | Electricity Transmission Line |  |  |  | 0.53391 | 1822154.6563
LCP_Inputs_ON_Electric_2023_04_03 | 2036 |  |  | Methane |  | Dispatch-Intraconnection | VOM | 0 | NY | NY | CH4 Pipeline |  |  |  | 0.53391 | 0
LCP_Inputs_ON_Electric_2023_04_03 | 2036 |  |  | Electricity |  | Dispatch-Intraconnection | VOM | 0 | NY | NY | Electricity Transmission Line |  |  |  | 0.53391 | 0
LCP_Inputs_ON_Electric_2023_04_03 | 2036 |  |  | Hydrogen |  | Dispatch-Intraconnection | VOM | 0 | NY | NY | H2 Pipeline - New |  |  |  | 0.53391 | 0
LCP_Inputs_ON_Electric_2023_04_03 | 2036 |  |  | Hydrogen |  | Dispatch-Intraconnection | VOM | 0 | NY | NY | H2 Pipeline - Repurposed |  |  |  | 0.53391 | 0
LCP_Inputs_ON_Electric_2023_04_03 | 2036 |  |  | Methane |  | Dispatch-Interconnection | VOM | 0 | NY | ON | CH4 Pipeline |  |  |  | 0.53391 | 0
LCP_Inputs_ON_Electric_2023_04_03 | 2036 |  |  | Electricity |  | Dispatch-Interconnection | VOM | 15783416.3221 | NY | ON | Electricity Transmission Line |  |  |  | 0.53391 | 8426895.0146
LCP_Inputs_ON_Electric_2023_04_03 | 2036 |  |  | Hydrogen |  | Dispatch-Interconnection | VOM | 0 | NY | ON | H2 Pipeline - New |  |  |  | 0.53391 | 0
LCP_Inputs_ON_Electric_2023_04_03 | 2036 |  |  | Hydrogen |  | Dispatch-Interconnection | VOM | 0 | NY | ON | H2 Pipeline - Repurposed |  |  |  | 0.53391 | 0
LCP_Inputs_ON_Electric_2023_04_03 | 2036 |  |  | Electricity |  | Dispatch-Interconnection | VOM | 23348810.6325 | NY | QC | Electricity Transmission Line |  |  |  | 0.53391 | 12466120.8892
LCP_Inputs_ON_Electric_2023_04_03 | 2036 |  |  | Methane |  | Dispatch-Interconnection | VOM | 0 | ON | MI | CH4 Pipeline |  |  |  | 0.53391 | 0
LCP_Inputs_ON_Electric_2023_04_03 | 2036 |  |  | Electricity |  | Dispatch-Interconnection | VOM | 607129.5204 | ON | MI | Electricity Transmission Line |  |  |  | 0.53391 | 324151.4146
LCP_Inputs_ON_Electric_2023_04_03 | 2036 |  |  | Hydrogen |  | Dispatch-Interconnection | VOM | 0 | ON | MI | H2 Pipeline - New |  |  |  | 0.53391 | 0
LCP_Inputs_ON_Electric_2023_04_03 | 2036 |  |  | Hydrogen |  | Dispatch-Interconnection | VOM | 0 | ON | MI | H2 Pipeline - Repurposed |  |  |  | 0.53391 | 0
LCP_Inputs_ON_Electric_2023_04_03 | 2036 |  |  | Methane |  | Dispatch-Interconnection | VOM | 0 | ON | NY | CH4 Pipeline |  |  |  | 0.53391 | 0
LCP_Inputs_ON_Electric_2023_04_03 | 2036 |  |  | Electricity |  | Dispatch-Interconnection | VOM | 10354538.8849 | ON | NY | Electricity Transmission Line |  |  |  | 0.53391 | 5528372.9661
LCP_Inputs_ON_Electric_2023_04_03 | 2036 |  |  | Hydrogen |  | Dispatch-Interconnection | VOM | 0 | ON | NY | H2 Pipeline - New |  |  |  | 0.53391 | 0
LCP_Inputs_ON_Electric_2023_04_03 | 2036 |  |  | Hydrogen |  | Dispatch-Interconnection | VOM | 0 | ON | NY | H2 Pipeline - Repurposed |  |  |  | 0.53391 | 0
LCP_Inputs_ON_Electric_2023_04_03 | 2036 |  |  | Methane |  | Dispatch-Intraconnection | VOM | 661976965.2959 | ON | ON | CH4 Pipeline |  |  |  | 0.53391 | 353434913.8872
LCP_Inputs_ON_Electric_2023_04_03 | 2036 |  |  | Electricity |  | Dispatch-Intraconnection | VOM | 0 | ON | ON | Electricity Transmission Line |  |  |  | 0.53391 | 0
LCP_Inputs_ON_Electric_2023_04_03 | 2036 |  |  | Hydrogen |  | Dispatch-Intraconnection | VOM | 0 | ON | ON | H2 Pipeline - New |  |  |  | 0.53391 | 0
LCP_Inputs_ON_Electric_2023_04_03 | 2036 |  |  | Hydrogen |  | Dispatch-Intraconnection | VOM | 110846468.6684 | ON | ON | H2 Pipeline - Repurposed |  |  |  | 0.53391 | 59181835.868
LCP_Inputs_ON_Electric_2023_04_03 | 2036 |  |  | Methane |  | Dispatch-Interconnection | VOM | 0 | ON | PJ | CH4 Pipeline |  |  |  | 0.53391 | 0
LCP_Inputs_ON_Electric_2023_04_03 | 2036 |  |  | Electricity |  | Dispatch-Interconnection | VOM | 6430181.6062 | ON | PJ | Electricity Transmission Line |  |  |  | 0.53391 | 3433126.5307
LCP_Inputs_ON_Electric_2023_04_03 | 2036 |  |  | Hydrogen |  | Dispatch-Interconnection | VOM | 0 | ON | PJ | H2 Pipeline - New |  |  |  | 0.53391 | 0
LCP_Inputs_ON_Electric_2023_04_03 | 2036 |  |  | Hydrogen |  | Dispatch-Interconnection | VOM | 0 | ON | PJ | H2 Pipeline - Repurposed |  |  |  | 0.53391 | 0
LCP_Inputs_ON_Electric_2023_04_03 | 2036 |  |  | Methane |  | Dispatch-Interconnection | VOM | 0 | ON | QC | CH4 Pipeline |  |  |  | 0.53391 | 0
LCP_Inputs_ON_Electric_2023_04_03 | 2036 |  |  | Electricity |  | Dispatch-Interconnection | VOM | 7436282.0518 | ON | QC | Electricity Transmission Line |  |  |  | 0.53391 | 3970291.7841
LCP_Inputs_ON_Electric_2023_04_03 | 2036 |  |  | Hydrogen |  | Dispatch-Interconnection | VOM | 0 | ON | QC | H2 Pipeline - New |  |  |  | 0.53391 | 0
LCP_Inputs_ON_Electric_2023_04_03 | 2036 |  |  | Hydrogen |  | Dispatch-Interconnection | VOM | 0 | ON | QC | H2 Pipeline - Repurposed |  |  |  | 0.53391 | 0
LCP_Inputs_ON_Electric_2023_04_03 | 2036 |  |  | Methane |  | Dispatch-Interconnection | VOM | 0 | ON | WC | CH4 Pipeline |  |  |  | 0.53391 | 0
LCP_Inputs_ON_Electric_2023_04_03 | 2036 |  |  | Electricity |  | Dispatch-Interconnection | VOM | 0 | ON | WC | Electricity Transmission Line |  |  |  | 0.53391 | 0
LCP_Inputs_ON_Electric_2023_04_03 | 2036 |  |  | Hydrogen |  | Dispatch-Interconnection | VOM | 0 | ON | WC | H2 Pipeline - New |  |  |  | 0.53391 | 0
LCP_Inputs_ON_Electric_2023_04_03 | 2036 |  |  | Hydrogen |  | Dispatch-Interconnection | VOM | 0 | ON | WC | H2 Pipeline - Repurposed |  |  |  | 0.53391 | 0
LCP_Inputs_ON_Electric_2023_04_03 | 2036 |  |  | Methane |  | Dispatch-Interconnection | VOM | 0 | PJ | ON | CH4 Pipeline |  |  |  | 0.53391 | 0
LCP_Inputs_ON_Electric_2023_04_03 | 2036 |  |  | Electricity |  | Dispatch-Interconnection | VOM | 9633856.5923 | PJ | ON | Electricity Transmission Line |  |  |  | 0.53391 | 5143594.798
LCP_Inputs_ON_Electric_2023_04_03 | 2036 |  |  | Hydrogen |  | Dispatch-Interconnection | VOM | 0 | PJ | ON | H2 Pipeline - New |  |  |  | 0.53391 | 0
LCP_Inputs_ON_Electric_2023_04_03 | 2036 |  |  | Hydrogen |  | Dispatch-Interconnection | VOM | 0 | PJ | ON | H2 Pipeline - Repurposed |  |  |  | 0.53391 | 0
LCP_Inputs_ON_Electric_2023_04_03 | 2036 |  |  | Methane |  | Dispatch-Intraconnection | VOM | 0 | PJ | PJ | CH4 Pipeline |  |  |  | 0.53391 | 0
LCP_Inputs_ON_Electric_2023_04_03 | 2036 |  |  | Electricity |  | Dispatch-Intraconnection | VOM | 0 | PJ | PJ | Electricity Transmission Line |  |  |  | 0.53391 | 0
LCP_Inputs_ON_Electric_2023_04_03 | 2036 |  |  | Hydrogen |  | Dispatch-Intraconnection | VOM | 0 | PJ | PJ | H2 Pipeline - New |  |  |  | 0.53391 | 0
LCP_Inputs_ON_Electric_2023_04_03 | 2036 |  |  | Hydrogen |  | Dispatch-Intraconnection | VOM | 0 | PJ | PJ | H2 Pipeline - Repurposed |  |  |  | 0.53391 | 0
LCP_Inputs_ON_Electric_2023_04_03 | 2036 |  |  | Electricity |  | Dispatch-Interconnection | VOM | 23181827.4078 | QC | NY | Electricity Transmission Line |  |  |  | 0.53391 | 12376967.1804
LCP_Inputs_ON_Electric_2023_04_03 | 2036 |  |  | Methane |  | Dispatch-Interconnection | VOM | 0 | QC | ON | CH4 Pipeline |  |  |  | 0.53391 | 0
LCP_Inputs_ON_Electric_2023_04_03 | 2036 |  |  | Electricity |  | Dispatch-Interconnection | VOM | 11251575.1947 | QC | ON | Electricity Transmission Line |  |  |  | 0.53391 | 6007307.9858
LCP_Inputs_ON_Electric_2023_04_03 | 2036 |  |  | Hydrogen |  | Dispatch-Interconnection | VOM | 0 | QC | ON | H2 Pipeline - New |  |  |  | 0.53391 | 0
LCP_Inputs_ON_Electric_2023_04_03 | 2036 |  |  | Hydrogen |  | Dispatch-Interconnection | VOM | 0 | QC | ON | H2 Pipeline - Repurposed |  |  |  | 0.53391 | 0
LCP_Inputs_ON_Electric_2023_04_03 | 2036 |  |  | Methane |  | Dispatch-Intraconnection | VOM | 0 | QC | QC | CH4 Pipeline |  |  |  | 0.53391 | 0
LCP_Inputs_ON_Electric_2023_04_03 | 2036 |  |  | Electricity |  | Dispatch-Intraconnection | VOM | 0 | QC | QC | Electricity Transmission Line |  |  |  | 0.53391 | 0
LCP_Inputs_ON_Electric_2023_04_03 | 2036 |  |  | Hydrogen |  | Dispatch-Intraconnection | VOM | 0 | QC | QC | H2 Pipeline - New |  |  |  | 0.53391 | 0
LCP_Inputs_ON_Electric_2023_04_03 | 2036 |  |  | Hydrogen |  | Dispatch-Intraconnection | VOM | 0 | QC | QC | H2 Pipeline - Repurposed |  |  |  | 0.53391 | 0
LCP_Inputs_ON_Electric_2023_04_03 | 2036 |  |  | Electricity |  | Dispatch-Interconnection | VOM | 10712996.2757 | WC | MI | Electricity Transmission Line |  |  |  | 0.53391 | 5719756.2977
LCP_Inputs_ON_Electric_2023_04_03 | 2036 |  |  | Methane |  | Dispatch-Interconnection | VOM | 0 | WC | ON | CH4 Pipeline |  |  |  | 0.53391 | 0
LCP_Inputs_ON_Electric_2023_04_03 | 2036 |  |  | Electricity |  | Dispatch-Interconnection | VOM | 5195748.8448 | WC | ON | Electricity Transmission Line |  |  |  | 0.53391 | 2774052.7871
LCP_Inputs_ON_Electric_2023_04_03 | 2036 |  |  | Hydrogen |  | Dispatch-Interconnection | VOM | 0 | WC | ON | H2 Pipeline - New |  |  |  | 0.53391 | 0
LCP_Inputs_ON_Electric_2023_04_03 | 2036 |  |  | Hydrogen |  | Dispatch-Interconnection | VOM | 0 | WC | ON | H2 Pipeline - Repurposed |  |  |  | 0.53391 | 0
LCP_Inputs_ON_Electric_2023_04_03 | 2036 |  |  | Methane |  | Dispatch-Intraconnection | VOM | 0 | WC | WC | CH4 Pipeline |  |  |  | 0.53391 | 0
LCP_Inputs_ON_Electric_2023_04_03 | 2036 |  |  | Electricity |  | Dispatch-Intraconnection | VOM | 0 | WC | WC | Electricity Transmission Line |  |  |  | 0.53391 | 0
LCP_Inputs_ON_Electric_2023_04_03 | 2036 |  |  | Hydrogen |  | Dispatch-Intraconnection | VOM | 0 | WC | WC | H2 Pipeline - New |  |  |  | 0.53391 | 0
LCP_Inputs_ON_Electric_2023_04_03 | 2036 |  |  | Hydrogen |  | Dispatch-Intraconnection | VOM | 0 | WC | WC | H2 Pipeline - Repurposed |  |  |  | 0.53391 | 0
LCP_Inputs_ON_Electric_2023_04_03 | 2037 |  |  | Methane |  | Dispatch-Intraconnection | VOM | 0 | MI | MI | CH4 Pipeline |  |  |  | 0.51337 | 0
LCP_Inputs_ON_Electric_2023_04_03 | 2037 |  |  | Electricity |  | Dispatch-Intraconnection | VOM | 0 | MI | MI | Electricity Transmission Line |  |  |  | 0.51337 | 0
LCP_Inputs_ON_Electric_2023_04_03 | 2037 |  |  | Hydrogen |  | Dispatch-Intraconnection | VOM | 0 | MI | MI | H2 Pipeline - New |  |  |  | 0.51337 | 0
LCP_Inputs_ON_Electric_2023_04_03 | 2037 |  |  | Hydrogen |  | Dispatch-Intraconnection | VOM | 0 | MI | MI | H2 Pipeline - Repurposed |  |  |  | 0.51337 | 0
LCP_Inputs_ON_Electric_2023_04_03 | 2037 |  |  | Methane |  | Dispatch-Interconnection | VOM | 0 | MI | ON | CH4 Pipeline |  |  |  | 0.51337 | 0
LCP_Inputs_ON_Electric_2023_04_03 | 2037 |  |  | Electricity |  | Dispatch-Interconnection | VOM | 23870137.5114 | MI | ON | Electricity Transmission Line |  |  |  | 0.51337 | 12254289.9731
LCP_Inputs_ON_Electric_2023_04_03 | 2037 |  |  | Hydrogen |  | Dispatch-Interconnection | VOM | 0 | MI | ON | H2 Pipeline - New |  |  |  | 0.51337 | 0
LCP_Inputs_ON_Electric_2023_04_03 | 2037 |  |  | Hydrogen |  | Dispatch-Interconnection | VOM | 0 | MI | ON | H2 Pipeline - Repurposed |  |  |  | 0.51337 | 0
LCP_Inputs_ON_Electric_2023_04_03 | 2037 |  |  | Electricity |  | Dispatch-Interconnection | VOM | 3412861.4981 | MI | WC | Electricity Transmission Line |  |  |  | 0.51337 | 1752071.7849
LCP_Inputs_ON_Electric_2023_04_03 | 2037 |  |  | Methane |  | Dispatch-Intraconnection | VOM | 0 | NY | NY | CH4 Pipeline |  |  |  | 0.51337 | 0
LCP_Inputs_ON_Electric_2023_04_03 | 2037 |  |  | Electricity |  | Dispatch-Intraconnection | VOM | 0 | NY | NY | Electricity Transmission Line |  |  |  | 0.51337 | 0
LCP_Inputs_ON_Electric_2023_04_03 | 2037 |  |  | Hydrogen |  | Dispatch-Intraconnection | VOM | 0 | NY | NY | H2 Pipeline - New |  |  |  | 0.51337 | 0
LCP_Inputs_ON_Electric_2023_04_03 | 2037 |  |  | Hydrogen |  | Dispatch-Intraconnection | VOM | 0 | NY | NY | H2 Pipeline - Repurposed |  |  |  | 0.51337 | 0
LCP_Inputs_ON_Electric_2023_04_03 | 2037 |  |  | Methane |  | Dispatch-Interconnection | VOM | 0 | NY | ON | CH4 Pipeline |  |  |  | 0.51337 | 0
LCP_Inputs_ON_Electric_2023_04_03 | 2037 |  |  | Electricity |  | Dispatch-Interconnection | VOM | 15783416.3221 | NY | ON | Electricity Transmission Line |  |  |  | 0.51337 | 8102783.6679
LCP_Inputs_ON_Electric_2023_04_03 | 2037 |  |  | Hydrogen |  | Dispatch-Interconnection | VOM | 0 | NY | ON | H2 Pipeline - New |  |  |  | 0.51337 | 0
LCP_Inputs_ON_Electric_2023_04_03 | 2037 |  |  | Hydrogen |  | Dispatch-Interconnection | VOM | 0 | NY | ON | H2 Pipeline - Repurposed |  |  |  | 0.51337 | 0
LCP_Inputs_ON_Electric_2023_04_03 | 2037 |  |  | Electricity |  | Dispatch-Interconnection | VOM | 23348810.6325 | NY | QC | Electricity Transmission Line |  |  |  | 0.51337 | 11986654.7012
LCP_Inputs_ON_Electric_2023_04_03 | 2037 |  |  | Methane |  | Dispatch-Interconnection | VOM | 0 | ON | MI | CH4 Pipeline |  |  |  | 0.51337 | 0
LCP_Inputs_ON_Electric_2023_04_03 | 2037 |  |  | Electricity |  | Dispatch-Interconnection | VOM | 607129.5204 | ON | MI | Electricity Transmission Line |  |  |  | 0.51337 | 311684.0525
LCP_Inputs_ON_Electric_2023_04_03 | 2037 |  |  | Hydrogen |  | Dispatch-Interconnection | VOM | 0 | ON | MI | H2 Pipeline - New |  |  |  | 0.51337 | 0
LCP_Inputs_ON_Electric_2023_04_03 | 2037 |  |  | Hydrogen |  | Dispatch-Interconnection | VOM | 0 | ON | MI | H2 Pipeline - Repurposed |  |  |  | 0.51337 | 0
LCP_Inputs_ON_Electric_2023_04_03 | 2037 |  |  | Methane |  | Dispatch-Interconnection | VOM | 0 | ON | NY | CH4 Pipeline |  |  |  | 0.51337 | 0
LCP_Inputs_ON_Electric_2023_04_03 | 2037 |  |  | Electricity |  | Dispatch-Interconnection | VOM | 10354538.8849 | ON | NY | Electricity Transmission Line |  |  |  | 0.51337 | 5315743.2366
LCP_Inputs_ON_Electric_2023_04_03 | 2037 |  |  | Hydrogen |  | Dispatch-Interconnection | VOM | 0 | ON | NY | H2 Pipeline - New |  |  |  | 0.51337 | 0
LCP_Inputs_ON_Electric_2023_04_03 | 2037 |  |  | Hydrogen |  | Dispatch-Interconnection | VOM | 0 | ON | NY | H2 Pipeline - Repurposed |  |  |  | 0.51337 | 0
LCP_Inputs_ON_Electric_2023_04_03 | 2037 |  |  | Methane |  | Dispatch-Intraconnection | VOM | 661976965.2959 | ON | ON | CH4 Pipeline |  |  |  | 0.51337 | 339841263.3531
LCP_Inputs_ON_Electric_2023_04_03 | 2037 |  |  | Electricity |  | Dispatch-Intraconnection | VOM | 0 | ON | ON | Electricity Transmission Line |  |  |  | 0.51337 | 0
LCP_Inputs_ON_Electric_2023_04_03 | 2037 |  |  | Hydrogen |  | Dispatch-Intraconnection | VOM | 0 | ON | ON | H2 Pipeline - New |  |  |  | 0.51337 | 0
LCP_Inputs_ON_Electric_2023_04_03 | 2037 |  |  | Hydrogen |  | Dispatch-Intraconnection | VOM | 110846468.6684 | ON | ON | H2 Pipeline - Repurposed |  |  |  | 0.51337 | 56905611.4115
LCP_Inputs_ON_Electric_2023_04_03 | 2037 |  |  | Methane |  | Dispatch-Interconnection | VOM | 0 | ON | PJ | CH4 Pipeline |  |  |  | 0.51337 | 0
LCP_Inputs_ON_Electric_2023_04_03 | 2037 |  |  | Electricity |  | Dispatch-Interconnection | VOM | 6430181.6062 | ON | PJ | Electricity Transmission Line |  |  |  | 0.51337 | 3301083.2026
LCP_Inputs_ON_Electric_2023_04_03 | 2037 |  |  | Hydrogen |  | Dispatch-Interconnection | VOM | 0 | ON | PJ | H2 Pipeline - New |  |  |  | 0.51337 | 0
LCP_Inputs_ON_Electric_2023_04_03 | 2037 |  |  | Hydrogen |  | Dispatch-Interconnection | VOM | 0 | ON | PJ | H2 Pipeline - Repurposed |  |  |  | 0.51337 | 0
LCP_Inputs_ON_Electric_2023_04_03 | 2037 |  |  | Methane |  | Dispatch-Interconnection | VOM | 0 | ON | QC | CH4 Pipeline |  |  |  | 0.51337 | 0
LCP_Inputs_ON_Electric_2023_04_03 | 2037 |  |  | Electricity |  | Dispatch-Interconnection | VOM | 7436282.0518 | ON | QC | Electricity Transmission Line |  |  |  | 0.51337 | 3817588.254
LCP_Inputs_ON_Electric_2023_04_03 | 2037 |  |  | Hydrogen |  | Dispatch-Interconnection | VOM | 0 | ON | QC | H2 Pipeline - New |  |  |  | 0.51337 | 0
LCP_Inputs_ON_Electric_2023_04_03 | 2037 |  |  | Hydrogen |  | Dispatch-Interconnection | VOM | 0 | ON | QC | H2 Pipeline - Repurposed |  |  |  | 0.51337 | 0
LCP_Inputs_ON_Electric_2023_04_03 | 2037 |  |  | Methane |  | Dispatch-Interconnection | VOM | 0 | ON | WC | CH4 Pipeline |  |  |  | 0.51337 | 0
LCP_Inputs_ON_Electric_2023_04_03 | 2037 |  |  | Electricity |  | Dispatch-Interconnection | VOM | 0 | ON | WC | Electricity Transmission Line |  |  |  | 0.51337 | 0
LCP_Inputs_ON_Electric_2023_04_03 | 2037 |  |  | Hydrogen |  | Dispatch-Interconnection | VOM | 0 | ON | WC | H2 Pipeline - New |  |  |  | 0.51337 | 0
LCP_Inputs_ON_Electric_2023_04_03 | 2037 |  |  | Hydrogen |  | Dispatch-Interconnection | VOM | 0 | ON | WC | H2 Pipeline - Repurposed |  |  |  | 0.51337 | 0
LCP_Inputs_ON_Electric_2023_04_03 | 2037 |  |  | Methane |  | Dispatch-Interconnection | VOM | 0 | PJ | ON | CH4 Pipeline |  |  |  | 0.51337 | 0
LCP_Inputs_ON_Electric_2023_04_03 | 2037 |  |  | Electricity |  | Dispatch-Interconnection | VOM | 9633856.5923 | PJ | ON | Electricity Transmission Line |  |  |  | 0.51337 | 4945764.2288
LCP_Inputs_ON_Electric_2023_04_03 | 2037 |  |  | Hydrogen |  | Dispatch-Interconnection | VOM | 0 | PJ | ON | H2 Pipeline - New |  |  |  | 0.51337 | 0
LCP_Inputs_ON_Electric_2023_04_03 | 2037 |  |  | Hydrogen |  | Dispatch-Interconnection | VOM | 0 | PJ | ON | H2 Pipeline - Repurposed |  |  |  | 0.51337 | 0
LCP_Inputs_ON_Electric_2023_04_03 | 2037 |  |  | Methane |  | Dispatch-Intraconnection | VOM | 0 | PJ | PJ | CH4 Pipeline |  |  |  | 0.51337 | 0
LCP_Inputs_ON_Electric_2023_04_03 | 2037 |  |  | Electricity |  | Dispatch-Intraconnection | VOM | 0 | PJ | PJ | Electricity Transmission Line |  |  |  | 0.51337 | 0
LCP_Inputs_ON_Electric_2023_04_03 | 2037 |  |  | Hydrogen |  | Dispatch-Intraconnection | VOM | 0 | PJ | PJ | H2 Pipeline - New |  |  |  | 0.51337 | 0
LCP_Inputs_ON_Electric_2023_04_03 | 2037 |  |  | Hydrogen |  | Dispatch-Intraconnection | VOM | 0 | PJ | PJ | H2 Pipeline - Repurposed |  |  |  | 0.51337 | 0
LCP_Inputs_ON_Electric_2023_04_03 | 2037 |  |  | Electricity |  | Dispatch-Interconnection | VOM | 23181827.4078 | QC | NY | Electricity Transmission Line |  |  |  | 0.51337 | 11900929.9811
LCP_Inputs_ON_Electric_2023_04_03 | 2037 |  |  | Methane |  | Dispatch-Interconnection | VOM | 0 | QC | ON | CH4 Pipeline |  |  |  | 0.51337 | 0
LCP_Inputs_ON_Electric_2023_04_03 | 2037 |  |  | Electricity |  | Dispatch-Interconnection | VOM | 11251575.1947 | QC | ON | Electricity Transmission Line |  |  |  | 0.51337 | 5776257.6786
LCP_Inputs_ON_Electric_2023_04_03 | 2037 |  |  | Hydrogen |  | Dispatch-Interconnection | VOM | 0 | QC | ON | H2 Pipeline - New |  |  |  | 0.51337 | 0
LCP_Inputs_ON_Electric_2023_04_03 | 2037 |  |  | Hydrogen |  | Dispatch-Interconnection | VOM | 0 | QC | ON | H2 Pipeline - Repurposed |  |  |  | 0.51337 | 0
LCP_Inputs_ON_Electric_2023_04_03 | 2037 |  |  | Methane |  | Dispatch-Intraconnection | VOM | 0 | QC | QC | CH4 Pipeline |  |  |  | 0.51337 | 0
LCP_Inputs_ON_Electric_2023_04_03 | 2037 |  |  | Electricity |  | Dispatch-Intraconnection | VOM | 0 | QC | QC | Electricity Transmission Line |  |  |  | 0.51337 | 0
LCP_Inputs_ON_Electric_2023_04_03 | 2037 |  |  | Hydrogen |  | Dispatch-Intraconnection | VOM | 0 | QC | QC | H2 Pipeline - New |  |  |  | 0.51337 | 0
LCP_Inputs_ON_Electric_2023_04_03 | 2037 |  |  | Hydrogen |  | Dispatch-Intraconnection | VOM | 0 | QC | QC | H2 Pipeline - Repurposed |  |  |  | 0.51337 | 0
LCP_Inputs_ON_Electric_2023_04_03 | 2037 |  |  | Electricity |  | Dispatch-Interconnection | VOM | 10712996.2757 | WC | MI | Electricity Transmission Line |  |  |  | 0.51337 | 5499765.6708
LCP_Inputs_ON_Electric_2023_04_03 | 2037 |  |  | Methane |  | Dispatch-Interconnection | VOM | 0 | WC | ON | CH4 Pipeline |  |  |  | 0.51337 | 0
LCP_Inputs_ON_Electric_2023_04_03 | 2037 |  |  | Electricity |  | Dispatch-Interconnection | VOM | 5195748.8448 | WC | ON | Electricity Transmission Line |  |  |  | 0.51337 | 2667358.4491
LCP_Inputs_ON_Electric_2023_04_03 | 2037 |  |  | Hydrogen |  | Dispatch-Interconnection | VOM | 0 | WC | ON | H2 Pipeline - New |  |  |  | 0.51337 | 0
LCP_Inputs_ON_Electric_2023_04_03 | 2037 |  |  | Hydrogen |  | Dispatch-Interconnection | VOM | 0 | WC | ON | H2 Pipeline - Repurposed |  |  |  | 0.51337 | 0
LCP_Inputs_ON_Electric_2023_04_03 | 2037 |  |  | Methane |  | Dispatch-Intraconnection | VOM | 0 | WC | WC | CH4 Pipeline |  |  |  | 0.51337 | 0
LCP_Inputs_ON_Electric_2023_04_03 | 2037 |  |  | Electricity |  | Dispatch-Intraconnection | VOM | 0 | WC | WC | Electricity Transmission Line |  |  |  | 0.51337 | 0
LCP_Inputs_ON_Electric_2023_04_03 | 2037 |  |  | Hydrogen |  | Dispatch-Intraconnection | VOM | 0 | WC | WC | H2 Pipeline - New |  |  |  | 0.51337 | 0
LCP_Inputs_ON_Electric_2023_04_03 | 2037 |  |  | Hydrogen |  | Dispatch-Intraconnection | VOM | 0 | WC | WC | H2 Pipeline - Repurposed |  |  |  | 0.51337 | 0
LCP_Inputs_ON_Electric_2023_04_03 | 2038 |  |  | Methane |  | Dispatch-Intraconnection | VOM | 0 | MI | MI | CH4 Pipeline |  |  |  | 0.49363 | 0
LCP_Inputs_ON_Electric_2023_04_03 | 2038 |  |  | Electricity |  | Dispatch-Intraconnection | VOM | 0 | MI | MI | Electricity Transmission Line |  |  |  | 0.49363 | 0
LCP_Inputs_ON_Electric_2023_04_03 | 2038 |  |  | Hydrogen |  | Dispatch-Intraconnection | VOM | 0 | MI | MI | H2 Pipeline - New |  |  |  | 0.49363 | 0
LCP_Inputs_ON_Electric_2023_04_03 | 2038 |  |  | Hydrogen |  | Dispatch-Intraconnection | VOM | 0 | MI | MI | H2 Pipeline - Repurposed |  |  |  | 0.49363 | 0
LCP_Inputs_ON_Electric_2023_04_03 | 2038 |  |  | Methane |  | Dispatch-Interconnection | VOM | 0 | MI | ON | CH4 Pipeline |  |  |  | 0.49363 | 0
LCP_Inputs_ON_Electric_2023_04_03 | 2038 |  |  | Electricity |  | Dispatch-Interconnection | VOM | 23870137.5114 | MI | ON | Electricity Transmission Line |  |  |  | 0.49363 | 11782971.128
LCP_Inputs_ON_Electric_2023_04_03 | 2038 |  |  | Hydrogen |  | Dispatch-Interconnection | VOM | 0 | MI | ON | H2 Pipeline - New |  |  |  | 0.49363 | 0
LCP_Inputs_ON_Electric_2023_04_03 | 2038 |  |  | Hydrogen |  | Dispatch-Interconnection | VOM | 0 | MI | ON | H2 Pipeline - Repurposed |  |  |  | 0.49363 | 0
LCP_Inputs_ON_Electric_2023_04_03 | 2038 |  |  | Electricity |  | Dispatch-Interconnection | VOM | 3412861.4981 | MI | WC | Electricity Transmission Line |  |  |  | 0.49363 | 1684684.4086
LCP_Inputs_ON_Electric_2023_04_03 | 2038 |  |  | Methane |  | Dispatch-Intraconnection | VOM | 0 | NY | NY | CH4 Pipeline |  |  |  | 0.49363 | 0
LCP_Inputs_ON_Electric_2023_04_03 | 2038 |  |  | Electricity |  | Dispatch-Intraconnection | VOM | 0 | NY | NY | Electricity Transmission Line |  |  |  | 0.49363 | 0
LCP_Inputs_ON_Electric_2023_04_03 | 2038 |  |  | Hydrogen |  | Dispatch-Intraconnection | VOM | 0 | NY | NY | H2 Pipeline - New |  |  |  | 0.49363 | 0
LCP_Inputs_ON_Electric_2023_04_03 | 2038 |  |  | Hydrogen |  | Dispatch-Intraconnection | VOM | 0 | NY | NY | H2 Pipeline - Repurposed |  |  |  | 0.49363 | 0
LCP_Inputs_ON_Electric_2023_04_03 | 2038 |  |  | Methane |  | Dispatch-Interconnection | VOM | 0 | NY | ON | CH4 Pipeline |  |  |  | 0.49363 | 0
LCP_Inputs_ON_Electric_2023_04_03 | 2038 |  |  | Electricity |  | Dispatch-Interconnection | VOM | 15783416.3221 | NY | ON | Electricity Transmission Line |  |  |  | 0.49363 | 7791138.1422
LCP_Inputs_ON_Electric_2023_04_03 | 2038 |  |  | Hydrogen |  | Dispatch-Interconnection | VOM | 0 | NY | ON | H2 Pipeline - New |  |  |  | 0.49363 | 0
LCP_Inputs_ON_Electric_2023_04_03 | 2038 |  |  | Hydrogen |  | Dispatch-Interconnection | VOM | 0 | NY | ON | H2 Pipeline - Repurposed |  |  |  | 0.49363 | 0
LCP_Inputs_ON_Electric_2023_04_03 | 2038 |  |  | Electricity |  | Dispatch-Interconnection | VOM | 23348810.6325 | NY | QC | Electricity Transmission Line |  |  |  | 0.49363 | 11525629.5204
LCP_Inputs_ON_Electric_2023_04_03 | 2038 |  |  | Methane |  | Dispatch-Interconnection | VOM | 0 | ON | MI | CH4 Pipeline |  |  |  | 0.49363 | 0
LCP_Inputs_ON_Electric_2023_04_03 | 2038 |  |  | Electricity |  | Dispatch-Interconnection | VOM | 607129.5204 | ON | MI | Electricity Transmission Line |  |  |  | 0.49363 | 299696.2044
LCP_Inputs_ON_Electric_2023_04_03 | 2038 |  |  | Hydrogen |  | Dispatch-Interconnection | VOM | 0 | ON | MI | H2 Pipeline - New |  |  |  | 0.49363 | 0
LCP_Inputs_ON_Electric_2023_04_03 | 2038 |  |  | Hydrogen |  | Dispatch-Interconnection | VOM | 0 | ON | MI | H2 Pipeline - Repurposed |  |  |  | 0.49363 | 0
LCP_Inputs_ON_Electric_2023_04_03 | 2038 |  |  | Methane |  | Dispatch-Interconnection | VOM | 0 | ON | NY | CH4 Pipeline |  |  |  | 0.49363 | 0
LCP_Inputs_ON_Electric_2023_04_03 | 2038 |  |  | Electricity |  | Dispatch-Interconnection | VOM | 10354538.8849 | ON | NY | Electricity Transmission Line |  |  |  | 0.49363 | 5111291.5737
LCP_Inputs_ON_Electric_2023_04_03 | 2038 |  |  | Hydrogen |  | Dispatch-Interconnection | VOM | 0 | ON | NY | H2 Pipeline - New |  |  |  | 0.49363 | 0
LCP_Inputs_ON_Electric_2023_04_03 | 2038 |  |  | Hydrogen |  | Dispatch-Interconnection | VOM | 0 | ON | NY | H2 Pipeline - Repurposed |  |  |  | 0.49363 | 0
LCP_Inputs_ON_Electric_2023_04_03 | 2038 |  |  | Methane |  | Dispatch-Intraconnection | VOM | 661976965.2959 | ON | ON | CH4 Pipeline |  |  |  | 0.49363 | 326770445.5318
LCP_Inputs_ON_Electric_2023_04_03 | 2038 |  |  | Electricity |  | Dispatch-Intraconnection | VOM | 0 | ON | ON | Electricity Transmission Line |  |  |  | 0.49363 | 0
LCP_Inputs_ON_Electric_2023_04_03 | 2038 |  |  | Hydrogen |  | Dispatch-Intraconnection | VOM | 0 | ON | ON | H2 Pipeline - New |  |  |  | 0.49363 | 0
LCP_Inputs_ON_Electric_2023_04_03 | 2038 |  |  | Hydrogen |  | Dispatch-Intraconnection | VOM | 110846468.6684 | ON | ON | H2 Pipeline - Repurposed |  |  |  | 0.49363 | 54716934.0495
LCP_Inputs_ON_Electric_2023_04_03 | 2038 |  |  | Methane |  | Dispatch-Interconnection | VOM | 0 | ON | PJ | CH4 Pipeline |  |  |  | 0.49363 | 0
LCP_Inputs_ON_Electric_2023_04_03 | 2038 |  |  | Electricity |  | Dispatch-Interconnection | VOM | 6430181.6062 | ON | PJ | Electricity Transmission Line |  |  |  | 0.49363 | 3174118.464
LCP_Inputs_ON_Electric_2023_04_03 | 2038 |  |  | Hydrogen |  | Dispatch-Interconnection | VOM | 0 | ON | PJ | H2 Pipeline - New |  |  |  | 0.49363 | 0
LCP_Inputs_ON_Electric_2023_04_03 | 2038 |  |  | Hydrogen |  | Dispatch-Interconnection | VOM | 0 | ON | PJ | H2 Pipeline - Repurposed |  |  |  | 0.49363 | 0
LCP_Inputs_ON_Electric_2023_04_03 | 2038 |  |  | Methane |  | Dispatch-Interconnection | VOM | 0 | ON | QC | CH4 Pipeline |  |  |  | 0.49363 | 0
LCP_Inputs_ON_Electric_2023_04_03 | 2038 |  |  | Electricity |  | Dispatch-Interconnection | VOM | 7436282.0518 | ON | QC | Electricity Transmission Line |  |  |  | 0.49363 | 3670757.9365
LCP_Inputs_ON_Electric_2023_04_03 | 2038 |  |  | Hydrogen |  | Dispatch-Interconnection | VOM | 0 | ON | QC | H2 Pipeline - New |  |  |  | 0.49363 | 0
LCP_Inputs_ON_Electric_2023_04_03 | 2038 |  |  | Hydrogen |  | Dispatch-Interconnection | VOM | 0 | ON | QC | H2 Pipeline - Repurposed |  |  |  | 0.49363 | 0
LCP_Inputs_ON_Electric_2023_04_03 | 2038 |  |  | Methane |  | Dispatch-Interconnection | VOM | 0 | ON | WC | CH4 Pipeline |  |  |  | 0.49363 | 0
LCP_Inputs_ON_Electric_2023_04_03 | 2038 |  |  | Electricity |  | Dispatch-Interconnection | VOM | 0 | ON | WC | Electricity Transmission Line |  |  |  | 0.49363 | 0
LCP_Inputs_ON_Electric_2023_04_03 | 2038 |  |  | Hydrogen |  | Dispatch-Interconnection | VOM | 0 | ON | WC | H2 Pipeline - New |  |  |  | 0.49363 | 0
LCP_Inputs_ON_Electric_2023_04_03 | 2038 |  |  | Hydrogen |  | Dispatch-Interconnection | VOM | 0 | ON | WC | H2 Pipeline - Repurposed |  |  |  | 0.49363 | 0
LCP_Inputs_ON_Electric_2023_04_03 | 2038 |  |  | Methane |  | Dispatch-Interconnection | VOM | 0 | PJ | ON | CH4 Pipeline |  |  |  | 0.49363 | 0
LCP_Inputs_ON_Electric_2023_04_03 | 2038 |  |  | Electricity |  | Dispatch-Interconnection | VOM | 9633856.5923 | PJ | ON | Electricity Transmission Line |  |  |  | 0.49363 | 4755542.5277
LCP_Inputs_ON_Electric_2023_04_03 | 2038 |  |  | Hydrogen |  | Dispatch-Interconnection | VOM | 0 | PJ | ON | H2 Pipeline - New |  |  |  | 0.49363 | 0
LCP_Inputs_ON_Electric_2023_04_03 | 2038 |  |  | Hydrogen |  | Dispatch-Interconnection | VOM | 0 | PJ | ON | H2 Pipeline - Repurposed |  |  |  | 0.49363 | 0
LCP_Inputs_ON_Electric_2023_04_03 | 2038 |  |  | Methane |  | Dispatch-Intraconnection | VOM | 0 | PJ | PJ | CH4 Pipeline |  |  |  | 0.49363 | 0
LCP_Inputs_ON_Electric_2023_04_03 | 2038 |  |  | Electricity |  | Dispatch-Intraconnection | VOM | 0 | PJ | PJ | Electricity Transmission Line |  |  |  | 0.49363 | 0
LCP_Inputs_ON_Electric_2023_04_03 | 2038 |  |  | Hydrogen |  | Dispatch-Intraconnection | VOM | 0 | PJ | PJ | H2 Pipeline - New |  |  |  | 0.49363 | 0
LCP_Inputs_ON_Electric_2023_04_03 | 2038 |  |  | Hydrogen |  | Dispatch-Intraconnection | VOM | 0 | PJ | PJ | H2 Pipeline - Repurposed |  |  |  | 0.49363 | 0
LCP_Inputs_ON_Electric_2023_04_03 | 2038 |  |  | Electricity |  | Dispatch-Interconnection | VOM | 23181827.4078 | QC | NY | Electricity Transmission Line |  |  |  | 0.49363 | 11443201.9049
LCP_Inputs_ON_Electric_2023_04_03 | 2038 |  |  | Methane |  | Dispatch-Interconnection | VOM | 0 | QC | ON | CH4 Pipeline |  |  |  | 0.49363 | 0
LCP_Inputs_ON_Electric_2023_04_03 | 2038 |  |  | Electricity |  | Dispatch-Interconnection | VOM | 11251575.1947 | QC | ON | Electricity Transmission Line |  |  |  | 0.49363 | 5554093.9218
LCP_Inputs_ON_Electric_2023_04_03 | 2038 |  |  | Hydrogen |  | Dispatch-Interconnection | VOM | 0 | QC | ON | H2 Pipeline - New |  |  |  | 0.49363 | 0
LCP_Inputs_ON_Electric_2023_04_03 | 2038 |  |  | Hydrogen |  | Dispatch-Interconnection | VOM | 0 | QC | ON | H2 Pipeline - Repurposed |  |  |  | 0.49363 | 0
LCP_Inputs_ON_Electric_2023_04_03 | 2038 |  |  | Methane |  | Dispatch-Intraconnection | VOM | 0 | QC | QC | CH4 Pipeline |  |  |  | 0.49363 | 0
LCP_Inputs_ON_Electric_2023_04_03 | 2038 |  |  | Electricity |  | Dispatch-Intraconnection | VOM | 0 | QC | QC | Electricity Transmission Line |  |  |  | 0.49363 | 0
LCP_Inputs_ON_Electric_2023_04_03 | 2038 |  |  | Hydrogen |  | Dispatch-Intraconnection | VOM | 0 | QC | QC | H2 Pipeline - New |  |  |  | 0.49363 | 0
LCP_Inputs_ON_Electric_2023_04_03 | 2038 |  |  | Hydrogen |  | Dispatch-Intraconnection | VOM | 0 | QC | QC | H2 Pipeline - Repurposed |  |  |  | 0.49363 | 0
LCP_Inputs_ON_Electric_2023_04_03 | 2038 |  |  | Electricity |  | Dispatch-Interconnection | VOM | 10712996.2757 | WC | MI | Electricity Transmission Line |  |  |  | 0.49363 | 5288236.222
LCP_Inputs_ON_Electric_2023_04_03 | 2038 |  |  | Methane |  | Dispatch-Interconnection | VOM | 0 | WC | ON | CH4 Pipeline |  |  |  | 0.49363 | 0
LCP_Inputs_ON_Electric_2023_04_03 | 2038 |  |  | Electricity |  | Dispatch-Interconnection | VOM | 5195748.8448 | WC | ON | Electricity Transmission Line |  |  |  | 0.49363 | 2564767.7395
LCP_Inputs_ON_Electric_2023_04_03 | 2038 |  |  | Hydrogen |  | Dispatch-Interconnection | VOM | 0 | WC | ON | H2 Pipeline - New |  |  |  | 0.49363 | 0
LCP_Inputs_ON_Electric_2023_04_03 | 2038 |  |  | Hydrogen |  | Dispatch-Interconnection | VOM | 0 | WC | ON | H2 Pipeline - Repurposed |  |  |  | 0.49363 | 0
LCP_Inputs_ON_Electric_2023_04_03 | 2038 |  |  | Methane |  | Dispatch-Intraconnection | VOM | 0 | WC | WC | CH4 Pipeline |  |  |  | 0.49363 | 0
LCP_Inputs_ON_Electric_2023_04_03 | 2038 |  |  | Electricity |  | Dispatch-Intraconnection | VOM | 0 | WC | WC | Electricity Transmission Line |  |  |  | 0.49363 | 0
LCP_Inputs_ON_Electric_2023_04_03 | 2038 |  |  | Hydrogen |  | Dispatch-Intraconnection | VOM | 0 | WC | WC | H2 Pipeline - New |  |  |  | 0.49363 | 0
LCP_Inputs_ON_Electric_2023_04_03 | 2038 |  |  | Hydrogen |  | Dispatch-Intraconnection | VOM | 0 | WC | WC | H2 Pipeline - Repurposed |  |  |  | 0.49363 | 0
LCP_Inputs_ON_Electric_2023_04_03 | 2039 |  |  | Methane |  | Dispatch-Intraconnection | VOM | 0 | MI | MI | CH4 Pipeline |  |  |  | 0.47464 | 0
LCP_Inputs_ON_Electric_2023_04_03 | 2039 |  |  | Electricity |  | Dispatch-Intraconnection | VOM | 0 | MI | MI | Electricity Transmission Line |  |  |  | 0.47464 | 0
LCP_Inputs_ON_Electric_2023_04_03 | 2039 |  |  | Hydrogen |  | Dispatch-Intraconnection | VOM | 0 | MI | MI | H2 Pipeline - New |  |  |  | 0.47464 | 0
LCP_Inputs_ON_Electric_2023_04_03 | 2039 |  |  | Hydrogen |  | Dispatch-Intraconnection | VOM | 0 | MI | MI | H2 Pipeline - Repurposed |  |  |  | 0.47464 | 0
LCP_Inputs_ON_Electric_2023_04_03 | 2039 |  |  | Methane |  | Dispatch-Interconnection | VOM | 0 | MI | ON | CH4 Pipeline |  |  |  | 0.47464 | 0
LCP_Inputs_ON_Electric_2023_04_03 | 2039 |  |  | Electricity |  | Dispatch-Interconnection | VOM | 23870137.5114 | MI | ON | Electricity Transmission Line |  |  |  | 0.47464 | 11329779.9308
LCP_Inputs_ON_Electric_2023_04_03 | 2039 |  |  | Hydrogen |  | Dispatch-Interconnection | VOM | 0 | MI | ON | H2 Pipeline - New |  |  |  | 0.47464 | 0
LCP_Inputs_ON_Electric_2023_04_03 | 2039 |  |  | Hydrogen |  | Dispatch-Interconnection | VOM | 0 | MI | ON | H2 Pipeline - Repurposed |  |  |  | 0.47464 | 0
LCP_Inputs_ON_Electric_2023_04_03 | 2039 |  |  | Electricity |  | Dispatch-Interconnection | VOM | 3412861.4981 | MI | WC | Electricity Transmission Line |  |  |  | 0.47464 | 1619888.8544
LCP_Inputs_ON_Electric_2023_04_03 | 2039 |  |  | Methane |  | Dispatch-Intraconnection | VOM | 0 | NY | NY | CH4 Pipeline |  |  |  | 0.47464 | 0
LCP_Inputs_ON_Electric_2023_04_03 | 2039 |  |  | Electricity |  | Dispatch-Intraconnection | VOM | 0 | NY | NY | Electricity Transmission Line |  |  |  | 0.47464 | 0
LCP_Inputs_ON_Electric_2023_04_03 | 2039 |  |  | Hydrogen |  | Dispatch-Intraconnection | VOM | 0 | NY | NY | H2 Pipeline - New |  |  |  | 0.47464 | 0
LCP_Inputs_ON_Electric_2023_04_03 | 2039 |  |  | Hydrogen |  | Dispatch-Intraconnection | VOM | 0 | NY | NY | H2 Pipeline - Repurposed |  |  |  | 0.47464 | 0
LCP_Inputs_ON_Electric_2023_04_03 | 2039 |  |  | Methane |  | Dispatch-Interconnection | VOM | 0 | NY | ON | CH4 Pipeline |  |  |  | 0.47464 | 0
LCP_Inputs_ON_Electric_2023_04_03 | 2039 |  |  | Electricity |  | Dispatch-Interconnection | VOM | 15783416.3221 | NY | ON | Electricity Transmission Line |  |  |  | 0.47464 | 7491478.9829
LCP_Inputs_ON_Electric_2023_04_03 | 2039 |  |  | Hydrogen |  | Dispatch-Interconnection | VOM | 0 | NY | ON | H2 Pipeline - New |  |  |  | 0.47464 | 0
LCP_Inputs_ON_Electric_2023_04_03 | 2039 |  |  | Hydrogen |  | Dispatch-Interconnection | VOM | 0 | NY | ON | H2 Pipeline - Repurposed |  |  |  | 0.47464 | 0
LCP_Inputs_ON_Electric_2023_04_03 | 2039 |  |  | Electricity |  | Dispatch-Interconnection | VOM | 23348810.6325 | NY | QC | Electricity Transmission Line |  |  |  | 0.47464 | 11082336.0773
LCP_Inputs_ON_Electric_2023_04_03 | 2039 |  |  | Methane |  | Dispatch-Interconnection | VOM | 0 | ON | MI | CH4 Pipeline |  |  |  | 0.47464 | 0
LCP_Inputs_ON_Electric_2023_04_03 | 2039 |  |  | Electricity |  | Dispatch-Interconnection | VOM | 607129.5204 | ON | MI | Electricity Transmission Line |  |  |  | 0.47464 | 288169.4273
LCP_Inputs_ON_Electric_2023_04_03 | 2039 |  |  | Hydrogen |  | Dispatch-Interconnection | VOM | 0 | ON | MI | H2 Pipeline - New |  |  |  | 0.47464 | 0
LCP_Inputs_ON_Electric_2023_04_03 | 2039 |  |  | Hydrogen |  | Dispatch-Interconnection | VOM | 0 | ON | MI | H2 Pipeline - Repurposed |  |  |  | 0.47464 | 0
LCP_Inputs_ON_Electric_2023_04_03 | 2039 |  |  | Methane |  | Dispatch-Interconnection | VOM | 0 | ON | NY | CH4 Pipeline |  |  |  | 0.47464 | 0
LCP_Inputs_ON_Electric_2023_04_03 | 2039 |  |  | Electricity |  | Dispatch-Interconnection | VOM | 10354538.8849 | ON | NY | Electricity Transmission Line |  |  |  | 0.47464 | 4914703.4362
LCP_Inputs_ON_Electric_2023_04_03 | 2039 |  |  | Hydrogen |  | Dispatch-Interconnection | VOM | 0 | ON | NY | H2 Pipeline - New |  |  |  | 0.47464 | 0
LCP_Inputs_ON_Electric_2023_04_03 | 2039 |  |  | Hydrogen |  | Dispatch-Interconnection | VOM | 0 | ON | NY | H2 Pipeline - Repurposed |  |  |  | 0.47464 | 0
LCP_Inputs_ON_Electric_2023_04_03 | 2039 |  |  | Methane |  | Dispatch-Intraconnection | VOM | 661976965.2959 | ON | ON | CH4 Pipeline |  |  |  | 0.47464 | 314202351.4729
LCP_Inputs_ON_Electric_2023_04_03 | 2039 |  |  | Electricity |  | Dispatch-Intraconnection | VOM | 0 | ON | ON | Electricity Transmission Line |  |  |  | 0.47464 | 0
LCP_Inputs_ON_Electric_2023_04_03 | 2039 |  |  | Hydrogen |  | Dispatch-Intraconnection | VOM | 0 | ON | ON | H2 Pipeline - New |  |  |  | 0.47464 | 0
LCP_Inputs_ON_Electric_2023_04_03 | 2039 |  |  | Hydrogen |  | Dispatch-Intraconnection | VOM | 110846468.6684 | ON | ON | H2 Pipeline - Repurposed |  |  |  | 0.47464 | 52612436.5861
LCP_Inputs_ON_Electric_2023_04_03 | 2039 |  |  | Methane |  | Dispatch-Interconnection | VOM | 0 | ON | PJ | CH4 Pipeline |  |  |  | 0.47464 | 0
LCP_Inputs_ON_Electric_2023_04_03 | 2039 |  |  | Electricity |  | Dispatch-Interconnection | VOM | 6430181.6062 | ON | PJ | Electricity Transmission Line |  |  |  | 0.47464 | 3052036.9846
LCP_Inputs_ON_Electric_2023_04_03 | 2039 |  |  | Hydrogen |  | Dispatch-Interconnection | VOM | 0 | ON | PJ | H2 Pipeline - New |  |  |  | 0.47464 | 0
LCP_Inputs_ON_Electric_2023_04_03 | 2039 |  |  | Hydrogen |  | Dispatch-Interconnection | VOM | 0 | ON | PJ | H2 Pipeline - Repurposed |  |  |  | 0.47464 | 0
LCP_Inputs_ON_Electric_2023_04_03 | 2039 |  |  | Methane |  | Dispatch-Interconnection | VOM | 0 | ON | QC | CH4 Pipeline |  |  |  | 0.47464 | 0
LCP_Inputs_ON_Electric_2023_04_03 | 2039 |  |  | Electricity |  | Dispatch-Interconnection | VOM | 7436282.0518 | ON | QC | Electricity Transmission Line |  |  |  | 0.47464 | 3529574.939
LCP_Inputs_ON_Electric_2023_04_03 | 2039 |  |  | Hydrogen |  | Dispatch-Interconnection | VOM | 0 | ON | QC | H2 Pipeline - New |  |  |  | 0.47464 | 0
LCP_Inputs_ON_Electric_2023_04_03 | 2039 |  |  | Hydrogen |  | Dispatch-Interconnection | VOM | 0 | ON | QC | H2 Pipeline - Repurposed |  |  |  | 0.47464 | 0
LCP_Inputs_ON_Electric_2023_04_03 | 2039 |  |  | Methane |  | Dispatch-Interconnection | VOM | 0 | ON | WC | CH4 Pipeline |  |  |  | 0.47464 | 0
LCP_Inputs_ON_Electric_2023_04_03 | 2039 |  |  | Electricity |  | Dispatch-Interconnection | VOM | 0 | ON | WC | Electricity Transmission Line |  |  |  | 0.47464 | 0
LCP_Inputs_ON_Electric_2023_04_03 | 2039 |  |  | Hydrogen |  | Dispatch-Interconnection | VOM | 0 | ON | WC | H2 Pipeline - New |  |  |  | 0.47464 | 0
LCP_Inputs_ON_Electric_2023_04_03 | 2039 |  |  | Hydrogen |  | Dispatch-Interconnection | VOM | 0 | ON | WC | H2 Pipeline - Repurposed |  |  |  | 0.47464 | 0
LCP_Inputs_ON_Electric_2023_04_03 | 2039 |  |  | Methane |  | Dispatch-Interconnection | VOM | 0 | PJ | ON | CH4 Pipeline |  |  |  | 0.47464 | 0
LCP_Inputs_ON_Electric_2023_04_03 | 2039 |  |  | Electricity |  | Dispatch-Interconnection | VOM | 9633856.5923 | PJ | ON | Electricity Transmission Line |  |  |  | 0.47464 | 4572637.0459
LCP_Inputs_ON_Electric_2023_04_03 | 2039 |  |  | Hydrogen |  | Dispatch-Interconnection | VOM | 0 | PJ | ON | H2 Pipeline - New |  |  |  | 0.47464 | 0
LCP_Inputs_ON_Electric_2023_04_03 | 2039 |  |  | Hydrogen |  | Dispatch-Interconnection | VOM | 0 | PJ | ON | H2 Pipeline - Repurposed |  |  |  | 0.47464 | 0
LCP_Inputs_ON_Electric_2023_04_03 | 2039 |  |  | Methane |  | Dispatch-Intraconnection | VOM | 0 | PJ | PJ | CH4 Pipeline |  |  |  | 0.47464 | 0
LCP_Inputs_ON_Electric_2023_04_03 | 2039 |  |  | Electricity |  | Dispatch-Intraconnection | VOM | 0 | PJ | PJ | Electricity Transmission Line |  |  |  | 0.47464 | 0
LCP_Inputs_ON_Electric_2023_04_03 | 2039 |  |  | Hydrogen |  | Dispatch-Intraconnection | VOM | 0 | PJ | PJ | H2 Pipeline - New |  |  |  | 0.47464 | 0
LCP_Inputs_ON_Electric_2023_04_03 | 2039 |  |  | Hydrogen |  | Dispatch-Intraconnection | VOM | 0 | PJ | PJ | H2 Pipeline - Repurposed |  |  |  | 0.47464 | 0
LCP_Inputs_ON_Electric_2023_04_03 | 2039 |  |  | Electricity |  | Dispatch-Interconnection | VOM | 23181827.4078 | QC | NY | Electricity Transmission Line |  |  |  | 0.47464 | 11003078.7547
LCP_Inputs_ON_Electric_2023_04_03 | 2039 |  |  | Methane |  | Dispatch-Interconnection | VOM | 0 | QC | ON | CH4 Pipeline |  |  |  | 0.47464 | 0
LCP_Inputs_ON_Electric_2023_04_03 | 2039 |  |  | Electricity |  | Dispatch-Interconnection | VOM | 11251575.1947 | QC | ON | Electricity Transmission Line |  |  |  | 0.47464 | 5340474.9248
LCP_Inputs_ON_Electric_2023_04_03 | 2039 |  |  | Hydrogen |  | Dispatch-Interconnection | VOM | 0 | QC | ON | H2 Pipeline - New |  |  |  | 0.47464 | 0
LCP_Inputs_ON_Electric_2023_04_03 | 2039 |  |  | Hydrogen |  | Dispatch-Interconnection | VOM | 0 | QC | ON | H2 Pipeline - Repurposed |  |  |  | 0.47464 | 0
LCP_Inputs_ON_Electric_2023_04_03 | 2039 |  |  | Methane |  | Dispatch-Intraconnection | VOM | 0 | QC | QC | CH4 Pipeline |  |  |  | 0.47464 | 0
LCP_Inputs_ON_Electric_2023_04_03 | 2039 |  |  | Electricity |  | Dispatch-Intraconnection | VOM | 0 | QC | QC | Electricity Transmission Line |  |  |  | 0.47464 | 0
LCP_Inputs_ON_Electric_2023_04_03 | 2039 |  |  | Hydrogen |  | Dispatch-Intraconnection | VOM | 0 | QC | QC | H2 Pipeline - New |  |  |  | 0.47464 | 0
LCP_Inputs_ON_Electric_2023_04_03 | 2039 |  |  | Hydrogen |  | Dispatch-Intraconnection | VOM | 0 | QC | QC | H2 Pipeline - Repurposed |  |  |  | 0.47464 | 0
LCP_Inputs_ON_Electric_2023_04_03 | 2039 |  |  | Electricity |  | Dispatch-Interconnection | VOM | 10712996.2757 | WC | MI | Electricity Transmission Line |  |  |  | 0.47464 | 5084842.5211
LCP_Inputs_ON_Electric_2023_04_03 | 2039 |  |  | Methane |  | Dispatch-Interconnection | VOM | 0 | WC | ON | CH4 Pipeline |  |  |  | 0.47464 | 0
LCP_Inputs_ON_Electric_2023_04_03 | 2039 |  |  | Electricity |  | Dispatch-Interconnection | VOM | 5195748.8448 | WC | ON | Electricity Transmission Line |  |  |  | 0.47464 | 2466122.8265
LCP_Inputs_ON_Electric_2023_04_03 | 2039 |  |  | Hydrogen |  | Dispatch-Interconnection | VOM | 0 | WC | ON | H2 Pipeline - New |  |  |  | 0.47464 | 0
LCP_Inputs_ON_Electric_2023_04_03 | 2039 |  |  | Hydrogen |  | Dispatch-Interconnection | VOM | 0 | WC | ON | H2 Pipeline - Repurposed |  |  |  | 0.47464 | 0
LCP_Inputs_ON_Electric_2023_04_03 | 2039 |  |  | Methane |  | Dispatch-Intraconnection | VOM | 0 | WC | WC | CH4 Pipeline |  |  |  | 0.47464 | 0
LCP_Inputs_ON_Electric_2023_04_03 | 2039 |  |  | Electricity |  | Dispatch-Intraconnection | VOM | 0 | WC | WC | Electricity Transmission Line |  |  |  | 0.47464 | 0
LCP_Inputs_ON_Electric_2023_04_03 | 2039 |  |  | Hydrogen |  | Dispatch-Intraconnection | VOM | 0 | WC | WC | H2 Pipeline - New |  |  |  | 0.47464 | 0
LCP_Inputs_ON_Electric_2023_04_03 | 2039 |  |  | Hydrogen |  | Dispatch-Intraconnection | VOM | 0 | WC | WC | H2 Pipeline - Repurposed |  |  |  | 0.47464 | 0
LCP_Inputs_ON_Electric_2023_04_03 | 2040 |  |  | Methane |  | Dispatch-Intraconnection | VOM | 0 | MI | MI | CH4 Pipeline |  |  |  | 0.45639 | 0
LCP_Inputs_ON_Electric_2023_04_03 | 2040 |  |  | Electricity |  | Dispatch-Intraconnection | VOM | 0 | MI | MI | Electricity Transmission Line |  |  |  | 0.45639 | 0
LCP_Inputs_ON_Electric_2023_04_03 | 2040 |  |  | Hydrogen |  | Dispatch-Intraconnection | VOM | 0 | MI | MI | H2 Pipeline - New |  |  |  | 0.45639 | 0
LCP_Inputs_ON_Electric_2023_04_03 | 2040 |  |  | Hydrogen |  | Dispatch-Intraconnection | VOM | 0 | MI | MI | H2 Pipeline - Repurposed |  |  |  | 0.45639 | 0
LCP_Inputs_ON_Electric_2023_04_03 | 2040 |  |  | Methane |  | Dispatch-Interconnection | VOM | 0 | MI | ON | CH4 Pipeline |  |  |  | 0.45639 | 0
LCP_Inputs_ON_Electric_2023_04_03 | 2040 |  |  | Electricity |  | Dispatch-Interconnection | VOM | 28271495.8245 | MI | ON | Electricity Transmission Line |  |  |  | 0.45639 | 12902741.6439
LCP_Inputs_ON_Electric_2023_04_03 | 2040 |  |  | Hydrogen |  | Dispatch-Interconnection | VOM | 0 | MI | ON | H2 Pipeline - New |  |  |  | 0.45639 | 0
LCP_Inputs_ON_Electric_2023_04_03 | 2040 |  |  | Hydrogen |  | Dispatch-Interconnection | VOM | 0 | MI | ON | H2 Pipeline - Repurposed |  |  |  | 0.45639 | 0
LCP_Inputs_ON_Electric_2023_04_03 | 2040 |  |  | Electricity |  | Dispatch-Interconnection | VOM | 2058569.9341 | MI | WC | Electricity Transmission Line |  |  |  | 0.45639 | 939504.4458
LCP_Inputs_ON_Electric_2023_04_03 | 2040 |  |  | Methane |  | Dispatch-Intraconnection | VOM | 0 | NY | NY | CH4 Pipeline |  |  |  | 0.45639 | 0
LCP_Inputs_ON_Electric_2023_04_03 | 2040 |  |  | Electricity |  | Dispatch-Intraconnection | VOM | 0 | NY | NY | Electricity Transmission Line |  |  |  | 0.45639 | 0
LCP_Inputs_ON_Electric_2023_04_03 | 2040 |  |  | Hydrogen |  | Dispatch-Intraconnection | VOM | 0 | NY | NY | H2 Pipeline - New |  |  |  | 0.45639 | 0
LCP_Inputs_ON_Electric_2023_04_03 | 2040 |  |  | Hydrogen |  | Dispatch-Intraconnection | VOM | 0 | NY | NY | H2 Pipeline - Repurposed |  |  |  | 0.45639 | 0
LCP_Inputs_ON_Electric_2023_04_03 | 2040 |  |  | Methane |  | Dispatch-Interconnection | VOM | 0 | NY | ON | CH4 Pipeline |  |  |  | 0.45639 | 0
LCP_Inputs_ON_Electric_2023_04_03 | 2040 |  |  | Electricity |  | Dispatch-Interconnection | VOM | 29154196.4306 | NY | ON | Electricity Transmission Line |  |  |  | 0.45639 | 13305594.6779
LCP_Inputs_ON_Electric_2023_04_03 | 2040 |  |  | Hydrogen |  | Dispatch-Interconnection | VOM | 0 | NY | ON | H2 Pipeline - New |  |  |  | 0.45639 | 0
LCP_Inputs_ON_Electric_2023_04_03 | 2040 |  |  | Hydrogen |  | Dispatch-Interconnection | VOM | 0 | NY | ON | H2 Pipeline - Repurposed |  |  |  | 0.45639 | 0
LCP_Inputs_ON_Electric_2023_04_03 | 2040 |  |  | Electricity |  | Dispatch-Interconnection | VOM | 25991559.6702 | NY | QC | Electricity Transmission Line |  |  |  | 0.45639 | 11862208.5449
LCP_Inputs_ON_Electric_2023_04_03 | 2040 |  |  | Methane |  | Dispatch-Interconnection | VOM | 0 | ON | MI | CH4 Pipeline |  |  |  | 0.45639 | 0
LCP_Inputs_ON_Electric_2023_04_03 | 2040 |  |  | Electricity |  | Dispatch-Interconnection | VOM | 12801966.8624 | ON | MI | Electricity Transmission Line |  |  |  | 0.45639 | 5842650.5617
LCP_Inputs_ON_Electric_2023_04_03 | 2040 |  |  | Hydrogen |  | Dispatch-Interconnection | VOM | 0 | ON | MI | H2 Pipeline - New |  |  |  | 0.45639 | 0
LCP_Inputs_ON_Electric_2023_04_03 | 2040 |  |  | Hydrogen |  | Dispatch-Interconnection | VOM | 0 | ON | MI | H2 Pipeline - Repurposed |  |  |  | 0.45639 | 0
LCP_Inputs_ON_Electric_2023_04_03 | 2040 |  |  | Methane |  | Dispatch-Interconnection | VOM | 0 | ON | NY | CH4 Pipeline |  |  |  | 0.45639 | 0
LCP_Inputs_ON_Electric_2023_04_03 | 2040 |  |  | Electricity |  | Dispatch-Interconnection | VOM | 15279675.142 | ON | NY | Electricity Transmission Line |  |  |  | 0.45639 | 6973444.277
LCP_Inputs_ON_Electric_2023_04_03 | 2040 |  |  | Hydrogen |  | Dispatch-Interconnection | VOM | 0 | ON | NY | H2 Pipeline - New |  |  |  | 0.45639 | 0
LCP_Inputs_ON_Electric_2023_04_03 | 2040 |  |  | Hydrogen |  | Dispatch-Interconnection | VOM | 0 | ON | NY | H2 Pipeline - Repurposed |  |  |  | 0.45639 | 0
LCP_Inputs_ON_Electric_2023_04_03 | 2040 |  |  | Methane |  | Dispatch-Intraconnection | VOM | 367923131.7518 | ON | ON | CH4 Pipeline |  |  |  | 0.45639 | 167915314.537
LCP_Inputs_ON_Electric_2023_04_03 | 2040 |  |  | Electricity |  | Dispatch-Intraconnection | VOM | 0 | ON | ON | Electricity Transmission Line |  |  |  | 0.45639 | 0
LCP_Inputs_ON_Electric_2023_04_03 | 2040 |  |  | Hydrogen |  | Dispatch-Intraconnection | VOM | 0 | ON | ON | H2 Pipeline - New |  |  |  | 0.45639 | 0
LCP_Inputs_ON_Electric_2023_04_03 | 2040 |  |  | Hydrogen |  | Dispatch-Intraconnection | VOM | 305168522.8171 | ON | ON | H2 Pipeline - Repurposed |  |  |  | 0.45639 | 139274930.2053
LCP_Inputs_ON_Electric_2023_04_03 | 2040 |  |  | Methane |  | Dispatch-Interconnection | VOM | 0 | ON | PJ | CH4 Pipeline |  |  |  | 0.45639 | 0
LCP_Inputs_ON_Electric_2023_04_03 | 2040 |  |  | Electricity |  | Dispatch-Interconnection | VOM | 21740274.3119 | ON | PJ | Electricity Transmission Line |  |  |  | 0.45639 | 9921977.4028
LCP_Inputs_ON_Electric_2023_04_03 | 2040 |  |  | Hydrogen |  | Dispatch-Interconnection | VOM | 0 | ON | PJ | H2 Pipeline - New |  |  |  | 0.45639 | 0
LCP_Inputs_ON_Electric_2023_04_03 | 2040 |  |  | Hydrogen |  | Dispatch-Interconnection | VOM | 0 | ON | PJ | H2 Pipeline - Repurposed |  |  |  | 0.45639 | 0
LCP_Inputs_ON_Electric_2023_04_03 | 2040 |  |  | Methane |  | Dispatch-Interconnection | VOM | 0 | ON | QC | CH4 Pipeline |  |  |  | 0.45639 | 0
LCP_Inputs_ON_Electric_2023_04_03 | 2040 |  |  | Electricity |  | Dispatch-Interconnection | VOM | 9606093.7135 | ON | QC | Electricity Transmission Line |  |  |  | 0.45639 | 4384095.7748
LCP_Inputs_ON_Electric_2023_04_03 | 2040 |  |  | Hydrogen |  | Dispatch-Interconnection | VOM | 0 | ON | QC | H2 Pipeline - New |  |  |  | 0.45639 | 0
LCP_Inputs_ON_Electric_2023_04_03 | 2040 |  |  | Hydrogen |  | Dispatch-Interconnection | VOM | 0 | ON | QC | H2 Pipeline - Repurposed |  |  |  | 0.45639 | 0
LCP_Inputs_ON_Electric_2023_04_03 | 2040 |  |  | Methane |  | Dispatch-Interconnection | VOM | 0 | ON | WC | CH4 Pipeline |  |  |  | 0.45639 | 0
LCP_Inputs_ON_Electric_2023_04_03 | 2040 |  |  | Electricity |  | Dispatch-Interconnection | VOM | 175859.7457 | ON | WC | Electricity Transmission Line |  |  |  | 0.45639 | 80260.0923
LCP_Inputs_ON_Electric_2023_04_03 | 2040 |  |  | Hydrogen |  | Dispatch-Interconnection | VOM | 0 | ON | WC | H2 Pipeline - New |  |  |  | 0.45639 | 0
LCP_Inputs_ON_Electric_2023_04_03 | 2040 |  |  | Hydrogen |  | Dispatch-Interconnection | VOM | 0 | ON | WC | H2 Pipeline - Repurposed |  |  |  | 0.45639 | 0
LCP_Inputs_ON_Electric_2023_04_03 | 2040 |  |  | Methane |  | Dispatch-Interconnection | VOM | 0 | PJ | ON | CH4 Pipeline |  |  |  | 0.45639 | 0
LCP_Inputs_ON_Electric_2023_04_03 | 2040 |  |  | Electricity |  | Dispatch-Interconnection | VOM | 25847717.4932 | PJ | ON | Electricity Transmission Line |  |  |  | 0.45639 | 11796560.853
LCP_Inputs_ON_Electric_2023_04_03 | 2040 |  |  | Hydrogen |  | Dispatch-Interconnection | VOM | 0 | PJ | ON | H2 Pipeline - New |  |  |  | 0.45639 | 0
LCP_Inputs_ON_Electric_2023_04_03 | 2040 |  |  | Hydrogen |  | Dispatch-Interconnection | VOM | 0 | PJ | ON | H2 Pipeline - Repurposed |  |  |  | 0.45639 | 0
LCP_Inputs_ON_Electric_2023_04_03 | 2040 |  |  | Methane |  | Dispatch-Intraconnection | VOM | 0 | PJ | PJ | CH4 Pipeline |  |  |  | 0.45639 | 0
LCP_Inputs_ON_Electric_2023_04_03 | 2040 |  |  | Electricity |  | Dispatch-Intraconnection | VOM | 0 | PJ | PJ | Electricity Transmission Line |  |  |  | 0.45639 | 0
LCP_Inputs_ON_Electric_2023_04_03 | 2040 |  |  | Hydrogen |  | Dispatch-Intraconnection | VOM | 0 | PJ | PJ | H2 Pipeline - New |  |  |  | 0.45639 | 0
LCP_Inputs_ON_Electric_2023_04_03 | 2040 |  |  | Hydrogen |  | Dispatch-Intraconnection | VOM | 0 | PJ | PJ | H2 Pipeline - Repurposed |  |  |  | 0.45639 | 0
LCP_Inputs_ON_Electric_2023_04_03 | 2040 |  |  | Electricity |  | Dispatch-Interconnection | VOM | 26451155.0387 | QC | NY | Electricity Transmission Line |  |  |  | 0.45639 | 12071961.8716
LCP_Inputs_ON_Electric_2023_04_03 | 2040 |  |  | Methane |  | Dispatch-Interconnection | VOM | 0 | QC | ON | CH4 Pipeline |  |  |  | 0.45639 | 0
LCP_Inputs_ON_Electric_2023_04_03 | 2040 |  |  | Electricity |  | Dispatch-Interconnection | VOM | 10886056.8871 | QC | ON | Electricity Transmission Line |  |  |  | 0.45639 | 4968254.2589
LCP_Inputs_ON_Electric_2023_04_03 | 2040 |  |  | Hydrogen |  | Dispatch-Interconnection | VOM | 0 | QC | ON | H2 Pipeline - New |  |  |  | 0.45639 | 0
LCP_Inputs_ON_Electric_2023_04_03 | 2040 |  |  | Hydrogen |  | Dispatch-Interconnection | VOM | 0 | QC | ON | H2 Pipeline - Repurposed |  |  |  | 0.45639 | 0
LCP_Inputs_ON_Electric_2023_04_03 | 2040 |  |  | Methane |  | Dispatch-Intraconnection | VOM | 0 | QC | QC | CH4 Pipeline |  |  |  | 0.45639 | 0
LCP_Inputs_ON_Electric_2023_04_03 | 2040 |  |  | Electricity |  | Dispatch-Intraconnection | VOM | 0 | QC | QC | Electricity Transmission Line |  |  |  | 0.45639 | 0
LCP_Inputs_ON_Electric_2023_04_03 | 2040 |  |  | Hydrogen |  | Dispatch-Intraconnection | VOM | 0 | QC | QC | H2 Pipeline - New |  |  |  | 0.45639 | 0
LCP_Inputs_ON_Electric_2023_04_03 | 2040 |  |  | Hydrogen |  | Dispatch-Intraconnection | VOM | 0 | QC | QC | H2 Pipeline - Repurposed |  |  |  | 0.45639 | 0
LCP_Inputs_ON_Electric_2023_04_03 | 2040 |  |  | Electricity |  | Dispatch-Interconnection | VOM | 3307830.1048 | WC | MI | Electricity Transmission Line |  |  |  | 0.45639 | 1509650.4801
LCP_Inputs_ON_Electric_2023_04_03 | 2040 |  |  | Methane |  | Dispatch-Interconnection | VOM | 0 | WC | ON | CH4 Pipeline |  |  |  | 0.45639 | 0
LCP_Inputs_ON_Electric_2023_04_03 | 2040 |  |  | Electricity |  | Dispatch-Interconnection | VOM | 10504938.881 | WC | ON | Electricity Transmission Line |  |  |  | 0.45639 | 4794316.9759
LCP_Inputs_ON_Electric_2023_04_03 | 2040 |  |  | Hydrogen |  | Dispatch-Interconnection | VOM | 0 | WC | ON | H2 Pipeline - New |  |  |  | 0.45639 | 0
LCP_Inputs_ON_Electric_2023_04_03 | 2040 |  |  | Hydrogen |  | Dispatch-Interconnection | VOM | 0 | WC | ON | H2 Pipeline - Repurposed |  |  |  | 0.45639 | 0
LCP_Inputs_ON_Electric_2023_04_03 | 2040 |  |  | Methane |  | Dispatch-Intraconnection | VOM | 0 | WC | WC | CH4 Pipeline |  |  |  | 0.45639 | 0
LCP_Inputs_ON_Electric_2023_04_03 | 2040 |  |  | Electricity |  | Dispatch-Intraconnection | VOM | 0 | WC | WC | Electricity Transmission Line |  |  |  | 0.45639 | 0
LCP_Inputs_ON_Electric_2023_04_03 | 2040 |  |  | Hydrogen |  | Dispatch-Intraconnection | VOM | 0 | WC | WC | H2 Pipeline - New |  |  |  | 0.45639 | 0
LCP_Inputs_ON_Electric_2023_04_03 | 2040 |  |  | Hydrogen |  | Dispatch-Intraconnection | VOM | 0 | WC | WC | H2 Pipeline - Repurposed |  |  |  | 0.45639 | 0
LCP_Inputs_ON_Electric_2023_04_03 | 2041 |  |  | Methane |  | Dispatch-Intraconnection | VOM | 0 | MI | MI | CH4 Pipeline |  |  |  | 0.43883 | 0
LCP_Inputs_ON_Electric_2023_04_03 | 2041 |  |  | Electricity |  | Dispatch-Intraconnection | VOM | 0 | MI | MI | Electricity Transmission Line |  |  |  | 0.43883 | 0
LCP_Inputs_ON_Electric_2023_04_03 | 2041 |  |  | Hydrogen |  | Dispatch-Intraconnection | VOM | 0 | MI | MI | H2 Pipeline - New |  |  |  | 0.43883 | 0
LCP_Inputs_ON_Electric_2023_04_03 | 2041 |  |  | Hydrogen |  | Dispatch-Intraconnection | VOM | 0 | MI | MI | H2 Pipeline - Repurposed |  |  |  | 0.43883 | 0
LCP_Inputs_ON_Electric_2023_04_03 | 2041 |  |  | Methane |  | Dispatch-Interconnection | VOM | 0 | MI | ON | CH4 Pipeline |  |  |  | 0.43883 | 0
LCP_Inputs_ON_Electric_2023_04_03 | 2041 |  |  | Electricity |  | Dispatch-Interconnection | VOM | 28271495.8245 | MI | ON | Electricity Transmission Line |  |  |  | 0.43883 | 12406482.3499
LCP_Inputs_ON_Electric_2023_04_03 | 2041 |  |  | Hydrogen |  | Dispatch-Interconnection | VOM | 0 | MI | ON | H2 Pipeline - New |  |  |  | 0.43883 | 0
LCP_Inputs_ON_Electric_2023_04_03 | 2041 |  |  | Hydrogen |  | Dispatch-Interconnection | VOM | 0 | MI | ON | H2 Pipeline - Repurposed |  |  |  | 0.43883 | 0
LCP_Inputs_ON_Electric_2023_04_03 | 2041 |  |  | Electricity |  | Dispatch-Interconnection | VOM | 2058569.9341 | MI | WC | Electricity Transmission Line |  |  |  | 0.43883 | 903369.6594
LCP_Inputs_ON_Electric_2023_04_03 | 2041 |  |  | Methane |  | Dispatch-Intraconnection | VOM | 0 | NY | NY | CH4 Pipeline |  |  |  | 0.43883 | 0
LCP_Inputs_ON_Electric_2023_04_03 | 2041 |  |  | Electricity |  | Dispatch-Intraconnection | VOM | 0 | NY | NY | Electricity Transmission Line |  |  |  | 0.43883 | 0
LCP_Inputs_ON_Electric_2023_04_03 | 2041 |  |  | Hydrogen |  | Dispatch-Intraconnection | VOM | 0 | NY | NY | H2 Pipeline - New |  |  |  | 0.43883 | 0
LCP_Inputs_ON_Electric_2023_04_03 | 2041 |  |  | Hydrogen |  | Dispatch-Intraconnection | VOM | 0 | NY | NY | H2 Pipeline - Repurposed |  |  |  | 0.43883 | 0
LCP_Inputs_ON_Electric_2023_04_03 | 2041 |  |  | Methane |  | Dispatch-Interconnection | VOM | 0 | NY | ON | CH4 Pipeline |  |  |  | 0.43883 | 0
LCP_Inputs_ON_Electric_2023_04_03 | 2041 |  |  | Electricity |  | Dispatch-Interconnection | VOM | 29154196.4306 | NY | ON | Electricity Transmission Line |  |  |  | 0.43883 | 12793841.0365
LCP_Inputs_ON_Electric_2023_04_03 | 2041 |  |  | Hydrogen |  | Dispatch-Interconnection | VOM | 0 | NY | ON | H2 Pipeline - New |  |  |  | 0.43883 | 0
LCP_Inputs_ON_Electric_2023_04_03 | 2041 |  |  | Hydrogen |  | Dispatch-Interconnection | VOM | 0 | NY | ON | H2 Pipeline - Repurposed |  |  |  | 0.43883 | 0
LCP_Inputs_ON_Electric_2023_04_03 | 2041 |  |  | Electricity |  | Dispatch-Interconnection | VOM | 25991559.6702 | NY | QC | Electricity Transmission Line |  |  |  | 0.43883 | 11405969.7547
LCP_Inputs_ON_Electric_2023_04_03 | 2041 |  |  | Methane |  | Dispatch-Interconnection | VOM | 0 | ON | MI | CH4 Pipeline |  |  |  | 0.43883 | 0
LCP_Inputs_ON_Electric_2023_04_03 | 2041 |  |  | Electricity |  | Dispatch-Interconnection | VOM | 12801966.8624 | ON | MI | Electricity Transmission Line |  |  |  | 0.43883 | 5617933.2324
LCP_Inputs_ON_Electric_2023_04_03 | 2041 |  |  | Hydrogen |  | Dispatch-Interconnection | VOM | 0 | ON | MI | H2 Pipeline - New |  |  |  | 0.43883 | 0
LCP_Inputs_ON_Electric_2023_04_03 | 2041 |  |  | Hydrogen |  | Dispatch-Interconnection | VOM | 0 | ON | MI | H2 Pipeline - Repurposed |  |  |  | 0.43883 | 0
LCP_Inputs_ON_Electric_2023_04_03 | 2041 |  |  | Methane |  | Dispatch-Interconnection | VOM | 0 | ON | NY | CH4 Pipeline |  |  |  | 0.43883 | 0
LCP_Inputs_ON_Electric_2023_04_03 | 2041 |  |  | Electricity |  | Dispatch-Interconnection | VOM | 15279675.142 | ON | NY | Electricity Transmission Line |  |  |  | 0.43883 | 6705234.8817
LCP_Inputs_ON_Electric_2023_04_03 | 2041 |  |  | Hydrogen |  | Dispatch-Interconnection | VOM | 0 | ON | NY | H2 Pipeline - New |  |  |  | 0.43883 | 0
LCP_Inputs_ON_Electric_2023_04_03 | 2041 |  |  | Hydrogen |  | Dispatch-Interconnection | VOM | 0 | ON | NY | H2 Pipeline - Repurposed |  |  |  | 0.43883 | 0
LCP_Inputs_ON_Electric_2023_04_03 | 2041 |  |  | Methane |  | Dispatch-Intraconnection | VOM | 367923131.7518 | ON | ON | CH4 Pipeline |  |  |  | 0.43883 | 161457033.2087
LCP_Inputs_ON_Electric_2023_04_03 | 2041 |  |  | Electricity |  | Dispatch-Intraconnection | VOM | 0 | ON | ON | Electricity Transmission Line |  |  |  | 0.43883 | 0
LCP_Inputs_ON_Electric_2023_04_03 | 2041 |  |  | Hydrogen |  | Dispatch-Intraconnection | VOM | 0 | ON | ON | H2 Pipeline - New |  |  |  | 0.43883 | 0
LCP_Inputs_ON_Electric_2023_04_03 | 2041 |  |  | Hydrogen |  | Dispatch-Intraconnection | VOM | 305168522.8171 | ON | ON | H2 Pipeline - Repurposed |  |  |  | 0.43883 | 133918202.1204
LCP_Inputs_ON_Electric_2023_04_03 | 2041 |  |  | Methane |  | Dispatch-Interconnection | VOM | 0 | ON | PJ | CH4 Pipeline |  |  |  | 0.43883 | 0
LCP_Inputs_ON_Electric_2023_04_03 | 2041 |  |  | Electricity |  | Dispatch-Interconnection | VOM | 21740274.3119 | ON | PJ | Electricity Transmission Line |  |  |  | 0.43883 | 9540362.8873
LCP_Inputs_ON_Electric_2023_04_03 | 2041 |  |  | Hydrogen |  | Dispatch-Interconnection | VOM | 0 | ON | PJ | H2 Pipeline - New |  |  |  | 0.43883 | 0
LCP_Inputs_ON_Electric_2023_04_03 | 2041 |  |  | Hydrogen |  | Dispatch-Interconnection | VOM | 0 | ON | PJ | H2 Pipeline - Repurposed |  |  |  | 0.43883 | 0
LCP_Inputs_ON_Electric_2023_04_03 | 2041 |  |  | Methane |  | Dispatch-Interconnection | VOM | 0 | ON | QC | CH4 Pipeline |  |  |  | 0.43883 | 0
LCP_Inputs_ON_Electric_2023_04_03 | 2041 |  |  | Electricity |  | Dispatch-Interconnection | VOM | 9606093.7135 | ON | QC | Electricity Transmission Line |  |  |  | 0.43883 | 4215476.7066
LCP_Inputs_ON_Electric_2023_04_03 | 2041 |  |  | Hydrogen |  | Dispatch-Interconnection | VOM | 0 | ON | QC | H2 Pipeline - New |  |  |  | 0.43883 | 0
LCP_Inputs_ON_Electric_2023_04_03 | 2041 |  |  | Hydrogen |  | Dispatch-Interconnection | VOM | 0 | ON | QC | H2 Pipeline - Repurposed |  |  |  | 0.43883 | 0
LCP_Inputs_ON_Electric_2023_04_03 | 2041 |  |  | Methane |  | Dispatch-Interconnection | VOM | 0 | ON | WC | CH4 Pipeline |  |  |  | 0.43883 | 0
LCP_Inputs_ON_Electric_2023_04_03 | 2041 |  |  | Electricity |  | Dispatch-Interconnection | VOM | 175859.7457 | ON | WC | Electricity Transmission Line |  |  |  | 0.43883 | 77173.1657
LCP_Inputs_ON_Electric_2023_04_03 | 2041 |  |  | Hydrogen |  | Dispatch-Interconnection | VOM | 0 | ON | WC | H2 Pipeline - New |  |  |  | 0.43883 | 0
LCP_Inputs_ON_Electric_2023_04_03 | 2041 |  |  | Hydrogen |  | Dispatch-Interconnection | VOM | 0 | ON | WC | H2 Pipeline - Repurposed |  |  |  | 0.43883 | 0
LCP_Inputs_ON_Electric_2023_04_03 | 2041 |  |  | Methane |  | Dispatch-Interconnection | VOM | 0 | PJ | ON | CH4 Pipeline |  |  |  | 0.43883 | 0
LCP_Inputs_ON_Electric_2023_04_03 | 2041 |  |  | Electricity |  | Dispatch-Interconnection | VOM | 25847717.4932 | PJ | ON | Electricity Transmission Line |  |  |  | 0.43883 | 11342846.974
LCP_Inputs_ON_Electric_2023_04_03 | 2041 |  |  | Hydrogen |  | Dispatch-Interconnection | VOM | 0 | PJ | ON | H2 Pipeline - New |  |  |  | 0.43883 | 0
LCP_Inputs_ON_Electric_2023_04_03 | 2041 |  |  | Hydrogen |  | Dispatch-Interconnection | VOM | 0 | PJ | ON | H2 Pipeline - Repurposed |  |  |  | 0.43883 | 0
LCP_Inputs_ON_Electric_2023_04_03 | 2041 |  |  | Methane |  | Dispatch-Intraconnection | VOM | 0 | PJ | PJ | CH4 Pipeline |  |  |  | 0.43883 | 0
LCP_Inputs_ON_Electric_2023_04_03 | 2041 |  |  | Electricity |  | Dispatch-Intraconnection | VOM | 0 | PJ | PJ | Electricity Transmission Line |  |  |  | 0.43883 | 0
LCP_Inputs_ON_Electric_2023_04_03 | 2041 |  |  | Hydrogen |  | Dispatch-Intraconnection | VOM | 0 | PJ | PJ | H2 Pipeline - New |  |  |  | 0.43883 | 0
LCP_Inputs_ON_Electric_2023_04_03 | 2041 |  |  | Hydrogen |  | Dispatch-Intraconnection | VOM | 0 | PJ | PJ | H2 Pipeline - Repurposed |  |  |  | 0.43883 | 0
LCP_Inputs_ON_Electric_2023_04_03 | 2041 |  |  | Electricity |  | Dispatch-Interconnection | VOM | 26451155.0387 | QC | NY | Electricity Transmission Line |  |  |  | 0.43883 | 11607655.6458
LCP_Inputs_ON_Electric_2023_04_03 | 2041 |  |  | Methane |  | Dispatch-Interconnection | VOM | 0 | QC | ON | CH4 Pipeline |  |  |  | 0.43883 | 0
LCP_Inputs_ON_Electric_2023_04_03 | 2041 |  |  | Electricity |  | Dispatch-Interconnection | VOM | 10886056.8871 | QC | ON | Electricity Transmission Line |  |  |  | 0.43883 | 4777167.5566
LCP_Inputs_ON_Electric_2023_04_03 | 2041 |  |  | Hydrogen |  | Dispatch-Interconnection | VOM | 0 | QC | ON | H2 Pipeline - New |  |  |  | 0.43883 | 0
LCP_Inputs_ON_Electric_2023_04_03 | 2041 |  |  | Hydrogen |  | Dispatch-Interconnection | VOM | 0 | QC | ON | H2 Pipeline - Repurposed |  |  |  | 0.43883 | 0
LCP_Inputs_ON_Electric_2023_04_03 | 2041 |  |  | Methane |  | Dispatch-Intraconnection | VOM | 0 | QC | QC | CH4 Pipeline |  |  |  | 0.43883 | 0
LCP_Inputs_ON_Electric_2023_04_03 | 2041 |  |  | Electricity |  | Dispatch-Intraconnection | VOM | 0 | QC | QC | Electricity Transmission Line |  |  |  | 0.43883 | 0
LCP_Inputs_ON_Electric_2023_04_03 | 2041 |  |  | Hydrogen |  | Dispatch-Intraconnection | VOM | 0 | QC | QC | H2 Pipeline - New |  |  |  | 0.43883 | 0
LCP_Inputs_ON_Electric_2023_04_03 | 2041 |  |  | Hydrogen |  | Dispatch-Intraconnection | VOM | 0 | QC | QC | H2 Pipeline - Repurposed |  |  |  | 0.43883 | 0
LCP_Inputs_ON_Electric_2023_04_03 | 2041 |  |  | Electricity |  | Dispatch-Interconnection | VOM | 3307830.1048 | WC | MI | Electricity Transmission Line |  |  |  | 0.43883 | 1451587.0001
LCP_Inputs_ON_Electric_2023_04_03 | 2041 |  |  | Methane |  | Dispatch-Interconnection | VOM | 0 | WC | ON | CH4 Pipeline |  |  |  | 0.43883 | 0
LCP_Inputs_ON_Electric_2023_04_03 | 2041 |  |  | Electricity |  | Dispatch-Interconnection | VOM | 10504938.881 | WC | ON | Electricity Transmission Line |  |  |  | 0.43883 | 4609920.1691
LCP_Inputs_ON_Electric_2023_04_03 | 2041 |  |  | Hydrogen |  | Dispatch-Interconnection | VOM | 0 | WC | ON | H2 Pipeline - New |  |  |  | 0.43883 | 0
LCP_Inputs_ON_Electric_2023_04_03 | 2041 |  |  | Hydrogen |  | Dispatch-Interconnection | VOM | 0 | WC | ON | H2 Pipeline - Repurposed |  |  |  | 0.43883 | 0
LCP_Inputs_ON_Electric_2023_04_03 | 2041 |  |  | Methane |  | Dispatch-Intraconnection | VOM | 0 | WC | WC | CH4 Pipeline |  |  |  | 0.43883 | 0
LCP_Inputs_ON_Electric_2023_04_03 | 2041 |  |  | Electricity |  | Dispatch-Intraconnection | VOM | 0 | WC | WC | Electricity Transmission Line |  |  |  | 0.43883 | 0
LCP_Inputs_ON_Electric_2023_04_03 | 2041 |  |  | Hydrogen |  | Dispatch-Intraconnection | VOM | 0 | WC | WC | H2 Pipeline - New |  |  |  | 0.43883 | 0
LCP_Inputs_ON_Electric_2023_04_03 | 2041 |  |  | Hydrogen |  | Dispatch-Intraconnection | VOM | 0 | WC | WC | H2 Pipeline - Repurposed |  |  |  | 0.43883 | 0
LCP_Inputs_ON_Electric_2023_04_03 | 2042 |  |  | Methane |  | Dispatch-Intraconnection | VOM | 0 | MI | MI | CH4 Pipeline |  |  |  | 0.42196 | 0
LCP_Inputs_ON_Electric_2023_04_03 | 2042 |  |  | Electricity |  | Dispatch-Intraconnection | VOM | 0 | MI | MI | Electricity Transmission Line |  |  |  | 0.42196 | 0
LCP_Inputs_ON_Electric_2023_04_03 | 2042 |  |  | Hydrogen |  | Dispatch-Intraconnection | VOM | 0 | MI | MI | H2 Pipeline - New |  |  |  | 0.42196 | 0
LCP_Inputs_ON_Electric_2023_04_03 | 2042 |  |  | Hydrogen |  | Dispatch-Intraconnection | VOM | 0 | MI | MI | H2 Pipeline - Repurposed |  |  |  | 0.42196 | 0
LCP_Inputs_ON_Electric_2023_04_03 | 2042 |  |  | Methane |  | Dispatch-Interconnection | VOM | 0 | MI | ON | CH4 Pipeline |  |  |  | 0.42196 | 0
LCP_Inputs_ON_Electric_2023_04_03 | 2042 |  |  | Electricity |  | Dispatch-Interconnection | VOM | 28271495.8245 | MI | ON | Electricity Transmission Line |  |  |  | 0.42196 | 11929309.9518
LCP_Inputs_ON_Electric_2023_04_03 | 2042 |  |  | Hydrogen |  | Dispatch-Interconnection | VOM | 0 | MI | ON | H2 Pipeline - New |  |  |  | 0.42196 | 0
LCP_Inputs_ON_Electric_2023_04_03 | 2042 |  |  | Hydrogen |  | Dispatch-Interconnection | VOM | 0 | MI | ON | H2 Pipeline - Repurposed |  |  |  | 0.42196 | 0
LCP_Inputs_ON_Electric_2023_04_03 | 2042 |  |  | Electricity |  | Dispatch-Interconnection | VOM | 2058569.9341 | MI | WC | Electricity Transmission Line |  |  |  | 0.42196 | 868624.6725
LCP_Inputs_ON_Electric_2023_04_03 | 2042 |  |  | Methane |  | Dispatch-Intraconnection | VOM | 0 | NY | NY | CH4 Pipeline |  |  |  | 0.42196 | 0
LCP_Inputs_ON_Electric_2023_04_03 | 2042 |  |  | Electricity |  | Dispatch-Intraconnection | VOM | 0 | NY | NY | Electricity Transmission Line |  |  |  | 0.42196 | 0
LCP_Inputs_ON_Electric_2023_04_03 | 2042 |  |  | Hydrogen |  | Dispatch-Intraconnection | VOM | 0 | NY | NY | H2 Pipeline - New |  |  |  | 0.42196 | 0
LCP_Inputs_ON_Electric_2023_04_03 | 2042 |  |  | Hydrogen |  | Dispatch-Intraconnection | VOM | 0 | NY | NY | H2 Pipeline - Repurposed |  |  |  | 0.42196 | 0
LCP_Inputs_ON_Electric_2023_04_03 | 2042 |  |  | Methane |  | Dispatch-Interconnection | VOM | 0 | NY | ON | CH4 Pipeline |  |  |  | 0.42196 | 0
LCP_Inputs_ON_Electric_2023_04_03 | 2042 |  |  | Electricity |  | Dispatch-Interconnection | VOM | 29154196.4306 | NY | ON | Electricity Transmission Line |  |  |  | 0.42196 | 12301770.2274
LCP_Inputs_ON_Electric_2023_04_03 | 2042 |  |  | Hydrogen |  | Dispatch-Interconnection | VOM | 0 | NY | ON | H2 Pipeline - New |  |  |  | 0.42196 | 0
LCP_Inputs_ON_Electric_2023_04_03 | 2042 |  |  | Hydrogen |  | Dispatch-Interconnection | VOM | 0 | NY | ON | H2 Pipeline - Repurposed |  |  |  | 0.42196 | 0
LCP_Inputs_ON_Electric_2023_04_03 | 2042 |  |  | Electricity |  | Dispatch-Interconnection | VOM | 25991559.6702 | NY | QC | Electricity Transmission Line |  |  |  | 0.42196 | 10967278.6103
LCP_Inputs_ON_Electric_2023_04_03 | 2042 |  |  | Methane |  | Dispatch-Interconnection | VOM | 0 | ON | MI | CH4 Pipeline |  |  |  | 0.42196 | 0
LCP_Inputs_ON_Electric_2023_04_03 | 2042 |  |  | Electricity |  | Dispatch-Interconnection | VOM | 12801966.8624 | ON | MI | Electricity Transmission Line |  |  |  | 0.42196 | 5401858.8773
LCP_Inputs_ON_Electric_2023_04_03 | 2042 |  |  | Hydrogen |  | Dispatch-Interconnection | VOM | 0 | ON | MI | H2 Pipeline - New |  |  |  | 0.42196 | 0
LCP_Inputs_ON_Electric_2023_04_03 | 2042 |  |  | Hydrogen |  | Dispatch-Interconnection | VOM | 0 | ON | MI | H2 Pipeline - Repurposed |  |  |  | 0.42196 | 0
LCP_Inputs_ON_Electric_2023_04_03 | 2042 |  |  | Methane |  | Dispatch-Interconnection | VOM | 0 | ON | NY | CH4 Pipeline |  |  |  | 0.42196 | 0
LCP_Inputs_ON_Electric_2023_04_03 | 2042 |  |  | Electricity |  | Dispatch-Interconnection | VOM | 15279675.142 | ON | NY | Electricity Transmission Line |  |  |  | 0.42196 | 6447341.2324
LCP_Inputs_ON_Electric_2023_04_03 | 2042 |  |  | Hydrogen |  | Dispatch-Interconnection | VOM | 0 | ON | NY | H2 Pipeline - New |  |  |  | 0.42196 | 0
LCP_Inputs_ON_Electric_2023_04_03 | 2042 |  |  | Hydrogen |  | Dispatch-Interconnection | VOM | 0 | ON | NY | H2 Pipeline - Repurposed |  |  |  | 0.42196 | 0
LCP_Inputs_ON_Electric_2023_04_03 | 2042 |  |  | Methane |  | Dispatch-Intraconnection | VOM | 367923131.7518 | ON | ON | CH4 Pipeline |  |  |  | 0.42196 | 155247147.316
LCP_Inputs_ON_Electric_2023_04_03 | 2042 |  |  | Electricity |  | Dispatch-Intraconnection | VOM | 0 | ON | ON | Electricity Transmission Line |  |  |  | 0.42196 | 0
LCP_Inputs_ON_Electric_2023_04_03 | 2042 |  |  | Hydrogen |  | Dispatch-Intraconnection | VOM | 0 | ON | ON | H2 Pipeline - New |  |  |  | 0.42196 | 0
LCP_Inputs_ON_Electric_2023_04_03 | 2042 |  |  | Hydrogen |  | Dispatch-Intraconnection | VOM | 305168522.8171 | ON | ON | H2 Pipeline - Repurposed |  |  |  | 0.42196 | 128767502.0389
LCP_Inputs_ON_Electric_2023_04_03 | 2042 |  |  | Methane |  | Dispatch-Interconnection | VOM | 0 | ON | PJ | CH4 Pipeline |  |  |  | 0.42196 | 0
LCP_Inputs_ON_Electric_2023_04_03 | 2042 |  |  | Electricity |  | Dispatch-Interconnection | VOM | 21740274.3119 | ON | PJ | Electricity Transmission Line |  |  |  | 0.42196 | 9173425.8531
LCP_Inputs_ON_Electric_2023_04_03 | 2042 |  |  | Hydrogen |  | Dispatch-Interconnection | VOM | 0 | ON | PJ | H2 Pipeline - New |  |  |  | 0.42196 | 0
LCP_Inputs_ON_Electric_2023_04_03 | 2042 |  |  | Hydrogen |  | Dispatch-Interconnection | VOM | 0 | ON | PJ | H2 Pipeline - Repurposed |  |  |  | 0.42196 | 0
LCP_Inputs_ON_Electric_2023_04_03 | 2042 |  |  | Methane |  | Dispatch-Interconnection | VOM | 0 | ON | QC | CH4 Pipeline |  |  |  | 0.42196 | 0
LCP_Inputs_ON_Electric_2023_04_03 | 2042 |  |  | Electricity |  | Dispatch-Interconnection | VOM | 9606093.7135 | ON | QC | Electricity Transmission Line |  |  |  | 0.42196 | 4053342.9871
LCP_Inputs_ON_Electric_2023_04_03 | 2042 |  |  | Hydrogen |  | Dispatch-Interconnection | VOM | 0 | ON | QC | H2 Pipeline - New |  |  |  | 0.42196 | 0
LCP_Inputs_ON_Electric_2023_04_03 | 2042 |  |  | Hydrogen |  | Dispatch-Interconnection | VOM | 0 | ON | QC | H2 Pipeline - Repurposed |  |  |  | 0.42196 | 0
LCP_Inputs_ON_Electric_2023_04_03 | 2042 |  |  | Methane |  | Dispatch-Interconnection | VOM | 0 | ON | WC | CH4 Pipeline |  |  |  | 0.42196 | 0
LCP_Inputs_ON_Electric_2023_04_03 | 2042 |  |  | Electricity |  | Dispatch-Interconnection | VOM | 175859.7457 | ON | WC | Electricity Transmission Line |  |  |  | 0.42196 | 74204.967
LCP_Inputs_ON_Electric_2023_04_03 | 2042 |  |  | Hydrogen |  | Dispatch-Interconnection | VOM | 0 | ON | WC | H2 Pipeline - New |  |  |  | 0.42196 | 0
LCP_Inputs_ON_Electric_2023_04_03 | 2042 |  |  | Hydrogen |  | Dispatch-Interconnection | VOM | 0 | ON | WC | H2 Pipeline - Repurposed |  |  |  | 0.42196 | 0
LCP_Inputs_ON_Electric_2023_04_03 | 2042 |  |  | Methane |  | Dispatch-Interconnection | VOM | 0 | PJ | ON | CH4 Pipeline |  |  |  | 0.42196 | 0
LCP_Inputs_ON_Electric_2023_04_03 | 2042 |  |  | Electricity |  | Dispatch-Interconnection | VOM | 25847717.4932 | PJ | ON | Electricity Transmission Line |  |  |  | 0.42196 | 10906583.6289
LCP_Inputs_ON_Electric_2023_04_03 | 2042 |  |  | Hydrogen |  | Dispatch-Interconnection | VOM | 0 | PJ | ON | H2 Pipeline - New |  |  |  | 0.42196 | 0
LCP_Inputs_ON_Electric_2023_04_03 | 2042 |  |  | Hydrogen |  | Dispatch-Interconnection | VOM | 0 | PJ | ON | H2 Pipeline - Repurposed |  |  |  | 0.42196 | 0
LCP_Inputs_ON_Electric_2023_04_03 | 2042 |  |  | Methane |  | Dispatch-Intraconnection | VOM | 0 | PJ | PJ | CH4 Pipeline |  |  |  | 0.42196 | 0
LCP_Inputs_ON_Electric_2023_04_03 | 2042 |  |  | Electricity |  | Dispatch-Intraconnection | VOM | 0 | PJ | PJ | Electricity Transmission Line |  |  |  | 0.42196 | 0
LCP_Inputs_ON_Electric_2023_04_03 | 2042 |  |  | Hydrogen |  | Dispatch-Intraconnection | VOM | 0 | PJ | PJ | H2 Pipeline - New |  |  |  | 0.42196 | 0
LCP_Inputs_ON_Electric_2023_04_03 | 2042 |  |  | Hydrogen |  | Dispatch-Intraconnection | VOM | 0 | PJ | PJ | H2 Pipeline - Repurposed |  |  |  | 0.42196 | 0
LCP_Inputs_ON_Electric_2023_04_03 | 2042 |  |  | Electricity |  | Dispatch-Interconnection | VOM | 26451155.0387 | QC | NY | Electricity Transmission Line |  |  |  | 0.42196 | 11161207.3517
LCP_Inputs_ON_Electric_2023_04_03 | 2042 |  |  | Methane |  | Dispatch-Interconnection | VOM | 0 | QC | ON | CH4 Pipeline |  |  |  | 0.42196 | 0
LCP_Inputs_ON_Electric_2023_04_03 | 2042 |  |  | Electricity |  | Dispatch-Interconnection | VOM | 10886056.8871 | QC | ON | Electricity Transmission Line |  |  |  | 0.42196 | 4593430.3429
LCP_Inputs_ON_Electric_2023_04_03 | 2042 |  |  | Hydrogen |  | Dispatch-Interconnection | VOM | 0 | QC | ON | H2 Pipeline - New |  |  |  | 0.42196 | 0
LCP_Inputs_ON_Electric_2023_04_03 | 2042 |  |  | Hydrogen |  | Dispatch-Interconnection | VOM | 0 | QC | ON | H2 Pipeline - Repurposed |  |  |  | 0.42196 | 0
LCP_Inputs_ON_Electric_2023_04_03 | 2042 |  |  | Methane |  | Dispatch-Intraconnection | VOM | 0 | QC | QC | CH4 Pipeline |  |  |  | 0.42196 | 0
LCP_Inputs_ON_Electric_2023_04_03 | 2042 |  |  | Electricity |  | Dispatch-Intraconnection | VOM | 0 | QC | QC | Electricity Transmission Line |  |  |  | 0.42196 | 0
LCP_Inputs_ON_Electric_2023_04_03 | 2042 |  |  | Hydrogen |  | Dispatch-Intraconnection | VOM | 0 | QC | QC | H2 Pipeline - New |  |  |  | 0.42196 | 0
LCP_Inputs_ON_Electric_2023_04_03 | 2042 |  |  | Hydrogen |  | Dispatch-Intraconnection | VOM | 0 | QC | QC | H2 Pipeline - Repurposed |  |  |  | 0.42196 | 0
LCP_Inputs_ON_Electric_2023_04_03 | 2042 |  |  | Electricity |  | Dispatch-Interconnection | VOM | 3307830.1048 | WC | MI | Electricity Transmission Line |  |  |  | 0.42196 | 1395756.7309
LCP_Inputs_ON_Electric_2023_04_03 | 2042 |  |  | Methane |  | Dispatch-Interconnection | VOM | 0 | WC | ON | CH4 Pipeline |  |  |  | 0.42196 | 0
LCP_Inputs_ON_Electric_2023_04_03 | 2042 |  |  | Electricity |  | Dispatch-Interconnection | VOM | 10504938.881 | WC | ON | Electricity Transmission Line |  |  |  | 0.42196 | 4432615.5473
LCP_Inputs_ON_Electric_2023_04_03 | 2042 |  |  | Hydrogen |  | Dispatch-Interconnection | VOM | 0 | WC | ON | H2 Pipeline - New |  |  |  | 0.42196 | 0
LCP_Inputs_ON_Electric_2023_04_03 | 2042 |  |  | Hydrogen |  | Dispatch-Interconnection | VOM | 0 | WC | ON | H2 Pipeline - Repurposed |  |  |  | 0.42196 | 0
LCP_Inputs_ON_Electric_2023_04_03 | 2042 |  |  | Methane |  | Dispatch-Intraconnection | VOM | 0 | WC | WC | CH4 Pipeline |  |  |  | 0.42196 | 0
LCP_Inputs_ON_Electric_2023_04_03 | 2042 |  |  | Electricity |  | Dispatch-Intraconnection | VOM | 0 | WC | WC | Electricity Transmission Line |  |  |  | 0.42196 | 0
LCP_Inputs_ON_Electric_2023_04_03 | 2042 |  |  | Hydrogen |  | Dispatch-Intraconnection | VOM | 0 | WC | WC | H2 Pipeline - New |  |  |  | 0.42196 | 0
LCP_Inputs_ON_Electric_2023_04_03 | 2042 |  |  | Hydrogen |  | Dispatch-Intraconnection | VOM | 0 | WC | WC | H2 Pipeline - Repurposed |  |  |  | 0.42196 | 0
LCP_Inputs_ON_Electric_2023_04_03 | 2043 |  |  | Methane |  | Dispatch-Intraconnection | VOM | 0 | MI | MI | CH4 Pipeline |  |  |  | 0.40573 | 0
LCP_Inputs_ON_Electric_2023_04_03 | 2043 |  |  | Electricity |  | Dispatch-Intraconnection | VOM | 0 | MI | MI | Electricity Transmission Line |  |  |  | 0.40573 | 0
LCP_Inputs_ON_Electric_2023_04_03 | 2043 |  |  | Hydrogen |  | Dispatch-Intraconnection | VOM | 0 | MI | MI | H2 Pipeline - New |  |  |  | 0.40573 | 0
LCP_Inputs_ON_Electric_2023_04_03 | 2043 |  |  | Hydrogen |  | Dispatch-Intraconnection | VOM | 0 | MI | MI | H2 Pipeline - Repurposed |  |  |  | 0.40573 | 0
LCP_Inputs_ON_Electric_2023_04_03 | 2043 |  |  | Methane |  | Dispatch-Interconnection | VOM | 0 | MI | ON | CH4 Pipeline |  |  |  | 0.40573 | 0
LCP_Inputs_ON_Electric_2023_04_03 | 2043 |  |  | Electricity |  | Dispatch-Interconnection | VOM | 28271495.8245 | MI | ON | Electricity Transmission Line |  |  |  | 0.40573 | 11470490.3383
LCP_Inputs_ON_Electric_2023_04_03 | 2043 |  |  | Hydrogen |  | Dispatch-Interconnection | VOM | 0 | MI | ON | H2 Pipeline - New |  |  |  | 0.40573 | 0
LCP_Inputs_ON_Electric_2023_04_03 | 2043 |  |  | Hydrogen |  | Dispatch-Interconnection | VOM | 0 | MI | ON | H2 Pipeline - Repurposed |  |  |  | 0.40573 | 0
LCP_Inputs_ON_Electric_2023_04_03 | 2043 |  |  | Electricity |  | Dispatch-Interconnection | VOM | 2058569.9341 | MI | WC | Electricity Transmission Line |  |  |  | 0.40573 | 835216.0312
LCP_Inputs_ON_Electric_2023_04_03 | 2043 |  |  | Methane |  | Dispatch-Intraconnection | VOM | 0 | NY | NY | CH4 Pipeline |  |  |  | 0.40573 | 0
LCP_Inputs_ON_Electric_2023_04_03 | 2043 |  |  | Electricity |  | Dispatch-Intraconnection | VOM | 0 | NY | NY | Electricity Transmission Line |  |  |  | 0.40573 | 0
LCP_Inputs_ON_Electric_2023_04_03 | 2043 |  |  | Hydrogen |  | Dispatch-Intraconnection | VOM | 0 | NY | NY | H2 Pipeline - New |  |  |  | 0.40573 | 0
LCP_Inputs_ON_Electric_2023_04_03 | 2043 |  |  | Hydrogen |  | Dispatch-Intraconnection | VOM | 0 | NY | NY | H2 Pipeline - Repurposed |  |  |  | 0.40573 | 0
LCP_Inputs_ON_Electric_2023_04_03 | 2043 |  |  | Methane |  | Dispatch-Interconnection | VOM | 0 | NY | ON | CH4 Pipeline |  |  |  | 0.40573 | 0
LCP_Inputs_ON_Electric_2023_04_03 | 2043 |  |  | Electricity |  | Dispatch-Interconnection | VOM | 29154196.4306 | NY | ON | Electricity Transmission Line |  |  |  | 0.40573 | 11828625.2186
LCP_Inputs_ON_Electric_2023_04_03 | 2043 |  |  | Hydrogen |  | Dispatch-Interconnection | VOM | 0 | NY | ON | H2 Pipeline - New |  |  |  | 0.40573 | 0
LCP_Inputs_ON_Electric_2023_04_03 | 2043 |  |  | Hydrogen |  | Dispatch-Interconnection | VOM | 0 | NY | ON | H2 Pipeline - Repurposed |  |  |  | 0.40573 | 0
LCP_Inputs_ON_Electric_2023_04_03 | 2043 |  |  | Electricity |  | Dispatch-Interconnection | VOM | 25991559.6702 | NY | QC | Electricity Transmission Line |  |  |  | 0.40573 | 10545460.2022
LCP_Inputs_ON_Electric_2023_04_03 | 2043 |  |  | Methane |  | Dispatch-Interconnection | VOM | 0 | ON | MI | CH4 Pipeline |  |  |  | 0.40573 | 0
LCP_Inputs_ON_Electric_2023_04_03 | 2043 |  |  | Electricity |  | Dispatch-Interconnection | VOM | 12801966.8624 | ON | MI | Electricity Transmission Line |  |  |  | 0.40573 | 5194095.0743
LCP_Inputs_ON_Electric_2023_04_03 | 2043 |  |  | Hydrogen |  | Dispatch-Interconnection | VOM | 0 | ON | MI | H2 Pipeline - New |  |  |  | 0.40573 | 0
LCP_Inputs_ON_Electric_2023_04_03 | 2043 |  |  | Hydrogen |  | Dispatch-Interconnection | VOM | 0 | ON | MI | H2 Pipeline - Repurposed |  |  |  | 0.40573 | 0
LCP_Inputs_ON_Electric_2023_04_03 | 2043 |  |  | Methane |  | Dispatch-Interconnection | VOM | 0 | ON | NY | CH4 Pipeline |  |  |  | 0.40573 | 0
LCP_Inputs_ON_Electric_2023_04_03 | 2043 |  |  | Electricity |  | Dispatch-Interconnection | VOM | 15279675.142 | ON | NY | Electricity Transmission Line |  |  |  | 0.40573 | 6199366.5696
LCP_Inputs_ON_Electric_2023_04_03 | 2043 |  |  | Hydrogen |  | Dispatch-Interconnection | VOM | 0 | ON | NY | H2 Pipeline - New |  |  |  | 0.40573 | 0
LCP_Inputs_ON_Electric_2023_04_03 | 2043 |  |  | Hydrogen |  | Dispatch-Interconnection | VOM | 0 | ON | NY | H2 Pipeline - Repurposed |  |  |  | 0.40573 | 0
LCP_Inputs_ON_Electric_2023_04_03 | 2043 |  |  | Methane |  | Dispatch-Intraconnection | VOM | 367923131.7518 | ON | ON | CH4 Pipeline |  |  |  | 0.40573 | 149276103.1885
LCP_Inputs_ON_Electric_2023_04_03 | 2043 |  |  | Electricity |  | Dispatch-Intraconnection | VOM | 0 | ON | ON | Electricity Transmission Line |  |  |  | 0.40573 | 0
LCP_Inputs_ON_Electric_2023_04_03 | 2043 |  |  | Hydrogen |  | Dispatch-Intraconnection | VOM | 0 | ON | ON | H2 Pipeline - New |  |  |  | 0.40573 | 0
LCP_Inputs_ON_Electric_2023_04_03 | 2043 |  |  | Hydrogen |  | Dispatch-Intraconnection | VOM | 305168522.8171 | ON | ON | H2 Pipeline - Repurposed |  |  |  | 0.40573 | 123814905.8066
LCP_Inputs_ON_Electric_2023_04_03 | 2043 |  |  | Methane |  | Dispatch-Interconnection | VOM | 0 | ON | PJ | CH4 Pipeline |  |  |  | 0.40573 | 0
LCP_Inputs_ON_Electric_2023_04_03 | 2043 |  |  | Electricity |  | Dispatch-Interconnection | VOM | 21740274.3119 | ON | PJ | Electricity Transmission Line |  |  |  | 0.40573 | 8820601.7819
LCP_Inputs_ON_Electric_2023_04_03 | 2043 |  |  | Hydrogen |  | Dispatch-Interconnection | VOM | 0 | ON | PJ | H2 Pipeline - New |  |  |  | 0.40573 | 0
LCP_Inputs_ON_Electric_2023_04_03 | 2043 |  |  | Hydrogen |  | Dispatch-Interconnection | VOM | 0 | ON | PJ | H2 Pipeline - Repurposed |  |  |  | 0.40573 | 0
LCP_Inputs_ON_Electric_2023_04_03 | 2043 |  |  | Methane |  | Dispatch-Interconnection | VOM | 0 | ON | QC | CH4 Pipeline |  |  |  | 0.40573 | 0
LCP_Inputs_ON_Electric_2023_04_03 | 2043 |  |  | Electricity |  | Dispatch-Interconnection | VOM | 9606093.7135 | ON | QC | Electricity Transmission Line |  |  |  | 0.40573 | 3897445.1799
LCP_Inputs_ON_Electric_2023_04_03 | 2043 |  |  | Hydrogen |  | Dispatch-Interconnection | VOM | 0 | ON | QC | H2 Pipeline - New |  |  |  | 0.40573 | 0
LCP_Inputs_ON_Electric_2023_04_03 | 2043 |  |  | Hydrogen |  | Dispatch-Interconnection | VOM | 0 | ON | QC | H2 Pipeline - Repurposed |  |  |  | 0.40573 | 0
LCP_Inputs_ON_Electric_2023_04_03 | 2043 |  |  | Methane |  | Dispatch-Interconnection | VOM | 0 | ON | WC | CH4 Pipeline |  |  |  | 0.40573 | 0
LCP_Inputs_ON_Electric_2023_04_03 | 2043 |  |  | Electricity |  | Dispatch-Interconnection | VOM | 175859.7457 | ON | WC | Electricity Transmission Line |  |  |  | 0.40573 | 71350.9298
LCP_Inputs_ON_Electric_2023_04_03 | 2043 |  |  | Hydrogen |  | Dispatch-Interconnection | VOM | 0 | ON | WC | H2 Pipeline - New |  |  |  | 0.40573 | 0
LCP_Inputs_ON_Electric_2023_04_03 | 2043 |  |  | Hydrogen |  | Dispatch-Interconnection | VOM | 0 | ON | WC | H2 Pipeline - Repurposed |  |  |  | 0.40573 | 0
LCP_Inputs_ON_Electric_2023_04_03 | 2043 |  |  | Methane |  | Dispatch-Interconnection | VOM | 0 | PJ | ON | CH4 Pipeline |  |  |  | 0.40573 | 0
LCP_Inputs_ON_Electric_2023_04_03 | 2043 |  |  | Electricity |  | Dispatch-Interconnection | VOM | 25847717.4932 | PJ | ON | Electricity Transmission Line |  |  |  | 0.40573 | 10487099.6431
LCP_Inputs_ON_Electric_2023_04_03 | 2043 |  |  | Hydrogen |  | Dispatch-Interconnection | VOM | 0 | PJ | ON | H2 Pipeline - New |  |  |  | 0.40573 | 0
LCP_Inputs_ON_Electric_2023_04_03 | 2043 |  |  | Hydrogen |  | Dispatch-Interconnection | VOM | 0 | PJ | ON | H2 Pipeline - Repurposed |  |  |  | 0.40573 | 0
LCP_Inputs_ON_Electric_2023_04_03 | 2043 |  |  | Methane |  | Dispatch-Intraconnection | VOM | 0 | PJ | PJ | CH4 Pipeline |  |  |  | 0.40573 | 0
LCP_Inputs_ON_Electric_2023_04_03 | 2043 |  |  | Electricity |  | Dispatch-Intraconnection | VOM | 0 | PJ | PJ | Electricity Transmission Line |  |  |  | 0.40573 | 0
LCP_Inputs_ON_Electric_2023_04_03 | 2043 |  |  | Hydrogen |  | Dispatch-Intraconnection | VOM | 0 | PJ | PJ | H2 Pipeline - New |  |  |  | 0.40573 | 0
LCP_Inputs_ON_Electric_2023_04_03 | 2043 |  |  | Hydrogen |  | Dispatch-Intraconnection | VOM | 0 | PJ | PJ | H2 Pipeline - Repurposed |  |  |  | 0.40573 | 0
LCP_Inputs_ON_Electric_2023_04_03 | 2043 |  |  | Electricity |  | Dispatch-Interconnection | VOM | 26451155.0387 | QC | NY | Electricity Transmission Line |  |  |  | 0.40573 | 10731930.1459
LCP_Inputs_ON_Electric_2023_04_03 | 2043 |  |  | Methane |  | Dispatch-Interconnection | VOM | 0 | QC | ON | CH4 Pipeline |  |  |  | 0.40573 | 0
LCP_Inputs_ON_Electric_2023_04_03 | 2043 |  |  | Electricity |  | Dispatch-Interconnection | VOM | 10886056.8871 | QC | ON | Electricity Transmission Line |  |  |  | 0.40573 | 4416759.9451
LCP_Inputs_ON_Electric_2023_04_03 | 2043 |  |  | Hydrogen |  | Dispatch-Interconnection | VOM | 0 | QC | ON | H2 Pipeline - New |  |  |  | 0.40573 | 0
LCP_Inputs_ON_Electric_2023_04_03 | 2043 |  |  | Hydrogen |  | Dispatch-Interconnection | VOM | 0 | QC | ON | H2 Pipeline - Repurposed |  |  |  | 0.40573 | 0
LCP_Inputs_ON_Electric_2023_04_03 | 2043 |  |  | Methane |  | Dispatch-Intraconnection | VOM | 0 | QC | QC | CH4 Pipeline |  |  |  | 0.40573 | 0
LCP_Inputs_ON_Electric_2023_04_03 | 2043 |  |  | Electricity |  | Dispatch-Intraconnection | VOM | 0 | QC | QC | Electricity Transmission Line |  |  |  | 0.40573 | 0
LCP_Inputs_ON_Electric_2023_04_03 | 2043 |  |  | Hydrogen |  | Dispatch-Intraconnection | VOM | 0 | QC | QC | H2 Pipeline - New |  |  |  | 0.40573 | 0
LCP_Inputs_ON_Electric_2023_04_03 | 2043 |  |  | Hydrogen |  | Dispatch-Intraconnection | VOM | 0 | QC | QC | H2 Pipeline - Repurposed |  |  |  | 0.40573 | 0
LCP_Inputs_ON_Electric_2023_04_03 | 2043 |  |  | Electricity |  | Dispatch-Interconnection | VOM | 3307830.1048 | WC | MI | Electricity Transmission Line |  |  |  | 0.40573 | 1342073.7797
LCP_Inputs_ON_Electric_2023_04_03 | 2043 |  |  | Methane |  | Dispatch-Interconnection | VOM | 0 | WC | ON | CH4 Pipeline |  |  |  | 0.40573 | 0
LCP_Inputs_ON_Electric_2023_04_03 | 2043 |  |  | Electricity |  | Dispatch-Interconnection | VOM | 10504938.881 | WC | ON | Electricity Transmission Line |  |  |  | 0.40573 | 4262130.3339
LCP_Inputs_ON_Electric_2023_04_03 | 2043 |  |  | Hydrogen |  | Dispatch-Interconnection | VOM | 0 | WC | ON | H2 Pipeline - New |  |  |  | 0.40573 | 0
LCP_Inputs_ON_Electric_2023_04_03 | 2043 |  |  | Hydrogen |  | Dispatch-Interconnection | VOM | 0 | WC | ON | H2 Pipeline - Repurposed |  |  |  | 0.40573 | 0
LCP_Inputs_ON_Electric_2023_04_03 | 2043 |  |  | Methane |  | Dispatch-Intraconnection | VOM | 0 | WC | WC | CH4 Pipeline |  |  |  | 0.40573 | 0
LCP_Inputs_ON_Electric_2023_04_03 | 2043 |  |  | Electricity |  | Dispatch-Intraconnection | VOM | 0 | WC | WC | Electricity Transmission Line |  |  |  | 0.40573 | 0
LCP_Inputs_ON_Electric_2023_04_03 | 2043 |  |  | Hydrogen |  | Dispatch-Intraconnection | VOM | 0 | WC | WC | H2 Pipeline - New |  |  |  | 0.40573 | 0
LCP_Inputs_ON_Electric_2023_04_03 | 2043 |  |  | Hydrogen |  | Dispatch-Intraconnection | VOM | 0 | WC | WC | H2 Pipeline - Repurposed |  |  |  | 0.40573 | 0
LCP_Inputs_ON_Electric_2023_04_03 | 2044 |  |  | Methane |  | Dispatch-Intraconnection | VOM | 0 | MI | MI | CH4 Pipeline |  |  |  | 0.39012 | 0
LCP_Inputs_ON_Electric_2023_04_03 | 2044 |  |  | Electricity |  | Dispatch-Intraconnection | VOM | 0 | MI | MI | Electricity Transmission Line |  |  |  | 0.39012 | 0
LCP_Inputs_ON_Electric_2023_04_03 | 2044 |  |  | Hydrogen |  | Dispatch-Intraconnection | VOM | 0 | MI | MI | H2 Pipeline - New |  |  |  | 0.39012 | 0
LCP_Inputs_ON_Electric_2023_04_03 | 2044 |  |  | Hydrogen |  | Dispatch-Intraconnection | VOM | 0 | MI | MI | H2 Pipeline - Repurposed |  |  |  | 0.39012 | 0
LCP_Inputs_ON_Electric_2023_04_03 | 2044 |  |  | Methane |  | Dispatch-Interconnection | VOM | 0 | MI | ON | CH4 Pipeline |  |  |  | 0.39012 | 0
LCP_Inputs_ON_Electric_2023_04_03 | 2044 |  |  | Electricity |  | Dispatch-Interconnection | VOM | 28271495.8245 | MI | ON | Electricity Transmission Line |  |  |  | 0.39012 | 11029317.633
LCP_Inputs_ON_Electric_2023_04_03 | 2044 |  |  | Hydrogen |  | Dispatch-Interconnection | VOM | 0 | MI | ON | H2 Pipeline - New |  |  |  | 0.39012 | 0
LCP_Inputs_ON_Electric_2023_04_03 | 2044 |  |  | Hydrogen |  | Dispatch-Interconnection | VOM | 0 | MI | ON | H2 Pipeline - Repurposed |  |  |  | 0.39012 | 0
LCP_Inputs_ON_Electric_2023_04_03 | 2044 |  |  | Electricity |  | Dispatch-Interconnection | VOM | 2058569.9341 | MI | WC | Electricity Transmission Line |  |  |  | 0.39012 | 803092.3377
LCP_Inputs_ON_Electric_2023_04_03 | 2044 |  |  | Methane |  | Dispatch-Intraconnection | VOM | 0 | NY | NY | CH4 Pipeline |  |  |  | 0.39012 | 0
LCP_Inputs_ON_Electric_2023_04_03 | 2044 |  |  | Electricity |  | Dispatch-Intraconnection | VOM | 0 | NY | NY | Electricity Transmission Line |  |  |  | 0.39012 | 0
LCP_Inputs_ON_Electric_2023_04_03 | 2044 |  |  | Hydrogen |  | Dispatch-Intraconnection | VOM | 0 | NY | NY | H2 Pipeline - New |  |  |  | 0.39012 | 0
LCP_Inputs_ON_Electric_2023_04_03 | 2044 |  |  | Hydrogen |  | Dispatch-Intraconnection | VOM | 0 | NY | NY | H2 Pipeline - Repurposed |  |  |  | 0.39012 | 0
LCP_Inputs_ON_Electric_2023_04_03 | 2044 |  |  | Methane |  | Dispatch-Interconnection | VOM | 0 | NY | ON | CH4 Pipeline |  |  |  | 0.39012 | 0
LCP_Inputs_ON_Electric_2023_04_03 | 2044 |  |  | Electricity |  | Dispatch-Interconnection | VOM | 29154196.4306 | NY | ON | Electricity Transmission Line |  |  |  | 0.39012 | 11373678.0948
LCP_Inputs_ON_Electric_2023_04_03 | 2044 |  |  | Hydrogen |  | Dispatch-Interconnection | VOM | 0 | NY | ON | H2 Pipeline - New |  |  |  | 0.39012 | 0
LCP_Inputs_ON_Electric_2023_04_03 | 2044 |  |  | Hydrogen |  | Dispatch-Interconnection | VOM | 0 | NY | ON | H2 Pipeline - Repurposed |  |  |  | 0.39012 | 0
LCP_Inputs_ON_Electric_2023_04_03 | 2044 |  |  | Electricity |  | Dispatch-Interconnection | VOM | 25991559.6702 | NY | QC | Electricity Transmission Line |  |  |  | 0.39012 | 10139865.579
LCP_Inputs_ON_Electric_2023_04_03 | 2044 |  |  | Methane |  | Dispatch-Interconnection | VOM | 0 | ON | MI | CH4 Pipeline |  |  |  | 0.39012 | 0
LCP_Inputs_ON_Electric_2023_04_03 | 2044 |  |  | Electricity |  | Dispatch-Interconnection | VOM | 12801966.8624 | ON | MI | Electricity Transmission Line |  |  |  | 0.39012 | 4994322.1869
LCP_Inputs_ON_Electric_2023_04_03 | 2044 |  |  | Hydrogen |  | Dispatch-Interconnection | VOM | 0 | ON | MI | H2 Pipeline - New |  |  |  | 0.39012 | 0
LCP_Inputs_ON_Electric_2023_04_03 | 2044 |  |  | Hydrogen |  | Dispatch-Interconnection | VOM | 0 | ON | MI | H2 Pipeline - Repurposed |  |  |  | 0.39012 | 0
LCP_Inputs_ON_Electric_2023_04_03 | 2044 |  |  | Methane |  | Dispatch-Interconnection | VOM | 0 | ON | NY | CH4 Pipeline |  |  |  | 0.39012 | 0
LCP_Inputs_ON_Electric_2023_04_03 | 2044 |  |  | Electricity |  | Dispatch-Interconnection | VOM | 15279675.142 | ON | NY | Electricity Transmission Line |  |  |  | 0.39012 | 5960929.3939
LCP_Inputs_ON_Electric_2023_04_03 | 2044 |  |  | Hydrogen |  | Dispatch-Interconnection | VOM | 0 | ON | NY | H2 Pipeline - New |  |  |  | 0.39012 | 0
LCP_Inputs_ON_Electric_2023_04_03 | 2044 |  |  | Hydrogen |  | Dispatch-Interconnection | VOM | 0 | ON | NY | H2 Pipeline - Repurposed |  |  |  | 0.39012 | 0
LCP_Inputs_ON_Electric_2023_04_03 | 2044 |  |  | Methane |  | Dispatch-Intraconnection | VOM | 367923131.7518 | ON | ON | CH4 Pipeline |  |  |  | 0.39012 | 143534714.6043
LCP_Inputs_ON_Electric_2023_04_03 | 2044 |  |  | Electricity |  | Dispatch-Intraconnection | VOM | 0 | ON | ON | Electricity Transmission Line |  |  |  | 0.39012 | 0
LCP_Inputs_ON_Electric_2023_04_03 | 2044 |  |  | Hydrogen |  | Dispatch-Intraconnection | VOM | 0 | ON | ON | H2 Pipeline - New |  |  |  | 0.39012 | 0
LCP_Inputs_ON_Electric_2023_04_03 | 2044 |  |  | Hydrogen |  | Dispatch-Intraconnection | VOM | 305168522.8171 | ON | ON | H2 Pipeline - Repurposed |  |  |  | 0.39012 | 119052794.0448
LCP_Inputs_ON_Electric_2023_04_03 | 2044 |  |  | Methane |  | Dispatch-Interconnection | VOM | 0 | ON | PJ | CH4 Pipeline |  |  |  | 0.39012 | 0
LCP_Inputs_ON_Electric_2023_04_03 | 2044 |  |  | Electricity |  | Dispatch-Interconnection | VOM | 21740274.3119 | ON | PJ | Electricity Transmission Line |  |  |  | 0.39012 | 8481347.8672
LCP_Inputs_ON_Electric_2023_04_03 | 2044 |  |  | Hydrogen |  | Dispatch-Interconnection | VOM | 0 | ON | PJ | H2 Pipeline - New |  |  |  | 0.39012 | 0
LCP_Inputs_ON_Electric_2023_04_03 | 2044 |  |  | Hydrogen |  | Dispatch-Interconnection | VOM | 0 | ON | PJ | H2 Pipeline - Repurposed |  |  |  | 0.39012 | 0
LCP_Inputs_ON_Electric_2023_04_03 | 2044 |  |  | Methane |  | Dispatch-Interconnection | VOM | 0 | ON | QC | CH4 Pipeline |  |  |  | 0.39012 | 0
LCP_Inputs_ON_Electric_2023_04_03 | 2044 |  |  | Electricity |  | Dispatch-Interconnection | VOM | 9606093.7135 | ON | QC | Electricity Transmission Line |  |  |  | 0.39012 | 3747543.4422
LCP_Inputs_ON_Electric_2023_04_03 | 2044 |  |  | Hydrogen |  | Dispatch-Interconnection | VOM | 0 | ON | QC | H2 Pipeline - New |  |  |  | 0.39012 | 0
LCP_Inputs_ON_Electric_2023_04_03 | 2044 |  |  | Hydrogen |  | Dispatch-Interconnection | VOM | 0 | ON | QC | H2 Pipeline - Repurposed |  |  |  | 0.39012 | 0
LCP_Inputs_ON_Electric_2023_04_03 | 2044 |  |  | Methane |  | Dispatch-Interconnection | VOM | 0 | ON | WC | CH4 Pipeline |  |  |  | 0.39012 | 0
LCP_Inputs_ON_Electric_2023_04_03 | 2044 |  |  | Electricity |  | Dispatch-Interconnection | VOM | 175859.7457 | ON | WC | Electricity Transmission Line |  |  |  | 0.39012 | 68606.6633
LCP_Inputs_ON_Electric_2023_04_03 | 2044 |  |  | Hydrogen |  | Dispatch-Interconnection | VOM | 0 | ON | WC | H2 Pipeline - New |  |  |  | 0.39012 | 0
LCP_Inputs_ON_Electric_2023_04_03 | 2044 |  |  | Hydrogen |  | Dispatch-Interconnection | VOM | 0 | ON | WC | H2 Pipeline - Repurposed |  |  |  | 0.39012 | 0
LCP_Inputs_ON_Electric_2023_04_03 | 2044 |  |  | Methane |  | Dispatch-Interconnection | VOM | 0 | PJ | ON | CH4 Pipeline |  |  |  | 0.39012 | 0
LCP_Inputs_ON_Electric_2023_04_03 | 2044 |  |  | Electricity |  | Dispatch-Interconnection | VOM | 25847717.4932 | PJ | ON | Electricity Transmission Line |  |  |  | 0.39012 | 10083749.6569
LCP_Inputs_ON_Electric_2023_04_03 | 2044 |  |  | Hydrogen |  | Dispatch-Interconnection | VOM | 0 | PJ | ON | H2 Pipeline - New |  |  |  | 0.39012 | 0
LCP_Inputs_ON_Electric_2023_04_03 | 2044 |  |  | Hydrogen |  | Dispatch-Interconnection | VOM | 0 | PJ | ON | H2 Pipeline - Repurposed |  |  |  | 0.39012 | 0
LCP_Inputs_ON_Electric_2023_04_03 | 2044 |  |  | Methane |  | Dispatch-Intraconnection | VOM | 0 | PJ | PJ | CH4 Pipeline |  |  |  | 0.39012 | 0
LCP_Inputs_ON_Electric_2023_04_03 | 2044 |  |  | Electricity |  | Dispatch-Intraconnection | VOM | 0 | PJ | PJ | Electricity Transmission Line |  |  |  | 0.39012 | 0
LCP_Inputs_ON_Electric_2023_04_03 | 2044 |  |  | Hydrogen |  | Dispatch-Intraconnection | VOM | 0 | PJ | PJ | H2 Pipeline - New |  |  |  | 0.39012 | 0
LCP_Inputs_ON_Electric_2023_04_03 | 2044 |  |  | Hydrogen |  | Dispatch-Intraconnection | VOM | 0 | PJ | PJ | H2 Pipeline - Repurposed |  |  |  | 0.39012 | 0
LCP_Inputs_ON_Electric_2023_04_03 | 2044 |  |  | Electricity |  | Dispatch-Interconnection | VOM | 26451155.0387 | QC | NY | Electricity Transmission Line |  |  |  | 0.39012 | 10319163.6018
LCP_Inputs_ON_Electric_2023_04_03 | 2044 |  |  | Methane |  | Dispatch-Interconnection | VOM | 0 | QC | ON | CH4 Pipeline |  |  |  | 0.39012 | 0
LCP_Inputs_ON_Electric_2023_04_03 | 2044 |  |  | Electricity |  | Dispatch-Interconnection | VOM | 10886056.8871 | QC | ON | Electricity Transmission Line |  |  |  | 0.39012 | 4246884.5626
LCP_Inputs_ON_Electric_2023_04_03 | 2044 |  |  | Hydrogen |  | Dispatch-Interconnection | VOM | 0 | QC | ON | H2 Pipeline - New |  |  |  | 0.39012 | 0
LCP_Inputs_ON_Electric_2023_04_03 | 2044 |  |  | Hydrogen |  | Dispatch-Interconnection | VOM | 0 | QC | ON | H2 Pipeline - Repurposed |  |  |  | 0.39012 | 0
LCP_Inputs_ON_Electric_2023_04_03 | 2044 |  |  | Methane |  | Dispatch-Intraconnection | VOM | 0 | QC | QC | CH4 Pipeline |  |  |  | 0.39012 | 0
LCP_Inputs_ON_Electric_2023_04_03 | 2044 |  |  | Electricity |  | Dispatch-Intraconnection | VOM | 0 | QC | QC | Electricity Transmission Line |  |  |  | 0.39012 | 0
LCP_Inputs_ON_Electric_2023_04_03 | 2044 |  |  | Hydrogen |  | Dispatch-Intraconnection | VOM | 0 | QC | QC | H2 Pipeline - New |  |  |  | 0.39012 | 0
LCP_Inputs_ON_Electric_2023_04_03 | 2044 |  |  | Hydrogen |  | Dispatch-Intraconnection | VOM | 0 | QC | QC | H2 Pipeline - Repurposed |  |  |  | 0.39012 | 0
LCP_Inputs_ON_Electric_2023_04_03 | 2044 |  |  | Electricity |  | Dispatch-Interconnection | VOM | 3307830.1048 | WC | MI | Electricity Transmission Line |  |  |  | 0.39012 | 1290455.5574
LCP_Inputs_ON_Electric_2023_04_03 | 2044 |  |  | Methane |  | Dispatch-Interconnection | VOM | 0 | WC | ON | CH4 Pipeline |  |  |  | 0.39012 | 0
LCP_Inputs_ON_Electric_2023_04_03 | 2044 |  |  | Electricity |  | Dispatch-Interconnection | VOM | 10504938.881 | WC | ON | Electricity Transmission Line |  |  |  | 0.39012 | 4098202.2441
LCP_Inputs_ON_Electric_2023_04_03 | 2044 |  |  | Hydrogen |  | Dispatch-Interconnection | VOM | 0 | WC | ON | H2 Pipeline - New |  |  |  | 0.39012 | 0
LCP_Inputs_ON_Electric_2023_04_03 | 2044 |  |  | Hydrogen |  | Dispatch-Interconnection | VOM | 0 | WC | ON | H2 Pipeline - Repurposed |  |  |  | 0.39012 | 0
LCP_Inputs_ON_Electric_2023_04_03 | 2044 |  |  | Methane |  | Dispatch-Intraconnection | VOM | 0 | WC | WC | CH4 Pipeline |  |  |  | 0.39012 | 0
LCP_Inputs_ON_Electric_2023_04_03 | 2044 |  |  | Electricity |  | Dispatch-Intraconnection | VOM | 0 | WC | WC | Electricity Transmission Line |  |  |  | 0.39012 | 0
LCP_Inputs_ON_Electric_2023_04_03 | 2044 |  |  | Hydrogen |  | Dispatch-Intraconnection | VOM | 0 | WC | WC | H2 Pipeline - New |  |  |  | 0.39012 | 0
LCP_Inputs_ON_Electric_2023_04_03 | 2044 |  |  | Hydrogen |  | Dispatch-Intraconnection | VOM | 0 | WC | WC | H2 Pipeline - Repurposed |  |  |  | 0.39012 | 0
LCP_Inputs_ON_Electric_2023_04_03 | 2045 |  |  | Methane |  | Dispatch-Intraconnection | VOM | 0 | MI | MI | CH4 Pipeline |  |  |  | 0.37512 | 0
LCP_Inputs_ON_Electric_2023_04_03 | 2045 |  |  | Electricity |  | Dispatch-Intraconnection | VOM | 0 | MI | MI | Electricity Transmission Line |  |  |  | 0.37512 | 0
LCP_Inputs_ON_Electric_2023_04_03 | 2045 |  |  | Hydrogen |  | Dispatch-Intraconnection | VOM | 0 | MI | MI | H2 Pipeline - New |  |  |  | 0.37512 | 0
LCP_Inputs_ON_Electric_2023_04_03 | 2045 |  |  | Hydrogen |  | Dispatch-Intraconnection | VOM | 0 | MI | MI | H2 Pipeline - Repurposed |  |  |  | 0.37512 | 0
LCP_Inputs_ON_Electric_2023_04_03 | 2045 |  |  | Methane |  | Dispatch-Interconnection | VOM | 0 | MI | ON | CH4 Pipeline |  |  |  | 0.37512 | 0
LCP_Inputs_ON_Electric_2023_04_03 | 2045 |  |  | Electricity |  | Dispatch-Interconnection | VOM | 28271495.8245 | MI | ON | Electricity Transmission Line |  |  |  | 0.37512 | 10605113.1086
LCP_Inputs_ON_Electric_2023_04_03 | 2045 |  |  | Hydrogen |  | Dispatch-Interconnection | VOM | 0 | MI | ON | H2 Pipeline - New |  |  |  | 0.37512 | 0
LCP_Inputs_ON_Electric_2023_04_03 | 2045 |  |  | Hydrogen |  | Dispatch-Interconnection | VOM | 0 | MI | ON | H2 Pipeline - Repurposed |  |  |  | 0.37512 | 0
LCP_Inputs_ON_Electric_2023_04_03 | 2045 |  |  | Electricity |  | Dispatch-Interconnection | VOM | 2058569.9341 | MI | WC | Electricity Transmission Line |  |  |  | 0.37512 | 772204.1709
LCP_Inputs_ON_Electric_2023_04_03 | 2045 |  |  | Methane |  | Dispatch-Intraconnection | VOM | 0 | NY | NY | CH4 Pipeline |  |  |  | 0.37512 | 0
LCP_Inputs_ON_Electric_2023_04_03 | 2045 |  |  | Electricity |  | Dispatch-Intraconnection | VOM | 0 | NY | NY | Electricity Transmission Line |  |  |  | 0.37512 | 0
LCP_Inputs_ON_Electric_2023_04_03 | 2045 |  |  | Hydrogen |  | Dispatch-Intraconnection | VOM | 0 | NY | NY | H2 Pipeline - New |  |  |  | 0.37512 | 0
LCP_Inputs_ON_Electric_2023_04_03 | 2045 |  |  | Hydrogen |  | Dispatch-Intraconnection | VOM | 0 | NY | NY | H2 Pipeline - Repurposed |  |  |  | 0.37512 | 0
LCP_Inputs_ON_Electric_2023_04_03 | 2045 |  |  | Methane |  | Dispatch-Interconnection | VOM | 0 | NY | ON | CH4 Pipeline |  |  |  | 0.37512 | 0
LCP_Inputs_ON_Electric_2023_04_03 | 2045 |  |  | Electricity |  | Dispatch-Interconnection | VOM | 29154196.4306 | NY | ON | Electricity Transmission Line |  |  |  | 0.37512 | 10936228.9373
LCP_Inputs_ON_Electric_2023_04_03 | 2045 |  |  | Hydrogen |  | Dispatch-Interconnection | VOM | 0 | NY | ON | H2 Pipeline - New |  |  |  | 0.37512 | 0
LCP_Inputs_ON_Electric_2023_04_03 | 2045 |  |  | Hydrogen |  | Dispatch-Interconnection | VOM | 0 | NY | ON | H2 Pipeline - Repurposed |  |  |  | 0.37512 | 0
LCP_Inputs_ON_Electric_2023_04_03 | 2045 |  |  | Electricity |  | Dispatch-Interconnection | VOM | 25991559.6702 | NY | QC | Electricity Transmission Line |  |  |  | 0.37512 | 9749870.7491
LCP_Inputs_ON_Electric_2023_04_03 | 2045 |  |  | Methane |  | Dispatch-Interconnection | VOM | 0 | ON | MI | CH4 Pipeline |  |  |  | 0.37512 | 0
LCP_Inputs_ON_Electric_2023_04_03 | 2045 |  |  | Electricity |  | Dispatch-Interconnection | VOM | 12801966.8624 | ON | MI | Electricity Transmission Line |  |  |  | 0.37512 | 4802232.872
LCP_Inputs_ON_Electric_2023_04_03 | 2045 |  |  | Hydrogen |  | Dispatch-Interconnection | VOM | 0 | ON | MI | H2 Pipeline - New |  |  |  | 0.37512 | 0
LCP_Inputs_ON_Electric_2023_04_03 | 2045 |  |  | Hydrogen |  | Dispatch-Interconnection | VOM | 0 | ON | MI | H2 Pipeline - Repurposed |  |  |  | 0.37512 | 0
LCP_Inputs_ON_Electric_2023_04_03 | 2045 |  |  | Methane |  | Dispatch-Interconnection | VOM | 0 | ON | NY | CH4 Pipeline |  |  |  | 0.37512 | 0
LCP_Inputs_ON_Electric_2023_04_03 | 2045 |  |  | Electricity |  | Dispatch-Interconnection | VOM | 15279675.142 | ON | NY | Electricity Transmission Line |  |  |  | 0.37512 | 5731662.8787
LCP_Inputs_ON_Electric_2023_04_03 | 2045 |  |  | Hydrogen |  | Dispatch-Interconnection | VOM | 0 | ON | NY | H2 Pipeline - New |  |  |  | 0.37512 | 0
LCP_Inputs_ON_Electric_2023_04_03 | 2045 |  |  | Hydrogen |  | Dispatch-Interconnection | VOM | 0 | ON | NY | H2 Pipeline - Repurposed |  |  |  | 0.37512 | 0
LCP_Inputs_ON_Electric_2023_04_03 | 2045 |  |  | Methane |  | Dispatch-Intraconnection | VOM | 367923131.7518 | ON | ON | CH4 Pipeline |  |  |  | 0.37512 | 138014148.658
LCP_Inputs_ON_Electric_2023_04_03 | 2045 |  |  | Electricity |  | Dispatch-Intraconnection | VOM | 0 | ON | ON | Electricity Transmission Line |  |  |  | 0.37512 | 0
LCP_Inputs_ON_Electric_2023_04_03 | 2045 |  |  | Hydrogen |  | Dispatch-Intraconnection | VOM | 0 | ON | ON | H2 Pipeline - New |  |  |  | 0.37512 | 0
LCP_Inputs_ON_Electric_2023_04_03 | 2045 |  |  | Hydrogen |  | Dispatch-Intraconnection | VOM | 305168522.8171 | ON | ON | H2 Pipeline - Repurposed |  |  |  | 0.37512 | 114473840.4277
LCP_Inputs_ON_Electric_2023_04_03 | 2045 |  |  | Methane |  | Dispatch-Interconnection | VOM | 0 | ON | PJ | CH4 Pipeline |  |  |  | 0.37512 | 0
LCP_Inputs_ON_Electric_2023_04_03 | 2045 |  |  | Electricity |  | Dispatch-Interconnection | VOM | 21740274.3119 | ON | PJ | Electricity Transmission Line |  |  |  | 0.37512 | 8155142.18
LCP_Inputs_ON_Electric_2023_04_03 | 2045 |  |  | Hydrogen |  | Dispatch-Interconnection | VOM | 0 | ON | PJ | H2 Pipeline - New |  |  |  | 0.37512 | 0
LCP_Inputs_ON_Electric_2023_04_03 | 2045 |  |  | Hydrogen |  | Dispatch-Interconnection | VOM | 0 | ON | PJ | H2 Pipeline - Repurposed |  |  |  | 0.37512 | 0
LCP_Inputs_ON_Electric_2023_04_03 | 2045 |  |  | Methane |  | Dispatch-Interconnection | VOM | 0 | ON | QC | CH4 Pipeline |  |  |  | 0.37512 | 0
LCP_Inputs_ON_Electric_2023_04_03 | 2045 |  |  | Electricity |  | Dispatch-Interconnection | VOM | 9606093.7135 | ON | QC | Electricity Transmission Line |  |  |  | 0.37512 | 3603407.156
LCP_Inputs_ON_Electric_2023_04_03 | 2045 |  |  | Hydrogen |  | Dispatch-Interconnection | VOM | 0 | ON | QC | H2 Pipeline - New |  |  |  | 0.37512 | 0
LCP_Inputs_ON_Electric_2023_04_03 | 2045 |  |  | Hydrogen |  | Dispatch-Interconnection | VOM | 0 | ON | QC | H2 Pipeline - Repurposed |  |  |  | 0.37512 | 0
LCP_Inputs_ON_Electric_2023_04_03 | 2045 |  |  | Methane |  | Dispatch-Interconnection | VOM | 0 | ON | WC | CH4 Pipeline |  |  |  | 0.37512 | 0
LCP_Inputs_ON_Electric_2023_04_03 | 2045 |  |  | Electricity |  | Dispatch-Interconnection | VOM | 175859.7457 | ON | WC | Electricity Transmission Line |  |  |  | 0.37512 | 65967.9454
LCP_Inputs_ON_Electric_2023_04_03 | 2045 |  |  | Hydrogen |  | Dispatch-Interconnection | VOM | 0 | ON | WC | H2 Pipeline - New |  |  |  | 0.37512 | 0
LCP_Inputs_ON_Electric_2023_04_03 | 2045 |  |  | Hydrogen |  | Dispatch-Interconnection | VOM | 0 | ON | WC | H2 Pipeline - Repurposed |  |  |  | 0.37512 | 0
LCP_Inputs_ON_Electric_2023_04_03 | 2045 |  |  | Methane |  | Dispatch-Interconnection | VOM | 0 | PJ | ON | CH4 Pipeline |  |  |  | 0.37512 | 0
LCP_Inputs_ON_Electric_2023_04_03 | 2045 |  |  | Electricity |  | Dispatch-Interconnection | VOM | 25847717.4932 | PJ | ON | Electricity Transmission Line |  |  |  | 0.37512 | 9695913.1316
LCP_Inputs_ON_Electric_2023_04_03 | 2045 |  |  | Hydrogen |  | Dispatch-Interconnection | VOM | 0 | PJ | ON | H2 Pipeline - New |  |  |  | 0.37512 | 0
LCP_Inputs_ON_Electric_2023_04_03 | 2045 |  |  | Hydrogen |  | Dispatch-Interconnection | VOM | 0 | PJ | ON | H2 Pipeline - Repurposed |  |  |  | 0.37512 | 0
LCP_Inputs_ON_Electric_2023_04_03 | 2045 |  |  | Methane |  | Dispatch-Intraconnection | VOM | 0 | PJ | PJ | CH4 Pipeline |  |  |  | 0.37512 | 0
LCP_Inputs_ON_Electric_2023_04_03 | 2045 |  |  | Electricity |  | Dispatch-Intraconnection | VOM | 0 | PJ | PJ | Electricity Transmission Line |  |  |  | 0.37512 | 0
LCP_Inputs_ON_Electric_2023_04_03 | 2045 |  |  | Hydrogen |  | Dispatch-Intraconnection | VOM | 0 | PJ | PJ | H2 Pipeline - New |  |  |  | 0.37512 | 0
LCP_Inputs_ON_Electric_2023_04_03 | 2045 |  |  | Hydrogen |  | Dispatch-Intraconnection | VOM | 0 | PJ | PJ | H2 Pipeline - Repurposed |  |  |  | 0.37512 | 0
LCP_Inputs_ON_Electric_2023_04_03 | 2045 |  |  | Electricity |  | Dispatch-Interconnection | VOM | 26451155.0387 | QC | NY | Electricity Transmission Line |  |  |  | 0.37512 | 9922272.694
LCP_Inputs_ON_Electric_2023_04_03 | 2045 |  |  | Methane |  | Dispatch-Interconnection | VOM | 0 | QC | ON | CH4 Pipeline |  |  |  | 0.37512 | 0
LCP_Inputs_ON_Electric_2023_04_03 | 2045 |  |  | Electricity |  | Dispatch-Interconnection | VOM | 10886056.8871 | QC | ON | Electricity Transmission Line |  |  |  | 0.37512 | 4083542.8486
LCP_Inputs_ON_Electric_2023_04_03 | 2045 |  |  | Hydrogen |  | Dispatch-Interconnection | VOM | 0 | QC | ON | H2 Pipeline - New |  |  |  | 0.37512 | 0
LCP_Inputs_ON_Electric_2023_04_03 | 2045 |  |  | Hydrogen |  | Dispatch-Interconnection | VOM | 0 | QC | ON | H2 Pipeline - Repurposed |  |  |  | 0.37512 | 0
LCP_Inputs_ON_Electric_2023_04_03 | 2045 |  |  | Methane |  | Dispatch-Intraconnection | VOM | 0 | QC | QC | CH4 Pipeline |  |  |  | 0.37512 | 0
LCP_Inputs_ON_Electric_2023_04_03 | 2045 |  |  | Electricity |  | Dispatch-Intraconnection | VOM | 0 | QC | QC | Electricity Transmission Line |  |  |  | 0.37512 | 0
LCP_Inputs_ON_Electric_2023_04_03 | 2045 |  |  | Hydrogen |  | Dispatch-Intraconnection | VOM | 0 | QC | QC | H2 Pipeline - New |  |  |  | 0.37512 | 0
LCP_Inputs_ON_Electric_2023_04_03 | 2045 |  |  | Hydrogen |  | Dispatch-Intraconnection | VOM | 0 | QC | QC | H2 Pipeline - Repurposed |  |  |  | 0.37512 | 0
LCP_Inputs_ON_Electric_2023_04_03 | 2045 |  |  | Electricity |  | Dispatch-Interconnection | VOM | 3307830.1048 | WC | MI | Electricity Transmission Line |  |  |  | 0.37512 | 1240822.6513
LCP_Inputs_ON_Electric_2023_04_03 | 2045 |  |  | Methane |  | Dispatch-Interconnection | VOM | 0 | WC | ON | CH4 Pipeline |  |  |  | 0.37512 | 0
LCP_Inputs_ON_Electric_2023_04_03 | 2045 |  |  | Electricity |  | Dispatch-Interconnection | VOM | 10504938.881 | WC | ON | Electricity Transmission Line |  |  |  | 0.37512 | 3940579.0809
LCP_Inputs_ON_Electric_2023_04_03 | 2045 |  |  | Hydrogen |  | Dispatch-Interconnection | VOM | 0 | WC | ON | H2 Pipeline - New |  |  |  | 0.37512 | 0
LCP_Inputs_ON_Electric_2023_04_03 | 2045 |  |  | Hydrogen |  | Dispatch-Interconnection | VOM | 0 | WC | ON | H2 Pipeline - Repurposed |  |  |  | 0.37512 | 0
LCP_Inputs_ON_Electric_2023_04_03 | 2045 |  |  | Methane |  | Dispatch-Intraconnection | VOM | 0 | WC | WC | CH4 Pipeline |  |  |  | 0.37512 | 0
LCP_Inputs_ON_Electric_2023_04_03 | 2045 |  |  | Electricity |  | Dispatch-Intraconnection | VOM | 0 | WC | WC | Electricity Transmission Line |  |  |  | 0.37512 | 0
LCP_Inputs_ON_Electric_2023_04_03 | 2045 |  |  | Hydrogen |  | Dispatch-Intraconnection | VOM | 0 | WC | WC | H2 Pipeline - New |  |  |  | 0.37512 | 0
LCP_Inputs_ON_Electric_2023_04_03 | 2045 |  |  | Hydrogen |  | Dispatch-Intraconnection | VOM | 0 | WC | WC | H2 Pipeline - Repurposed |  |  |  | 0.37512 | 0
LCP_Inputs_ON_Electric_2023_04_03 | 2046 |  |  | Methane |  | Dispatch-Intraconnection | VOM | 0 | MI | MI | CH4 Pipeline |  |  |  | 0.36069 | 0
LCP_Inputs_ON_Electric_2023_04_03 | 2046 |  |  | Electricity |  | Dispatch-Intraconnection | VOM | 0 | MI | MI | Electricity Transmission Line |  |  |  | 0.36069 | 0
LCP_Inputs_ON_Electric_2023_04_03 | 2046 |  |  | Hydrogen |  | Dispatch-Intraconnection | VOM | 0 | MI | MI | H2 Pipeline - New |  |  |  | 0.36069 | 0
LCP_Inputs_ON_Electric_2023_04_03 | 2046 |  |  | Hydrogen |  | Dispatch-Intraconnection | VOM | 0 | MI | MI | H2 Pipeline - Repurposed |  |  |  | 0.36069 | 0
LCP_Inputs_ON_Electric_2023_04_03 | 2046 |  |  | Methane |  | Dispatch-Interconnection | VOM | 0 | MI | ON | CH4 Pipeline |  |  |  | 0.36069 | 0
LCP_Inputs_ON_Electric_2023_04_03 | 2046 |  |  | Electricity |  | Dispatch-Interconnection | VOM | 28271495.8245 | MI | ON | Electricity Transmission Line |  |  |  | 0.36069 | 10197224.1429
LCP_Inputs_ON_Electric_2023_04_03 | 2046 |  |  | Hydrogen |  | Dispatch-Interconnection | VOM | 0 | MI | ON | H2 Pipeline - New |  |  |  | 0.36069 | 0
LCP_Inputs_ON_Electric_2023_04_03 | 2046 |  |  | Hydrogen |  | Dispatch-Interconnection | VOM | 0 | MI | ON | H2 Pipeline - Repurposed |  |  |  | 0.36069 | 0
LCP_Inputs_ON_Electric_2023_04_03 | 2046 |  |  | Electricity |  | Dispatch-Interconnection | VOM | 2058569.9341 | MI | WC | Electricity Transmission Line |  |  |  | 0.36069 | 742504.0105
LCP_Inputs_ON_Electric_2023_04_03 | 2046 |  |  | Methane |  | Dispatch-Intraconnection | VOM | 0 | NY | NY | CH4 Pipeline |  |  |  | 0.36069 | 0
LCP_Inputs_ON_Electric_2023_04_03 | 2046 |  |  | Electricity |  | Dispatch-Intraconnection | VOM | 0 | NY | NY | Electricity Transmission Line |  |  |  | 0.36069 | 0
LCP_Inputs_ON_Electric_2023_04_03 | 2046 |  |  | Hydrogen |  | Dispatch-Intraconnection | VOM | 0 | NY | NY | H2 Pipeline - New |  |  |  | 0.36069 | 0
LCP_Inputs_ON_Electric_2023_04_03 | 2046 |  |  | Hydrogen |  | Dispatch-Intraconnection | VOM | 0 | NY | NY | H2 Pipeline - Repurposed |  |  |  | 0.36069 | 0
LCP_Inputs_ON_Electric_2023_04_03 | 2046 |  |  | Methane |  | Dispatch-Interconnection | VOM | 0 | NY | ON | CH4 Pipeline |  |  |  | 0.36069 | 0
LCP_Inputs_ON_Electric_2023_04_03 | 2046 |  |  | Electricity |  | Dispatch-Interconnection | VOM | 29154196.4306 | NY | ON | Electricity Transmission Line |  |  |  | 0.36069 | 10515604.7474
LCP_Inputs_ON_Electric_2023_04_03 | 2046 |  |  | Hydrogen |  | Dispatch-Interconnection | VOM | 0 | NY | ON | H2 Pipeline - New |  |  |  | 0.36069 | 0
LCP_Inputs_ON_Electric_2023_04_03 | 2046 |  |  | Hydrogen |  | Dispatch-Interconnection | VOM | 0 | NY | ON | H2 Pipeline - Repurposed |  |  |  | 0.36069 | 0
LCP_Inputs_ON_Electric_2023_04_03 | 2046 |  |  | Electricity |  | Dispatch-Interconnection | VOM | 25991559.6702 | NY | QC | Electricity Transmission Line |  |  |  | 0.36069 | 9374875.7203
LCP_Inputs_ON_Electric_2023_04_03 | 2046 |  |  | Methane |  | Dispatch-Interconnection | VOM | 0 | ON | MI | CH4 Pipeline |  |  |  | 0.36069 | 0
LCP_Inputs_ON_Electric_2023_04_03 | 2046 |  |  | Electricity |  | Dispatch-Interconnection | VOM | 12801966.8624 | ON | MI | Electricity Transmission Line |  |  |  | 0.36069 | 4617531.6077
LCP_Inputs_ON_Electric_2023_04_03 | 2046 |  |  | Hydrogen |  | Dispatch-Interconnection | VOM | 0 | ON | MI | H2 Pipeline - New |  |  |  | 0.36069 | 0
LCP_Inputs_ON_Electric_2023_04_03 | 2046 |  |  | Hydrogen |  | Dispatch-Interconnection | VOM | 0 | ON | MI | H2 Pipeline - Repurposed |  |  |  | 0.36069 | 0
LCP_Inputs_ON_Electric_2023_04_03 | 2046 |  |  | Methane |  | Dispatch-Interconnection | VOM | 0 | ON | NY | CH4 Pipeline |  |  |  | 0.36069 | 0
LCP_Inputs_ON_Electric_2023_04_03 | 2046 |  |  | Electricity |  | Dispatch-Interconnection | VOM | 15279675.142 | ON | NY | Electricity Transmission Line |  |  |  | 0.36069 | 5511214.3065
LCP_Inputs_ON_Electric_2023_04_03 | 2046 |  |  | Hydrogen |  | Dispatch-Interconnection | VOM | 0 | ON | NY | H2 Pipeline - New |  |  |  | 0.36069 | 0
LCP_Inputs_ON_Electric_2023_04_03 | 2046 |  |  | Hydrogen |  | Dispatch-Interconnection | VOM | 0 | ON | NY | H2 Pipeline - Repurposed |  |  |  | 0.36069 | 0
LCP_Inputs_ON_Electric_2023_04_03 | 2046 |  |  | Methane |  | Dispatch-Intraconnection | VOM | 367923131.7518 | ON | ON | CH4 Pipeline |  |  |  | 0.36069 | 132705912.1711
LCP_Inputs_ON_Electric_2023_04_03 | 2046 |  |  | Electricity |  | Dispatch-Intraconnection | VOM | 0 | ON | ON | Electricity Transmission Line |  |  |  | 0.36069 | 0
LCP_Inputs_ON_Electric_2023_04_03 | 2046 |  |  | Hydrogen |  | Dispatch-Intraconnection | VOM | 0 | ON | ON | H2 Pipeline - New |  |  |  | 0.36069 | 0
LCP_Inputs_ON_Electric_2023_04_03 | 2046 |  |  | Hydrogen |  | Dispatch-Intraconnection | VOM | 305168522.8171 | ON | ON | H2 Pipeline - Repurposed |  |  |  | 0.36069 | 110071000.4113
LCP_Inputs_ON_Electric_2023_04_03 | 2046 |  |  | Methane |  | Dispatch-Interconnection | VOM | 0 | ON | PJ | CH4 Pipeline |  |  |  | 0.36069 | 0
LCP_Inputs_ON_Electric_2023_04_03 | 2046 |  |  | Electricity |  | Dispatch-Interconnection | VOM | 21740274.3119 | ON | PJ | Electricity Transmission Line |  |  |  | 0.36069 | 7841482.8654
LCP_Inputs_ON_Electric_2023_04_03 | 2046 |  |  | Hydrogen |  | Dispatch-Interconnection | VOM | 0 | ON | PJ | H2 Pipeline - New |  |  |  | 0.36069 | 0
LCP_Inputs_ON_Electric_2023_04_03 | 2046 |  |  | Hydrogen |  | Dispatch-Interconnection | VOM | 0 | ON | PJ | H2 Pipeline - Repurposed |  |  |  | 0.36069 | 0
LCP_Inputs_ON_Electric_2023_04_03 | 2046 |  |  | Methane |  | Dispatch-Interconnection | VOM | 0 | ON | QC | CH4 Pipeline |  |  |  | 0.36069 | 0
LCP_Inputs_ON_Electric_2023_04_03 | 2046 |  |  | Electricity |  | Dispatch-Interconnection | VOM | 9606093.7135 | ON | QC | Electricity Transmission Line |  |  |  | 0.36069 | 3464814.5731
LCP_Inputs_ON_Electric_2023_04_03 | 2046 |  |  | Hydrogen |  | Dispatch-Interconnection | VOM | 0 | ON | QC | H2 Pipeline - New |  |  |  | 0.36069 | 0
LCP_Inputs_ON_Electric_2023_04_03 | 2046 |  |  | Hydrogen |  | Dispatch-Interconnection | VOM | 0 | ON | QC | H2 Pipeline - Repurposed |  |  |  | 0.36069 | 0
LCP_Inputs_ON_Electric_2023_04_03 | 2046 |  |  | Methane |  | Dispatch-Interconnection | VOM | 0 | ON | WC | CH4 Pipeline |  |  |  | 0.36069 | 0
LCP_Inputs_ON_Electric_2023_04_03 | 2046 |  |  | Electricity |  | Dispatch-Interconnection | VOM | 175859.7457 | ON | WC | Electricity Transmission Line |  |  |  | 0.36069 | 63430.7168
LCP_Inputs_ON_Electric_2023_04_03 | 2046 |  |  | Hydrogen |  | Dispatch-Interconnection | VOM | 0 | ON | WC | H2 Pipeline - New |  |  |  | 0.36069 | 0
LCP_Inputs_ON_Electric_2023_04_03 | 2046 |  |  | Hydrogen |  | Dispatch-Interconnection | VOM | 0 | ON | WC | H2 Pipeline - Repurposed |  |  |  | 0.36069 | 0
LCP_Inputs_ON_Electric_2023_04_03 | 2046 |  |  | Methane |  | Dispatch-Interconnection | VOM | 0 | PJ | ON | CH4 Pipeline |  |  |  | 0.36069 | 0
LCP_Inputs_ON_Electric_2023_04_03 | 2046 |  |  | Electricity |  | Dispatch-Interconnection | VOM | 25847717.4932 | PJ | ON | Electricity Transmission Line |  |  |  | 0.36069 | 9322993.3958
LCP_Inputs_ON_Electric_2023_04_03 | 2046 |  |  | Hydrogen |  | Dispatch-Interconnection | VOM | 0 | PJ | ON | H2 Pipeline - New |  |  |  | 0.36069 | 0
LCP_Inputs_ON_Electric_2023_04_03 | 2046 |  |  | Hydrogen |  | Dispatch-Interconnection | VOM | 0 | PJ | ON | H2 Pipeline - Repurposed |  |  |  | 0.36069 | 0
LCP_Inputs_ON_Electric_2023_04_03 | 2046 |  |  | Methane |  | Dispatch-Intraconnection | VOM | 0 | PJ | PJ | CH4 Pipeline |  |  |  | 0.36069 | 0
LCP_Inputs_ON_Electric_2023_04_03 | 2046 |  |  | Electricity |  | Dispatch-Intraconnection | VOM | 0 | PJ | PJ | Electricity Transmission Line |  |  |  | 0.36069 | 0
LCP_Inputs_ON_Electric_2023_04_03 | 2046 |  |  | Hydrogen |  | Dispatch-Intraconnection | VOM | 0 | PJ | PJ | H2 Pipeline - New |  |  |  | 0.36069 | 0
LCP_Inputs_ON_Electric_2023_04_03 | 2046 |  |  | Hydrogen |  | Dispatch-Intraconnection | VOM | 0 | PJ | PJ | H2 Pipeline - Repurposed |  |  |  | 0.36069 | 0
LCP_Inputs_ON_Electric_2023_04_03 | 2046 |  |  | Electricity |  | Dispatch-Interconnection | VOM | 26451155.0387 | QC | NY | Electricity Transmission Line |  |  |  | 0.36069 | 9540646.8212
LCP_Inputs_ON_Electric_2023_04_03 | 2046 |  |  | Methane |  | Dispatch-Interconnection | VOM | 0 | QC | ON | CH4 Pipeline |  |  |  | 0.36069 | 0
LCP_Inputs_ON_Electric_2023_04_03 | 2046 |  |  | Electricity |  | Dispatch-Interconnection | VOM | 10886056.8871 | QC | ON | Electricity Transmission Line |  |  |  | 0.36069 | 3926483.5083
LCP_Inputs_ON_Electric_2023_04_03 | 2046 |  |  | Hydrogen |  | Dispatch-Interconnection | VOM | 0 | QC | ON | H2 Pipeline - New |  |  |  | 0.36069 | 0
LCP_Inputs_ON_Electric_2023_04_03 | 2046 |  |  | Hydrogen |  | Dispatch-Interconnection | VOM | 0 | QC | ON | H2 Pipeline - Repurposed |  |  |  | 0.36069 | 0
LCP_Inputs_ON_Electric_2023_04_03 | 2046 |  |  | Methane |  | Dispatch-Intraconnection | VOM | 0 | QC | QC | CH4 Pipeline |  |  |  | 0.36069 | 0
LCP_Inputs_ON_Electric_2023_04_03 | 2046 |  |  | Electricity |  | Dispatch-Intraconnection | VOM | 0 | QC | QC | Electricity Transmission Line |  |  |  | 0.36069 | 0
LCP_Inputs_ON_Electric_2023_04_03 | 2046 |  |  | Hydrogen |  | Dispatch-Intraconnection | VOM | 0 | QC | QC | H2 Pipeline - New |  |  |  | 0.36069 | 0
LCP_Inputs_ON_Electric_2023_04_03 | 2046 |  |  | Hydrogen |  | Dispatch-Intraconnection | VOM | 0 | QC | QC | H2 Pipeline - Repurposed |  |  |  | 0.36069 | 0
LCP_Inputs_ON_Electric_2023_04_03 | 2046 |  |  | Electricity |  | Dispatch-Interconnection | VOM | 3307830.1048 | WC | MI | Electricity Transmission Line |  |  |  | 0.36069 | 1193098.7032
LCP_Inputs_ON_Electric_2023_04_03 | 2046 |  |  | Methane |  | Dispatch-Interconnection | VOM | 0 | WC | ON | CH4 Pipeline |  |  |  | 0.36069 | 0
LCP_Inputs_ON_Electric_2023_04_03 | 2046 |  |  | Electricity |  | Dispatch-Interconnection | VOM | 10504938.881 | WC | ON | Electricity Transmission Line |  |  |  | 0.36069 | 3789018.347
LCP_Inputs_ON_Electric_2023_04_03 | 2046 |  |  | Hydrogen |  | Dispatch-Interconnection | VOM | 0 | WC | ON | H2 Pipeline - New |  |  |  | 0.36069 | 0
LCP_Inputs_ON_Electric_2023_04_03 | 2046 |  |  | Hydrogen |  | Dispatch-Interconnection | VOM | 0 | WC | ON | H2 Pipeline - Repurposed |  |  |  | 0.36069 | 0
LCP_Inputs_ON_Electric_2023_04_03 | 2046 |  |  | Methane |  | Dispatch-Intraconnection | VOM | 0 | WC | WC | CH4 Pipeline |  |  |  | 0.36069 | 0
LCP_Inputs_ON_Electric_2023_04_03 | 2046 |  |  | Electricity |  | Dispatch-Intraconnection | VOM | 0 | WC | WC | Electricity Transmission Line |  |  |  | 0.36069 | 0
LCP_Inputs_ON_Electric_2023_04_03 | 2046 |  |  | Hydrogen |  | Dispatch-Intraconnection | VOM | 0 | WC | WC | H2 Pipeline - New |  |  |  | 0.36069 | 0
LCP_Inputs_ON_Electric_2023_04_03 | 2046 |  |  | Hydrogen |  | Dispatch-Intraconnection | VOM | 0 | WC | WC | H2 Pipeline - Repurposed |  |  |  | 0.36069 | 0
LCP_Inputs_ON_Electric_2023_04_03 | 2047 |  |  | Methane |  | Dispatch-Intraconnection | VOM | 0 | MI | MI | CH4 Pipeline |  |  |  | 0.34682 | 0
LCP_Inputs_ON_Electric_2023_04_03 | 2047 |  |  | Electricity |  | Dispatch-Intraconnection | VOM | 0 | MI | MI | Electricity Transmission Line |  |  |  | 0.34682 | 0
LCP_Inputs_ON_Electric_2023_04_03 | 2047 |  |  | Hydrogen |  | Dispatch-Intraconnection | VOM | 0 | MI | MI | H2 Pipeline - New |  |  |  | 0.34682 | 0
LCP_Inputs_ON_Electric_2023_04_03 | 2047 |  |  | Hydrogen |  | Dispatch-Intraconnection | VOM | 0 | MI | MI | H2 Pipeline - Repurposed |  |  |  | 0.34682 | 0
LCP_Inputs_ON_Electric_2023_04_03 | 2047 |  |  | Methane |  | Dispatch-Interconnection | VOM | 0 | MI | ON | CH4 Pipeline |  |  |  | 0.34682 | 0
LCP_Inputs_ON_Electric_2023_04_03 | 2047 |  |  | Electricity |  | Dispatch-Interconnection | VOM | 28271495.8245 | MI | ON | Electricity Transmission Line |  |  |  | 0.34682 | 9805023.2143
LCP_Inputs_ON_Electric_2023_04_03 | 2047 |  |  | Hydrogen |  | Dispatch-Interconnection | VOM | 0 | MI | ON | H2 Pipeline - New |  |  |  | 0.34682 | 0
LCP_Inputs_ON_Electric_2023_04_03 | 2047 |  |  | Hydrogen |  | Dispatch-Interconnection | VOM | 0 | MI | ON | H2 Pipeline - Repurposed |  |  |  | 0.34682 | 0
LCP_Inputs_ON_Electric_2023_04_03 | 2047 |  |  | Electricity |  | Dispatch-Interconnection | VOM | 2058569.9341 | MI | WC | Electricity Transmission Line |  |  |  | 0.34682 | 713946.1639
LCP_Inputs_ON_Electric_2023_04_03 | 2047 |  |  | Methane |  | Dispatch-Intraconnection | VOM | 0 | NY | NY | CH4 Pipeline |  |  |  | 0.34682 | 0
LCP_Inputs_ON_Electric_2023_04_03 | 2047 |  |  | Electricity |  | Dispatch-Intraconnection | VOM | 0 | NY | NY | Electricity Transmission Line |  |  |  | 0.34682 | 0
LCP_Inputs_ON_Electric_2023_04_03 | 2047 |  |  | Hydrogen |  | Dispatch-Intraconnection | VOM | 0 | NY | NY | H2 Pipeline - New |  |  |  | 0.34682 | 0
LCP_Inputs_ON_Electric_2023_04_03 | 2047 |  |  | Hydrogen |  | Dispatch-Intraconnection | VOM | 0 | NY | NY | H2 Pipeline - Repurposed |  |  |  | 0.34682 | 0
LCP_Inputs_ON_Electric_2023_04_03 | 2047 |  |  | Methane |  | Dispatch-Interconnection | VOM | 0 | NY | ON | CH4 Pipeline |  |  |  | 0.34682 | 0
LCP_Inputs_ON_Electric_2023_04_03 | 2047 |  |  | Electricity |  | Dispatch-Interconnection | VOM | 29154196.4306 | NY | ON | Electricity Transmission Line |  |  |  | 0.34682 | 10111158.411
LCP_Inputs_ON_Electric_2023_04_03 | 2047 |  |  | Hydrogen |  | Dispatch-Interconnection | VOM | 0 | NY | ON | H2 Pipeline - New |  |  |  | 0.34682 | 0
LCP_Inputs_ON_Electric_2023_04_03 | 2047 |  |  | Hydrogen |  | Dispatch-Interconnection | VOM | 0 | NY | ON | H2 Pipeline - Repurposed |  |  |  | 0.34682 | 0
LCP_Inputs_ON_Electric_2023_04_03 | 2047 |  |  | Electricity |  | Dispatch-Interconnection | VOM | 25991559.6702 | NY | QC | Electricity Transmission Line |  |  |  | 0.34682 | 9014303.5772
LCP_Inputs_ON_Electric_2023_04_03 | 2047 |  |  | Methane |  | Dispatch-Interconnection | VOM | 0 | ON | MI | CH4 Pipeline |  |  |  | 0.34682 | 0
LCP_Inputs_ON_Electric_2023_04_03 | 2047 |  |  | Electricity |  | Dispatch-Interconnection | VOM | 12801966.8624 | ON | MI | Electricity Transmission Line |  |  |  | 0.34682 | 4439934.2381
LCP_Inputs_ON_Electric_2023_04_03 | 2047 |  |  | Hydrogen |  | Dispatch-Interconnection | VOM | 0 | ON | MI | H2 Pipeline - New |  |  |  | 0.34682 | 0
LCP_Inputs_ON_Electric_2023_04_03 | 2047 |  |  | Hydrogen |  | Dispatch-Interconnection | VOM | 0 | ON | MI | H2 Pipeline - Repurposed |  |  |  | 0.34682 | 0
LCP_Inputs_ON_Electric_2023_04_03 | 2047 |  |  | Methane |  | Dispatch-Interconnection | VOM | 0 | ON | NY | CH4 Pipeline |  |  |  | 0.34682 | 0
LCP_Inputs_ON_Electric_2023_04_03 | 2047 |  |  | Electricity |  | Dispatch-Interconnection | VOM | 15279675.142 | ON | NY | Electricity Transmission Line |  |  |  | 0.34682 | 5299244.5255
LCP_Inputs_ON_Electric_2023_04_03 | 2047 |  |  | Hydrogen |  | Dispatch-Interconnection | VOM | 0 | ON | NY | H2 Pipeline - New |  |  |  | 0.34682 | 0
LCP_Inputs_ON_Electric_2023_04_03 | 2047 |  |  | Hydrogen |  | Dispatch-Interconnection | VOM | 0 | ON | NY | H2 Pipeline - Repurposed |  |  |  | 0.34682 | 0
LCP_Inputs_ON_Electric_2023_04_03 | 2047 |  |  | Methane |  | Dispatch-Intraconnection | VOM | 367923131.7518 | ON | ON | CH4 Pipeline |  |  |  | 0.34682 | 127601838.6261
LCP_Inputs_ON_Electric_2023_04_03 | 2047 |  |  | Electricity |  | Dispatch-Intraconnection | VOM | 0 | ON | ON | Electricity Transmission Line |  |  |  | 0.34682 | 0
LCP_Inputs_ON_Electric_2023_04_03 | 2047 |  |  | Hydrogen |  | Dispatch-Intraconnection | VOM | 0 | ON | ON | H2 Pipeline - New |  |  |  | 0.34682 | 0
LCP_Inputs_ON_Electric_2023_04_03 | 2047 |  |  | Hydrogen |  | Dispatch-Intraconnection | VOM | 305168522.8171 | ON | ON | H2 Pipeline - Repurposed |  |  |  | 0.34682 | 105837500.3955
LCP_Inputs_ON_Electric_2023_04_03 | 2047 |  |  | Methane |  | Dispatch-Interconnection | VOM | 0 | ON | PJ | CH4 Pipeline |  |  |  | 0.34682 | 0
LCP_Inputs_ON_Electric_2023_04_03 | 2047 |  |  | Electricity |  | Dispatch-Interconnection | VOM | 21740274.3119 | ON | PJ | Electricity Transmission Line |  |  |  | 0.34682 | 7539887.3706
LCP_Inputs_ON_Electric_2023_04_03 | 2047 |  |  | Hydrogen |  | Dispatch-Interconnection | VOM | 0 | ON | PJ | H2 Pipeline - New |  |  |  | 0.34682 | 0
LCP_Inputs_ON_Electric_2023_04_03 | 2047 |  |  | Hydrogen |  | Dispatch-Interconnection | VOM | 0 | ON | PJ | H2 Pipeline - Repurposed |  |  |  | 0.34682 | 0
LCP_Inputs_ON_Electric_2023_04_03 | 2047 |  |  | Methane |  | Dispatch-Interconnection | VOM | 0 | ON | QC | CH4 Pipeline |  |  |  | 0.34682 | 0
LCP_Inputs_ON_Electric_2023_04_03 | 2047 |  |  | Electricity |  | Dispatch-Interconnection | VOM | 9606093.7135 | ON | QC | Electricity Transmission Line |  |  |  | 0.34682 | 3331552.4741
LCP_Inputs_ON_Electric_2023_04_03 | 2047 |  |  | Hydrogen |  | Dispatch-Interconnection | VOM | 0 | ON | QC | H2 Pipeline - New |  |  |  | 0.34682 | 0
LCP_Inputs_ON_Electric_2023_04_03 | 2047 |  |  | Hydrogen |  | Dispatch-Interconnection | VOM | 0 | ON | QC | H2 Pipeline - Repurposed |  |  |  | 0.34682 | 0
LCP_Inputs_ON_Electric_2023_04_03 | 2047 |  |  | Methane |  | Dispatch-Interconnection | VOM | 0 | ON | WC | CH4 Pipeline |  |  |  | 0.34682 | 0
LCP_Inputs_ON_Electric_2023_04_03 | 2047 |  |  | Electricity |  | Dispatch-Interconnection | VOM | 175859.7457 | ON | WC | Electricity Transmission Line |  |  |  | 0.34682 | 60991.0738
LCP_Inputs_ON_Electric_2023_04_03 | 2047 |  |  | Hydrogen |  | Dispatch-Interconnection | VOM | 0 | ON | WC | H2 Pipeline - New |  |  |  | 0.34682 | 0
LCP_Inputs_ON_Electric_2023_04_03 | 2047 |  |  | Hydrogen |  | Dispatch-Interconnection | VOM | 0 | ON | WC | H2 Pipeline - Repurposed |  |  |  | 0.34682 | 0
LCP_Inputs_ON_Electric_2023_04_03 | 2047 |  |  | Methane |  | Dispatch-Interconnection | VOM | 0 | PJ | ON | CH4 Pipeline |  |  |  | 0.34682 | 0
LCP_Inputs_ON_Electric_2023_04_03 | 2047 |  |  | Electricity |  | Dispatch-Interconnection | VOM | 25847717.4932 | PJ | ON | Electricity Transmission Line |  |  |  | 0.34682 | 8964416.7267
LCP_Inputs_ON_Electric_2023_04_03 | 2047 |  |  | Hydrogen |  | Dispatch-Interconnection | VOM | 0 | PJ | ON | H2 Pipeline - New |  |  |  | 0.34682 | 0
LCP_Inputs_ON_Electric_2023_04_03 | 2047 |  |  | Hydrogen |  | Dispatch-Interconnection | VOM | 0 | PJ | ON | H2 Pipeline - Repurposed |  |  |  | 0.34682 | 0
LCP_Inputs_ON_Electric_2023_04_03 | 2047 |  |  | Methane |  | Dispatch-Intraconnection | VOM | 0 | PJ | PJ | CH4 Pipeline |  |  |  | 0.34682 | 0
LCP_Inputs_ON_Electric_2023_04_03 | 2047 |  |  | Electricity |  | Dispatch-Intraconnection | VOM | 0 | PJ | PJ | Electricity Transmission Line |  |  |  | 0.34682 | 0
LCP_Inputs_ON_Electric_2023_04_03 | 2047 |  |  | Hydrogen |  | Dispatch-Intraconnection | VOM | 0 | PJ | PJ | H2 Pipeline - New |  |  |  | 0.34682 | 0
LCP_Inputs_ON_Electric_2023_04_03 | 2047 |  |  | Hydrogen |  | Dispatch-Intraconnection | VOM | 0 | PJ | PJ | H2 Pipeline - Repurposed |  |  |  | 0.34682 | 0
LCP_Inputs_ON_Electric_2023_04_03 | 2047 |  |  | Electricity |  | Dispatch-Interconnection | VOM | 26451155.0387 | QC | NY | Electricity Transmission Line |  |  |  | 0.34682 | 9173698.8665
LCP_Inputs_ON_Electric_2023_04_03 | 2047 |  |  | Methane |  | Dispatch-Interconnection | VOM | 0 | QC | ON | CH4 Pipeline |  |  |  | 0.34682 | 0
LCP_Inputs_ON_Electric_2023_04_03 | 2047 |  |  | Electricity |  | Dispatch-Interconnection | VOM | 10886056.8871 | QC | ON | Electricity Transmission Line |  |  |  | 0.34682 | 3775464.9118
LCP_Inputs_ON_Electric_2023_04_03 | 2047 |  |  | Hydrogen |  | Dispatch-Interconnection | VOM | 0 | QC | ON | H2 Pipeline - New |  |  |  | 0.34682 | 0
LCP_Inputs_ON_Electric_2023_04_03 | 2047 |  |  | Hydrogen |  | Dispatch-Interconnection | VOM | 0 | QC | ON | H2 Pipeline - Repurposed |  |  |  | 0.34682 | 0
LCP_Inputs_ON_Electric_2023_04_03 | 2047 |  |  | Methane |  | Dispatch-Intraconnection | VOM | 0 | QC | QC | CH4 Pipeline |  |  |  | 0.34682 | 0
LCP_Inputs_ON_Electric_2023_04_03 | 2047 |  |  | Electricity |  | Dispatch-Intraconnection | VOM | 0 | QC | QC | Electricity Transmission Line |  |  |  | 0.34682 | 0
LCP_Inputs_ON_Electric_2023_04_03 | 2047 |  |  | Hydrogen |  | Dispatch-Intraconnection | VOM | 0 | QC | QC | H2 Pipeline - New |  |  |  | 0.34682 | 0
LCP_Inputs_ON_Electric_2023_04_03 | 2047 |  |  | Hydrogen |  | Dispatch-Intraconnection | VOM | 0 | QC | QC | H2 Pipeline - Repurposed |  |  |  | 0.34682 | 0
LCP_Inputs_ON_Electric_2023_04_03 | 2047 |  |  | Electricity |  | Dispatch-Interconnection | VOM | 3307830.1048 | WC | MI | Electricity Transmission Line |  |  |  | 0.34682 | 1147210.2915
LCP_Inputs_ON_Electric_2023_04_03 | 2047 |  |  | Methane |  | Dispatch-Interconnection | VOM | 0 | WC | ON | CH4 Pipeline |  |  |  | 0.34682 | 0
LCP_Inputs_ON_Electric_2023_04_03 | 2047 |  |  | Electricity |  | Dispatch-Interconnection | VOM | 10504938.881 | WC | ON | Electricity Transmission Line |  |  |  | 0.34682 | 3643286.8721
LCP_Inputs_ON_Electric_2023_04_03 | 2047 |  |  | Hydrogen |  | Dispatch-Interconnection | VOM | 0 | WC | ON | H2 Pipeline - New |  |  |  | 0.34682 | 0
LCP_Inputs_ON_Electric_2023_04_03 | 2047 |  |  | Hydrogen |  | Dispatch-Interconnection | VOM | 0 | WC | ON | H2 Pipeline - Repurposed |  |  |  | 0.34682 | 0
LCP_Inputs_ON_Electric_2023_04_03 | 2047 |  |  | Methane |  | Dispatch-Intraconnection | VOM | 0 | WC | WC | CH4 Pipeline |  |  |  | 0.34682 | 0
LCP_Inputs_ON_Electric_2023_04_03 | 2047 |  |  | Electricity |  | Dispatch-Intraconnection | VOM | 0 | WC | WC | Electricity Transmission Line |  |  |  | 0.34682 | 0
LCP_Inputs_ON_Electric_2023_04_03 | 2047 |  |  | Hydrogen |  | Dispatch-Intraconnection | VOM | 0 | WC | WC | H2 Pipeline - New |  |  |  | 0.34682 | 0
LCP_Inputs_ON_Electric_2023_04_03 | 2047 |  |  | Hydrogen |  | Dispatch-Intraconnection | VOM | 0 | WC | WC | H2 Pipeline - Repurposed |  |  |  | 0.34682 | 0
LCP_Inputs_ON_Electric_2023_04_03 | 2048 |  |  | Methane |  | Dispatch-Intraconnection | VOM | 0 | MI | MI | CH4 Pipeline |  |  |  | 0.33348 | 0
LCP_Inputs_ON_Electric_2023_04_03 | 2048 |  |  | Electricity |  | Dispatch-Intraconnection | VOM | 0 | MI | MI | Electricity Transmission Line |  |  |  | 0.33348 | 0
LCP_Inputs_ON_Electric_2023_04_03 | 2048 |  |  | Hydrogen |  | Dispatch-Intraconnection | VOM | 0 | MI | MI | H2 Pipeline - New |  |  |  | 0.33348 | 0
LCP_Inputs_ON_Electric_2023_04_03 | 2048 |  |  | Hydrogen |  | Dispatch-Intraconnection | VOM | 0 | MI | MI | H2 Pipeline - Repurposed |  |  |  | 0.33348 | 0
LCP_Inputs_ON_Electric_2023_04_03 | 2048 |  |  | Methane |  | Dispatch-Interconnection | VOM | 0 | MI | ON | CH4 Pipeline |  |  |  | 0.33348 | 0
LCP_Inputs_ON_Electric_2023_04_03 | 2048 |  |  | Electricity |  | Dispatch-Interconnection | VOM | 28271495.8245 | MI | ON | Electricity Transmission Line |  |  |  | 0.33348 | 9427906.9369
LCP_Inputs_ON_Electric_2023_04_03 | 2048 |  |  | Hydrogen |  | Dispatch-Interconnection | VOM | 0 | MI | ON | H2 Pipeline - New |  |  |  | 0.33348 | 0
LCP_Inputs_ON_Electric_2023_04_03 | 2048 |  |  | Hydrogen |  | Dispatch-Interconnection | VOM | 0 | MI | ON | H2 Pipeline - Repurposed |  |  |  | 0.33348 | 0
LCP_Inputs_ON_Electric_2023_04_03 | 2048 |  |  | Electricity |  | Dispatch-Interconnection | VOM | 2058569.9341 | MI | WC | Electricity Transmission Line |  |  |  | 0.33348 | 686486.6961
LCP_Inputs_ON_Electric_2023_04_03 | 2048 |  |  | Methane |  | Dispatch-Intraconnection | VOM | 0 | NY | NY | CH4 Pipeline |  |  |  | 0.33348 | 0
LCP_Inputs_ON_Electric_2023_04_03 | 2048 |  |  | Electricity |  | Dispatch-Intraconnection | VOM | 0 | NY | NY | Electricity Transmission Line |  |  |  | 0.33348 | 0
LCP_Inputs_ON_Electric_2023_04_03 | 2048 |  |  | Hydrogen |  | Dispatch-Intraconnection | VOM | 0 | NY | NY | H2 Pipeline - New |  |  |  | 0.33348 | 0
LCP_Inputs_ON_Electric_2023_04_03 | 2048 |  |  | Hydrogen |  | Dispatch-Intraconnection | VOM | 0 | NY | NY | H2 Pipeline - Repurposed |  |  |  | 0.33348 | 0
LCP_Inputs_ON_Electric_2023_04_03 | 2048 |  |  | Methane |  | Dispatch-Interconnection | VOM | 0 | NY | ON | CH4 Pipeline |  |  |  | 0.33348 | 0
LCP_Inputs_ON_Electric_2023_04_03 | 2048 |  |  | Electricity |  | Dispatch-Interconnection | VOM | 29154196.4306 | NY | ON | Electricity Transmission Line |  |  |  | 0.33348 | 9722267.7029
LCP_Inputs_ON_Electric_2023_04_03 | 2048 |  |  | Hydrogen |  | Dispatch-Interconnection | VOM | 0 | NY | ON | H2 Pipeline - New |  |  |  | 0.33348 | 0
LCP_Inputs_ON_Electric_2023_04_03 | 2048 |  |  | Hydrogen |  | Dispatch-Interconnection | VOM | 0 | NY | ON | H2 Pipeline - Repurposed |  |  |  | 0.33348 | 0
LCP_Inputs_ON_Electric_2023_04_03 | 2048 |  |  | Electricity |  | Dispatch-Interconnection | VOM | 25991559.6702 | NY | QC | Electricity Transmission Line |  |  |  | 0.33348 | 8667599.5934
LCP_Inputs_ON_Electric_2023_04_03 | 2048 |  |  | Methane |  | Dispatch-Interconnection | VOM | 0 | ON | MI | CH4 Pipeline |  |  |  | 0.33348 | 0
LCP_Inputs_ON_Electric_2023_04_03 | 2048 |  |  | Electricity |  | Dispatch-Interconnection | VOM | 12801966.8624 | ON | MI | Electricity Transmission Line |  |  |  | 0.33348 | 4269167.5367
LCP_Inputs_ON_Electric_2023_04_03 | 2048 |  |  | Hydrogen |  | Dispatch-Interconnection | VOM | 0 | ON | MI | H2 Pipeline - New |  |  |  | 0.33348 | 0
LCP_Inputs_ON_Electric_2023_04_03 | 2048 |  |  | Hydrogen |  | Dispatch-Interconnection | VOM | 0 | ON | MI | H2 Pipeline - Repurposed |  |  |  | 0.33348 | 0
LCP_Inputs_ON_Electric_2023_04_03 | 2048 |  |  | Methane |  | Dispatch-Interconnection | VOM | 0 | ON | NY | CH4 Pipeline |  |  |  | 0.33348 | 0
LCP_Inputs_ON_Electric_2023_04_03 | 2048 |  |  | Electricity |  | Dispatch-Interconnection | VOM | 15279675.142 | ON | NY | Electricity Transmission Line |  |  |  | 0.33348 | 5095427.4283
LCP_Inputs_ON_Electric_2023_04_03 | 2048 |  |  | Hydrogen |  | Dispatch-Interconnection | VOM | 0 | ON | NY | H2 Pipeline - New |  |  |  | 0.33348 | 0
LCP_Inputs_ON_Electric_2023_04_03 | 2048 |  |  | Hydrogen |  | Dispatch-Interconnection | VOM | 0 | ON | NY | H2 Pipeline - Repurposed |  |  |  | 0.33348 | 0
LCP_Inputs_ON_Electric_2023_04_03 | 2048 |  |  | Methane |  | Dispatch-Intraconnection | VOM | 367923131.7518 | ON | ON | CH4 Pipeline |  |  |  | 0.33348 | 122694075.602
LCP_Inputs_ON_Electric_2023_04_03 | 2048 |  |  | Electricity |  | Dispatch-Intraconnection | VOM | 0 | ON | ON | Electricity Transmission Line |  |  |  | 0.33348 | 0
LCP_Inputs_ON_Electric_2023_04_03 | 2048 |  |  | Hydrogen |  | Dispatch-Intraconnection | VOM | 0 | ON | ON | H2 Pipeline - New |  |  |  | 0.33348 | 0
LCP_Inputs_ON_Electric_2023_04_03 | 2048 |  |  | Hydrogen |  | Dispatch-Intraconnection | VOM | 305168522.8171 | ON | ON | H2 Pipeline - Repurposed |  |  |  | 0.33348 | 101766827.3033
LCP_Inputs_ON_Electric_2023_04_03 | 2048 |  |  | Methane |  | Dispatch-Interconnection | VOM | 0 | ON | PJ | CH4 Pipeline |  |  |  | 0.33348 | 0
LCP_Inputs_ON_Electric_2023_04_03 | 2048 |  |  | Electricity |  | Dispatch-Interconnection | VOM | 21740274.3119 | ON | PJ | Electricity Transmission Line |  |  |  | 0.33348 | 7249891.7025
LCP_Inputs_ON_Electric_2023_04_03 | 2048 |  |  | Hydrogen |  | Dispatch-Interconnection | VOM | 0 | ON | PJ | H2 Pipeline - New |  |  |  | 0.33348 | 0
LCP_Inputs_ON_Electric_2023_04_03 | 2048 |  |  | Hydrogen |  | Dispatch-Interconnection | VOM | 0 | ON | PJ | H2 Pipeline - Repurposed |  |  |  | 0.33348 | 0
LCP_Inputs_ON_Electric_2023_04_03 | 2048 |  |  | Methane |  | Dispatch-Interconnection | VOM | 0 | ON | QC | CH4 Pipeline |  |  |  | 0.33348 | 0
LCP_Inputs_ON_Electric_2023_04_03 | 2048 |  |  | Electricity |  | Dispatch-Interconnection | VOM | 9606093.7135 | ON | QC | Electricity Transmission Line |  |  |  | 0.33348 | 3203415.8405
LCP_Inputs_ON_Electric_2023_04_03 | 2048 |  |  | Hydrogen |  | Dispatch-Interconnection | VOM | 0 | ON | QC | H2 Pipeline - New |  |  |  | 0.33348 | 0
LCP_Inputs_ON_Electric_2023_04_03 | 2048 |  |  | Hydrogen |  | Dispatch-Interconnection | VOM | 0 | ON | QC | H2 Pipeline - Repurposed |  |  |  | 0.33348 | 0
LCP_Inputs_ON_Electric_2023_04_03 | 2048 |  |  | Methane |  | Dispatch-Interconnection | VOM | 0 | ON | WC | CH4 Pipeline |  |  |  | 0.33348 | 0
LCP_Inputs_ON_Electric_2023_04_03 | 2048 |  |  | Electricity |  | Dispatch-Interconnection | VOM | 175859.7457 | ON | WC | Electricity Transmission Line |  |  |  | 0.33348 | 58645.2633
LCP_Inputs_ON_Electric_2023_04_03 | 2048 |  |  | Hydrogen |  | Dispatch-Interconnection | VOM | 0 | ON | WC | H2 Pipeline - New |  |  |  | 0.33348 | 0
LCP_Inputs_ON_Electric_2023_04_03 | 2048 |  |  | Hydrogen |  | Dispatch-Interconnection | VOM | 0 | ON | WC | H2 Pipeline - Repurposed |  |  |  | 0.33348 | 0
LCP_Inputs_ON_Electric_2023_04_03 | 2048 |  |  | Methane |  | Dispatch-Interconnection | VOM | 0 | PJ | ON | CH4 Pipeline |  |  |  | 0.33348 | 0
LCP_Inputs_ON_Electric_2023_04_03 | 2048 |  |  | Electricity |  | Dispatch-Interconnection | VOM | 25847717.4932 | PJ | ON | Electricity Transmission Line |  |  |  | 0.33348 | 8619631.468
LCP_Inputs_ON_Electric_2023_04_03 | 2048 |  |  | Hydrogen |  | Dispatch-Interconnection | VOM | 0 | PJ | ON | H2 Pipeline - New |  |  |  | 0.33348 | 0
LCP_Inputs_ON_Electric_2023_04_03 | 2048 |  |  | Hydrogen |  | Dispatch-Interconnection | VOM | 0 | PJ | ON | H2 Pipeline - Repurposed |  |  |  | 0.33348 | 0
LCP_Inputs_ON_Electric_2023_04_03 | 2048 |  |  | Methane |  | Dispatch-Intraconnection | VOM | 0 | PJ | PJ | CH4 Pipeline |  |  |  | 0.33348 | 0
LCP_Inputs_ON_Electric_2023_04_03 | 2048 |  |  | Electricity |  | Dispatch-Intraconnection | VOM | 0 | PJ | PJ | Electricity Transmission Line |  |  |  | 0.33348 | 0
LCP_Inputs_ON_Electric_2023_04_03 | 2048 |  |  | Hydrogen |  | Dispatch-Intraconnection | VOM | 0 | PJ | PJ | H2 Pipeline - New |  |  |  | 0.33348 | 0
LCP_Inputs_ON_Electric_2023_04_03 | 2048 |  |  | Hydrogen |  | Dispatch-Intraconnection | VOM | 0 | PJ | PJ | H2 Pipeline - Repurposed |  |  |  | 0.33348 | 0
LCP_Inputs_ON_Electric_2023_04_03 | 2048 |  |  | Electricity |  | Dispatch-Interconnection | VOM | 26451155.0387 | QC | NY | Electricity Transmission Line |  |  |  | 0.33348 | 8820864.2947
LCP_Inputs_ON_Electric_2023_04_03 | 2048 |  |  | Methane |  | Dispatch-Interconnection | VOM | 0 | QC | ON | CH4 Pipeline |  |  |  | 0.33348 | 0
LCP_Inputs_ON_Electric_2023_04_03 | 2048 |  |  | Electricity |  | Dispatch-Interconnection | VOM | 10886056.8871 | QC | ON | Electricity Transmission Line |  |  |  | 0.33348 | 3630254.7229
LCP_Inputs_ON_Electric_2023_04_03 | 2048 |  |  | Hydrogen |  | Dispatch-Interconnection | VOM | 0 | QC | ON | H2 Pipeline - New |  |  |  | 0.33348 | 0
LCP_Inputs_ON_Electric_2023_04_03 | 2048 |  |  | Hydrogen |  | Dispatch-Interconnection | VOM | 0 | QC | ON | H2 Pipeline - Repurposed |  |  |  | 0.33348 | 0
LCP_Inputs_ON_Electric_2023_04_03 | 2048 |  |  | Methane |  | Dispatch-Intraconnection | VOM | 0 | QC | QC | CH4 Pipeline |  |  |  | 0.33348 | 0
LCP_Inputs_ON_Electric_2023_04_03 | 2048 |  |  | Electricity |  | Dispatch-Intraconnection | VOM | 0 | QC | QC | Electricity Transmission Line |  |  |  | 0.33348 | 0
LCP_Inputs_ON_Electric_2023_04_03 | 2048 |  |  | Hydrogen |  | Dispatch-Intraconnection | VOM | 0 | QC | QC | H2 Pipeline - New |  |  |  | 0.33348 | 0
LCP_Inputs_ON_Electric_2023_04_03 | 2048 |  |  | Hydrogen |  | Dispatch-Intraconnection | VOM | 0 | QC | QC | H2 Pipeline - Repurposed |  |  |  | 0.33348 | 0
LCP_Inputs_ON_Electric_2023_04_03 | 2048 |  |  | Electricity |  | Dispatch-Interconnection | VOM | 3307830.1048 | WC | MI | Electricity Transmission Line |  |  |  | 0.33348 | 1103086.8188
LCP_Inputs_ON_Electric_2023_04_03 | 2048 |  |  | Methane |  | Dispatch-Interconnection | VOM | 0 | WC | ON | CH4 Pipeline |  |  |  | 0.33348 | 0
LCP_Inputs_ON_Electric_2023_04_03 | 2048 |  |  | Electricity |  | Dispatch-Interconnection | VOM | 10504938.881 | WC | ON | Electricity Transmission Line |  |  |  | 0.33348 | 3503160.454
LCP_Inputs_ON_Electric_2023_04_03 | 2048 |  |  | Hydrogen |  | Dispatch-Interconnection | VOM | 0 | WC | ON | H2 Pipeline - New |  |  |  | 0.33348 | 0
LCP_Inputs_ON_Electric_2023_04_03 | 2048 |  |  | Hydrogen |  | Dispatch-Interconnection | VOM | 0 | WC | ON | H2 Pipeline - Repurposed |  |  |  | 0.33348 | 0
LCP_Inputs_ON_Electric_2023_04_03 | 2048 |  |  | Methane |  | Dispatch-Intraconnection | VOM | 0 | WC | WC | CH4 Pipeline |  |  |  | 0.33348 | 0
LCP_Inputs_ON_Electric_2023_04_03 | 2048 |  |  | Electricity |  | Dispatch-Intraconnection | VOM | 0 | WC | WC | Electricity Transmission Line |  |  |  | 0.33348 | 0
LCP_Inputs_ON_Electric_2023_04_03 | 2048 |  |  | Hydrogen |  | Dispatch-Intraconnection | VOM | 0 | WC | WC | H2 Pipeline - New |  |  |  | 0.33348 | 0
LCP_Inputs_ON_Electric_2023_04_03 | 2048 |  |  | Hydrogen |  | Dispatch-Intraconnection | VOM | 0 | WC | WC | H2 Pipeline - Repurposed |  |  |  | 0.33348 | 0
LCP_Inputs_ON_Electric_2023_04_03 | 2049 |  |  | Methane |  | Dispatch-Intraconnection | VOM | 0 | MI | MI | CH4 Pipeline |  |  |  | 0.32065 | 0
LCP_Inputs_ON_Electric_2023_04_03 | 2049 |  |  | Electricity |  | Dispatch-Intraconnection | VOM | 0 | MI | MI | Electricity Transmission Line |  |  |  | 0.32065 | 0
LCP_Inputs_ON_Electric_2023_04_03 | 2049 |  |  | Hydrogen |  | Dispatch-Intraconnection | VOM | 0 | MI | MI | H2 Pipeline - New |  |  |  | 0.32065 | 0
LCP_Inputs_ON_Electric_2023_04_03 | 2049 |  |  | Hydrogen |  | Dispatch-Intraconnection | VOM | 0 | MI | MI | H2 Pipeline - Repurposed |  |  |  | 0.32065 | 0
LCP_Inputs_ON_Electric_2023_04_03 | 2049 |  |  | Methane |  | Dispatch-Interconnection | VOM | 0 | MI | ON | CH4 Pipeline |  |  |  | 0.32065 | 0
LCP_Inputs_ON_Electric_2023_04_03 | 2049 |  |  | Electricity |  | Dispatch-Interconnection | VOM | 28271495.8245 | MI | ON | Electricity Transmission Line |  |  |  | 0.32065 | 9065295.1316
LCP_Inputs_ON_Electric_2023_04_03 | 2049 |  |  | Hydrogen |  | Dispatch-Interconnection | VOM | 0 | MI | ON | H2 Pipeline - New |  |  |  | 0.32065 | 0
LCP_Inputs_ON_Electric_2023_04_03 | 2049 |  |  | Hydrogen |  | Dispatch-Interconnection | VOM | 0 | MI | ON | H2 Pipeline - Repurposed |  |  |  | 0.32065 | 0
LCP_Inputs_ON_Electric_2023_04_03 | 2049 |  |  | Electricity |  | Dispatch-Interconnection | VOM | 2058569.9341 | MI | WC | Electricity Transmission Line |  |  |  | 0.32065 | 660083.3616
LCP_Inputs_ON_Electric_2023_04_03 | 2049 |  |  | Methane |  | Dispatch-Intraconnection | VOM | 0 | NY | NY | CH4 Pipeline |  |  |  | 0.32065 | 0
LCP_Inputs_ON_Electric_2023_04_03 | 2049 |  |  | Electricity |  | Dispatch-Intraconnection | VOM | 0 | NY | NY | Electricity Transmission Line |  |  |  | 0.32065 | 0
LCP_Inputs_ON_Electric_2023_04_03 | 2049 |  |  | Hydrogen |  | Dispatch-Intraconnection | VOM | 0 | NY | NY | H2 Pipeline - New |  |  |  | 0.32065 | 0
LCP_Inputs_ON_Electric_2023_04_03 | 2049 |  |  | Hydrogen |  | Dispatch-Intraconnection | VOM | 0 | NY | NY | H2 Pipeline - Repurposed |  |  |  | 0.32065 | 0
LCP_Inputs_ON_Electric_2023_04_03 | 2049 |  |  | Methane |  | Dispatch-Interconnection | VOM | 0 | NY | ON | CH4 Pipeline |  |  |  | 0.32065 | 0
LCP_Inputs_ON_Electric_2023_04_03 | 2049 |  |  | Electricity |  | Dispatch-Interconnection | VOM | 29154196.4306 | NY | ON | Electricity Transmission Line |  |  |  | 0.32065 | 9348334.3297
LCP_Inputs_ON_Electric_2023_04_03 | 2049 |  |  | Hydrogen |  | Dispatch-Interconnection | VOM | 0 | NY | ON | H2 Pipeline - New |  |  |  | 0.32065 | 0
LCP_Inputs_ON_Electric_2023_04_03 | 2049 |  |  | Hydrogen |  | Dispatch-Interconnection | VOM | 0 | NY | ON | H2 Pipeline - Repurposed |  |  |  | 0.32065 | 0
LCP_Inputs_ON_Electric_2023_04_03 | 2049 |  |  | Electricity |  | Dispatch-Interconnection | VOM | 25991559.6702 | NY | QC | Electricity Transmission Line |  |  |  | 0.32065 | 8334230.3783
LCP_Inputs_ON_Electric_2023_04_03 | 2049 |  |  | Methane |  | Dispatch-Interconnection | VOM | 0 | ON | MI | CH4 Pipeline |  |  |  | 0.32065 | 0
LCP_Inputs_ON_Electric_2023_04_03 | 2049 |  |  | Electricity |  | Dispatch-Interconnection | VOM | 12801966.8624 | ON | MI | Electricity Transmission Line |  |  |  | 0.32065 | 4104968.7853
LCP_Inputs_ON_Electric_2023_04_03 | 2049 |  |  | Hydrogen |  | Dispatch-Interconnection | VOM | 0 | ON | MI | H2 Pipeline - New |  |  |  | 0.32065 | 0
LCP_Inputs_ON_Electric_2023_04_03 | 2049 |  |  | Hydrogen |  | Dispatch-Interconnection | VOM | 0 | ON | MI | H2 Pipeline - Repurposed |  |  |  | 0.32065 | 0
LCP_Inputs_ON_Electric_2023_04_03 | 2049 |  |  | Methane |  | Dispatch-Interconnection | VOM | 0 | ON | NY | CH4 Pipeline |  |  |  | 0.32065 | 0
LCP_Inputs_ON_Electric_2023_04_03 | 2049 |  |  | Electricity |  | Dispatch-Interconnection | VOM | 15279675.142 | ON | NY | Electricity Transmission Line |  |  |  | 0.32065 | 4899449.4503
LCP_Inputs_ON_Electric_2023_04_03 | 2049 |  |  | Hydrogen |  | Dispatch-Interconnection | VOM | 0 | ON | NY | H2 Pipeline - New |  |  |  | 0.32065 | 0
LCP_Inputs_ON_Electric_2023_04_03 | 2049 |  |  | Hydrogen |  | Dispatch-Interconnection | VOM | 0 | ON | NY | H2 Pipeline - Repurposed |  |  |  | 0.32065 | 0
LCP_Inputs_ON_Electric_2023_04_03 | 2049 |  |  | Methane |  | Dispatch-Intraconnection | VOM | 367923131.7518 | ON | ON | CH4 Pipeline |  |  |  | 0.32065 | 117975072.6942
LCP_Inputs_ON_Electric_2023_04_03 | 2049 |  |  | Electricity |  | Dispatch-Intraconnection | VOM | 0 | ON | ON | Electricity Transmission Line |  |  |  | 0.32065 | 0
LCP_Inputs_ON_Electric_2023_04_03 | 2049 |  |  | Hydrogen |  | Dispatch-Intraconnection | VOM | 0 | ON | ON | H2 Pipeline - New |  |  |  | 0.32065 | 0
LCP_Inputs_ON_Electric_2023_04_03 | 2049 |  |  | Hydrogen |  | Dispatch-Intraconnection | VOM | 305168522.8171 | ON | ON | H2 Pipeline - Repurposed |  |  |  | 0.32065 | 97852718.5609
LCP_Inputs_ON_Electric_2023_04_03 | 2049 |  |  | Methane |  | Dispatch-Interconnection | VOM | 0 | ON | PJ | CH4 Pipeline |  |  |  | 0.32065 | 0
LCP_Inputs_ON_Electric_2023_04_03 | 2049 |  |  | Electricity |  | Dispatch-Interconnection | VOM | 21740274.3119 | ON | PJ | Electricity Transmission Line |  |  |  | 0.32065 | 6971049.7139
LCP_Inputs_ON_Electric_2023_04_03 | 2049 |  |  | Hydrogen |  | Dispatch-Interconnection | VOM | 0 | ON | PJ | H2 Pipeline - New |  |  |  | 0.32065 | 0
LCP_Inputs_ON_Electric_2023_04_03 | 2049 |  |  | Hydrogen |  | Dispatch-Interconnection | VOM | 0 | ON | PJ | H2 Pipeline - Repurposed |  |  |  | 0.32065 | 0
LCP_Inputs_ON_Electric_2023_04_03 | 2049 |  |  | Methane |  | Dispatch-Interconnection | VOM | 0 | ON | QC | CH4 Pipeline |  |  |  | 0.32065 | 0
LCP_Inputs_ON_Electric_2023_04_03 | 2049 |  |  | Electricity |  | Dispatch-Interconnection | VOM | 9606093.7135 | ON | QC | Electricity Transmission Line |  |  |  | 0.32065 | 3080207.5389
LCP_Inputs_ON_Electric_2023_04_03 | 2049 |  |  | Hydrogen |  | Dispatch-Interconnection | VOM | 0 | ON | QC | H2 Pipeline - New |  |  |  | 0.32065 | 0
LCP_Inputs_ON_Electric_2023_04_03 | 2049 |  |  | Hydrogen |  | Dispatch-Interconnection | VOM | 0 | ON | QC | H2 Pipeline - Repurposed |  |  |  | 0.32065 | 0
LCP_Inputs_ON_Electric_2023_04_03 | 2049 |  |  | Methane |  | Dispatch-Interconnection | VOM | 0 | ON | WC | CH4 Pipeline |  |  |  | 0.32065 | 0
LCP_Inputs_ON_Electric_2023_04_03 | 2049 |  |  | Electricity |  | Dispatch-Interconnection | VOM | 175859.7457 | ON | WC | Electricity Transmission Line |  |  |  | 0.32065 | 56389.6762
LCP_Inputs_ON_Electric_2023_04_03 | 2049 |  |  | Hydrogen |  | Dispatch-Interconnection | VOM | 0 | ON | WC | H2 Pipeline - New |  |  |  | 0.32065 | 0
LCP_Inputs_ON_Electric_2023_04_03 | 2049 |  |  | Hydrogen |  | Dispatch-Interconnection | VOM | 0 | ON | WC | H2 Pipeline - Repurposed |  |  |  | 0.32065 | 0
LCP_Inputs_ON_Electric_2023_04_03 | 2049 |  |  | Methane |  | Dispatch-Interconnection | VOM | 0 | PJ | ON | CH4 Pipeline |  |  |  | 0.32065 | 0
LCP_Inputs_ON_Electric_2023_04_03 | 2049 |  |  | Electricity |  | Dispatch-Interconnection | VOM | 25847717.4932 | PJ | ON | Electricity Transmission Line |  |  |  | 0.32065 | 8288107.1808
LCP_Inputs_ON_Electric_2023_04_03 | 2049 |  |  | Hydrogen |  | Dispatch-Interconnection | VOM | 0 | PJ | ON | H2 Pipeline - New |  |  |  | 0.32065 | 0
LCP_Inputs_ON_Electric_2023_04_03 | 2049 |  |  | Hydrogen |  | Dispatch-Interconnection | VOM | 0 | PJ | ON | H2 Pipeline - Repurposed |  |  |  | 0.32065 | 0
LCP_Inputs_ON_Electric_2023_04_03 | 2049 |  |  | Methane |  | Dispatch-Intraconnection | VOM | 0 | PJ | PJ | CH4 Pipeline |  |  |  | 0.32065 | 0
LCP_Inputs_ON_Electric_2023_04_03 | 2049 |  |  | Electricity |  | Dispatch-Intraconnection | VOM | 0 | PJ | PJ | Electricity Transmission Line |  |  |  | 0.32065 | 0
LCP_Inputs_ON_Electric_2023_04_03 | 2049 |  |  | Hydrogen |  | Dispatch-Intraconnection | VOM | 0 | PJ | PJ | H2 Pipeline - New |  |  |  | 0.32065 | 0
LCP_Inputs_ON_Electric_2023_04_03 | 2049 |  |  | Hydrogen |  | Dispatch-Intraconnection | VOM | 0 | PJ | PJ | H2 Pipeline - Repurposed |  |  |  | 0.32065 | 0
LCP_Inputs_ON_Electric_2023_04_03 | 2049 |  |  | Electricity |  | Dispatch-Interconnection | VOM | 26451155.0387 | QC | NY | Electricity Transmission Line |  |  |  | 0.32065 | 8481600.2834
LCP_Inputs_ON_Electric_2023_04_03 | 2049 |  |  | Methane |  | Dispatch-Interconnection | VOM | 0 | QC | ON | CH4 Pipeline |  |  |  | 0.32065 | 0
LCP_Inputs_ON_Electric_2023_04_03 | 2049 |  |  | Electricity |  | Dispatch-Interconnection | VOM | 10886056.8871 | QC | ON | Electricity Transmission Line |  |  |  | 0.32065 | 3490629.5413
LCP_Inputs_ON_Electric_2023_04_03 | 2049 |  |  | Hydrogen |  | Dispatch-Interconnection | VOM | 0 | QC | ON | H2 Pipeline - New |  |  |  | 0.32065 | 0
LCP_Inputs_ON_Electric_2023_04_03 | 2049 |  |  | Hydrogen |  | Dispatch-Interconnection | VOM | 0 | QC | ON | H2 Pipeline - Repurposed |  |  |  | 0.32065 | 0
LCP_Inputs_ON_Electric_2023_04_03 | 2049 |  |  | Methane |  | Dispatch-Intraconnection | VOM | 0 | QC | QC | CH4 Pipeline |  |  |  | 0.32065 | 0
LCP_Inputs_ON_Electric_2023_04_03 | 2049 |  |  | Electricity |  | Dispatch-Intraconnection | VOM | 0 | QC | QC | Electricity Transmission Line |  |  |  | 0.32065 | 0
LCP_Inputs_ON_Electric_2023_04_03 | 2049 |  |  | Hydrogen |  | Dispatch-Intraconnection | VOM | 0 | QC | QC | H2 Pipeline - New |  |  |  | 0.32065 | 0
LCP_Inputs_ON_Electric_2023_04_03 | 2049 |  |  | Hydrogen |  | Dispatch-Intraconnection | VOM | 0 | QC | QC | H2 Pipeline - Repurposed |  |  |  | 0.32065 | 0
LCP_Inputs_ON_Electric_2023_04_03 | 2049 |  |  | Electricity |  | Dispatch-Interconnection | VOM | 3307830.1048 | WC | MI | Electricity Transmission Line |  |  |  | 0.32065 | 1060660.4027
LCP_Inputs_ON_Electric_2023_04_03 | 2049 |  |  | Methane |  | Dispatch-Interconnection | VOM | 0 | WC | ON | CH4 Pipeline |  |  |  | 0.32065 | 0
LCP_Inputs_ON_Electric_2023_04_03 | 2049 |  |  | Electricity |  | Dispatch-Interconnection | VOM | 10504938.881 | WC | ON | Electricity Transmission Line |  |  |  | 0.32065 | 3368423.5134
LCP_Inputs_ON_Electric_2023_04_03 | 2049 |  |  | Hydrogen |  | Dispatch-Interconnection | VOM | 0 | WC | ON | H2 Pipeline - New |  |  |  | 0.32065 | 0
LCP_Inputs_ON_Electric_2023_04_03 | 2049 |  |  | Hydrogen |  | Dispatch-Interconnection | VOM | 0 | WC | ON | H2 Pipeline - Repurposed |  |  |  | 0.32065 | 0
LCP_Inputs_ON_Electric_2023_04_03 | 2049 |  |  | Methane |  | Dispatch-Intraconnection | VOM | 0 | WC | WC | CH4 Pipeline |  |  |  | 0.32065 | 0
LCP_Inputs_ON_Electric_2023_04_03 | 2049 |  |  | Electricity |  | Dispatch-Intraconnection | VOM | 0 | WC | WC | Electricity Transmission Line |  |  |  | 0.32065 | 0
LCP_Inputs_ON_Electric_2023_04_03 | 2049 |  |  | Hydrogen |  | Dispatch-Intraconnection | VOM | 0 | WC | WC | H2 Pipeline - New |  |  |  | 0.32065 | 0
LCP_Inputs_ON_Electric_2023_04_03 | 2049 |  |  | Hydrogen |  | Dispatch-Intraconnection | VOM | 0 | WC | WC | H2 Pipeline - Repurposed |  |  |  | 0.32065 | 0
LCP_Inputs_ON_Electric_2023_04_03 | 2050 |  |  | Methane |  | Dispatch-Intraconnection | VOM | 0 | MI | MI | CH4 Pipeline |  |  |  | 0.30832 | 0
LCP_Inputs_ON_Electric_2023_04_03 | 2050 |  |  | Electricity |  | Dispatch-Intraconnection | VOM | 0 | MI | MI | Electricity Transmission Line |  |  |  | 0.30832 | 0
LCP_Inputs_ON_Electric_2023_04_03 | 2050 |  |  | Hydrogen |  | Dispatch-Intraconnection | VOM | 0 | MI | MI | H2 Pipeline - New |  |  |  | 0.30832 | 0
LCP_Inputs_ON_Electric_2023_04_03 | 2050 |  |  | Hydrogen |  | Dispatch-Intraconnection | VOM | 0 | MI | MI | H2 Pipeline - Repurposed |  |  |  | 0.30832 | 0
LCP_Inputs_ON_Electric_2023_04_03 | 2050 |  |  | Methane |  | Dispatch-Interconnection | VOM | 0 | MI | ON | CH4 Pipeline |  |  |  | 0.30832 | 0
LCP_Inputs_ON_Electric_2023_04_03 | 2050 |  |  | Electricity |  | Dispatch-Interconnection | VOM | 26910769.046 | MI | ON | Electricity Transmission Line |  |  |  | 0.30832 | 8297092.4664
LCP_Inputs_ON_Electric_2023_04_03 | 2050 |  |  | Hydrogen |  | Dispatch-Interconnection | VOM | 0 | MI | ON | H2 Pipeline - New |  |  |  | 0.30832 | 0
LCP_Inputs_ON_Electric_2023_04_03 | 2050 |  |  | Hydrogen |  | Dispatch-Interconnection | VOM | 0 | MI | ON | H2 Pipeline - Repurposed |  |  |  | 0.30832 | 0
LCP_Inputs_ON_Electric_2023_04_03 | 2050 |  |  | Electricity |  | Dispatch-Interconnection | VOM | 1953847.2773 | MI | WC | Electricity Transmission Line |  |  |  | 0.30832 | 602407.59
LCP_Inputs_ON_Electric_2023_04_03 | 2050 |  |  | Methane |  | Dispatch-Intraconnection | VOM | 0 | NY | NY | CH4 Pipeline |  |  |  | 0.30832 | 0
LCP_Inputs_ON_Electric_2023_04_03 | 2050 |  |  | Electricity |  | Dispatch-Intraconnection | VOM | 0 | NY | NY | Electricity Transmission Line |  |  |  | 0.30832 | 0
LCP_Inputs_ON_Electric_2023_04_03 | 2050 |  |  | Hydrogen |  | Dispatch-Intraconnection | VOM | 0 | NY | NY | H2 Pipeline - New |  |  |  | 0.30832 | 0
LCP_Inputs_ON_Electric_2023_04_03 | 2050 |  |  | Hydrogen |  | Dispatch-Intraconnection | VOM | 0 | NY | NY | H2 Pipeline - Repurposed |  |  |  | 0.30832 | 0
LCP_Inputs_ON_Electric_2023_04_03 | 2050 |  |  | Methane |  | Dispatch-Interconnection | VOM | 0 | NY | ON | CH4 Pipeline |  |  |  | 0.30832 | 0
LCP_Inputs_ON_Electric_2023_04_03 | 2050 |  |  | Electricity |  | Dispatch-Interconnection | VOM | 35109969.0902 | NY | ON | Electricity Transmission Line |  |  |  | 0.30832 | 10825058.9025
LCP_Inputs_ON_Electric_2023_04_03 | 2050 |  |  | Hydrogen |  | Dispatch-Interconnection | VOM | 0 | NY | ON | H2 Pipeline - New |  |  |  | 0.30832 | 0
LCP_Inputs_ON_Electric_2023_04_03 | 2050 |  |  | Hydrogen |  | Dispatch-Interconnection | VOM | 0 | NY | ON | H2 Pipeline - Repurposed |  |  |  | 0.30832 | 0
LCP_Inputs_ON_Electric_2023_04_03 | 2050 |  |  | Electricity |  | Dispatch-Interconnection | VOM | 25818270.1828 | NY | QC | Electricity Transmission Line |  |  |  | 0.30832 | 7960254.6721
LCP_Inputs_ON_Electric_2023_04_03 | 2050 |  |  | Methane |  | Dispatch-Interconnection | VOM | 0 | ON | MI | CH4 Pipeline |  |  |  | 0.30832 | 0
LCP_Inputs_ON_Electric_2023_04_03 | 2050 |  |  | Electricity |  | Dispatch-Interconnection | VOM | 9107520.6603 | ON | MI | Electricity Transmission Line |  |  |  | 0.30832 | 2808018.6385
LCP_Inputs_ON_Electric_2023_04_03 | 2050 |  |  | Hydrogen |  | Dispatch-Interconnection | VOM | 0 | ON | MI | H2 Pipeline - New |  |  |  | 0.30832 | 0
LCP_Inputs_ON_Electric_2023_04_03 | 2050 |  |  | Hydrogen |  | Dispatch-Interconnection | VOM | 0 | ON | MI | H2 Pipeline - Repurposed |  |  |  | 0.30832 | 0
LCP_Inputs_ON_Electric_2023_04_03 | 2050 |  |  | Methane |  | Dispatch-Interconnection | VOM | 0 | ON | NY | CH4 Pipeline |  |  |  | 0.30832 | 0
LCP_Inputs_ON_Electric_2023_04_03 | 2050 |  |  | Electricity |  | Dispatch-Interconnection | VOM | 16798124.8175 | ON | NY | Electricity Transmission Line |  |  |  | 0.30832 | 5179175.4682
LCP_Inputs_ON_Electric_2023_04_03 | 2050 |  |  | Hydrogen |  | Dispatch-Interconnection | VOM | 0 | ON | NY | H2 Pipeline - New |  |  |  | 0.30832 | 0
LCP_Inputs_ON_Electric_2023_04_03 | 2050 |  |  | Hydrogen |  | Dispatch-Interconnection | VOM | 0 | ON | NY | H2 Pipeline - Repurposed |  |  |  | 0.30832 | 0
LCP_Inputs_ON_Electric_2023_04_03 | 2050 |  |  | Methane |  | Dispatch-Intraconnection | VOM | 147381227.8336 | ON | ON | CH4 Pipeline |  |  |  | 0.30832 | 45440383.8499
LCP_Inputs_ON_Electric_2023_04_03 | 2050 |  |  | Electricity |  | Dispatch-Intraconnection | VOM | 0 | ON | ON | Electricity Transmission Line |  |  |  | 0.30832 | 0
LCP_Inputs_ON_Electric_2023_04_03 | 2050 |  |  | Hydrogen |  | Dispatch-Intraconnection | VOM | 0 | ON | ON | H2 Pipeline - New |  |  |  | 0.30832 | 0
LCP_Inputs_ON_Electric_2023_04_03 | 2050 |  |  | Hydrogen |  | Dispatch-Intraconnection | VOM | 511715728.5138 | ON | ON | H2 Pipeline - Repurposed |  |  |  | 0.30832 | 157771511.7964
LCP_Inputs_ON_Electric_2023_04_03 | 2050 |  |  | Methane |  | Dispatch-Interconnection | VOM | 0 | ON | PJ | CH4 Pipeline |  |  |  | 0.30832 | 0
LCP_Inputs_ON_Electric_2023_04_03 | 2050 |  |  | Electricity |  | Dispatch-Interconnection | VOM | 23251474.926 | ON | PJ | Electricity Transmission Line |  |  |  | 0.30832 | 7168863.7776
LCP_Inputs_ON_Electric_2023_04_03 | 2050 |  |  | Hydrogen |  | Dispatch-Interconnection | VOM | 0 | ON | PJ | H2 Pipeline - New |  |  |  | 0.30832 | 0
LCP_Inputs_ON_Electric_2023_04_03 | 2050 |  |  | Hydrogen |  | Dispatch-Interconnection | VOM | 0 | ON | PJ | H2 Pipeline - Repurposed |  |  |  | 0.30832 | 0
LCP_Inputs_ON_Electric_2023_04_03 | 2050 |  |  | Methane |  | Dispatch-Interconnection | VOM | 0 | ON | QC | CH4 Pipeline |  |  |  | 0.30832 | 0
LCP_Inputs_ON_Electric_2023_04_03 | 2050 |  |  | Electricity |  | Dispatch-Interconnection | VOM | 8024046.5235 | ON | QC | Electricity Transmission Line |  |  |  | 0.30832 | 2473963.3359
LCP_Inputs_ON_Electric_2023_04_03 | 2050 |  |  | Hydrogen |  | Dispatch-Interconnection | VOM | 0 | ON | QC | H2 Pipeline - New |  |  |  | 0.30832 | 0
LCP_Inputs_ON_Electric_2023_04_03 | 2050 |  |  | Hydrogen |  | Dispatch-Interconnection | VOM | 0 | ON | QC | H2 Pipeline - Repurposed |  |  |  | 0.30832 | 0
LCP_Inputs_ON_Electric_2023_04_03 | 2050 |  |  | Methane |  | Dispatch-Interconnection | VOM | 0 | ON | WC | CH4 Pipeline |  |  |  | 0.30832 | 0
LCP_Inputs_ON_Electric_2023_04_03 | 2050 |  |  | Electricity |  | Dispatch-Interconnection | VOM | 0 | ON | WC | Electricity Transmission Line |  |  |  | 0.30832 | 0
LCP_Inputs_ON_Electric_2023_04_03 | 2050 |  |  | Hydrogen |  | Dispatch-Interconnection | VOM | 0 | ON | WC | H2 Pipeline - New |  |  |  | 0.30832 | 0
LCP_Inputs_ON_Electric_2023_04_03 | 2050 |  |  | Hydrogen |  | Dispatch-Interconnection | VOM | 0 | ON | WC | H2 Pipeline - Repurposed |  |  |  | 0.30832 | 0
LCP_Inputs_ON_Electric_2023_04_03 | 2050 |  |  | Methane |  | Dispatch-Interconnection | VOM | 0 | PJ | ON | CH4 Pipeline |  |  |  | 0.30832 | 0
LCP_Inputs_ON_Electric_2023_04_03 | 2050 |  |  | Electricity |  | Dispatch-Interconnection | VOM | 32171716.9442 | PJ | ON | Electricity Transmission Line |  |  |  | 0.30832 | 9919140.9146
LCP_Inputs_ON_Electric_2023_04_03 | 2050 |  |  | Hydrogen |  | Dispatch-Interconnection | VOM | 0 | PJ | ON | H2 Pipeline - New |  |  |  | 0.30832 | 0
LCP_Inputs_ON_Electric_2023_04_03 | 2050 |  |  | Hydrogen |  | Dispatch-Interconnection | VOM | 0 | PJ | ON | H2 Pipeline - Repurposed |  |  |  | 0.30832 | 0
LCP_Inputs_ON_Electric_2023_04_03 | 2050 |  |  | Methane |  | Dispatch-Intraconnection | VOM | 0 | PJ | PJ | CH4 Pipeline |  |  |  | 0.30832 | 0
LCP_Inputs_ON_Electric_2023_04_03 | 2050 |  |  | Electricity |  | Dispatch-Intraconnection | VOM | 0 | PJ | PJ | Electricity Transmission Line |  |  |  | 0.30832 | 0
LCP_Inputs_ON_Electric_2023_04_03 | 2050 |  |  | Hydrogen |  | Dispatch-Intraconnection | VOM | 0 | PJ | PJ | H2 Pipeline - New |  |  |  | 0.30832 | 0
LCP_Inputs_ON_Electric_2023_04_03 | 2050 |  |  | Hydrogen |  | Dispatch-Intraconnection | VOM | 0 | PJ | PJ | H2 Pipeline - Repurposed |  |  |  | 0.30832 | 0
LCP_Inputs_ON_Electric_2023_04_03 | 2050 |  |  | Electricity |  | Dispatch-Interconnection | VOM | 24050814.9569 | QC | NY | Electricity Transmission Line |  |  |  | 0.30832 | 7415315.2312
LCP_Inputs_ON_Electric_2023_04_03 | 2050 |  |  | Methane |  | Dispatch-Interconnection | VOM | 0 | QC | ON | CH4 Pipeline |  |  |  | 0.30832 | 0
LCP_Inputs_ON_Electric_2023_04_03 | 2050 |  |  | Electricity |  | Dispatch-Interconnection | VOM | 12095160.0432 | QC | ON | Electricity Transmission Line |  |  |  | 0.30832 | 3729163.6334
LCP_Inputs_ON_Electric_2023_04_03 | 2050 |  |  | Hydrogen |  | Dispatch-Interconnection | VOM | 0 | QC | ON | H2 Pipeline - New |  |  |  | 0.30832 | 0
LCP_Inputs_ON_Electric_2023_04_03 | 2050 |  |  | Hydrogen |  | Dispatch-Interconnection | VOM | 0 | QC | ON | H2 Pipeline - Repurposed |  |  |  | 0.30832 | 0
LCP_Inputs_ON_Electric_2023_04_03 | 2050 |  |  | Methane |  | Dispatch-Intraconnection | VOM | 0 | QC | QC | CH4 Pipeline |  |  |  | 0.30832 | 0
LCP_Inputs_ON_Electric_2023_04_03 | 2050 |  |  | Electricity |  | Dispatch-Intraconnection | VOM | 0 | QC | QC | Electricity Transmission Line |  |  |  | 0.30832 | 0
LCP_Inputs_ON_Electric_2023_04_03 | 2050 |  |  | Hydrogen |  | Dispatch-Intraconnection | VOM | 0 | QC | QC | H2 Pipeline - New |  |  |  | 0.30832 | 0
LCP_Inputs_ON_Electric_2023_04_03 | 2050 |  |  | Hydrogen |  | Dispatch-Intraconnection | VOM | 0 | QC | QC | H2 Pipeline - Repurposed |  |  |  | 0.30832 | 0
LCP_Inputs_ON_Electric_2023_04_03 | 2050 |  |  | Electricity |  | Dispatch-Interconnection | VOM | 3199038.1102 | WC | MI | Electricity Transmission Line |  |  |  | 0.30832 | 986323.1689
LCP_Inputs_ON_Electric_2023_04_03 | 2050 |  |  | Methane |  | Dispatch-Interconnection | VOM | 0 | WC | ON | CH4 Pipeline |  |  |  | 0.30832 | 0
LCP_Inputs_ON_Electric_2023_04_03 | 2050 |  |  | Electricity |  | Dispatch-Interconnection | VOM | 6931001.2943 | WC | ON | Electricity Transmission Line |  |  |  | 0.30832 | 2136957.0868
LCP_Inputs_ON_Electric_2023_04_03 | 2050 |  |  | Hydrogen |  | Dispatch-Interconnection | VOM | 0 | WC | ON | H2 Pipeline - New |  |  |  | 0.30832 | 0
LCP_Inputs_ON_Electric_2023_04_03 | 2050 |  |  | Hydrogen |  | Dispatch-Interconnection | VOM | 0 | WC | ON | H2 Pipeline - Repurposed |  |  |  | 0.30832 | 0
LCP_Inputs_ON_Electric_2023_04_03 | 2050 |  |  | Methane |  | Dispatch-Intraconnection | VOM | 0 | WC | WC | CH4 Pipeline |  |  |  | 0.30832 | 0
LCP_Inputs_ON_Electric_2023_04_03 | 2050 |  |  | Electricity |  | Dispatch-Intraconnection | VOM | 0 | WC | WC | Electricity Transmission Line |  |  |  | 0.30832 | 0
LCP_Inputs_ON_Electric_2023_04_03 | 2050 |  |  | Hydrogen |  | Dispatch-Intraconnection | VOM | 0 | WC | WC | H2 Pipeline - New |  |  |  | 0.30832 | 0
LCP_Inputs_ON_Electric_2023_04_03 | 2050 |  |  | Hydrogen |  | Dispatch-Intraconnection | VOM | 0 | WC | WC | H2 Pipeline - Repurposed |  |  |  | 0.30832 | 0
LCP_Inputs_ON_Electric_2023_04_03 | 2020 |  |  | Methane |  | Capacity-Intraconnection | CONE | 0 |  |  | CH4 Pipeline | MI | MI |  | 1 | 0
LCP_Inputs_ON_Electric_2023_04_03 | 2020 |  |  | Methane |  | Capacity-Intraconnection | FOM | 0 |  |  | CH4 Pipeline | MI | MI |  | 1 | 0
LCP_Inputs_ON_Electric_2023_04_03 | 2020 |  |  | Electricity |  | Capacity-Intraconnection | CONE | 0 |  |  | Electricity Transmission Line | MI | MI |  | 1 | 0
LCP_Inputs_ON_Electric_2023_04_03 | 2020 |  |  | Electricity |  | Capacity-Intraconnection | FOM | 0 |  |  | Electricity Transmission Line | MI | MI |  | 1 | 0
LCP_Inputs_ON_Electric_2023_04_03 | 2020 |  |  | Hydrogen |  | Capacity-Intraconnection | CONE | 0 |  |  | H2 Pipeline - New | MI | MI |  | 1 | 0
LCP_Inputs_ON_Electric_2023_04_03 | 2020 |  |  | Hydrogen |  | Capacity-Intraconnection | FOM | 0 |  |  | H2 Pipeline - New | MI | MI |  | 1 | 0
LCP_Inputs_ON_Electric_2023_04_03 | 2020 |  |  | Hydrogen |  | Capacity-Intraconnection | CONE | 0 |  |  | H2 Pipeline - Repurposed | MI | MI |  | 1 | 0
LCP_Inputs_ON_Electric_2023_04_03 | 2020 |  |  | Hydrogen |  | Capacity-Intraconnection | FOM | 0 |  |  | H2 Pipeline - Repurposed | MI | MI |  | 1 | 0
LCP_Inputs_ON_Electric_2023_04_03 | 2020 |  |  | Methane |  | Capacity-Intraconnection | CONE | 0 |  |  | CH4 Pipeline | NY | NY |  | 1 | 0
LCP_Inputs_ON_Electric_2023_04_03 | 2020 |  |  | Methane |  | Capacity-Intraconnection | FOM | 0 |  |  | CH4 Pipeline | NY | NY |  | 1 | 0
LCP_Inputs_ON_Electric_2023_04_03 | 2020 |  |  | Electricity |  | Capacity-Intraconnection | CONE | 0 |  |  | Electricity Transmission Line | NY | NY |  | 1 | 0
LCP_Inputs_ON_Electric_2023_04_03 | 2020 |  |  | Electricity |  | Capacity-Intraconnection | FOM | 0 |  |  | Electricity Transmission Line | NY | NY |  | 1 | 0
LCP_Inputs_ON_Electric_2023_04_03 | 2020 |  |  | Hydrogen |  | Capacity-Intraconnection | CONE | 0 |  |  | H2 Pipeline - New | NY | NY |  | 1 | 0
LCP_Inputs_ON_Electric_2023_04_03 | 2020 |  |  | Hydrogen |  | Capacity-Intraconnection | FOM | 0 |  |  | H2 Pipeline - New | NY | NY |  | 1 | 0
LCP_Inputs_ON_Electric_2023_04_03 | 2020 |  |  | Hydrogen |  | Capacity-Intraconnection | CONE | 0 |  |  | H2 Pipeline - Repurposed | NY | NY |  | 1 | 0
LCP_Inputs_ON_Electric_2023_04_03 | 2020 |  |  | Hydrogen |  | Capacity-Intraconnection | FOM | 0 |  |  | H2 Pipeline - Repurposed | NY | NY |  | 1 | 0
LCP_Inputs_ON_Electric_2023_04_03 | 2020 |  |  | Methane |  | Capacity-Interconnection | CONE | 0 |  |  | CH4 Pipeline | ON | MI |  | 1 | 0
LCP_Inputs_ON_Electric_2023_04_03 | 2020 |  |  | Methane |  | Capacity-Interconnection | FOM | 0 |  |  | CH4 Pipeline | ON | MI |  | 1 | 0
LCP_Inputs_ON_Electric_2023_04_03 | 2020 |  |  | Electricity |  | Capacity-Interconnection | CONE | 0 |  |  | Electricity Transmission Line | ON | MI |  | 1 | 0
LCP_Inputs_ON_Electric_2023_04_03 | 2020 |  |  | Electricity |  | Capacity-Interconnection | FOM | 0 |  |  | Electricity Transmission Line | ON | MI |  | 1 | 0
LCP_Inputs_ON_Electric_2023_04_03 | 2020 |  |  | Hydrogen |  | Capacity-Interconnection | CONE | 0 |  |  | H2 Pipeline - New | ON | MI |  | 1 | 0
LCP_Inputs_ON_Electric_2023_04_03 | 2020 |  |  | Hydrogen |  | Capacity-Interconnection | FOM | 0 |  |  | H2 Pipeline - New | ON | MI |  | 1 | 0
LCP_Inputs_ON_Electric_2023_04_03 | 2020 |  |  | Hydrogen |  | Capacity-Interconnection | CONE | 0 |  |  | H2 Pipeline - Repurposed | ON | MI |  | 1 | 0
LCP_Inputs_ON_Electric_2023_04_03 | 2020 |  |  | Hydrogen |  | Capacity-Interconnection | FOM | 0 |  |  | H2 Pipeline - Repurposed | ON | MI |  | 1 | 0
LCP_Inputs_ON_Electric_2023_04_03 | 2020 |  |  | Methane |  | Capacity-Interconnection | CONE | 0 |  |  | CH4 Pipeline | ON | NY |  | 1 | 0
LCP_Inputs_ON_Electric_2023_04_03 | 2020 |  |  | Methane |  | Capacity-Interconnection | FOM | 0 |  |  | CH4 Pipeline | ON | NY |  | 1 | 0
LCP_Inputs_ON_Electric_2023_04_03 | 2020 |  |  | Electricity |  | Capacity-Interconnection | CONE | 0 |  |  | Electricity Transmission Line | ON | NY |  | 1 | 0
LCP_Inputs_ON_Electric_2023_04_03 | 2020 |  |  | Electricity |  | Capacity-Interconnection | FOM | 0 |  |  | Electricity Transmission Line | ON | NY |  | 1 | 0
LCP_Inputs_ON_Electric_2023_04_03 | 2020 |  |  | Hydrogen |  | Capacity-Interconnection | CONE | 0 |  |  | H2 Pipeline - New | ON | NY |  | 1 | 0
LCP_Inputs_ON_Electric_2023_04_03 | 2020 |  |  | Hydrogen |  | Capacity-Interconnection | FOM | 0 |  |  | H2 Pipeline - New | ON | NY |  | 1 | 0
LCP_Inputs_ON_Electric_2023_04_03 | 2020 |  |  | Hydrogen |  | Capacity-Interconnection | CONE | 0 |  |  | H2 Pipeline - Repurposed | ON | NY |  | 1 | 0
LCP_Inputs_ON_Electric_2023_04_03 | 2020 |  |  | Hydrogen |  | Capacity-Interconnection | FOM | 0 |  |  | H2 Pipeline - Repurposed | ON | NY |  | 1 | 0
LCP_Inputs_ON_Electric_2023_04_03 | 2020 |  |  | Methane |  | Capacity-Intraconnection | CONE | 0 |  |  | CH4 Pipeline | ON | ON |  | 1 | 0
LCP_Inputs_ON_Electric_2023_04_03 | 2020 |  |  | Methane |  | Capacity-Intraconnection | FOM | 0 |  |  | CH4 Pipeline | ON | ON |  | 1 | 0
LCP_Inputs_ON_Electric_2023_04_03 | 2020 |  |  | Electricity |  | Capacity-Intraconnection | CONE | 0 |  |  | Electricity Transmission Line | ON | ON |  | 1 | 0
LCP_Inputs_ON_Electric_2023_04_03 | 2020 |  |  | Electricity |  | Capacity-Intraconnection | FOM | 0 |  |  | Electricity Transmission Line | ON | ON |  | 1 | 0
LCP_Inputs_ON_Electric_2023_04_03 | 2020 |  |  | Hydrogen |  | Capacity-Intraconnection | CONE | 0 |  |  | H2 Pipeline - New | ON | ON |  | 1 | 0
LCP_Inputs_ON_Electric_2023_04_03 | 2020 |  |  | Hydrogen |  | Capacity-Intraconnection | FOM | 0 |  |  | H2 Pipeline - New | ON | ON |  | 1 | 0
LCP_Inputs_ON_Electric_2023_04_03 | 2020 |  |  | Hydrogen |  | Capacity-Intraconnection | CONE | 0 |  |  | H2 Pipeline - Repurposed | ON | ON |  | 1 | 0
LCP_Inputs_ON_Electric_2023_04_03 | 2020 |  |  | Hydrogen |  | Capacity-Intraconnection | FOM | 0 |  |  | H2 Pipeline - Repurposed | ON | ON |  | 1 | 0
LCP_Inputs_ON_Electric_2023_04_03 | 2020 |  |  | Methane |  | Capacity-Interconnection | CONE | 0 |  |  | CH4 Pipeline | ON | PJ |  | 1 | 0
LCP_Inputs_ON_Electric_2023_04_03 | 2020 |  |  | Methane |  | Capacity-Interconnection | FOM | 0 |  |  | CH4 Pipeline | ON | PJ |  | 1 | 0
LCP_Inputs_ON_Electric_2023_04_03 | 2020 |  |  | Electricity |  | Capacity-Interconnection | CONE | 0 |  |  | Electricity Transmission Line | ON | PJ |  | 1 | 0
LCP_Inputs_ON_Electric_2023_04_03 | 2020 |  |  | Electricity |  | Capacity-Interconnection | FOM | 0 |  |  | Electricity Transmission Line | ON | PJ |  | 1 | 0
LCP_Inputs_ON_Electric_2023_04_03 | 2020 |  |  | Hydrogen |  | Capacity-Interconnection | CONE | 0 |  |  | H2 Pipeline - New | ON | PJ |  | 1 | 0
LCP_Inputs_ON_Electric_2023_04_03 | 2020 |  |  | Hydrogen |  | Capacity-Interconnection | FOM | 0 |  |  | H2 Pipeline - New | ON | PJ |  | 1 | 0
LCP_Inputs_ON_Electric_2023_04_03 | 2020 |  |  | Hydrogen |  | Capacity-Interconnection | CONE | 0 |  |  | H2 Pipeline - Repurposed | ON | PJ |  | 1 | 0
LCP_Inputs_ON_Electric_2023_04_03 | 2020 |  |  | Hydrogen |  | Capacity-Interconnection | FOM | 0 |  |  | H2 Pipeline - Repurposed | ON | PJ |  | 1 | 0
LCP_Inputs_ON_Electric_2023_04_03 | 2020 |  |  | Methane |  | Capacity-Interconnection | CONE | 0 |  |  | CH4 Pipeline | ON | QC |  | 1 | 0
LCP_Inputs_ON_Electric_2023_04_03 | 2020 |  |  | Methane |  | Capacity-Interconnection | FOM | 0 |  |  | CH4 Pipeline | ON | QC |  | 1 | 0
LCP_Inputs_ON_Electric_2023_04_03 | 2020 |  |  | Electricity |  | Capacity-Interconnection | CONE | 0 |  |  | Electricity Transmission Line | ON | QC |  | 1 | 0
LCP_Inputs_ON_Electric_2023_04_03 | 2020 |  |  | Electricity |  | Capacity-Interconnection | FOM | 0 |  |  | Electricity Transmission Line | ON | QC |  | 1 | 0
LCP_Inputs_ON_Electric_2023_04_03 | 2020 |  |  | Hydrogen |  | Capacity-Interconnection | CONE | 0 |  |  | H2 Pipeline - New | ON | QC |  | 1 | 0
LCP_Inputs_ON_Electric_2023_04_03 | 2020 |  |  | Hydrogen |  | Capacity-Interconnection | FOM | 0 |  |  | H2 Pipeline - New | ON | QC |  | 1 | 0
LCP_Inputs_ON_Electric_2023_04_03 | 2020 |  |  | Hydrogen |  | Capacity-Interconnection | CONE | 0 |  |  | H2 Pipeline - Repurposed | ON | QC |  | 1 | 0
LCP_Inputs_ON_Electric_2023_04_03 | 2020 |  |  | Hydrogen |  | Capacity-Interconnection | FOM | 0 |  |  | H2 Pipeline - Repurposed | ON | QC |  | 1 | 0
LCP_Inputs_ON_Electric_2023_04_03 | 2020 |  |  | Methane |  | Capacity-Interconnection | CONE | 0 |  |  | CH4 Pipeline | ON | WC |  | 1 | 0
LCP_Inputs_ON_Electric_2023_04_03 | 2020 |  |  | Methane |  | Capacity-Interconnection | FOM | 0 |  |  | CH4 Pipeline | ON | WC |  | 1 | 0
LCP_Inputs_ON_Electric_2023_04_03 | 2020 |  |  | Electricity |  | Capacity-Interconnection | CONE | 0 |  |  | Electricity Transmission Line | ON | WC |  | 1 | 0
LCP_Inputs_ON_Electric_2023_04_03 | 2020 |  |  | Electricity |  | Capacity-Interconnection | FOM | 0 |  |  | Electricity Transmission Line | ON | WC |  | 1 | 0
LCP_Inputs_ON_Electric_2023_04_03 | 2020 |  |  | Hydrogen |  | Capacity-Interconnection | CONE | 0 |  |  | H2 Pipeline - New | ON | WC |  | 1 | 0
LCP_Inputs_ON_Electric_2023_04_03 | 2020 |  |  | Hydrogen |  | Capacity-Interconnection | FOM | 0 |  |  | H2 Pipeline - New | ON | WC |  | 1 | 0
LCP_Inputs_ON_Electric_2023_04_03 | 2020 |  |  | Hydrogen |  | Capacity-Interconnection | CONE | 0 |  |  | H2 Pipeline - Repurposed | ON | WC |  | 1 | 0
LCP_Inputs_ON_Electric_2023_04_03 | 2020 |  |  | Hydrogen |  | Capacity-Interconnection | FOM | 0 |  |  | H2 Pipeline - Repurposed | ON | WC |  | 1 | 0
LCP_Inputs_ON_Electric_2023_04_03 | 2020 |  |  | Methane |  | Capacity-Intraconnection | CONE | 0 |  |  | CH4 Pipeline | PJ | PJ |  | 1 | 0
LCP_Inputs_ON_Electric_2023_04_03 | 2020 |  |  | Methane |  | Capacity-Intraconnection | FOM | 0 |  |  | CH4 Pipeline | PJ | PJ |  | 1 | 0
LCP_Inputs_ON_Electric_2023_04_03 | 2020 |  |  | Electricity |  | Capacity-Intraconnection | CONE | 0 |  |  | Electricity Transmission Line | PJ | PJ |  | 1 | 0
LCP_Inputs_ON_Electric_2023_04_03 | 2020 |  |  | Electricity |  | Capacity-Intraconnection | FOM | 0 |  |  | Electricity Transmission Line | PJ | PJ |  | 1 | 0
LCP_Inputs_ON_Electric_2023_04_03 | 2020 |  |  | Hydrogen |  | Capacity-Intraconnection | CONE | 0 |  |  | H2 Pipeline - New | PJ | PJ |  | 1 | 0
LCP_Inputs_ON_Electric_2023_04_03 | 2020 |  |  | Hydrogen |  | Capacity-Intraconnection | FOM | 0 |  |  | H2 Pipeline - New | PJ | PJ |  | 1 | 0
LCP_Inputs_ON_Electric_2023_04_03 | 2020 |  |  | Hydrogen |  | Capacity-Intraconnection | CONE | 0 |  |  | H2 Pipeline - Repurposed | PJ | PJ |  | 1 | 0
LCP_Inputs_ON_Electric_2023_04_03 | 2020 |  |  | Hydrogen |  | Capacity-Intraconnection | FOM | 0 |  |  | H2 Pipeline - Repurposed | PJ | PJ |  | 1 | 0
LCP_Inputs_ON_Electric_2023_04_03 | 2020 |  |  | Electricity |  | Capacity-Interconnection | CONE | 259502113.8532 |  |  | Electricity Transmission Line | QC | NY |  | 1 | 259502113.8532
LCP_Inputs_ON_Electric_2023_04_03 | 2020 |  |  | Electricity |  | Capacity-Interconnection | FOM | 5859725.1515 |  |  | Electricity Transmission Line | QC | NY |  | 1 | 5859725.1515
LCP_Inputs_ON_Electric_2023_04_03 | 2020 |  |  | Methane |  | Capacity-Intraconnection | CONE | 0 |  |  | CH4 Pipeline | QC | QC |  | 1 | 0
LCP_Inputs_ON_Electric_2023_04_03 | 2020 |  |  | Methane |  | Capacity-Intraconnection | FOM | 0 |  |  | CH4 Pipeline | QC | QC |  | 1 | 0
LCP_Inputs_ON_Electric_2023_04_03 | 2020 |  |  | Electricity |  | Capacity-Intraconnection | CONE | 0 |  |  | Electricity Transmission Line | QC | QC |  | 1 | 0
LCP_Inputs_ON_Electric_2023_04_03 | 2020 |  |  | Electricity |  | Capacity-Intraconnection | FOM | 0 |  |  | Electricity Transmission Line | QC | QC |  | 1 | 0
LCP_Inputs_ON_Electric_2023_04_03 | 2020 |  |  | Hydrogen |  | Capacity-Intraconnection | CONE | 0 |  |  | H2 Pipeline - New | QC | QC |  | 1 | 0
LCP_Inputs_ON_Electric_2023_04_03 | 2020 |  |  | Hydrogen |  | Capacity-Intraconnection | FOM | 0 |  |  | H2 Pipeline - New | QC | QC |  | 1 | 0
LCP_Inputs_ON_Electric_2023_04_03 | 2020 |  |  | Hydrogen |  | Capacity-Intraconnection | CONE | 0 |  |  | H2 Pipeline - Repurposed | QC | QC |  | 1 | 0
LCP_Inputs_ON_Electric_2023_04_03 | 2020 |  |  | Hydrogen |  | Capacity-Intraconnection | FOM | 0 |  |  | H2 Pipeline - Repurposed | QC | QC |  | 1 | 0
LCP_Inputs_ON_Electric_2023_04_03 | 2020 |  |  | Electricity |  | Capacity-Interconnection | CONE | 30247795.3367 |  |  | Electricity Transmission Line | WC | MI |  | 1 | 30247795.3367
LCP_Inputs_ON_Electric_2023_04_03 | 2020 |  |  | Electricity |  | Capacity-Interconnection | FOM | 683014.7334 |  |  | Electricity Transmission Line | WC | MI |  | 1 | 683014.7334
LCP_Inputs_ON_Electric_2023_04_03 | 2020 |  |  | Methane |  | Capacity-Intraconnection | CONE | 0 |  |  | CH4 Pipeline | WC | WC |  | 1 | 0
LCP_Inputs_ON_Electric_2023_04_03 | 2020 |  |  | Methane |  | Capacity-Intraconnection | FOM | 0 |  |  | CH4 Pipeline | WC | WC |  | 1 | 0
LCP_Inputs_ON_Electric_2023_04_03 | 2020 |  |  | Electricity |  | Capacity-Intraconnection | CONE | 0 |  |  | Electricity Transmission Line | WC | WC |  | 1 | 0
LCP_Inputs_ON_Electric_2023_04_03 | 2020 |  |  | Electricity |  | Capacity-Intraconnection | FOM | 0 |  |  | Electricity Transmission Line | WC | WC |  | 1 | 0
LCP_Inputs_ON_Electric_2023_04_03 | 2020 |  |  | Hydrogen |  | Capacity-Intraconnection | CONE | 0 |  |  | H2 Pipeline - New | WC | WC |  | 1 | 0
LCP_Inputs_ON_Electric_2023_04_03 | 2020 |  |  | Hydrogen |  | Capacity-Intraconnection | FOM | 0 |  |  | H2 Pipeline - New | WC | WC |  | 1 | 0
LCP_Inputs_ON_Electric_2023_04_03 | 2020 |  |  | Hydrogen |  | Capacity-Intraconnection | CONE | 0 |  |  | H2 Pipeline - Repurposed | WC | WC |  | 1 | 0
LCP_Inputs_ON_Electric_2023_04_03 | 2020 |  |  | Hydrogen |  | Capacity-Intraconnection | FOM | 0 |  |  | H2 Pipeline - Repurposed | WC | WC |  | 1 | 0
LCP_Inputs_ON_Electric_2023_04_03 | 2021 |  |  | Methane |  | Capacity-Intraconnection | FOM | 0 |  |  | CH4 Pipeline | MI | MI |  | 0.96154 | 0
LCP_Inputs_ON_Electric_2023_04_03 | 2021 |  |  | Electricity |  | Capacity-Intraconnection | FOM | 0 |  |  | Electricity Transmission Line | MI | MI |  | 0.96154 | 0
LCP_Inputs_ON_Electric_2023_04_03 | 2021 |  |  | Hydrogen |  | Capacity-Intraconnection | FOM | 0 |  |  | H2 Pipeline - New | MI | MI |  | 0.96154 | 0
LCP_Inputs_ON_Electric_2023_04_03 | 2021 |  |  | Hydrogen |  | Capacity-Intraconnection | FOM | 0 |  |  | H2 Pipeline - Repurposed | MI | MI |  | 0.96154 | 0
LCP_Inputs_ON_Electric_2023_04_03 | 2021 |  |  | Methane |  | Capacity-Intraconnection | FOM | 0 |  |  | CH4 Pipeline | NY | NY |  | 0.96154 | 0
LCP_Inputs_ON_Electric_2023_04_03 | 2021 |  |  | Electricity |  | Capacity-Intraconnection | FOM | 0 |  |  | Electricity Transmission Line | NY | NY |  | 0.96154 | 0
LCP_Inputs_ON_Electric_2023_04_03 | 2021 |  |  | Hydrogen |  | Capacity-Intraconnection | FOM | 0 |  |  | H2 Pipeline - New | NY | NY |  | 0.96154 | 0
LCP_Inputs_ON_Electric_2023_04_03 | 2021 |  |  | Hydrogen |  | Capacity-Intraconnection | FOM | 0 |  |  | H2 Pipeline - Repurposed | NY | NY |  | 0.96154 | 0
LCP_Inputs_ON_Electric_2023_04_03 | 2021 |  |  | Methane |  | Capacity-Interconnection | FOM | 0 |  |  | CH4 Pipeline | ON | MI |  | 0.96154 | 0
LCP_Inputs_ON_Electric_2023_04_03 | 2021 |  |  | Electricity |  | Capacity-Interconnection | FOM | 0 |  |  | Electricity Transmission Line | ON | MI |  | 0.96154 | 0
LCP_Inputs_ON_Electric_2023_04_03 | 2021 |  |  | Hydrogen |  | Capacity-Interconnection | FOM | 0 |  |  | H2 Pipeline - New | ON | MI |  | 0.96154 | 0
LCP_Inputs_ON_Electric_2023_04_03 | 2021 |  |  | Hydrogen |  | Capacity-Interconnection | FOM | 0 |  |  | H2 Pipeline - Repurposed | ON | MI |  | 0.96154 | 0
LCP_Inputs_ON_Electric_2023_04_03 | 2021 |  |  | Methane |  | Capacity-Interconnection | FOM | 0 |  |  | CH4 Pipeline | ON | NY |  | 0.96154 | 0
LCP_Inputs_ON_Electric_2023_04_03 | 2021 |  |  | Electricity |  | Capacity-Interconnection | FOM | 0 |  |  | Electricity Transmission Line | ON | NY |  | 0.96154 | 0
LCP_Inputs_ON_Electric_2023_04_03 | 2021 |  |  | Hydrogen |  | Capacity-Interconnection | FOM | 0 |  |  | H2 Pipeline - New | ON | NY |  | 0.96154 | 0
LCP_Inputs_ON_Electric_2023_04_03 | 2021 |  |  | Hydrogen |  | Capacity-Interconnection | FOM | 0 |  |  | H2 Pipeline - Repurposed | ON | NY |  | 0.96154 | 0
LCP_Inputs_ON_Electric_2023_04_03 | 2021 |  |  | Methane |  | Capacity-Intraconnection | FOM | 0 |  |  | CH4 Pipeline | ON | ON |  | 0.96154 | 0
LCP_Inputs_ON_Electric_2023_04_03 | 2021 |  |  | Electricity |  | Capacity-Intraconnection | FOM | 0 |  |  | Electricity Transmission Line | ON | ON |  | 0.96154 | 0
LCP_Inputs_ON_Electric_2023_04_03 | 2021 |  |  | Hydrogen |  | Capacity-Intraconnection | FOM | 0 |  |  | H2 Pipeline - New | ON | ON |  | 0.96154 | 0
LCP_Inputs_ON_Electric_2023_04_03 | 2021 |  |  | Hydrogen |  | Capacity-Intraconnection | FOM | 0 |  |  | H2 Pipeline - Repurposed | ON | ON |  | 0.96154 | 0
LCP_Inputs_ON_Electric_2023_04_03 | 2021 |  |  | Methane |  | Capacity-Interconnection | FOM | 0 |  |  | CH4 Pipeline | ON | PJ |  | 0.96154 | 0
LCP_Inputs_ON_Electric_2023_04_03 | 2021 |  |  | Electricity |  | Capacity-Interconnection | FOM | 0 |  |  | Electricity Transmission Line | ON | PJ |  | 0.96154 | 0
LCP_Inputs_ON_Electric_2023_04_03 | 2021 |  |  | Hydrogen |  | Capacity-Interconnection | FOM | 0 |  |  | H2 Pipeline - New | ON | PJ |  | 0.96154 | 0
LCP_Inputs_ON_Electric_2023_04_03 | 2021 |  |  | Hydrogen |  | Capacity-Interconnection | FOM | 0 |  |  | H2 Pipeline - Repurposed | ON | PJ |  | 0.96154 | 0
LCP_Inputs_ON_Electric_2023_04_03 | 2021 |  |  | Methane |  | Capacity-Interconnection | FOM | 0 |  |  | CH4 Pipeline | ON | QC |  | 0.96154 | 0
LCP_Inputs_ON_Electric_2023_04_03 | 2021 |  |  | Electricity |  | Capacity-Interconnection | FOM | 0 |  |  | Electricity Transmission Line | ON | QC |  | 0.96154 | 0
LCP_Inputs_ON_Electric_2023_04_03 | 2021 |  |  | Hydrogen |  | Capacity-Interconnection | FOM | 0 |  |  | H2 Pipeline - New | ON | QC |  | 0.96154 | 0
LCP_Inputs_ON_Electric_2023_04_03 | 2021 |  |  | Hydrogen |  | Capacity-Interconnection | FOM | 0 |  |  | H2 Pipeline - Repurposed | ON | QC |  | 0.96154 | 0
LCP_Inputs_ON_Electric_2023_04_03 | 2021 |  |  | Methane |  | Capacity-Interconnection | FOM | 0 |  |  | CH4 Pipeline | ON | WC |  | 0.96154 | 0
LCP_Inputs_ON_Electric_2023_04_03 | 2021 |  |  | Electricity |  | Capacity-Interconnection | FOM | 0 |  |  | Electricity Transmission Line | ON | WC |  | 0.96154 | 0
LCP_Inputs_ON_Electric_2023_04_03 | 2021 |  |  | Hydrogen |  | Capacity-Interconnection | FOM | 0 |  |  | H2 Pipeline - New | ON | WC |  | 0.96154 | 0
LCP_Inputs_ON_Electric_2023_04_03 | 2021 |  |  | Hydrogen |  | Capacity-Interconnection | FOM | 0 |  |  | H2 Pipeline - Repurposed | ON | WC |  | 0.96154 | 0
LCP_Inputs_ON_Electric_2023_04_03 | 2021 |  |  | Methane |  | Capacity-Intraconnection | FOM | 0 |  |  | CH4 Pipeline | PJ | PJ |  | 0.96154 | 0
LCP_Inputs_ON_Electric_2023_04_03 | 2021 |  |  | Electricity |  | Capacity-Intraconnection | FOM | 0 |  |  | Electricity Transmission Line | PJ | PJ |  | 0.96154 | 0
LCP_Inputs_ON_Electric_2023_04_03 | 2021 |  |  | Hydrogen |  | Capacity-Intraconnection | FOM | 0 |  |  | H2 Pipeline - New | PJ | PJ |  | 0.96154 | 0
LCP_Inputs_ON_Electric_2023_04_03 | 2021 |  |  | Hydrogen |  | Capacity-Intraconnection | FOM | 0 |  |  | H2 Pipeline - Repurposed | PJ | PJ |  | 0.96154 | 0
LCP_Inputs_ON_Electric_2023_04_03 | 2021 |  |  | Electricity |  | Capacity-Interconnection | FOM | 5859725.1515 |  |  | Electricity Transmission Line | QC | NY |  | 0.96154 | 5634351.1072
LCP_Inputs_ON_Electric_2023_04_03 | 2021 |  |  | Methane |  | Capacity-Intraconnection | FOM | 0 |  |  | CH4 Pipeline | QC | QC |  | 0.96154 | 0
LCP_Inputs_ON_Electric_2023_04_03 | 2021 |  |  | Electricity |  | Capacity-Intraconnection | FOM | 0 |  |  | Electricity Transmission Line | QC | QC |  | 0.96154 | 0
LCP_Inputs_ON_Electric_2023_04_03 | 2021 |  |  | Hydrogen |  | Capacity-Intraconnection | FOM | 0 |  |  | H2 Pipeline - New | QC | QC |  | 0.96154 | 0
LCP_Inputs_ON_Electric_2023_04_03 | 2021 |  |  | Hydrogen |  | Capacity-Intraconnection | FOM | 0 |  |  | H2 Pipeline - Repurposed | QC | QC |  | 0.96154 | 0
LCP_Inputs_ON_Electric_2023_04_03 | 2021 |  |  | Electricity |  | Capacity-Interconnection | FOM | 683014.7334 |  |  | Electricity Transmission Line | WC | MI |  | 0.96154 | 656744.936
LCP_Inputs_ON_Electric_2023_04_03 | 2021 |  |  | Methane |  | Capacity-Intraconnection | FOM | 0 |  |  | CH4 Pipeline | WC | WC |  | 0.96154 | 0
LCP_Inputs_ON_Electric_2023_04_03 | 2021 |  |  | Electricity |  | Capacity-Intraconnection | FOM | 0 |  |  | Electricity Transmission Line | WC | WC |  | 0.96154 | 0
LCP_Inputs_ON_Electric_2023_04_03 | 2021 |  |  | Hydrogen |  | Capacity-Intraconnection | FOM | 0 |  |  | H2 Pipeline - New | WC | WC |  | 0.96154 | 0
LCP_Inputs_ON_Electric_2023_04_03 | 2021 |  |  | Hydrogen |  | Capacity-Intraconnection | FOM | 0 |  |  | H2 Pipeline - Repurposed | WC | WC |  | 0.96154 | 0
LCP_Inputs_ON_Electric_2023_04_03 | 2022 |  |  | Methane |  | Capacity-Intraconnection | FOM | 0 |  |  | CH4 Pipeline | MI | MI |  | 0.92456 | 0
LCP_Inputs_ON_Electric_2023_04_03 | 2022 |  |  | Electricity |  | Capacity-Intraconnection | FOM | 0 |  |  | Electricity Transmission Line | MI | MI |  | 0.92456 | 0
LCP_Inputs_ON_Electric_2023_04_03 | 2022 |  |  | Hydrogen |  | Capacity-Intraconnection | FOM | 0 |  |  | H2 Pipeline - New | MI | MI |  | 0.92456 | 0
LCP_Inputs_ON_Electric_2023_04_03 | 2022 |  |  | Hydrogen |  | Capacity-Intraconnection | FOM | 0 |  |  | H2 Pipeline - Repurposed | MI | MI |  | 0.92456 | 0
LCP_Inputs_ON_Electric_2023_04_03 | 2022 |  |  | Methane |  | Capacity-Intraconnection | FOM | 0 |  |  | CH4 Pipeline | NY | NY |  | 0.92456 | 0
LCP_Inputs_ON_Electric_2023_04_03 | 2022 |  |  | Electricity |  | Capacity-Intraconnection | FOM | 0 |  |  | Electricity Transmission Line | NY | NY |  | 0.92456 | 0
LCP_Inputs_ON_Electric_2023_04_03 | 2022 |  |  | Hydrogen |  | Capacity-Intraconnection | FOM | 0 |  |  | H2 Pipeline - New | NY | NY |  | 0.92456 | 0
LCP_Inputs_ON_Electric_2023_04_03 | 2022 |  |  | Hydrogen |  | Capacity-Intraconnection | FOM | 0 |  |  | H2 Pipeline - Repurposed | NY | NY |  | 0.92456 | 0
LCP_Inputs_ON_Electric_2023_04_03 | 2022 |  |  | Methane |  | Capacity-Interconnection | FOM | 0 |  |  | CH4 Pipeline | ON | MI |  | 0.92456 | 0
LCP_Inputs_ON_Electric_2023_04_03 | 2022 |  |  | Electricity |  | Capacity-Interconnection | FOM | 0 |  |  | Electricity Transmission Line | ON | MI |  | 0.92456 | 0
LCP_Inputs_ON_Electric_2023_04_03 | 2022 |  |  | Hydrogen |  | Capacity-Interconnection | FOM | 0 |  |  | H2 Pipeline - New | ON | MI |  | 0.92456 | 0
LCP_Inputs_ON_Electric_2023_04_03 | 2022 |  |  | Hydrogen |  | Capacity-Interconnection | FOM | 0 |  |  | H2 Pipeline - Repurposed | ON | MI |  | 0.92456 | 0
LCP_Inputs_ON_Electric_2023_04_03 | 2022 |  |  | Methane |  | Capacity-Interconnection | FOM | 0 |  |  | CH4 Pipeline | ON | NY |  | 0.92456 | 0
LCP_Inputs_ON_Electric_2023_04_03 | 2022 |  |  | Electricity |  | Capacity-Interconnection | FOM | 0 |  |  | Electricity Transmission Line | ON | NY |  | 0.92456 | 0
LCP_Inputs_ON_Electric_2023_04_03 | 2022 |  |  | Hydrogen |  | Capacity-Interconnection | FOM | 0 |  |  | H2 Pipeline - New | ON | NY |  | 0.92456 | 0
LCP_Inputs_ON_Electric_2023_04_03 | 2022 |  |  | Hydrogen |  | Capacity-Interconnection | FOM | 0 |  |  | H2 Pipeline - Repurposed | ON | NY |  | 0.92456 | 0
LCP_Inputs_ON_Electric_2023_04_03 | 2022 |  |  | Methane |  | Capacity-Intraconnection | FOM | 0 |  |  | CH4 Pipeline | ON | ON |  | 0.92456 | 0
LCP_Inputs_ON_Electric_2023_04_03 | 2022 |  |  | Electricity |  | Capacity-Intraconnection | FOM | 0 |  |  | Electricity Transmission Line | ON | ON |  | 0.92456 | 0
LCP_Inputs_ON_Electric_2023_04_03 | 2022 |  |  | Hydrogen |  | Capacity-Intraconnection | FOM | 0 |  |  | H2 Pipeline - New | ON | ON |  | 0.92456 | 0
LCP_Inputs_ON_Electric_2023_04_03 | 2022 |  |  | Hydrogen |  | Capacity-Intraconnection | FOM | 0 |  |  | H2 Pipeline - Repurposed | ON | ON |  | 0.92456 | 0
LCP_Inputs_ON_Electric_2023_04_03 | 2022 |  |  | Methane |  | Capacity-Interconnection | FOM | 0 |  |  | CH4 Pipeline | ON | PJ |  | 0.92456 | 0
LCP_Inputs_ON_Electric_2023_04_03 | 2022 |  |  | Electricity |  | Capacity-Interconnection | FOM | 0 |  |  | Electricity Transmission Line | ON | PJ |  | 0.92456 | 0
LCP_Inputs_ON_Electric_2023_04_03 | 2022 |  |  | Hydrogen |  | Capacity-Interconnection | FOM | 0 |  |  | H2 Pipeline - New | ON | PJ |  | 0.92456 | 0
LCP_Inputs_ON_Electric_2023_04_03 | 2022 |  |  | Hydrogen |  | Capacity-Interconnection | FOM | 0 |  |  | H2 Pipeline - Repurposed | ON | PJ |  | 0.92456 | 0
LCP_Inputs_ON_Electric_2023_04_03 | 2022 |  |  | Methane |  | Capacity-Interconnection | FOM | 0 |  |  | CH4 Pipeline | ON | QC |  | 0.92456 | 0
LCP_Inputs_ON_Electric_2023_04_03 | 2022 |  |  | Electricity |  | Capacity-Interconnection | FOM | 0 |  |  | Electricity Transmission Line | ON | QC |  | 0.92456 | 0
LCP_Inputs_ON_Electric_2023_04_03 | 2022 |  |  | Hydrogen |  | Capacity-Interconnection | FOM | 0 |  |  | H2 Pipeline - New | ON | QC |  | 0.92456 | 0
LCP_Inputs_ON_Electric_2023_04_03 | 2022 |  |  | Hydrogen |  | Capacity-Interconnection | FOM | 0 |  |  | H2 Pipeline - Repurposed | ON | QC |  | 0.92456 | 0
LCP_Inputs_ON_Electric_2023_04_03 | 2022 |  |  | Methane |  | Capacity-Interconnection | FOM | 0 |  |  | CH4 Pipeline | ON | WC |  | 0.92456 | 0
LCP_Inputs_ON_Electric_2023_04_03 | 2022 |  |  | Electricity |  | Capacity-Interconnection | FOM | 0 |  |  | Electricity Transmission Line | ON | WC |  | 0.92456 | 0
LCP_Inputs_ON_Electric_2023_04_03 | 2022 |  |  | Hydrogen |  | Capacity-Interconnection | FOM | 0 |  |  | H2 Pipeline - New | ON | WC |  | 0.92456 | 0
LCP_Inputs_ON_Electric_2023_04_03 | 2022 |  |  | Hydrogen |  | Capacity-Interconnection | FOM | 0 |  |  | H2 Pipeline - Repurposed | ON | WC |  | 0.92456 | 0
LCP_Inputs_ON_Electric_2023_04_03 | 2022 |  |  | Methane |  | Capacity-Intraconnection | FOM | 0 |  |  | CH4 Pipeline | PJ | PJ |  | 0.92456 | 0
LCP_Inputs_ON_Electric_2023_04_03 | 2022 |  |  | Electricity |  | Capacity-Intraconnection | FOM | 0 |  |  | Electricity Transmission Line | PJ | PJ |  | 0.92456 | 0
LCP_Inputs_ON_Electric_2023_04_03 | 2022 |  |  | Hydrogen |  | Capacity-Intraconnection | FOM | 0 |  |  | H2 Pipeline - New | PJ | PJ |  | 0.92456 | 0
LCP_Inputs_ON_Electric_2023_04_03 | 2022 |  |  | Hydrogen |  | Capacity-Intraconnection | FOM | 0 |  |  | H2 Pipeline - Repurposed | PJ | PJ |  | 0.92456 | 0
LCP_Inputs_ON_Electric_2023_04_03 | 2022 |  |  | Electricity |  | Capacity-Interconnection | FOM | 5859725.1515 |  |  | Electricity Transmission Line | QC | NY |  | 0.92456 | 5417645.2954
LCP_Inputs_ON_Electric_2023_04_03 | 2022 |  |  | Methane |  | Capacity-Intraconnection | FOM | 0 |  |  | CH4 Pipeline | QC | QC |  | 0.92456 | 0
LCP_Inputs_ON_Electric_2023_04_03 | 2022 |  |  | Electricity |  | Capacity-Intraconnection | FOM | 0 |  |  | Electricity Transmission Line | QC | QC |  | 0.92456 | 0
LCP_Inputs_ON_Electric_2023_04_03 | 2022 |  |  | Hydrogen |  | Capacity-Intraconnection | FOM | 0 |  |  | H2 Pipeline - New | QC | QC |  | 0.92456 | 0
LCP_Inputs_ON_Electric_2023_04_03 | 2022 |  |  | Hydrogen |  | Capacity-Intraconnection | FOM | 0 |  |  | H2 Pipeline - Repurposed | QC | QC |  | 0.92456 | 0
LCP_Inputs_ON_Electric_2023_04_03 | 2022 |  |  | Electricity |  | Capacity-Interconnection | FOM | 683014.7334 |  |  | Electricity Transmission Line | WC | MI |  | 0.92456 | 631485.5154
LCP_Inputs_ON_Electric_2023_04_03 | 2022 |  |  | Methane |  | Capacity-Intraconnection | FOM | 0 |  |  | CH4 Pipeline | WC | WC |  | 0.92456 | 0
LCP_Inputs_ON_Electric_2023_04_03 | 2022 |  |  | Electricity |  | Capacity-Intraconnection | FOM | 0 |  |  | Electricity Transmission Line | WC | WC |  | 0.92456 | 0
LCP_Inputs_ON_Electric_2023_04_03 | 2022 |  |  | Hydrogen |  | Capacity-Intraconnection | FOM | 0 |  |  | H2 Pipeline - New | WC | WC |  | 0.92456 | 0
LCP_Inputs_ON_Electric_2023_04_03 | 2022 |  |  | Hydrogen |  | Capacity-Intraconnection | FOM | 0 |  |  | H2 Pipeline - Repurposed | WC | WC |  | 0.92456 | 0
LCP_Inputs_ON_Electric_2023_04_03 | 2023 |  |  | Methane |  | Capacity-Intraconnection | FOM | 0 |  |  | CH4 Pipeline | MI | MI |  | 0.889 | 0
LCP_Inputs_ON_Electric_2023_04_03 | 2023 |  |  | Electricity |  | Capacity-Intraconnection | FOM | 0 |  |  | Electricity Transmission Line | MI | MI |  | 0.889 | 0
LCP_Inputs_ON_Electric_2023_04_03 | 2023 |  |  | Hydrogen |  | Capacity-Intraconnection | FOM | 0 |  |  | H2 Pipeline - New | MI | MI |  | 0.889 | 0
LCP_Inputs_ON_Electric_2023_04_03 | 2023 |  |  | Hydrogen |  | Capacity-Intraconnection | FOM | 0 |  |  | H2 Pipeline - Repurposed | MI | MI |  | 0.889 | 0
LCP_Inputs_ON_Electric_2023_04_03 | 2023 |  |  | Methane |  | Capacity-Intraconnection | FOM | 0 |  |  | CH4 Pipeline | NY | NY |  | 0.889 | 0
LCP_Inputs_ON_Electric_2023_04_03 | 2023 |  |  | Electricity |  | Capacity-Intraconnection | FOM | 0 |  |  | Electricity Transmission Line | NY | NY |  | 0.889 | 0
LCP_Inputs_ON_Electric_2023_04_03 | 2023 |  |  | Hydrogen |  | Capacity-Intraconnection | FOM | 0 |  |  | H2 Pipeline - New | NY | NY |  | 0.889 | 0
LCP_Inputs_ON_Electric_2023_04_03 | 2023 |  |  | Hydrogen |  | Capacity-Intraconnection | FOM | 0 |  |  | H2 Pipeline - Repurposed | NY | NY |  | 0.889 | 0
LCP_Inputs_ON_Electric_2023_04_03 | 2023 |  |  | Methane |  | Capacity-Interconnection | FOM | 0 |  |  | CH4 Pipeline | ON | MI |  | 0.889 | 0
LCP_Inputs_ON_Electric_2023_04_03 | 2023 |  |  | Electricity |  | Capacity-Interconnection | FOM | 0 |  |  | Electricity Transmission Line | ON | MI |  | 0.889 | 0
LCP_Inputs_ON_Electric_2023_04_03 | 2023 |  |  | Hydrogen |  | Capacity-Interconnection | FOM | 0 |  |  | H2 Pipeline - New | ON | MI |  | 0.889 | 0
LCP_Inputs_ON_Electric_2023_04_03 | 2023 |  |  | Hydrogen |  | Capacity-Interconnection | FOM | 0 |  |  | H2 Pipeline - Repurposed | ON | MI |  | 0.889 | 0
LCP_Inputs_ON_Electric_2023_04_03 | 2023 |  |  | Methane |  | Capacity-Interconnection | FOM | 0 |  |  | CH4 Pipeline | ON | NY |  | 0.889 | 0
LCP_Inputs_ON_Electric_2023_04_03 | 2023 |  |  | Electricity |  | Capacity-Interconnection | FOM | 0 |  |  | Electricity Transmission Line | ON | NY |  | 0.889 | 0
LCP_Inputs_ON_Electric_2023_04_03 | 2023 |  |  | Hydrogen |  | Capacity-Interconnection | FOM | 0 |  |  | H2 Pipeline - New | ON | NY |  | 0.889 | 0
LCP_Inputs_ON_Electric_2023_04_03 | 2023 |  |  | Hydrogen |  | Capacity-Interconnection | FOM | 0 |  |  | H2 Pipeline - Repurposed | ON | NY |  | 0.889 | 0
LCP_Inputs_ON_Electric_2023_04_03 | 2023 |  |  | Methane |  | Capacity-Intraconnection | FOM | 0 |  |  | CH4 Pipeline | ON | ON |  | 0.889 | 0
LCP_Inputs_ON_Electric_2023_04_03 | 2023 |  |  | Electricity |  | Capacity-Intraconnection | FOM | 0 |  |  | Electricity Transmission Line | ON | ON |  | 0.889 | 0
LCP_Inputs_ON_Electric_2023_04_03 | 2023 |  |  | Hydrogen |  | Capacity-Intraconnection | FOM | 0 |  |  | H2 Pipeline - New | ON | ON |  | 0.889 | 0
LCP_Inputs_ON_Electric_2023_04_03 | 2023 |  |  | Hydrogen |  | Capacity-Intraconnection | FOM | 0 |  |  | H2 Pipeline - Repurposed | ON | ON |  | 0.889 | 0
LCP_Inputs_ON_Electric_2023_04_03 | 2023 |  |  | Methane |  | Capacity-Interconnection | FOM | 0 |  |  | CH4 Pipeline | ON | PJ |  | 0.889 | 0
LCP_Inputs_ON_Electric_2023_04_03 | 2023 |  |  | Electricity |  | Capacity-Interconnection | FOM | 0 |  |  | Electricity Transmission Line | ON | PJ |  | 0.889 | 0
LCP_Inputs_ON_Electric_2023_04_03 | 2023 |  |  | Hydrogen |  | Capacity-Interconnection | FOM | 0 |  |  | H2 Pipeline - New | ON | PJ |  | 0.889 | 0
LCP_Inputs_ON_Electric_2023_04_03 | 2023 |  |  | Hydrogen |  | Capacity-Interconnection | FOM | 0 |  |  | H2 Pipeline - Repurposed | ON | PJ |  | 0.889 | 0
LCP_Inputs_ON_Electric_2023_04_03 | 2023 |  |  | Methane |  | Capacity-Interconnection | FOM | 0 |  |  | CH4 Pipeline | ON | QC |  | 0.889 | 0
LCP_Inputs_ON_Electric_2023_04_03 | 2023 |  |  | Electricity |  | Capacity-Interconnection | FOM | 0 |  |  | Electricity Transmission Line | ON | QC |  | 0.889 | 0
LCP_Inputs_ON_Electric_2023_04_03 | 2023 |  |  | Hydrogen |  | Capacity-Interconnection | FOM | 0 |  |  | H2 Pipeline - New | ON | QC |  | 0.889 | 0
LCP_Inputs_ON_Electric_2023_04_03 | 2023 |  |  | Hydrogen |  | Capacity-Interconnection | FOM | 0 |  |  | H2 Pipeline - Repurposed | ON | QC |  | 0.889 | 0
LCP_Inputs_ON_Electric_2023_04_03 | 2023 |  |  | Methane |  | Capacity-Interconnection | FOM | 0 |  |  | CH4 Pipeline | ON | WC |  | 0.889 | 0
LCP_Inputs_ON_Electric_2023_04_03 | 2023 |  |  | Electricity |  | Capacity-Interconnection | FOM | 0 |  |  | Electricity Transmission Line | ON | WC |  | 0.889 | 0
LCP_Inputs_ON_Electric_2023_04_03 | 2023 |  |  | Hydrogen |  | Capacity-Interconnection | FOM | 0 |  |  | H2 Pipeline - New | ON | WC |  | 0.889 | 0
LCP_Inputs_ON_Electric_2023_04_03 | 2023 |  |  | Hydrogen |  | Capacity-Interconnection | FOM | 0 |  |  | H2 Pipeline - Repurposed | ON | WC |  | 0.889 | 0
LCP_Inputs_ON_Electric_2023_04_03 | 2023 |  |  | Methane |  | Capacity-Intraconnection | FOM | 0 |  |  | CH4 Pipeline | PJ | PJ |  | 0.889 | 0
LCP_Inputs_ON_Electric_2023_04_03 | 2023 |  |  | Electricity |  | Capacity-Intraconnection | FOM | 0 |  |  | Electricity Transmission Line | PJ | PJ |  | 0.889 | 0
LCP_Inputs_ON_Electric_2023_04_03 | 2023 |  |  | Hydrogen |  | Capacity-Intraconnection | FOM | 0 |  |  | H2 Pipeline - New | PJ | PJ |  | 0.889 | 0
LCP_Inputs_ON_Electric_2023_04_03 | 2023 |  |  | Hydrogen |  | Capacity-Intraconnection | FOM | 0 |  |  | H2 Pipeline - Repurposed | PJ | PJ |  | 0.889 | 0
LCP_Inputs_ON_Electric_2023_04_03 | 2023 |  |  | Electricity |  | Capacity-Interconnection | FOM | 5859725.1515 |  |  | Electricity Transmission Line | QC | NY |  | 0.889 | 5209274.3225
LCP_Inputs_ON_Electric_2023_04_03 | 2023 |  |  | Methane |  | Capacity-Intraconnection | FOM | 0 |  |  | CH4 Pipeline | QC | QC |  | 0.889 | 0
LCP_Inputs_ON_Electric_2023_04_03 | 2023 |  |  | Electricity |  | Capacity-Intraconnection | FOM | 0 |  |  | Electricity Transmission Line | QC | QC |  | 0.889 | 0
LCP_Inputs_ON_Electric_2023_04_03 | 2023 |  |  | Hydrogen |  | Capacity-Intraconnection | FOM | 0 |  |  | H2 Pipeline - New | QC | QC |  | 0.889 | 0
LCP_Inputs_ON_Electric_2023_04_03 | 2023 |  |  | Hydrogen |  | Capacity-Intraconnection | FOM | 0 |  |  | H2 Pipeline - Repurposed | QC | QC |  | 0.889 | 0
LCP_Inputs_ON_Electric_2023_04_03 | 2023 |  |  | Electricity |  | Capacity-Interconnection | FOM | 683014.7334 |  |  | Electricity Transmission Line | WC | MI |  | 0.889 | 607197.6109
LCP_Inputs_ON_Electric_2023_04_03 | 2023 |  |  | Methane |  | Capacity-Intraconnection | FOM | 0 |  |  | CH4 Pipeline | WC | WC |  | 0.889 | 0
LCP_Inputs_ON_Electric_2023_04_03 | 2023 |  |  | Electricity |  | Capacity-Intraconnection | FOM | 0 |  |  | Electricity Transmission Line | WC | WC |  | 0.889 | 0
LCP_Inputs_ON_Electric_2023_04_03 | 2023 |  |  | Hydrogen |  | Capacity-Intraconnection | FOM | 0 |  |  | H2 Pipeline - New | WC | WC |  | 0.889 | 0
LCP_Inputs_ON_Electric_2023_04_03 | 2023 |  |  | Hydrogen |  | Capacity-Intraconnection | FOM | 0 |  |  | H2 Pipeline - Repurposed | WC | WC |  | 0.889 | 0
LCP_Inputs_ON_Electric_2023_04_03 | 2024 |  |  | Methane |  | Capacity-Intraconnection | FOM | 0 |  |  | CH4 Pipeline | MI | MI |  | 0.8548 | 0
LCP_Inputs_ON_Electric_2023_04_03 | 2024 |  |  | Electricity |  | Capacity-Intraconnection | FOM | 0 |  |  | Electricity Transmission Line | MI | MI |  | 0.8548 | 0
LCP_Inputs_ON_Electric_2023_04_03 | 2024 |  |  | Hydrogen |  | Capacity-Intraconnection | FOM | 0 |  |  | H2 Pipeline - New | MI | MI |  | 0.8548 | 0
LCP_Inputs_ON_Electric_2023_04_03 | 2024 |  |  | Hydrogen |  | Capacity-Intraconnection | FOM | 0 |  |  | H2 Pipeline - Repurposed | MI | MI |  | 0.8548 | 0
LCP_Inputs_ON_Electric_2023_04_03 | 2024 |  |  | Methane |  | Capacity-Intraconnection | FOM | 0 |  |  | CH4 Pipeline | NY | NY |  | 0.8548 | 0
LCP_Inputs_ON_Electric_2023_04_03 | 2024 |  |  | Electricity |  | Capacity-Intraconnection | FOM | 0 |  |  | Electricity Transmission Line | NY | NY |  | 0.8548 | 0
LCP_Inputs_ON_Electric_2023_04_03 | 2024 |  |  | Hydrogen |  | Capacity-Intraconnection | FOM | 0 |  |  | H2 Pipeline - New | NY | NY |  | 0.8548 | 0
LCP_Inputs_ON_Electric_2023_04_03 | 2024 |  |  | Hydrogen |  | Capacity-Intraconnection | FOM | 0 |  |  | H2 Pipeline - Repurposed | NY | NY |  | 0.8548 | 0
LCP_Inputs_ON_Electric_2023_04_03 | 2024 |  |  | Methane |  | Capacity-Interconnection | FOM | 0 |  |  | CH4 Pipeline | ON | MI |  | 0.8548 | 0
LCP_Inputs_ON_Electric_2023_04_03 | 2024 |  |  | Electricity |  | Capacity-Interconnection | FOM | 0 |  |  | Electricity Transmission Line | ON | MI |  | 0.8548 | 0
LCP_Inputs_ON_Electric_2023_04_03 | 2024 |  |  | Hydrogen |  | Capacity-Interconnection | FOM | 0 |  |  | H2 Pipeline - New | ON | MI |  | 0.8548 | 0
LCP_Inputs_ON_Electric_2023_04_03 | 2024 |  |  | Hydrogen |  | Capacity-Interconnection | FOM | 0 |  |  | H2 Pipeline - Repurposed | ON | MI |  | 0.8548 | 0
LCP_Inputs_ON_Electric_2023_04_03 | 2024 |  |  | Methane |  | Capacity-Interconnection | FOM | 0 |  |  | CH4 Pipeline | ON | NY |  | 0.8548 | 0
LCP_Inputs_ON_Electric_2023_04_03 | 2024 |  |  | Electricity |  | Capacity-Interconnection | FOM | 0 |  |  | Electricity Transmission Line | ON | NY |  | 0.8548 | 0
LCP_Inputs_ON_Electric_2023_04_03 | 2024 |  |  | Hydrogen |  | Capacity-Interconnection | FOM | 0 |  |  | H2 Pipeline - New | ON | NY |  | 0.8548 | 0
LCP_Inputs_ON_Electric_2023_04_03 | 2024 |  |  | Hydrogen |  | Capacity-Interconnection | FOM | 0 |  |  | H2 Pipeline - Repurposed | ON | NY |  | 0.8548 | 0
LCP_Inputs_ON_Electric_2023_04_03 | 2024 |  |  | Methane |  | Capacity-Intraconnection | FOM | 0 |  |  | CH4 Pipeline | ON | ON |  | 0.8548 | 0
LCP_Inputs_ON_Electric_2023_04_03 | 2024 |  |  | Electricity |  | Capacity-Intraconnection | FOM | 0 |  |  | Electricity Transmission Line | ON | ON |  | 0.8548 | 0
LCP_Inputs_ON_Electric_2023_04_03 | 2024 |  |  | Hydrogen |  | Capacity-Intraconnection | FOM | 0 |  |  | H2 Pipeline - New | ON | ON |  | 0.8548 | 0
LCP_Inputs_ON_Electric_2023_04_03 | 2024 |  |  | Hydrogen |  | Capacity-Intraconnection | FOM | 0 |  |  | H2 Pipeline - Repurposed | ON | ON |  | 0.8548 | 0
LCP_Inputs_ON_Electric_2023_04_03 | 2024 |  |  | Methane |  | Capacity-Interconnection | FOM | 0 |  |  | CH4 Pipeline | ON | PJ |  | 0.8548 | 0
LCP_Inputs_ON_Electric_2023_04_03 | 2024 |  |  | Electricity |  | Capacity-Interconnection | FOM | 0 |  |  | Electricity Transmission Line | ON | PJ |  | 0.8548 | 0
LCP_Inputs_ON_Electric_2023_04_03 | 2024 |  |  | Hydrogen |  | Capacity-Interconnection | FOM | 0 |  |  | H2 Pipeline - New | ON | PJ |  | 0.8548 | 0
LCP_Inputs_ON_Electric_2023_04_03 | 2024 |  |  | Hydrogen |  | Capacity-Interconnection | FOM | 0 |  |  | H2 Pipeline - Repurposed | ON | PJ |  | 0.8548 | 0
LCP_Inputs_ON_Electric_2023_04_03 | 2024 |  |  | Methane |  | Capacity-Interconnection | FOM | 0 |  |  | CH4 Pipeline | ON | QC |  | 0.8548 | 0
LCP_Inputs_ON_Electric_2023_04_03 | 2024 |  |  | Electricity |  | Capacity-Interconnection | FOM | 0 |  |  | Electricity Transmission Line | ON | QC |  | 0.8548 | 0
LCP_Inputs_ON_Electric_2023_04_03 | 2024 |  |  | Hydrogen |  | Capacity-Interconnection | FOM | 0 |  |  | H2 Pipeline - New | ON | QC |  | 0.8548 | 0
LCP_Inputs_ON_Electric_2023_04_03 | 2024 |  |  | Hydrogen |  | Capacity-Interconnection | FOM | 0 |  |  | H2 Pipeline - Repurposed | ON | QC |  | 0.8548 | 0
LCP_Inputs_ON_Electric_2023_04_03 | 2024 |  |  | Methane |  | Capacity-Interconnection | FOM | 0 |  |  | CH4 Pipeline | ON | WC |  | 0.8548 | 0
LCP_Inputs_ON_Electric_2023_04_03 | 2024 |  |  | Electricity |  | Capacity-Interconnection | FOM | 0 |  |  | Electricity Transmission Line | ON | WC |  | 0.8548 | 0
LCP_Inputs_ON_Electric_2023_04_03 | 2024 |  |  | Hydrogen |  | Capacity-Interconnection | FOM | 0 |  |  | H2 Pipeline - New | ON | WC |  | 0.8548 | 0
LCP_Inputs_ON_Electric_2023_04_03 | 2024 |  |  | Hydrogen |  | Capacity-Interconnection | FOM | 0 |  |  | H2 Pipeline - Repurposed | ON | WC |  | 0.8548 | 0
LCP_Inputs_ON_Electric_2023_04_03 | 2024 |  |  | Methane |  | Capacity-Intraconnection | FOM | 0 |  |  | CH4 Pipeline | PJ | PJ |  | 0.8548 | 0
LCP_Inputs_ON_Electric_2023_04_03 | 2024 |  |  | Electricity |  | Capacity-Intraconnection | FOM | 0 |  |  | Electricity Transmission Line | PJ | PJ |  | 0.8548 | 0
LCP_Inputs_ON_Electric_2023_04_03 | 2024 |  |  | Hydrogen |  | Capacity-Intraconnection | FOM | 0 |  |  | H2 Pipeline - New | PJ | PJ |  | 0.8548 | 0
LCP_Inputs_ON_Electric_2023_04_03 | 2024 |  |  | Hydrogen |  | Capacity-Intraconnection | FOM | 0 |  |  | H2 Pipeline - Repurposed | PJ | PJ |  | 0.8548 | 0
LCP_Inputs_ON_Electric_2023_04_03 | 2024 |  |  | Electricity |  | Capacity-Interconnection | FOM | 5859725.1515 |  |  | Electricity Transmission Line | QC | NY |  | 0.8548 | 5008917.6178
LCP_Inputs_ON_Electric_2023_04_03 | 2024 |  |  | Methane |  | Capacity-Intraconnection | FOM | 0 |  |  | CH4 Pipeline | QC | QC |  | 0.8548 | 0
LCP_Inputs_ON_Electric_2023_04_03 | 2024 |  |  | Electricity |  | Capacity-Intraconnection | FOM | 0 |  |  | Electricity Transmission Line | QC | QC |  | 0.8548 | 0
LCP_Inputs_ON_Electric_2023_04_03 | 2024 |  |  | Hydrogen |  | Capacity-Intraconnection | FOM | 0 |  |  | H2 Pipeline - New | QC | QC |  | 0.8548 | 0
LCP_Inputs_ON_Electric_2023_04_03 | 2024 |  |  | Hydrogen |  | Capacity-Intraconnection | FOM | 0 |  |  | H2 Pipeline - Repurposed | QC | QC |  | 0.8548 | 0
LCP_Inputs_ON_Electric_2023_04_03 | 2024 |  |  | Electricity |  | Capacity-Interconnection | FOM | 683014.7334 |  |  | Electricity Transmission Line | WC | MI |  | 0.8548 | 583843.8567
LCP_Inputs_ON_Electric_2023_04_03 | 2024 |  |  | Methane |  | Capacity-Intraconnection | FOM | 0 |  |  | CH4 Pipeline | WC | WC |  | 0.8548 | 0
LCP_Inputs_ON_Electric_2023_04_03 | 2024 |  |  | Electricity |  | Capacity-Intraconnection | FOM | 0 |  |  | Electricity Transmission Line | WC | WC |  | 0.8548 | 0
LCP_Inputs_ON_Electric_2023_04_03 | 2024 |  |  | Hydrogen |  | Capacity-Intraconnection | FOM | 0 |  |  | H2 Pipeline - New | WC | WC |  | 0.8548 | 0
LCP_Inputs_ON_Electric_2023_04_03 | 2024 |  |  | Hydrogen |  | Capacity-Intraconnection | FOM | 0 |  |  | H2 Pipeline - Repurposed | WC | WC |  | 0.8548 | 0
LCP_Inputs_ON_Electric_2023_04_03 | 2025 |  |  | Methane |  | Capacity-Intraconnection | FOM | 0 |  |  | CH4 Pipeline | MI | MI |  | 0.82193 | 0
LCP_Inputs_ON_Electric_2023_04_03 | 2025 |  |  | Electricity |  | Capacity-Intraconnection | FOM | 0 |  |  | Electricity Transmission Line | MI | MI |  | 0.82193 | 0
LCP_Inputs_ON_Electric_2023_04_03 | 2025 |  |  | Hydrogen |  | Capacity-Intraconnection | FOM | 0 |  |  | H2 Pipeline - New | MI | MI |  | 0.82193 | 0
LCP_Inputs_ON_Electric_2023_04_03 | 2025 |  |  | Hydrogen |  | Capacity-Intraconnection | FOM | 0 |  |  | H2 Pipeline - Repurposed | MI | MI |  | 0.82193 | 0
LCP_Inputs_ON_Electric_2023_04_03 | 2025 |  |  | Methane |  | Capacity-Intraconnection | FOM | 0 |  |  | CH4 Pipeline | NY | NY |  | 0.82193 | 0
LCP_Inputs_ON_Electric_2023_04_03 | 2025 |  |  | Electricity |  | Capacity-Intraconnection | FOM | 0 |  |  | Electricity Transmission Line | NY | NY |  | 0.82193 | 0
LCP_Inputs_ON_Electric_2023_04_03 | 2025 |  |  | Hydrogen |  | Capacity-Intraconnection | FOM | 0 |  |  | H2 Pipeline - New | NY | NY |  | 0.82193 | 0
LCP_Inputs_ON_Electric_2023_04_03 | 2025 |  |  | Hydrogen |  | Capacity-Intraconnection | FOM | 0 |  |  | H2 Pipeline - Repurposed | NY | NY |  | 0.82193 | 0
LCP_Inputs_ON_Electric_2023_04_03 | 2025 |  |  | Methane |  | Capacity-Interconnection | FOM | 0 |  |  | CH4 Pipeline | ON | MI |  | 0.82193 | 0
LCP_Inputs_ON_Electric_2023_04_03 | 2025 |  |  | Electricity |  | Capacity-Interconnection | FOM | 0 |  |  | Electricity Transmission Line | ON | MI |  | 0.82193 | 0
LCP_Inputs_ON_Electric_2023_04_03 | 2025 |  |  | Hydrogen |  | Capacity-Interconnection | FOM | 0 |  |  | H2 Pipeline - New | ON | MI |  | 0.82193 | 0
LCP_Inputs_ON_Electric_2023_04_03 | 2025 |  |  | Hydrogen |  | Capacity-Interconnection | FOM | 0 |  |  | H2 Pipeline - Repurposed | ON | MI |  | 0.82193 | 0
LCP_Inputs_ON_Electric_2023_04_03 | 2025 |  |  | Methane |  | Capacity-Interconnection | FOM | 0 |  |  | CH4 Pipeline | ON | NY |  | 0.82193 | 0
LCP_Inputs_ON_Electric_2023_04_03 | 2025 |  |  | Electricity |  | Capacity-Interconnection | FOM | 0 |  |  | Electricity Transmission Line | ON | NY |  | 0.82193 | 0
LCP_Inputs_ON_Electric_2023_04_03 | 2025 |  |  | Hydrogen |  | Capacity-Interconnection | FOM | 0 |  |  | H2 Pipeline - New | ON | NY |  | 0.82193 | 0
LCP_Inputs_ON_Electric_2023_04_03 | 2025 |  |  | Hydrogen |  | Capacity-Interconnection | FOM | 0 |  |  | H2 Pipeline - Repurposed | ON | NY |  | 0.82193 | 0
LCP_Inputs_ON_Electric_2023_04_03 | 2025 |  |  | Methane |  | Capacity-Intraconnection | FOM | 0 |  |  | CH4 Pipeline | ON | ON |  | 0.82193 | 0
LCP_Inputs_ON_Electric_2023_04_03 | 2025 |  |  | Electricity |  | Capacity-Intraconnection | FOM | 0 |  |  | Electricity Transmission Line | ON | ON |  | 0.82193 | 0
LCP_Inputs_ON_Electric_2023_04_03 | 2025 |  |  | Hydrogen |  | Capacity-Intraconnection | FOM | 0 |  |  | H2 Pipeline - New | ON | ON |  | 0.82193 | 0
LCP_Inputs_ON_Electric_2023_04_03 | 2025 |  |  | Hydrogen |  | Capacity-Intraconnection | FOM | 0 |  |  | H2 Pipeline - Repurposed | ON | ON |  | 0.82193 | 0
LCP_Inputs_ON_Electric_2023_04_03 | 2025 |  |  | Methane |  | Capacity-Interconnection | FOM | 0 |  |  | CH4 Pipeline | ON | PJ |  | 0.82193 | 0
LCP_Inputs_ON_Electric_2023_04_03 | 2025 |  |  | Electricity |  | Capacity-Interconnection | FOM | 0 |  |  | Electricity Transmission Line | ON | PJ |  | 0.82193 | 0
LCP_Inputs_ON_Electric_2023_04_03 | 2025 |  |  | Hydrogen |  | Capacity-Interconnection | FOM | 0 |  |  | H2 Pipeline - New | ON | PJ |  | 0.82193 | 0
LCP_Inputs_ON_Electric_2023_04_03 | 2025 |  |  | Hydrogen |  | Capacity-Interconnection | FOM | 0 |  |  | H2 Pipeline - Repurposed | ON | PJ |  | 0.82193 | 0
LCP_Inputs_ON_Electric_2023_04_03 | 2025 |  |  | Methane |  | Capacity-Interconnection | FOM | 0 |  |  | CH4 Pipeline | ON | QC |  | 0.82193 | 0
LCP_Inputs_ON_Electric_2023_04_03 | 2025 |  |  | Electricity |  | Capacity-Interconnection | FOM | 0 |  |  | Electricity Transmission Line | ON | QC |  | 0.82193 | 0
LCP_Inputs_ON_Electric_2023_04_03 | 2025 |  |  | Hydrogen |  | Capacity-Interconnection | FOM | 0 |  |  | H2 Pipeline - New | ON | QC |  | 0.82193 | 0
LCP_Inputs_ON_Electric_2023_04_03 | 2025 |  |  | Hydrogen |  | Capacity-Interconnection | FOM | 0 |  |  | H2 Pipeline - Repurposed | ON | QC |  | 0.82193 | 0
LCP_Inputs_ON_Electric_2023_04_03 | 2025 |  |  | Methane |  | Capacity-Interconnection | FOM | 0 |  |  | CH4 Pipeline | ON | WC |  | 0.82193 | 0
LCP_Inputs_ON_Electric_2023_04_03 | 2025 |  |  | Electricity |  | Capacity-Interconnection | FOM | 0 |  |  | Electricity Transmission Line | ON | WC |  | 0.82193 | 0
LCP_Inputs_ON_Electric_2023_04_03 | 2025 |  |  | Hydrogen |  | Capacity-Interconnection | FOM | 0 |  |  | H2 Pipeline - New | ON | WC |  | 0.82193 | 0
LCP_Inputs_ON_Electric_2023_04_03 | 2025 |  |  | Hydrogen |  | Capacity-Interconnection | FOM | 0 |  |  | H2 Pipeline - Repurposed | ON | WC |  | 0.82193 | 0
LCP_Inputs_ON_Electric_2023_04_03 | 2025 |  |  | Methane |  | Capacity-Intraconnection | FOM | 0 |  |  | CH4 Pipeline | PJ | PJ |  | 0.82193 | 0
LCP_Inputs_ON_Electric_2023_04_03 | 2025 |  |  | Electricity |  | Capacity-Intraconnection | FOM | 0 |  |  | Electricity Transmission Line | PJ | PJ |  | 0.82193 | 0
LCP_Inputs_ON_Electric_2023_04_03 | 2025 |  |  | Hydrogen |  | Capacity-Intraconnection | FOM | 0 |  |  | H2 Pipeline - New | PJ | PJ |  | 0.82193 | 0
LCP_Inputs_ON_Electric_2023_04_03 | 2025 |  |  | Hydrogen |  | Capacity-Intraconnection | FOM | 0 |  |  | H2 Pipeline - Repurposed | PJ | PJ |  | 0.82193 | 0
LCP_Inputs_ON_Electric_2023_04_03 | 2025 |  |  | Electricity |  | Capacity-Interconnection | FOM | 5859725.1515 |  |  | Electricity Transmission Line | QC | NY |  | 0.82193 | 4816266.9402
LCP_Inputs_ON_Electric_2023_04_03 | 2025 |  |  | Methane |  | Capacity-Intraconnection | FOM | 0 |  |  | CH4 Pipeline | QC | QC |  | 0.82193 | 0
LCP_Inputs_ON_Electric_2023_04_03 | 2025 |  |  | Electricity |  | Capacity-Intraconnection | FOM | 0 |  |  | Electricity Transmission Line | QC | QC |  | 0.82193 | 0
LCP_Inputs_ON_Electric_2023_04_03 | 2025 |  |  | Hydrogen |  | Capacity-Intraconnection | FOM | 0 |  |  | H2 Pipeline - New | QC | QC |  | 0.82193 | 0
LCP_Inputs_ON_Electric_2023_04_03 | 2025 |  |  | Hydrogen |  | Capacity-Intraconnection | FOM | 0 |  |  | H2 Pipeline - Repurposed | QC | QC |  | 0.82193 | 0
LCP_Inputs_ON_Electric_2023_04_03 | 2025 |  |  | Electricity |  | Capacity-Interconnection | FOM | 683014.7334 |  |  | Electricity Transmission Line | WC | MI |  | 0.82193 | 561388.3237
LCP_Inputs_ON_Electric_2023_04_03 | 2025 |  |  | Methane |  | Capacity-Intraconnection | FOM | 0 |  |  | CH4 Pipeline | WC | WC |  | 0.82193 | 0
LCP_Inputs_ON_Electric_2023_04_03 | 2025 |  |  | Electricity |  | Capacity-Intraconnection | FOM | 0 |  |  | Electricity Transmission Line | WC | WC |  | 0.82193 | 0
LCP_Inputs_ON_Electric_2023_04_03 | 2025 |  |  | Hydrogen |  | Capacity-Intraconnection | FOM | 0 |  |  | H2 Pipeline - New | WC | WC |  | 0.82193 | 0
LCP_Inputs_ON_Electric_2023_04_03 | 2025 |  |  | Hydrogen |  | Capacity-Intraconnection | FOM | 0 |  |  | H2 Pipeline - Repurposed | WC | WC |  | 0.82193 | 0
LCP_Inputs_ON_Electric_2023_04_03 | 2026 |  |  | Methane |  | Capacity-Intraconnection | FOM | 0 |  |  | CH4 Pipeline | MI | MI |  | 0.79031 | 0
LCP_Inputs_ON_Electric_2023_04_03 | 2026 |  |  | Electricity |  | Capacity-Intraconnection | FOM | 0 |  |  | Electricity Transmission Line | MI | MI |  | 0.79031 | 0
LCP_Inputs_ON_Electric_2023_04_03 | 2026 |  |  | Hydrogen |  | Capacity-Intraconnection | FOM | 0 |  |  | H2 Pipeline - New | MI | MI |  | 0.79031 | 0
LCP_Inputs_ON_Electric_2023_04_03 | 2026 |  |  | Hydrogen |  | Capacity-Intraconnection | FOM | 0 |  |  | H2 Pipeline - Repurposed | MI | MI |  | 0.79031 | 0
LCP_Inputs_ON_Electric_2023_04_03 | 2026 |  |  | Methane |  | Capacity-Intraconnection | FOM | 0 |  |  | CH4 Pipeline | NY | NY |  | 0.79031 | 0
LCP_Inputs_ON_Electric_2023_04_03 | 2026 |  |  | Electricity |  | Capacity-Intraconnection | FOM | 0 |  |  | Electricity Transmission Line | NY | NY |  | 0.79031 | 0
LCP_Inputs_ON_Electric_2023_04_03 | 2026 |  |  | Hydrogen |  | Capacity-Intraconnection | FOM | 0 |  |  | H2 Pipeline - New | NY | NY |  | 0.79031 | 0
LCP_Inputs_ON_Electric_2023_04_03 | 2026 |  |  | Hydrogen |  | Capacity-Intraconnection | FOM | 0 |  |  | H2 Pipeline - Repurposed | NY | NY |  | 0.79031 | 0
LCP_Inputs_ON_Electric_2023_04_03 | 2026 |  |  | Methane |  | Capacity-Interconnection | FOM | 0 |  |  | CH4 Pipeline | ON | MI |  | 0.79031 | 0
LCP_Inputs_ON_Electric_2023_04_03 | 2026 |  |  | Electricity |  | Capacity-Interconnection | FOM | 0 |  |  | Electricity Transmission Line | ON | MI |  | 0.79031 | 0
LCP_Inputs_ON_Electric_2023_04_03 | 2026 |  |  | Hydrogen |  | Capacity-Interconnection | FOM | 0 |  |  | H2 Pipeline - New | ON | MI |  | 0.79031 | 0
LCP_Inputs_ON_Electric_2023_04_03 | 2026 |  |  | Hydrogen |  | Capacity-Interconnection | FOM | 0 |  |  | H2 Pipeline - Repurposed | ON | MI |  | 0.79031 | 0
LCP_Inputs_ON_Electric_2023_04_03 | 2026 |  |  | Methane |  | Capacity-Interconnection | FOM | 0 |  |  | CH4 Pipeline | ON | NY |  | 0.79031 | 0
LCP_Inputs_ON_Electric_2023_04_03 | 2026 |  |  | Electricity |  | Capacity-Interconnection | FOM | 0 |  |  | Electricity Transmission Line | ON | NY |  | 0.79031 | 0
LCP_Inputs_ON_Electric_2023_04_03 | 2026 |  |  | Hydrogen |  | Capacity-Interconnection | FOM | 0 |  |  | H2 Pipeline - New | ON | NY |  | 0.79031 | 0
LCP_Inputs_ON_Electric_2023_04_03 | 2026 |  |  | Hydrogen |  | Capacity-Interconnection | FOM | 0 |  |  | H2 Pipeline - Repurposed | ON | NY |  | 0.79031 | 0
LCP_Inputs_ON_Electric_2023_04_03 | 2026 |  |  | Methane |  | Capacity-Intraconnection | FOM | 0 |  |  | CH4 Pipeline | ON | ON |  | 0.79031 | 0
LCP_Inputs_ON_Electric_2023_04_03 | 2026 |  |  | Electricity |  | Capacity-Intraconnection | FOM | 0 |  |  | Electricity Transmission Line | ON | ON |  | 0.79031 | 0
LCP_Inputs_ON_Electric_2023_04_03 | 2026 |  |  | Hydrogen |  | Capacity-Intraconnection | FOM | 0 |  |  | H2 Pipeline - New | ON | ON |  | 0.79031 | 0
LCP_Inputs_ON_Electric_2023_04_03 | 2026 |  |  | Hydrogen |  | Capacity-Intraconnection | FOM | 0 |  |  | H2 Pipeline - Repurposed | ON | ON |  | 0.79031 | 0
LCP_Inputs_ON_Electric_2023_04_03 | 2026 |  |  | Methane |  | Capacity-Interconnection | FOM | 0 |  |  | CH4 Pipeline | ON | PJ |  | 0.79031 | 0
LCP_Inputs_ON_Electric_2023_04_03 | 2026 |  |  | Electricity |  | Capacity-Interconnection | FOM | 0 |  |  | Electricity Transmission Line | ON | PJ |  | 0.79031 | 0
LCP_Inputs_ON_Electric_2023_04_03 | 2026 |  |  | Hydrogen |  | Capacity-Interconnection | FOM | 0 |  |  | H2 Pipeline - New | ON | PJ |  | 0.79031 | 0
LCP_Inputs_ON_Electric_2023_04_03 | 2026 |  |  | Hydrogen |  | Capacity-Interconnection | FOM | 0 |  |  | H2 Pipeline - Repurposed | ON | PJ |  | 0.79031 | 0
LCP_Inputs_ON_Electric_2023_04_03 | 2026 |  |  | Methane |  | Capacity-Interconnection | FOM | 0 |  |  | CH4 Pipeline | ON | QC |  | 0.79031 | 0
LCP_Inputs_ON_Electric_2023_04_03 | 2026 |  |  | Electricity |  | Capacity-Interconnection | FOM | 0 |  |  | Electricity Transmission Line | ON | QC |  | 0.79031 | 0
LCP_Inputs_ON_Electric_2023_04_03 | 2026 |  |  | Hydrogen |  | Capacity-Interconnection | FOM | 0 |  |  | H2 Pipeline - New | ON | QC |  | 0.79031 | 0
LCP_Inputs_ON_Electric_2023_04_03 | 2026 |  |  | Hydrogen |  | Capacity-Interconnection | FOM | 0 |  |  | H2 Pipeline - Repurposed | ON | QC |  | 0.79031 | 0
LCP_Inputs_ON_Electric_2023_04_03 | 2026 |  |  | Methane |  | Capacity-Interconnection | FOM | 0 |  |  | CH4 Pipeline | ON | WC |  | 0.79031 | 0
LCP_Inputs_ON_Electric_2023_04_03 | 2026 |  |  | Electricity |  | Capacity-Interconnection | FOM | 0 |  |  | Electricity Transmission Line | ON | WC |  | 0.79031 | 0
LCP_Inputs_ON_Electric_2023_04_03 | 2026 |  |  | Hydrogen |  | Capacity-Interconnection | FOM | 0 |  |  | H2 Pipeline - New | ON | WC |  | 0.79031 | 0
LCP_Inputs_ON_Electric_2023_04_03 | 2026 |  |  | Hydrogen |  | Capacity-Interconnection | FOM | 0 |  |  | H2 Pipeline - Repurposed | ON | WC |  | 0.79031 | 0
LCP_Inputs_ON_Electric_2023_04_03 | 2026 |  |  | Methane |  | Capacity-Intraconnection | FOM | 0 |  |  | CH4 Pipeline | PJ | PJ |  | 0.79031 | 0
LCP_Inputs_ON_Electric_2023_04_03 | 2026 |  |  | Electricity |  | Capacity-Intraconnection | FOM | 0 |  |  | Electricity Transmission Line | PJ | PJ |  | 0.79031 | 0
LCP_Inputs_ON_Electric_2023_04_03 | 2026 |  |  | Hydrogen |  | Capacity-Intraconnection | FOM | 0 |  |  | H2 Pipeline - New | PJ | PJ |  | 0.79031 | 0
LCP_Inputs_ON_Electric_2023_04_03 | 2026 |  |  | Hydrogen |  | Capacity-Intraconnection | FOM | 0 |  |  | H2 Pipeline - Repurposed | PJ | PJ |  | 0.79031 | 0
LCP_Inputs_ON_Electric_2023_04_03 | 2026 |  |  | Electricity |  | Capacity-Interconnection | FOM | 5859725.1515 |  |  | Electricity Transmission Line | QC | NY |  | 0.79031 | 4631025.904
LCP_Inputs_ON_Electric_2023_04_03 | 2026 |  |  | Methane |  | Capacity-Intraconnection | FOM | 0 |  |  | CH4 Pipeline | QC | QC |  | 0.79031 | 0
LCP_Inputs_ON_Electric_2023_04_03 | 2026 |  |  | Electricity |  | Capacity-Intraconnection | FOM | 0 |  |  | Electricity Transmission Line | QC | QC |  | 0.79031 | 0
LCP_Inputs_ON_Electric_2023_04_03 | 2026 |  |  | Hydrogen |  | Capacity-Intraconnection | FOM | 0 |  |  | H2 Pipeline - New | QC | QC |  | 0.79031 | 0
LCP_Inputs_ON_Electric_2023_04_03 | 2026 |  |  | Hydrogen |  | Capacity-Intraconnection | FOM | 0 |  |  | H2 Pipeline - Repurposed | QC | QC |  | 0.79031 | 0
LCP_Inputs_ON_Electric_2023_04_03 | 2026 |  |  | Electricity |  | Capacity-Interconnection | FOM | 683014.7334 |  |  | Electricity Transmission Line | WC | MI |  | 0.79031 | 539796.4651
LCP_Inputs_ON_Electric_2023_04_03 | 2026 |  |  | Methane |  | Capacity-Intraconnection | FOM | 0 |  |  | CH4 Pipeline | WC | WC |  | 0.79031 | 0
LCP_Inputs_ON_Electric_2023_04_03 | 2026 |  |  | Electricity |  | Capacity-Intraconnection | FOM | 0 |  |  | Electricity Transmission Line | WC | WC |  | 0.79031 | 0
LCP_Inputs_ON_Electric_2023_04_03 | 2026 |  |  | Hydrogen |  | Capacity-Intraconnection | FOM | 0 |  |  | H2 Pipeline - New | WC | WC |  | 0.79031 | 0
LCP_Inputs_ON_Electric_2023_04_03 | 2026 |  |  | Hydrogen |  | Capacity-Intraconnection | FOM | 0 |  |  | H2 Pipeline - Repurposed | WC | WC |  | 0.79031 | 0
LCP_Inputs_ON_Electric_2023_04_03 | 2027 |  |  | Methane |  | Capacity-Intraconnection | FOM | 0 |  |  | CH4 Pipeline | MI | MI |  | 0.75992 | 0
LCP_Inputs_ON_Electric_2023_04_03 | 2027 |  |  | Electricity |  | Capacity-Intraconnection | FOM | 0 |  |  | Electricity Transmission Line | MI | MI |  | 0.75992 | 0
LCP_Inputs_ON_Electric_2023_04_03 | 2027 |  |  | Hydrogen |  | Capacity-Intraconnection | FOM | 0 |  |  | H2 Pipeline - New | MI | MI |  | 0.75992 | 0
LCP_Inputs_ON_Electric_2023_04_03 | 2027 |  |  | Hydrogen |  | Capacity-Intraconnection | FOM | 0 |  |  | H2 Pipeline - Repurposed | MI | MI |  | 0.75992 | 0
LCP_Inputs_ON_Electric_2023_04_03 | 2027 |  |  | Methane |  | Capacity-Intraconnection | FOM | 0 |  |  | CH4 Pipeline | NY | NY |  | 0.75992 | 0
LCP_Inputs_ON_Electric_2023_04_03 | 2027 |  |  | Electricity |  | Capacity-Intraconnection | FOM | 0 |  |  | Electricity Transmission Line | NY | NY |  | 0.75992 | 0
LCP_Inputs_ON_Electric_2023_04_03 | 2027 |  |  | Hydrogen |  | Capacity-Intraconnection | FOM | 0 |  |  | H2 Pipeline - New | NY | NY |  | 0.75992 | 0
LCP_Inputs_ON_Electric_2023_04_03 | 2027 |  |  | Hydrogen |  | Capacity-Intraconnection | FOM | 0 |  |  | H2 Pipeline - Repurposed | NY | NY |  | 0.75992 | 0
LCP_Inputs_ON_Electric_2023_04_03 | 2027 |  |  | Methane |  | Capacity-Interconnection | FOM | 0 |  |  | CH4 Pipeline | ON | MI |  | 0.75992 | 0
LCP_Inputs_ON_Electric_2023_04_03 | 2027 |  |  | Electricity |  | Capacity-Interconnection | FOM | 0 |  |  | Electricity Transmission Line | ON | MI |  | 0.75992 | 0
LCP_Inputs_ON_Electric_2023_04_03 | 2027 |  |  | Hydrogen |  | Capacity-Interconnection | FOM | 0 |  |  | H2 Pipeline - New | ON | MI |  | 0.75992 | 0
LCP_Inputs_ON_Electric_2023_04_03 | 2027 |  |  | Hydrogen |  | Capacity-Interconnection | FOM | 0 |  |  | H2 Pipeline - Repurposed | ON | MI |  | 0.75992 | 0
LCP_Inputs_ON_Electric_2023_04_03 | 2027 |  |  | Methane |  | Capacity-Interconnection | FOM | 0 |  |  | CH4 Pipeline | ON | NY |  | 0.75992 | 0
LCP_Inputs_ON_Electric_2023_04_03 | 2027 |  |  | Electricity |  | Capacity-Interconnection | FOM | 0 |  |  | Electricity Transmission Line | ON | NY |  | 0.75992 | 0
LCP_Inputs_ON_Electric_2023_04_03 | 2027 |  |  | Hydrogen |  | Capacity-Interconnection | FOM | 0 |  |  | H2 Pipeline - New | ON | NY |  | 0.75992 | 0
LCP_Inputs_ON_Electric_2023_04_03 | 2027 |  |  | Hydrogen |  | Capacity-Interconnection | FOM | 0 |  |  | H2 Pipeline - Repurposed | ON | NY |  | 0.75992 | 0
LCP_Inputs_ON_Electric_2023_04_03 | 2027 |  |  | Methane |  | Capacity-Intraconnection | FOM | 0 |  |  | CH4 Pipeline | ON | ON |  | 0.75992 | 0
LCP_Inputs_ON_Electric_2023_04_03 | 2027 |  |  | Electricity |  | Capacity-Intraconnection | FOM | 0 |  |  | Electricity Transmission Line | ON | ON |  | 0.75992 | 0
LCP_Inputs_ON_Electric_2023_04_03 | 2027 |  |  | Hydrogen |  | Capacity-Intraconnection | FOM | 0 |  |  | H2 Pipeline - New | ON | ON |  | 0.75992 | 0
LCP_Inputs_ON_Electric_2023_04_03 | 2027 |  |  | Hydrogen |  | Capacity-Intraconnection | FOM | 0 |  |  | H2 Pipeline - Repurposed | ON | ON |  | 0.75992 | 0
LCP_Inputs_ON_Electric_2023_04_03 | 2027 |  |  | Methane |  | Capacity-Interconnection | FOM | 0 |  |  | CH4 Pipeline | ON | PJ |  | 0.75992 | 0
LCP_Inputs_ON_Electric_2023_04_03 | 2027 |  |  | Electricity |  | Capacity-Interconnection | FOM | 0 |  |  | Electricity Transmission Line | ON | PJ |  | 0.75992 | 0
LCP_Inputs_ON_Electric_2023_04_03 | 2027 |  |  | Hydrogen |  | Capacity-Interconnection | FOM | 0 |  |  | H2 Pipeline - New | ON | PJ |  | 0.75992 | 0
LCP_Inputs_ON_Electric_2023_04_03 | 2027 |  |  | Hydrogen |  | Capacity-Interconnection | FOM | 0 |  |  | H2 Pipeline - Repurposed | ON | PJ |  | 0.75992 | 0
LCP_Inputs_ON_Electric_2023_04_03 | 2027 |  |  | Methane |  | Capacity-Interconnection | FOM | 0 |  |  | CH4 Pipeline | ON | QC |  | 0.75992 | 0
LCP_Inputs_ON_Electric_2023_04_03 | 2027 |  |  | Electricity |  | Capacity-Interconnection | FOM | 0 |  |  | Electricity Transmission Line | ON | QC |  | 0.75992 | 0
LCP_Inputs_ON_Electric_2023_04_03 | 2027 |  |  | Hydrogen |  | Capacity-Interconnection | FOM | 0 |  |  | H2 Pipeline - New | ON | QC |  | 0.75992 | 0
LCP_Inputs_ON_Electric_2023_04_03 | 2027 |  |  | Hydrogen |  | Capacity-Interconnection | FOM | 0 |  |  | H2 Pipeline - Repurposed | ON | QC |  | 0.75992 | 0
LCP_Inputs_ON_Electric_2023_04_03 | 2027 |  |  | Methane |  | Capacity-Interconnection | FOM | 0 |  |  | CH4 Pipeline | ON | WC |  | 0.75992 | 0
LCP_Inputs_ON_Electric_2023_04_03 | 2027 |  |  | Electricity |  | Capacity-Interconnection | FOM | 0 |  |  | Electricity Transmission Line | ON | WC |  | 0.75992 | 0
LCP_Inputs_ON_Electric_2023_04_03 | 2027 |  |  | Hydrogen |  | Capacity-Interconnection | FOM | 0 |  |  | H2 Pipeline - New | ON | WC |  | 0.75992 | 0
LCP_Inputs_ON_Electric_2023_04_03 | 2027 |  |  | Hydrogen |  | Capacity-Interconnection | FOM | 0 |  |  | H2 Pipeline - Repurposed | ON | WC |  | 0.75992 | 0
LCP_Inputs_ON_Electric_2023_04_03 | 2027 |  |  | Methane |  | Capacity-Intraconnection | FOM | 0 |  |  | CH4 Pipeline | PJ | PJ |  | 0.75992 | 0
LCP_Inputs_ON_Electric_2023_04_03 | 2027 |  |  | Electricity |  | Capacity-Intraconnection | FOM | 0 |  |  | Electricity Transmission Line | PJ | PJ |  | 0.75992 | 0
LCP_Inputs_ON_Electric_2023_04_03 | 2027 |  |  | Hydrogen |  | Capacity-Intraconnection | FOM | 0 |  |  | H2 Pipeline - New | PJ | PJ |  | 0.75992 | 0
LCP_Inputs_ON_Electric_2023_04_03 | 2027 |  |  | Hydrogen |  | Capacity-Intraconnection | FOM | 0 |  |  | H2 Pipeline - Repurposed | PJ | PJ |  | 0.75992 | 0
LCP_Inputs_ON_Electric_2023_04_03 | 2027 |  |  | Electricity |  | Capacity-Interconnection | FOM | 5859725.1515 |  |  | Electricity Transmission Line | QC | NY |  | 0.75992 | 4452909.5231
LCP_Inputs_ON_Electric_2023_04_03 | 2027 |  |  | Methane |  | Capacity-Intraconnection | FOM | 0 |  |  | CH4 Pipeline | QC | QC |  | 0.75992 | 0
LCP_Inputs_ON_Electric_2023_04_03 | 2027 |  |  | Electricity |  | Capacity-Intraconnection | FOM | 0 |  |  | Electricity Transmission Line | QC | QC |  | 0.75992 | 0
LCP_Inputs_ON_Electric_2023_04_03 | 2027 |  |  | Hydrogen |  | Capacity-Intraconnection | FOM | 0 |  |  | H2 Pipeline - New | QC | QC |  | 0.75992 | 0
LCP_Inputs_ON_Electric_2023_04_03 | 2027 |  |  | Hydrogen |  | Capacity-Intraconnection | FOM | 0 |  |  | H2 Pipeline - Repurposed | QC | QC |  | 0.75992 | 0
LCP_Inputs_ON_Electric_2023_04_03 | 2027 |  |  | Electricity |  | Capacity-Interconnection | FOM | 683014.7334 |  |  | Electricity Transmission Line | WC | MI |  | 0.75992 | 519035.0626
LCP_Inputs_ON_Electric_2023_04_03 | 2027 |  |  | Methane |  | Capacity-Intraconnection | FOM | 0 |  |  | CH4 Pipeline | WC | WC |  | 0.75992 | 0
LCP_Inputs_ON_Electric_2023_04_03 | 2027 |  |  | Electricity |  | Capacity-Intraconnection | FOM | 0 |  |  | Electricity Transmission Line | WC | WC |  | 0.75992 | 0
LCP_Inputs_ON_Electric_2023_04_03 | 2027 |  |  | Hydrogen |  | Capacity-Intraconnection | FOM | 0 |  |  | H2 Pipeline - New | WC | WC |  | 0.75992 | 0
LCP_Inputs_ON_Electric_2023_04_03 | 2027 |  |  | Hydrogen |  | Capacity-Intraconnection | FOM | 0 |  |  | H2 Pipeline - Repurposed | WC | WC |  | 0.75992 | 0
LCP_Inputs_ON_Electric_2023_04_03 | 2028 |  |  | Methane |  | Capacity-Intraconnection | FOM | 0 |  |  | CH4 Pipeline | MI | MI |  | 0.73069 | 0
LCP_Inputs_ON_Electric_2023_04_03 | 2028 |  |  | Electricity |  | Capacity-Intraconnection | FOM | 0 |  |  | Electricity Transmission Line | MI | MI |  | 0.73069 | 0
LCP_Inputs_ON_Electric_2023_04_03 | 2028 |  |  | Hydrogen |  | Capacity-Intraconnection | FOM | 0 |  |  | H2 Pipeline - New | MI | MI |  | 0.73069 | 0
LCP_Inputs_ON_Electric_2023_04_03 | 2028 |  |  | Hydrogen |  | Capacity-Intraconnection | FOM | 0 |  |  | H2 Pipeline - Repurposed | MI | MI |  | 0.73069 | 0
LCP_Inputs_ON_Electric_2023_04_03 | 2028 |  |  | Methane |  | Capacity-Intraconnection | FOM | 0 |  |  | CH4 Pipeline | NY | NY |  | 0.73069 | 0
LCP_Inputs_ON_Electric_2023_04_03 | 2028 |  |  | Electricity |  | Capacity-Intraconnection | FOM | 0 |  |  | Electricity Transmission Line | NY | NY |  | 0.73069 | 0
LCP_Inputs_ON_Electric_2023_04_03 | 2028 |  |  | Hydrogen |  | Capacity-Intraconnection | FOM | 0 |  |  | H2 Pipeline - New | NY | NY |  | 0.73069 | 0
LCP_Inputs_ON_Electric_2023_04_03 | 2028 |  |  | Hydrogen |  | Capacity-Intraconnection | FOM | 0 |  |  | H2 Pipeline - Repurposed | NY | NY |  | 0.73069 | 0
LCP_Inputs_ON_Electric_2023_04_03 | 2028 |  |  | Methane |  | Capacity-Interconnection | FOM | 0 |  |  | CH4 Pipeline | ON | MI |  | 0.73069 | 0
LCP_Inputs_ON_Electric_2023_04_03 | 2028 |  |  | Electricity |  | Capacity-Interconnection | FOM | 0 |  |  | Electricity Transmission Line | ON | MI |  | 0.73069 | 0
LCP_Inputs_ON_Electric_2023_04_03 | 2028 |  |  | Hydrogen |  | Capacity-Interconnection | FOM | 0 |  |  | H2 Pipeline - New | ON | MI |  | 0.73069 | 0
LCP_Inputs_ON_Electric_2023_04_03 | 2028 |  |  | Hydrogen |  | Capacity-Interconnection | FOM | 0 |  |  | H2 Pipeline - Repurposed | ON | MI |  | 0.73069 | 0
LCP_Inputs_ON_Electric_2023_04_03 | 2028 |  |  | Methane |  | Capacity-Interconnection | FOM | 0 |  |  | CH4 Pipeline | ON | NY |  | 0.73069 | 0
LCP_Inputs_ON_Electric_2023_04_03 | 2028 |  |  | Electricity |  | Capacity-Interconnection | FOM | 0 |  |  | Electricity Transmission Line | ON | NY |  | 0.73069 | 0
LCP_Inputs_ON_Electric_2023_04_03 | 2028 |  |  | Hydrogen |  | Capacity-Interconnection | FOM | 0 |  |  | H2 Pipeline - New | ON | NY |  | 0.73069 | 0
LCP_Inputs_ON_Electric_2023_04_03 | 2028 |  |  | Hydrogen |  | Capacity-Interconnection | FOM | 0 |  |  | H2 Pipeline - Repurposed | ON | NY |  | 0.73069 | 0
LCP_Inputs_ON_Electric_2023_04_03 | 2028 |  |  | Methane |  | Capacity-Intraconnection | FOM | 0 |  |  | CH4 Pipeline | ON | ON |  | 0.73069 | 0
LCP_Inputs_ON_Electric_2023_04_03 | 2028 |  |  | Electricity |  | Capacity-Intraconnection | FOM | 0 |  |  | Electricity Transmission Line | ON | ON |  | 0.73069 | 0
LCP_Inputs_ON_Electric_2023_04_03 | 2028 |  |  | Hydrogen |  | Capacity-Intraconnection | FOM | 0 |  |  | H2 Pipeline - New | ON | ON |  | 0.73069 | 0
LCP_Inputs_ON_Electric_2023_04_03 | 2028 |  |  | Hydrogen |  | Capacity-Intraconnection | FOM | 0 |  |  | H2 Pipeline - Repurposed | ON | ON |  | 0.73069 | 0
LCP_Inputs_ON_Electric_2023_04_03 | 2028 |  |  | Methane |  | Capacity-Interconnection | FOM | 0 |  |  | CH4 Pipeline | ON | PJ |  | 0.73069 | 0
LCP_Inputs_ON_Electric_2023_04_03 | 2028 |  |  | Electricity |  | Capacity-Interconnection | FOM | 0 |  |  | Electricity Transmission Line | ON | PJ |  | 0.73069 | 0
LCP_Inputs_ON_Electric_2023_04_03 | 2028 |  |  | Hydrogen |  | Capacity-Interconnection | FOM | 0 |  |  | H2 Pipeline - New | ON | PJ |  | 0.73069 | 0
LCP_Inputs_ON_Electric_2023_04_03 | 2028 |  |  | Hydrogen |  | Capacity-Interconnection | FOM | 0 |  |  | H2 Pipeline - Repurposed | ON | PJ |  | 0.73069 | 0
LCP_Inputs_ON_Electric_2023_04_03 | 2028 |  |  | Methane |  | Capacity-Interconnection | FOM | 0 |  |  | CH4 Pipeline | ON | QC |  | 0.73069 | 0
LCP_Inputs_ON_Electric_2023_04_03 | 2028 |  |  | Electricity |  | Capacity-Interconnection | FOM | 0 |  |  | Electricity Transmission Line | ON | QC |  | 0.73069 | 0
LCP_Inputs_ON_Electric_2023_04_03 | 2028 |  |  | Hydrogen |  | Capacity-Interconnection | FOM | 0 |  |  | H2 Pipeline - New | ON | QC |  | 0.73069 | 0
LCP_Inputs_ON_Electric_2023_04_03 | 2028 |  |  | Hydrogen |  | Capacity-Interconnection | FOM | 0 |  |  | H2 Pipeline - Repurposed | ON | QC |  | 0.73069 | 0
LCP_Inputs_ON_Electric_2023_04_03 | 2028 |  |  | Methane |  | Capacity-Interconnection | FOM | 0 |  |  | CH4 Pipeline | ON | WC |  | 0.73069 | 0
LCP_Inputs_ON_Electric_2023_04_03 | 2028 |  |  | Electricity |  | Capacity-Interconnection | FOM | 0 |  |  | Electricity Transmission Line | ON | WC |  | 0.73069 | 0
LCP_Inputs_ON_Electric_2023_04_03 | 2028 |  |  | Hydrogen |  | Capacity-Interconnection | FOM | 0 |  |  | H2 Pipeline - New | ON | WC |  | 0.73069 | 0
LCP_Inputs_ON_Electric_2023_04_03 | 2028 |  |  | Hydrogen |  | Capacity-Interconnection | FOM | 0 |  |  | H2 Pipeline - Repurposed | ON | WC |  | 0.73069 | 0
LCP_Inputs_ON_Electric_2023_04_03 | 2028 |  |  | Methane |  | Capacity-Intraconnection | FOM | 0 |  |  | CH4 Pipeline | PJ | PJ |  | 0.73069 | 0
LCP_Inputs_ON_Electric_2023_04_03 | 2028 |  |  | Electricity |  | Capacity-Intraconnection | FOM | 0 |  |  | Electricity Transmission Line | PJ | PJ |  | 0.73069 | 0
LCP_Inputs_ON_Electric_2023_04_03 | 2028 |  |  | Hydrogen |  | Capacity-Intraconnection | FOM | 0 |  |  | H2 Pipeline - New | PJ | PJ |  | 0.73069 | 0
LCP_Inputs_ON_Electric_2023_04_03 | 2028 |  |  | Hydrogen |  | Capacity-Intraconnection | FOM | 0 |  |  | H2 Pipeline - Repurposed | PJ | PJ |  | 0.73069 | 0
LCP_Inputs_ON_Electric_2023_04_03 | 2028 |  |  | Electricity |  | Capacity-Interconnection | FOM | 5859725.1515 |  |  | Electricity Transmission Line | QC | NY |  | 0.73069 | 4281643.7722
LCP_Inputs_ON_Electric_2023_04_03 | 2028 |  |  | Methane |  | Capacity-Intraconnection | FOM | 0 |  |  | CH4 Pipeline | QC | QC |  | 0.73069 | 0
LCP_Inputs_ON_Electric_2023_04_03 | 2028 |  |  | Electricity |  | Capacity-Intraconnection | FOM | 0 |  |  | Electricity Transmission Line | QC | QC |  | 0.73069 | 0
LCP_Inputs_ON_Electric_2023_04_03 | 2028 |  |  | Hydrogen |  | Capacity-Intraconnection | FOM | 0 |  |  | H2 Pipeline - New | QC | QC |  | 0.73069 | 0
LCP_Inputs_ON_Electric_2023_04_03 | 2028 |  |  | Hydrogen |  | Capacity-Intraconnection | FOM | 0 |  |  | H2 Pipeline - Repurposed | QC | QC |  | 0.73069 | 0
LCP_Inputs_ON_Electric_2023_04_03 | 2028 |  |  | Electricity |  | Capacity-Interconnection | FOM | 683014.7334 |  |  | Electricity Transmission Line | WC | MI |  | 0.73069 | 499072.1756
LCP_Inputs_ON_Electric_2023_04_03 | 2028 |  |  | Methane |  | Capacity-Intraconnection | FOM | 0 |  |  | CH4 Pipeline | WC | WC |  | 0.73069 | 0
LCP_Inputs_ON_Electric_2023_04_03 | 2028 |  |  | Electricity |  | Capacity-Intraconnection | FOM | 0 |  |  | Electricity Transmission Line | WC | WC |  | 0.73069 | 0
LCP_Inputs_ON_Electric_2023_04_03 | 2028 |  |  | Hydrogen |  | Capacity-Intraconnection | FOM | 0 |  |  | H2 Pipeline - New | WC | WC |  | 0.73069 | 0
LCP_Inputs_ON_Electric_2023_04_03 | 2028 |  |  | Hydrogen |  | Capacity-Intraconnection | FOM | 0 |  |  | H2 Pipeline - Repurposed | WC | WC |  | 0.73069 | 0
LCP_Inputs_ON_Electric_2023_04_03 | 2029 |  |  | Methane |  | Capacity-Intraconnection | FOM | 0 |  |  | CH4 Pipeline | MI | MI |  | 0.70259 | 0
LCP_Inputs_ON_Electric_2023_04_03 | 2029 |  |  | Electricity |  | Capacity-Intraconnection | FOM | 0 |  |  | Electricity Transmission Line | MI | MI |  | 0.70259 | 0
LCP_Inputs_ON_Electric_2023_04_03 | 2029 |  |  | Hydrogen |  | Capacity-Intraconnection | FOM | 0 |  |  | H2 Pipeline - New | MI | MI |  | 0.70259 | 0
LCP_Inputs_ON_Electric_2023_04_03 | 2029 |  |  | Hydrogen |  | Capacity-Intraconnection | FOM | 0 |  |  | H2 Pipeline - Repurposed | MI | MI |  | 0.70259 | 0
LCP_Inputs_ON_Electric_2023_04_03 | 2029 |  |  | Methane |  | Capacity-Intraconnection | FOM | 0 |  |  | CH4 Pipeline | NY | NY |  | 0.70259 | 0
LCP_Inputs_ON_Electric_2023_04_03 | 2029 |  |  | Electricity |  | Capacity-Intraconnection | FOM | 0 |  |  | Electricity Transmission Line | NY | NY |  | 0.70259 | 0
LCP_Inputs_ON_Electric_2023_04_03 | 2029 |  |  | Hydrogen |  | Capacity-Intraconnection | FOM | 0 |  |  | H2 Pipeline - New | NY | NY |  | 0.70259 | 0
LCP_Inputs_ON_Electric_2023_04_03 | 2029 |  |  | Hydrogen |  | Capacity-Intraconnection | FOM | 0 |  |  | H2 Pipeline - Repurposed | NY | NY |  | 0.70259 | 0
LCP_Inputs_ON_Electric_2023_04_03 | 2029 |  |  | Methane |  | Capacity-Interconnection | FOM | 0 |  |  | CH4 Pipeline | ON | MI |  | 0.70259 | 0
LCP_Inputs_ON_Electric_2023_04_03 | 2029 |  |  | Electricity |  | Capacity-Interconnection | FOM | 0 |  |  | Electricity Transmission Line | ON | MI |  | 0.70259 | 0
LCP_Inputs_ON_Electric_2023_04_03 | 2029 |  |  | Hydrogen |  | Capacity-Interconnection | FOM | 0 |  |  | H2 Pipeline - New | ON | MI |  | 0.70259 | 0
LCP_Inputs_ON_Electric_2023_04_03 | 2029 |  |  | Hydrogen |  | Capacity-Interconnection | FOM | 0 |  |  | H2 Pipeline - Repurposed | ON | MI |  | 0.70259 | 0
LCP_Inputs_ON_Electric_2023_04_03 | 2029 |  |  | Methane |  | Capacity-Interconnection | FOM | 0 |  |  | CH4 Pipeline | ON | NY |  | 0.70259 | 0
LCP_Inputs_ON_Electric_2023_04_03 | 2029 |  |  | Electricity |  | Capacity-Interconnection | FOM | 0 |  |  | Electricity Transmission Line | ON | NY |  | 0.70259 | 0
LCP_Inputs_ON_Electric_2023_04_03 | 2029 |  |  | Hydrogen |  | Capacity-Interconnection | FOM | 0 |  |  | H2 Pipeline - New | ON | NY |  | 0.70259 | 0
LCP_Inputs_ON_Electric_2023_04_03 | 2029 |  |  | Hydrogen |  | Capacity-Interconnection | FOM | 0 |  |  | H2 Pipeline - Repurposed | ON | NY |  | 0.70259 | 0
LCP_Inputs_ON_Electric_2023_04_03 | 2029 |  |  | Methane |  | Capacity-Intraconnection | FOM | 0 |  |  | CH4 Pipeline | ON | ON |  | 0.70259 | 0
LCP_Inputs_ON_Electric_2023_04_03 | 2029 |  |  | Electricity |  | Capacity-Intraconnection | FOM | 0 |  |  | Electricity Transmission Line | ON | ON |  | 0.70259 | 0
LCP_Inputs_ON_Electric_2023_04_03 | 2029 |  |  | Hydrogen |  | Capacity-Intraconnection | FOM | 0 |  |  | H2 Pipeline - New | ON | ON |  | 0.70259 | 0
LCP_Inputs_ON_Electric_2023_04_03 | 2029 |  |  | Hydrogen |  | Capacity-Intraconnection | FOM | 0 |  |  | H2 Pipeline - Repurposed | ON | ON |  | 0.70259 | 0
LCP_Inputs_ON_Electric_2023_04_03 | 2029 |  |  | Methane |  | Capacity-Interconnection | FOM | 0 |  |  | CH4 Pipeline | ON | PJ |  | 0.70259 | 0
LCP_Inputs_ON_Electric_2023_04_03 | 2029 |  |  | Electricity |  | Capacity-Interconnection | FOM | 0 |  |  | Electricity Transmission Line | ON | PJ |  | 0.70259 | 0
LCP_Inputs_ON_Electric_2023_04_03 | 2029 |  |  | Hydrogen |  | Capacity-Interconnection | FOM | 0 |  |  | H2 Pipeline - New | ON | PJ |  | 0.70259 | 0
LCP_Inputs_ON_Electric_2023_04_03 | 2029 |  |  | Hydrogen |  | Capacity-Interconnection | FOM | 0 |  |  | H2 Pipeline - Repurposed | ON | PJ |  | 0.70259 | 0
LCP_Inputs_ON_Electric_2023_04_03 | 2029 |  |  | Methane |  | Capacity-Interconnection | FOM | 0 |  |  | CH4 Pipeline | ON | QC |  | 0.70259 | 0
LCP_Inputs_ON_Electric_2023_04_03 | 2029 |  |  | Electricity |  | Capacity-Interconnection | FOM | 0 |  |  | Electricity Transmission Line | ON | QC |  | 0.70259 | 0
LCP_Inputs_ON_Electric_2023_04_03 | 2029 |  |  | Hydrogen |  | Capacity-Interconnection | FOM | 0 |  |  | H2 Pipeline - New | ON | QC |  | 0.70259 | 0
LCP_Inputs_ON_Electric_2023_04_03 | 2029 |  |  | Hydrogen |  | Capacity-Interconnection | FOM | 0 |  |  | H2 Pipeline - Repurposed | ON | QC |  | 0.70259 | 0
LCP_Inputs_ON_Electric_2023_04_03 | 2029 |  |  | Methane |  | Capacity-Interconnection | FOM | 0 |  |  | CH4 Pipeline | ON | WC |  | 0.70259 | 0
LCP_Inputs_ON_Electric_2023_04_03 | 2029 |  |  | Electricity |  | Capacity-Interconnection | FOM | 0 |  |  | Electricity Transmission Line | ON | WC |  | 0.70259 | 0
LCP_Inputs_ON_Electric_2023_04_03 | 2029 |  |  | Hydrogen |  | Capacity-Interconnection | FOM | 0 |  |  | H2 Pipeline - New | ON | WC |  | 0.70259 | 0
LCP_Inputs_ON_Electric_2023_04_03 | 2029 |  |  | Hydrogen |  | Capacity-Interconnection | FOM | 0 |  |  | H2 Pipeline - Repurposed | ON | WC |  | 0.70259 | 0
LCP_Inputs_ON_Electric_2023_04_03 | 2029 |  |  | Methane |  | Capacity-Intraconnection | FOM | 0 |  |  | CH4 Pipeline | PJ | PJ |  | 0.70259 | 0
LCP_Inputs_ON_Electric_2023_04_03 | 2029 |  |  | Electricity |  | Capacity-Intraconnection | FOM | 0 |  |  | Electricity Transmission Line | PJ | PJ |  | 0.70259 | 0
LCP_Inputs_ON_Electric_2023_04_03 | 2029 |  |  | Hydrogen |  | Capacity-Intraconnection | FOM | 0 |  |  | H2 Pipeline - New | PJ | PJ |  | 0.70259 | 0
LCP_Inputs_ON_Electric_2023_04_03 | 2029 |  |  | Hydrogen |  | Capacity-Intraconnection | FOM | 0 |  |  | H2 Pipeline - Repurposed | PJ | PJ |  | 0.70259 | 0
LCP_Inputs_ON_Electric_2023_04_03 | 2029 |  |  | Electricity |  | Capacity-Interconnection | FOM | 5859725.1515 |  |  | Electricity Transmission Line | QC | NY |  | 0.70259 | 4116965.1656
LCP_Inputs_ON_Electric_2023_04_03 | 2029 |  |  | Methane |  | Capacity-Intraconnection | FOM | 0 |  |  | CH4 Pipeline | QC | QC |  | 0.70259 | 0
LCP_Inputs_ON_Electric_2023_04_03 | 2029 |  |  | Electricity |  | Capacity-Intraconnection | FOM | 0 |  |  | Electricity Transmission Line | QC | QC |  | 0.70259 | 0
LCP_Inputs_ON_Electric_2023_04_03 | 2029 |  |  | Hydrogen |  | Capacity-Intraconnection | FOM | 0 |  |  | H2 Pipeline - New | QC | QC |  | 0.70259 | 0
LCP_Inputs_ON_Electric_2023_04_03 | 2029 |  |  | Hydrogen |  | Capacity-Intraconnection | FOM | 0 |  |  | H2 Pipeline - Repurposed | QC | QC |  | 0.70259 | 0
LCP_Inputs_ON_Electric_2023_04_03 | 2029 |  |  | Electricity |  | Capacity-Interconnection | FOM | 683014.7334 |  |  | Electricity Transmission Line | WC | MI |  | 0.70259 | 479877.0919
LCP_Inputs_ON_Electric_2023_04_03 | 2029 |  |  | Methane |  | Capacity-Intraconnection | FOM | 0 |  |  | CH4 Pipeline | WC | WC |  | 0.70259 | 0
LCP_Inputs_ON_Electric_2023_04_03 | 2029 |  |  | Electricity |  | Capacity-Intraconnection | FOM | 0 |  |  | Electricity Transmission Line | WC | WC |  | 0.70259 | 0
LCP_Inputs_ON_Electric_2023_04_03 | 2029 |  |  | Hydrogen |  | Capacity-Intraconnection | FOM | 0 |  |  | H2 Pipeline - New | WC | WC |  | 0.70259 | 0
LCP_Inputs_ON_Electric_2023_04_03 | 2029 |  |  | Hydrogen |  | Capacity-Intraconnection | FOM | 0 |  |  | H2 Pipeline - Repurposed | WC | WC |  | 0.70259 | 0
LCP_Inputs_ON_Electric_2023_04_03 | 2030 |  |  | Methane |  | Capacity-Intraconnection | CONE | 0 |  |  | CH4 Pipeline | MI | MI |  | 0.67556 | 0
LCP_Inputs_ON_Electric_2023_04_03 | 2030 |  |  | Methane |  | Capacity-Intraconnection | FOM | 0 |  |  | CH4 Pipeline | MI | MI |  | 0.67556 | 0
LCP_Inputs_ON_Electric_2023_04_03 | 2030 |  |  | Electricity |  | Capacity-Intraconnection | CONE | 0 |  |  | Electricity Transmission Line | MI | MI |  | 0.67556 | 0
LCP_Inputs_ON_Electric_2023_04_03 | 2030 |  |  | Electricity |  | Capacity-Intraconnection | FOM | 0 |  |  | Electricity Transmission Line | MI | MI |  | 0.67556 | 0
LCP_Inputs_ON_Electric_2023_04_03 | 2030 |  |  | Hydrogen |  | Capacity-Intraconnection | CONE | 0 |  |  | H2 Pipeline - New | MI | MI |  | 0.67556 | 0
LCP_Inputs_ON_Electric_2023_04_03 | 2030 |  |  | Hydrogen |  | Capacity-Intraconnection | FOM | 0 |  |  | H2 Pipeline - New | MI | MI |  | 0.67556 | 0
LCP_Inputs_ON_Electric_2023_04_03 | 2030 |  |  | Hydrogen |  | Capacity-Intraconnection | CONE | 0 |  |  | H2 Pipeline - Repurposed | MI | MI |  | 0.67556 | 0
LCP_Inputs_ON_Electric_2023_04_03 | 2030 |  |  | Hydrogen |  | Capacity-Intraconnection | FOM | 0 |  |  | H2 Pipeline - Repurposed | MI | MI |  | 0.67556 | 0
LCP_Inputs_ON_Electric_2023_04_03 | 2030 |  |  | Methane |  | Capacity-Intraconnection | CONE | 0 |  |  | CH4 Pipeline | NY | NY |  | 0.67556 | 0
LCP_Inputs_ON_Electric_2023_04_03 | 2030 |  |  | Methane |  | Capacity-Intraconnection | FOM | 0 |  |  | CH4 Pipeline | NY | NY |  | 0.67556 | 0
LCP_Inputs_ON_Electric_2023_04_03 | 2030 |  |  | Electricity |  | Capacity-Intraconnection | CONE | 0 |  |  | Electricity Transmission Line | NY | NY |  | 0.67556 | 0
LCP_Inputs_ON_Electric_2023_04_03 | 2030 |  |  | Electricity |  | Capacity-Intraconnection | FOM | 0 |  |  | Electricity Transmission Line | NY | NY |  | 0.67556 | 0
LCP_Inputs_ON_Electric_2023_04_03 | 2030 |  |  | Hydrogen |  | Capacity-Intraconnection | CONE | 0 |  |  | H2 Pipeline - New | NY | NY |  | 0.67556 | 0
LCP_Inputs_ON_Electric_2023_04_03 | 2030 |  |  | Hydrogen |  | Capacity-Intraconnection | FOM | 0 |  |  | H2 Pipeline - New | NY | NY |  | 0.67556 | 0
LCP_Inputs_ON_Electric_2023_04_03 | 2030 |  |  | Hydrogen |  | Capacity-Intraconnection | CONE | 0 |  |  | H2 Pipeline - Repurposed | NY | NY |  | 0.67556 | 0
LCP_Inputs_ON_Electric_2023_04_03 | 2030 |  |  | Hydrogen |  | Capacity-Intraconnection | FOM | 0 |  |  | H2 Pipeline - Repurposed | NY | NY |  | 0.67556 | 0
LCP_Inputs_ON_Electric_2023_04_03 | 2030 |  |  | Methane |  | Capacity-Interconnection | CONE | 0 |  |  | CH4 Pipeline | ON | MI |  | 0.67556 | 0
LCP_Inputs_ON_Electric_2023_04_03 | 2030 |  |  | Methane |  | Capacity-Interconnection | FOM | 0 |  |  | CH4 Pipeline | ON | MI |  | 0.67556 | 0
LCP_Inputs_ON_Electric_2023_04_03 | 2030 |  |  | Electricity |  | Capacity-Interconnection | CONE | 84656250 |  |  | Electricity Transmission Line | ON | MI |  | 0.67556 | 57190729.1672
LCP_Inputs_ON_Electric_2023_04_03 | 2030 |  |  | Electricity |  | Capacity-Interconnection | FOM | 2821875 |  |  | Electricity Transmission Line | ON | MI |  | 0.67556 | 1906357.6389
LCP_Inputs_ON_Electric_2023_04_03 | 2030 |  |  | Hydrogen |  | Capacity-Interconnection | CONE | 0 |  |  | H2 Pipeline - New | ON | MI |  | 0.67556 | 0
LCP_Inputs_ON_Electric_2023_04_03 | 2030 |  |  | Hydrogen |  | Capacity-Interconnection | FOM | 0 |  |  | H2 Pipeline - New | ON | MI |  | 0.67556 | 0
LCP_Inputs_ON_Electric_2023_04_03 | 2030 |  |  | Hydrogen |  | Capacity-Interconnection | CONE | 0 |  |  | H2 Pipeline - Repurposed | ON | MI |  | 0.67556 | 0
LCP_Inputs_ON_Electric_2023_04_03 | 2030 |  |  | Hydrogen |  | Capacity-Interconnection | FOM | 0 |  |  | H2 Pipeline - Repurposed | ON | MI |  | 0.67556 | 0
LCP_Inputs_ON_Electric_2023_04_03 | 2030 |  |  | Methane |  | Capacity-Interconnection | CONE | 0 |  |  | CH4 Pipeline | ON | NY |  | 0.67556 | 0
LCP_Inputs_ON_Electric_2023_04_03 | 2030 |  |  | Methane |  | Capacity-Interconnection | FOM | 0 |  |  | CH4 Pipeline | ON | NY |  | 0.67556 | 0
LCP_Inputs_ON_Electric_2023_04_03 | 2030 |  |  | Electricity |  | Capacity-Interconnection | CONE | 84656250 |  |  | Electricity Transmission Line | ON | NY |  | 0.67556 | 57190729.1672
LCP_Inputs_ON_Electric_2023_04_03 | 2030 |  |  | Electricity |  | Capacity-Interconnection | FOM | 2821875 |  |  | Electricity Transmission Line | ON | NY |  | 0.67556 | 1906357.6389
LCP_Inputs_ON_Electric_2023_04_03 | 2030 |  |  | Hydrogen |  | Capacity-Interconnection | CONE | 0 |  |  | H2 Pipeline - New | ON | NY |  | 0.67556 | 0
LCP_Inputs_ON_Electric_2023_04_03 | 2030 |  |  | Hydrogen |  | Capacity-Interconnection | FOM | 0 |  |  | H2 Pipeline - New | ON | NY |  | 0.67556 | 0
LCP_Inputs_ON_Electric_2023_04_03 | 2030 |  |  | Hydrogen |  | Capacity-Interconnection | CONE | 0 |  |  | H2 Pipeline - Repurposed | ON | NY |  | 0.67556 | 0
LCP_Inputs_ON_Electric_2023_04_03 | 2030 |  |  | Hydrogen |  | Capacity-Interconnection | FOM | 0 |  |  | H2 Pipeline - Repurposed | ON | NY |  | 0.67556 | 0
LCP_Inputs_ON_Electric_2023_04_03 | 2030 |  |  | Methane |  | Capacity-Intraconnection | CONE | 0 |  |  | CH4 Pipeline | ON | ON |  | 0.67556 | 0
LCP_Inputs_ON_Electric_2023_04_03 | 2030 |  |  | Methane |  | Capacity-Intraconnection | FOM | 0 |  |  | CH4 Pipeline | ON | ON |  | 0.67556 | 0
LCP_Inputs_ON_Electric_2023_04_03 | 2030 |  |  | Electricity |  | Capacity-Intraconnection | CONE | 946751801.1913 |  |  | Electricity Transmission Line | ON | ON |  | 0.67556 | 639591593.6561
LCP_Inputs_ON_Electric_2023_04_03 | 2030 |  |  | Electricity |  | Capacity-Intraconnection | FOM | 0 |  |  | Electricity Transmission Line | ON | ON |  | 0.67556 | 0
LCP_Inputs_ON_Electric_2023_04_03 | 2030 |  |  | Hydrogen |  | Capacity-Intraconnection | CONE | 0 |  |  | H2 Pipeline - New | ON | ON |  | 0.67556 | 0
LCP_Inputs_ON_Electric_2023_04_03 | 2030 |  |  | Hydrogen |  | Capacity-Intraconnection | FOM | 0 |  |  | H2 Pipeline - New | ON | ON |  | 0.67556 | 0
LCP_Inputs_ON_Electric_2023_04_03 | 2030 |  |  | Hydrogen |  | Capacity-Intraconnection | CONE | 23605582.0234 |  |  | H2 Pipeline - Repurposed | ON | ON |  | 0.67556 | 15947085.3993
LCP_Inputs_ON_Electric_2023_04_03 | 2030 |  |  | Hydrogen |  | Capacity-Intraconnection | FOM | 0 |  |  | H2 Pipeline - Repurposed | ON | ON |  | 0.67556 | 0
LCP_Inputs_ON_Electric_2023_04_03 | 2030 |  |  | Methane |  | Capacity-Interconnection | CONE | 0 |  |  | CH4 Pipeline | ON | PJ |  | 0.67556 | 0
LCP_Inputs_ON_Electric_2023_04_03 | 2030 |  |  | Methane |  | Capacity-Interconnection | FOM | 0 |  |  | CH4 Pipeline | ON | PJ |  | 0.67556 | 0
LCP_Inputs_ON_Electric_2023_04_03 | 2030 |  |  | Electricity |  | Capacity-Interconnection | CONE | 0 |  |  | Electricity Transmission Line | ON | PJ |  | 0.67556 | 0
LCP_Inputs_ON_Electric_2023_04_03 | 2030 |  |  | Electricity |  | Capacity-Interconnection | FOM | 0 |  |  | Electricity Transmission Line | ON | PJ |  | 0.67556 | 0
LCP_Inputs_ON_Electric_2023_04_03 | 2030 |  |  | Hydrogen |  | Capacity-Interconnection | CONE | 0 |  |  | H2 Pipeline - New | ON | PJ |  | 0.67556 | 0
LCP_Inputs_ON_Electric_2023_04_03 | 2030 |  |  | Hydrogen |  | Capacity-Interconnection | FOM | 0 |  |  | H2 Pipeline - New | ON | PJ |  | 0.67556 | 0
LCP_Inputs_ON_Electric_2023_04_03 | 2030 |  |  | Hydrogen |  | Capacity-Interconnection | CONE | 0 |  |  | H2 Pipeline - Repurposed | ON | PJ |  | 0.67556 | 0
LCP_Inputs_ON_Electric_2023_04_03 | 2030 |  |  | Hydrogen |  | Capacity-Interconnection | FOM | 0 |  |  | H2 Pipeline - Repurposed | ON | PJ |  | 0.67556 | 0
LCP_Inputs_ON_Electric_2023_04_03 | 2030 |  |  | Methane |  | Capacity-Interconnection | CONE | 0 |  |  | CH4 Pipeline | ON | QC |  | 0.67556 | 0
LCP_Inputs_ON_Electric_2023_04_03 | 2030 |  |  | Methane |  | Capacity-Interconnection | FOM | 0 |  |  | CH4 Pipeline | ON | QC |  | 0.67556 | 0
LCP_Inputs_ON_Electric_2023_04_03 | 2030 |  |  | Electricity |  | Capacity-Interconnection | CONE | 118518750 |  |  | Electricity Transmission Line | ON | QC |  | 0.67556 | 80067020.834
LCP_Inputs_ON_Electric_2023_04_03 | 2030 |  |  | Electricity |  | Capacity-Interconnection | FOM | 3950625 |  |  | Electricity Transmission Line | ON | QC |  | 0.67556 | 2668900.6945
LCP_Inputs_ON_Electric_2023_04_03 | 2030 |  |  | Hydrogen |  | Capacity-Interconnection | CONE | 0 |  |  | H2 Pipeline - New | ON | QC |  | 0.67556 | 0
LCP_Inputs_ON_Electric_2023_04_03 | 2030 |  |  | Hydrogen |  | Capacity-Interconnection | FOM | 0 |  |  | H2 Pipeline - New | ON | QC |  | 0.67556 | 0
LCP_Inputs_ON_Electric_2023_04_03 | 2030 |  |  | Hydrogen |  | Capacity-Interconnection | CONE | 0 |  |  | H2 Pipeline - Repurposed | ON | QC |  | 0.67556 | 0
LCP_Inputs_ON_Electric_2023_04_03 | 2030 |  |  | Hydrogen |  | Capacity-Interconnection | FOM | 0 |  |  | H2 Pipeline - Repurposed | ON | QC |  | 0.67556 | 0
LCP_Inputs_ON_Electric_2023_04_03 | 2030 |  |  | Methane |  | Capacity-Interconnection | CONE | 0 |  |  | CH4 Pipeline | ON | WC |  | 0.67556 | 0
LCP_Inputs_ON_Electric_2023_04_03 | 2030 |  |  | Methane |  | Capacity-Interconnection | FOM | 0 |  |  | CH4 Pipeline | ON | WC |  | 0.67556 | 0
LCP_Inputs_ON_Electric_2023_04_03 | 2030 |  |  | Electricity |  | Capacity-Interconnection | CONE | 338625000 |  |  | Electricity Transmission Line | ON | WC |  | 0.67556 | 228762916.6686
LCP_Inputs_ON_Electric_2023_04_03 | 2030 |  |  | Electricity |  | Capacity-Interconnection | FOM | 11287500 |  |  | Electricity Transmission Line | ON | WC |  | 0.67556 | 7625430.5556
LCP_Inputs_ON_Electric_2023_04_03 | 2030 |  |  | Hydrogen |  | Capacity-Interconnection | CONE | 0 |  |  | H2 Pipeline - New | ON | WC |  | 0.67556 | 0
LCP_Inputs_ON_Electric_2023_04_03 | 2030 |  |  | Hydrogen |  | Capacity-Interconnection | FOM | 0 |  |  | H2 Pipeline - New | ON | WC |  | 0.67556 | 0
LCP_Inputs_ON_Electric_2023_04_03 | 2030 |  |  | Hydrogen |  | Capacity-Interconnection | CONE | 0 |  |  | H2 Pipeline - Repurposed | ON | WC |  | 0.67556 | 0
LCP_Inputs_ON_Electric_2023_04_03 | 2030 |  |  | Hydrogen |  | Capacity-Interconnection | FOM | 0 |  |  | H2 Pipeline - Repurposed | ON | WC |  | 0.67556 | 0
LCP_Inputs_ON_Electric_2023_04_03 | 2030 |  |  | Methane |  | Capacity-Intraconnection | CONE | 0 |  |  | CH4 Pipeline | PJ | PJ |  | 0.67556 | 0
LCP_Inputs_ON_Electric_2023_04_03 | 2030 |  |  | Methane |  | Capacity-Intraconnection | FOM | 0 |  |  | CH4 Pipeline | PJ | PJ |  | 0.67556 | 0
LCP_Inputs_ON_Electric_2023_04_03 | 2030 |  |  | Electricity |  | Capacity-Intraconnection | CONE | 0 |  |  | Electricity Transmission Line | PJ | PJ |  | 0.67556 | 0
LCP_Inputs_ON_Electric_2023_04_03 | 2030 |  |  | Electricity |  | Capacity-Intraconnection | FOM | 0 |  |  | Electricity Transmission Line | PJ | PJ |  | 0.67556 | 0
LCP_Inputs_ON_Electric_2023_04_03 | 2030 |  |  | Hydrogen |  | Capacity-Intraconnection | CONE | 0 |  |  | H2 Pipeline - New | PJ | PJ |  | 0.67556 | 0
LCP_Inputs_ON_Electric_2023_04_03 | 2030 |  |  | Hydrogen |  | Capacity-Intraconnection | FOM | 0 |  |  | H2 Pipeline - New | PJ | PJ |  | 0.67556 | 0
LCP_Inputs_ON_Electric_2023_04_03 | 2030 |  |  | Hydrogen |  | Capacity-Intraconnection | CONE | 0 |  |  | H2 Pipeline - Repurposed | PJ | PJ |  | 0.67556 | 0
LCP_Inputs_ON_Electric_2023_04_03 | 2030 |  |  | Hydrogen |  | Capacity-Intraconnection | FOM | 0 |  |  | H2 Pipeline - Repurposed | PJ | PJ |  | 0.67556 | 0
LCP_Inputs_ON_Electric_2023_04_03 | 2030 |  |  | Electricity |  | Capacity-Interconnection | CONE | 176657545.2374 |  |  | Electricity Transmission Line | QC | NY |  | 0.67556 | 119343507.7151
LCP_Inputs_ON_Electric_2023_04_03 | 2030 |  |  | Electricity |  | Capacity-Interconnection | FOM | 11748309.9928 |  |  | Electricity Transmission Line | QC | NY |  | 0.67556 | 7936737.2754
LCP_Inputs_ON_Electric_2023_04_03 | 2030 |  |  | Methane |  | Capacity-Intraconnection | CONE | 0 |  |  | CH4 Pipeline | QC | QC |  | 0.67556 | 0
LCP_Inputs_ON_Electric_2023_04_03 | 2030 |  |  | Methane |  | Capacity-Intraconnection | FOM | 0 |  |  | CH4 Pipeline | QC | QC |  | 0.67556 | 0
LCP_Inputs_ON_Electric_2023_04_03 | 2030 |  |  | Electricity |  | Capacity-Intraconnection | CONE | 0 |  |  | Electricity Transmission Line | QC | QC |  | 0.67556 | 0
LCP_Inputs_ON_Electric_2023_04_03 | 2030 |  |  | Electricity |  | Capacity-Intraconnection | FOM | 0 |  |  | Electricity Transmission Line | QC | QC |  | 0.67556 | 0
LCP_Inputs_ON_Electric_2023_04_03 | 2030 |  |  | Hydrogen |  | Capacity-Intraconnection | CONE | 0 |  |  | H2 Pipeline - New | QC | QC |  | 0.67556 | 0
LCP_Inputs_ON_Electric_2023_04_03 | 2030 |  |  | Hydrogen |  | Capacity-Intraconnection | FOM | 0 |  |  | H2 Pipeline - New | QC | QC |  | 0.67556 | 0
LCP_Inputs_ON_Electric_2023_04_03 | 2030 |  |  | Hydrogen |  | Capacity-Intraconnection | CONE | 0 |  |  | H2 Pipeline - Repurposed | QC | QC |  | 0.67556 | 0
LCP_Inputs_ON_Electric_2023_04_03 | 2030 |  |  | Hydrogen |  | Capacity-Intraconnection | FOM | 0 |  |  | H2 Pipeline - Repurposed | QC | QC |  | 0.67556 | 0
LCP_Inputs_ON_Electric_2023_04_03 | 2030 |  |  | Electricity |  | Capacity-Interconnection | CONE | 0 |  |  | Electricity Transmission Line | WC | MI |  | 0.67556 | 0
LCP_Inputs_ON_Electric_2023_04_03 | 2030 |  |  | Electricity |  | Capacity-Interconnection | FOM | 683014.7334 |  |  | Electricity Transmission Line | WC | MI |  | 0.67556 | 461420.2807
LCP_Inputs_ON_Electric_2023_04_03 | 2030 |  |  | Methane |  | Capacity-Intraconnection | CONE | 0 |  |  | CH4 Pipeline | WC | WC |  | 0.67556 | 0
LCP_Inputs_ON_Electric_2023_04_03 | 2030 |  |  | Methane |  | Capacity-Intraconnection | FOM | 0 |  |  | CH4 Pipeline | WC | WC |  | 0.67556 | 0
LCP_Inputs_ON_Electric_2023_04_03 | 2030 |  |  | Electricity |  | Capacity-Intraconnection | CONE | 0 |  |  | Electricity Transmission Line | WC | WC |  | 0.67556 | 0
LCP_Inputs_ON_Electric_2023_04_03 | 2030 |  |  | Electricity |  | Capacity-Intraconnection | FOM | 0 |  |  | Electricity Transmission Line | WC | WC |  | 0.67556 | 0
LCP_Inputs_ON_Electric_2023_04_03 | 2030 |  |  | Hydrogen |  | Capacity-Intraconnection | CONE | 0 |  |  | H2 Pipeline - New | WC | WC |  | 0.67556 | 0
LCP_Inputs_ON_Electric_2023_04_03 | 2030 |  |  | Hydrogen |  | Capacity-Intraconnection | FOM | 0 |  |  | H2 Pipeline - New | WC | WC |  | 0.67556 | 0
LCP_Inputs_ON_Electric_2023_04_03 | 2030 |  |  | Hydrogen |  | Capacity-Intraconnection | CONE | 0 |  |  | H2 Pipeline - Repurposed | WC | WC |  | 0.67556 | 0
LCP_Inputs_ON_Electric_2023_04_03 | 2030 |  |  | Hydrogen |  | Capacity-Intraconnection | FOM | 0 |  |  | H2 Pipeline - Repurposed | WC | WC |  | 0.67556 | 0
LCP_Inputs_ON_Electric_2023_04_03 | 2031 |  |  | Methane |  | Capacity-Intraconnection | FOM | 0 |  |  | CH4 Pipeline | MI | MI |  | 0.64958 | 0
LCP_Inputs_ON_Electric_2023_04_03 | 2031 |  |  | Electricity |  | Capacity-Intraconnection | FOM | 0 |  |  | Electricity Transmission Line | MI | MI |  | 0.64958 | 0
LCP_Inputs_ON_Electric_2023_04_03 | 2031 |  |  | Hydrogen |  | Capacity-Intraconnection | FOM | 0 |  |  | H2 Pipeline - New | MI | MI |  | 0.64958 | 0
LCP_Inputs_ON_Electric_2023_04_03 | 2031 |  |  | Hydrogen |  | Capacity-Intraconnection | FOM | 0 |  |  | H2 Pipeline - Repurposed | MI | MI |  | 0.64958 | 0
LCP_Inputs_ON_Electric_2023_04_03 | 2031 |  |  | Methane |  | Capacity-Intraconnection | FOM | 0 |  |  | CH4 Pipeline | NY | NY |  | 0.64958 | 0
LCP_Inputs_ON_Electric_2023_04_03 | 2031 |  |  | Electricity |  | Capacity-Intraconnection | FOM | 0 |  |  | Electricity Transmission Line | NY | NY |  | 0.64958 | 0
LCP_Inputs_ON_Electric_2023_04_03 | 2031 |  |  | Hydrogen |  | Capacity-Intraconnection | FOM | 0 |  |  | H2 Pipeline - New | NY | NY |  | 0.64958 | 0
LCP_Inputs_ON_Electric_2023_04_03 | 2031 |  |  | Hydrogen |  | Capacity-Intraconnection | FOM | 0 |  |  | H2 Pipeline - Repurposed | NY | NY |  | 0.64958 | 0
LCP_Inputs_ON_Electric_2023_04_03 | 2031 |  |  | Methane |  | Capacity-Interconnection | FOM | 0 |  |  | CH4 Pipeline | ON | MI |  | 0.64958 | 0
LCP_Inputs_ON_Electric_2023_04_03 | 2031 |  |  | Electricity |  | Capacity-Interconnection | FOM | 2821875 |  |  | Electricity Transmission Line | ON | MI |  | 0.64958 | 1833036.1913
LCP_Inputs_ON_Electric_2023_04_03 | 2031 |  |  | Hydrogen |  | Capacity-Interconnection | FOM | 0 |  |  | H2 Pipeline - New | ON | MI |  | 0.64958 | 0
LCP_Inputs_ON_Electric_2023_04_03 | 2031 |  |  | Hydrogen |  | Capacity-Interconnection | FOM | 0 |  |  | H2 Pipeline - Repurposed | ON | MI |  | 0.64958 | 0
LCP_Inputs_ON_Electric_2023_04_03 | 2031 |  |  | Methane |  | Capacity-Interconnection | FOM | 0 |  |  | CH4 Pipeline | ON | NY |  | 0.64958 | 0
LCP_Inputs_ON_Electric_2023_04_03 | 2031 |  |  | Electricity |  | Capacity-Interconnection | FOM | 2821875 |  |  | Electricity Transmission Line | ON | NY |  | 0.64958 | 1833036.1913
LCP_Inputs_ON_Electric_2023_04_03 | 2031 |  |  | Hydrogen |  | Capacity-Interconnection | FOM | 0 |  |  | H2 Pipeline - New | ON | NY |  | 0.64958 | 0
LCP_Inputs_ON_Electric_2023_04_03 | 2031 |  |  | Hydrogen |  | Capacity-Interconnection | FOM | 0 |  |  | H2 Pipeline - Repurposed | ON | NY |  | 0.64958 | 0
LCP_Inputs_ON_Electric_2023_04_03 | 2031 |  |  | Methane |  | Capacity-Intraconnection | FOM | 0 |  |  | CH4 Pipeline | ON | ON |  | 0.64958 | 0
LCP_Inputs_ON_Electric_2023_04_03 | 2031 |  |  | Electricity |  | Capacity-Intraconnection | FOM | 0 |  |  | Electricity Transmission Line | ON | ON |  | 0.64958 | 0
LCP_Inputs_ON_Electric_2023_04_03 | 2031 |  |  | Hydrogen |  | Capacity-Intraconnection | FOM | 0 |  |  | H2 Pipeline - New | ON | ON |  | 0.64958 | 0
LCP_Inputs_ON_Electric_2023_04_03 | 2031 |  |  | Hydrogen |  | Capacity-Intraconnection | FOM | 0 |  |  | H2 Pipeline - Repurposed | ON | ON |  | 0.64958 | 0
LCP_Inputs_ON_Electric_2023_04_03 | 2031 |  |  | Methane |  | Capacity-Interconnection | FOM | 0 |  |  | CH4 Pipeline | ON | PJ |  | 0.64958 | 0
LCP_Inputs_ON_Electric_2023_04_03 | 2031 |  |  | Electricity |  | Capacity-Interconnection | FOM | 0 |  |  | Electricity Transmission Line | ON | PJ |  | 0.64958 | 0
LCP_Inputs_ON_Electric_2023_04_03 | 2031 |  |  | Hydrogen |  | Capacity-Interconnection | FOM | 0 |  |  | H2 Pipeline - New | ON | PJ |  | 0.64958 | 0
LCP_Inputs_ON_Electric_2023_04_03 | 2031 |  |  | Hydrogen |  | Capacity-Interconnection | FOM | 0 |  |  | H2 Pipeline - Repurposed | ON | PJ |  | 0.64958 | 0
LCP_Inputs_ON_Electric_2023_04_03 | 2031 |  |  | Methane |  | Capacity-Interconnection | FOM | 0 |  |  | CH4 Pipeline | ON | QC |  | 0.64958 | 0
LCP_Inputs_ON_Electric_2023_04_03 | 2031 |  |  | Electricity |  | Capacity-Interconnection | FOM | 3950625 |  |  | Electricity Transmission Line | ON | QC |  | 0.64958 | 2566250.6678
LCP_Inputs_ON_Electric_2023_04_03 | 2031 |  |  | Hydrogen |  | Capacity-Interconnection | FOM | 0 |  |  | H2 Pipeline - New | ON | QC |  | 0.64958 | 0
LCP_Inputs_ON_Electric_2023_04_03 | 2031 |  |  | Hydrogen |  | Capacity-Interconnection | FOM | 0 |  |  | H2 Pipeline - Repurposed | ON | QC |  | 0.64958 | 0
LCP_Inputs_ON_Electric_2023_04_03 | 2031 |  |  | Methane |  | Capacity-Interconnection | FOM | 0 |  |  | CH4 Pipeline | ON | WC |  | 0.64958 | 0
LCP_Inputs_ON_Electric_2023_04_03 | 2031 |  |  | Electricity |  | Capacity-Interconnection | FOM | 11287500 |  |  | Electricity Transmission Line | ON | WC |  | 0.64958 | 7332144.765
LCP_Inputs_ON_Electric_2023_04_03 | 2031 |  |  | Hydrogen |  | Capacity-Interconnection | FOM | 0 |  |  | H2 Pipeline - New | ON | WC |  | 0.64958 | 0
LCP_Inputs_ON_Electric_2023_04_03 | 2031 |  |  | Hydrogen |  | Capacity-Interconnection | FOM | 0 |  |  | H2 Pipeline - Repurposed | ON | WC |  | 0.64958 | 0
LCP_Inputs_ON_Electric_2023_04_03 | 2031 |  |  | Methane |  | Capacity-Intraconnection | FOM | 0 |  |  | CH4 Pipeline | PJ | PJ |  | 0.64958 | 0
LCP_Inputs_ON_Electric_2023_04_03 | 2031 |  |  | Electricity |  | Capacity-Intraconnection | FOM | 0 |  |  | Electricity Transmission Line | PJ | PJ |  | 0.64958 | 0
LCP_Inputs_ON_Electric_2023_04_03 | 2031 |  |  | Hydrogen |  | Capacity-Intraconnection | FOM | 0 |  |  | H2 Pipeline - New | PJ | PJ |  | 0.64958 | 0
LCP_Inputs_ON_Electric_2023_04_03 | 2031 |  |  | Hydrogen |  | Capacity-Intraconnection | FOM | 0 |  |  | H2 Pipeline - Repurposed | PJ | PJ |  | 0.64958 | 0
LCP_Inputs_ON_Electric_2023_04_03 | 2031 |  |  | Electricity |  | Capacity-Interconnection | FOM | 11748309.9928 |  |  | Electricity Transmission Line | QC | NY |  | 0.64958 | 7631478.1494
LCP_Inputs_ON_Electric_2023_04_03 | 2031 |  |  | Methane |  | Capacity-Intraconnection | FOM | 0 |  |  | CH4 Pipeline | QC | QC |  | 0.64958 | 0
LCP_Inputs_ON_Electric_2023_04_03 | 2031 |  |  | Electricity |  | Capacity-Intraconnection | FOM | 0 |  |  | Electricity Transmission Line | QC | QC |  | 0.64958 | 0
LCP_Inputs_ON_Electric_2023_04_03 | 2031 |  |  | Hydrogen |  | Capacity-Intraconnection | FOM | 0 |  |  | H2 Pipeline - New | QC | QC |  | 0.64958 | 0
LCP_Inputs_ON_Electric_2023_04_03 | 2031 |  |  | Hydrogen |  | Capacity-Intraconnection | FOM | 0 |  |  | H2 Pipeline - Repurposed | QC | QC |  | 0.64958 | 0
LCP_Inputs_ON_Electric_2023_04_03 | 2031 |  |  | Electricity |  | Capacity-Interconnection | FOM | 683014.7334 |  |  | Electricity Transmission Line | WC | MI |  | 0.64958 | 443673.3468
LCP_Inputs_ON_Electric_2023_04_03 | 2031 |  |  | Methane |  | Capacity-Intraconnection | FOM | 0 |  |  | CH4 Pipeline | WC | WC |  | 0.64958 | 0
LCP_Inputs_ON_Electric_2023_04_03 | 2031 |  |  | Electricity |  | Capacity-Intraconnection | FOM | 0 |  |  | Electricity Transmission Line | WC | WC |  | 0.64958 | 0
LCP_Inputs_ON_Electric_2023_04_03 | 2031 |  |  | Hydrogen |  | Capacity-Intraconnection | FOM | 0 |  |  | H2 Pipeline - New | WC | WC |  | 0.64958 | 0
LCP_Inputs_ON_Electric_2023_04_03 | 2031 |  |  | Hydrogen |  | Capacity-Intraconnection | FOM | 0 |  |  | H2 Pipeline - Repurposed | WC | WC |  | 0.64958 | 0
LCP_Inputs_ON_Electric_2023_04_03 | 2032 |  |  | Methane |  | Capacity-Intraconnection | FOM | 0 |  |  | CH4 Pipeline | MI | MI |  | 0.6246 | 0
LCP_Inputs_ON_Electric_2023_04_03 | 2032 |  |  | Electricity |  | Capacity-Intraconnection | FOM | 0 |  |  | Electricity Transmission Line | MI | MI |  | 0.6246 | 0
LCP_Inputs_ON_Electric_2023_04_03 | 2032 |  |  | Hydrogen |  | Capacity-Intraconnection | FOM | 0 |  |  | H2 Pipeline - New | MI | MI |  | 0.6246 | 0
LCP_Inputs_ON_Electric_2023_04_03 | 2032 |  |  | Hydrogen |  | Capacity-Intraconnection | FOM | 0 |  |  | H2 Pipeline - Repurposed | MI | MI |  | 0.6246 | 0
LCP_Inputs_ON_Electric_2023_04_03 | 2032 |  |  | Methane |  | Capacity-Intraconnection | FOM | 0 |  |  | CH4 Pipeline | NY | NY |  | 0.6246 | 0
LCP_Inputs_ON_Electric_2023_04_03 | 2032 |  |  | Electricity |  | Capacity-Intraconnection | FOM | 0 |  |  | Electricity Transmission Line | NY | NY |  | 0.6246 | 0
LCP_Inputs_ON_Electric_2023_04_03 | 2032 |  |  | Hydrogen |  | Capacity-Intraconnection | FOM | 0 |  |  | H2 Pipeline - New | NY | NY |  | 0.6246 | 0
LCP_Inputs_ON_Electric_2023_04_03 | 2032 |  |  | Hydrogen |  | Capacity-Intraconnection | FOM | 0 |  |  | H2 Pipeline - Repurposed | NY | NY |  | 0.6246 | 0
LCP_Inputs_ON_Electric_2023_04_03 | 2032 |  |  | Methane |  | Capacity-Interconnection | FOM | 0 |  |  | CH4 Pipeline | ON | MI |  | 0.6246 | 0
LCP_Inputs_ON_Electric_2023_04_03 | 2032 |  |  | Electricity |  | Capacity-Interconnection | FOM | 2821875 |  |  | Electricity Transmission Line | ON | MI |  | 0.6246 | 1762534.7993
LCP_Inputs_ON_Electric_2023_04_03 | 2032 |  |  | Hydrogen |  | Capacity-Interconnection | FOM | 0 |  |  | H2 Pipeline - New | ON | MI |  | 0.6246 | 0
LCP_Inputs_ON_Electric_2023_04_03 | 2032 |  |  | Hydrogen |  | Capacity-Interconnection | FOM | 0 |  |  | H2 Pipeline - Repurposed | ON | MI |  | 0.6246 | 0
LCP_Inputs_ON_Electric_2023_04_03 | 2032 |  |  | Methane |  | Capacity-Interconnection | FOM | 0 |  |  | CH4 Pipeline | ON | NY |  | 0.6246 | 0
LCP_Inputs_ON_Electric_2023_04_03 | 2032 |  |  | Electricity |  | Capacity-Interconnection | FOM | 2821875 |  |  | Electricity Transmission Line | ON | NY |  | 0.6246 | 1762534.7993
LCP_Inputs_ON_Electric_2023_04_03 | 2032 |  |  | Hydrogen |  | Capacity-Interconnection | FOM | 0 |  |  | H2 Pipeline - New | ON | NY |  | 0.6246 | 0
LCP_Inputs_ON_Electric_2023_04_03 | 2032 |  |  | Hydrogen |  | Capacity-Interconnection | FOM | 0 |  |  | H2 Pipeline - Repurposed | ON | NY |  | 0.6246 | 0
LCP_Inputs_ON_Electric_2023_04_03 | 2032 |  |  | Methane |  | Capacity-Intraconnection | FOM | 0 |  |  | CH4 Pipeline | ON | ON |  | 0.6246 | 0
LCP_Inputs_ON_Electric_2023_04_03 | 2032 |  |  | Electricity |  | Capacity-Intraconnection | FOM | 0 |  |  | Electricity Transmission Line | ON | ON |  | 0.6246 | 0
LCP_Inputs_ON_Electric_2023_04_03 | 2032 |  |  | Hydrogen |  | Capacity-Intraconnection | FOM | 0 |  |  | H2 Pipeline - New | ON | ON |  | 0.6246 | 0
LCP_Inputs_ON_Electric_2023_04_03 | 2032 |  |  | Hydrogen |  | Capacity-Intraconnection | FOM | 0 |  |  | H2 Pipeline - Repurposed | ON | ON |  | 0.6246 | 0
LCP_Inputs_ON_Electric_2023_04_03 | 2032 |  |  | Methane |  | Capacity-Interconnection | FOM | 0 |  |  | CH4 Pipeline | ON | PJ |  | 0.6246 | 0
LCP_Inputs_ON_Electric_2023_04_03 | 2032 |  |  | Electricity |  | Capacity-Interconnection | FOM | 0 |  |  | Electricity Transmission Line | ON | PJ |  | 0.6246 | 0
LCP_Inputs_ON_Electric_2023_04_03 | 2032 |  |  | Hydrogen |  | Capacity-Interconnection | FOM | 0 |  |  | H2 Pipeline - New | ON | PJ |  | 0.6246 | 0
LCP_Inputs_ON_Electric_2023_04_03 | 2032 |  |  | Hydrogen |  | Capacity-Interconnection | FOM | 0 |  |  | H2 Pipeline - Repurposed | ON | PJ |  | 0.6246 | 0
LCP_Inputs_ON_Electric_2023_04_03 | 2032 |  |  | Methane |  | Capacity-Interconnection | FOM | 0 |  |  | CH4 Pipeline | ON | QC |  | 0.6246 | 0
LCP_Inputs_ON_Electric_2023_04_03 | 2032 |  |  | Electricity |  | Capacity-Interconnection | FOM | 3950625 |  |  | Electricity Transmission Line | ON | QC |  | 0.6246 | 2467548.719
LCP_Inputs_ON_Electric_2023_04_03 | 2032 |  |  | Hydrogen |  | Capacity-Interconnection | FOM | 0 |  |  | H2 Pipeline - New | ON | QC |  | 0.6246 | 0
LCP_Inputs_ON_Electric_2023_04_03 | 2032 |  |  | Hydrogen |  | Capacity-Interconnection | FOM | 0 |  |  | H2 Pipeline - Repurposed | ON | QC |  | 0.6246 | 0
LCP_Inputs_ON_Electric_2023_04_03 | 2032 |  |  | Methane |  | Capacity-Interconnection | FOM | 0 |  |  | CH4 Pipeline | ON | WC |  | 0.6246 | 0
LCP_Inputs_ON_Electric_2023_04_03 | 2032 |  |  | Electricity |  | Capacity-Interconnection | FOM | 11287500 |  |  | Electricity Transmission Line | ON | WC |  | 0.6246 | 7050139.1971
LCP_Inputs_ON_Electric_2023_04_03 | 2032 |  |  | Hydrogen |  | Capacity-Interconnection | FOM | 0 |  |  | H2 Pipeline - New | ON | WC |  | 0.6246 | 0
LCP_Inputs_ON_Electric_2023_04_03 | 2032 |  |  | Hydrogen |  | Capacity-Interconnection | FOM | 0 |  |  | H2 Pipeline - Repurposed | ON | WC |  | 0.6246 | 0
LCP_Inputs_ON_Electric_2023_04_03 | 2032 |  |  | Methane |  | Capacity-Intraconnection | FOM | 0 |  |  | CH4 Pipeline | PJ | PJ |  | 0.6246 | 0
LCP_Inputs_ON_Electric_2023_04_03 | 2032 |  |  | Electricity |  | Capacity-Intraconnection | FOM | 0 |  |  | Electricity Transmission Line | PJ | PJ |  | 0.6246 | 0
LCP_Inputs_ON_Electric_2023_04_03 | 2032 |  |  | Hydrogen |  | Capacity-Intraconnection | FOM | 0 |  |  | H2 Pipeline - New | PJ | PJ |  | 0.6246 | 0
LCP_Inputs_ON_Electric_2023_04_03 | 2032 |  |  | Hydrogen |  | Capacity-Intraconnection | FOM | 0 |  |  | H2 Pipeline - Repurposed | PJ | PJ |  | 0.6246 | 0
LCP_Inputs_ON_Electric_2023_04_03 | 2032 |  |  | Electricity |  | Capacity-Interconnection | FOM | 11748309.9928 |  |  | Electricity Transmission Line | QC | NY |  | 0.6246 | 7337959.759
LCP_Inputs_ON_Electric_2023_04_03 | 2032 |  |  | Methane |  | Capacity-Intraconnection | FOM | 0 |  |  | CH4 Pipeline | QC | QC |  | 0.6246 | 0
LCP_Inputs_ON_Electric_2023_04_03 | 2032 |  |  | Electricity |  | Capacity-Intraconnection | FOM | 0 |  |  | Electricity Transmission Line | QC | QC |  | 0.6246 | 0
LCP_Inputs_ON_Electric_2023_04_03 | 2032 |  |  | Hydrogen |  | Capacity-Intraconnection | FOM | 0 |  |  | H2 Pipeline - New | QC | QC |  | 0.6246 | 0
LCP_Inputs_ON_Electric_2023_04_03 | 2032 |  |  | Hydrogen |  | Capacity-Intraconnection | FOM | 0 |  |  | H2 Pipeline - Repurposed | QC | QC |  | 0.6246 | 0
LCP_Inputs_ON_Electric_2023_04_03 | 2032 |  |  | Electricity |  | Capacity-Interconnection | FOM | 683014.7334 |  |  | Electricity Transmission Line | WC | MI |  | 0.6246 | 426608.9873
LCP_Inputs_ON_Electric_2023_04_03 | 2032 |  |  | Methane |  | Capacity-Intraconnection | FOM | 0 |  |  | CH4 Pipeline | WC | WC |  | 0.6246 | 0
LCP_Inputs_ON_Electric_2023_04_03 | 2032 |  |  | Electricity |  | Capacity-Intraconnection | FOM | 0 |  |  | Electricity Transmission Line | WC | WC |  | 0.6246 | 0
LCP_Inputs_ON_Electric_2023_04_03 | 2032 |  |  | Hydrogen |  | Capacity-Intraconnection | FOM | 0 |  |  | H2 Pipeline - New | WC | WC |  | 0.6246 | 0
LCP_Inputs_ON_Electric_2023_04_03 | 2032 |  |  | Hydrogen |  | Capacity-Intraconnection | FOM | 0 |  |  | H2 Pipeline - Repurposed | WC | WC |  | 0.6246 | 0
LCP_Inputs_ON_Electric_2023_04_03 | 2033 |  |  | Methane |  | Capacity-Intraconnection | FOM | 0 |  |  | CH4 Pipeline | MI | MI |  | 0.60057 | 0
LCP_Inputs_ON_Electric_2023_04_03 | 2033 |  |  | Electricity |  | Capacity-Intraconnection | FOM | 0 |  |  | Electricity Transmission Line | MI | MI |  | 0.60057 | 0
LCP_Inputs_ON_Electric_2023_04_03 | 2033 |  |  | Hydrogen |  | Capacity-Intraconnection | FOM | 0 |  |  | H2 Pipeline - New | MI | MI |  | 0.60057 | 0
LCP_Inputs_ON_Electric_2023_04_03 | 2033 |  |  | Hydrogen |  | Capacity-Intraconnection | FOM | 0 |  |  | H2 Pipeline - Repurposed | MI | MI |  | 0.60057 | 0
LCP_Inputs_ON_Electric_2023_04_03 | 2033 |  |  | Methane |  | Capacity-Intraconnection | FOM | 0 |  |  | CH4 Pipeline | NY | NY |  | 0.60057 | 0
LCP_Inputs_ON_Electric_2023_04_03 | 2033 |  |  | Electricity |  | Capacity-Intraconnection | FOM | 0 |  |  | Electricity Transmission Line | NY | NY |  | 0.60057 | 0
LCP_Inputs_ON_Electric_2023_04_03 | 2033 |  |  | Hydrogen |  | Capacity-Intraconnection | FOM | 0 |  |  | H2 Pipeline - New | NY | NY |  | 0.60057 | 0
LCP_Inputs_ON_Electric_2023_04_03 | 2033 |  |  | Hydrogen |  | Capacity-Intraconnection | FOM | 0 |  |  | H2 Pipeline - Repurposed | NY | NY |  | 0.60057 | 0
LCP_Inputs_ON_Electric_2023_04_03 | 2033 |  |  | Methane |  | Capacity-Interconnection | FOM | 0 |  |  | CH4 Pipeline | ON | MI |  | 0.60057 | 0
LCP_Inputs_ON_Electric_2023_04_03 | 2033 |  |  | Electricity |  | Capacity-Interconnection | FOM | 2821875 |  |  | Electricity Transmission Line | ON | MI |  | 0.60057 | 1694744.9993
LCP_Inputs_ON_Electric_2023_04_03 | 2033 |  |  | Hydrogen |  | Capacity-Interconnection | FOM | 0 |  |  | H2 Pipeline - New | ON | MI |  | 0.60057 | 0
LCP_Inputs_ON_Electric_2023_04_03 | 2033 |  |  | Hydrogen |  | Capacity-Interconnection | FOM | 0 |  |  | H2 Pipeline - Repurposed | ON | MI |  | 0.60057 | 0
LCP_Inputs_ON_Electric_2023_04_03 | 2033 |  |  | Methane |  | Capacity-Interconnection | FOM | 0 |  |  | CH4 Pipeline | ON | NY |  | 0.60057 | 0
LCP_Inputs_ON_Electric_2023_04_03 | 2033 |  |  | Electricity |  | Capacity-Interconnection | FOM | 2821875 |  |  | Electricity Transmission Line | ON | NY |  | 0.60057 | 1694744.9993
LCP_Inputs_ON_Electric_2023_04_03 | 2033 |  |  | Hydrogen |  | Capacity-Interconnection | FOM | 0 |  |  | H2 Pipeline - New | ON | NY |  | 0.60057 | 0
LCP_Inputs_ON_Electric_2023_04_03 | 2033 |  |  | Hydrogen |  | Capacity-Interconnection | FOM | 0 |  |  | H2 Pipeline - Repurposed | ON | NY |  | 0.60057 | 0
LCP_Inputs_ON_Electric_2023_04_03 | 2033 |  |  | Methane |  | Capacity-Intraconnection | FOM | 0 |  |  | CH4 Pipeline | ON | ON |  | 0.60057 | 0
LCP_Inputs_ON_Electric_2023_04_03 | 2033 |  |  | Electricity |  | Capacity-Intraconnection | FOM | 0 |  |  | Electricity Transmission Line | ON | ON |  | 0.60057 | 0
LCP_Inputs_ON_Electric_2023_04_03 | 2033 |  |  | Hydrogen |  | Capacity-Intraconnection | FOM | 0 |  |  | H2 Pipeline - New | ON | ON |  | 0.60057 | 0
LCP_Inputs_ON_Electric_2023_04_03 | 2033 |  |  | Hydrogen |  | Capacity-Intraconnection | FOM | 0 |  |  | H2 Pipeline - Repurposed | ON | ON |  | 0.60057 | 0
LCP_Inputs_ON_Electric_2023_04_03 | 2033 |  |  | Methane |  | Capacity-Interconnection | FOM | 0 |  |  | CH4 Pipeline | ON | PJ |  | 0.60057 | 0
LCP_Inputs_ON_Electric_2023_04_03 | 2033 |  |  | Electricity |  | Capacity-Interconnection | FOM | 0 |  |  | Electricity Transmission Line | ON | PJ |  | 0.60057 | 0
LCP_Inputs_ON_Electric_2023_04_03 | 2033 |  |  | Hydrogen |  | Capacity-Interconnection | FOM | 0 |  |  | H2 Pipeline - New | ON | PJ |  | 0.60057 | 0
LCP_Inputs_ON_Electric_2023_04_03 | 2033 |  |  | Hydrogen |  | Capacity-Interconnection | FOM | 0 |  |  | H2 Pipeline - Repurposed | ON | PJ |  | 0.60057 | 0
LCP_Inputs_ON_Electric_2023_04_03 | 2033 |  |  | Methane |  | Capacity-Interconnection | FOM | 0 |  |  | CH4 Pipeline | ON | QC |  | 0.60057 | 0
LCP_Inputs_ON_Electric_2023_04_03 | 2033 |  |  | Electricity |  | Capacity-Interconnection | FOM | 3950625 |  |  | Electricity Transmission Line | ON | QC |  | 0.60057 | 2372642.999
LCP_Inputs_ON_Electric_2023_04_03 | 2033 |  |  | Hydrogen |  | Capacity-Interconnection | FOM | 0 |  |  | H2 Pipeline - New | ON | QC |  | 0.60057 | 0
LCP_Inputs_ON_Electric_2023_04_03 | 2033 |  |  | Hydrogen |  | Capacity-Interconnection | FOM | 0 |  |  | H2 Pipeline - Repurposed | ON | QC |  | 0.60057 | 0
LCP_Inputs_ON_Electric_2023_04_03 | 2033 |  |  | Methane |  | Capacity-Interconnection | FOM | 0 |  |  | CH4 Pipeline | ON | WC |  | 0.60057 | 0
LCP_Inputs_ON_Electric_2023_04_03 | 2033 |  |  | Electricity |  | Capacity-Interconnection | FOM | 11287500 |  |  | Electricity Transmission Line | ON | WC |  | 0.60057 | 6778979.9972
LCP_Inputs_ON_Electric_2023_04_03 | 2033 |  |  | Hydrogen |  | Capacity-Interconnection | FOM | 0 |  |  | H2 Pipeline - New | ON | WC |  | 0.60057 | 0
LCP_Inputs_ON_Electric_2023_04_03 | 2033 |  |  | Hydrogen |  | Capacity-Interconnection | FOM | 0 |  |  | H2 Pipeline - Repurposed | ON | WC |  | 0.60057 | 0
LCP_Inputs_ON_Electric_2023_04_03 | 2033 |  |  | Methane |  | Capacity-Intraconnection | FOM | 0 |  |  | CH4 Pipeline | PJ | PJ |  | 0.60057 | 0
LCP_Inputs_ON_Electric_2023_04_03 | 2033 |  |  | Electricity |  | Capacity-Intraconnection | FOM | 0 |  |  | Electricity Transmission Line | PJ | PJ |  | 0.60057 | 0
LCP_Inputs_ON_Electric_2023_04_03 | 2033 |  |  | Hydrogen |  | Capacity-Intraconnection | FOM | 0 |  |  | H2 Pipeline - New | PJ | PJ |  | 0.60057 | 0
LCP_Inputs_ON_Electric_2023_04_03 | 2033 |  |  | Hydrogen |  | Capacity-Intraconnection | FOM | 0 |  |  | H2 Pipeline - Repurposed | PJ | PJ |  | 0.60057 | 0
LCP_Inputs_ON_Electric_2023_04_03 | 2033 |  |  | Electricity |  | Capacity-Interconnection | FOM | 11748309.9928 |  |  | Electricity Transmission Line | QC | NY |  | 0.60057 | 7055730.5375
LCP_Inputs_ON_Electric_2023_04_03 | 2033 |  |  | Methane |  | Capacity-Intraconnection | FOM | 0 |  |  | CH4 Pipeline | QC | QC |  | 0.60057 | 0
LCP_Inputs_ON_Electric_2023_04_03 | 2033 |  |  | Electricity |  | Capacity-Intraconnection | FOM | 0 |  |  | Electricity Transmission Line | QC | QC |  | 0.60057 | 0
LCP_Inputs_ON_Electric_2023_04_03 | 2033 |  |  | Hydrogen |  | Capacity-Intraconnection | FOM | 0 |  |  | H2 Pipeline - New | QC | QC |  | 0.60057 | 0
LCP_Inputs_ON_Electric_2023_04_03 | 2033 |  |  | Hydrogen |  | Capacity-Intraconnection | FOM | 0 |  |  | H2 Pipeline - Repurposed | QC | QC |  | 0.60057 | 0
LCP_Inputs_ON_Electric_2023_04_03 | 2033 |  |  | Electricity |  | Capacity-Interconnection | FOM | 683014.7334 |  |  | Electricity Transmission Line | WC | MI |  | 0.60057 | 410200.9493
LCP_Inputs_ON_Electric_2023_04_03 | 2033 |  |  | Methane |  | Capacity-Intraconnection | FOM | 0 |  |  | CH4 Pipeline | WC | WC |  | 0.60057 | 0
LCP_Inputs_ON_Electric_2023_04_03 | 2033 |  |  | Electricity |  | Capacity-Intraconnection | FOM | 0 |  |  | Electricity Transmission Line | WC | WC |  | 0.60057 | 0
LCP_Inputs_ON_Electric_2023_04_03 | 2033 |  |  | Hydrogen |  | Capacity-Intraconnection | FOM | 0 |  |  | H2 Pipeline - New | WC | WC |  | 0.60057 | 0
LCP_Inputs_ON_Electric_2023_04_03 | 2033 |  |  | Hydrogen |  | Capacity-Intraconnection | FOM | 0 |  |  | H2 Pipeline - Repurposed | WC | WC |  | 0.60057 | 0
LCP_Inputs_ON_Electric_2023_04_03 | 2034 |  |  | Methane |  | Capacity-Intraconnection | FOM | 0 |  |  | CH4 Pipeline | MI | MI |  | 0.57748 | 0
LCP_Inputs_ON_Electric_2023_04_03 | 2034 |  |  | Electricity |  | Capacity-Intraconnection | FOM | 0 |  |  | Electricity Transmission Line | MI | MI |  | 0.57748 | 0
LCP_Inputs_ON_Electric_2023_04_03 | 2034 |  |  | Hydrogen |  | Capacity-Intraconnection | FOM | 0 |  |  | H2 Pipeline - New | MI | MI |  | 0.57748 | 0
LCP_Inputs_ON_Electric_2023_04_03 | 2034 |  |  | Hydrogen |  | Capacity-Intraconnection | FOM | 0 |  |  | H2 Pipeline - Repurposed | MI | MI |  | 0.57748 | 0
LCP_Inputs_ON_Electric_2023_04_03 | 2034 |  |  | Methane |  | Capacity-Intraconnection | FOM | 0 |  |  | CH4 Pipeline | NY | NY |  | 0.57748 | 0
LCP_Inputs_ON_Electric_2023_04_03 | 2034 |  |  | Electricity |  | Capacity-Intraconnection | FOM | 0 |  |  | Electricity Transmission Line | NY | NY |  | 0.57748 | 0
LCP_Inputs_ON_Electric_2023_04_03 | 2034 |  |  | Hydrogen |  | Capacity-Intraconnection | FOM | 0 |  |  | H2 Pipeline - New | NY | NY |  | 0.57748 | 0
LCP_Inputs_ON_Electric_2023_04_03 | 2034 |  |  | Hydrogen |  | Capacity-Intraconnection | FOM | 0 |  |  | H2 Pipeline - Repurposed | NY | NY |  | 0.57748 | 0
LCP_Inputs_ON_Electric_2023_04_03 | 2034 |  |  | Methane |  | Capacity-Interconnection | FOM | 0 |  |  | CH4 Pipeline | ON | MI |  | 0.57748 | 0
LCP_Inputs_ON_Electric_2023_04_03 | 2034 |  |  | Electricity |  | Capacity-Interconnection | FOM | 2821875 |  |  | Electricity Transmission Line | ON | MI |  | 0.57748 | 1629562.4993
LCP_Inputs_ON_Electric_2023_04_03 | 2034 |  |  | Hydrogen |  | Capacity-Interconnection | FOM | 0 |  |  | H2 Pipeline - New | ON | MI |  | 0.57748 | 0
LCP_Inputs_ON_Electric_2023_04_03 | 2034 |  |  | Hydrogen |  | Capacity-Interconnection | FOM | 0 |  |  | H2 Pipeline - Repurposed | ON | MI |  | 0.57748 | 0
LCP_Inputs_ON_Electric_2023_04_03 | 2034 |  |  | Methane |  | Capacity-Interconnection | FOM | 0 |  |  | CH4 Pipeline | ON | NY |  | 0.57748 | 0
LCP_Inputs_ON_Electric_2023_04_03 | 2034 |  |  | Electricity |  | Capacity-Interconnection | FOM | 2821875 |  |  | Electricity Transmission Line | ON | NY |  | 0.57748 | 1629562.4993
LCP_Inputs_ON_Electric_2023_04_03 | 2034 |  |  | Hydrogen |  | Capacity-Interconnection | FOM | 0 |  |  | H2 Pipeline - New | ON | NY |  | 0.57748 | 0
LCP_Inputs_ON_Electric_2023_04_03 | 2034 |  |  | Hydrogen |  | Capacity-Interconnection | FOM | 0 |  |  | H2 Pipeline - Repurposed | ON | NY |  | 0.57748 | 0
LCP_Inputs_ON_Electric_2023_04_03 | 2034 |  |  | Methane |  | Capacity-Intraconnection | FOM | 0 |  |  | CH4 Pipeline | ON | ON |  | 0.57748 | 0
LCP_Inputs_ON_Electric_2023_04_03 | 2034 |  |  | Electricity |  | Capacity-Intraconnection | FOM | 0 |  |  | Electricity Transmission Line | ON | ON |  | 0.57748 | 0
LCP_Inputs_ON_Electric_2023_04_03 | 2034 |  |  | Hydrogen |  | Capacity-Intraconnection | FOM | 0 |  |  | H2 Pipeline - New | ON | ON |  | 0.57748 | 0
LCP_Inputs_ON_Electric_2023_04_03 | 2034 |  |  | Hydrogen |  | Capacity-Intraconnection | FOM | 0 |  |  | H2 Pipeline - Repurposed | ON | ON |  | 0.57748 | 0
LCP_Inputs_ON_Electric_2023_04_03 | 2034 |  |  | Methane |  | Capacity-Interconnection | FOM | 0 |  |  | CH4 Pipeline | ON | PJ |  | 0.57748 | 0
LCP_Inputs_ON_Electric_2023_04_03 | 2034 |  |  | Electricity |  | Capacity-Interconnection | FOM | 0 |  |  | Electricity Transmission Line | ON | PJ |  | 0.57748 | 0
LCP_Inputs_ON_Electric_2023_04_03 | 2034 |  |  | Hydrogen |  | Capacity-Interconnection | FOM | 0 |  |  | H2 Pipeline - New | ON | PJ |  | 0.57748 | 0
LCP_Inputs_ON_Electric_2023_04_03 | 2034 |  |  | Hydrogen |  | Capacity-Interconnection | FOM | 0 |  |  | H2 Pipeline - Repurposed | ON | PJ |  | 0.57748 | 0
LCP_Inputs_ON_Electric_2023_04_03 | 2034 |  |  | Methane |  | Capacity-Interconnection | FOM | 0 |  |  | CH4 Pipeline | ON | QC |  | 0.57748 | 0
LCP_Inputs_ON_Electric_2023_04_03 | 2034 |  |  | Electricity |  | Capacity-Interconnection | FOM | 3950625 |  |  | Electricity Transmission Line | ON | QC |  | 0.57748 | 2281387.4991
LCP_Inputs_ON_Electric_2023_04_03 | 2034 |  |  | Hydrogen |  | Capacity-Interconnection | FOM | 0 |  |  | H2 Pipeline - New | ON | QC |  | 0.57748 | 0
LCP_Inputs_ON_Electric_2023_04_03 | 2034 |  |  | Hydrogen |  | Capacity-Interconnection | FOM | 0 |  |  | H2 Pipeline - Repurposed | ON | QC |  | 0.57748 | 0
LCP_Inputs_ON_Electric_2023_04_03 | 2034 |  |  | Methane |  | Capacity-Interconnection | FOM | 0 |  |  | CH4 Pipeline | ON | WC |  | 0.57748 | 0
LCP_Inputs_ON_Electric_2023_04_03 | 2034 |  |  | Electricity |  | Capacity-Interconnection | FOM | 11287500 |  |  | Electricity Transmission Line | ON | WC |  | 0.57748 | 6518249.9974
LCP_Inputs_ON_Electric_2023_04_03 | 2034 |  |  | Hydrogen |  | Capacity-Interconnection | FOM | 0 |  |  | H2 Pipeline - New | ON | WC |  | 0.57748 | 0
LCP_Inputs_ON_Electric_2023_04_03 | 2034 |  |  | Hydrogen |  | Capacity-Interconnection | FOM | 0 |  |  | H2 Pipeline - Repurposed | ON | WC |  | 0.57748 | 0
LCP_Inputs_ON_Electric_2023_04_03 | 2034 |  |  | Methane |  | Capacity-Intraconnection | FOM | 0 |  |  | CH4 Pipeline | PJ | PJ |  | 0.57748 | 0
LCP_Inputs_ON_Electric_2023_04_03 | 2034 |  |  | Electricity |  | Capacity-Intraconnection | FOM | 0 |  |  | Electricity Transmission Line | PJ | PJ |  | 0.57748 | 0
LCP_Inputs_ON_Electric_2023_04_03 | 2034 |  |  | Hydrogen |  | Capacity-Intraconnection | FOM | 0 |  |  | H2 Pipeline - New | PJ | PJ |  | 0.57748 | 0
LCP_Inputs_ON_Electric_2023_04_03 | 2034 |  |  | Hydrogen |  | Capacity-Intraconnection | FOM | 0 |  |  | H2 Pipeline - Repurposed | PJ | PJ |  | 0.57748 | 0
LCP_Inputs_ON_Electric_2023_04_03 | 2034 |  |  | Electricity |  | Capacity-Interconnection | FOM | 11748309.9928 |  |  | Electricity Transmission Line | QC | NY |  | 0.57748 | 6784356.2861
LCP_Inputs_ON_Electric_2023_04_03 | 2034 |  |  | Methane |  | Capacity-Intraconnection | FOM | 0 |  |  | CH4 Pipeline | QC | QC |  | 0.57748 | 0
LCP_Inputs_ON_Electric_2023_04_03 | 2034 |  |  | Electricity |  | Capacity-Intraconnection | FOM | 0 |  |  | Electricity Transmission Line | QC | QC |  | 0.57748 | 0
LCP_Inputs_ON_Electric_2023_04_03 | 2034 |  |  | Hydrogen |  | Capacity-Intraconnection | FOM | 0 |  |  | H2 Pipeline - New | QC | QC |  | 0.57748 | 0
LCP_Inputs_ON_Electric_2023_04_03 | 2034 |  |  | Hydrogen |  | Capacity-Intraconnection | FOM | 0 |  |  | H2 Pipeline - Repurposed | QC | QC |  | 0.57748 | 0
LCP_Inputs_ON_Electric_2023_04_03 | 2034 |  |  | Electricity |  | Capacity-Interconnection | FOM | 683014.7334 |  |  | Electricity Transmission Line | WC | MI |  | 0.57748 | 394423.9897
LCP_Inputs_ON_Electric_2023_04_03 | 2034 |  |  | Methane |  | Capacity-Intraconnection | FOM | 0 |  |  | CH4 Pipeline | WC | WC |  | 0.57748 | 0
LCP_Inputs_ON_Electric_2023_04_03 | 2034 |  |  | Electricity |  | Capacity-Intraconnection | FOM | 0 |  |  | Electricity Transmission Line | WC | WC |  | 0.57748 | 0
LCP_Inputs_ON_Electric_2023_04_03 | 2034 |  |  | Hydrogen |  | Capacity-Intraconnection | FOM | 0 |  |  | H2 Pipeline - New | WC | WC |  | 0.57748 | 0
LCP_Inputs_ON_Electric_2023_04_03 | 2034 |  |  | Hydrogen |  | Capacity-Intraconnection | FOM | 0 |  |  | H2 Pipeline - Repurposed | WC | WC |  | 0.57748 | 0
LCP_Inputs_ON_Electric_2023_04_03 | 2035 |  |  | Methane |  | Capacity-Intraconnection | FOM | 0 |  |  | CH4 Pipeline | MI | MI |  | 0.55526 | 0
LCP_Inputs_ON_Electric_2023_04_03 | 2035 |  |  | Electricity |  | Capacity-Intraconnection | FOM | 0 |  |  | Electricity Transmission Line | MI | MI |  | 0.55526 | 0
LCP_Inputs_ON_Electric_2023_04_03 | 2035 |  |  | Hydrogen |  | Capacity-Intraconnection | FOM | 0 |  |  | H2 Pipeline - New | MI | MI |  | 0.55526 | 0
LCP_Inputs_ON_Electric_2023_04_03 | 2035 |  |  | Hydrogen |  | Capacity-Intraconnection | FOM | 0 |  |  | H2 Pipeline - Repurposed | MI | MI |  | 0.55526 | 0
LCP_Inputs_ON_Electric_2023_04_03 | 2035 |  |  | Methane |  | Capacity-Intraconnection | FOM | 0 |  |  | CH4 Pipeline | NY | NY |  | 0.55526 | 0
LCP_Inputs_ON_Electric_2023_04_03 | 2035 |  |  | Electricity |  | Capacity-Intraconnection | FOM | 0 |  |  | Electricity Transmission Line | NY | NY |  | 0.55526 | 0
LCP_Inputs_ON_Electric_2023_04_03 | 2035 |  |  | Hydrogen |  | Capacity-Intraconnection | FOM | 0 |  |  | H2 Pipeline - New | NY | NY |  | 0.55526 | 0
LCP_Inputs_ON_Electric_2023_04_03 | 2035 |  |  | Hydrogen |  | Capacity-Intraconnection | FOM | 0 |  |  | H2 Pipeline - Repurposed | NY | NY |  | 0.55526 | 0
LCP_Inputs_ON_Electric_2023_04_03 | 2035 |  |  | Methane |  | Capacity-Interconnection | FOM | 0 |  |  | CH4 Pipeline | ON | MI |  | 0.55526 | 0
LCP_Inputs_ON_Electric_2023_04_03 | 2035 |  |  | Electricity |  | Capacity-Interconnection | FOM | 2821875 |  |  | Electricity Transmission Line | ON | MI |  | 0.55526 | 1566887.0186
LCP_Inputs_ON_Electric_2023_04_03 | 2035 |  |  | Hydrogen |  | Capacity-Interconnection | FOM | 0 |  |  | H2 Pipeline - New | ON | MI |  | 0.55526 | 0
LCP_Inputs_ON_Electric_2023_04_03 | 2035 |  |  | Hydrogen |  | Capacity-Interconnection | FOM | 0 |  |  | H2 Pipeline - Repurposed | ON | MI |  | 0.55526 | 0
LCP_Inputs_ON_Electric_2023_04_03 | 2035 |  |  | Methane |  | Capacity-Interconnection | FOM | 0 |  |  | CH4 Pipeline | ON | NY |  | 0.55526 | 0
LCP_Inputs_ON_Electric_2023_04_03 | 2035 |  |  | Electricity |  | Capacity-Interconnection | FOM | 2821875 |  |  | Electricity Transmission Line | ON | NY |  | 0.55526 | 1566887.0186
LCP_Inputs_ON_Electric_2023_04_03 | 2035 |  |  | Hydrogen |  | Capacity-Interconnection | FOM | 0 |  |  | H2 Pipeline - New | ON | NY |  | 0.55526 | 0
LCP_Inputs_ON_Electric_2023_04_03 | 2035 |  |  | Hydrogen |  | Capacity-Interconnection | FOM | 0 |  |  | H2 Pipeline - Repurposed | ON | NY |  | 0.55526 | 0
LCP_Inputs_ON_Electric_2023_04_03 | 2035 |  |  | Methane |  | Capacity-Intraconnection | FOM | 0 |  |  | CH4 Pipeline | ON | ON |  | 0.55526 | 0
LCP_Inputs_ON_Electric_2023_04_03 | 2035 |  |  | Electricity |  | Capacity-Intraconnection | FOM | 0 |  |  | Electricity Transmission Line | ON | ON |  | 0.55526 | 0
LCP_Inputs_ON_Electric_2023_04_03 | 2035 |  |  | Hydrogen |  | Capacity-Intraconnection | FOM | 0 |  |  | H2 Pipeline - New | ON | ON |  | 0.55526 | 0
LCP_Inputs_ON_Electric_2023_04_03 | 2035 |  |  | Hydrogen |  | Capacity-Intraconnection | FOM | 0 |  |  | H2 Pipeline - Repurposed | ON | ON |  | 0.55526 | 0
LCP_Inputs_ON_Electric_2023_04_03 | 2035 |  |  | Methane |  | Capacity-Interconnection | FOM | 0 |  |  | CH4 Pipeline | ON | PJ |  | 0.55526 | 0
LCP_Inputs_ON_Electric_2023_04_03 | 2035 |  |  | Electricity |  | Capacity-Interconnection | FOM | 0 |  |  | Electricity Transmission Line | ON | PJ |  | 0.55526 | 0
LCP_Inputs_ON_Electric_2023_04_03 | 2035 |  |  | Hydrogen |  | Capacity-Interconnection | FOM | 0 |  |  | H2 Pipeline - New | ON | PJ |  | 0.55526 | 0
LCP_Inputs_ON_Electric_2023_04_03 | 2035 |  |  | Hydrogen |  | Capacity-Interconnection | FOM | 0 |  |  | H2 Pipeline - Repurposed | ON | PJ |  | 0.55526 | 0
LCP_Inputs_ON_Electric_2023_04_03 | 2035 |  |  | Methane |  | Capacity-Interconnection | FOM | 0 |  |  | CH4 Pipeline | ON | QC |  | 0.55526 | 0
LCP_Inputs_ON_Electric_2023_04_03 | 2035 |  |  | Electricity |  | Capacity-Interconnection | FOM | 3950625 |  |  | Electricity Transmission Line | ON | QC |  | 0.55526 | 2193641.826
LCP_Inputs_ON_Electric_2023_04_03 | 2035 |  |  | Hydrogen |  | Capacity-Interconnection | FOM | 0 |  |  | H2 Pipeline - New | ON | QC |  | 0.55526 | 0
LCP_Inputs_ON_Electric_2023_04_03 | 2035 |  |  | Hydrogen |  | Capacity-Interconnection | FOM | 0 |  |  | H2 Pipeline - Repurposed | ON | QC |  | 0.55526 | 0
LCP_Inputs_ON_Electric_2023_04_03 | 2035 |  |  | Methane |  | Capacity-Interconnection | FOM | 0 |  |  | CH4 Pipeline | ON | WC |  | 0.55526 | 0
LCP_Inputs_ON_Electric_2023_04_03 | 2035 |  |  | Electricity |  | Capacity-Interconnection | FOM | 11287500 |  |  | Electricity Transmission Line | ON | WC |  | 0.55526 | 6267548.0744
LCP_Inputs_ON_Electric_2023_04_03 | 2035 |  |  | Hydrogen |  | Capacity-Interconnection | FOM | 0 |  |  | H2 Pipeline - New | ON | WC |  | 0.55526 | 0
LCP_Inputs_ON_Electric_2023_04_03 | 2035 |  |  | Hydrogen |  | Capacity-Interconnection | FOM | 0 |  |  | H2 Pipeline - Repurposed | ON | WC |  | 0.55526 | 0
LCP_Inputs_ON_Electric_2023_04_03 | 2035 |  |  | Methane |  | Capacity-Intraconnection | FOM | 0 |  |  | CH4 Pipeline | PJ | PJ |  | 0.55526 | 0
LCP_Inputs_ON_Electric_2023_04_03 | 2035 |  |  | Electricity |  | Capacity-Intraconnection | FOM | 0 |  |  | Electricity Transmission Line | PJ | PJ |  | 0.55526 | 0
LCP_Inputs_ON_Electric_2023_04_03 | 2035 |  |  | Hydrogen |  | Capacity-Intraconnection | FOM | 0 |  |  | H2 Pipeline - New | PJ | PJ |  | 0.55526 | 0
LCP_Inputs_ON_Electric_2023_04_03 | 2035 |  |  | Hydrogen |  | Capacity-Intraconnection | FOM | 0 |  |  | H2 Pipeline - Repurposed | PJ | PJ |  | 0.55526 | 0
LCP_Inputs_ON_Electric_2023_04_03 | 2035 |  |  | Electricity |  | Capacity-Interconnection | FOM | 11748309.9928 |  |  | Electricity Transmission Line | QC | NY |  | 0.55526 | 6523419.5059
LCP_Inputs_ON_Electric_2023_04_03 | 2035 |  |  | Methane |  | Capacity-Intraconnection | FOM | 0 |  |  | CH4 Pipeline | QC | QC |  | 0.55526 | 0
LCP_Inputs_ON_Electric_2023_04_03 | 2035 |  |  | Electricity |  | Capacity-Intraconnection | FOM | 0 |  |  | Electricity Transmission Line | QC | QC |  | 0.55526 | 0
LCP_Inputs_ON_Electric_2023_04_03 | 2035 |  |  | Hydrogen |  | Capacity-Intraconnection | FOM | 0 |  |  | H2 Pipeline - New | QC | QC |  | 0.55526 | 0
LCP_Inputs_ON_Electric_2023_04_03 | 2035 |  |  | Hydrogen |  | Capacity-Intraconnection | FOM | 0 |  |  | H2 Pipeline - Repurposed | QC | QC |  | 0.55526 | 0
LCP_Inputs_ON_Electric_2023_04_03 | 2035 |  |  | Electricity |  | Capacity-Interconnection | FOM | 683014.7334 |  |  | Electricity Transmission Line | WC | MI |  | 0.55526 | 379253.8363
LCP_Inputs_ON_Electric_2023_04_03 | 2035 |  |  | Methane |  | Capacity-Intraconnection | FOM | 0 |  |  | CH4 Pipeline | WC | WC |  | 0.55526 | 0
LCP_Inputs_ON_Electric_2023_04_03 | 2035 |  |  | Electricity |  | Capacity-Intraconnection | FOM | 0 |  |  | Electricity Transmission Line | WC | WC |  | 0.55526 | 0
LCP_Inputs_ON_Electric_2023_04_03 | 2035 |  |  | Hydrogen |  | Capacity-Intraconnection | FOM | 0 |  |  | H2 Pipeline - New | WC | WC |  | 0.55526 | 0
LCP_Inputs_ON_Electric_2023_04_03 | 2035 |  |  | Hydrogen |  | Capacity-Intraconnection | FOM | 0 |  |  | H2 Pipeline - Repurposed | WC | WC |  | 0.55526 | 0
LCP_Inputs_ON_Electric_2023_04_03 | 2036 |  |  | Methane |  | Capacity-Intraconnection | FOM | 0 |  |  | CH4 Pipeline | MI | MI |  | 0.53391 | 0
LCP_Inputs_ON_Electric_2023_04_03 | 2036 |  |  | Electricity |  | Capacity-Intraconnection | FOM | 0 |  |  | Electricity Transmission Line | MI | MI |  | 0.53391 | 0
LCP_Inputs_ON_Electric_2023_04_03 | 2036 |  |  | Hydrogen |  | Capacity-Intraconnection | FOM | 0 |  |  | H2 Pipeline - New | MI | MI |  | 0.53391 | 0
LCP_Inputs_ON_Electric_2023_04_03 | 2036 |  |  | Hydrogen |  | Capacity-Intraconnection | FOM | 0 |  |  | H2 Pipeline - Repurposed | MI | MI |  | 0.53391 | 0
LCP_Inputs_ON_Electric_2023_04_03 | 2036 |  |  | Methane |  | Capacity-Intraconnection | FOM | 0 |  |  | CH4 Pipeline | NY | NY |  | 0.53391 | 0
LCP_Inputs_ON_Electric_2023_04_03 | 2036 |  |  | Electricity |  | Capacity-Intraconnection | FOM | 0 |  |  | Electricity Transmission Line | NY | NY |  | 0.53391 | 0
LCP_Inputs_ON_Electric_2023_04_03 | 2036 |  |  | Hydrogen |  | Capacity-Intraconnection | FOM | 0 |  |  | H2 Pipeline - New | NY | NY |  | 0.53391 | 0
LCP_Inputs_ON_Electric_2023_04_03 | 2036 |  |  | Hydrogen |  | Capacity-Intraconnection | FOM | 0 |  |  | H2 Pipeline - Repurposed | NY | NY |  | 0.53391 | 0
LCP_Inputs_ON_Electric_2023_04_03 | 2036 |  |  | Methane |  | Capacity-Interconnection | FOM | 0 |  |  | CH4 Pipeline | ON | MI |  | 0.53391 | 0
LCP_Inputs_ON_Electric_2023_04_03 | 2036 |  |  | Electricity |  | Capacity-Interconnection | FOM | 2821875 |  |  | Electricity Transmission Line | ON | MI |  | 0.53391 | 1506622.1333
LCP_Inputs_ON_Electric_2023_04_03 | 2036 |  |  | Hydrogen |  | Capacity-Interconnection | FOM | 0 |  |  | H2 Pipeline - New | ON | MI |  | 0.53391 | 0
LCP_Inputs_ON_Electric_2023_04_03 | 2036 |  |  | Hydrogen |  | Capacity-Interconnection | FOM | 0 |  |  | H2 Pipeline - Repurposed | ON | MI |  | 0.53391 | 0
LCP_Inputs_ON_Electric_2023_04_03 | 2036 |  |  | Methane |  | Capacity-Interconnection | FOM | 0 |  |  | CH4 Pipeline | ON | NY |  | 0.53391 | 0
LCP_Inputs_ON_Electric_2023_04_03 | 2036 |  |  | Electricity |  | Capacity-Interconnection | FOM | 2821875 |  |  | Electricity Transmission Line | ON | NY |  | 0.53391 | 1506622.1333
LCP_Inputs_ON_Electric_2023_04_03 | 2036 |  |  | Hydrogen |  | Capacity-Interconnection | FOM | 0 |  |  | H2 Pipeline - New | ON | NY |  | 0.53391 | 0
LCP_Inputs_ON_Electric_2023_04_03 | 2036 |  |  | Hydrogen |  | Capacity-Interconnection | FOM | 0 |  |  | H2 Pipeline - Repurposed | ON | NY |  | 0.53391 | 0
LCP_Inputs_ON_Electric_2023_04_03 | 2036 |  |  | Methane |  | Capacity-Intraconnection | FOM | 0 |  |  | CH4 Pipeline | ON | ON |  | 0.53391 | 0
LCP_Inputs_ON_Electric_2023_04_03 | 2036 |  |  | Electricity |  | Capacity-Intraconnection | FOM | 0 |  |  | Electricity Transmission Line | ON | ON |  | 0.53391 | 0
LCP_Inputs_ON_Electric_2023_04_03 | 2036 |  |  | Hydrogen |  | Capacity-Intraconnection | FOM | 0 |  |  | H2 Pipeline - New | ON | ON |  | 0.53391 | 0
LCP_Inputs_ON_Electric_2023_04_03 | 2036 |  |  | Hydrogen |  | Capacity-Intraconnection | FOM | 0 |  |  | H2 Pipeline - Repurposed | ON | ON |  | 0.53391 | 0
LCP_Inputs_ON_Electric_2023_04_03 | 2036 |  |  | Methane |  | Capacity-Interconnection | FOM | 0 |  |  | CH4 Pipeline | ON | PJ |  | 0.53391 | 0
LCP_Inputs_ON_Electric_2023_04_03 | 2036 |  |  | Electricity |  | Capacity-Interconnection | FOM | 0 |  |  | Electricity Transmission Line | ON | PJ |  | 0.53391 | 0
LCP_Inputs_ON_Electric_2023_04_03 | 2036 |  |  | Hydrogen |  | Capacity-Interconnection | FOM | 0 |  |  | H2 Pipeline - New | ON | PJ |  | 0.53391 | 0
LCP_Inputs_ON_Electric_2023_04_03 | 2036 |  |  | Hydrogen |  | Capacity-Interconnection | FOM | 0 |  |  | H2 Pipeline - Repurposed | ON | PJ |  | 0.53391 | 0
LCP_Inputs_ON_Electric_2023_04_03 | 2036 |  |  | Methane |  | Capacity-Interconnection | FOM | 0 |  |  | CH4 Pipeline | ON | QC |  | 0.53391 | 0
LCP_Inputs_ON_Electric_2023_04_03 | 2036 |  |  | Electricity |  | Capacity-Interconnection | FOM | 3950625 |  |  | Electricity Transmission Line | ON | QC |  | 0.53391 | 2109270.9866
LCP_Inputs_ON_Electric_2023_04_03 | 2036 |  |  | Hydrogen |  | Capacity-Interconnection | FOM | 0 |  |  | H2 Pipeline - New | ON | QC |  | 0.53391 | 0
LCP_Inputs_ON_Electric_2023_04_03 | 2036 |  |  | Hydrogen |  | Capacity-Interconnection | FOM | 0 |  |  | H2 Pipeline - Repurposed | ON | QC |  | 0.53391 | 0
LCP_Inputs_ON_Electric_2023_04_03 | 2036 |  |  | Methane |  | Capacity-Interconnection | FOM | 0 |  |  | CH4 Pipeline | ON | WC |  | 0.53391 | 0
LCP_Inputs_ON_Electric_2023_04_03 | 2036 |  |  | Electricity |  | Capacity-Interconnection | FOM | 11287500 |  |  | Electricity Transmission Line | ON | WC |  | 0.53391 | 6026488.5331
LCP_Inputs_ON_Electric_2023_04_03 | 2036 |  |  | Hydrogen |  | Capacity-Interconnection | FOM | 0 |  |  | H2 Pipeline - New | ON | WC |  | 0.53391 | 0
LCP_Inputs_ON_Electric_2023_04_03 | 2036 |  |  | Hydrogen |  | Capacity-Interconnection | FOM | 0 |  |  | H2 Pipeline - Repurposed | ON | WC |  | 0.53391 | 0
LCP_Inputs_ON_Electric_2023_04_03 | 2036 |  |  | Methane |  | Capacity-Intraconnection | FOM | 0 |  |  | CH4 Pipeline | PJ | PJ |  | 0.53391 | 0
LCP_Inputs_ON_Electric_2023_04_03 | 2036 |  |  | Electricity |  | Capacity-Intraconnection | FOM | 0 |  |  | Electricity Transmission Line | PJ | PJ |  | 0.53391 | 0
LCP_Inputs_ON_Electric_2023_04_03 | 2036 |  |  | Hydrogen |  | Capacity-Intraconnection | FOM | 0 |  |  | H2 Pipeline - New | PJ | PJ |  | 0.53391 | 0
LCP_Inputs_ON_Electric_2023_04_03 | 2036 |  |  | Hydrogen |  | Capacity-Intraconnection | FOM | 0 |  |  | H2 Pipeline - Repurposed | PJ | PJ |  | 0.53391 | 0
LCP_Inputs_ON_Electric_2023_04_03 | 2036 |  |  | Electricity |  | Capacity-Interconnection | FOM | 11748309.9928 |  |  | Electricity Transmission Line | QC | NY |  | 0.53391 | 6272518.7556
LCP_Inputs_ON_Electric_2023_04_03 | 2036 |  |  | Methane |  | Capacity-Intraconnection | FOM | 0 |  |  | CH4 Pipeline | QC | QC |  | 0.53391 | 0
LCP_Inputs_ON_Electric_2023_04_03 | 2036 |  |  | Electricity |  | Capacity-Intraconnection | FOM | 0 |  |  | Electricity Transmission Line | QC | QC |  | 0.53391 | 0
LCP_Inputs_ON_Electric_2023_04_03 | 2036 |  |  | Hydrogen |  | Capacity-Intraconnection | FOM | 0 |  |  | H2 Pipeline - New | QC | QC |  | 0.53391 | 0
LCP_Inputs_ON_Electric_2023_04_03 | 2036 |  |  | Hydrogen |  | Capacity-Intraconnection | FOM | 0 |  |  | H2 Pipeline - Repurposed | QC | QC |  | 0.53391 | 0
LCP_Inputs_ON_Electric_2023_04_03 | 2036 |  |  | Electricity |  | Capacity-Interconnection | FOM | 683014.7334 |  |  | Electricity Transmission Line | WC | MI |  | 0.53391 | 364667.1503
LCP_Inputs_ON_Electric_2023_04_03 | 2036 |  |  | Methane |  | Capacity-Intraconnection | FOM | 0 |  |  | CH4 Pipeline | WC | WC |  | 0.53391 | 0
LCP_Inputs_ON_Electric_2023_04_03 | 2036 |  |  | Electricity |  | Capacity-Intraconnection | FOM | 0 |  |  | Electricity Transmission Line | WC | WC |  | 0.53391 | 0
LCP_Inputs_ON_Electric_2023_04_03 | 2036 |  |  | Hydrogen |  | Capacity-Intraconnection | FOM | 0 |  |  | H2 Pipeline - New | WC | WC |  | 0.53391 | 0
LCP_Inputs_ON_Electric_2023_04_03 | 2036 |  |  | Hydrogen |  | Capacity-Intraconnection | FOM | 0 |  |  | H2 Pipeline - Repurposed | WC | WC |  | 0.53391 | 0
LCP_Inputs_ON_Electric_2023_04_03 | 2037 |  |  | Methane |  | Capacity-Intraconnection | FOM | 0 |  |  | CH4 Pipeline | MI | MI |  | 0.51337 | 0
LCP_Inputs_ON_Electric_2023_04_03 | 2037 |  |  | Electricity |  | Capacity-Intraconnection | FOM | 0 |  |  | Electricity Transmission Line | MI | MI |  | 0.51337 | 0
LCP_Inputs_ON_Electric_2023_04_03 | 2037 |  |  | Hydrogen |  | Capacity-Intraconnection | FOM | 0 |  |  | H2 Pipeline - New | MI | MI |  | 0.51337 | 0
LCP_Inputs_ON_Electric_2023_04_03 | 2037 |  |  | Hydrogen |  | Capacity-Intraconnection | FOM | 0 |  |  | H2 Pipeline - Repurposed | MI | MI |  | 0.51337 | 0
LCP_Inputs_ON_Electric_2023_04_03 | 2037 |  |  | Methane |  | Capacity-Intraconnection | FOM | 0 |  |  | CH4 Pipeline | NY | NY |  | 0.51337 | 0
LCP_Inputs_ON_Electric_2023_04_03 | 2037 |  |  | Electricity |  | Capacity-Intraconnection | FOM | 0 |  |  | Electricity Transmission Line | NY | NY |  | 0.51337 | 0
LCP_Inputs_ON_Electric_2023_04_03 | 2037 |  |  | Hydrogen |  | Capacity-Intraconnection | FOM | 0 |  |  | H2 Pipeline - New | NY | NY |  | 0.51337 | 0
LCP_Inputs_ON_Electric_2023_04_03 | 2037 |  |  | Hydrogen |  | Capacity-Intraconnection | FOM | 0 |  |  | H2 Pipeline - Repurposed | NY | NY |  | 0.51337 | 0
LCP_Inputs_ON_Electric_2023_04_03 | 2037 |  |  | Methane |  | Capacity-Interconnection | FOM | 0 |  |  | CH4 Pipeline | ON | MI |  | 0.51337 | 0
LCP_Inputs_ON_Electric_2023_04_03 | 2037 |  |  | Electricity |  | Capacity-Interconnection | FOM | 2821875 |  |  | Electricity Transmission Line | ON | MI |  | 0.51337 | 1448675.1281
LCP_Inputs_ON_Electric_2023_04_03 | 2037 |  |  | Hydrogen |  | Capacity-Interconnection | FOM | 0 |  |  | H2 Pipeline - New | ON | MI |  | 0.51337 | 0
LCP_Inputs_ON_Electric_2023_04_03 | 2037 |  |  | Hydrogen |  | Capacity-Interconnection | FOM | 0 |  |  | H2 Pipeline - Repurposed | ON | MI |  | 0.51337 | 0
LCP_Inputs_ON_Electric_2023_04_03 | 2037 |  |  | Methane |  | Capacity-Interconnection | FOM | 0 |  |  | CH4 Pipeline | ON | NY |  | 0.51337 | 0
LCP_Inputs_ON_Electric_2023_04_03 | 2037 |  |  | Electricity |  | Capacity-Interconnection | FOM | 2821875 |  |  | Electricity Transmission Line | ON | NY |  | 0.51337 | 1448675.1281
LCP_Inputs_ON_Electric_2023_04_03 | 2037 |  |  | Hydrogen |  | Capacity-Interconnection | FOM | 0 |  |  | H2 Pipeline - New | ON | NY |  | 0.51337 | 0
LCP_Inputs_ON_Electric_2023_04_03 | 2037 |  |  | Hydrogen |  | Capacity-Interconnection | FOM | 0 |  |  | H2 Pipeline - Repurposed | ON | NY |  | 0.51337 | 0
LCP_Inputs_ON_Electric_2023_04_03 | 2037 |  |  | Methane |  | Capacity-Intraconnection | FOM | 0 |  |  | CH4 Pipeline | ON | ON |  | 0.51337 | 0
LCP_Inputs_ON_Electric_2023_04_03 | 2037 |  |  | Electricity |  | Capacity-Intraconnection | FOM | 0 |  |  | Electricity Transmission Line | ON | ON |  | 0.51337 | 0
LCP_Inputs_ON_Electric_2023_04_03 | 2037 |  |  | Hydrogen |  | Capacity-Intraconnection | FOM | 0 |  |  | H2 Pipeline - New | ON | ON |  | 0.51337 | 0
LCP_Inputs_ON_Electric_2023_04_03 | 2037 |  |  | Hydrogen |  | Capacity-Intraconnection | FOM | 0 |  |  | H2 Pipeline - Repurposed | ON | ON |  | 0.51337 | 0
LCP_Inputs_ON_Electric_2023_04_03 | 2037 |  |  | Methane |  | Capacity-Interconnection | FOM | 0 |  |  | CH4 Pipeline | ON | PJ |  | 0.51337 | 0
LCP_Inputs_ON_Electric_2023_04_03 | 2037 |  |  | Electricity |  | Capacity-Interconnection | FOM | 0 |  |  | Electricity Transmission Line | ON | PJ |  | 0.51337 | 0
LCP_Inputs_ON_Electric_2023_04_03 | 2037 |  |  | Hydrogen |  | Capacity-Interconnection | FOM | 0 |  |  | H2 Pipeline - New | ON | PJ |  | 0.51337 | 0
LCP_Inputs_ON_Electric_2023_04_03 | 2037 |  |  | Hydrogen |  | Capacity-Interconnection | FOM | 0 |  |  | H2 Pipeline - Repurposed | ON | PJ |  | 0.51337 | 0
LCP_Inputs_ON_Electric_2023_04_03 | 2037 |  |  | Methane |  | Capacity-Interconnection | FOM | 0 |  |  | CH4 Pipeline | ON | QC |  | 0.51337 | 0
LCP_Inputs_ON_Electric_2023_04_03 | 2037 |  |  | Electricity |  | Capacity-Interconnection | FOM | 3950625 |  |  | Electricity Transmission Line | ON | QC |  | 0.51337 | 2028145.1794
LCP_Inputs_ON_Electric_2023_04_03 | 2037 |  |  | Hydrogen |  | Capacity-Interconnection | FOM | 0 |  |  | H2 Pipeline - New | ON | QC |  | 0.51337 | 0
LCP_Inputs_ON_Electric_2023_04_03 | 2037 |  |  | Hydrogen |  | Capacity-Interconnection | FOM | 0 |  |  | H2 Pipeline - Repurposed | ON | QC |  | 0.51337 | 0
LCP_Inputs_ON_Electric_2023_04_03 | 2037 |  |  | Methane |  | Capacity-Interconnection | FOM | 0 |  |  | CH4 Pipeline | ON | WC |  | 0.51337 | 0
LCP_Inputs_ON_Electric_2023_04_03 | 2037 |  |  | Electricity |  | Capacity-Interconnection | FOM | 11287500 |  |  | Electricity Transmission Line | ON | WC |  | 0.51337 | 5794700.5126
LCP_Inputs_ON_Electric_2023_04_03 | 2037 |  |  | Hydrogen |  | Capacity-Interconnection | FOM | 0 |  |  | H2 Pipeline - New | ON | WC |  | 0.51337 | 0
LCP_Inputs_ON_Electric_2023_04_03 | 2037 |  |  | Hydrogen |  | Capacity-Interconnection | FOM | 0 |  |  | H2 Pipeline - Repurposed | ON | WC |  | 0.51337 | 0
LCP_Inputs_ON_Electric_2023_04_03 | 2037 |  |  | Methane |  | Capacity-Intraconnection | FOM | 0 |  |  | CH4 Pipeline | PJ | PJ |  | 0.51337 | 0
LCP_Inputs_ON_Electric_2023_04_03 | 2037 |  |  | Electricity |  | Capacity-Intraconnection | FOM | 0 |  |  | Electricity Transmission Line | PJ | PJ |  | 0.51337 | 0
LCP_Inputs_ON_Electric_2023_04_03 | 2037 |  |  | Hydrogen |  | Capacity-Intraconnection | FOM | 0 |  |  | H2 Pipeline - New | PJ | PJ |  | 0.51337 | 0
LCP_Inputs_ON_Electric_2023_04_03 | 2037 |  |  | Hydrogen |  | Capacity-Intraconnection | FOM | 0 |  |  | H2 Pipeline - Repurposed | PJ | PJ |  | 0.51337 | 0
LCP_Inputs_ON_Electric_2023_04_03 | 2037 |  |  | Electricity |  | Capacity-Interconnection | FOM | 11748309.9928 |  |  | Electricity Transmission Line | QC | NY |  | 0.51337 | 6031268.0343
LCP_Inputs_ON_Electric_2023_04_03 | 2037 |  |  | Methane |  | Capacity-Intraconnection | FOM | 0 |  |  | CH4 Pipeline | QC | QC |  | 0.51337 | 0
LCP_Inputs_ON_Electric_2023_04_03 | 2037 |  |  | Electricity |  | Capacity-Intraconnection | FOM | 0 |  |  | Electricity Transmission Line | QC | QC |  | 0.51337 | 0
LCP_Inputs_ON_Electric_2023_04_03 | 2037 |  |  | Hydrogen |  | Capacity-Intraconnection | FOM | 0 |  |  | H2 Pipeline - New | QC | QC |  | 0.51337 | 0
LCP_Inputs_ON_Electric_2023_04_03 | 2037 |  |  | Hydrogen |  | Capacity-Intraconnection | FOM | 0 |  |  | H2 Pipeline - Repurposed | QC | QC |  | 0.51337 | 0
LCP_Inputs_ON_Electric_2023_04_03 | 2037 |  |  | Electricity |  | Capacity-Interconnection | FOM | 683014.7334 |  |  | Electricity Transmission Line | WC | MI |  | 0.51337 | 350641.4907
LCP_Inputs_ON_Electric_2023_04_03 | 2037 |  |  | Methane |  | Capacity-Intraconnection | FOM | 0 |  |  | CH4 Pipeline | WC | WC |  | 0.51337 | 0
LCP_Inputs_ON_Electric_2023_04_03 | 2037 |  |  | Electricity |  | Capacity-Intraconnection | FOM | 0 |  |  | Electricity Transmission Line | WC | WC |  | 0.51337 | 0
LCP_Inputs_ON_Electric_2023_04_03 | 2037 |  |  | Hydrogen |  | Capacity-Intraconnection | FOM | 0 |  |  | H2 Pipeline - New | WC | WC |  | 0.51337 | 0
LCP_Inputs_ON_Electric_2023_04_03 | 2037 |  |  | Hydrogen |  | Capacity-Intraconnection | FOM | 0 |  |  | H2 Pipeline - Repurposed | WC | WC |  | 0.51337 | 0
LCP_Inputs_ON_Electric_2023_04_03 | 2038 |  |  | Methane |  | Capacity-Intraconnection | FOM | 0 |  |  | CH4 Pipeline | MI | MI |  | 0.49363 | 0
LCP_Inputs_ON_Electric_2023_04_03 | 2038 |  |  | Electricity |  | Capacity-Intraconnection | FOM | 0 |  |  | Electricity Transmission Line | MI | MI |  | 0.49363 | 0
LCP_Inputs_ON_Electric_2023_04_03 | 2038 |  |  | Hydrogen |  | Capacity-Intraconnection | FOM | 0 |  |  | H2 Pipeline - New | MI | MI |  | 0.49363 | 0
LCP_Inputs_ON_Electric_2023_04_03 | 2038 |  |  | Hydrogen |  | Capacity-Intraconnection | FOM | 0 |  |  | H2 Pipeline - Repurposed | MI | MI |  | 0.49363 | 0
LCP_Inputs_ON_Electric_2023_04_03 | 2038 |  |  | Methane |  | Capacity-Intraconnection | FOM | 0 |  |  | CH4 Pipeline | NY | NY |  | 0.49363 | 0
LCP_Inputs_ON_Electric_2023_04_03 | 2038 |  |  | Electricity |  | Capacity-Intraconnection | FOM | 0 |  |  | Electricity Transmission Line | NY | NY |  | 0.49363 | 0
LCP_Inputs_ON_Electric_2023_04_03 | 2038 |  |  | Hydrogen |  | Capacity-Intraconnection | FOM | 0 |  |  | H2 Pipeline - New | NY | NY |  | 0.49363 | 0
LCP_Inputs_ON_Electric_2023_04_03 | 2038 |  |  | Hydrogen |  | Capacity-Intraconnection | FOM | 0 |  |  | H2 Pipeline - Repurposed | NY | NY |  | 0.49363 | 0
LCP_Inputs_ON_Electric_2023_04_03 | 2038 |  |  | Methane |  | Capacity-Interconnection | FOM | 0 |  |  | CH4 Pipeline | ON | MI |  | 0.49363 | 0
LCP_Inputs_ON_Electric_2023_04_03 | 2038 |  |  | Electricity |  | Capacity-Interconnection | FOM | 2821875 |  |  | Electricity Transmission Line | ON | MI |  | 0.49363 | 1392956.854
LCP_Inputs_ON_Electric_2023_04_03 | 2038 |  |  | Hydrogen |  | Capacity-Interconnection | FOM | 0 |  |  | H2 Pipeline - New | ON | MI |  | 0.49363 | 0
LCP_Inputs_ON_Electric_2023_04_03 | 2038 |  |  | Hydrogen |  | Capacity-Interconnection | FOM | 0 |  |  | H2 Pipeline - Repurposed | ON | MI |  | 0.49363 | 0
LCP_Inputs_ON_Electric_2023_04_03 | 2038 |  |  | Methane |  | Capacity-Interconnection | FOM | 0 |  |  | CH4 Pipeline | ON | NY |  | 0.49363 | 0
LCP_Inputs_ON_Electric_2023_04_03 | 2038 |  |  | Electricity |  | Capacity-Interconnection | FOM | 2821875 |  |  | Electricity Transmission Line | ON | NY |  | 0.49363 | 1392956.854
LCP_Inputs_ON_Electric_2023_04_03 | 2038 |  |  | Hydrogen |  | Capacity-Interconnection | FOM | 0 |  |  | H2 Pipeline - New | ON | NY |  | 0.49363 | 0
LCP_Inputs_ON_Electric_2023_04_03 | 2038 |  |  | Hydrogen |  | Capacity-Interconnection | FOM | 0 |  |  | H2 Pipeline - Repurposed | ON | NY |  | 0.49363 | 0
LCP_Inputs_ON_Electric_2023_04_03 | 2038 |  |  | Methane |  | Capacity-Intraconnection | FOM | 0 |  |  | CH4 Pipeline | ON | ON |  | 0.49363 | 0
LCP_Inputs_ON_Electric_2023_04_03 | 2038 |  |  | Electricity |  | Capacity-Intraconnection | FOM | 0 |  |  | Electricity Transmission Line | ON | ON |  | 0.49363 | 0
LCP_Inputs_ON_Electric_2023_04_03 | 2038 |  |  | Hydrogen |  | Capacity-Intraconnection | FOM | 0 |  |  | H2 Pipeline - New | ON | ON |  | 0.49363 | 0
LCP_Inputs_ON_Electric_2023_04_03 | 2038 |  |  | Hydrogen |  | Capacity-Intraconnection | FOM | 0 |  |  | H2 Pipeline - Repurposed | ON | ON |  | 0.49363 | 0
LCP_Inputs_ON_Electric_2023_04_03 | 2038 |  |  | Methane |  | Capacity-Interconnection | FOM | 0 |  |  | CH4 Pipeline | ON | PJ |  | 0.49363 | 0
LCP_Inputs_ON_Electric_2023_04_03 | 2038 |  |  | Electricity |  | Capacity-Interconnection | FOM | 0 |  |  | Electricity Transmission Line | ON | PJ |  | 0.49363 | 0
LCP_Inputs_ON_Electric_2023_04_03 | 2038 |  |  | Hydrogen |  | Capacity-Interconnection | FOM | 0 |  |  | H2 Pipeline - New | ON | PJ |  | 0.49363 | 0
LCP_Inputs_ON_Electric_2023_04_03 | 2038 |  |  | Hydrogen |  | Capacity-Interconnection | FOM | 0 |  |  | H2 Pipeline - Repurposed | ON | PJ |  | 0.49363 | 0
LCP_Inputs_ON_Electric_2023_04_03 | 2038 |  |  | Methane |  | Capacity-Interconnection | FOM | 0 |  |  | CH4 Pipeline | ON | QC |  | 0.49363 | 0
LCP_Inputs_ON_Electric_2023_04_03 | 2038 |  |  | Electricity |  | Capacity-Interconnection | FOM | 3950625 |  |  | Electricity Transmission Line | ON | QC |  | 0.49363 | 1950139.5956
LCP_Inputs_ON_Electric_2023_04_03 | 2038 |  |  | Hydrogen |  | Capacity-Interconnection | FOM | 0 |  |  | H2 Pipeline - New | ON | QC |  | 0.49363 | 0
LCP_Inputs_ON_Electric_2023_04_03 | 2038 |  |  | Hydrogen |  | Capacity-Interconnection | FOM | 0 |  |  | H2 Pipeline - Repurposed | ON | QC |  | 0.49363 | 0
LCP_Inputs_ON_Electric_2023_04_03 | 2038 |  |  | Methane |  | Capacity-Interconnection | FOM | 0 |  |  | CH4 Pipeline | ON | WC |  | 0.49363 | 0
LCP_Inputs_ON_Electric_2023_04_03 | 2038 |  |  | Electricity |  | Capacity-Interconnection | FOM | 11287500 |  |  | Electricity Transmission Line | ON | WC |  | 0.49363 | 5571827.4159
LCP_Inputs_ON_Electric_2023_04_03 | 2038 |  |  | Hydrogen |  | Capacity-Interconnection | FOM | 0 |  |  | H2 Pipeline - New | ON | WC |  | 0.49363 | 0
LCP_Inputs_ON_Electric_2023_04_03 | 2038 |  |  | Hydrogen |  | Capacity-Interconnection | FOM | 0 |  |  | H2 Pipeline - Repurposed | ON | WC |  | 0.49363 | 0
LCP_Inputs_ON_Electric_2023_04_03 | 2038 |  |  | Methane |  | Capacity-Intraconnection | FOM | 0 |  |  | CH4 Pipeline | PJ | PJ |  | 0.49363 | 0
LCP_Inputs_ON_Electric_2023_04_03 | 2038 |  |  | Electricity |  | Capacity-Intraconnection | FOM | 0 |  |  | Electricity Transmission Line | PJ | PJ |  | 0.49363 | 0
LCP_Inputs_ON_Electric_2023_04_03 | 2038 |  |  | Hydrogen |  | Capacity-Intraconnection | FOM | 0 |  |  | H2 Pipeline - New | PJ | PJ |  | 0.49363 | 0
LCP_Inputs_ON_Electric_2023_04_03 | 2038 |  |  | Hydrogen |  | Capacity-Intraconnection | FOM | 0 |  |  | H2 Pipeline - Repurposed | PJ | PJ |  | 0.49363 | 0
LCP_Inputs_ON_Electric_2023_04_03 | 2038 |  |  | Electricity |  | Capacity-Interconnection | FOM | 11748309.9928 |  |  | Electricity Transmission Line | QC | NY |  | 0.49363 | 5799296.1868
LCP_Inputs_ON_Electric_2023_04_03 | 2038 |  |  | Methane |  | Capacity-Intraconnection | FOM | 0 |  |  | CH4 Pipeline | QC | QC |  | 0.49363 | 0
LCP_Inputs_ON_Electric_2023_04_03 | 2038 |  |  | Electricity |  | Capacity-Intraconnection | FOM | 0 |  |  | Electricity Transmission Line | QC | QC |  | 0.49363 | 0
LCP_Inputs_ON_Electric_2023_04_03 | 2038 |  |  | Hydrogen |  | Capacity-Intraconnection | FOM | 0 |  |  | H2 Pipeline - New | QC | QC |  | 0.49363 | 0
LCP_Inputs_ON_Electric_2023_04_03 | 2038 |  |  | Hydrogen |  | Capacity-Intraconnection | FOM | 0 |  |  | H2 Pipeline - Repurposed | QC | QC |  | 0.49363 | 0
LCP_Inputs_ON_Electric_2023_04_03 | 2038 |  |  | Electricity |  | Capacity-Interconnection | FOM | 683014.7334 |  |  | Electricity Transmission Line | WC | MI |  | 0.49363 | 337155.2795
LCP_Inputs_ON_Electric_2023_04_03 | 2038 |  |  | Methane |  | Capacity-Intraconnection | FOM | 0 |  |  | CH4 Pipeline | WC | WC |  | 0.49363 | 0
LCP_Inputs_ON_Electric_2023_04_03 | 2038 |  |  | Electricity |  | Capacity-Intraconnection | FOM | 0 |  |  | Electricity Transmission Line | WC | WC |  | 0.49363 | 0
LCP_Inputs_ON_Electric_2023_04_03 | 2038 |  |  | Hydrogen |  | Capacity-Intraconnection | FOM | 0 |  |  | H2 Pipeline - New | WC | WC |  | 0.49363 | 0
LCP_Inputs_ON_Electric_2023_04_03 | 2038 |  |  | Hydrogen |  | Capacity-Intraconnection | FOM | 0 |  |  | H2 Pipeline - Repurposed | WC | WC |  | 0.49363 | 0
LCP_Inputs_ON_Electric_2023_04_03 | 2039 |  |  | Methane |  | Capacity-Intraconnection | FOM | 0 |  |  | CH4 Pipeline | MI | MI |  | 0.47464 | 0
LCP_Inputs_ON_Electric_2023_04_03 | 2039 |  |  | Electricity |  | Capacity-Intraconnection | FOM | 0 |  |  | Electricity Transmission Line | MI | MI |  | 0.47464 | 0
LCP_Inputs_ON_Electric_2023_04_03 | 2039 |  |  | Hydrogen |  | Capacity-Intraconnection | FOM | 0 |  |  | H2 Pipeline - New | MI | MI |  | 0.47464 | 0
LCP_Inputs_ON_Electric_2023_04_03 | 2039 |  |  | Hydrogen |  | Capacity-Intraconnection | FOM | 0 |  |  | H2 Pipeline - Repurposed | MI | MI |  | 0.47464 | 0
LCP_Inputs_ON_Electric_2023_04_03 | 2039 |  |  | Methane |  | Capacity-Intraconnection | FOM | 0 |  |  | CH4 Pipeline | NY | NY |  | 0.47464 | 0
LCP_Inputs_ON_Electric_2023_04_03 | 2039 |  |  | Electricity |  | Capacity-Intraconnection | FOM | 0 |  |  | Electricity Transmission Line | NY | NY |  | 0.47464 | 0
LCP_Inputs_ON_Electric_2023_04_03 | 2039 |  |  | Hydrogen |  | Capacity-Intraconnection | FOM | 0 |  |  | H2 Pipeline - New | NY | NY |  | 0.47464 | 0
LCP_Inputs_ON_Electric_2023_04_03 | 2039 |  |  | Hydrogen |  | Capacity-Intraconnection | FOM | 0 |  |  | H2 Pipeline - Repurposed | NY | NY |  | 0.47464 | 0
LCP_Inputs_ON_Electric_2023_04_03 | 2039 |  |  | Methane |  | Capacity-Interconnection | FOM | 0 |  |  | CH4 Pipeline | ON | MI |  | 0.47464 | 0
LCP_Inputs_ON_Electric_2023_04_03 | 2039 |  |  | Electricity |  | Capacity-Interconnection | FOM | 2821875 |  |  | Electricity Transmission Line | ON | MI |  | 0.47464 | 1339381.5904
LCP_Inputs_ON_Electric_2023_04_03 | 2039 |  |  | Hydrogen |  | Capacity-Interconnection | FOM | 0 |  |  | H2 Pipeline - New | ON | MI |  | 0.47464 | 0
LCP_Inputs_ON_Electric_2023_04_03 | 2039 |  |  | Hydrogen |  | Capacity-Interconnection | FOM | 0 |  |  | H2 Pipeline - Repurposed | ON | MI |  | 0.47464 | 0
LCP_Inputs_ON_Electric_2023_04_03 | 2039 |  |  | Methane |  | Capacity-Interconnection | FOM | 0 |  |  | CH4 Pipeline | ON | NY |  | 0.47464 | 0
LCP_Inputs_ON_Electric_2023_04_03 | 2039 |  |  | Electricity |  | Capacity-Interconnection | FOM | 2821875 |  |  | Electricity Transmission Line | ON | NY |  | 0.47464 | 1339381.5904
LCP_Inputs_ON_Electric_2023_04_03 | 2039 |  |  | Hydrogen |  | Capacity-Interconnection | FOM | 0 |  |  | H2 Pipeline - New | ON | NY |  | 0.47464 | 0
LCP_Inputs_ON_Electric_2023_04_03 | 2039 |  |  | Hydrogen |  | Capacity-Interconnection | FOM | 0 |  |  | H2 Pipeline - Repurposed | ON | NY |  | 0.47464 | 0
LCP_Inputs_ON_Electric_2023_04_03 | 2039 |  |  | Methane |  | Capacity-Intraconnection | FOM | 0 |  |  | CH4 Pipeline | ON | ON |  | 0.47464 | 0
LCP_Inputs_ON_Electric_2023_04_03 | 2039 |  |  | Electricity |  | Capacity-Intraconnection | FOM | 0 |  |  | Electricity Transmission Line | ON | ON |  | 0.47464 | 0
LCP_Inputs_ON_Electric_2023_04_03 | 2039 |  |  | Hydrogen |  | Capacity-Intraconnection | FOM | 0 |  |  | H2 Pipeline - New | ON | ON |  | 0.47464 | 0
LCP_Inputs_ON_Electric_2023_04_03 | 2039 |  |  | Hydrogen |  | Capacity-Intraconnection | FOM | 0 |  |  | H2 Pipeline - Repurposed | ON | ON |  | 0.47464 | 0
LCP_Inputs_ON_Electric_2023_04_03 | 2039 |  |  | Methane |  | Capacity-Interconnection | FOM | 0 |  |  | CH4 Pipeline | ON | PJ |  | 0.47464 | 0
LCP_Inputs_ON_Electric_2023_04_03 | 2039 |  |  | Electricity |  | Capacity-Interconnection | FOM | 0 |  |  | Electricity Transmission Line | ON | PJ |  | 0.47464 | 0
LCP_Inputs_ON_Electric_2023_04_03 | 2039 |  |  | Hydrogen |  | Capacity-Interconnection | FOM | 0 |  |  | H2 Pipeline - New | ON | PJ |  | 0.47464 | 0
LCP_Inputs_ON_Electric_2023_04_03 | 2039 |  |  | Hydrogen |  | Capacity-Interconnection | FOM | 0 |  |  | H2 Pipeline - Repurposed | ON | PJ |  | 0.47464 | 0
LCP_Inputs_ON_Electric_2023_04_03 | 2039 |  |  | Methane |  | Capacity-Interconnection | FOM | 0 |  |  | CH4 Pipeline | ON | QC |  | 0.47464 | 0
LCP_Inputs_ON_Electric_2023_04_03 | 2039 |  |  | Electricity |  | Capacity-Interconnection | FOM | 3950625 |  |  | Electricity Transmission Line | ON | QC |  | 0.47464 | 1875134.2265
LCP_Inputs_ON_Electric_2023_04_03 | 2039 |  |  | Hydrogen |  | Capacity-Interconnection | FOM | 0 |  |  | H2 Pipeline - New | ON | QC |  | 0.47464 | 0
LCP_Inputs_ON_Electric_2023_04_03 | 2039 |  |  | Hydrogen |  | Capacity-Interconnection | FOM | 0 |  |  | H2 Pipeline - Repurposed | ON | QC |  | 0.47464 | 0
LCP_Inputs_ON_Electric_2023_04_03 | 2039 |  |  | Methane |  | Capacity-Interconnection | FOM | 0 |  |  | CH4 Pipeline | ON | WC |  | 0.47464 | 0
LCP_Inputs_ON_Electric_2023_04_03 | 2039 |  |  | Electricity |  | Capacity-Interconnection | FOM | 11287500 |  |  | Electricity Transmission Line | ON | WC |  | 0.47464 | 5357526.3615
LCP_Inputs_ON_Electric_2023_04_03 | 2039 |  |  | Hydrogen |  | Capacity-Interconnection | FOM | 0 |  |  | H2 Pipeline - New | ON | WC |  | 0.47464 | 0
LCP_Inputs_ON_Electric_2023_04_03 | 2039 |  |  | Hydrogen |  | Capacity-Interconnection | FOM | 0 |  |  | H2 Pipeline - Repurposed | ON | WC |  | 0.47464 | 0
LCP_Inputs_ON_Electric_2023_04_03 | 2039 |  |  | Methane |  | Capacity-Intraconnection | FOM | 0 |  |  | CH4 Pipeline | PJ | PJ |  | 0.47464 | 0
LCP_Inputs_ON_Electric_2023_04_03 | 2039 |  |  | Electricity |  | Capacity-Intraconnection | FOM | 0 |  |  | Electricity Transmission Line | PJ | PJ |  | 0.47464 | 0
LCP_Inputs_ON_Electric_2023_04_03 | 2039 |  |  | Hydrogen |  | Capacity-Intraconnection | FOM | 0 |  |  | H2 Pipeline - New | PJ | PJ |  | 0.47464 | 0
LCP_Inputs_ON_Electric_2023_04_03 | 2039 |  |  | Hydrogen |  | Capacity-Intraconnection | FOM | 0 |  |  | H2 Pipeline - Repurposed | PJ | PJ |  | 0.47464 | 0
LCP_Inputs_ON_Electric_2023_04_03 | 2039 |  |  | Electricity |  | Capacity-Interconnection | FOM | 11748309.9928 |  |  | Electricity Transmission Line | QC | NY |  | 0.47464 | 5576246.3335
LCP_Inputs_ON_Electric_2023_04_03 | 2039 |  |  | Methane |  | Capacity-Intraconnection | FOM | 0 |  |  | CH4 Pipeline | QC | QC |  | 0.47464 | 0
LCP_Inputs_ON_Electric_2023_04_03 | 2039 |  |  | Electricity |  | Capacity-Intraconnection | FOM | 0 |  |  | Electricity Transmission Line | QC | QC |  | 0.47464 | 0
LCP_Inputs_ON_Electric_2023_04_03 | 2039 |  |  | Hydrogen |  | Capacity-Intraconnection | FOM | 0 |  |  | H2 Pipeline - New | QC | QC |  | 0.47464 | 0
LCP_Inputs_ON_Electric_2023_04_03 | 2039 |  |  | Hydrogen |  | Capacity-Intraconnection | FOM | 0 |  |  | H2 Pipeline - Repurposed | QC | QC |  | 0.47464 | 0
LCP_Inputs_ON_Electric_2023_04_03 | 2039 |  |  | Electricity |  | Capacity-Interconnection | FOM | 683014.7334 |  |  | Electricity Transmission Line | WC | MI |  | 0.47464 | 324187.7687
LCP_Inputs_ON_Electric_2023_04_03 | 2039 |  |  | Methane |  | Capacity-Intraconnection | FOM | 0 |  |  | CH4 Pipeline | WC | WC |  | 0.47464 | 0
LCP_Inputs_ON_Electric_2023_04_03 | 2039 |  |  | Electricity |  | Capacity-Intraconnection | FOM | 0 |  |  | Electricity Transmission Line | WC | WC |  | 0.47464 | 0
LCP_Inputs_ON_Electric_2023_04_03 | 2039 |  |  | Hydrogen |  | Capacity-Intraconnection | FOM | 0 |  |  | H2 Pipeline - New | WC | WC |  | 0.47464 | 0
LCP_Inputs_ON_Electric_2023_04_03 | 2039 |  |  | Hydrogen |  | Capacity-Intraconnection | FOM | 0 |  |  | H2 Pipeline - Repurposed | WC | WC |  | 0.47464 | 0
LCP_Inputs_ON_Electric_2023_04_03 | 2040 |  |  | Methane |  | Capacity-Intraconnection | CONE | 0 |  |  | CH4 Pipeline | MI | MI |  | 0.45639 | 0
LCP_Inputs_ON_Electric_2023_04_03 | 2040 |  |  | Methane |  | Capacity-Intraconnection | FOM | 0 |  |  | CH4 Pipeline | MI | MI |  | 0.45639 | 0
LCP_Inputs_ON_Electric_2023_04_03 | 2040 |  |  | Electricity |  | Capacity-Intraconnection | CONE | 0 |  |  | Electricity Transmission Line | MI | MI |  | 0.45639 | 0
LCP_Inputs_ON_Electric_2023_04_03 | 2040 |  |  | Electricity |  | Capacity-Intraconnection | FOM | 0 |  |  | Electricity Transmission Line | MI | MI |  | 0.45639 | 0
LCP_Inputs_ON_Electric_2023_04_03 | 2040 |  |  | Hydrogen |  | Capacity-Intraconnection | CONE | 0 |  |  | H2 Pipeline - New | MI | MI |  | 0.45639 | 0
LCP_Inputs_ON_Electric_2023_04_03 | 2040 |  |  | Hydrogen |  | Capacity-Intraconnection | FOM | 0 |  |  | H2 Pipeline - New | MI | MI |  | 0.45639 | 0
LCP_Inputs_ON_Electric_2023_04_03 | 2040 |  |  | Hydrogen |  | Capacity-Intraconnection | CONE | 0 |  |  | H2 Pipeline - Repurposed | MI | MI |  | 0.45639 | 0
LCP_Inputs_ON_Electric_2023_04_03 | 2040 |  |  | Hydrogen |  | Capacity-Intraconnection | FOM | 0 |  |  | H2 Pipeline - Repurposed | MI | MI |  | 0.45639 | 0
LCP_Inputs_ON_Electric_2023_04_03 | 2040 |  |  | Methane |  | Capacity-Intraconnection | CONE | 0 |  |  | CH4 Pipeline | NY | NY |  | 0.45639 | 0
LCP_Inputs_ON_Electric_2023_04_03 | 2040 |  |  | Methane |  | Capacity-Intraconnection | FOM | 0 |  |  | CH4 Pipeline | NY | NY |  | 0.45639 | 0
LCP_Inputs_ON_Electric_2023_04_03 | 2040 |  |  | Electricity |  | Capacity-Intraconnection | CONE | 0 |  |  | Electricity Transmission Line | NY | NY |  | 0.45639 | 0
LCP_Inputs_ON_Electric_2023_04_03 | 2040 |  |  | Electricity |  | Capacity-Intraconnection | FOM | 0 |  |  | Electricity Transmission Line | NY | NY |  | 0.45639 | 0
LCP_Inputs_ON_Electric_2023_04_03 | 2040 |  |  | Hydrogen |  | Capacity-Intraconnection | CONE | 0 |  |  | H2 Pipeline - New | NY | NY |  | 0.45639 | 0
LCP_Inputs_ON_Electric_2023_04_03 | 2040 |  |  | Hydrogen |  | Capacity-Intraconnection | FOM | 0 |  |  | H2 Pipeline - New | NY | NY |  | 0.45639 | 0
LCP_Inputs_ON_Electric_2023_04_03 | 2040 |  |  | Hydrogen |  | Capacity-Intraconnection | CONE | 0 |  |  | H2 Pipeline - Repurposed | NY | NY |  | 0.45639 | 0
LCP_Inputs_ON_Electric_2023_04_03 | 2040 |  |  | Hydrogen |  | Capacity-Intraconnection | FOM | 0 |  |  | H2 Pipeline - Repurposed | NY | NY |  | 0.45639 | 0
LCP_Inputs_ON_Electric_2023_04_03 | 2040 |  |  | Methane |  | Capacity-Interconnection | CONE | 0 |  |  | CH4 Pipeline | ON | MI |  | 0.45639 | 0
LCP_Inputs_ON_Electric_2023_04_03 | 2040 |  |  | Methane |  | Capacity-Interconnection | FOM | 0 |  |  | CH4 Pipeline | ON | MI |  | 0.45639 | 0
LCP_Inputs_ON_Electric_2023_04_03 | 2040 |  |  | Electricity |  | Capacity-Interconnection | CONE | 44343750 |  |  | Electricity Transmission Line | ON | MI |  | 0.45639 | 20237908.6456
LCP_Inputs_ON_Electric_2023_04_03 | 2040 |  |  | Electricity |  | Capacity-Interconnection | FOM | 5643750 |  |  | Electricity Transmission Line | ON | MI |  | 0.45639 | 2575733.8276
LCP_Inputs_ON_Electric_2023_04_03 | 2040 |  |  | Hydrogen |  | Capacity-Interconnection | CONE | 0 |  |  | H2 Pipeline - New | ON | MI |  | 0.45639 | 0
LCP_Inputs_ON_Electric_2023_04_03 | 2040 |  |  | Hydrogen |  | Capacity-Interconnection | FOM | 0 |  |  | H2 Pipeline - New | ON | MI |  | 0.45639 | 0
LCP_Inputs_ON_Electric_2023_04_03 | 2040 |  |  | Hydrogen |  | Capacity-Interconnection | CONE | 0 |  |  | H2 Pipeline - Repurposed | ON | MI |  | 0.45639 | 0
LCP_Inputs_ON_Electric_2023_04_03 | 2040 |  |  | Hydrogen |  | Capacity-Interconnection | FOM | 0 |  |  | H2 Pipeline - Repurposed | ON | MI |  | 0.45639 | 0
LCP_Inputs_ON_Electric_2023_04_03 | 2040 |  |  | Methane |  | Capacity-Interconnection | CONE | 0 |  |  | CH4 Pipeline | ON | NY |  | 0.45639 | 0
LCP_Inputs_ON_Electric_2023_04_03 | 2040 |  |  | Methane |  | Capacity-Interconnection | FOM | 0 |  |  | CH4 Pipeline | ON | NY |  | 0.45639 | 0
LCP_Inputs_ON_Electric_2023_04_03 | 2040 |  |  | Electricity |  | Capacity-Interconnection | CONE | 44343750 |  |  | Electricity Transmission Line | ON | NY |  | 0.45639 | 20237908.6456
LCP_Inputs_ON_Electric_2023_04_03 | 2040 |  |  | Electricity |  | Capacity-Interconnection | FOM | 5643750 |  |  | Electricity Transmission Line | ON | NY |  | 0.45639 | 2575733.8276
LCP_Inputs_ON_Electric_2023_04_03 | 2040 |  |  | Hydrogen |  | Capacity-Interconnection | CONE | 0 |  |  | H2 Pipeline - New | ON | NY |  | 0.45639 | 0
LCP_Inputs_ON_Electric_2023_04_03 | 2040 |  |  | Hydrogen |  | Capacity-Interconnection | FOM | 0 |  |  | H2 Pipeline - New | ON | NY |  | 0.45639 | 0
LCP_Inputs_ON_Electric_2023_04_03 | 2040 |  |  | Hydrogen |  | Capacity-Interconnection | CONE | 0 |  |  | H2 Pipeline - Repurposed | ON | NY |  | 0.45639 | 0
LCP_Inputs_ON_Electric_2023_04_03 | 2040 |  |  | Hydrogen |  | Capacity-Interconnection | FOM | 0 |  |  | H2 Pipeline - Repurposed | ON | NY |  | 0.45639 | 0
LCP_Inputs_ON_Electric_2023_04_03 | 2040 |  |  | Methane |  | Capacity-Intraconnection | CONE | 0 |  |  | CH4 Pipeline | ON | ON |  | 0.45639 | 0
LCP_Inputs_ON_Electric_2023_04_03 | 2040 |  |  | Methane |  | Capacity-Intraconnection | FOM | 0 |  |  | CH4 Pipeline | ON | ON |  | 0.45639 | 0
LCP_Inputs_ON_Electric_2023_04_03 | 2040 |  |  | Electricity |  | Capacity-Intraconnection | CONE | 919849861.2666 |  |  | Electricity Transmission Line | ON | ON |  | 0.45639 | 419807469.1472
LCP_Inputs_ON_Electric_2023_04_03 | 2040 |  |  | Electricity |  | Capacity-Intraconnection | FOM | 0 |  |  | Electricity Transmission Line | ON | ON |  | 0.45639 | 0
LCP_Inputs_ON_Electric_2023_04_03 | 2040 |  |  | Hydrogen |  | Capacity-Intraconnection | CONE | 0 |  |  | H2 Pipeline - New | ON | ON |  | 0.45639 | 0
LCP_Inputs_ON_Electric_2023_04_03 | 2040 |  |  | Hydrogen |  | Capacity-Intraconnection | FOM | 0 |  |  | H2 Pipeline - New | ON | ON |  | 0.45639 | 0
LCP_Inputs_ON_Electric_2023_04_03 | 2040 |  |  | Hydrogen |  | Capacity-Intraconnection | CONE | 23665859.9788 |  |  | H2 Pipeline - Repurposed | ON | ON |  | 0.45639 | 10800789.5649
LCP_Inputs_ON_Electric_2023_04_03 | 2040 |  |  | Hydrogen |  | Capacity-Intraconnection | FOM | 0 |  |  | H2 Pipeline - Repurposed | ON | ON |  | 0.45639 | 0
LCP_Inputs_ON_Electric_2023_04_03 | 2040 |  |  | Methane |  | Capacity-Interconnection | CONE | 0 |  |  | CH4 Pipeline | ON | PJ |  | 0.45639 | 0
LCP_Inputs_ON_Electric_2023_04_03 | 2040 |  |  | Methane |  | Capacity-Interconnection | FOM | 0 |  |  | CH4 Pipeline | ON | PJ |  | 0.45639 | 0
LCP_Inputs_ON_Electric_2023_04_03 | 2040 |  |  | Electricity |  | Capacity-Interconnection | CONE | 17737500 |  |  | Electricity Transmission Line | ON | PJ |  | 0.45639 | 8095163.4582
LCP_Inputs_ON_Electric_2023_04_03 | 2040 |  |  | Electricity |  | Capacity-Interconnection | FOM | 1128750 |  |  | Electricity Transmission Line | ON | PJ |  | 0.45639 | 515146.7655
LCP_Inputs_ON_Electric_2023_04_03 | 2040 |  |  | Hydrogen |  | Capacity-Interconnection | CONE | 0 |  |  | H2 Pipeline - New | ON | PJ |  | 0.45639 | 0
LCP_Inputs_ON_Electric_2023_04_03 | 2040 |  |  | Hydrogen |  | Capacity-Interconnection | FOM | 0 |  |  | H2 Pipeline - New | ON | PJ |  | 0.45639 | 0
LCP_Inputs_ON_Electric_2023_04_03 | 2040 |  |  | Hydrogen |  | Capacity-Interconnection | CONE | 0 |  |  | H2 Pipeline - Repurposed | ON | PJ |  | 0.45639 | 0
LCP_Inputs_ON_Electric_2023_04_03 | 2040 |  |  | Hydrogen |  | Capacity-Interconnection | FOM | 0 |  |  | H2 Pipeline - Repurposed | ON | PJ |  | 0.45639 | 0
LCP_Inputs_ON_Electric_2023_04_03 | 2040 |  |  | Methane |  | Capacity-Interconnection | CONE | 0 |  |  | CH4 Pipeline | ON | QC |  | 0.45639 | 0
LCP_Inputs_ON_Electric_2023_04_03 | 2040 |  |  | Methane |  | Capacity-Interconnection | FOM | 0 |  |  | CH4 Pipeline | ON | QC |  | 0.45639 | 0
LCP_Inputs_ON_Electric_2023_04_03 | 2040 |  |  | Electricity |  | Capacity-Interconnection | CONE | 62081250 |  |  | Electricity Transmission Line | ON | QC |  | 0.45639 | 28333072.1039
LCP_Inputs_ON_Electric_2023_04_03 | 2040 |  |  | Electricity |  | Capacity-Interconnection | FOM | 7901250 |  |  | Electricity Transmission Line | ON | QC |  | 0.45639 | 3606027.3587
LCP_Inputs_ON_Electric_2023_04_03 | 2040 |  |  | Hydrogen |  | Capacity-Interconnection | CONE | 0 |  |  | H2 Pipeline - New | ON | QC |  | 0.45639 | 0
LCP_Inputs_ON_Electric_2023_04_03 | 2040 |  |  | Hydrogen |  | Capacity-Interconnection | FOM | 0 |  |  | H2 Pipeline - New | ON | QC |  | 0.45639 | 0
LCP_Inputs_ON_Electric_2023_04_03 | 2040 |  |  | Hydrogen |  | Capacity-Interconnection | CONE | 0 |  |  | H2 Pipeline - Repurposed | ON | QC |  | 0.45639 | 0
LCP_Inputs_ON_Electric_2023_04_03 | 2040 |  |  | Hydrogen |  | Capacity-Interconnection | FOM | 0 |  |  | H2 Pipeline - Repurposed | ON | QC |  | 0.45639 | 0
LCP_Inputs_ON_Electric_2023_04_03 | 2040 |  |  | Methane |  | Capacity-Interconnection | CONE | 0 |  |  | CH4 Pipeline | ON | WC |  | 0.45639 | 0
LCP_Inputs_ON_Electric_2023_04_03 | 2040 |  |  | Methane |  | Capacity-Interconnection | FOM | 0 |  |  | CH4 Pipeline | ON | WC |  | 0.45639 | 0
LCP_Inputs_ON_Electric_2023_04_03 | 2040 |  |  | Electricity |  | Capacity-Interconnection | CONE | 177375000 |  |  | Electricity Transmission Line | ON | WC |  | 0.45639 | 80951634.5825
LCP_Inputs_ON_Electric_2023_04_03 | 2040 |  |  | Electricity |  | Capacity-Interconnection | FOM | 22575000 |  |  | Electricity Transmission Line | ON | WC |  | 0.45639 | 10302935.3105
LCP_Inputs_ON_Electric_2023_04_03 | 2040 |  |  | Hydrogen |  | Capacity-Interconnection | CONE | 0 |  |  | H2 Pipeline - New | ON | WC |  | 0.45639 | 0
LCP_Inputs_ON_Electric_2023_04_03 | 2040 |  |  | Hydrogen |  | Capacity-Interconnection | FOM | 0 |  |  | H2 Pipeline - New | ON | WC |  | 0.45639 | 0
LCP_Inputs_ON_Electric_2023_04_03 | 2040 |  |  | Hydrogen |  | Capacity-Interconnection | CONE | 421851655.1306 |  |  | H2 Pipeline - Repurposed | ON | WC |  | 0.45639 | 192527588.635
LCP_Inputs_ON_Electric_2023_04_03 | 2040 |  |  | Hydrogen |  | Capacity-Interconnection | FOM | 149139474.0361 |  |  | H2 Pipeline - Repurposed | ON | WC |  | 0.45639 | 68065309.1134
LCP_Inputs_ON_Electric_2023_04_03 | 2040 |  |  | Methane |  | Capacity-Intraconnection | CONE | 0 |  |  | CH4 Pipeline | PJ | PJ |  | 0.45639 | 0
LCP_Inputs_ON_Electric_2023_04_03 | 2040 |  |  | Methane |  | Capacity-Intraconnection | FOM | 0 |  |  | CH4 Pipeline | PJ | PJ |  | 0.45639 | 0
LCP_Inputs_ON_Electric_2023_04_03 | 2040 |  |  | Electricity |  | Capacity-Intraconnection | CONE | 0 |  |  | Electricity Transmission Line | PJ | PJ |  | 0.45639 | 0
LCP_Inputs_ON_Electric_2023_04_03 | 2040 |  |  | Electricity |  | Capacity-Intraconnection | FOM | 0 |  |  | Electricity Transmission Line | PJ | PJ |  | 0.45639 | 0
LCP_Inputs_ON_Electric_2023_04_03 | 2040 |  |  | Hydrogen |  | Capacity-Intraconnection | CONE | 0 |  |  | H2 Pipeline - New | PJ | PJ |  | 0.45639 | 0
LCP_Inputs_ON_Electric_2023_04_03 | 2040 |  |  | Hydrogen |  | Capacity-Intraconnection | FOM | 0 |  |  | H2 Pipeline - New | PJ | PJ |  | 0.45639 | 0
LCP_Inputs_ON_Electric_2023_04_03 | 2040 |  |  | Hydrogen |  | Capacity-Intraconnection | CONE | 0 |  |  | H2 Pipeline - Repurposed | PJ | PJ |  | 0.45639 | 0
LCP_Inputs_ON_Electric_2023_04_03 | 2040 |  |  | Hydrogen |  | Capacity-Intraconnection | FOM | 0 |  |  | H2 Pipeline - Repurposed | PJ | PJ |  | 0.45639 | 0
LCP_Inputs_ON_Electric_2023_04_03 | 2040 |  |  | Electricity |  | Capacity-Interconnection | CONE | 100970721.7233 |  |  | Electricity Transmission Line | QC | NY |  | 0.45639 | 46081719.343
LCP_Inputs_ON_Electric_2023_04_03 | 2040 |  |  | Electricity |  | Capacity-Interconnection | FOM | 18173719.557 |  |  | Electricity Transmission Line | QC | NY |  | 0.45639 | 8294248.3697
LCP_Inputs_ON_Electric_2023_04_03 | 2040 |  |  | Methane |  | Capacity-Intraconnection | CONE | 0 |  |  | CH4 Pipeline | QC | QC |  | 0.45639 | 0
LCP_Inputs_ON_Electric_2023_04_03 | 2040 |  |  | Methane |  | Capacity-Intraconnection | FOM | 0 |  |  | CH4 Pipeline | QC | QC |  | 0.45639 | 0
LCP_Inputs_ON_Electric_2023_04_03 | 2040 |  |  | Electricity |  | Capacity-Intraconnection | CONE | 0 |  |  | Electricity Transmission Line | QC | QC |  | 0.45639 | 0
LCP_Inputs_ON_Electric_2023_04_03 | 2040 |  |  | Electricity |  | Capacity-Intraconnection | FOM | 0 |  |  | Electricity Transmission Line | QC | QC |  | 0.45639 | 0
LCP_Inputs_ON_Electric_2023_04_03 | 2040 |  |  | Hydrogen |  | Capacity-Intraconnection | CONE | 0 |  |  | H2 Pipeline - New | QC | QC |  | 0.45639 | 0
LCP_Inputs_ON_Electric_2023_04_03 | 2040 |  |  | Hydrogen |  | Capacity-Intraconnection | FOM | 0 |  |  | H2 Pipeline - New | QC | QC |  | 0.45639 | 0
LCP_Inputs_ON_Electric_2023_04_03 | 2040 |  |  | Hydrogen |  | Capacity-Intraconnection | CONE | 0 |  |  | H2 Pipeline - Repurposed | QC | QC |  | 0.45639 | 0
LCP_Inputs_ON_Electric_2023_04_03 | 2040 |  |  | Hydrogen |  | Capacity-Intraconnection | FOM | 0 |  |  | H2 Pipeline - Repurposed | QC | QC |  | 0.45639 | 0
LCP_Inputs_ON_Electric_2023_04_03 | 2040 |  |  | Electricity |  | Capacity-Interconnection | CONE | 42728978.0695 |  |  | Electricity Transmission Line | WC | MI |  | 0.45639 | 19500947.8154
LCP_Inputs_ON_Electric_2023_04_03 | 2040 |  |  | Electricity |  | Capacity-Interconnection | FOM | 3402131.5196 |  |  | Electricity Transmission Line | WC | MI |  | 0.45639 | 1552688.4148
LCP_Inputs_ON_Electric_2023_04_03 | 2040 |  |  | Methane |  | Capacity-Intraconnection | CONE | 0 |  |  | CH4 Pipeline | WC | WC |  | 0.45639 | 0
LCP_Inputs_ON_Electric_2023_04_03 | 2040 |  |  | Methane |  | Capacity-Intraconnection | FOM | 0 |  |  | CH4 Pipeline | WC | WC |  | 0.45639 | 0
LCP_Inputs_ON_Electric_2023_04_03 | 2040 |  |  | Electricity |  | Capacity-Intraconnection | CONE | 0 |  |  | Electricity Transmission Line | WC | WC |  | 0.45639 | 0
LCP_Inputs_ON_Electric_2023_04_03 | 2040 |  |  | Electricity |  | Capacity-Intraconnection | FOM | 0 |  |  | Electricity Transmission Line | WC | WC |  | 0.45639 | 0
LCP_Inputs_ON_Electric_2023_04_03 | 2040 |  |  | Hydrogen |  | Capacity-Intraconnection | CONE | 0 |  |  | H2 Pipeline - New | WC | WC |  | 0.45639 | 0
LCP_Inputs_ON_Electric_2023_04_03 | 2040 |  |  | Hydrogen |  | Capacity-Intraconnection | FOM | 0 |  |  | H2 Pipeline - New | WC | WC |  | 0.45639 | 0
LCP_Inputs_ON_Electric_2023_04_03 | 2040 |  |  | Hydrogen |  | Capacity-Intraconnection | CONE | 0 |  |  | H2 Pipeline - Repurposed | WC | WC |  | 0.45639 | 0
LCP_Inputs_ON_Electric_2023_04_03 | 2040 |  |  | Hydrogen |  | Capacity-Intraconnection | FOM | 0 |  |  | H2 Pipeline - Repurposed | WC | WC |  | 0.45639 | 0
LCP_Inputs_ON_Electric_2023_04_03 | 2041 |  |  | Methane |  | Capacity-Intraconnection | FOM | 0 |  |  | CH4 Pipeline | MI | MI |  | 0.43883 | 0
LCP_Inputs_ON_Electric_2023_04_03 | 2041 |  |  | Electricity |  | Capacity-Intraconnection | FOM | 0 |  |  | Electricity Transmission Line | MI | MI |  | 0.43883 | 0
LCP_Inputs_ON_Electric_2023_04_03 | 2041 |  |  | Hydrogen |  | Capacity-Intraconnection | FOM | 0 |  |  | H2 Pipeline - New | MI | MI |  | 0.43883 | 0
LCP_Inputs_ON_Electric_2023_04_03 | 2041 |  |  | Hydrogen |  | Capacity-Intraconnection | FOM | 0 |  |  | H2 Pipeline - Repurposed | MI | MI |  | 0.43883 | 0
LCP_Inputs_ON_Electric_2023_04_03 | 2041 |  |  | Methane |  | Capacity-Intraconnection | FOM | 0 |  |  | CH4 Pipeline | NY | NY |  | 0.43883 | 0
LCP_Inputs_ON_Electric_2023_04_03 | 2041 |  |  | Electricity |  | Capacity-Intraconnection | FOM | 0 |  |  | Electricity Transmission Line | NY | NY |  | 0.43883 | 0
LCP_Inputs_ON_Electric_2023_04_03 | 2041 |  |  | Hydrogen |  | Capacity-Intraconnection | FOM | 0 |  |  | H2 Pipeline - New | NY | NY |  | 0.43883 | 0
LCP_Inputs_ON_Electric_2023_04_03 | 2041 |  |  | Hydrogen |  | Capacity-Intraconnection | FOM | 0 |  |  | H2 Pipeline - Repurposed | NY | NY |  | 0.43883 | 0
LCP_Inputs_ON_Electric_2023_04_03 | 2041 |  |  | Methane |  | Capacity-Interconnection | FOM | 0 |  |  | CH4 Pipeline | ON | MI |  | 0.43883 | 0
LCP_Inputs_ON_Electric_2023_04_03 | 2041 |  |  | Electricity |  | Capacity-Interconnection | FOM | 5643750 |  |  | Electricity Transmission Line | ON | MI |  | 0.43883 | 2476667.1419
LCP_Inputs_ON_Electric_2023_04_03 | 2041 |  |  | Hydrogen |  | Capacity-Interconnection | FOM | 0 |  |  | H2 Pipeline - New | ON | MI |  | 0.43883 | 0
LCP_Inputs_ON_Electric_2023_04_03 | 2041 |  |  | Hydrogen |  | Capacity-Interconnection | FOM | 0 |  |  | H2 Pipeline - Repurposed | ON | MI |  | 0.43883 | 0
LCP_Inputs_ON_Electric_2023_04_03 | 2041 |  |  | Methane |  | Capacity-Interconnection | FOM | 0 |  |  | CH4 Pipeline | ON | NY |  | 0.43883 | 0
LCP_Inputs_ON_Electric_2023_04_03 | 2041 |  |  | Electricity |  | Capacity-Interconnection | FOM | 5643750 |  |  | Electricity Transmission Line | ON | NY |  | 0.43883 | 2476667.1419
LCP_Inputs_ON_Electric_2023_04_03 | 2041 |  |  | Hydrogen |  | Capacity-Interconnection | FOM | 0 |  |  | H2 Pipeline - New | ON | NY |  | 0.43883 | 0
LCP_Inputs_ON_Electric_2023_04_03 | 2041 |  |  | Hydrogen |  | Capacity-Interconnection | FOM | 0 |  |  | H2 Pipeline - Repurposed | ON | NY |  | 0.43883 | 0
LCP_Inputs_ON_Electric_2023_04_03 | 2041 |  |  | Methane |  | Capacity-Intraconnection | FOM | 0 |  |  | CH4 Pipeline | ON | ON |  | 0.43883 | 0
LCP_Inputs_ON_Electric_2023_04_03 | 2041 |  |  | Electricity |  | Capacity-Intraconnection | FOM | 0 |  |  | Electricity Transmission Line | ON | ON |  | 0.43883 | 0
LCP_Inputs_ON_Electric_2023_04_03 | 2041 |  |  | Hydrogen |  | Capacity-Intraconnection | FOM | 0 |  |  | H2 Pipeline - New | ON | ON |  | 0.43883 | 0
LCP_Inputs_ON_Electric_2023_04_03 | 2041 |  |  | Hydrogen |  | Capacity-Intraconnection | FOM | 0 |  |  | H2 Pipeline - Repurposed | ON | ON |  | 0.43883 | 0
LCP_Inputs_ON_Electric_2023_04_03 | 2041 |  |  | Methane |  | Capacity-Interconnection | FOM | 0 |  |  | CH4 Pipeline | ON | PJ |  | 0.43883 | 0
LCP_Inputs_ON_Electric_2023_04_03 | 2041 |  |  | Electricity |  | Capacity-Interconnection | FOM | 1128750 |  |  | Electricity Transmission Line | ON | PJ |  | 0.43883 | 495333.4284
LCP_Inputs_ON_Electric_2023_04_03 | 2041 |  |  | Hydrogen |  | Capacity-Interconnection | FOM | 0 |  |  | H2 Pipeline - New | ON | PJ |  | 0.43883 | 0
LCP_Inputs_ON_Electric_2023_04_03 | 2041 |  |  | Hydrogen |  | Capacity-Interconnection | FOM | 0 |  |  | H2 Pipeline - Repurposed | ON | PJ |  | 0.43883 | 0
LCP_Inputs_ON_Electric_2023_04_03 | 2041 |  |  | Methane |  | Capacity-Interconnection | FOM | 0 |  |  | CH4 Pipeline | ON | QC |  | 0.43883 | 0
LCP_Inputs_ON_Electric_2023_04_03 | 2041 |  |  | Electricity |  | Capacity-Interconnection | FOM | 7901250 |  |  | Electricity Transmission Line | ON | QC |  | 0.43883 | 3467333.9987
LCP_Inputs_ON_Electric_2023_04_03 | 2041 |  |  | Hydrogen |  | Capacity-Interconnection | FOM | 0 |  |  | H2 Pipeline - New | ON | QC |  | 0.43883 | 0
LCP_Inputs_ON_Electric_2023_04_03 | 2041 |  |  | Hydrogen |  | Capacity-Interconnection | FOM | 0 |  |  | H2 Pipeline - Repurposed | ON | QC |  | 0.43883 | 0
LCP_Inputs_ON_Electric_2023_04_03 | 2041 |  |  | Methane |  | Capacity-Interconnection | FOM | 0 |  |  | CH4 Pipeline | ON | WC |  | 0.43883 | 0
LCP_Inputs_ON_Electric_2023_04_03 | 2041 |  |  | Electricity |  | Capacity-Interconnection | FOM | 22575000 |  |  | Electricity Transmission Line | ON | WC |  | 0.43883 | 9906668.5678
LCP_Inputs_ON_Electric_2023_04_03 | 2041 |  |  | Hydrogen |  | Capacity-Interconnection | FOM | 0 |  |  | H2 Pipeline - New | ON | WC |  | 0.43883 | 0
LCP_Inputs_ON_Electric_2023_04_03 | 2041 |  |  | Hydrogen |  | Capacity-Interconnection | FOM | 149139474.0361 |  |  | H2 Pipeline - Repurposed | ON | WC |  | 0.43883 | 65447412.609
LCP_Inputs_ON_Electric_2023_04_03 | 2041 |  |  | Methane |  | Capacity-Intraconnection | FOM | 0 |  |  | CH4 Pipeline | PJ | PJ |  | 0.43883 | 0
LCP_Inputs_ON_Electric_2023_04_03 | 2041 |  |  | Electricity |  | Capacity-Intraconnection | FOM | 0 |  |  | Electricity Transmission Line | PJ | PJ |  | 0.43883 | 0
LCP_Inputs_ON_Electric_2023_04_03 | 2041 |  |  | Hydrogen |  | Capacity-Intraconnection | FOM | 0 |  |  | H2 Pipeline - New | PJ | PJ |  | 0.43883 | 0
LCP_Inputs_ON_Electric_2023_04_03 | 2041 |  |  | Hydrogen |  | Capacity-Intraconnection | FOM | 0 |  |  | H2 Pipeline - Repurposed | PJ | PJ |  | 0.43883 | 0
LCP_Inputs_ON_Electric_2023_04_03 | 2041 |  |  | Electricity |  | Capacity-Interconnection | FOM | 18173719.557 |  |  | Electricity Transmission Line | QC | NY |  | 0.43883 | 7975238.817
LCP_Inputs_ON_Electric_2023_04_03 | 2041 |  |  | Methane |  | Capacity-Intraconnection | FOM | 0 |  |  | CH4 Pipeline | QC | QC |  | 0.43883 | 0
LCP_Inputs_ON_Electric_2023_04_03 | 2041 |  |  | Electricity |  | Capacity-Intraconnection | FOM | 0 |  |  | Electricity Transmission Line | QC | QC |  | 0.43883 | 0
LCP_Inputs_ON_Electric_2023_04_03 | 2041 |  |  | Hydrogen |  | Capacity-Intraconnection | FOM | 0 |  |  | H2 Pipeline - New | QC | QC |  | 0.43883 | 0
LCP_Inputs_ON_Electric_2023_04_03 | 2041 |  |  | Hydrogen |  | Capacity-Intraconnection | FOM | 0 |  |  | H2 Pipeline - Repurposed | QC | QC |  | 0.43883 | 0
LCP_Inputs_ON_Electric_2023_04_03 | 2041 |  |  | Electricity |  | Capacity-Interconnection | FOM | 3402131.5196 |  |  | Electricity Transmission Line | WC | MI |  | 0.43883 | 1492969.6296
LCP_Inputs_ON_Electric_2023_04_03 | 2041 |  |  | Methane |  | Capacity-Intraconnection | FOM | 0 |  |  | CH4 Pipeline | WC | WC |  | 0.43883 | 0
LCP_Inputs_ON_Electric_2023_04_03 | 2041 |  |  | Electricity |  | Capacity-Intraconnection | FOM | 0 |  |  | Electricity Transmission Line | WC | WC |  | 0.43883 | 0
LCP_Inputs_ON_Electric_2023_04_03 | 2041 |  |  | Hydrogen |  | Capacity-Intraconnection | FOM | 0 |  |  | H2 Pipeline - New | WC | WC |  | 0.43883 | 0
LCP_Inputs_ON_Electric_2023_04_03 | 2041 |  |  | Hydrogen |  | Capacity-Intraconnection | FOM | 0 |  |  | H2 Pipeline - Repurposed | WC | WC |  | 0.43883 | 0
LCP_Inputs_ON_Electric_2023_04_03 | 2042 |  |  | Methane |  | Capacity-Intraconnection | FOM | 0 |  |  | CH4 Pipeline | MI | MI |  | 0.42196 | 0
LCP_Inputs_ON_Electric_2023_04_03 | 2042 |  |  | Electricity |  | Capacity-Intraconnection | FOM | 0 |  |  | Electricity Transmission Line | MI | MI |  | 0.42196 | 0
LCP_Inputs_ON_Electric_2023_04_03 | 2042 |  |  | Hydrogen |  | Capacity-Intraconnection | FOM | 0 |  |  | H2 Pipeline - New | MI | MI |  | 0.42196 | 0
LCP_Inputs_ON_Electric_2023_04_03 | 2042 |  |  | Hydrogen |  | Capacity-Intraconnection | FOM | 0 |  |  | H2 Pipeline - Repurposed | MI | MI |  | 0.42196 | 0
LCP_Inputs_ON_Electric_2023_04_03 | 2042 |  |  | Methane |  | Capacity-Intraconnection | FOM | 0 |  |  | CH4 Pipeline | NY | NY |  | 0.42196 | 0
LCP_Inputs_ON_Electric_2023_04_03 | 2042 |  |  | Electricity |  | Capacity-Intraconnection | FOM | 0 |  |  | Electricity Transmission Line | NY | NY |  | 0.42196 | 0
LCP_Inputs_ON_Electric_2023_04_03 | 2042 |  |  | Hydrogen |  | Capacity-Intraconnection | FOM | 0 |  |  | H2 Pipeline - New | NY | NY |  | 0.42196 | 0
LCP_Inputs_ON_Electric_2023_04_03 | 2042 |  |  | Hydrogen |  | Capacity-Intraconnection | FOM | 0 |  |  | H2 Pipeline - Repurposed | NY | NY |  | 0.42196 | 0
LCP_Inputs_ON_Electric_2023_04_03 | 2042 |  |  | Methane |  | Capacity-Interconnection | FOM | 0 |  |  | CH4 Pipeline | ON | MI |  | 0.42196 | 0
LCP_Inputs_ON_Electric_2023_04_03 | 2042 |  |  | Electricity |  | Capacity-Interconnection | FOM | 5643750 |  |  | Electricity Transmission Line | ON | MI |  | 0.42196 | 2381410.7134
LCP_Inputs_ON_Electric_2023_04_03 | 2042 |  |  | Hydrogen |  | Capacity-Interconnection | FOM | 0 |  |  | H2 Pipeline - New | ON | MI |  | 0.42196 | 0
LCP_Inputs_ON_Electric_2023_04_03 | 2042 |  |  | Hydrogen |  | Capacity-Interconnection | FOM | 0 |  |  | H2 Pipeline - Repurposed | ON | MI |  | 0.42196 | 0
LCP_Inputs_ON_Electric_2023_04_03 | 2042 |  |  | Methane |  | Capacity-Interconnection | FOM | 0 |  |  | CH4 Pipeline | ON | NY |  | 0.42196 | 0
LCP_Inputs_ON_Electric_2023_04_03 | 2042 |  |  | Electricity |  | Capacity-Interconnection | FOM | 5643750 |  |  | Electricity Transmission Line | ON | NY |  | 0.42196 | 2381410.7134
LCP_Inputs_ON_Electric_2023_04_03 | 2042 |  |  | Hydrogen |  | Capacity-Interconnection | FOM | 0 |  |  | H2 Pipeline - New | ON | NY |  | 0.42196 | 0
LCP_Inputs_ON_Electric_2023_04_03 | 2042 |  |  | Hydrogen |  | Capacity-Interconnection | FOM | 0 |  |  | H2 Pipeline - Repurposed | ON | NY |  | 0.42196 | 0
LCP_Inputs_ON_Electric_2023_04_03 | 2042 |  |  | Methane |  | Capacity-Intraconnection | FOM | 0 |  |  | CH4 Pipeline | ON | ON |  | 0.42196 | 0
LCP_Inputs_ON_Electric_2023_04_03 | 2042 |  |  | Electricity |  | Capacity-Intraconnection | FOM | 0 |  |  | Electricity Transmission Line | ON | ON |  | 0.42196 | 0
LCP_Inputs_ON_Electric_2023_04_03 | 2042 |  |  | Hydrogen |  | Capacity-Intraconnection | FOM | 0 |  |  | H2 Pipeline - New | ON | ON |  | 0.42196 | 0
LCP_Inputs_ON_Electric_2023_04_03 | 2042 |  |  | Hydrogen |  | Capacity-Intraconnection | FOM | 0 |  |  | H2 Pipeline - Repurposed | ON | ON |  | 0.42196 | 0
LCP_Inputs_ON_Electric_2023_04_03 | 2042 |  |  | Methane |  | Capacity-Interconnection | FOM | 0 |  |  | CH4 Pipeline | ON | PJ |  | 0.42196 | 0
LCP_Inputs_ON_Electric_2023_04_03 | 2042 |  |  | Electricity |  | Capacity-Interconnection | FOM | 1128750 |  |  | Electricity Transmission Line | ON | PJ |  | 0.42196 | 476282.1427
LCP_Inputs_ON_Electric_2023_04_03 | 2042 |  |  | Hydrogen |  | Capacity-Interconnection | FOM | 0 |  |  | H2 Pipeline - New | ON | PJ |  | 0.42196 | 0
LCP_Inputs_ON_Electric_2023_04_03 | 2042 |  |  | Hydrogen |  | Capacity-Interconnection | FOM | 0 |  |  | H2 Pipeline - Repurposed | ON | PJ |  | 0.42196 | 0
LCP_Inputs_ON_Electric_2023_04_03 | 2042 |  |  | Methane |  | Capacity-Interconnection | FOM | 0 |  |  | CH4 Pipeline | ON | QC |  | 0.42196 | 0
LCP_Inputs_ON_Electric_2023_04_03 | 2042 |  |  | Electricity |  | Capacity-Interconnection | FOM | 7901250 |  |  | Electricity Transmission Line | ON | QC |  | 0.42196 | 3333974.9988
LCP_Inputs_ON_Electric_2023_04_03 | 2042 |  |  | Hydrogen |  | Capacity-Interconnection | FOM | 0 |  |  | H2 Pipeline - New | ON | QC |  | 0.42196 | 0
LCP_Inputs_ON_Electric_2023_04_03 | 2042 |  |  | Hydrogen |  | Capacity-Interconnection | FOM | 0 |  |  | H2 Pipeline - Repurposed | ON | QC |  | 0.42196 | 0
LCP_Inputs_ON_Electric_2023_04_03 | 2042 |  |  | Methane |  | Capacity-Interconnection | FOM | 0 |  |  | CH4 Pipeline | ON | WC |  | 0.42196 | 0
LCP_Inputs_ON_Electric_2023_04_03 | 2042 |  |  | Electricity |  | Capacity-Interconnection | FOM | 22575000 |  |  | Electricity Transmission Line | ON | WC |  | 0.42196 | 9525642.8536
LCP_Inputs_ON_Electric_2023_04_03 | 2042 |  |  | Hydrogen |  | Capacity-Interconnection | FOM | 0 |  |  | H2 Pipeline - New | ON | WC |  | 0.42196 | 0
LCP_Inputs_ON_Electric_2023_04_03 | 2042 |  |  | Hydrogen |  | Capacity-Interconnection | FOM | 149139474.0361 |  |  | H2 Pipeline - Repurposed | ON | WC |  | 0.42196 | 62930204.4318
LCP_Inputs_ON_Electric_2023_04_03 | 2042 |  |  | Methane |  | Capacity-Intraconnection | FOM | 0 |  |  | CH4 Pipeline | PJ | PJ |  | 0.42196 | 0
LCP_Inputs_ON_Electric_2023_04_03 | 2042 |  |  | Electricity |  | Capacity-Intraconnection | FOM | 0 |  |  | Electricity Transmission Line | PJ | PJ |  | 0.42196 | 0
LCP_Inputs_ON_Electric_2023_04_03 | 2042 |  |  | Hydrogen |  | Capacity-Intraconnection | FOM | 0 |  |  | H2 Pipeline - New | PJ | PJ |  | 0.42196 | 0
LCP_Inputs_ON_Electric_2023_04_03 | 2042 |  |  | Hydrogen |  | Capacity-Intraconnection | FOM | 0 |  |  | H2 Pipeline - Repurposed | PJ | PJ |  | 0.42196 | 0
LCP_Inputs_ON_Electric_2023_04_03 | 2042 |  |  | Electricity |  | Capacity-Interconnection | FOM | 18173719.557 |  |  | Electricity Transmission Line | QC | NY |  | 0.42196 | 7668498.8625
LCP_Inputs_ON_Electric_2023_04_03 | 2042 |  |  | Methane |  | Capacity-Intraconnection | FOM | 0 |  |  | CH4 Pipeline | QC | QC |  | 0.42196 | 0
LCP_Inputs_ON_Electric_2023_04_03 | 2042 |  |  | Electricity |  | Capacity-Intraconnection | FOM | 0 |  |  | Electricity Transmission Line | QC | QC |  | 0.42196 | 0
LCP_Inputs_ON_Electric_2023_04_03 | 2042 |  |  | Hydrogen |  | Capacity-Intraconnection | FOM | 0 |  |  | H2 Pipeline - New | QC | QC |  | 0.42196 | 0
LCP_Inputs_ON_Electric_2023_04_03 | 2042 |  |  | Hydrogen |  | Capacity-Intraconnection | FOM | 0 |  |  | H2 Pipeline - Repurposed | QC | QC |  | 0.42196 | 0
LCP_Inputs_ON_Electric_2023_04_03 | 2042 |  |  | Electricity |  | Capacity-Interconnection | FOM | 3402131.5196 |  |  | Electricity Transmission Line | WC | MI |  | 0.42196 | 1435547.7208
LCP_Inputs_ON_Electric_2023_04_03 | 2042 |  |  | Methane |  | Capacity-Intraconnection | FOM | 0 |  |  | CH4 Pipeline | WC | WC |  | 0.42196 | 0
LCP_Inputs_ON_Electric_2023_04_03 | 2042 |  |  | Electricity |  | Capacity-Intraconnection | FOM | 0 |  |  | Electricity Transmission Line | WC | WC |  | 0.42196 | 0
LCP_Inputs_ON_Electric_2023_04_03 | 2042 |  |  | Hydrogen |  | Capacity-Intraconnection | FOM | 0 |  |  | H2 Pipeline - New | WC | WC |  | 0.42196 | 0
LCP_Inputs_ON_Electric_2023_04_03 | 2042 |  |  | Hydrogen |  | Capacity-Intraconnection | FOM | 0 |  |  | H2 Pipeline - Repurposed | WC | WC |  | 0.42196 | 0
LCP_Inputs_ON_Electric_2023_04_03 | 2043 |  |  | Methane |  | Capacity-Intraconnection | FOM | 0 |  |  | CH4 Pipeline | MI | MI |  | 0.40573 | 0
LCP_Inputs_ON_Electric_2023_04_03 | 2043 |  |  | Electricity |  | Capacity-Intraconnection | FOM | 0 |  |  | Electricity Transmission Line | MI | MI |  | 0.40573 | 0
LCP_Inputs_ON_Electric_2023_04_03 | 2043 |  |  | Hydrogen |  | Capacity-Intraconnection | FOM | 0 |  |  | H2 Pipeline - New | MI | MI |  | 0.40573 | 0
LCP_Inputs_ON_Electric_2023_04_03 | 2043 |  |  | Hydrogen |  | Capacity-Intraconnection | FOM | 0 |  |  | H2 Pipeline - Repurposed | MI | MI |  | 0.40573 | 0
LCP_Inputs_ON_Electric_2023_04_03 | 2043 |  |  | Methane |  | Capacity-Intraconnection | FOM | 0 |  |  | CH4 Pipeline | NY | NY |  | 0.40573 | 0
LCP_Inputs_ON_Electric_2023_04_03 | 2043 |  |  | Electricity |  | Capacity-Intraconnection | FOM | 0 |  |  | Electricity Transmission Line | NY | NY |  | 0.40573 | 0
LCP_Inputs_ON_Electric_2023_04_03 | 2043 |  |  | Hydrogen |  | Capacity-Intraconnection | FOM | 0 |  |  | H2 Pipeline - New | NY | NY |  | 0.40573 | 0
LCP_Inputs_ON_Electric_2023_04_03 | 2043 |  |  | Hydrogen |  | Capacity-Intraconnection | FOM | 0 |  |  | H2 Pipeline - Repurposed | NY | NY |  | 0.40573 | 0
LCP_Inputs_ON_Electric_2023_04_03 | 2043 |  |  | Methane |  | Capacity-Interconnection | FOM | 0 |  |  | CH4 Pipeline | ON | MI |  | 0.40573 | 0
LCP_Inputs_ON_Electric_2023_04_03 | 2043 |  |  | Electricity |  | Capacity-Interconnection | FOM | 5643750 |  |  | Electricity Transmission Line | ON | MI |  | 0.40573 | 2289817.9937
LCP_Inputs_ON_Electric_2023_04_03 | 2043 |  |  | Hydrogen |  | Capacity-Interconnection | FOM | 0 |  |  | H2 Pipeline - New | ON | MI |  | 0.40573 | 0
LCP_Inputs_ON_Electric_2023_04_03 | 2043 |  |  | Hydrogen |  | Capacity-Interconnection | FOM | 0 |  |  | H2 Pipeline - Repurposed | ON | MI |  | 0.40573 | 0
LCP_Inputs_ON_Electric_2023_04_03 | 2043 |  |  | Methane |  | Capacity-Interconnection | FOM | 0 |  |  | CH4 Pipeline | ON | NY |  | 0.40573 | 0
LCP_Inputs_ON_Electric_2023_04_03 | 2043 |  |  | Electricity |  | Capacity-Interconnection | FOM | 5643750 |  |  | Electricity Transmission Line | ON | NY |  | 0.40573 | 2289817.9937
LCP_Inputs_ON_Electric_2023_04_03 | 2043 |  |  | Hydrogen |  | Capacity-Interconnection | FOM | 0 |  |  | H2 Pipeline - New | ON | NY |  | 0.40573 | 0
LCP_Inputs_ON_Electric_2023_04_03 | 2043 |  |  | Hydrogen |  | Capacity-Interconnection | FOM | 0 |  |  | H2 Pipeline - Repurposed | ON | NY |  | 0.40573 | 0
LCP_Inputs_ON_Electric_2023_04_03 | 2043 |  |  | Methane |  | Capacity-Intraconnection | FOM | 0 |  |  | CH4 Pipeline | ON | ON |  | 0.40573 | 0
LCP_Inputs_ON_Electric_2023_04_03 | 2043 |  |  | Electricity |  | Capacity-Intraconnection | FOM | 0 |  |  | Electricity Transmission Line | ON | ON |  | 0.40573 | 0
LCP_Inputs_ON_Electric_2023_04_03 | 2043 |  |  | Hydrogen |  | Capacity-Intraconnection | FOM | 0 |  |  | H2 Pipeline - New | ON | ON |  | 0.40573 | 0
LCP_Inputs_ON_Electric_2023_04_03 | 2043 |  |  | Hydrogen |  | Capacity-Intraconnection | FOM | 0 |  |  | H2 Pipeline - Repurposed | ON | ON |  | 0.40573 | 0
LCP_Inputs_ON_Electric_2023_04_03 | 2043 |  |  | Methane |  | Capacity-Interconnection | FOM | 0 |  |  | CH4 Pipeline | ON | PJ |  | 0.40573 | 0
LCP_Inputs_ON_Electric_2023_04_03 | 2043 |  |  | Electricity |  | Capacity-Interconnection | FOM | 1128750 |  |  | Electricity Transmission Line | ON | PJ |  | 0.40573 | 457963.5987
LCP_Inputs_ON_Electric_2023_04_03 | 2043 |  |  | Hydrogen |  | Capacity-Interconnection | FOM | 0 |  |  | H2 Pipeline - New | ON | PJ |  | 0.40573 | 0
LCP_Inputs_ON_Electric_2023_04_03 | 2043 |  |  | Hydrogen |  | Capacity-Interconnection | FOM | 0 |  |  | H2 Pipeline - Repurposed | ON | PJ |  | 0.40573 | 0
LCP_Inputs_ON_Electric_2023_04_03 | 2043 |  |  | Methane |  | Capacity-Interconnection | FOM | 0 |  |  | CH4 Pipeline | ON | QC |  | 0.40573 | 0
LCP_Inputs_ON_Electric_2023_04_03 | 2043 |  |  | Electricity |  | Capacity-Interconnection | FOM | 7901250 |  |  | Electricity Transmission Line | ON | QC |  | 0.40573 | 3205745.1911
LCP_Inputs_ON_Electric_2023_04_03 | 2043 |  |  | Hydrogen |  | Capacity-Interconnection | FOM | 0 |  |  | H2 Pipeline - New | ON | QC |  | 0.40573 | 0
LCP_Inputs_ON_Electric_2023_04_03 | 2043 |  |  | Hydrogen |  | Capacity-Interconnection | FOM | 0 |  |  | H2 Pipeline - Repurposed | ON | QC |  | 0.40573 | 0
LCP_Inputs_ON_Electric_2023_04_03 | 2043 |  |  | Methane |  | Capacity-Interconnection | FOM | 0 |  |  | CH4 Pipeline | ON | WC |  | 0.40573 | 0
LCP_Inputs_ON_Electric_2023_04_03 | 2043 |  |  | Electricity |  | Capacity-Interconnection | FOM | 22575000 |  |  | Electricity Transmission Line | ON | WC |  | 0.40573 | 9159271.9747
LCP_Inputs_ON_Electric_2023_04_03 | 2043 |  |  | Hydrogen |  | Capacity-Interconnection | FOM | 0 |  |  | H2 Pipeline - New | ON | WC |  | 0.40573 | 0
LCP_Inputs_ON_Electric_2023_04_03 | 2043 |  |  | Hydrogen |  | Capacity-Interconnection | FOM | 149139474.0361 |  |  | H2 Pipeline - Repurposed | ON | WC |  | 0.40573 | 60509811.9536
LCP_Inputs_ON_Electric_2023_04_03 | 2043 |  |  | Methane |  | Capacity-Intraconnection | FOM | 0 |  |  | CH4 Pipeline | PJ | PJ |  | 0.40573 | 0
LCP_Inputs_ON_Electric_2023_04_03 | 2043 |  |  | Electricity |  | Capacity-Intraconnection | FOM | 0 |  |  | Electricity Transmission Line | PJ | PJ |  | 0.40573 | 0
LCP_Inputs_ON_Electric_2023_04_03 | 2043 |  |  | Hydrogen |  | Capacity-Intraconnection | FOM | 0 |  |  | H2 Pipeline - New | PJ | PJ |  | 0.40573 | 0
LCP_Inputs_ON_Electric_2023_04_03 | 2043 |  |  | Hydrogen |  | Capacity-Intraconnection | FOM | 0 |  |  | H2 Pipeline - Repurposed | PJ | PJ |  | 0.40573 | 0
LCP_Inputs_ON_Electric_2023_04_03 | 2043 |  |  | Electricity |  | Capacity-Interconnection | FOM | 18173719.557 |  |  | Electricity Transmission Line | QC | NY |  | 0.40573 | 7373556.5986
LCP_Inputs_ON_Electric_2023_04_03 | 2043 |  |  | Methane |  | Capacity-Intraconnection | FOM | 0 |  |  | CH4 Pipeline | QC | QC |  | 0.40573 | 0
LCP_Inputs_ON_Electric_2023_04_03 | 2043 |  |  | Electricity |  | Capacity-Intraconnection | FOM | 0 |  |  | Electricity Transmission Line | QC | QC |  | 0.40573 | 0
LCP_Inputs_ON_Electric_2023_04_03 | 2043 |  |  | Hydrogen |  | Capacity-Intraconnection | FOM | 0 |  |  | H2 Pipeline - New | QC | QC |  | 0.40573 | 0
LCP_Inputs_ON_Electric_2023_04_03 | 2043 |  |  | Hydrogen |  | Capacity-Intraconnection | FOM | 0 |  |  | H2 Pipeline - Repurposed | QC | QC |  | 0.40573 | 0
LCP_Inputs_ON_Electric_2023_04_03 | 2043 |  |  | Electricity |  | Capacity-Interconnection | FOM | 3402131.5196 |  |  | Electricity Transmission Line | WC | MI |  | 0.40573 | 1380334.3469
LCP_Inputs_ON_Electric_2023_04_03 | 2043 |  |  | Methane |  | Capacity-Intraconnection | FOM | 0 |  |  | CH4 Pipeline | WC | WC |  | 0.40573 | 0
LCP_Inputs_ON_Electric_2023_04_03 | 2043 |  |  | Electricity |  | Capacity-Intraconnection | FOM | 0 |  |  | Electricity Transmission Line | WC | WC |  | 0.40573 | 0
LCP_Inputs_ON_Electric_2023_04_03 | 2043 |  |  | Hydrogen |  | Capacity-Intraconnection | FOM | 0 |  |  | H2 Pipeline - New | WC | WC |  | 0.40573 | 0
LCP_Inputs_ON_Electric_2023_04_03 | 2043 |  |  | Hydrogen |  | Capacity-Intraconnection | FOM | 0 |  |  | H2 Pipeline - Repurposed | WC | WC |  | 0.40573 | 0
LCP_Inputs_ON_Electric_2023_04_03 | 2044 |  |  | Methane |  | Capacity-Intraconnection | FOM | 0 |  |  | CH4 Pipeline | MI | MI |  | 0.39012 | 0
LCP_Inputs_ON_Electric_2023_04_03 | 2044 |  |  | Electricity |  | Capacity-Intraconnection | FOM | 0 |  |  | Electricity Transmission Line | MI | MI |  | 0.39012 | 0
LCP_Inputs_ON_Electric_2023_04_03 | 2044 |  |  | Hydrogen |  | Capacity-Intraconnection | FOM | 0 |  |  | H2 Pipeline - New | MI | MI |  | 0.39012 | 0
LCP_Inputs_ON_Electric_2023_04_03 | 2044 |  |  | Hydrogen |  | Capacity-Intraconnection | FOM | 0 |  |  | H2 Pipeline - Repurposed | MI | MI |  | 0.39012 | 0
LCP_Inputs_ON_Electric_2023_04_03 | 2044 |  |  | Methane |  | Capacity-Intraconnection | FOM | 0 |  |  | CH4 Pipeline | NY | NY |  | 0.39012 | 0
LCP_Inputs_ON_Electric_2023_04_03 | 2044 |  |  | Electricity |  | Capacity-Intraconnection | FOM | 0 |  |  | Electricity Transmission Line | NY | NY |  | 0.39012 | 0
LCP_Inputs_ON_Electric_2023_04_03 | 2044 |  |  | Hydrogen |  | Capacity-Intraconnection | FOM | 0 |  |  | H2 Pipeline - New | NY | NY |  | 0.39012 | 0
LCP_Inputs_ON_Electric_2023_04_03 | 2044 |  |  | Hydrogen |  | Capacity-Intraconnection | FOM | 0 |  |  | H2 Pipeline - Repurposed | NY | NY |  | 0.39012 | 0
LCP_Inputs_ON_Electric_2023_04_03 | 2044 |  |  | Methane |  | Capacity-Interconnection | FOM | 0 |  |  | CH4 Pipeline | ON | MI |  | 0.39012 | 0
LCP_Inputs_ON_Electric_2023_04_03 | 2044 |  |  | Electricity |  | Capacity-Interconnection | FOM | 5643750 |  |  | Electricity Transmission Line | ON | MI |  | 0.39012 | 2201748.0708
LCP_Inputs_ON_Electric_2023_04_03 | 2044 |  |  | Hydrogen |  | Capacity-Interconnection | FOM | 0 |  |  | H2 Pipeline - New | ON | MI |  | 0.39012 | 0
LCP_Inputs_ON_Electric_2023_04_03 | 2044 |  |  | Hydrogen |  | Capacity-Interconnection | FOM | 0 |  |  | H2 Pipeline - Repurposed | ON | MI |  | 0.39012 | 0
LCP_Inputs_ON_Electric_2023_04_03 | 2044 |  |  | Methane |  | Capacity-Interconnection | FOM | 0 |  |  | CH4 Pipeline | ON | NY |  | 0.39012 | 0
LCP_Inputs_ON_Electric_2023_04_03 | 2044 |  |  | Electricity |  | Capacity-Interconnection | FOM | 5643750 |  |  | Electricity Transmission Line | ON | NY |  | 0.39012 | 2201748.0708
LCP_Inputs_ON_Electric_2023_04_03 | 2044 |  |  | Hydrogen |  | Capacity-Interconnection | FOM | 0 |  |  | H2 Pipeline - New | ON | NY |  | 0.39012 | 0
LCP_Inputs_ON_Electric_2023_04_03 | 2044 |  |  | Hydrogen |  | Capacity-Interconnection | FOM | 0 |  |  | H2 Pipeline - Repurposed | ON | NY |  | 0.39012 | 0
LCP_Inputs_ON_Electric_2023_04_03 | 2044 |  |  | Methane |  | Capacity-Intraconnection | FOM | 0 |  |  | CH4 Pipeline | ON | ON |  | 0.39012 | 0
LCP_Inputs_ON_Electric_2023_04_03 | 2044 |  |  | Electricity |  | Capacity-Intraconnection | FOM | 0 |  |  | Electricity Transmission Line | ON | ON |  | 0.39012 | 0
LCP_Inputs_ON_Electric_2023_04_03 | 2044 |  |  | Hydrogen |  | Capacity-Intraconnection | FOM | 0 |  |  | H2 Pipeline - New | ON | ON |  | 0.39012 | 0
LCP_Inputs_ON_Electric_2023_04_03 | 2044 |  |  | Hydrogen |  | Capacity-Intraconnection | FOM | 0 |  |  | H2 Pipeline - Repurposed | ON | ON |  | 0.39012 | 0
LCP_Inputs_ON_Electric_2023_04_03 | 2044 |  |  | Methane |  | Capacity-Interconnection | FOM | 0 |  |  | CH4 Pipeline | ON | PJ |  | 0.39012 | 0
LCP_Inputs_ON_Electric_2023_04_03 | 2044 |  |  | Electricity |  | Capacity-Interconnection | FOM | 1128750 |  |  | Electricity Transmission Line | ON | PJ |  | 0.39012 | 440349.6142
LCP_Inputs_ON_Electric_2023_04_03 | 2044 |  |  | Hydrogen |  | Capacity-Interconnection | FOM | 0 |  |  | H2 Pipeline - New | ON | PJ |  | 0.39012 | 0
LCP_Inputs_ON_Electric_2023_04_03 | 2044 |  |  | Hydrogen |  | Capacity-Interconnection | FOM | 0 |  |  | H2 Pipeline - Repurposed | ON | PJ |  | 0.39012 | 0
LCP_Inputs_ON_Electric_2023_04_03 | 2044 |  |  | Methane |  | Capacity-Interconnection | FOM | 0 |  |  | CH4 Pipeline | ON | QC |  | 0.39012 | 0
LCP_Inputs_ON_Electric_2023_04_03 | 2044 |  |  | Electricity |  | Capacity-Interconnection | FOM | 7901250 |  |  | Electricity Transmission Line | ON | QC |  | 0.39012 | 3082447.2992
LCP_Inputs_ON_Electric_2023_04_03 | 2044 |  |  | Hydrogen |  | Capacity-Interconnection | FOM | 0 |  |  | H2 Pipeline - New | ON | QC |  | 0.39012 | 0
LCP_Inputs_ON_Electric_2023_04_03 | 2044 |  |  | Hydrogen |  | Capacity-Interconnection | FOM | 0 |  |  | H2 Pipeline - Repurposed | ON | QC |  | 0.39012 | 0
LCP_Inputs_ON_Electric_2023_04_03 | 2044 |  |  | Methane |  | Capacity-Interconnection | FOM | 0 |  |  | CH4 Pipeline | ON | WC |  | 0.39012 | 0
LCP_Inputs_ON_Electric_2023_04_03 | 2044 |  |  | Electricity |  | Capacity-Interconnection | FOM | 22575000 |  |  | Electricity Transmission Line | ON | WC |  | 0.39012 | 8806992.2833
LCP_Inputs_ON_Electric_2023_04_03 | 2044 |  |  | Hydrogen |  | Capacity-Interconnection | FOM | 0 |  |  | H2 Pipeline - New | ON | WC |  | 0.39012 | 0
LCP_Inputs_ON_Electric_2023_04_03 | 2044 |  |  | Hydrogen |  | Capacity-Interconnection | FOM | 149139474.0361 |  |  | H2 Pipeline - Repurposed | ON | WC |  | 0.39012 | 58182511.4939
LCP_Inputs_ON_Electric_2023_04_03 | 2044 |  |  | Methane |  | Capacity-Intraconnection | FOM | 0 |  |  | CH4 Pipeline | PJ | PJ |  | 0.39012 | 0
LCP_Inputs_ON_Electric_2023_04_03 | 2044 |  |  | Electricity |  | Capacity-Intraconnection | FOM | 0 |  |  | Electricity Transmission Line | PJ | PJ |  | 0.39012 | 0
LCP_Inputs_ON_Electric_2023_04_03 | 2044 |  |  | Hydrogen |  | Capacity-Intraconnection | FOM | 0 |  |  | H2 Pipeline - New | PJ | PJ |  | 0.39012 | 0
LCP_Inputs_ON_Electric_2023_04_03 | 2044 |  |  | Hydrogen |  | Capacity-Intraconnection | FOM | 0 |  |  | H2 Pipeline - Repurposed | PJ | PJ |  | 0.39012 | 0
LCP_Inputs_ON_Electric_2023_04_03 | 2044 |  |  | Electricity |  | Capacity-Interconnection | FOM | 18173719.557 |  |  | Electricity Transmission Line | QC | NY |  | 0.39012 | 7089958.2679
LCP_Inputs_ON_Electric_2023_04_03 | 2044 |  |  | Methane |  | Capacity-Intraconnection | FOM | 0 |  |  | CH4 Pipeline | QC | QC |  | 0.39012 | 0
LCP_Inputs_ON_Electric_2023_04_03 | 2044 |  |  | Electricity |  | Capacity-Intraconnection | FOM | 0 |  |  | Electricity Transmission Line | QC | QC |  | 0.39012 | 0
LCP_Inputs_ON_Electric_2023_04_03 | 2044 |  |  | Hydrogen |  | Capacity-Intraconnection | FOM | 0 |  |  | H2 Pipeline - New | QC | QC |  | 0.39012 | 0
LCP_Inputs_ON_Electric_2023_04_03 | 2044 |  |  | Hydrogen |  | Capacity-Intraconnection | FOM | 0 |  |  | H2 Pipeline - Repurposed | QC | QC |  | 0.39012 | 0
LCP_Inputs_ON_Electric_2023_04_03 | 2044 |  |  | Electricity |  | Capacity-Interconnection | FOM | 3402131.5196 |  |  | Electricity Transmission Line | WC | MI |  | 0.39012 | 1327244.5644
LCP_Inputs_ON_Electric_2023_04_03 | 2044 |  |  | Methane |  | Capacity-Intraconnection | FOM | 0 |  |  | CH4 Pipeline | WC | WC |  | 0.39012 | 0
LCP_Inputs_ON_Electric_2023_04_03 | 2044 |  |  | Electricity |  | Capacity-Intraconnection | FOM | 0 |  |  | Electricity Transmission Line | WC | WC |  | 0.39012 | 0
LCP_Inputs_ON_Electric_2023_04_03 | 2044 |  |  | Hydrogen |  | Capacity-Intraconnection | FOM | 0 |  |  | H2 Pipeline - New | WC | WC |  | 0.39012 | 0
LCP_Inputs_ON_Electric_2023_04_03 | 2044 |  |  | Hydrogen |  | Capacity-Intraconnection | FOM | 0 |  |  | H2 Pipeline - Repurposed | WC | WC |  | 0.39012 | 0
LCP_Inputs_ON_Electric_2023_04_03 | 2045 |  |  | Methane |  | Capacity-Intraconnection | FOM | 0 |  |  | CH4 Pipeline | MI | MI |  | 0.37512 | 0
LCP_Inputs_ON_Electric_2023_04_03 | 2045 |  |  | Electricity |  | Capacity-Intraconnection | FOM | 0 |  |  | Electricity Transmission Line | MI | MI |  | 0.37512 | 0
LCP_Inputs_ON_Electric_2023_04_03 | 2045 |  |  | Hydrogen |  | Capacity-Intraconnection | FOM | 0 |  |  | H2 Pipeline - New | MI | MI |  | 0.37512 | 0
LCP_Inputs_ON_Electric_2023_04_03 | 2045 |  |  | Hydrogen |  | Capacity-Intraconnection | FOM | 0 |  |  | H2 Pipeline - Repurposed | MI | MI |  | 0.37512 | 0
LCP_Inputs_ON_Electric_2023_04_03 | 2045 |  |  | Methane |  | Capacity-Intraconnection | FOM | 0 |  |  | CH4 Pipeline | NY | NY |  | 0.37512 | 0
LCP_Inputs_ON_Electric_2023_04_03 | 2045 |  |  | Electricity |  | Capacity-Intraconnection | FOM | 0 |  |  | Electricity Transmission Line | NY | NY |  | 0.37512 | 0
LCP_Inputs_ON_Electric_2023_04_03 | 2045 |  |  | Hydrogen |  | Capacity-Intraconnection | FOM | 0 |  |  | H2 Pipeline - New | NY | NY |  | 0.37512 | 0
LCP_Inputs_ON_Electric_2023_04_03 | 2045 |  |  | Hydrogen |  | Capacity-Intraconnection | FOM | 0 |  |  | H2 Pipeline - Repurposed | NY | NY |  | 0.37512 | 0
LCP_Inputs_ON_Electric_2023_04_03 | 2045 |  |  | Methane |  | Capacity-Interconnection | FOM | 0 |  |  | CH4 Pipeline | ON | MI |  | 0.37512 | 0
LCP_Inputs_ON_Electric_2023_04_03 | 2045 |  |  | Electricity |  | Capacity-Interconnection | FOM | 5643750 |  |  | Electricity Transmission Line | ON | MI |  | 0.37512 | 2117065.4527
LCP_Inputs_ON_Electric_2023_04_03 | 2045 |  |  | Hydrogen |  | Capacity-Interconnection | FOM | 0 |  |  | H2 Pipeline - New | ON | MI |  | 0.37512 | 0
LCP_Inputs_ON_Electric_2023_04_03 | 2045 |  |  | Hydrogen |  | Capacity-Interconnection | FOM | 0 |  |  | H2 Pipeline - Repurposed | ON | MI |  | 0.37512 | 0
LCP_Inputs_ON_Electric_2023_04_03 | 2045 |  |  | Methane |  | Capacity-Interconnection | FOM | 0 |  |  | CH4 Pipeline | ON | NY |  | 0.37512 | 0
LCP_Inputs_ON_Electric_2023_04_03 | 2045 |  |  | Electricity |  | Capacity-Interconnection | FOM | 5643750 |  |  | Electricity Transmission Line | ON | NY |  | 0.37512 | 2117065.4527
LCP_Inputs_ON_Electric_2023_04_03 | 2045 |  |  | Hydrogen |  | Capacity-Interconnection | FOM | 0 |  |  | H2 Pipeline - New | ON | NY |  | 0.37512 | 0
LCP_Inputs_ON_Electric_2023_04_03 | 2045 |  |  | Hydrogen |  | Capacity-Interconnection | FOM | 0 |  |  | H2 Pipeline - Repurposed | ON | NY |  | 0.37512 | 0
LCP_Inputs_ON_Electric_2023_04_03 | 2045 |  |  | Methane |  | Capacity-Intraconnection | FOM | 0 |  |  | CH4 Pipeline | ON | ON |  | 0.37512 | 0
LCP_Inputs_ON_Electric_2023_04_03 | 2045 |  |  | Electricity |  | Capacity-Intraconnection | FOM | 0 |  |  | Electricity Transmission Line | ON | ON |  | 0.37512 | 0
LCP_Inputs_ON_Electric_2023_04_03 | 2045 |  |  | Hydrogen |  | Capacity-Intraconnection | FOM | 0 |  |  | H2 Pipeline - New | ON | ON |  | 0.37512 | 0
LCP_Inputs_ON_Electric_2023_04_03 | 2045 |  |  | Hydrogen |  | Capacity-Intraconnection | FOM | 0 |  |  | H2 Pipeline - Repurposed | ON | ON |  | 0.37512 | 0
LCP_Inputs_ON_Electric_2023_04_03 | 2045 |  |  | Methane |  | Capacity-Interconnection | FOM | 0 |  |  | CH4 Pipeline | ON | PJ |  | 0.37512 | 0
LCP_Inputs_ON_Electric_2023_04_03 | 2045 |  |  | Electricity |  | Capacity-Interconnection | FOM | 1128750 |  |  | Electricity Transmission Line | ON | PJ |  | 0.37512 | 423413.0905
LCP_Inputs_ON_Electric_2023_04_03 | 2045 |  |  | Hydrogen |  | Capacity-Interconnection | FOM | 0 |  |  | H2 Pipeline - New | ON | PJ |  | 0.37512 | 0
LCP_Inputs_ON_Electric_2023_04_03 | 2045 |  |  | Hydrogen |  | Capacity-Interconnection | FOM | 0 |  |  | H2 Pipeline - Repurposed | ON | PJ |  | 0.37512 | 0
LCP_Inputs_ON_Electric_2023_04_03 | 2045 |  |  | Methane |  | Capacity-Interconnection | FOM | 0 |  |  | CH4 Pipeline | ON | QC |  | 0.37512 | 0
LCP_Inputs_ON_Electric_2023_04_03 | 2045 |  |  | Electricity |  | Capacity-Interconnection | FOM | 7901250 |  |  | Electricity Transmission Line | ON | QC |  | 0.37512 | 2963891.6338
LCP_Inputs_ON_Electric_2023_04_03 | 2045 |  |  | Hydrogen |  | Capacity-Interconnection | FOM | 0 |  |  | H2 Pipeline - New | ON | QC |  | 0.37512 | 0
LCP_Inputs_ON_Electric_2023_04_03 | 2045 |  |  | Hydrogen |  | Capacity-Interconnection | FOM | 0 |  |  | H2 Pipeline - Repurposed | ON | QC |  | 0.37512 | 0
LCP_Inputs_ON_Electric_2023_04_03 | 2045 |  |  | Methane |  | Capacity-Interconnection | FOM | 0 |  |  | CH4 Pipeline | ON | WC |  | 0.37512 | 0
LCP_Inputs_ON_Electric_2023_04_03 | 2045 |  |  | Electricity |  | Capacity-Interconnection | FOM | 22575000 |  |  | Electricity Transmission Line | ON | WC |  | 0.37512 | 8468261.8109
LCP_Inputs_ON_Electric_2023_04_03 | 2045 |  |  | Hydrogen |  | Capacity-Interconnection | FOM | 0 |  |  | H2 Pipeline - New | ON | WC |  | 0.37512 | 0
LCP_Inputs_ON_Electric_2023_04_03 | 2045 |  |  | Hydrogen |  | Capacity-Interconnection | FOM | 149139474.0361 |  |  | H2 Pipeline - Repurposed | ON | WC |  | 0.37512 | 55944722.5902
LCP_Inputs_ON_Electric_2023_04_03 | 2045 |  |  | Methane |  | Capacity-Intraconnection | FOM | 0 |  |  | CH4 Pipeline | PJ | PJ |  | 0.37512 | 0
LCP_Inputs_ON_Electric_2023_04_03 | 2045 |  |  | Electricity |  | Capacity-Intraconnection | FOM | 0 |  |  | Electricity Transmission Line | PJ | PJ |  | 0.37512 | 0
LCP_Inputs_ON_Electric_2023_04_03 | 2045 |  |  | Hydrogen |  | Capacity-Intraconnection | FOM | 0 |  |  | H2 Pipeline - New | PJ | PJ |  | 0.37512 | 0
LCP_Inputs_ON_Electric_2023_04_03 | 2045 |  |  | Hydrogen |  | Capacity-Intraconnection | FOM | 0 |  |  | H2 Pipeline - Repurposed | PJ | PJ |  | 0.37512 | 0
LCP_Inputs_ON_Electric_2023_04_03 | 2045 |  |  | Electricity |  | Capacity-Interconnection | FOM | 18173719.557 |  |  | Electricity Transmission Line | QC | NY |  | 0.37512 | 6817267.5653
LCP_Inputs_ON_Electric_2023_04_03 | 2045 |  |  | Methane |  | Capacity-Intraconnection | FOM | 0 |  |  | CH4 Pipeline | QC | QC |  | 0.37512 | 0
LCP_Inputs_ON_Electric_2023_04_03 | 2045 |  |  | Electricity |  | Capacity-Intraconnection | FOM | 0 |  |  | Electricity Transmission Line | QC | QC |  | 0.37512 | 0
LCP_Inputs_ON_Electric_2023_04_03 | 2045 |  |  | Hydrogen |  | Capacity-Intraconnection | FOM | 0 |  |  | H2 Pipeline - New | QC | QC |  | 0.37512 | 0
LCP_Inputs_ON_Electric_2023_04_03 | 2045 |  |  | Hydrogen |  | Capacity-Intraconnection | FOM | 0 |  |  | H2 Pipeline - Repurposed | QC | QC |  | 0.37512 | 0
LCP_Inputs_ON_Electric_2023_04_03 | 2045 |  |  | Electricity |  | Capacity-Interconnection | FOM | 3402131.5196 |  |  | Electricity Transmission Line | WC | MI |  | 0.37512 | 1276196.6965
LCP_Inputs_ON_Electric_2023_04_03 | 2045 |  |  | Methane |  | Capacity-Intraconnection | FOM | 0 |  |  | CH4 Pipeline | WC | WC |  | 0.37512 | 0
LCP_Inputs_ON_Electric_2023_04_03 | 2045 |  |  | Electricity |  | Capacity-Intraconnection | FOM | 0 |  |  | Electricity Transmission Line | WC | WC |  | 0.37512 | 0
LCP_Inputs_ON_Electric_2023_04_03 | 2045 |  |  | Hydrogen |  | Capacity-Intraconnection | FOM | 0 |  |  | H2 Pipeline - New | WC | WC |  | 0.37512 | 0
LCP_Inputs_ON_Electric_2023_04_03 | 2045 |  |  | Hydrogen |  | Capacity-Intraconnection | FOM | 0 |  |  | H2 Pipeline - Repurposed | WC | WC |  | 0.37512 | 0
LCP_Inputs_ON_Electric_2023_04_03 | 2046 |  |  | Methane |  | Capacity-Intraconnection | FOM | 0 |  |  | CH4 Pipeline | MI | MI |  | 0.36069 | 0
LCP_Inputs_ON_Electric_2023_04_03 | 2046 |  |  | Electricity |  | Capacity-Intraconnection | FOM | 0 |  |  | Electricity Transmission Line | MI | MI |  | 0.36069 | 0
LCP_Inputs_ON_Electric_2023_04_03 | 2046 |  |  | Hydrogen |  | Capacity-Intraconnection | FOM | 0 |  |  | H2 Pipeline - New | MI | MI |  | 0.36069 | 0
LCP_Inputs_ON_Electric_2023_04_03 | 2046 |  |  | Hydrogen |  | Capacity-Intraconnection | FOM | 0 |  |  | H2 Pipeline - Repurposed | MI | MI |  | 0.36069 | 0
LCP_Inputs_ON_Electric_2023_04_03 | 2046 |  |  | Methane |  | Capacity-Intraconnection | FOM | 0 |  |  | CH4 Pipeline | NY | NY |  | 0.36069 | 0
LCP_Inputs_ON_Electric_2023_04_03 | 2046 |  |  | Electricity |  | Capacity-Intraconnection | FOM | 0 |  |  | Electricity Transmission Line | NY | NY |  | 0.36069 | 0
LCP_Inputs_ON_Electric_2023_04_03 | 2046 |  |  | Hydrogen |  | Capacity-Intraconnection | FOM | 0 |  |  | H2 Pipeline - New | NY | NY |  | 0.36069 | 0
LCP_Inputs_ON_Electric_2023_04_03 | 2046 |  |  | Hydrogen |  | Capacity-Intraconnection | FOM | 0 |  |  | H2 Pipeline - Repurposed | NY | NY |  | 0.36069 | 0
LCP_Inputs_ON_Electric_2023_04_03 | 2046 |  |  | Methane |  | Capacity-Interconnection | FOM | 0 |  |  | CH4 Pipeline | ON | MI |  | 0.36069 | 0
LCP_Inputs_ON_Electric_2023_04_03 | 2046 |  |  | Electricity |  | Capacity-Interconnection | FOM | 5643750 |  |  | Electricity Transmission Line | ON | MI |  | 0.36069 | 2035639.8584
LCP_Inputs_ON_Electric_2023_04_03 | 2046 |  |  | Hydrogen |  | Capacity-Interconnection | FOM | 0 |  |  | H2 Pipeline - New | ON | MI |  | 0.36069 | 0
LCP_Inputs_ON_Electric_2023_04_03 | 2046 |  |  | Hydrogen |  | Capacity-Interconnection | FOM | 0 |  |  | H2 Pipeline - Repurposed | ON | MI |  | 0.36069 | 0
LCP_Inputs_ON_Electric_2023_04_03 | 2046 |  |  | Methane |  | Capacity-Interconnection | FOM | 0 |  |  | CH4 Pipeline | ON | NY |  | 0.36069 | 0
LCP_Inputs_ON_Electric_2023_04_03 | 2046 |  |  | Electricity |  | Capacity-Interconnection | FOM | 5643750 |  |  | Electricity Transmission Line | ON | NY |  | 0.36069 | 2035639.8584
LCP_Inputs_ON_Electric_2023_04_03 | 2046 |  |  | Hydrogen |  | Capacity-Interconnection | FOM | 0 |  |  | H2 Pipeline - New | ON | NY |  | 0.36069 | 0
LCP_Inputs_ON_Electric_2023_04_03 | 2046 |  |  | Hydrogen |  | Capacity-Interconnection | FOM | 0 |  |  | H2 Pipeline - Repurposed | ON | NY |  | 0.36069 | 0
LCP_Inputs_ON_Electric_2023_04_03 | 2046 |  |  | Methane |  | Capacity-Intraconnection | FOM | 0 |  |  | CH4 Pipeline | ON | ON |  | 0.36069 | 0
LCP_Inputs_ON_Electric_2023_04_03 | 2046 |  |  | Electricity |  | Capacity-Intraconnection | FOM | 0 |  |  | Electricity Transmission Line | ON | ON |  | 0.36069 | 0
LCP_Inputs_ON_Electric_2023_04_03 | 2046 |  |  | Hydrogen |  | Capacity-Intraconnection | FOM | 0 |  |  | H2 Pipeline - New | ON | ON |  | 0.36069 | 0
LCP_Inputs_ON_Electric_2023_04_03 | 2046 |  |  | Hydrogen |  | Capacity-Intraconnection | FOM | 0 |  |  | H2 Pipeline - Repurposed | ON | ON |  | 0.36069 | 0
LCP_Inputs_ON_Electric_2023_04_03 | 2046 |  |  | Methane |  | Capacity-Interconnection | FOM | 0 |  |  | CH4 Pipeline | ON | PJ |  | 0.36069 | 0
LCP_Inputs_ON_Electric_2023_04_03 | 2046 |  |  | Electricity |  | Capacity-Interconnection | FOM | 1128750 |  |  | Electricity Transmission Line | ON | PJ |  | 0.36069 | 407127.9717
LCP_Inputs_ON_Electric_2023_04_03 | 2046 |  |  | Hydrogen |  | Capacity-Interconnection | FOM | 0 |  |  | H2 Pipeline - New | ON | PJ |  | 0.36069 | 0
LCP_Inputs_ON_Electric_2023_04_03 | 2046 |  |  | Hydrogen |  | Capacity-Interconnection | FOM | 0 |  |  | H2 Pipeline - Repurposed | ON | PJ |  | 0.36069 | 0
LCP_Inputs_ON_Electric_2023_04_03 | 2046 |  |  | Methane |  | Capacity-Interconnection | FOM | 0 |  |  | CH4 Pipeline | ON | QC |  | 0.36069 | 0
LCP_Inputs_ON_Electric_2023_04_03 | 2046 |  |  | Electricity |  | Capacity-Interconnection | FOM | 7901250 |  |  | Electricity Transmission Line | ON | QC |  | 0.36069 | 2849895.8017
LCP_Inputs_ON_Electric_2023_04_03 | 2046 |  |  | Hydrogen |  | Capacity-Interconnection | FOM | 0 |  |  | H2 Pipeline - New | ON | QC |  | 0.36069 | 0
LCP_Inputs_ON_Electric_2023_04_03 | 2046 |  |  | Hydrogen |  | Capacity-Interconnection | FOM | 0 |  |  | H2 Pipeline - Repurposed | ON | QC |  | 0.36069 | 0
LCP_Inputs_ON_Electric_2023_04_03 | 2046 |  |  | Methane |  | Capacity-Interconnection | FOM | 0 |  |  | CH4 Pipeline | ON | WC |  | 0.36069 | 0
LCP_Inputs_ON_Electric_2023_04_03 | 2046 |  |  | Electricity |  | Capacity-Interconnection | FOM | 22575000 |  |  | Electricity Transmission Line | ON | WC |  | 0.36069 | 8142559.4335
LCP_Inputs_ON_Electric_2023_04_03 | 2046 |  |  | Hydrogen |  | Capacity-Interconnection | FOM | 0 |  |  | H2 Pipeline - New | ON | WC |  | 0.36069 | 0
LCP_Inputs_ON_Electric_2023_04_03 | 2046 |  |  | Hydrogen |  | Capacity-Interconnection | FOM | 149139474.0361 |  |  | H2 Pipeline - Repurposed | ON | WC |  | 0.36069 | 53793002.4906
LCP_Inputs_ON_Electric_2023_04_03 | 2046 |  |  | Methane |  | Capacity-Intraconnection | FOM | 0 |  |  | CH4 Pipeline | PJ | PJ |  | 0.36069 | 0
LCP_Inputs_ON_Electric_2023_04_03 | 2046 |  |  | Electricity |  | Capacity-Intraconnection | FOM | 0 |  |  | Electricity Transmission Line | PJ | PJ |  | 0.36069 | 0
LCP_Inputs_ON_Electric_2023_04_03 | 2046 |  |  | Hydrogen |  | Capacity-Intraconnection | FOM | 0 |  |  | H2 Pipeline - New | PJ | PJ |  | 0.36069 | 0
LCP_Inputs_ON_Electric_2023_04_03 | 2046 |  |  | Hydrogen |  | Capacity-Intraconnection | FOM | 0 |  |  | H2 Pipeline - Repurposed | PJ | PJ |  | 0.36069 | 0
LCP_Inputs_ON_Electric_2023_04_03 | 2046 |  |  | Electricity |  | Capacity-Interconnection | FOM | 18173719.557 |  |  | Electricity Transmission Line | QC | NY |  | 0.36069 | 6555064.9666
LCP_Inputs_ON_Electric_2023_04_03 | 2046 |  |  | Methane |  | Capacity-Intraconnection | FOM | 0 |  |  | CH4 Pipeline | QC | QC |  | 0.36069 | 0
LCP_Inputs_ON_Electric_2023_04_03 | 2046 |  |  | Electricity |  | Capacity-Intraconnection | FOM | 0 |  |  | Electricity Transmission Line | QC | QC |  | 0.36069 | 0
LCP_Inputs_ON_Electric_2023_04_03 | 2046 |  |  | Hydrogen |  | Capacity-Intraconnection | FOM | 0 |  |  | H2 Pipeline - New | QC | QC |  | 0.36069 | 0
LCP_Inputs_ON_Electric_2023_04_03 | 2046 |  |  | Hydrogen |  | Capacity-Intraconnection | FOM | 0 |  |  | H2 Pipeline - Repurposed | QC | QC |  | 0.36069 | 0
LCP_Inputs_ON_Electric_2023_04_03 | 2046 |  |  | Electricity |  | Capacity-Interconnection | FOM | 3402131.5196 |  |  | Electricity Transmission Line | WC | MI |  | 0.36069 | 1227112.2082
LCP_Inputs_ON_Electric_2023_04_03 | 2046 |  |  | Methane |  | Capacity-Intraconnection | FOM | 0 |  |  | CH4 Pipeline | WC | WC |  | 0.36069 | 0
LCP_Inputs_ON_Electric_2023_04_03 | 2046 |  |  | Electricity |  | Capacity-Intraconnection | FOM | 0 |  |  | Electricity Transmission Line | WC | WC |  | 0.36069 | 0
LCP_Inputs_ON_Electric_2023_04_03 | 2046 |  |  | Hydrogen |  | Capacity-Intraconnection | FOM | 0 |  |  | H2 Pipeline - New | WC | WC |  | 0.36069 | 0
LCP_Inputs_ON_Electric_2023_04_03 | 2046 |  |  | Hydrogen |  | Capacity-Intraconnection | FOM | 0 |  |  | H2 Pipeline - Repurposed | WC | WC |  | 0.36069 | 0
LCP_Inputs_ON_Electric_2023_04_03 | 2047 |  |  | Methane |  | Capacity-Intraconnection | FOM | 0 |  |  | CH4 Pipeline | MI | MI |  | 0.34682 | 0
LCP_Inputs_ON_Electric_2023_04_03 | 2047 |  |  | Electricity |  | Capacity-Intraconnection | FOM | 0 |  |  | Electricity Transmission Line | MI | MI |  | 0.34682 | 0
LCP_Inputs_ON_Electric_2023_04_03 | 2047 |  |  | Hydrogen |  | Capacity-Intraconnection | FOM | 0 |  |  | H2 Pipeline - New | MI | MI |  | 0.34682 | 0
LCP_Inputs_ON_Electric_2023_04_03 | 2047 |  |  | Hydrogen |  | Capacity-Intraconnection | FOM | 0 |  |  | H2 Pipeline - Repurposed | MI | MI |  | 0.34682 | 0
LCP_Inputs_ON_Electric_2023_04_03 | 2047 |  |  | Methane |  | Capacity-Intraconnection | FOM | 0 |  |  | CH4 Pipeline | NY | NY |  | 0.34682 | 0
LCP_Inputs_ON_Electric_2023_04_03 | 2047 |  |  | Electricity |  | Capacity-Intraconnection | FOM | 0 |  |  | Electricity Transmission Line | NY | NY |  | 0.34682 | 0
LCP_Inputs_ON_Electric_2023_04_03 | 2047 |  |  | Hydrogen |  | Capacity-Intraconnection | FOM | 0 |  |  | H2 Pipeline - New | NY | NY |  | 0.34682 | 0
LCP_Inputs_ON_Electric_2023_04_03 | 2047 |  |  | Hydrogen |  | Capacity-Intraconnection | FOM | 0 |  |  | H2 Pipeline - Repurposed | NY | NY |  | 0.34682 | 0
LCP_Inputs_ON_Electric_2023_04_03 | 2047 |  |  | Methane |  | Capacity-Interconnection | FOM | 0 |  |  | CH4 Pipeline | ON | MI |  | 0.34682 | 0
LCP_Inputs_ON_Electric_2023_04_03 | 2047 |  |  | Electricity |  | Capacity-Interconnection | FOM | 5643750 |  |  | Electricity Transmission Line | ON | MI |  | 0.34682 | 1957346.0177
LCP_Inputs_ON_Electric_2023_04_03 | 2047 |  |  | Hydrogen |  | Capacity-Interconnection | FOM | 0 |  |  | H2 Pipeline - New | ON | MI |  | 0.34682 | 0
LCP_Inputs_ON_Electric_2023_04_03 | 2047 |  |  | Hydrogen |  | Capacity-Interconnection | FOM | 0 |  |  | H2 Pipeline - Repurposed | ON | MI |  | 0.34682 | 0
LCP_Inputs_ON_Electric_2023_04_03 | 2047 |  |  | Methane |  | Capacity-Interconnection | FOM | 0 |  |  | CH4 Pipeline | ON | NY |  | 0.34682 | 0
LCP_Inputs_ON_Electric_2023_04_03 | 2047 |  |  | Electricity |  | Capacity-Interconnection | FOM | 5643750 |  |  | Electricity Transmission Line | ON | NY |  | 0.34682 | 1957346.0177
LCP_Inputs_ON_Electric_2023_04_03 | 2047 |  |  | Hydrogen |  | Capacity-Interconnection | FOM | 0 |  |  | H2 Pipeline - New | ON | NY |  | 0.34682 | 0
LCP_Inputs_ON_Electric_2023_04_03 | 2047 |  |  | Hydrogen |  | Capacity-Interconnection | FOM | 0 |  |  | H2 Pipeline - Repurposed | ON | NY |  | 0.34682 | 0
LCP_Inputs_ON_Electric_2023_04_03 | 2047 |  |  | Methane |  | Capacity-Intraconnection | FOM | 0 |  |  | CH4 Pipeline | ON | ON |  | 0.34682 | 0
LCP_Inputs_ON_Electric_2023_04_03 | 2047 |  |  | Electricity |  | Capacity-Intraconnection | FOM | 0 |  |  | Electricity Transmission Line | ON | ON |  | 0.34682 | 0
LCP_Inputs_ON_Electric_2023_04_03 | 2047 |  |  | Hydrogen |  | Capacity-Intraconnection | FOM | 0 |  |  | H2 Pipeline - New | ON | ON |  | 0.34682 | 0
LCP_Inputs_ON_Electric_2023_04_03 | 2047 |  |  | Hydrogen |  | Capacity-Intraconnection | FOM | 0 |  |  | H2 Pipeline - Repurposed | ON | ON |  | 0.34682 | 0
LCP_Inputs_ON_Electric_2023_04_03 | 2047 |  |  | Methane |  | Capacity-Interconnection | FOM | 0 |  |  | CH4 Pipeline | ON | PJ |  | 0.34682 | 0
LCP_Inputs_ON_Electric_2023_04_03 | 2047 |  |  | Electricity |  | Capacity-Interconnection | FOM | 1128750 |  |  | Electricity Transmission Line | ON | PJ |  | 0.34682 | 391469.2035
LCP_Inputs_ON_Electric_2023_04_03 | 2047 |  |  | Hydrogen |  | Capacity-Interconnection | FOM | 0 |  |  | H2 Pipeline - New | ON | PJ |  | 0.34682 | 0
LCP_Inputs_ON_Electric_2023_04_03 | 2047 |  |  | Hydrogen |  | Capacity-Interconnection | FOM | 0 |  |  | H2 Pipeline - Repurposed | ON | PJ |  | 0.34682 | 0
LCP_Inputs_ON_Electric_2023_04_03 | 2047 |  |  | Methane |  | Capacity-Interconnection | FOM | 0 |  |  | CH4 Pipeline | ON | QC |  | 0.34682 | 0
LCP_Inputs_ON_Electric_2023_04_03 | 2047 |  |  | Electricity |  | Capacity-Interconnection | FOM | 7901250 |  |  | Electricity Transmission Line | ON | QC |  | 0.34682 | 2740284.4247
LCP_Inputs_ON_Electric_2023_04_03 | 2047 |  |  | Hydrogen |  | Capacity-Interconnection | FOM | 0 |  |  | H2 Pipeline - New | ON | QC |  | 0.34682 | 0
LCP_Inputs_ON_Electric_2023_04_03 | 2047 |  |  | Hydrogen |  | Capacity-Interconnection | FOM | 0 |  |  | H2 Pipeline - Repurposed | ON | QC |  | 0.34682 | 0
LCP_Inputs_ON_Electric_2023_04_03 | 2047 |  |  | Methane |  | Capacity-Interconnection | FOM | 0 |  |  | CH4 Pipeline | ON | WC |  | 0.34682 | 0
LCP_Inputs_ON_Electric_2023_04_03 | 2047 |  |  | Electricity |  | Capacity-Interconnection | FOM | 22575000 |  |  | Electricity Transmission Line | ON | WC |  | 0.34682 | 7829384.0707
LCP_Inputs_ON_Electric_2023_04_03 | 2047 |  |  | Hydrogen |  | Capacity-Interconnection | FOM | 0 |  |  | H2 Pipeline - New | ON | WC |  | 0.34682 | 0
LCP_Inputs_ON_Electric_2023_04_03 | 2047 |  |  | Hydrogen |  | Capacity-Interconnection | FOM | 149139474.0361 |  |  | H2 Pipeline - Repurposed | ON | WC |  | 0.34682 | 51724040.8564
LCP_Inputs_ON_Electric_2023_04_03 | 2047 |  |  | Methane |  | Capacity-Intraconnection | FOM | 0 |  |  | CH4 Pipeline | PJ | PJ |  | 0.34682 | 0
LCP_Inputs_ON_Electric_2023_04_03 | 2047 |  |  | Electricity |  | Capacity-Intraconnection | FOM | 0 |  |  | Electricity Transmission Line | PJ | PJ |  | 0.34682 | 0
LCP_Inputs_ON_Electric_2023_04_03 | 2047 |  |  | Hydrogen |  | Capacity-Intraconnection | FOM | 0 |  |  | H2 Pipeline - New | PJ | PJ |  | 0.34682 | 0
LCP_Inputs_ON_Electric_2023_04_03 | 2047 |  |  | Hydrogen |  | Capacity-Intraconnection | FOM | 0 |  |  | H2 Pipeline - Repurposed | PJ | PJ |  | 0.34682 | 0
LCP_Inputs_ON_Electric_2023_04_03 | 2047 |  |  | Electricity |  | Capacity-Interconnection | FOM | 18173719.557 |  |  | Electricity Transmission Line | QC | NY |  | 0.34682 | 6302947.0833
LCP_Inputs_ON_Electric_2023_04_03 | 2047 |  |  | Methane |  | Capacity-Intraconnection | FOM | 0 |  |  | CH4 Pipeline | QC | QC |  | 0.34682 | 0
LCP_Inputs_ON_Electric_2023_04_03 | 2047 |  |  | Electricity |  | Capacity-Intraconnection | FOM | 0 |  |  | Electricity Transmission Line | QC | QC |  | 0.34682 | 0
LCP_Inputs_ON_Electric_2023_04_03 | 2047 |  |  | Hydrogen |  | Capacity-Intraconnection | FOM | 0 |  |  | H2 Pipeline - New | QC | QC |  | 0.34682 | 0
LCP_Inputs_ON_Electric_2023_04_03 | 2047 |  |  | Hydrogen |  | Capacity-Intraconnection | FOM | 0 |  |  | H2 Pipeline - Repurposed | QC | QC |  | 0.34682 | 0
LCP_Inputs_ON_Electric_2023_04_03 | 2047 |  |  | Electricity |  | Capacity-Interconnection | FOM | 3402131.5196 |  |  | Electricity Transmission Line | WC | MI |  | 0.34682 | 1179915.5848
LCP_Inputs_ON_Electric_2023_04_03 | 2047 |  |  | Methane |  | Capacity-Intraconnection | FOM | 0 |  |  | CH4 Pipeline | WC | WC |  | 0.34682 | 0
LCP_Inputs_ON_Electric_2023_04_03 | 2047 |  |  | Electricity |  | Capacity-Intraconnection | FOM | 0 |  |  | Electricity Transmission Line | WC | WC |  | 0.34682 | 0
LCP_Inputs_ON_Electric_2023_04_03 | 2047 |  |  | Hydrogen |  | Capacity-Intraconnection | FOM | 0 |  |  | H2 Pipeline - New | WC | WC |  | 0.34682 | 0
LCP_Inputs_ON_Electric_2023_04_03 | 2047 |  |  | Hydrogen |  | Capacity-Intraconnection | FOM | 0 |  |  | H2 Pipeline - Repurposed | WC | WC |  | 0.34682 | 0
LCP_Inputs_ON_Electric_2023_04_03 | 2048 |  |  | Methane |  | Capacity-Intraconnection | FOM | 0 |  |  | CH4 Pipeline | MI | MI |  | 0.33348 | 0
LCP_Inputs_ON_Electric_2023_04_03 | 2048 |  |  | Electricity |  | Capacity-Intraconnection | FOM | 0 |  |  | Electricity Transmission Line | MI | MI |  | 0.33348 | 0
LCP_Inputs_ON_Electric_2023_04_03 | 2048 |  |  | Hydrogen |  | Capacity-Intraconnection | FOM | 0 |  |  | H2 Pipeline - New | MI | MI |  | 0.33348 | 0
LCP_Inputs_ON_Electric_2023_04_03 | 2048 |  |  | Hydrogen |  | Capacity-Intraconnection | FOM | 0 |  |  | H2 Pipeline - Repurposed | MI | MI |  | 0.33348 | 0
LCP_Inputs_ON_Electric_2023_04_03 | 2048 |  |  | Methane |  | Capacity-Intraconnection | FOM | 0 |  |  | CH4 Pipeline | NY | NY |  | 0.33348 | 0
LCP_Inputs_ON_Electric_2023_04_03 | 2048 |  |  | Electricity |  | Capacity-Intraconnection | FOM | 0 |  |  | Electricity Transmission Line | NY | NY |  | 0.33348 | 0
LCP_Inputs_ON_Electric_2023_04_03 | 2048 |  |  | Hydrogen |  | Capacity-Intraconnection | FOM | 0 |  |  | H2 Pipeline - New | NY | NY |  | 0.33348 | 0
LCP_Inputs_ON_Electric_2023_04_03 | 2048 |  |  | Hydrogen |  | Capacity-Intraconnection | FOM | 0 |  |  | H2 Pipeline - Repurposed | NY | NY |  | 0.33348 | 0
LCP_Inputs_ON_Electric_2023_04_03 | 2048 |  |  | Methane |  | Capacity-Interconnection | FOM | 0 |  |  | CH4 Pipeline | ON | MI |  | 0.33348 | 0
LCP_Inputs_ON_Electric_2023_04_03 | 2048 |  |  | Electricity |  | Capacity-Interconnection | FOM | 5643750 |  |  | Electricity Transmission Line | ON | MI |  | 0.33348 | 1882063.4785
LCP_Inputs_ON_Electric_2023_04_03 | 2048 |  |  | Hydrogen |  | Capacity-Interconnection | FOM | 0 |  |  | H2 Pipeline - New | ON | MI |  | 0.33348 | 0
LCP_Inputs_ON_Electric_2023_04_03 | 2048 |  |  | Hydrogen |  | Capacity-Interconnection | FOM | 0 |  |  | H2 Pipeline - Repurposed | ON | MI |  | 0.33348 | 0
LCP_Inputs_ON_Electric_2023_04_03 | 2048 |  |  | Methane |  | Capacity-Interconnection | FOM | 0 |  |  | CH4 Pipeline | ON | NY |  | 0.33348 | 0
LCP_Inputs_ON_Electric_2023_04_03 | 2048 |  |  | Electricity |  | Capacity-Interconnection | FOM | 5643750 |  |  | Electricity Transmission Line | ON | NY |  | 0.33348 | 1882063.4785
LCP_Inputs_ON_Electric_2023_04_03 | 2048 |  |  | Hydrogen |  | Capacity-Interconnection | FOM | 0 |  |  | H2 Pipeline - New | ON | NY |  | 0.33348 | 0
LCP_Inputs_ON_Electric_2023_04_03 | 2048 |  |  | Hydrogen |  | Capacity-Interconnection | FOM | 0 |  |  | H2 Pipeline - Repurposed | ON | NY |  | 0.33348 | 0
LCP_Inputs_ON_Electric_2023_04_03 | 2048 |  |  | Methane |  | Capacity-Intraconnection | FOM | 0 |  |  | CH4 Pipeline | ON | ON |  | 0.33348 | 0
LCP_Inputs_ON_Electric_2023_04_03 | 2048 |  |  | Electricity |  | Capacity-Intraconnection | FOM | 0 |  |  | Electricity Transmission Line | ON | ON |  | 0.33348 | 0
LCP_Inputs_ON_Electric_2023_04_03 | 2048 |  |  | Hydrogen |  | Capacity-Intraconnection | FOM | 0 |  |  | H2 Pipeline - New | ON | ON |  | 0.33348 | 0
LCP_Inputs_ON_Electric_2023_04_03 | 2048 |  |  | Hydrogen |  | Capacity-Intraconnection | FOM | 0 |  |  | H2 Pipeline - Repurposed | ON | ON |  | 0.33348 | 0
LCP_Inputs_ON_Electric_2023_04_03 | 2048 |  |  | Methane |  | Capacity-Interconnection | FOM | 0 |  |  | CH4 Pipeline | ON | PJ |  | 0.33348 | 0
LCP_Inputs_ON_Electric_2023_04_03 | 2048 |  |  | Electricity |  | Capacity-Interconnection | FOM | 1128750 |  |  | Electricity Transmission Line | ON | PJ |  | 0.33348 | 376412.6957
LCP_Inputs_ON_Electric_2023_04_03 | 2048 |  |  | Hydrogen |  | Capacity-Interconnection | FOM | 0 |  |  | H2 Pipeline - New | ON | PJ |  | 0.33348 | 0
LCP_Inputs_ON_Electric_2023_04_03 | 2048 |  |  | Hydrogen |  | Capacity-Interconnection | FOM | 0 |  |  | H2 Pipeline - Repurposed | ON | PJ |  | 0.33348 | 0
LCP_Inputs_ON_Electric_2023_04_03 | 2048 |  |  | Methane |  | Capacity-Interconnection | FOM | 0 |  |  | CH4 Pipeline | ON | QC |  | 0.33348 | 0
LCP_Inputs_ON_Electric_2023_04_03 | 2048 |  |  | Electricity |  | Capacity-Interconnection | FOM | 7901250 |  |  | Electricity Transmission Line | ON | QC |  | 0.33348 | 2634888.87
LCP_Inputs_ON_Electric_2023_04_03 | 2048 |  |  | Hydrogen |  | Capacity-Interconnection | FOM | 0 |  |  | H2 Pipeline - New | ON | QC |  | 0.33348 | 0
LCP_Inputs_ON_Electric_2023_04_03 | 2048 |  |  | Hydrogen |  | Capacity-Interconnection | FOM | 0 |  |  | H2 Pipeline - Repurposed | ON | QC |  | 0.33348 | 0
LCP_Inputs_ON_Electric_2023_04_03 | 2048 |  |  | Methane |  | Capacity-Interconnection | FOM | 0 |  |  | CH4 Pipeline | ON | WC |  | 0.33348 | 0
LCP_Inputs_ON_Electric_2023_04_03 | 2048 |  |  | Electricity |  | Capacity-Interconnection | FOM | 22575000 |  |  | Electricity Transmission Line | ON | WC |  | 0.33348 | 7528253.9141
LCP_Inputs_ON_Electric_2023_04_03 | 2048 |  |  | Hydrogen |  | Capacity-Interconnection | FOM | 0 |  |  | H2 Pipeline - New | ON | WC |  | 0.33348 | 0
LCP_Inputs_ON_Electric_2023_04_03 | 2048 |  |  | Hydrogen |  | Capacity-Interconnection | FOM | 149139474.0361 |  |  | H2 Pipeline - Repurposed | ON | WC |  | 0.33348 | 49734654.6696
LCP_Inputs_ON_Electric_2023_04_03 | 2048 |  |  | Methane |  | Capacity-Intraconnection | FOM | 0 |  |  | CH4 Pipeline | PJ | PJ |  | 0.33348 | 0
LCP_Inputs_ON_Electric_2023_04_03 | 2048 |  |  | Electricity |  | Capacity-Intraconnection | FOM | 0 |  |  | Electricity Transmission Line | PJ | PJ |  | 0.33348 | 0
LCP_Inputs_ON_Electric_2023_04_03 | 2048 |  |  | Hydrogen |  | Capacity-Intraconnection | FOM | 0 |  |  | H2 Pipeline - New | PJ | PJ |  | 0.33348 | 0
LCP_Inputs_ON_Electric_2023_04_03 | 2048 |  |  | Hydrogen |  | Capacity-Intraconnection | FOM | 0 |  |  | H2 Pipeline - Repurposed | PJ | PJ |  | 0.33348 | 0
LCP_Inputs_ON_Electric_2023_04_03 | 2048 |  |  | Electricity |  | Capacity-Interconnection | FOM | 18173719.557 |  |  | Electricity Transmission Line | QC | NY |  | 0.33348 | 6060526.0416
LCP_Inputs_ON_Electric_2023_04_03 | 2048 |  |  | Methane |  | Capacity-Intraconnection | FOM | 0 |  |  | CH4 Pipeline | QC | QC |  | 0.33348 | 0
LCP_Inputs_ON_Electric_2023_04_03 | 2048 |  |  | Electricity |  | Capacity-Intraconnection | FOM | 0 |  |  | Electricity Transmission Line | QC | QC |  | 0.33348 | 0
LCP_Inputs_ON_Electric_2023_04_03 | 2048 |  |  | Hydrogen |  | Capacity-Intraconnection | FOM | 0 |  |  | H2 Pipeline - New | QC | QC |  | 0.33348 | 0
LCP_Inputs_ON_Electric_2023_04_03 | 2048 |  |  | Hydrogen |  | Capacity-Intraconnection | FOM | 0 |  |  | H2 Pipeline - Repurposed | QC | QC |  | 0.33348 | 0
LCP_Inputs_ON_Electric_2023_04_03 | 2048 |  |  | Electricity |  | Capacity-Interconnection | FOM | 3402131.5196 |  |  | Electricity Transmission Line | WC | MI |  | 0.33348 | 1134534.2161
LCP_Inputs_ON_Electric_2023_04_03 | 2048 |  |  | Methane |  | Capacity-Intraconnection | FOM | 0 |  |  | CH4 Pipeline | WC | WC |  | 0.33348 | 0
LCP_Inputs_ON_Electric_2023_04_03 | 2048 |  |  | Electricity |  | Capacity-Intraconnection | FOM | 0 |  |  | Electricity Transmission Line | WC | WC |  | 0.33348 | 0
LCP_Inputs_ON_Electric_2023_04_03 | 2048 |  |  | Hydrogen |  | Capacity-Intraconnection | FOM | 0 |  |  | H2 Pipeline - New | WC | WC |  | 0.33348 | 0
LCP_Inputs_ON_Electric_2023_04_03 | 2048 |  |  | Hydrogen |  | Capacity-Intraconnection | FOM | 0 |  |  | H2 Pipeline - Repurposed | WC | WC |  | 0.33348 | 0
LCP_Inputs_ON_Electric_2023_04_03 | 2049 |  |  | Methane |  | Capacity-Intraconnection | FOM | 0 |  |  | CH4 Pipeline | MI | MI |  | 0.32065 | 0
LCP_Inputs_ON_Electric_2023_04_03 | 2049 |  |  | Electricity |  | Capacity-Intraconnection | FOM | 0 |  |  | Electricity Transmission Line | MI | MI |  | 0.32065 | 0
LCP_Inputs_ON_Electric_2023_04_03 | 2049 |  |  | Hydrogen |  | Capacity-Intraconnection | FOM | 0 |  |  | H2 Pipeline - New | MI | MI |  | 0.32065 | 0
LCP_Inputs_ON_Electric_2023_04_03 | 2049 |  |  | Hydrogen |  | Capacity-Intraconnection | FOM | 0 |  |  | H2 Pipeline - Repurposed | MI | MI |  | 0.32065 | 0
LCP_Inputs_ON_Electric_2023_04_03 | 2049 |  |  | Methane |  | Capacity-Intraconnection | FOM | 0 |  |  | CH4 Pipeline | NY | NY |  | 0.32065 | 0
LCP_Inputs_ON_Electric_2023_04_03 | 2049 |  |  | Electricity |  | Capacity-Intraconnection | FOM | 0 |  |  | Electricity Transmission Line | NY | NY |  | 0.32065 | 0
LCP_Inputs_ON_Electric_2023_04_03 | 2049 |  |  | Hydrogen |  | Capacity-Intraconnection | FOM | 0 |  |  | H2 Pipeline - New | NY | NY |  | 0.32065 | 0
LCP_Inputs_ON_Electric_2023_04_03 | 2049 |  |  | Hydrogen |  | Capacity-Intraconnection | FOM | 0 |  |  | H2 Pipeline - Repurposed | NY | NY |  | 0.32065 | 0
LCP_Inputs_ON_Electric_2023_04_03 | 2049 |  |  | Methane |  | Capacity-Interconnection | FOM | 0 |  |  | CH4 Pipeline | ON | MI |  | 0.32065 | 0
LCP_Inputs_ON_Electric_2023_04_03 | 2049 |  |  | Electricity |  | Capacity-Interconnection | FOM | 5643750 |  |  | Electricity Transmission Line | ON | MI |  | 0.32065 | 1809676.4217
LCP_Inputs_ON_Electric_2023_04_03 | 2049 |  |  | Hydrogen |  | Capacity-Interconnection | FOM | 0 |  |  | H2 Pipeline - New | ON | MI |  | 0.32065 | 0
LCP_Inputs_ON_Electric_2023_04_03 | 2049 |  |  | Hydrogen |  | Capacity-Interconnection | FOM | 0 |  |  | H2 Pipeline - Repurposed | ON | MI |  | 0.32065 | 0
LCP_Inputs_ON_Electric_2023_04_03 | 2049 |  |  | Methane |  | Capacity-Interconnection | FOM | 0 |  |  | CH4 Pipeline | ON | NY |  | 0.32065 | 0
LCP_Inputs_ON_Electric_2023_04_03 | 2049 |  |  | Electricity |  | Capacity-Interconnection | FOM | 5643750 |  |  | Electricity Transmission Line | ON | NY |  | 0.32065 | 1809676.4217
LCP_Inputs_ON_Electric_2023_04_03 | 2049 |  |  | Hydrogen |  | Capacity-Interconnection | FOM | 0 |  |  | H2 Pipeline - New | ON | NY |  | 0.32065 | 0
LCP_Inputs_ON_Electric_2023_04_03 | 2049 |  |  | Hydrogen |  | Capacity-Interconnection | FOM | 0 |  |  | H2 Pipeline - Repurposed | ON | NY |  | 0.32065 | 0
LCP_Inputs_ON_Electric_2023_04_03 | 2049 |  |  | Methane |  | Capacity-Intraconnection | FOM | 0 |  |  | CH4 Pipeline | ON | ON |  | 0.32065 | 0
LCP_Inputs_ON_Electric_2023_04_03 | 2049 |  |  | Electricity |  | Capacity-Intraconnection | FOM | 0 |  |  | Electricity Transmission Line | ON | ON |  | 0.32065 | 0
LCP_Inputs_ON_Electric_2023_04_03 | 2049 |  |  | Hydrogen |  | Capacity-Intraconnection | FOM | 0 |  |  | H2 Pipeline - New | ON | ON |  | 0.32065 | 0
LCP_Inputs_ON_Electric_2023_04_03 | 2049 |  |  | Hydrogen |  | Capacity-Intraconnection | FOM | 0 |  |  | H2 Pipeline - Repurposed | ON | ON |  | 0.32065 | 0
LCP_Inputs_ON_Electric_2023_04_03 | 2049 |  |  | Methane |  | Capacity-Interconnection | FOM | 0 |  |  | CH4 Pipeline | ON | PJ |  | 0.32065 | 0
LCP_Inputs_ON_Electric_2023_04_03 | 2049 |  |  | Electricity |  | Capacity-Interconnection | FOM | 1128750 |  |  | Electricity Transmission Line | ON | PJ |  | 0.32065 | 361935.2843
LCP_Inputs_ON_Electric_2023_04_03 | 2049 |  |  | Hydrogen |  | Capacity-Interconnection | FOM | 0 |  |  | H2 Pipeline - New | ON | PJ |  | 0.32065 | 0
LCP_Inputs_ON_Electric_2023_04_03 | 2049 |  |  | Hydrogen |  | Capacity-Interconnection | FOM | 0 |  |  | H2 Pipeline - Repurposed | ON | PJ |  | 0.32065 | 0
LCP_Inputs_ON_Electric_2023_04_03 | 2049 |  |  | Methane |  | Capacity-Interconnection | FOM | 0 |  |  | CH4 Pipeline | ON | QC |  | 0.32065 | 0
LCP_Inputs_ON_Electric_2023_04_03 | 2049 |  |  | Electricity |  | Capacity-Interconnection | FOM | 7901250 |  |  | Electricity Transmission Line | ON | QC |  | 0.32065 | 2533546.9903
LCP_Inputs_ON_Electric_2023_04_03 | 2049 |  |  | Hydrogen |  | Capacity-Interconnection | FOM | 0 |  |  | H2 Pipeline - New | ON | QC |  | 0.32065 | 0
LCP_Inputs_ON_Electric_2023_04_03 | 2049 |  |  | Hydrogen |  | Capacity-Interconnection | FOM | 0 |  |  | H2 Pipeline - Repurposed | ON | QC |  | 0.32065 | 0
LCP_Inputs_ON_Electric_2023_04_03 | 2049 |  |  | Methane |  | Capacity-Interconnection | FOM | 0 |  |  | CH4 Pipeline | ON | WC |  | 0.32065 | 0
LCP_Inputs_ON_Electric_2023_04_03 | 2049 |  |  | Electricity |  | Capacity-Interconnection | FOM | 22575000 |  |  | Electricity Transmission Line | ON | WC |  | 0.32065 | 7238705.6867
LCP_Inputs_ON_Electric_2023_04_03 | 2049 |  |  | Hydrogen |  | Capacity-Interconnection | FOM | 0 |  |  | H2 Pipeline - New | ON | WC |  | 0.32065 | 0
LCP_Inputs_ON_Electric_2023_04_03 | 2049 |  |  | Hydrogen |  | Capacity-Interconnection | FOM | 149139474.0361 |  |  | H2 Pipeline - Repurposed | ON | WC |  | 0.32065 | 47821783.3361
LCP_Inputs_ON_Electric_2023_04_03 | 2049 |  |  | Methane |  | Capacity-Intraconnection | FOM | 0 |  |  | CH4 Pipeline | PJ | PJ |  | 0.32065 | 0
LCP_Inputs_ON_Electric_2023_04_03 | 2049 |  |  | Electricity |  | Capacity-Intraconnection | FOM | 0 |  |  | Electricity Transmission Line | PJ | PJ |  | 0.32065 | 0
LCP_Inputs_ON_Electric_2023_04_03 | 2049 |  |  | Hydrogen |  | Capacity-Intraconnection | FOM | 0 |  |  | H2 Pipeline - New | PJ | PJ |  | 0.32065 | 0
LCP_Inputs_ON_Electric_2023_04_03 | 2049 |  |  | Hydrogen |  | Capacity-Intraconnection | FOM | 0 |  |  | H2 Pipeline - Repurposed | PJ | PJ |  | 0.32065 | 0
LCP_Inputs_ON_Electric_2023_04_03 | 2049 |  |  | Electricity |  | Capacity-Interconnection | FOM | 18173719.557 |  |  | Electricity Transmission Line | QC | NY |  | 0.32065 | 5827428.8862
LCP_Inputs_ON_Electric_2023_04_03 | 2049 |  |  | Methane |  | Capacity-Intraconnection | FOM | 0 |  |  | CH4 Pipeline | QC | QC |  | 0.32065 | 0
LCP_Inputs_ON_Electric_2023_04_03 | 2049 |  |  | Electricity |  | Capacity-Intraconnection | FOM | 0 |  |  | Electricity Transmission Line | QC | QC |  | 0.32065 | 0
LCP_Inputs_ON_Electric_2023_04_03 | 2049 |  |  | Hydrogen |  | Capacity-Intraconnection | FOM | 0 |  |  | H2 Pipeline - New | QC | QC |  | 0.32065 | 0
LCP_Inputs_ON_Electric_2023_04_03 | 2049 |  |  | Hydrogen |  | Capacity-Intraconnection | FOM | 0 |  |  | H2 Pipeline - Repurposed | QC | QC |  | 0.32065 | 0
LCP_Inputs_ON_Electric_2023_04_03 | 2049 |  |  | Electricity |  | Capacity-Interconnection | FOM | 3402131.5196 |  |  | Electricity Transmission Line | WC | MI |  | 0.32065 | 1090898.2847
LCP_Inputs_ON_Electric_2023_04_03 | 2049 |  |  | Methane |  | Capacity-Intraconnection | FOM | 0 |  |  | CH4 Pipeline | WC | WC |  | 0.32065 | 0
LCP_Inputs_ON_Electric_2023_04_03 | 2049 |  |  | Electricity |  | Capacity-Intraconnection | FOM | 0 |  |  | Electricity Transmission Line | WC | WC |  | 0.32065 | 0
LCP_Inputs_ON_Electric_2023_04_03 | 2049 |  |  | Hydrogen |  | Capacity-Intraconnection | FOM | 0 |  |  | H2 Pipeline - New | WC | WC |  | 0.32065 | 0
LCP_Inputs_ON_Electric_2023_04_03 | 2049 |  |  | Hydrogen |  | Capacity-Intraconnection | FOM | 0 |  |  | H2 Pipeline - Repurposed | WC | WC |  | 0.32065 | 0
LCP_Inputs_ON_Electric_2023_04_03 | 2050 |  |  | Methane |  | Capacity-Intraconnection | CONE | 0 |  |  | CH4 Pipeline | MI | MI |  | 0.30832 | 0
LCP_Inputs_ON_Electric_2023_04_03 | 2050 |  |  | Methane |  | Capacity-Intraconnection | FOM | 0 |  |  | CH4 Pipeline | MI | MI |  | 0.30832 | 0
LCP_Inputs_ON_Electric_2023_04_03 | 2050 |  |  | Electricity |  | Capacity-Intraconnection | CONE | 0 |  |  | Electricity Transmission Line | MI | MI |  | 0.30832 | 0
LCP_Inputs_ON_Electric_2023_04_03 | 2050 |  |  | Electricity |  | Capacity-Intraconnection | FOM | 0 |  |  | Electricity Transmission Line | MI | MI |  | 0.30832 | 0
LCP_Inputs_ON_Electric_2023_04_03 | 2050 |  |  | Hydrogen |  | Capacity-Intraconnection | CONE | 0 |  |  | H2 Pipeline - New | MI | MI |  | 0.30832 | 0
LCP_Inputs_ON_Electric_2023_04_03 | 2050 |  |  | Hydrogen |  | Capacity-Intraconnection | FOM | 0 |  |  | H2 Pipeline - New | MI | MI |  | 0.30832 | 0
LCP_Inputs_ON_Electric_2023_04_03 | 2050 |  |  | Hydrogen |  | Capacity-Intraconnection | CONE | 0 |  |  | H2 Pipeline - Repurposed | MI | MI |  | 0.30832 | 0
LCP_Inputs_ON_Electric_2023_04_03 | 2050 |  |  | Hydrogen |  | Capacity-Intraconnection | FOM | 0 |  |  | H2 Pipeline - Repurposed | MI | MI |  | 0.30832 | 0
LCP_Inputs_ON_Electric_2023_04_03 | 2050 |  |  | Methane |  | Capacity-Intraconnection | CONE | 0 |  |  | CH4 Pipeline | NY | NY |  | 0.30832 | 0
LCP_Inputs_ON_Electric_2023_04_03 | 2050 |  |  | Methane |  | Capacity-Intraconnection | FOM | 0 |  |  | CH4 Pipeline | NY | NY |  | 0.30832 | 0
LCP_Inputs_ON_Electric_2023_04_03 | 2050 |  |  | Electricity |  | Capacity-Intraconnection | CONE | 0 |  |  | Electricity Transmission Line | NY | NY |  | 0.30832 | 0
LCP_Inputs_ON_Electric_2023_04_03 | 2050 |  |  | Electricity |  | Capacity-Intraconnection | FOM | 0 |  |  | Electricity Transmission Line | NY | NY |  | 0.30832 | 0
LCP_Inputs_ON_Electric_2023_04_03 | 2050 |  |  | Hydrogen |  | Capacity-Intraconnection | CONE | 0 |  |  | H2 Pipeline - New | NY | NY |  | 0.30832 | 0
LCP_Inputs_ON_Electric_2023_04_03 | 2050 |  |  | Hydrogen |  | Capacity-Intraconnection | FOM | 0 |  |  | H2 Pipeline - New | NY | NY |  | 0.30832 | 0
LCP_Inputs_ON_Electric_2023_04_03 | 2050 |  |  | Hydrogen |  | Capacity-Intraconnection | CONE | 0 |  |  | H2 Pipeline - Repurposed | NY | NY |  | 0.30832 | 0
LCP_Inputs_ON_Electric_2023_04_03 | 2050 |  |  | Hydrogen |  | Capacity-Intraconnection | FOM | 0 |  |  | H2 Pipeline - Repurposed | NY | NY |  | 0.30832 | 0
LCP_Inputs_ON_Electric_2023_04_03 | 2050 |  |  | Methane |  | Capacity-Interconnection | CONE | 0 |  |  | CH4 Pipeline | ON | MI |  | 0.30832 | 0
LCP_Inputs_ON_Electric_2023_04_03 | 2050 |  |  | Methane |  | Capacity-Interconnection | FOM | 0 |  |  | CH4 Pipeline | ON | MI |  | 0.30832 | 0
LCP_Inputs_ON_Electric_2023_04_03 | 2050 |  |  | Electricity |  | Capacity-Interconnection | CONE | 4031250 |  |  | Electricity Transmission Line | ON | MI |  | 0.30832 | 1242909.6303
LCP_Inputs_ON_Electric_2023_04_03 | 2050 |  |  | Electricity |  | Capacity-Interconnection | FOM | 8465625 |  |  | Electricity Transmission Line | ON | MI |  | 0.30832 | 2610110.2236
LCP_Inputs_ON_Electric_2023_04_03 | 2050 |  |  | Hydrogen |  | Capacity-Interconnection | CONE | 0 |  |  | H2 Pipeline - New | ON | MI |  | 0.30832 | 0
LCP_Inputs_ON_Electric_2023_04_03 | 2050 |  |  | Hydrogen |  | Capacity-Interconnection | FOM | 0 |  |  | H2 Pipeline - New | ON | MI |  | 0.30832 | 0
LCP_Inputs_ON_Electric_2023_04_03 | 2050 |  |  | Hydrogen |  | Capacity-Interconnection | CONE | 0 |  |  | H2 Pipeline - Repurposed | ON | MI |  | 0.30832 | 0
LCP_Inputs_ON_Electric_2023_04_03 | 2050 |  |  | Hydrogen |  | Capacity-Interconnection | FOM | 0 |  |  | H2 Pipeline - Repurposed | ON | MI |  | 0.30832 | 0
LCP_Inputs_ON_Electric_2023_04_03 | 2050 |  |  | Methane |  | Capacity-Interconnection | CONE | 0 |  |  | CH4 Pipeline | ON | NY |  | 0.30832 | 0
LCP_Inputs_ON_Electric_2023_04_03 | 2050 |  |  | Methane |  | Capacity-Interconnection | FOM | 0 |  |  | CH4 Pipeline | ON | NY |  | 0.30832 | 0
LCP_Inputs_ON_Electric_2023_04_03 | 2050 |  |  | Electricity |  | Capacity-Interconnection | CONE | 4031250 |  |  | Electricity Transmission Line | ON | NY |  | 0.30832 | 1242909.6303
LCP_Inputs_ON_Electric_2023_04_03 | 2050 |  |  | Electricity |  | Capacity-Interconnection | FOM | 8465625 |  |  | Electricity Transmission Line | ON | NY |  | 0.30832 | 2610110.2236
LCP_Inputs_ON_Electric_2023_04_03 | 2050 |  |  | Hydrogen |  | Capacity-Interconnection | CONE | 0 |  |  | H2 Pipeline - New | ON | NY |  | 0.30832 | 0
LCP_Inputs_ON_Electric_2023_04_03 | 2050 |  |  | Hydrogen |  | Capacity-Interconnection | FOM | 0 |  |  | H2 Pipeline - New | ON | NY |  | 0.30832 | 0
LCP_Inputs_ON_Electric_2023_04_03 | 2050 |  |  | Hydrogen |  | Capacity-Interconnection | CONE | 0 |  |  | H2 Pipeline - Repurposed | ON | NY |  | 0.30832 | 0
LCP_Inputs_ON_Electric_2023_04_03 | 2050 |  |  | Hydrogen |  | Capacity-Interconnection | FOM | 0 |  |  | H2 Pipeline - Repurposed | ON | NY |  | 0.30832 | 0
LCP_Inputs_ON_Electric_2023_04_03 | 2050 |  |  | Methane |  | Capacity-Intraconnection | CONE | 0 |  |  | CH4 Pipeline | ON | ON |  | 0.30832 | 0
LCP_Inputs_ON_Electric_2023_04_03 | 2050 |  |  | Methane |  | Capacity-Intraconnection | FOM | 0 |  |  | CH4 Pipeline | ON | ON |  | 0.30832 | 0
LCP_Inputs_ON_Electric_2023_04_03 | 2050 |  |  | Electricity |  | Capacity-Intraconnection | CONE | 38228744.3123 |  |  | Electricity Transmission Line | ON | ON |  | 0.30832 | 11786635.5247
LCP_Inputs_ON_Electric_2023_04_03 | 2050 |  |  | Electricity |  | Capacity-Intraconnection | FOM | 0 |  |  | Electricity Transmission Line | ON | ON |  | 0.30832 | 0
LCP_Inputs_ON_Electric_2023_04_03 | 2050 |  |  | Hydrogen |  | Capacity-Intraconnection | CONE | 0 |  |  | H2 Pipeline - New | ON | ON |  | 0.30832 | 0
LCP_Inputs_ON_Electric_2023_04_03 | 2050 |  |  | Hydrogen |  | Capacity-Intraconnection | FOM | 0 |  |  | H2 Pipeline - New | ON | ON |  | 0.30832 | 0
LCP_Inputs_ON_Electric_2023_04_03 | 2050 |  |  | Hydrogen |  | Capacity-Intraconnection | CONE | 2255881.1706 |  |  | H2 Pipeline - Repurposed | ON | ON |  | 0.30832 | 695530.2776
LCP_Inputs_ON_Electric_2023_04_03 | 2050 |  |  | Hydrogen |  | Capacity-Intraconnection | FOM | 0 |  |  | H2 Pipeline - Repurposed | ON | ON |  | 0.30832 | 0
LCP_Inputs_ON_Electric_2023_04_03 | 2050 |  |  | Methane |  | Capacity-Interconnection | CONE | 0 |  |  | CH4 Pipeline | ON | PJ |  | 0.30832 | 0
LCP_Inputs_ON_Electric_2023_04_03 | 2050 |  |  | Methane |  | Capacity-Interconnection | FOM | 0 |  |  | CH4 Pipeline | ON | PJ |  | 0.30832 | 0
LCP_Inputs_ON_Electric_2023_04_03 | 2050 |  |  | Electricity |  | Capacity-Interconnection | CONE | 1612500 |  |  | Electricity Transmission Line | ON | PJ |  | 0.30832 | 497163.8521
LCP_Inputs_ON_Electric_2023_04_03 | 2050 |  |  | Electricity |  | Capacity-Interconnection | FOM | 2257500 |  |  | Electricity Transmission Line | ON | PJ |  | 0.30832 | 696029.3929
LCP_Inputs_ON_Electric_2023_04_03 | 2050 |  |  | Hydrogen |  | Capacity-Interconnection | CONE | 0 |  |  | H2 Pipeline - New | ON | PJ |  | 0.30832 | 0
LCP_Inputs_ON_Electric_2023_04_03 | 2050 |  |  | Hydrogen |  | Capacity-Interconnection | FOM | 0 |  |  | H2 Pipeline - New | ON | PJ |  | 0.30832 | 0
LCP_Inputs_ON_Electric_2023_04_03 | 2050 |  |  | Hydrogen |  | Capacity-Interconnection | CONE | 0 |  |  | H2 Pipeline - Repurposed | ON | PJ |  | 0.30832 | 0
LCP_Inputs_ON_Electric_2023_04_03 | 2050 |  |  | Hydrogen |  | Capacity-Interconnection | FOM | 0 |  |  | H2 Pipeline - Repurposed | ON | PJ |  | 0.30832 | 0
LCP_Inputs_ON_Electric_2023_04_03 | 2050 |  |  | Methane |  | Capacity-Interconnection | CONE | 0 |  |  | CH4 Pipeline | ON | QC |  | 0.30832 | 0
LCP_Inputs_ON_Electric_2023_04_03 | 2050 |  |  | Methane |  | Capacity-Interconnection | FOM | 0 |  |  | CH4 Pipeline | ON | QC |  | 0.30832 | 0
LCP_Inputs_ON_Electric_2023_04_03 | 2050 |  |  | Electricity |  | Capacity-Interconnection | CONE | 5643750 |  |  | Electricity Transmission Line | ON | QC |  | 0.30832 | 1740073.4824
LCP_Inputs_ON_Electric_2023_04_03 | 2050 |  |  | Electricity |  | Capacity-Interconnection | FOM | 11851875 |  |  | Electricity Transmission Line | ON | QC |  | 0.30832 | 3654154.313
LCP_Inputs_ON_Electric_2023_04_03 | 2050 |  |  | Hydrogen |  | Capacity-Interconnection | CONE | 0 |  |  | H2 Pipeline - New | ON | QC |  | 0.30832 | 0
LCP_Inputs_ON_Electric_2023_04_03 | 2050 |  |  | Hydrogen |  | Capacity-Interconnection | FOM | 0 |  |  | H2 Pipeline - New | ON | QC |  | 0.30832 | 0
LCP_Inputs_ON_Electric_2023_04_03 | 2050 |  |  | Hydrogen |  | Capacity-Interconnection | CONE | 1009651.6484 |  |  | H2 Pipeline - Repurposed | ON | QC |  | 0.30832 | 311294.4513
LCP_Inputs_ON_Electric_2023_04_03 | 2050 |  |  | Hydrogen |  | Capacity-Interconnection | FOM | 3926423.0769 |  |  | H2 Pipeline - Repurposed | ON | QC |  | 0.30832 | 1210589.533
LCP_Inputs_ON_Electric_2023_04_03 | 2050 |  |  | Methane |  | Capacity-Interconnection | CONE | 0 |  |  | CH4 Pipeline | ON | WC |  | 0.30832 | 0
LCP_Inputs_ON_Electric_2023_04_03 | 2050 |  |  | Methane |  | Capacity-Interconnection | FOM | 0 |  |  | CH4 Pipeline | ON | WC |  | 0.30832 | 0
LCP_Inputs_ON_Electric_2023_04_03 | 2050 |  |  | Electricity |  | Capacity-Interconnection | CONE | 16125000 |  |  | Electricity Transmission Line | ON | WC |  | 0.30832 | 4971638.5211
LCP_Inputs_ON_Electric_2023_04_03 | 2050 |  |  | Electricity |  | Capacity-Interconnection | FOM | 33862500 |  |  | Electricity Transmission Line | ON | WC |  | 0.30832 | 10440440.8942
LCP_Inputs_ON_Electric_2023_04_03 | 2050 |  |  | Hydrogen |  | Capacity-Interconnection | CONE | 0 |  |  | H2 Pipeline - New | ON | WC |  | 0.30832 | 0
LCP_Inputs_ON_Electric_2023_04_03 | 2050 |  |  | Hydrogen |  | Capacity-Interconnection | FOM | 0 |  |  | H2 Pipeline - New | ON | WC |  | 0.30832 | 0
LCP_Inputs_ON_Electric_2023_04_03 | 2050 |  |  | Hydrogen |  | Capacity-Interconnection | CONE | 24998077.6992 |  |  | H2 Pipeline - Repurposed | ON | WC |  | 0.30832 | 7707374.0181
LCP_Inputs_ON_Electric_2023_04_03 | 2050 |  |  | Hydrogen |  | Capacity-Interconnection | FOM | 246354220.6442 |  |  | H2 Pipeline - Repurposed | ON | WC |  | 0.30832 | 75955605.1587
LCP_Inputs_ON_Electric_2023_04_03 | 2050 |  |  | Methane |  | Capacity-Intraconnection | CONE | 0 |  |  | CH4 Pipeline | PJ | PJ |  | 0.30832 | 0
LCP_Inputs_ON_Electric_2023_04_03 | 2050 |  |  | Methane |  | Capacity-Intraconnection | FOM | 0 |  |  | CH4 Pipeline | PJ | PJ |  | 0.30832 | 0
LCP_Inputs_ON_Electric_2023_04_03 | 2050 |  |  | Electricity |  | Capacity-Intraconnection | CONE | 0 |  |  | Electricity Transmission Line | PJ | PJ |  | 0.30832 | 0
LCP_Inputs_ON_Electric_2023_04_03 | 2050 |  |  | Electricity |  | Capacity-Intraconnection | FOM | 0 |  |  | Electricity Transmission Line | PJ | PJ |  | 0.30832 | 0
LCP_Inputs_ON_Electric_2023_04_03 | 2050 |  |  | Hydrogen |  | Capacity-Intraconnection | CONE | 0 |  |  | H2 Pipeline - New | PJ | PJ |  | 0.30832 | 0
LCP_Inputs_ON_Electric_2023_04_03 | 2050 |  |  | Hydrogen |  | Capacity-Intraconnection | FOM | 0 |  |  | H2 Pipeline - New | PJ | PJ |  | 0.30832 | 0
LCP_Inputs_ON_Electric_2023_04_03 | 2050 |  |  | Hydrogen |  | Capacity-Intraconnection | CONE | 0 |  |  | H2 Pipeline - Repurposed | PJ | PJ |  | 0.30832 | 0
LCP_Inputs_ON_Electric_2023_04_03 | 2050 |  |  | Hydrogen |  | Capacity-Intraconnection | FOM | 0 |  |  | H2 Pipeline - Repurposed | PJ | PJ |  | 0.30832 | 0
LCP_Inputs_ON_Electric_2023_04_03 | 2050 |  |  | Electricity |  | Capacity-Interconnection | CONE | 4367551.4626 |  |  | Electricity Transmission Line | QC | NY |  | 0.30832 | 1346597.6493
LCP_Inputs_ON_Electric_2023_04_03 | 2050 |  |  | Electricity |  | Capacity-Interconnection | FOM | 21231005.5808 |  |  | Electricity Transmission Line | QC | NY |  | 0.30832 | 6545915.3604
LCP_Inputs_ON_Electric_2023_04_03 | 2050 |  |  | Methane |  | Capacity-Intraconnection | CONE | 0 |  |  | CH4 Pipeline | QC | QC |  | 0.30832 | 0
LCP_Inputs_ON_Electric_2023_04_03 | 2050 |  |  | Methane |  | Capacity-Intraconnection | FOM | 0 |  |  | CH4 Pipeline | QC | QC |  | 0.30832 | 0
LCP_Inputs_ON_Electric_2023_04_03 | 2050 |  |  | Electricity |  | Capacity-Intraconnection | CONE | 0 |  |  | Electricity Transmission Line | QC | QC |  | 0.30832 | 0
LCP_Inputs_ON_Electric_2023_04_03 | 2050 |  |  | Electricity |  | Capacity-Intraconnection | FOM | 0 |  |  | Electricity Transmission Line | QC | QC |  | 0.30832 | 0
LCP_Inputs_ON_Electric_2023_04_03 | 2050 |  |  | Hydrogen |  | Capacity-Intraconnection | CONE | 0 |  |  | H2 Pipeline - New | QC | QC |  | 0.30832 | 0
LCP_Inputs_ON_Electric_2023_04_03 | 2050 |  |  | Hydrogen |  | Capacity-Intraconnection | FOM | 0 |  |  | H2 Pipeline - New | QC | QC |  | 0.30832 | 0
LCP_Inputs_ON_Electric_2023_04_03 | 2050 |  |  | Hydrogen |  | Capacity-Intraconnection | CONE | 0 |  |  | H2 Pipeline - Repurposed | QC | QC |  | 0.30832 | 0
LCP_Inputs_ON_Electric_2023_04_03 | 2050 |  |  | Hydrogen |  | Capacity-Intraconnection | FOM | 0 |  |  | H2 Pipeline - Repurposed | QC | QC |  | 0.30832 | 0
LCP_Inputs_ON_Electric_2023_04_03 | 2050 |  |  | Electricity |  | Capacity-Interconnection | CONE | 4826495.4274 |  |  | Electricity Transmission Line | WC | MI |  | 0.30832 | 1488098.6412
LCP_Inputs_ON_Electric_2023_04_03 | 2050 |  |  | Electricity |  | Capacity-Interconnection | FOM | 6780678.3189 |  |  | Electricity Transmission Line | WC | MI |  | 0.30832 | 2090609.7072
LCP_Inputs_ON_Electric_2023_04_03 | 2050 |  |  | Methane |  | Capacity-Intraconnection | CONE | 0 |  |  | CH4 Pipeline | WC | WC |  | 0.30832 | 0
LCP_Inputs_ON_Electric_2023_04_03 | 2050 |  |  | Methane |  | Capacity-Intraconnection | FOM | 0 |  |  | CH4 Pipeline | WC | WC |  | 0.30832 | 0
LCP_Inputs_ON_Electric_2023_04_03 | 2050 |  |  | Electricity |  | Capacity-Intraconnection | CONE | 0 |  |  | Electricity Transmission Line | WC | WC |  | 0.30832 | 0
LCP_Inputs_ON_Electric_2023_04_03 | 2050 |  |  | Electricity |  | Capacity-Intraconnection | FOM | 0 |  |  | Electricity Transmission Line | WC | WC |  | 0.30832 | 0
LCP_Inputs_ON_Electric_2023_04_03 | 2050 |  |  | Hydrogen |  | Capacity-Intraconnection | CONE | 0 |  |  | H2 Pipeline - New | WC | WC |  | 0.30832 | 0
LCP_Inputs_ON_Electric_2023_04_03 | 2050 |  |  | Hydrogen |  | Capacity-Intraconnection | FOM | 0 |  |  | H2 Pipeline - New | WC | WC |  | 0.30832 | 0
LCP_Inputs_ON_Electric_2023_04_03 | 2050 |  |  | Hydrogen |  | Capacity-Intraconnection | CONE | 0 |  |  | H2 Pipeline - Repurposed | WC | WC |  | 0.30832 | 0
LCP_Inputs_ON_Electric_2023_04_03 | 2050 |  |  | Hydrogen |  | Capacity-Intraconnection | FOM | 0 |  |  | H2 Pipeline - Repurposed | WC | WC |  | 0.30832 | 0
LCP_Inputs_ON_Electric_2023_04_03 | 2020 |  |  |  |  | Carbon Offsets | CarbonOffsetPrice | 0 | [5 empty] | Offset A | 1 | 0
LCP_Inputs_ON_Electric_2023_04_03 | 2021 |  |  |  |  | Carbon Offsets | CarbonOffsetPrice | 0 | [5 empty] | Offset A | 0.96154 | 0
LCP_Inputs_ON_Electric_2023_04_03 | 2022 |  |  |  |  | Carbon Offsets | CarbonOffsetPrice | 0 | [5 empty] | Offset A | 0.92456 | 0
LCP_Inputs_ON_Electric_2023_04_03 | 2023 |  |  |  |  | Carbon Offsets | CarbonOffsetPrice | 0 | [5 empty] | Offset A | 0.889 | 0
LCP_Inputs_ON_Electric_2023_04_03 | 2024 |  |  |  |  | Carbon Offsets | CarbonOffsetPrice | 0 | [5 empty] | Offset A | 0.8548 | 0
LCP_Inputs_ON_Electric_2023_04_03 | 2025 |  |  |  |  | Carbon Offsets | CarbonOffsetPrice | 0 | [5 empty] | Offset A | 0.82193 | 0
LCP_Inputs_ON_Electric_2023_04_03 | 2026 |  |  |  |  | Carbon Offsets | CarbonOffsetPrice | 0 | [5 empty] | Offset A | 0.79031 | 0
LCP_Inputs_ON_Electric_2023_04_03 | 2027 |  |  |  |  | Carbon Offsets | CarbonOffsetPrice | 0 | [5 empty] | Offset A | 0.75992 | 0
LCP_Inputs_ON_Electric_2023_04_03 | 2028 |  |  |  |  | Carbon Offsets | CarbonOffsetPrice | 0 | [5 empty] | Offset A | 0.73069 | 0
LCP_Inputs_ON_Electric_2023_04_03 | 2029 |  |  |  |  | Carbon Offsets | CarbonOffsetPrice | 0 | [5 empty] | Offset A | 0.70259 | 0
LCP_Inputs_ON_Electric_2023_04_03 | 2030 |  |  |  |  | Carbon Offsets | CarbonOffsetPrice | 0 | [5 empty] | Offset A | 0.67556 | 0
LCP_Inputs_ON_Electric_2023_04_03 | 2031 |  |  |  |  | Carbon Offsets | CarbonOffsetPrice | 0 | [5 empty] | Offset A | 0.64958 | 0
LCP_Inputs_ON_Electric_2023_04_03 | 2032 |  |  |  |  | Carbon Offsets | CarbonOffsetPrice | 0 | [5 empty] | Offset A | 0.6246 | 0
LCP_Inputs_ON_Electric_2023_04_03 | 2033 |  |  |  |  | Carbon Offsets | CarbonOffsetPrice | 0 | [5 empty] | Offset A | 0.60057 | 0
LCP_Inputs_ON_Electric_2023_04_03 | 2034 |  |  |  |  | Carbon Offsets | CarbonOffsetPrice | 0 | [5 empty] | Offset A | 0.57748 | 0
LCP_Inputs_ON_Electric_2023_04_03 | 2035 |  |  |  |  | Carbon Offsets | CarbonOffsetPrice | 0 | [5 empty] | Offset A | 0.55526 | 0
LCP_Inputs_ON_Electric_2023_04_03 | 2036 |  |  |  |  | Carbon Offsets | CarbonOffsetPrice | 0 | [5 empty] | Offset A | 0.53391 | 0
LCP_Inputs_ON_Electric_2023_04_03 | 2037 |  |  |  |  | Carbon Offsets | CarbonOffsetPrice | 0 | [5 empty] | Offset A | 0.51337 | 0
LCP_Inputs_ON_Electric_2023_04_03 | 2038 |  |  |  |  | Carbon Offsets | CarbonOffsetPrice | 0 | [5 empty] | Offset A | 0.49363 | 0
LCP_Inputs_ON_Electric_2023_04_03 | 2039 |  |  |  |  | Carbon Offsets | CarbonOffsetPrice | 0 | [5 empty] | Offset A | 0.47464 | 0
LCP_Inputs_ON_Electric_2023_04_03 | 2040 |  |  |  |  | Carbon Offsets | CarbonOffsetPrice | 0 | [5 empty] | Offset A | 0.45639 | 0
LCP_Inputs_ON_Electric_2023_04_03 | 2041 |  |  |  |  | Carbon Offsets | CarbonOffsetPrice | 0 | [5 empty] | Offset A | 0.43883 | 0
LCP_Inputs_ON_Electric_2023_04_03 | 2042 |  |  |  |  | Carbon Offsets | CarbonOffsetPrice | 0 | [5 empty] | Offset A | 0.42196 | 0
LCP_Inputs_ON_Electric_2023_04_03 | 2043 |  |  |  |  | Carbon Offsets | CarbonOffsetPrice | 0 | [5 empty] | Offset A | 0.40573 | 0
LCP_Inputs_ON_Electric_2023_04_03 | 2044 |  |  |  |  | Carbon Offsets | CarbonOffsetPrice | 0 | [5 empty] | Offset A | 0.39012 | 0
LCP_Inputs_ON_Electric_2023_04_03 | 2045 |  |  |  |  | Carbon Offsets | CarbonOffsetPrice | 0 | [5 empty] | Offset A | 0.37512 | 0
LCP_Inputs_ON_Electric_2023_04_03 | 2046 |  |  |  |  | Carbon Offsets | CarbonOffsetPrice | 0 | [5 empty] | Offset A | 0.36069 | 0
LCP_Inputs_ON_Electric_2023_04_03 | 2047 |  |  |  |  | Carbon Offsets | CarbonOffsetPrice | 0 | [5 empty] | Offset A | 0.34682 | 0
LCP_Inputs_ON_Electric_2023_04_03 | 2048 |  |  |  |  | Carbon Offsets | CarbonOffsetPrice | 0 | [5 empty] | Offset A | 0.33348 | 0
LCP_Inputs_ON_Electric_2023_04_03 | 2049 |  |  |  |  | Carbon Offsets | CarbonOffsetPrice | 0 | [5 empty] | Offset A | 0.32065 | 0
LCP_Inputs_ON_Electric_2023_04_03 | 2050 |  |  |  |  | Carbon Offsets | CarbonOffsetPrice | 0 | [5 empty] | Offset A | 0.30832 | 0

## SupplyTechUnitCosts
SupplyTechnology | SupplyTechCostType | CostUnits | 2020 | 2030 | 2040 | 2050
Wind Onshore | FOM | $/FuelCapacityUnit-yr | 25000 | 25000 | 25000 | 25000
Wind Onshore | VOM | $/FuelOutputUnit | 0 | 0 | 0 | 0
Wind Onshore | CONE | $/FuelCapacityUnit | 1412875 | 1412875 | 1212875 | 1112875
Wind Onshore | Flex Adder | $/FuelCapacityUnit-yr | 0 | 0 | 0 | 0
Wind Onshore | Retirement | $/FuelCapacityUnit | 0 | 0 | 0 | 0
Wind Offshore | FOM | $/FuelCapacityUnit-yr | 40000 | 40000 | 30000 | 30000
Wind Offshore | VOM | $/FuelOutputUnit | 0 | 0 | 0 | 0
Wind Offshore | CONE | $/FuelCapacityUnit | 2662875 | 2662875 | 2112875 | 2112875
Wind Offshore | Flex Adder | $/FuelCapacityUnit-yr | 0 | 0 | 0 | 0
Wind Offshore | Retirement | $/FuelCapacityUnit | 0 | 0 | 0 | 0
Solar PV | FOM | $/FuelCapacityUnit-yr | 22000 | 22000 | 18000 | 18000
Solar PV | VOM | $/FuelOutputUnit | 0 | 0 | 0 | 0
Solar PV | CONE | $/FuelCapacityUnit | 1062875 | 1062875 | 812875 | 712875
Solar PV | Flex Adder | $/FuelCapacityUnit-yr | 0 | 0 | 0 | 0
Solar PV | Retirement | $/FuelCapacityUnit | 0 | 0 | 0 | 0
Hydro | FOM | $/FuelCapacityUnit-yr | 60305.9976 | 60305.9976 | 60305.9976 | 60305.9976
Hydro | VOM | $/FuelOutputUnit | 0 | 0 | 0 | 0
Hydro | CONE | $/FuelCapacityUnit | 6892114.0059 | 6892114.0059 | 6892114.0059 | 6892114.0059
Hydro | Flex Adder | $/FuelCapacityUnit-yr | 0 | 0 | 0 | 0
Hydro | Retirement | $/FuelCapacityUnit | 0 | 0 | 0 | 0
Hydro Pumped Storage | FOM | $/FuelCapacityUnit-yr | 0 | 0 | 0 | 0
Hydro Pumped Storage | VOM | $/FuelOutputUnit | 0 | 0 | 0 | 0
Hydro Pumped Storage | CONE | $/FuelCapacityUnit | 0.01 | 0.01 | 0.01 | 0.01
Hydro Pumped Storage | Flex Adder | $/FuelCapacityUnit-yr | 0 | 0 | 0 | 0
Hydro Pumped Storage | Retirement | $/FuelCapacityUnit | 0 | 0 | 0 | 0
Nuclear | FOM | $/FuelCapacityUnit-yr | 0 | 0 | 0 | 0
Nuclear | VOM | $/FuelOutputUnit | 95.83 | 95.83 | 95.83 | 95.83
Nuclear | CONE | $/FuelCapacityUnit | 0.01 | 0.01 | 0.01 | 0.01
Nuclear | Flex Adder | $/FuelCapacityUnit-yr | 0 | 0 | 0 | 0
Nuclear | Retirement | $/FuelCapacityUnit | 0 | 0 | 0 | 0
Nuclear SMR | FOM | $/FuelCapacityUnit-yr | 175000 | 175000 | 150000 | 125000
Nuclear SMR | VOM | $/FuelOutputUnit | 7.26 | 7.26 | 7.26 | 7.26
Nuclear SMR | CONE | $/FuelCapacityUnit | 7000000 | 7000000 | 6000000 | 5000000
Nuclear SMR | Flex Adder | $/FuelCapacityUnit-yr | 0 | 0 | 0 | 0
Nuclear SMR | Retirement | $/FuelCapacityUnit | 0 | 0 | 0 | 0
Fossil Fuel Thermal (Coal, Peat, Oil) | FOM | $/FuelCapacityUnit-yr | 0 | 0 | 0 | 0
Fossil Fuel Thermal (Coal, Peat, Oil) | VOM | $/FuelOutputUnit | 4.9087 | 4.9087 | 4.9087 | 4.9087
Fossil Fuel Thermal (Coal, Peat, Oil) | CONE | $/FuelCapacityUnit | 0.01 | 0.01 | 0.01 | 0.01
Fossil Fuel Thermal (Coal, Peat, Oil) | Flex Adder | $/FuelCapacityUnit-yr | 0 | 0 | 0 | 0
Fossil Fuel Thermal (Coal, Peat, Oil) | Retirement | $/FuelCapacityUnit | 0 | 0 | 0 | 0
O/CCGT - CH4 Existing | FOM | $/FuelCapacityUnit-yr | 0 | 0 | 0 | 0
O/CCGT - CH4 Existing | VOM | $/FuelOutputUnit | 2.38 | 2.38 | 2.38 | 2.38
O/CCGT - CH4 Existing | CONE | $/FuelCapacityUnit | 0.01 | 0.01 | 0.01 | 0.01
O/CCGT - CH4 Existing | Flex Adder | $/FuelCapacityUnit-yr | 0 | 0 | 0 | 0
O/CCGT - CH4 Existing | Retirement | $/FuelCapacityUnit | 0 | 0 | 0 | 0
O/CCGT - H2 New | FOM | $/FuelCapacityUnit-yr | 23000 | 23000 | 23000 | 23000
O/CCGT - H2 New | VOM | $/FuelOutputUnit | 2.737 | 2.737 | 2.737 | 2.737
O/CCGT - H2 New | CONE | $/FuelCapacityUnit | 759000 | 759000 | 759000 | 759000
O/CCGT - H2 New | Flex Adder | $/FuelCapacityUnit-yr | 0 | 0 | 0 | 0
O/CCGT - H2 New | Retirement | $/FuelCapacityUnit | 0 | 0 | 0 | 0
O/CCGT - CH4 New | FOM | $/FuelCapacityUnit-yr | 20000 | 20000 | 20000 | 20000
O/CCGT - CH4 New | VOM | $/FuelOutputUnit | 2.38 | 2.38 | 2.38 | 2.38
O/CCGT - CH4 New | CONE | $/FuelCapacityUnit | 660000 | 660000 | 660000 | 660000
O/CCGT - CH4 New | Flex Adder | $/FuelCapacityUnit-yr | 0 | 0 | 0 | 0
O/CCGT - CH4 New | Retirement | $/FuelCapacityUnit | 0 | 0 | 0 | 0
Biomass | FOM | $/FuelCapacityUnit-yr | 19337.5 | 19337.5 | 19337.5 | 19337.5
Biomass | VOM | $/FuelOutputUnit | 2.38 | 2.38 | 2.38 | 2.38
Biomass | CONE | $/FuelCapacityUnit | 654500 | 654500 | 654500 | 654500
Biomass | Flex Adder | $/FuelCapacityUnit-yr | 0 | 0 | 0 | 0
Biomass | Retirement | $/FuelCapacityUnit | 0 | 0 | 0 | 0
Generic - Generator | FOM | $/FuelCapacityUnit-yr | 22000 | 22000 | 22000 | 22000
Generic - Generator | VOM | $/FuelOutputUnit | 2.38 | 2.38 | 2.38 | 2.38
Generic - Generator | CONE | $/FuelCapacityUnit | 1160000 | 1160000 | 1130000 | 1130000
Generic - Generator | Flex Adder | $/FuelCapacityUnit-yr | 0 | 0 | 0 | 0
Generic - Generator | Retirement | $/FuelCapacityUnit | 0 | 0 | 0 | 0
CH4 Salt Cavern Storage - ON | FOM | $/FuelCapacityUnit-yr | 0 | 0 | 0 | 0
CH4 Salt Cavern Storage - ON | VOM | $/FuelOutputUnit | 10.5 | 10.5 | 10.5 | 10.5
CH4 Salt Cavern Storage - ON | CONE | $/FuelCapacityUnit | 0.01 | 0.01 | 0.01 | 0.01
CH4 Salt Cavern Storage - ON | Flex Adder | $/FuelCapacityUnit-yr | 0 | 0 | 0 | 0
CH4 Salt Cavern Storage - ON | Retirement | $/FuelCapacityUnit | 0 | 0 | 0 | 0
H2 Salt Cavern Storage - ON | FOM | $/FuelCapacityUnit-yr | 0 | 0 | 0 | 0
H2 Salt Cavern Storage - ON | VOM | $/FuelOutputUnit | 10.5 | 10.5 | 10.5 | 10.5
H2 Salt Cavern Storage - ON | CONE | $/FuelCapacityUnit | 0.01 | 0.01 | 0.01 | 0.01
H2 Salt Cavern Storage - ON | Flex Adder | $/FuelCapacityUnit-yr | 0 | 0 | 0 | 0
H2 Salt Cavern Storage - ON | Retirement | $/FuelCapacityUnit | 0 | 0 | 0 | 0
H2 Import - QC | FOM | $/FuelCapacityUnit-yr | 0 | 0 | 0 | 0
H2 Import - QC | VOM | $/FuelOutputUnit | 0 | 0 | 0 | 0
H2 Import - QC | CONE | $/FuelCapacityUnit | 0.01 | 0.01 | 0.01 | 0.01
H2 Import - QC | Flex Adder | $/FuelCapacityUnit-yr | 0 | 0 | 0 | 0
H2 Import - QC | Retirement | $/FuelCapacityUnit | 0 | 0 | 0 | 0
H2 Import - WC | FOM | $/FuelCapacityUnit-yr | 0 | 0 | 0 | 0
H2 Import - WC | VOM | $/FuelOutputUnit | 0 | 0 | 0 | 0
H2 Import - WC | CONE | $/FuelCapacityUnit | 0.01 | 0.01 | 0.01 | 0.01
H2 Import - WC | Flex Adder | $/FuelCapacityUnit-yr | 0 | 0 | 0 | 0
H2 Import - WC | Retirement | $/FuelCapacityUnit | 0 | 0 | 0 | 0
CH4 Import - WC 2020 | FOM | $/FuelCapacityUnit-yr | 0 | 0 | 0 | 0
CH4 Import - WC 2020 | VOM | $/FuelOutputUnit | 0 | 0 | 0 | 0
CH4 Import - WC 2020 | CONE | $/FuelCapacityUnit | 0.01 | 0.01 | 0.01 | 0.01
CH4 Import - WC 2020 | Flex Adder | $/FuelCapacityUnit-yr | 0 | 0 | 0 | 0
CH4 Import - WC 2020 | Retirement | $/FuelCapacityUnit | 0 | 0 | 0 | 0
CH4 Import - WC 2030 | FOM | $/FuelCapacityUnit-yr | 0 | 0 | 0 | 0
CH4 Import - WC 2030 | VOM | $/FuelOutputUnit | 0 | 0 | 0 | 0
CH4 Import - WC 2030 | CONE | $/FuelCapacityUnit | 0.01 | 0.01 | 0.01 | 0.01
CH4 Import - WC 2030 | Flex Adder | $/FuelCapacityUnit-yr | 0 | 0 | 0 | 0
CH4 Import - WC 2030 | Retirement | $/FuelCapacityUnit | 0 | 0 | 0 | 0
CH4 Import - WC 2040 | FOM | $/FuelCapacityUnit-yr | 0 | 0 | 0 | 0
CH4 Import - WC 2040 | VOM | $/FuelOutputUnit | 0 | 0 | 0 | 0
CH4 Import - WC 2040 | CONE | $/FuelCapacityUnit | 0.01 | 0.01 | 0.01 | 0.01
CH4 Import - WC 2040 | Flex Adder | $/FuelCapacityUnit-yr | 0 | 0 | 0 | 0
CH4 Import - WC 2040 | Retirement | $/FuelCapacityUnit | 0 | 0 | 0 | 0
CH4 Import - WC 2050 | FOM | $/FuelCapacityUnit-yr | 0 | 0 | 0 | 0
CH4 Import - WC 2050 | VOM | $/FuelOutputUnit | 0 | 0 | 0 | 0
CH4 Import - WC 2050 | CONE | $/FuelCapacityUnit | 0.01 | 0.01 | 0.01 | 0.01
CH4 Import - WC 2050 | Flex Adder | $/FuelCapacityUnit-yr | 0 | 0 | 0 | 0
CH4 Import - WC 2050 | Retirement | $/FuelCapacityUnit | 0 | 0 | 0 | 0
CH4 Import - NY 2020 | FOM | $/FuelCapacityUnit-yr | 0 | 0 | 0 | 0
CH4 Import - NY 2020 | VOM | $/FuelOutputUnit | 0 | 0 | 0 | 0
CH4 Import - NY 2020 | CONE | $/FuelCapacityUnit | 0.01 | 0.01 | 0.01 | 0.01
CH4 Import - NY 2020 | Flex Adder | $/FuelCapacityUnit-yr | 0 | 0 | 0 | 0
CH4 Import - NY 2020 | Retirement | $/FuelCapacityUnit | 0 | 0 | 0 | 0
CH4 Import - NY 2030 | FOM | $/FuelCapacityUnit-yr | 0 | 0 | 0 | 0
CH4 Import - NY 2030 | VOM | $/FuelOutputUnit | 0 | 0 | 0 | 0
CH4 Import - NY 2030 | CONE | $/FuelCapacityUnit | 0.01 | 0.01 | 0.01 | 0.01
CH4 Import - NY 2030 | Flex Adder | $/FuelCapacityUnit-yr | 0 | 0 | 0 | 0
CH4 Import - NY 2030 | Retirement | $/FuelCapacityUnit | 0 | 0 | 0 | 0
CH4 Import - NY 2040 | FOM | $/FuelCapacityUnit-yr | 0 | 0 | 0 | 0
CH4 Import - NY 2040 | VOM | $/FuelOutputUnit | 0 | 0 | 0 | 0
CH4 Import - NY 2040 | CONE | $/FuelCapacityUnit | 0.01 | 0.01 | 0.01 | 0.01
CH4 Import - NY 2040 | Flex Adder | $/FuelCapacityUnit-yr | 0 | 0 | 0 | 0
CH4 Import - NY 2040 | Retirement | $/FuelCapacityUnit | 0 | 0 | 0 | 0
CH4 Import - NY 2050 | FOM | $/FuelCapacityUnit-yr | 0 | 0 | 0 | 0
CH4 Import - NY 2050 | VOM | $/FuelOutputUnit | 0 | 0 | 0 | 0
CH4 Import - NY 2050 | CONE | $/FuelCapacityUnit | 0.01 | 0.01 | 0.01 | 0.01
CH4 Import - NY 2050 | Flex Adder | $/FuelCapacityUnit-yr | 0 | 0 | 0 | 0
CH4 Import - NY 2050 | Retirement | $/FuelCapacityUnit | 0 | 0 | 0 | 0
Battery Storage | FOM | $/FuelCapacityUnit-yr | 44000 | 30000 | 28000 | 24000
Battery Storage | VOM | $/FuelOutputUnit | 0 | 0 | 0 | 0
Battery Storage | CONE | $/FuelCapacityUnit | 1750000 | 1200000 | 1100000 | 950000
Battery Storage | Flex Adder | $/FuelCapacityUnit-yr | 0 | 0 | 0 | 0
Battery Storage | Retirement | $/FuelCapacityUnit | 0 | 0 | 0 | 0
Electrolyser 2020/2030 | FOM | $/FuelCapacityUnit-yr | 20000 | 20000 | 20000 | 20000
Electrolyser 2020/2030 | VOM | $/FuelOutputUnit | 0 | 0 | 0 | 0
Electrolyser 2020/2030 | CONE | $/FuelCapacityUnit | 570000 | 570000 | 570000 | 570000
Electrolyser 2020/2030 | Flex Adder | $/FuelCapacityUnit-yr | 0 | 0 | 0 | 0
Electrolyser 2020/2030 | Retirement | $/FuelCapacityUnit | 0 | 0 | 0 | 0
Electrolyser 2040 | FOM | $/FuelCapacityUnit-yr | 14000 | 14000 | 14000 | 14000
Electrolyser 2040 | VOM | $/FuelOutputUnit | 0 | 0 | 0 | 0
Electrolyser 2040 | CONE | $/FuelCapacityUnit | 390000 | 390000 | 390000 | 390000
Electrolyser 2040 | Flex Adder | $/FuelCapacityUnit-yr | 0 | 0 | 0 | 0
Electrolyser 2040 | Retirement | $/FuelCapacityUnit | 0 | 0 | 0 | 0
Electrolyser 2050 | FOM | $/FuelCapacityUnit-yr | 8000 | 8000 | 8000 | 8000
Electrolyser 2050 | VOM | $/FuelOutputUnit | 0 | 0 | 0 | 0
Electrolyser 2050 | CONE | $/FuelCapacityUnit | 240000 | 240000 | 240000 | 240000
Electrolyser 2050 | Flex Adder | $/FuelCapacityUnit-yr | 0 | 0 | 0 | 0
Electrolyser 2050 | Retirement | $/FuelCapacityUnit | 0 | 0 | 0 | 0
Anaerobic Digestion | FOM | $/FuelCapacityUnit-yr | 89640.3551 | 89640.3551 | 89640.3551 | 89640.3551
Anaerobic Digestion | VOM | $/FuelOutputUnit | 73.1 | 70.1 | 68.6 | 67.1
Anaerobic Digestion | CONE | $/FuelCapacityUnit | 446820.4774 | 446820.4774 | 446820.4774 | 446820.4774
Anaerobic Digestion | Flex Adder | $/FuelCapacityUnit-yr | 0 | 0 | 0 | 0
Anaerobic Digestion | Retirement | $/FuelCapacityUnit | 0 | 0 | 0 | 0
CH4 + CCS | FOM | $/FuelCapacityUnit-yr | 0 | 0 | 0 | 0
CH4 + CCS | VOM | $/FuelOutputUnit | 1.442 | 1.442 | 1.442 | 1.442
CH4 + CCS | CONE | $/FuelCapacityUnit | 0.01 | 0.01 | 0.01 | 0.01
CH4 + CCS | Flex Adder | $/FuelCapacityUnit-yr | 0 | 0 | 0 | 0
CH4 + CCS | Retirement | $/FuelCapacityUnit | 0 | 0 | 0 | 0
SMR CCS | FOM | $/FuelCapacityUnit-yr | 94500 | 94500 | 94500 | 94500
SMR CCS | VOM | $/FuelOutputUnit | 5.5 | 5.5 | 5.5 | 5.5
SMR CCS | CONE | $/FuelCapacityUnit | 3150000 | 3150000 | 3150000 | 3150000
SMR CCS | Flex Adder | $/FuelCapacityUnit-yr | 0 | 0 | 0 | 0
SMR CCS | Retirement | $/FuelCapacityUnit | 0 | 0 | 0 | 0
Biomass + CCS | FOM | $/FuelCapacityUnit-yr | 287300 | 287300 | 287300 | 287300
Biomass + CCS | VOM | $/FuelOutputUnit | 1.442 | 1.442 | 1.442 | 1.442
Biomass + CCS | CONE | $/FuelCapacityUnit | 5780000 | 5780000 | 5780000 | 5780000
Biomass + CCS | Flex Adder | $/FuelCapacityUnit-yr | 0 | 0 | 0 | 0
Biomass + CCS | Retirement | $/FuelCapacityUnit | 0 | 0 | 0 | 0