## General
Cost Units | million CAD$
Assign supply technologies to a cost bucket:
SupplyTech | System
Anaerobic Digestion | Gas System
Battery Storage | Electricity System
Hydro Pumped Storage | Electricity System
O/CCGT - CH4 Existing | Electricity System
O/CCGT - CH4 New | Electricity System
O/CCGT - H2 New | Electricity System
Biomass | Electricity System
Fossil Fuel Thermal (Coal, Peat, Oil) | Electricity System
Generic - Generator | Electricity System
Hydro | Electricity System
Nuclear | Electricity System
Solar PV | Electricity System
Wind Offshore | Electricity System
Wind Onshore | Electricity System
Electrolyser 2020/2030 | Gas System
Electrolyser 2040 | Gas System
SMR CCS | Gas System
Electrolyser 2050 | Gas System

## Total Energy System Cost
Diversified Scenario: Total Energy System Costs |  |  |  |  | Detailed Energy System Costs
Totals (Billion CAD) | 2020-2030 | 2030-2040 | 2040-2050 | TOTAL | Totals (Billion CAD) | 2020-2030 | 2030-2040 | 2040-2050 | TOTAL
End User Costs | 18.718 | 31.8513 | 2.2539 | 52.8232 | End User Costs | 18.718 | 31.8513 | 2.2539 | 52.8232
Electricity System | 115.5791 | 93.333 | 99.5479 | 308.46 | Equipment | 14.3178 | 23.1384 | 1.8131 | 39.2693
Gas System | 73.0433 | 133.7587 | 112.547 | 319.349 | Retrofits | 4.4002 | 8.713 | 0.44081 | 13.554
Total | 207.3404 | 258.9429 | 214.3489 | 680.6321 | Electricity System | 115.5791 | 93.333 | 99.5479 | 308.46
Electricity + Gas | 188.6224 | 227.0916 | 212.0949 | 627.8089 | Supply Tech Costs | 113.0691 | 85.8419 | 92.4717 | 291.3828
[5 empty] | Infra Dispatch (to) | 0.17569 | 0.50024 | 0.75137 | 1.4273
[5 empty] | Infra Dispatch (from) | -0.43672 | -0.498 | -0.62821 | -1.5629
[5 empty] | Known Capacity | 2.771 | 7.4888 | 6.953 | 17.2128
[5 empty] | Gas System | 73.0433 | 133.7587 | 112.547 | 319.349
[5 empty] | Supply Tech Costs | 15.67 | 30.4836 | 45.5377 | 91.6914
[5 empty] | Dispatch Import | 48.4748 | 92.3994 | 51.7779 | 192.652
[5 empty] | Infra Capacity | 0.12476 | 0.24874 | 0.1059 | 0.4794
[5 empty] | Intra ON H2 Transmission OPEX | 0.29112 | 3.5621 | 10.182 | 14.0352
[5 empty] | Intra ON CH4 Transmission OPEX | 8.4827 | 7.0649 | 4.9434 | 20.4909 | Includes dispatch (to) costs, on the assumption that the destination (receiving province) pays.
[5 empty] | Total | 207.3404 | 258.9429 | 214.3489 | 680.6321
Totals (Billion CAD) | 2020-2030 | 2030-2040 | 2040-2050 | TOTAL
End User Costs | 18.718 | 31.8513 | 2.2539 | 52.8232
Electricity System | 115.5791 | 93.333 | 99.5479 | 308.46
Emissions Costs | 22.6425 | 64.6082 | 35.0871 | 122.3379
Gas System | 50.4008 | 69.1504 | 77.4599 | 197.0111
Total | 207.3404 | 258.9429 | 214.3489 | 680.6321
Electricity + Gas | 188.6224 | 227.0916 | 212.0949 | 627.8089

## End-User Costs
Total Number of Households (IESO APO) | [6 empty] | $US to $CAD conversion: | 1.3
| 2020 | 2030 | 2040 | 2050
Households (#millions) | 5.8157 | 6.56 | 7.19 | 7.9647
New Builds (#millions) | 0 | 0.74426 | 0.63 | 0.77468
Space Heating | Percent of households per technology type
| 2020 | 2030 | 2040 | 2050
RNG + H2 (New) Gas HP | 0% | 6% | 34% | 55%
Electric ASHP | 7% | 12.5% | 24% | 30%
Electric GSHP | 0% | 3.5% | 7% | 10%
Hybrid | 0% | 0% | 0% | 0%
Other | 11% | 10% | 7% | 5%
Natural Gas Furnace | 81.61% | 68% | 28% | 0%
Total | 99.61% | 100% | 100% | 100%
Percent of new builds per technology type
RNG + H2 (New) Gas HP | 40.17%
Electric ASHP | 30.17%
Electric GSHP | 29.65%
Hybrid | 0%
Total | 100%
Space Heating | Cumulative number of total households per technology type (millions)
| 2020 | 2030 | 2040 | 2050
RNG + H2 (New) Gas HP | 0 | 0.3936 | 2.4446 | 4.3806
Electric ASHP | 0.4071 | 0.82 | 1.7256 | 2.3894
Electric GSHP | 0 | 0.2296 | 0.5033 | 0.79647
Hybrid | 0 | 0 | 0 | 0
Other | 0.63973 | 0.656 | 0.5033 | 0.39823
Natural Gas Furnace | 4.7464 | 4.4608 | 2.0132 | 0
Total | 5.7933 | 6.56 | 7.19 | 7.9647
Space Heating | Incremental number of new households per technology type each year (millions)
| 2020 | 2030 | 2040 | 2050
RNG + H2 (New) Gas HP | 0 | 0.29901 | 0.2531 | 0.31123
Electric ASHP | 0 | 0.22458 | 0.1901 | 0.23376
Electric GSHP | 0 | 0.22068 | 0.1868 | 0.2297
Check | TRUE | TRUE | TRUE | TRUE
Total cost of space heating technology
Space Heating | Incremental number of existing households switching to each technology type (million) |  |  |  | Incremental number of new builds per technology type (million households)
| 2020 | 2030 | 2040 | 2050 | 2020 | 2030 | 2040 | 2050
RNG + H2 (New) Gas HP |  | 0.094594 | 1.7979 | 1.6247 |  | 0.29901 | 0.2531 | 0.31123
Electric ASHP |  | 0.18832 | 0.7155 | 0.43005 |  | 0.22458 | 0.1901 | 0.23376
Electric GSHP |  | 0.0089219 | 0.086902 | 0.06347 |  | 0.22068 | 0.1868 | 0.2297
Hybrid |  | 0 | 0 | 0 |  | 0 | 0 | 0
Total |  | 0.29184 | 2.6003 | 2.1183 |  | 0.74426 | 0.63 | 0.77468 |  |  | Source: | The Economic Value of Ground Source Heat Pumps for Building Sector Decarbonization (Dunsky, 2020)
Costs (CAD$/unit)
| Existing Home | New Construction | Assumptions | Source |  | Year | Reduction in HP Cost
Cold Climate HP with electric resistance backup | 11100 | 11100 | Includes installation cost | Pages 347-348, link: https://www.rds.oeb.ca/CMWebDrawer/Record/732115/File/document |  | 2030 | 5%
Hybrid Heating with Smart Controls | 11350 | 11350 | Includes installation cost | Pages 347-348, link: https://www.rds.oeb.ca/CMWebDrawer/Record/732115/File/document |  | 2040 | 10%
Gas Heat Pump | 12200 | 12200 | See blue stars on chart to the right for estimates. 8000 is the cost of the gas heat pump + 4200 for a low-capacity A/C system | Page 397, link: https://www.rds.oeb.ca/CMWebDrawer/Record/732115/File/document |  | 2050 | 15%
Electric GSHP | 27500 | 24655.3442 | 3.4 ton heating capacity | Dunsky report, see screenshot to the right
Space Heating | Total cost (billion CAD$) |  |  |  |  | $USD | GSHP Cost (equip + install) [$/ton] | Source
| 2020 | 2030 | 2040 | 2050 |  | New Construction | 9520.6906 | Massachusetts Clean Energy Center: Ground Source Heat Pump Program. Available: https://www.masscec.com/public-records-requests | 12376.8978 | 42081.4524
RNG + H2 (New) Gas HP |  | 4.5618 | 22.52 | 20.0761 |  | Retrofit | 10619.1578 |  | 13804.9052 | 46936.6776
Electric ASHP |  | 4.354 | 9.0469 | 6.263 |  | Difference | 111.5%
Electric GSHP |  | 5.4019 | 6.2958 | 6.2974
Hybrid |  | 0 | 0 | 0
Total |  | 14.3178 | 37.8628 | 32.6365
[11 empty] | Source: | Page 397, link: https://www.rds.oeb.ca/CMWebDrawer/Record/732115/File/document
Retrofit Costs
(Thousand £) | 2020 | 2030 | 2040 | 2050
Low-Medium | 7.82 | 7.089 | 6.528 | 5.967
Medium - High | 18.496 | 16.796 | 15.538 | 14.28
CAD$/Pound | 1.7
Thousand CAD$ | 2020 | 2030 | 2040 | 2050
Moderate Retrofit | 13.294 | 12.0513 | 11.0976 | 10.1439
Deep Retrofit | 31.4432 | 28.5532 | 26.4146 | 24.276
[12 empty] | Shares (%) | 2018
[12 empty] | Before 1946 | 11.8
| Existing Homes Retrofit Assumptions | [10 empty] | 1946–1960 | 7.9
| Moderate Retrofit | Deep Retrofit | [9 empty] | 1961–1977 | 17.6
Electric ASHP | 33.9% | 66.2% | [9 empty] | 1978–1983 | 8.6
Electric GSHP | 66.2% | 0% | [9 empty] | 1984–1995 | 20.3
[12 empty] | 1996–2000 | 5.6
[12 empty] | 2001–2005 | 8.1
| Total cost (billion CAD$) | [10 empty] | 2006–2010 | 6.9
| 2020 | 2030 | 2040 | 2050 | [7 empty] | 2011–2015 | 6.5
Moderate Retrofit |  | 0.84054 | 3.3302 | 1.9051 | [7 empty] | 2016–2018 | 6.8
Deep Retrofit |  | 3.5596 | 12.5116 | 6.9112 | [7 empty] | Source: | Residential Sector Ontario Table 15: Housing Stock by Building Type and Vintage ¦ Natural Resources Canada (rncan.gc.ca)
Total end user cost
| Total cost of retrofits (billion CAD$) WITHOUT SALVAGE | [7 empty] | DiscountSalvage
| 2020 | 2030 | 2040 | 2050 |  |  | Lifetime |  | SimYr | Equipment | Retrofits
Equipment |  | 14.3178 | 37.8628 | 32.6365 |  | Equipment | 18 | Assumed to be the typical lifetime of an ASHP according to the 2019 IESO APS. | 2020 | 1 | 1
Retrofits |  | 4.4002 | 15.8418 | 8.8162 |  | Retrofits | 20 | Based on a conservative estimate of building envelope measures lifetimes. From the IESO 2019 APS, building envelope measures lifetimes can vary 20-30 years (e.g. wall insulation). | 2030 | 1 | 1
Total |  | 18.718 | 53.7045 | 41.4527 |  |  |  |  | 2040 | 0.61111 | 0.55
[9 empty] | 2050 | 0.055556 | 0.05
Total cost of retrofits (billion CAD$) WITH SALVAGE
| 2020 | 2030 | 2040 | 2050
Equipment |  | 14.3178 | 23.1384 | 1.8131
Retrofits |  | 4.4002 | 8.713 | 0.44081
Total |  | 18.718 | 31.8513 | 2.2539
Cost per household (CAD$) |  | 2853.3469 | 4429.9468 | 282.9928
Equipment Conversion Pathways:
(Note that for Sensitivity 4, any starting category customer could get a hybrid HP)
Assume costs of all HPs come down 12-15% from 2020 to 2050 due to tech improvement over time and installer familiarity with the equipment as penetration increases.
Cost to upgrade system: ETM Model Insulation Table 11 (https://docs.energytransitionmodel.com/main/insulation)
Cost to upgrade system: ETM Model Insulation Table 11 (https://docs.energytransitionmodel.com/main/insulation)
See New End-user Costs Updated 11-08.xlsx. Tab "Balanced" for detailed calculations
Retrofit Assumptions
All existing homes switching to ASHPs receive a retrofit.
  Homes built before 1995 require a deep retrofit
  Homes built after 1995 require a moderate retrofit.
Older existing homes switching to GSHPs receive a retrofit
  Homes built before 1995 switching to GSHPs receive a moderate retrofit
All other technologies do not require retrofits beyond current EE programs.
NEW HOMES DO NOT GET RETROFITTED
New Home Assumptions:
80% of added GSHPs are installed in new construction homes, the rest are retrofitted into existing homes
Of the remaining new construction homes, 50% install an ASHP and 50% install a gas HP

## SupplyTechCosts Gas
Year Range: | 2020-2030 | 2020-2030 | 2020-2030 | 2020-2030 | 2020-2030 | 2020-2030 | 2020-2030 | 2020-2030 | 2020-2030 | 2020-2030 | 2020-2030 | 2030-2040 | 2030-2040 | 2030-2040 | 2030-2040 | 2030-2040 | 2030-2040 | 2030-2040 | 2030-2040 | 2030-2040 | 2030-2040 | 2040-2050 | 2040-2050 | 2040-2050 | 2040-2050 | 2040-2050 | 2040-2050 | 2040-2050 | 2040-2050 | 2040-2050 | 2040-2050
ScenarioName | LCP_Inputs_ON_Diverse_2023_04_03
var_type | (Multiple Items)
SubRegion | ON
Sum of SolutionCost | Column Labels
Row Labels | 2020 | 2021 | 2022 | 2023 | 2024 | 2025 | 2026 | 2027 | 2028 | 2029 | 2030 | 2031 | 2032 | 2033 | 2034 | 2035 | 2036 | 2037 | 2038 | 2039 | 2040 | 2041 | 2042 | 2043 | 2044 | 2045 | 2046 | 2047 | 2048 | 2049 | 2050 | Grand Total
Anaerobic Digestion | 0 | 0 | 0 | 0 | 0 | 0 | 0 | 0 | 0 | 0 | 1516938662.2938 | 989935332.0852 | 989935332.0852 | 989935332.0852 | 989935332.0852 | 989935332.0852 | 989935332.0852 | 989935332.0852 | 989935332.0852 | 989935332.0852 | 2300227172.8762 | 2006223379.2909 | 2006223379.2909 | 2006223379.2909 | 2006223379.2909 | 2006223379.2909 | 2006223379.2909 | 2006223379.2909 | 2006223379.2909 | 2006223379.2909 | 3717683247.734 | 34500277485.2885
CONE | [10 empty] | 527003330.2087 | [9 empty] | 294003793.5853 | [9 empty] | 44886075.3565 | 865893199.1505
EmissionsCost | 0 | 0 | 0 | 0 | 0 | 0 | 0 | 0 | 0 | 0 | 1840449.9197 | 1840449.9197 | 1840449.9197 | 1840449.9197 | 1840449.9197 | 1840449.9197 | 1840449.9197 | 1840449.9197 | 1840449.9197 | 1840449.9197 | 3867281.1607 | 3867281.1607 | 3867281.1607 | 3867281.1607 | 3867281.1607 | 3867281.1607 | 3867281.1607 | 3867281.1607 | 3867281.1607 | 3867281.1607 | 7216894.7644 | 64294205.5688
Flex Adder | [10 empty] | 0 | 0 | 0 | 0 | 0 | 0 | 0 | 0 | 0 | 0 | 0 | 0 | 0 | 0 | 0 | 0 | 0 | 0 | 0 | 0 | 0 | 0
FOM | [10 empty] | 125864882.1654 | 125864882.1654 | 125864882.1654 | 125864882.1654 | 125864882.1654 | 125864882.1654 | 125864882.1654 | 125864882.1654 | 125864882.1654 | 125864882.1654 | 259916098.1302 | 259916098.1302 | 259916098.1302 | 259916098.1302 | 259916098.1302 | 259916098.1302 | 259916098.1302 | 259916098.1302 | 259916098.1302 | 259916098.1302 | 485040277.6131 | 4342850080.5693
FuelCost | 0 | 0 | 0 | 0 | 0 | 0 | 0 | 0 | 0 | 0 | 0 | 0 | 0 | 0 | 0 | 0 | 0 | 0 | 0 | 0 | 0 | 0 | 0 | 0 | 0 | 0 | 0 | 0 | 0 | 0 | 0 | 0
VOM | 0 | 0 | 0 | 0 | 0 | 0 | 0 | 0 | 0 | 0 | 862230000 | 862230000 | 862230000 | 862230000 | 862230000 | 862230000 | 862230000 | 862230000 | 862230000 | 862230000 | 1742440000 | 1742440000 | 1742440000 | 1742440000 | 1742440000 | 1742440000 | 1742440000 | 1742440000 | 1742440000 | 1742440000 | 3180540000 | 29227240000
CH4 + CCS | 0 | 0 | 0 | 0 | 0 | 0 | 0 | 0 | 0 | 0 | 226828319.2962 | 226828194.1083 | 226828194.1083 | 226828194.1083 | 226828194.1083 | 226828194.1083 | 226828194.1083 | 226828194.1083 | 226828194.1083 | 226828194.1083 | 618297871.5433 | 618297871.5433 | 618297871.5433 | 618297871.5433 | 618297871.5433 | 618297871.5433 | 618297871.5433 | 618297871.5433 | 618297871.5433 | 618297871.5433 | 724444731.2574 | 9175705512.9615
CONE | [10 empty] | 125.1879 | [9 empty] | 0 | [9 empty] | 0.97206 | 126.16
EmissionsCost | 0 | 0 | 0 | 0 | 0 | 0 | 0 | 0 | 0 | 0 | 36250644.3017 | 36250644.3017 | 36250644.3017 | 36250644.3017 | 36250644.3017 | 36250644.3017 | 36250644.3017 | 36250644.3017 | 36250644.3017 | 36250644.3017 | 88472420.6398 | 88472420.6398 | 88472420.6398 | 88472420.6398 | 88472420.6398 | 88472420.6398 | 88472420.6398 | 88472420.6398 | 88472420.6398 | 88472420.6398 | 103661005.2499 | 1350891654.6649
Flex Adder | [10 empty] | 0 | 0 | 0 | 0 | 0 | 0 | 0 | 0 | 0 | 0 | 0 | 0 | 0 | 0 | 0 | 0 | 0 | 0 | 0 | 0 | 0 | 0
FOM | [10 empty] | 0 | 0 | 0 | 0 | 0 | 0 | 0 | 0 | 0 | 0 | 0 | 0 | 0 | 0 | 0 | 0 | 0 | 0 | 0 | 0 | 0 | 0
FuelCost | 0 | 0 | 0 | 0 | 0 | 0 | 0 | 0 | 0 | 0 | 171398728.1399 | 171398728.1399 | 171398728.1399 | 171398728.1399 | 171398728.1399 | 171398728.1399 | 171398728.1399 | 171398728.1399 | 171398728.1399 | 171398728.1399 | 483825119.2369 | 483825119.2369 | 483825119.2369 | 483825119.2369 | 483825119.2369 | 483825119.2369 | 483825119.2369 | 483825119.2369 | 483825119.2369 | 483825119.2369 | 566886243.9004 | 7119124717.6683
VOM | 0 | 0 | 0 | 0 | 0 | 0 | 0 | 0 | 0 | 0 | 19178821.6667 | 19178821.6667 | 19178821.6667 | 19178821.6667 | 19178821.6667 | 19178821.6667 | 19178821.6667 | 19178821.6667 | 19178821.6667 | 19178821.6667 | 46000331.6667 | 46000331.6667 | 46000331.6667 | 46000331.6667 | 46000331.6667 | 46000331.6667 | 46000331.6667 | 46000331.6667 | 46000331.6667 | 46000331.6667 | 53897481.135 | 705689014.4683
CH4 Salt Cavern Storage - ON | 691417.795 | 691417.795 | 691417.795 | 691417.795 | 691417.795 | 691417.795 | 691417.795 | 691417.795 | 691417.795 | 691417.795 | 0 | 0 | 0 | 0 | 0 | 0 | 0 | 0 | 0 | 0 | 0 | 0 | 0 | 0 | 0 | 0 | 0 | 0 | 0 | 0 | 0 | 6914177.9498
EmissionsCost | 0 | 0 | 0 | 0 | 0 | 0 | 0 | 0 | 0 | 0 | 0 | 0 | 0 | 0 | 0 | 0 | 0 | 0 | 0 | 0 | 0 | 0 | 0 | 0 | 0 | 0 | 0 | 0 | 0 | 0 | 0 | 0
FuelCost | 0 | 0 | 0 | 0 | 0 | 0 | 0 | 0 | 0 | 0 | 0 | 0 | 0 | 0 | 0 | 0 | 0 | 0 | 0 | 0 | 0 | 0 | 0 | 0 | 0 | 0 | 0 | 0 | 0 | 0 | 0 | 0
O&M | 0 | [9 empty] | 0 | [9 empty] | 0 | [9 empty] | 0 | 0
VOM | 691417.795 | 691417.795 | 691417.795 | 691417.795 | 691417.795 | 691417.795 | 691417.795 | 691417.795 | 691417.795 | 691417.795 | 0 | 0 | 0 | 0 | 0 | 0 | 0 | 0 | 0 | 0 | 0 | 0 | 0 | 0 | 0 | 0 | 0 | 0 | 0 | 0 | 0 | 6914177.9498
Electrolyser 2020/2030 | 0 | 0 | 0 | 0 | 0 | 0 | 0 | 0 | 0 | 0 | 0 | 0 | 0 | 0 | 0 | 0 | 0 | 0 | 0 | 0 | 0 | 0 | 0 | 0 | 0 | 0 | 0 | 0 | 0 | 0 | 0 | 0
CONE | [10 empty] | 0 | [20 empty] | 0
EmissionsCost | 0 | 0 | 0 | 0 | 0 | 0 | 0 | 0 | 0 | 0 | 0 | 0 | 0 | 0 | 0 | 0 | 0 | 0 | 0 | 0 | 0 | 0 | 0 | 0 | 0 | 0 | 0 | 0 | 0 | 0 | 0 | 0
Flex Adder | [10 empty] | 0 | 0 | 0 | 0 | 0 | 0 | 0 | 0 | 0 | 0 | 0 | 0 | 0 | 0 | 0 | 0 | 0 | 0 | 0 | 0 | 0 | 0
FOM | [10 empty] | 0 | 0 | 0 | 0 | 0 | 0 | 0 | 0 | 0 | 0 | 0 | 0 | 0 | 0 | 0 | 0 | 0 | 0 | 0 | 0 | 0 | 0
FuelCost | 0 | 0 | 0 | 0 | 0 | 0 | 0 | 0 | 0 | 0 | 0 | 0 | 0 | 0 | 0 | 0 | 0 | 0 | 0 | 0 | 0 | 0 | 0 | 0 | 0 | 0 | 0 | 0 | 0 | 0 | 0 | 0
VOM | 0 | 0 | 0 | 0 | 0 | 0 | 0 | 0 | 0 | 0 | 0 | 0 | 0 | 0 | 0 | 0 | 0 | 0 | 0 | 0 | 0 | 0 | 0 | 0 | 0 | 0 | 0 | 0 | 0 | 0 | 0 | 0
Electrolyser 2040 | 0 | 0 | 0 | 0 | 0 | 0 | 0 | 0 | 0 | 0 | 0 | 0 | 0 | 0 | 0 | 0 | 0 | 0 | 0 | 0 | 1358555099.8666 | 102477216.5848 | 102477216.5848 | 102477216.5848 | 102477216.5848 | 102477216.5848 | 102477216.5848 | 102477216.5848 | 102477216.5848 | 102477216.5848 | 102477216.5848 | 2383327265.7142
CONE | [20 empty] | 1256077883.2818 | [10 empty] | 1256077883.2818
EmissionsCost | 0 | 0 | 0 | 0 | 0 | 0 | 0 | 0 | 0 | 0 | 0 | 0 | 0 | 0 | 0 | 0 | 0 | 0 | 0 | 0 | 0 | 0 | 0 | 0 | 0 | 0 | 0 | 0 | 0 | 0 | 0 | 0
Flex Adder | [20 empty] | 0 | 0 | 0 | 0 | 0 | 0 | 0 | 0 | 0 | 0 | 0 | 0
FOM | [20 empty] | 102477216.5848 | 102477216.5848 | 102477216.5848 | 102477216.5848 | 102477216.5848 | 102477216.5848 | 102477216.5848 | 102477216.5848 | 102477216.5848 | 102477216.5848 | 102477216.5848 | 1127249382.4324
FuelCost | 0 | 0 | 0 | 0 | 0 | 0 | 0 | 0 | 0 | 0 | 0 | 0 | 0 | 0 | 0 | 0 | 0 | 0 | 0 | 0 | 0 | 0 | 0 | 0 | 0 | 0 | 0 | 0 | 0 | 0 | 0 | 0
VOM | 0 | 0 | 0 | 0 | 0 | 0 | 0 | 0 | 0 | 0 | 0 | 0 | 0 | 0 | 0 | 0 | 0 | 0 | 0 | 0 | 0 | 0 | 0 | 0 | 0 | 0 | 0 | 0 | 0 | 0 | 0 | 0
Electrolyser 2050 | 0 | 0 | 0 | 0 | 0 | 0 | 0 | 0 | 0 | 0 | 0 | 0 | 0 | 0 | 0 | 0 | 0 | 0 | 0 | 0 | 0 | 0 | 0 | 0 | 0 | 0 | 0 | 0 | 0 | 0 | 228776181.1707 | 228776181.1707
CONE | [30 empty] | 124787007.9113 | 124787007.9113
EmissionsCost | 0 | 0 | 0 | 0 | 0 | 0 | 0 | 0 | 0 | 0 | 0 | 0 | 0 | 0 | 0 | 0 | 0 | 0 | 0 | 0 | 0 | 0 | 0 | 0 | 0 | 0 | 0 | 0 | 0 | 0 | 0 | 0
Flex Adder | [30 empty] | 0 | 0
FOM | [30 empty] | 103989173.2594 | 103989173.2594
FuelCost | 0 | 0 | 0 | 0 | 0 | 0 | 0 | 0 | 0 | 0 | 0 | 0 | 0 | 0 | 0 | 0 | 0 | 0 | 0 | 0 | 0 | 0 | 0 | 0 | 0 | 0 | 0 | 0 | 0 | 0 | 0 | 0
VOM | 0 | 0 | 0 | 0 | 0 | 0 | 0 | 0 | 0 | 0 | 0 | 0 | 0 | 0 | 0 | 0 | 0 | 0 | 0 | 0 | 0 | 0 | 0 | 0 | 0 | 0 | 0 | 0 | 0 | 0 | 0 | 0
H2 Salt Cavern Storage - ON | 0 | 0 | 0 | 0 | 0 | 0 | 0 | 0 | 0 | 0 | 14843350.5213 | 14843329.5213 | 14843329.5213 | 14843329.5213 | 14843329.5213 | 14843329.5213 | 14843329.5213 | 14843329.5213 | 14843329.5213 | 14843329.5213 | 60179130.0056 | 60179086.0056 | 60179086.0056 | 60179086.0056 | 60179086.0056 | 60179086.0056 | 60179086.0056 | 60179086.0056 | 60179086.0056 | 60179086.0056 | 98920889.0561 | 849145109.325
CONE | [10 empty] | 21 | [9 empty] | 44 | [9 empty] | 2.2 | 67.2
EmissionsCost | 0 | 0 | 0 | 0 | 0 | 0 | 0 | 0 | 0 | 0 | 0 | 0 | 0 | 0 | 0 | 0 | 0 | 0 | 0 | 0 | 0 | 0 | 0 | 0 | 0 | 0 | 0 | 0 | 0 | 0 | 0 | 0
Flex Adder | [10 empty] | 0 | 0 | 0 | 0 | 0 | 0 | 0 | 0 | 0 | 0 | 0 | 0 | 0 | 0 | 0 | 0 | 0 | 0 | 0 | 0 | 0 | 0
FOM | [10 empty] | 0 | 0 | 0 | 0 | 0 | 0 | 0 | 0 | 0 | 0 | 0 | 0 | 0 | 0 | 0 | 0 | 0 | 0 | 0 | 0 | 0 | 0
FuelCost | 0 | 0 | 0 | 0 | 0 | 0 | 0 | 0 | 0 | 0 | 0 | 0 | 0 | 0 | 0 | 0 | 0 | 0 | 0 | 0 | 0 | 0 | 0 | 0 | 0 | 0 | 0 | 0 | 0 | 0 | 0 | 0
O&M | 0 | [9 empty] | 0 | [9 empty] | 0 | [9 empty] | 0 | 0
VOM | 0 | 0 | 0 | 0 | 0 | 0 | 0 | 0 | 0 | 0 | 14843329.5213 | 14843329.5213 | 14843329.5213 | 14843329.5213 | 14843329.5213 | 14843329.5213 | 14843329.5213 | 14843329.5213 | 14843329.5213 | 14843329.5213 | 60179086.0056 | 60179086.0056 | 60179086.0056 | 60179086.0056 | 60179086.0056 | 60179086.0056 | 60179086.0056 | 60179086.0056 | 60179086.0056 | 60179086.0056 | 98920886.8561 | 849145042.125
SMR CCS | 0 | 0 | 0 | 0 | 0 | 0 | 0 | 0 | 0 | 0 | 13904502285.3435 | 823408688.3928 | 823408688.3928 | 823408688.3928 | 823408688.3928 | 823408688.3928 | 823408688.3928 | 823408688.3928 | 823408688.3928 | 823408688.3928 | 7651226073.579 | 1559380940.5839 | 1559380940.5839 | 1559380940.5839 | 1559380940.5839 | 1559380940.5839 | 1559380940.5839 | 1559380940.5839 | 1559380940.5839 | 1559380940.5839 | 1546403911.3004 | 44547238931.0132
CONE | [10 empty] | 13081093596.9507 | [9 empty] | 6091845132.9951 | [9 empty] | 0 | 19172938729.9458
EmissionsCost | 0 | 0 | 0 | 0 | 0 | 0 | 0 | 0 | 0 | 0 | 118038153.8452 | 118038153.8452 | 118038153.8452 | 118038153.8452 | 118038153.8452 | 118038153.8452 | 118038153.8452 | 118038153.8452 | 118038153.8452 | 118038153.8452 | 226893188.4492 | 226893188.4492 | 226893188.4492 | 226893188.4492 | 226893188.4492 | 226893188.4492 | 226893188.4492 | 226893188.4492 | 226893188.4492 | 226893188.4492 | 222543011.641 | 3671856434.5851
Flex Adder | [10 empty] | 0 | 0 | 0 | 0 | 0 | 0 | 0 | 0 | 0 | 0 | 0 | 0 | 0 | 0 | 0 | 0 | 0 | 0 | 0 | 0 | 0 | 0
FOM | [10 empty] | 467181914.1768 | 467181914.1768 | 467181914.1768 | 467181914.1768 | 467181914.1768 | 467181914.1768 | 467181914.1768 | 467181914.1768 | 467181914.1768 | 467181914.1768 | 882534991.4265 | 882534991.4265 | 882534991.4265 | 882534991.4265 | 882534991.4265 | 882534991.4265 | 882534991.4265 | 882534991.4265 | 882534991.4265 | 882534991.4265 | 882534991.4265 | 14379704047.4593
FuelCost | 0 | 0 | 0 | 0 | 0 | 0 | 0 | 0 | 0 | 0 | 0 | 0 | 0 | 0 | 0 | 0 | 0 | 0 | 0 | 0 | 0 | 0 | 0 | 0 | 0 | 0 | 0 | 0 | 0 | 0 | 0 | 0
VOM | 0 | 0 | 0 | 0 | 0 | 0 | 0 | 0 | 0 | 0 | 238188620.3708 | 238188620.3708 | 238188620.3708 | 238188620.3708 | 238188620.3708 | 238188620.3708 | 238188620.3708 | 238188620.3708 | 238188620.3708 | 238188620.3708 | 449952760.7082 | 449952760.7082 | 449952760.7082 | 449952760.7082 | 449952760.7082 | 449952760.7082 | 449952760.7082 | 449952760.7082 | 449952760.7082 | 449952760.7082 | 441325908.2329 | 7322739719.023
Grand Total | 691417.795 | 691417.795 | 691417.795 | 691417.795 | 691417.795 | 691417.795 | 691417.795 | 691417.795 | 691417.795 | 691417.795 | 15663112617.4548 | 2055015544.1076 | 2055015544.1076 | 2055015544.1076 | 2055015544.1076 | 2055015544.1076 | 2055015544.1076 | 2055015544.1076 | 2055015544.1076 | 2055015544.1076 | 11988485347.8706 | 4346558494.0085 | 4346558494.0085 | 4346558494.0085 | 4346558494.0085 | 4346558494.0085 | 4346558494.0085 | 4346558494.0085 | 4346558494.0085 | 4346558494.0085 | 6418706177.1033 | 91691384663.423
Total Emissions Cost | 0 | 0 | 0 | 0 | 0 | 0 | 0 | 0 | 0 | 0 | 156129248.0667 | 156129248.0667 | 156129248.0667 | 156129248.0667 | 156129248.0667 | 156129248.0667 | 156129248.0667 | 156129248.0667 | 156129248.0667 | 156129248.0667 | 319232890.2497 | 319232890.2497 | 319232890.2497 | 319232890.2497 | 319232890.2497 | 319232890.2497 | 319232890.2497 | 319232890.2497 | 319232890.2497 | 319232890.2497 | 333420911.6554 | 5087042294.8188
Note: These costs are not discounted. They are the real dollars subtracted by the salvage value at the end of the study period (if applicable). They do not include the cost of known capacity build outs, only modeled capacity build outs.

## SupplyTechCosts Elec
Year Range: | 2020-2030 | 2020-2030 | 2020-2030 | 2020-2030 | 2020-2030 | 2020-2030 | 2020-2030 | 2020-2030 | 2020-2030 | 2020-2030 | 2020-2030 | 2030-2040 | 2030-2040 | 2030-2040 | 2030-2040 | 2030-2040 | 2030-2040 | 2030-2040 | 2030-2040 | 2030-2040 | 2030-2040 | 2040-2050 | 2040-2050 | 2040-2050 | 2040-2050 | 2040-2050 | 2040-2050 | 2040-2050 | 2040-2050 | 2040-2050 | 2040-2050
ScenarioName | LCP_Inputs_ON_Diverse_2023_04_03
var_type | (Multiple Items)
SubRegion | ON
Sum of SolutionCost | Column Labels
Row Labels | 2020 | 2021 | 2022 | 2023 | 2024 | 2025 | 2026 | 2027 | 2028 | 2029 | 2030 | 2031 | 2032 | 2033 | 2034 | 2035 | 2036 | 2037 | 2038 | 2039 | 2040 | 2041 | 2042 | 2043 | 2044 | 2045 | 2046 | 2047 | 2048 | 2049 | 2050 | Grand Total
Battery Storage | 0 | 0 | 0 | 0 | 0 | 0 | 0 | 0 | 0 | 0 | 0 | 0 | 0 | 0 | 0 | 0 | 0 | 0 | 0 | 0 | 0 | 0 | 0 | 0 | 0 | 0 | 0 | 0 | 0 | 0 | 0 | 0
Biomass | 0 | 0 | 0 | 0 | 0 | 0 | 0 | 0 | 0 | 0 | 0 | 0 | 0 | 0 | 0 | 0 | 0 | 0 | 0 | 0 | 2480543.0073 | 2480543.0073 | 2480543.0073 | 2480543.0073 | 2480543.0073 | 2480543.0073 | 2480543.0073 | 2480543.0073 | 2480543.0073 | 2480543.0073 | 2480543.0073 | 27285973.08
Biomass + CCS | 0 | 0 | 0 | 0 | 0 | 0 | 0 | 0 | 0 | 0 | 0 | 0 | 0 | 0 | 0 | 0 | 0 | 0 | 0 | 0 | 0 | 0 | 0 | 0 | 0 | 0 | 0 | 0 | 0 | 0 | 271741868.4815 | 271741868.4815
Fossil Fuel Thermal (Coal, Peat, Oil) | 0 | 0 | 0 | 0 | 0 | 0 | 0 | 0 | 0 | 0 | 0 | 0 | 0 | 0 | 0 | 0 | 0 | 0 | 0 | 0 | 0 | 0 | 0 | 0 | 0 | 0 | 0 | 0 | 0 | 0 | 0 | 0
Generic - Generator | 0 | 0 | 0 | 0 | 0 | 0 | 0 | 0 | 0 | 0 | 0 | 0 | 0 | 0 | 0 | 0 | 0 | 0 | 0 | 0 | 0 | 0 | 0 | 0 | 0 | 0 | 0 | 0 | 0 | 0 | 0 | 0
Hydro | 0 | 0 | 0 | 0 | 0 | 0 | 0 | 0 | 0 | 0 | 0 | 0 | 0 | 0 | 0 | 0 | 0 | 0 | 0 | 0 | 0 | 0 | 0 | 0 | 0 | 0 | 0 | 0 | 0 | 0 | 0 | 0
Hydro Pumped Storage | 0 | 0 | 0 | 0 | 0 | 0 | 0 | 0 | 0 | 0 | 0 | 0 | 0 | 0 | 0 | 0 | 0 | 0 | 0 | 0 | 0 | 0 | 0 | 0 | 0 | 0 | 0 | 0 | 0 | 0 | 0 | 0
Nuclear | 8790266640.96 | 8790266640.96 | 8790266640.96 | 8790266640.96 | 8790266640.96 | 8790266640.96 | 8790266640.96 | 8790266640.96 | 8790266640.96 | 8790266640.96 | 6725070496.368 | 6725070496.368 | 6725070496.368 | 6725070496.368 | 6725070496.368 | 6725070496.368 | 6725070496.368 | 6725070496.368 | 6725070496.368 | 6725070496.368 | 7823178339.984 | 7823178339.984 | 7823178339.984 | 7823178339.984 | 7823178339.984 | 7823178339.984 | 7823178339.984 | 7823178339.984 | 7823178339.984 | 7823178339.984 | 7823178339.984 | 241208333113.1041
O/CCGT - CH4 Existing | 0 | 0 | 0 | 0 | 0 | 0 | 0 | 0 | 0 | 0 | 4134862.1084 | 4134862.1084 | 4134862.1084 | 4134862.1084 | 4134862.1084 | 4134862.1084 | 4134862.1084 | 4134862.1084 | 4134862.1084 | 4134862.1084 | 3595487.5152 | 3595487.5152 | 3595487.5152 | 3595487.5152 | 3595487.5152 | 3595487.5152 | 3595487.5152 | 3595487.5152 | 3595487.5152 | 3595487.5152 | 0 | 77303496.236
O/CCGT - CH4 New | 0 | 0 | 0 | 0 | 0 | 0 | 0 | 0 | 0 | 0 | 212626.369 | 212626.369 | 212626.369 | 212626.369 | 212626.369 | 212626.369 | 212626.369 | 212626.369 | 212626.369 | 212626.369 | 1602506.6946 | 1602506.6946 | 1602506.6946 | 1602506.6946 | 1602506.6946 | 1602506.6946 | 1602506.6946 | 1602506.6946 | 1602506.6946 | 1602506.6946 | 0 | 18151330.6361
O/CCGT - H2 New | 0 | 0 | 0 | 0 | 0 | 0 | 0 | 0 | 0 | 0 | 242020338.1889 | 11854501.8099 | 11854501.8099 | 11854501.8099 | 11854501.8099 | 11854501.8099 | 11854501.8099 | 11854501.8099 | 11854501.8099 | 11854501.8099 | 989689010.1922 | 78936818.6445 | 78936818.6445 | 78936818.6445 | 78936818.6445 | 78936818.6445 | 78936818.6445 | 78936818.6445 | 78936818.6445 | 78936818.6445 | 626362998.9446 | 2675194231.4146
Solar PV | 0 | 0 | 0 | 0 | 0 | 0 | 0 | 0 | 0 | 0 | 0 | 0 | 0 | 0 | 0 | 0 | 0 | 0 | 0 | 0 | 1249268718.0673 | 59858748.9524 | 59858748.9524 | 59858748.9524 | 59858748.9524 | 59858748.9524 | 59858748.9524 | 59858748.9524 | 59858748.9524 | 59858748.9524 | 59858748.9524 | 1847856207.5915
Wind Offshore | 0 | 0 | 0 | 0 | 0 | 0 | 0 | 0 | 0 | 0 | 0 | 0 | 0 | 0 | 0 | 0 | 0 | 0 | 0 | 0 | 0 | 0 | 0 | 0 | 0 | 0 | 0 | 0 | 0 | 0 | 0 | 0
Wind Onshore | 0 | 0 | 0 | 0 | 0 | 0 | 0 | 0 | 0 | 0 | 18177225000 | 375000000 | 375000000 | 375000000 | 375000000 | 375000000 | 375000000 | 375000000 | 375000000 | 375000000 | 11548300000 | 875000000 | 875000000 | 875000000 | 875000000 | 875000000 | 875000000 | 875000000 | 875000000 | 875000000 | 2960450000 | 43935975000
Nuclear SMR | 0 | 0 | 0 | 0 | 0 | 0 | 0 | 0 | 0 | 0 | 17810812.8 | 17810812.8 | 17810812.8 | 17810812.8 | 17810812.8 | 17810812.8 | 17810812.8 | 17810812.8 | 17810812.8 | 17810812.8 | 17018020.8 | 17018020.8 | 17018020.8 | 17018020.8 | 17018020.8 | 17018020.8 | 17018020.8 | 17018020.8 | 17018020.8 | 17018020.8 | 972627731.4435 | 1320916067.4435
Grand Total | 8790266640.96 | 8790266640.96 | 8790266640.96 | 8790266640.96 | 8790266640.96 | 8790266640.96 | 8790266640.96 | 8790266640.96 | 8790266640.96 | 8790266640.96 | 25166474135.8343 | 7134083299.4553 | 7134083299.4553 | 7134083299.4553 | 7134083299.4553 | 7134083299.4553 | 7134083299.4553 | 7134083299.4553 | 7134083299.4553 | 7134083299.4553 | 21635132626.2605 | 8861670465.598 | 8861670465.598 | 8861670465.598 | 8861670465.598 | 8861670465.598 | 8861670465.598 | 8861670465.598 | 8861670465.598 | 8861670465.598 | 12716700230.8133 | 291382757287.9873
Note: These costs are not discounted. They are the real dollars subtracted by the salvage value at the end of the study period (if applicable). They do not include the cost of known capacity build outs, only modeled capacity build outs.

## Known Capacity Costs
ScenarioName | LCP_Inputs_ON_Diverse_2023_04_03
known_modeled | known
SubRegion | ON
Sum of Capacity | Column Labels |  |  |  | Year Range: | 2020-2030 | 2030-2040 | 2040-2050
Row Labels | 2020 | 2030 | 2040 | 2050 | CONE Costs | 2030 | 2040 | 2050
Anaerobic Digestion | 0 | 0 | 0 | 0 | Anaerobic Digestion | 0 | 0 | 0
Battery Storage | 0 | 1298 | 3700 | 6300 | Battery Storage | 1557600000 | 2642200000 | 2470000000
Biomass | 561.45 | 561.45 | 550.25 | 550.25 | Biomass | 0 | 0 | 0
Biomass + CCS | 0 | 0 | 0 | 0 | Biomass + CCS | 0 | 0 | 0
CH4 + CCS | 0 | 0 | 0 | 0 | CH4 + CCS | 0 | 0 | 0
CH4 Import - NY 2020 | 0 | 0 | 0 | 0 | CH4 Import - NY 2020 | 0 | 0 | 0
CH4 Import - NY 2030 | 0 | 0 | 0 | 0 | CH4 Import - NY 2030 | 0 | 0 | 0
CH4 Import - NY 2040 | 0 | 0 | 0 | 0 | CH4 Import - NY 2040 | 0 | 0 | 0
CH4 Import - NY 2050 | 0 | 0 | 0 | 0 | CH4 Import - NY 2050 | 0 | 0 | 0
CH4 Import - WC 2020 | 0 | 0 | 0 | 0 | CH4 Import - WC 2020 | 0 | 0 | 0
CH4 Import - WC 2030 | 0 | 0 | 0 | 0 | CH4 Import - WC 2030 | 0 | 0 | 0
CH4 Import - WC 2040 | 0 | 0 | 0 | 0 | CH4 Import - WC 2040 | 0 | 0 | 0
CH4 Import - WC 2050 | 0 | 0 | 0 | 0 | CH4 Import - WC 2050 | 0 | 0 | 0
CH4 Salt Cavern Storage - ON | 36000 | 36000 | 36000 | 36000 | CH4 Salt Cavern Storage - ON | 0 | 0 | 0
Electrolyser 2020/2030 | 0 | 0 | 0 | 0 | Electrolyser 2020/2030 | 0 | 0 | 0
Electrolyser 2040 | 0 | 0 | 0 | 0 | Electrolyser 2040 | 0 | 0 | 0
Electrolyser 2050 | 0 | 0 | 0 | 0 | Electrolyser 2050 | 0 | 0 | 0
Fossil Fuel Thermal (Coal, Peat, Oil) | 45.5 | 0 | 0 | 0 | Fossil Fuel Thermal (Coal, Peat, Oil) | 0 | 0 | 0
Generic - Generator | 0 | 0 | 0 | 0 | Generic - Generator | 0 | 0 | 0
H2 Import - QC | 0 | 0 | 0 | 0 | H2 Import - QC | 0 | 0 | 0
H2 Import - WC | 0 | 0 | 0 | 0 | H2 Import - WC | 0 | 0 | 0
H2 Salt Cavern Storage - ON | 0 | 0 | 0 | 0 | H2 Salt Cavern Storage - ON | 0 | 0 | 0
Hydro | 9254.9 | 9271.9 | 9271.9 | 9271.9 | Hydro | 117165938.1002 | 0 | 0
Hydro Pumped Storage | 174.6 | 174.6 | 174.6 | 174.6 | Hydro Pumped Storage | 0 | 0 | 0
Nuclear | 13089 | 10007 | 11641 | 11641 | Nuclear | 0 | 16.34 | 0
O/CCGT - CH4 Existing | 10769.59 | 7179.7267 | 3589.8633 | 0 | O/CCGT - CH4 Existing | 0 | 0 | 0
O/CCGT - CH4 New | 0 | 1000 | 1600 | 0 | O/CCGT - CH4 New | 660000000 | 396000000 | 0
O/CCGT - H2 New | 0 | 0 | 0 | 0 | O/CCGT - H2 New | 0 | 0 | 0
SMR CCS | 0 | 0 | 0 | 0 | SMR CCS | 0 | 0 | 0
Solar PV | 478 | 689 | 2807 | 5349 | Solar PV | 224266625 | 1721669250 | 1812128250
Wind Offshore | 0 | 0 | 0 | 0 | Wind Offshore | 0 | 0 | 0
Wind Onshore | 5533.94 | 5683.94 | 7933.94 | 10333.94 | Wind Onshore | 211931250 | 2728968750 | 2670900000
[5 empty] | Total | 2770963813.1002 | 7488838016.34 | 6953028250
Note: Known capacity costs are cumulative.

## Dispatch Import Costs
Year Range: | 2020-2030 | 2020-2030 | 2020-2030 | 2020-2030 | 2020-2030 | 2020-2030 | 2020-2030 | 2020-2030 | 2020-2030 | 2020-2030 | 2020-2030 | 2030-2040 | 2030-2040 | 2030-2040 | 2030-2040 | 2030-2040 | 2030-2040 | 2030-2040 | 2030-2040 | 2030-2040 | 2030-2040 | 2040-2050 | 2040-2050 | 2040-2050 | 2040-2050 | 2040-2050 | 2040-2050 | 2040-2050 | 2040-2050 | 2040-2050 | 2040-2050
ScenarioName | LCP_Inputs_ON_Diverse_2023_04_03
var_type | Dispatch-Import
Sum of SolutionCost | Column Labels
Row Labels | 2020 | 2021 | 2022 | 2023 | 2024 | 2025 | 2026 | 2027 | 2028 | 2029 | 2030 | 2031 | 2032 | 2033 | 2034 | 2035 | 2036 | 2037 | 2038 | 2039 | 2040 | 2041 | 2042 | 2043 | 2044 | 2045 | 2046 | 2047 | 2048 | 2049 | 2050 | Grand Total
CH4 Import - NY 2020 | 690133208.2715 | 690133208.2715 | 690133208.2715 | 690133208.2715 | 690133208.2715 | 690133208.2715 | 690133208.2715 | 690133208.2715 | 690133208.2715 | 690133208.2715 | 0 | 0 | 0 | 0 | 0 | 0 | 0 | 0 | 0 | 0 | 0 | 0 | 0 | 0 | 0 | 0 | 0 | 0 | 0 | 0 | 0 | 6901332082.7152
NY | 690133208.2715 | 690133208.2715 | 690133208.2715 | 690133208.2715 | 690133208.2715 | 690133208.2715 | 690133208.2715 | 690133208.2715 | 690133208.2715 | 690133208.2715 | 0 | 0 | 0 | 0 | 0 | 0 | 0 | 0 | 0 | 0 | 0 | 0 | 0 | 0 | 0 | 0 | 0 | 0 | 0 | 0 | 0 | 6901332082.7152
EmissionsCost | 282343065.1873 | 282343065.1873 | 282343065.1873 | 282343065.1873 | 282343065.1873 | 282343065.1873 | 282343065.1873 | 282343065.1873 | 282343065.1873 | 282343065.1873 | 0 | 0 | 0 | 0 | 0 | 0 | 0 | 0 | 0 | 0 | 0 | 0 | 0 | 0 | 0 | 0 | 0 | 0 | 0 | 0 | 0 | 2823430651.8726
FuelCost | 407790143.0843 | 407790143.0843 | 407790143.0843 | 407790143.0843 | 407790143.0843 | 407790143.0843 | 407790143.0843 | 407790143.0843 | 407790143.0843 | 407790143.0843 | 0 | 0 | 0 | 0 | 0 | 0 | 0 | 0 | 0 | 0 | 0 | 0 | 0 | 0 | 0 | 0 | 0 | 0 | 0 | 0 | 0 | 4077901430.8426
VOM | 0 | 0 | 0 | 0 | 0 | 0 | 0 | 0 | 0 | 0 | 0 | 0 | 0 | 0 | 0 | 0 | 0 | 0 | 0 | 0 | 0 | 0 | 0 | 0 | 0 | 0 | 0 | 0 | 0 | 0 | 0 | 0
WC | 0 | 0 | 0 | 0 | 0 | 0 | 0 | 0 | 0 | 0 | 0 | 0 | 0 | 0 | 0 | 0 | 0 | 0 | 0 | 0 | 0 | 0 | 0 | 0 | 0 | 0 | 0 | 0 | 0 | 0 | 0 | 0
EmissionsCost | 0 | 0 | 0 | 0 | 0 | 0 | 0 | 0 | 0 | 0 | 0 | 0 | 0 | 0 | 0 | 0 | 0 | 0 | 0 | 0 | 0 | 0 | 0 | 0 | 0 | 0 | 0 | 0 | 0 | 0 | 0 | 0
FuelCost | 0 | 0 | 0 | 0 | 0 | 0 | 0 | 0 | 0 | 0 | 0 | 0 | 0 | 0 | 0 | 0 | 0 | 0 | 0 | 0 | 0 | 0 | 0 | 0 | 0 | 0 | 0 | 0 | 0 | 0 | 0 | 0
VOM | 0 | 0 | 0 | 0 | 0 | 0 | 0 | 0 | 0 | 0 | 0 | 0 | 0 | 0 | 0 | 0 | 0 | 0 | 0 | 0 | 0 | 0 | 0 | 0 | 0 | 0 | 0 | 0 | 0 | 0 | 0 | 0
CH4 Import - NY 2030 | 0 | 0 | 0 | 0 | 0 | 0 | 0 | 0 | 0 | 0 | 2044602207.9427 | 2044602207.9427 | 2044602207.9427 | 2044602207.9427 | 2044602207.9427 | 2044602207.9427 | 2044602207.9427 | 2044602207.9427 | 2044602207.9427 | 2044602207.9427 | 0 | 0 | 0 | 0 | 0 | 0 | 0 | 0 | 0 | 0 | 0 | 20446022079.427
NY | 0 | 0 | 0 | 0 | 0 | 0 | 0 | 0 | 0 | 0 | 2044602207.9427 | 2044602207.9427 | 2044602207.9427 | 2044602207.9427 | 2044602207.9427 | 2044602207.9427 | 2044602207.9427 | 2044602207.9427 | 2044602207.9427 | 2044602207.9427 | 0 | 0 | 0 | 0 | 0 | 0 | 0 | 0 | 0 | 0 | 0 | 20446022079.427
EmissionsCost | 0 | 0 | 0 | 0 | 0 | 0 | 0 | 0 | 0 | 0 | 1400246087.116 | 1400246087.116 | 1400246087.116 | 1400246087.116 | 1400246087.116 | 1400246087.116 | 1400246087.116 | 1400246087.116 | 1400246087.116 | 1400246087.116 | 0 | 0 | 0 | 0 | 0 | 0 | 0 | 0 | 0 | 0 | 0 | 14002460871.1599
FuelCost | 0 | 0 | 0 | 0 | 0 | 0 | 0 | 0 | 0 | 0 | 644356120.8267 | 644356120.8267 | 644356120.8267 | 644356120.8267 | 644356120.8267 | 644356120.8267 | 644356120.8267 | 644356120.8267 | 644356120.8267 | 644356120.8267 | 0 | 0 | 0 | 0 | 0 | 0 | 0 | 0 | 0 | 0 | 0 | 6443561208.2671
VOM | 0 | 0 | 0 | 0 | 0 | 0 | 0 | 0 | 0 | 0 | 0 | 0 | 0 | 0 | 0 | 0 | 0 | 0 | 0 | 0 | 0 | 0 | 0 | 0 | 0 | 0 | 0 | 0 | 0 | 0 | 0 | 0
WC | 0 | 0 | 0 | 0 | 0 | 0 | 0 | 0 | 0 | 0 | 0 | 0 | 0 | 0 | 0 | 0 | 0 | 0 | 0 | 0 | 0 | 0 | 0 | 0 | 0 | 0 | 0 | 0 | 0 | 0 | 0 | 0
EmissionsCost | 0 | 0 | 0 | 0 | 0 | 0 | 0 | 0 | 0 | 0 | 0 | 0 | 0 | 0 | 0 | 0 | 0 | 0 | 0 | 0 | 0 | 0 | 0 | 0 | 0 | 0 | 0 | 0 | 0 | 0 | 0 | 0
FuelCost | 0 | 0 | 0 | 0 | 0 | 0 | 0 | 0 | 0 | 0 | 0 | 0 | 0 | 0 | 0 | 0 | 0 | 0 | 0 | 0 | 0 | 0 | 0 | 0 | 0 | 0 | 0 | 0 | 0 | 0 | 0 | 0
VOM | 0 | 0 | 0 | 0 | 0 | 0 | 0 | 0 | 0 | 0 | 0 | 0 | 0 | 0 | 0 | 0 | 0 | 0 | 0 | 0 | 0 | 0 | 0 | 0 | 0 | 0 | 0 | 0 | 0 | 0 | 0 | 0
CH4 Import - NY 2040 | 0 | 0 | 0 | 0 | 0 | 0 | 0 | 0 | 0 | 0 | 0 | 0 | 0 | 0 | 0 | 0 | 0 | 0 | 0 | 0 | 2183158389.8186 | 2183158389.8186 | 2183158389.8186 | 2183158389.8186 | 2183158389.8186 | 2183158389.8186 | 2183158389.8186 | 2183158389.8186 | 2183158389.8186 | 2183158389.8186 | 0 | 21831583898.1858
NY | 0 | 0 | 0 | 0 | 0 | 0 | 0 | 0 | 0 | 0 | 0 | 0 | 0 | 0 | 0 | 0 | 0 | 0 | 0 | 0 | 2183158389.8186 | 2183158389.8186 | 2183158389.8186 | 2183158389.8186 | 2183158389.8186 | 2183158389.8186 | 2183158389.8186 | 2183158389.8186 | 2183158389.8186 | 2183158389.8186 | 0 | 21831583898.1858
EmissionsCost | 0 | 0 | 0 | 0 | 0 | 0 | 0 | 0 | 0 | 0 | 0 | 0 | 0 | 0 | 0 | 0 | 0 | 0 | 0 | 0 | 1424811807.9426 | 1424811807.9426 | 1424811807.9426 | 1424811807.9426 | 1424811807.9426 | 1424811807.9426 | 1424811807.9426 | 1424811807.9426 | 1424811807.9426 | 1424811807.9426 | 0 | 14248118079.4259
FuelCost | 0 | 0 | 0 | 0 | 0 | 0 | 0 | 0 | 0 | 0 | 0 | 0 | 0 | 0 | 0 | 0 | 0 | 0 | 0 | 0 | 758346581.876 | 758346581.876 | 758346581.876 | 758346581.876 | 758346581.876 | 758346581.876 | 758346581.876 | 758346581.876 | 758346581.876 | 758346581.876 | 0 | 7583465818.7599
VOM | 0 | 0 | 0 | 0 | 0 | 0 | 0 | 0 | 0 | 0 | 0 | 0 | 0 | 0 | 0 | 0 | 0 | 0 | 0 | 0 | 0 | 0 | 0 | 0 | 0 | 0 | 0 | 0 | 0 | 0 | 0 | 0
WC | 0 | 0 | 0 | 0 | 0 | 0 | 0 | 0 | 0 | 0 | 0 | 0 | 0 | 0 | 0 | 0 | 0 | 0 | 0 | 0 | 0 | 0 | 0 | 0 | 0 | 0 | 0 | 0 | 0 | 0 | 0 | 0
EmissionsCost | 0 | 0 | 0 | 0 | 0 | 0 | 0 | 0 | 0 | 0 | 0 | 0 | 0 | 0 | 0 | 0 | 0 | 0 | 0 | 0 | 0 | 0 | 0 | 0 | 0 | 0 | 0 | 0 | 0 | 0 | 0 | 0
FuelCost | 0 | 0 | 0 | 0 | 0 | 0 | 0 | 0 | 0 | 0 | 0 | 0 | 0 | 0 | 0 | 0 | 0 | 0 | 0 | 0 | 0 | 0 | 0 | 0 | 0 | 0 | 0 | 0 | 0 | 0 | 0 | 0
VOM | 0 | 0 | 0 | 0 | 0 | 0 | 0 | 0 | 0 | 0 | 0 | 0 | 0 | 0 | 0 | 0 | 0 | 0 | 0 | 0 | 0 | 0 | 0 | 0 | 0 | 0 | 0 | 0 | 0 | 0 | 0 | 0
CH4 Import - NY 2050 | 0 | 0 | 0 | 0 | 0 | 0 | 0 | 0 | 0 | 0 | 0 | 0 | 0 | 0 | 0 | 0 | 0 | 0 | 0 | 0 | 0 | 0 | 0 | 0 | 0 | 0 | 0 | 0 | 0 | 0 | 0 | 0
NY | 0 | 0 | 0 | 0 | 0 | 0 | 0 | 0 | 0 | 0 | 0 | 0 | 0 | 0 | 0 | 0 | 0 | 0 | 0 | 0 | 0 | 0 | 0 | 0 | 0 | 0 | 0 | 0 | 0 | 0 | 0 | 0
EmissionsCost | 0 | 0 | 0 | 0 | 0 | 0 | 0 | 0 | 0 | 0 | 0 | 0 | 0 | 0 | 0 | 0 | 0 | 0 | 0 | 0 | 0 | 0 | 0 | 0 | 0 | 0 | 0 | 0 | 0 | 0 | 0 | 0
FuelCost | 0 | 0 | 0 | 0 | 0 | 0 | 0 | 0 | 0 | 0 | 0 | 0 | 0 | 0 | 0 | 0 | 0 | 0 | 0 | 0 | 0 | 0 | 0 | 0 | 0 | 0 | 0 | 0 | 0 | 0 | 0 | 0
VOM | 0 | 0 | 0 | 0 | 0 | 0 | 0 | 0 | 0 | 0 | 0 | 0 | 0 | 0 | 0 | 0 | 0 | 0 | 0 | 0 | 0 | 0 | 0 | 0 | 0 | 0 | 0 | 0 | 0 | 0 | 0 | 0
WC | 0 | 0 | 0 | 0 | 0 | 0 | 0 | 0 | 0 | 0 | 0 | 0 | 0 | 0 | 0 | 0 | 0 | 0 | 0 | 0 | 0 | 0 | 0 | 0 | 0 | 0 | 0 | 0 | 0 | 0 | 0 | 0
EmissionsCost | 0 | 0 | 0 | 0 | 0 | 0 | 0 | 0 | 0 | 0 | 0 | 0 | 0 | 0 | 0 | 0 | 0 | 0 | 0 | 0 | 0 | 0 | 0 | 0 | 0 | 0 | 0 | 0 | 0 | 0 | 0 | 0
FuelCost | 0 | 0 | 0 | 0 | 0 | 0 | 0 | 0 | 0 | 0 | 0 | 0 | 0 | 0 | 0 | 0 | 0 | 0 | 0 | 0 | 0 | 0 | 0 | 0 | 0 | 0 | 0 | 0 | 0 | 0 | 0 | 0
VOM | 0 | 0 | 0 | 0 | 0 | 0 | 0 | 0 | 0 | 0 | 0 | 0 | 0 | 0 | 0 | 0 | 0 | 0 | 0 | 0 | 0 | 0 | 0 | 0 | 0 | 0 | 0 | 0 | 0 | 0 | 0 | 0
CH4 Import - WC 2020 | 3194576211.6167 | 3194576211.6167 | 3194576211.6167 | 3194576211.6167 | 3194576211.6167 | 3194576211.6167 | 3194576211.6167 | 3194576211.6167 | 3194576211.6167 | 3194576211.6167 | 0 | 0 | 0 | 0 | 0 | 0 | 0 | 0 | 0 | 0 | 0 | 0 | 0 | 0 | 0 | 0 | 0 | 0 | 0 | 0 | 0 | 31945762116.1665
NY | 0 | 0 | 0 | 0 | 0 | 0 | 0 | 0 | 0 | 0 | 0 | 0 | 0 | 0 | 0 | 0 | 0 | 0 | 0 | 0 | 0 | 0 | 0 | 0 | 0 | 0 | 0 | 0 | 0 | 0 | 0 | 0
EmissionsCost | 0 | 0 | 0 | 0 | 0 | 0 | 0 | 0 | 0 | 0 | 0 | 0 | 0 | 0 | 0 | 0 | 0 | 0 | 0 | 0 | 0 | 0 | 0 | 0 | 0 | 0 | 0 | 0 | 0 | 0 | 0 | 0
FuelCost | 0 | 0 | 0 | 0 | 0 | 0 | 0 | 0 | 0 | 0 | 0 | 0 | 0 | 0 | 0 | 0 | 0 | 0 | 0 | 0 | 0 | 0 | 0 | 0 | 0 | 0 | 0 | 0 | 0 | 0 | 0 | 0
VOM | 0 | 0 | 0 | 0 | 0 | 0 | 0 | 0 | 0 | 0 | 0 | 0 | 0 | 0 | 0 | 0 | 0 | 0 | 0 | 0 | 0 | 0 | 0 | 0 | 0 | 0 | 0 | 0 | 0 | 0 | 0 | 0
WC | 3194576211.6167 | 3194576211.6167 | 3194576211.6167 | 3194576211.6167 | 3194576211.6167 | 3194576211.6167 | 3194576211.6167 | 3194576211.6167 | 3194576211.6167 | 3194576211.6167 | 0 | 0 | 0 | 0 | 0 | 0 | 0 | 0 | 0 | 0 | 0 | 0 | 0 | 0 | 0 | 0 | 0 | 0 | 0 | 0 | 0 | 31945762116.1665
EmissionsCost | 1306945425.5377 | 1306945425.5377 | 1306945425.5377 | 1306945425.5377 | 1306945425.5377 | 1306945425.5377 | 1306945425.5377 | 1306945425.5377 | 1306945425.5377 | 1306945425.5377 | 0 | 0 | 0 | 0 | 0 | 0 | 0 | 0 | 0 | 0 | 0 | 0 | 0 | 0 | 0 | 0 | 0 | 0 | 0 | 0 | 0 | 13069454255.3774
FuelCost | 1887630786.0789 | 1887630786.0789 | 1887630786.0789 | 1887630786.0789 | 1887630786.0789 | 1887630786.0789 | 1887630786.0789 | 1887630786.0789 | 1887630786.0789 | 1887630786.0789 | 0 | 0 | 0 | 0 | 0 | 0 | 0 | 0 | 0 | 0 | 0 | 0 | 0 | 0 | 0 | 0 | 0 | 0 | 0 | 0 | 0 | 18876307860.7891
VOM | 0 | 0 | 0 | 0 | 0 | 0 | 0 | 0 | 0 | 0 | 0 | 0 | 0 | 0 | 0 | 0 | 0 | 0 | 0 | 0 | 0 | 0 | 0 | 0 | 0 | 0 | 0 | 0 | 0 | 0 | 0 | 0
CH4 Import - WC 2030 | 0 | 0 | 0 | 0 | 0 | 0 | 0 | 0 | 0 | 0 | 7583057221.5002 | 7583057221.5002 | 7583057221.5002 | 7583057221.5002 | 7583057221.5002 | 7583057221.5002 | 7583057221.5002 | 7583057221.5002 | 7583057221.5002 | 7583057221.5002 | 0 | 0 | 0 | 0 | 0 | 0 | 0 | 0 | 0 | 0 | 0 | 75830572215.0017
NY | 0 | 0 | 0 | 0 | 0 | 0 | 0 | 0 | 0 | 0 | 0 | 0 | 0 | 0 | 0 | 0 | 0 | 0 | 0 | 0 | 0 | 0 | 0 | 0 | 0 | 0 | 0 | 0 | 0 | 0 | 0 | 0
EmissionsCost | 0 | 0 | 0 | 0 | 0 | 0 | 0 | 0 | 0 | 0 | 0 | 0 | 0 | 0 | 0 | 0 | 0 | 0 | 0 | 0 | 0 | 0 | 0 | 0 | 0 | 0 | 0 | 0 | 0 | 0 | 0 | 0
FuelCost | 0 | 0 | 0 | 0 | 0 | 0 | 0 | 0 | 0 | 0 | 0 | 0 | 0 | 0 | 0 | 0 | 0 | 0 | 0 | 0 | 0 | 0 | 0 | 0 | 0 | 0 | 0 | 0 | 0 | 0 | 0 | 0
VOM | 0 | 0 | 0 | 0 | 0 | 0 | 0 | 0 | 0 | 0 | 0 | 0 | 0 | 0 | 0 | 0 | 0 | 0 | 0 | 0 | 0 | 0 | 0 | 0 | 0 | 0 | 0 | 0 | 0 | 0 | 0 | 0
WC | 0 | 0 | 0 | 0 | 0 | 0 | 0 | 0 | 0 | 0 | 7583057221.5002 | 7583057221.5002 | 7583057221.5002 | 7583057221.5002 | 7583057221.5002 | 7583057221.5002 | 7583057221.5002 | 7583057221.5002 | 7583057221.5002 | 7583057221.5002 | 0 | 0 | 0 | 0 | 0 | 0 | 0 | 0 | 0 | 0 | 0 | 75830572215.0017
EmissionsCost | 0 | 0 | 0 | 0 | 0 | 0 | 0 | 0 | 0 | 0 | 5193257721.005 | 5193257721.005 | 5193257721.005 | 5193257721.005 | 5193257721.005 | 5193257721.005 | 5193257721.005 | 5193257721.005 | 5193257721.005 | 5193257721.005 | 0 | 0 | 0 | 0 | 0 | 0 | 0 | 0 | 0 | 0 | 0 | 51932577210.0499
FuelCost | 0 | 0 | 0 | 0 | 0 | 0 | 0 | 0 | 0 | 0 | 2389799500.4952 | 2389799500.4952 | 2389799500.4952 | 2389799500.4952 | 2389799500.4952 | 2389799500.4952 | 2389799500.4952 | 2389799500.4952 | 2389799500.4952 | 2389799500.4952 | 0 | 0 | 0 | 0 | 0 | 0 | 0 | 0 | 0 | 0 | 0 | 23897995004.9518
VOM | 0 | 0 | 0 | 0 | 0 | 0 | 0 | 0 | 0 | 0 | 0 | 0 | 0 | 0 | 0 | 0 | 0 | 0 | 0 | 0 | 0 | 0 | 0 | 0 | 0 | 0 | 0 | 0 | 0 | 0 | 0 | 0
CH4 Import - WC 2040 | 0 | 0 | 0 | 0 | 0 | 0 | 0 | 0 | 0 | 0 | 0 | 0 | 0 | 0 | 0 | 0 | 0 | 0 | 0 | 0 | 3244491161.7423 | 3244491161.7423 | 3244491161.7423 | 3244491161.7423 | 3244491161.7423 | 3244491161.7423 | 3244491161.7423 | 3244491161.7423 | 3244491161.7423 | 3244491161.7423 | 0 | 32444911617.4229
NY | 0 | 0 | 0 | 0 | 0 | 0 | 0 | 0 | 0 | 0 | 0 | 0 | 0 | 0 | 0 | 0 | 0 | 0 | 0 | 0 | 0 | 0 | 0 | 0 | 0 | 0 | 0 | 0 | 0 | 0 | 0 | 0
EmissionsCost | 0 | 0 | 0 | 0 | 0 | 0 | 0 | 0 | 0 | 0 | 0 | 0 | 0 | 0 | 0 | 0 | 0 | 0 | 0 | 0 | 0 | 0 | 0 | 0 | 0 | 0 | 0 | 0 | 0 | 0 | 0 | 0
FuelCost | 0 | 0 | 0 | 0 | 0 | 0 | 0 | 0 | 0 | 0 | 0 | 0 | 0 | 0 | 0 | 0 | 0 | 0 | 0 | 0 | 0 | 0 | 0 | 0 | 0 | 0 | 0 | 0 | 0 | 0 | 0 | 0
VOM | 0 | 0 | 0 | 0 | 0 | 0 | 0 | 0 | 0 | 0 | 0 | 0 | 0 | 0 | 0 | 0 | 0 | 0 | 0 | 0 | 0 | 0 | 0 | 0 | 0 | 0 | 0 | 0 | 0 | 0 | 0 | 0
WC | 0 | 0 | 0 | 0 | 0 | 0 | 0 | 0 | 0 | 0 | 0 | 0 | 0 | 0 | 0 | 0 | 0 | 0 | 0 | 0 | 3244491161.7423 | 3244491161.7423 | 3244491161.7423 | 3244491161.7423 | 3244491161.7423 | 3244491161.7423 | 3244491161.7423 | 3244491161.7423 | 3244491161.7423 | 3244491161.7423 | 0 | 32444911617.4229
EmissionsCost | 0 | 0 | 0 | 0 | 0 | 0 | 0 | 0 | 0 | 0 | 0 | 0 | 0 | 0 | 0 | 0 | 0 | 0 | 0 | 0 | 2117477751.305 | 2117477751.305 | 2117477751.305 | 2117477751.305 | 2117477751.305 | 2117477751.305 | 2117477751.305 | 2117477751.305 | 2117477751.305 | 2117477751.305 | 0 | 21174777513.0504
FuelCost | 0 | 0 | 0 | 0 | 0 | 0 | 0 | 0 | 0 | 0 | 0 | 0 | 0 | 0 | 0 | 0 | 0 | 0 | 0 | 0 | 1127013410.4372 | 1127013410.4372 | 1127013410.4372 | 1127013410.4372 | 1127013410.4372 | 1127013410.4372 | 1127013410.4372 | 1127013410.4372 | 1127013410.4372 | 1127013410.4372 | 0 | 11270134104.3725
VOM | 0 | 0 | 0 | 0 | 0 | 0 | 0 | 0 | 0 | 0 | 0 | 0 | 0 | 0 | 0 | 0 | 0 | 0 | 0 | 0 | 0 | 0 | 0 | 0 | 0 | 0 | 0 | 0 | 0 | 0 | 0 | 0
CH4 Import - WC 2050 | 0 | 0 | 0 | 0 | 0 | 0 | 0 | 0 | 0 | 0 | 0 | 0 | 0 | 0 | 0 | 0 | 0 | 0 | 0 | 0 | 0 | 0 | 0 | 0 | 0 | 0 | 0 | 0 | 0 | 0 | 0 | 0
NY | 0 | 0 | 0 | 0 | 0 | 0 | 0 | 0 | 0 | 0 | 0 | 0 | 0 | 0 | 0 | 0 | 0 | 0 | 0 | 0 | 0 | 0 | 0 | 0 | 0 | 0 | 0 | 0 | 0 | 0 | 0 | 0
EmissionsCost | 0 | 0 | 0 | 0 | 0 | 0 | 0 | 0 | 0 | 0 | 0 | 0 | 0 | 0 | 0 | 0 | 0 | 0 | 0 | 0 | 0 | 0 | 0 | 0 | 0 | 0 | 0 | 0 | 0 | 0 | 0 | 0
FuelCost | 0 | 0 | 0 | 0 | 0 | 0 | 0 | 0 | 0 | 0 | 0 | 0 | 0 | 0 | 0 | 0 | 0 | 0 | 0 | 0 | 0 | 0 | 0 | 0 | 0 | 0 | 0 | 0 | 0 | 0 | 0 | 0
VOM | 0 | 0 | 0 | 0 | 0 | 0 | 0 | 0 | 0 | 0 | 0 | 0 | 0 | 0 | 0 | 0 | 0 | 0 | 0 | 0 | 0 | 0 | 0 | 0 | 0 | 0 | 0 | 0 | 0 | 0 | 0 | 0
WC | 0 | 0 | 0 | 0 | 0 | 0 | 0 | 0 | 0 | 0 | 0 | 0 | 0 | 0 | 0 | 0 | 0 | 0 | 0 | 0 | 0 | 0 | 0 | 0 | 0 | 0 | 0 | 0 | 0 | 0 | 0 | 0
EmissionsCost | 0 | 0 | 0 | 0 | 0 | 0 | 0 | 0 | 0 | 0 | 0 | 0 | 0 | 0 | 0 | 0 | 0 | 0 | 0 | 0 | 0 | 0 | 0 | 0 | 0 | 0 | 0 | 0 | 0 | 0 | 0 | 0
FuelCost | 0 | 0 | 0 | 0 | 0 | 0 | 0 | 0 | 0 | 0 | 0 | 0 | 0 | 0 | 0 | 0 | 0 | 0 | 0 | 0 | 0 | 0 | 0 | 0 | 0 | 0 | 0 | 0 | 0 | 0 | 0 | 0
VOM | 0 | 0 | 0 | 0 | 0 | 0 | 0 | 0 | 0 | 0 | 0 | 0 | 0 | 0 | 0 | 0 | 0 | 0 | 0 | 0 | 0 | 0 | 0 | 0 | 0 | 0 | 0 | 0 | 0 | 0 | 0 | 0
H2 Import - QC | 0 | 0 | 0 | 0 | 0 | 0 | 0 | 0 | 0 | 0 | 0 | 0 | 0 | 0 | 0 | 0 | 0 | 0 | 0 | 0 | 0 | 0 | 0 | 0 | 0 | 0 | 0 | 0 | 0 | 0 | 0 | 0
NY | 0 | 0 | 0 | 0 | 0 | 0 | 0 | 0 | 0 | 0 | 0 | 0 | 0 | 0 | 0 | 0 | 0 | 0 | 0 | 0 | 0 | 0 | 0 | 0 | 0 | 0 | 0 | 0 | 0 | 0 | 0 | 0
EmissionsCost | 0 | 0 | 0 | 0 | 0 | 0 | 0 | 0 | 0 | 0 | 0 | 0 | 0 | 0 | 0 | 0 | 0 | 0 | 0 | 0 | 0 | 0 | 0 | 0 | 0 | 0 | 0 | 0 | 0 | 0 | 0 | 0
FuelCost | 0 | 0 | 0 | 0 | 0 | 0 | 0 | 0 | 0 | 0 | 0 | 0 | 0 | 0 | 0 | 0 | 0 | 0 | 0 | 0 | 0 | 0 | 0 | 0 | 0 | 0 | 0 | 0 | 0 | 0 | 0 | 0
VOM | 0 | 0 | 0 | 0 | 0 | 0 | 0 | 0 | 0 | 0 | 0 | 0 | 0 | 0 | 0 | 0 | 0 | 0 | 0 | 0 | 0 | 0 | 0 | 0 | 0 | 0 | 0 | 0 | 0 | 0 | 0 | 0
WC | 0 | 0 | 0 | 0 | 0 | 0 | 0 | 0 | 0 | 0 | 0 | 0 | 0 | 0 | 0 | 0 | 0 | 0 | 0 | 0 | 0 | 0 | 0 | 0 | 0 | 0 | 0 | 0 | 0 | 0 | 0 | 0
EmissionsCost | 0 | 0 | 0 | 0 | 0 | 0 | 0 | 0 | 0 | 0 | 0 | 0 | 0 | 0 | 0 | 0 | 0 | 0 | 0 | 0 | 0 | 0 | 0 | 0 | 0 | 0 | 0 | 0 | 0 | 0 | 0 | 0
FuelCost | 0 | 0 | 0 | 0 | 0 | 0 | 0 | 0 | 0 | 0 | 0 | 0 | 0 | 0 | 0 | 0 | 0 | 0 | 0 | 0 | 0 | 0 | 0 | 0 | 0 | 0 | 0 | 0 | 0 | 0 | 0 | 0
VOM | 0 | 0 | 0 | 0 | 0 | 0 | 0 | 0 | 0 | 0 | 0 | 0 | 0 | 0 | 0 | 0 | 0 | 0 | 0 | 0 | 0 | 0 | 0 | 0 | 0 | 0 | 0 | 0 | 0 | 0 | 0 | 0
H2 Import - WC | 0 | 0 | 0 | 0 | 0 | 0 | 0 | 0 | 0 | 0 | 0 | 0 | 0 | 0 | 0 | 0 | 0 | 0 | 0 | 0 | 322770984.3754 | 322770984.3754 | 322770984.3754 | 322770984.3754 | 322770984.3754 | 322770984.3754 | 322770984.3754 | 322770984.3754 | 322770984.3754 | 322770984.3754 | 24110911.7351 | 3251820755.4895
NY | 0 | 0 | 0 | 0 | 0 | 0 | 0 | 0 | 0 | 0 | 0 | 0 | 0 | 0 | 0 | 0 | 0 | 0 | 0 | 0 | 0 | 0 | 0 | 0 | 0 | 0 | 0 | 0 | 0 | 0 | 0 | 0
EmissionsCost | 0 | 0 | 0 | 0 | 0 | 0 | 0 | 0 | 0 | 0 | 0 | 0 | 0 | 0 | 0 | 0 | 0 | 0 | 0 | 0 | 0 | 0 | 0 | 0 | 0 | 0 | 0 | 0 | 0 | 0 | 0 | 0
FuelCost | 0 | 0 | 0 | 0 | 0 | 0 | 0 | 0 | 0 | 0 | 0 | 0 | 0 | 0 | 0 | 0 | 0 | 0 | 0 | 0 | 0 | 0 | 0 | 0 | 0 | 0 | 0 | 0 | 0 | 0 | 0 | 0
VOM | 0 | 0 | 0 | 0 | 0 | 0 | 0 | 0 | 0 | 0 | 0 | 0 | 0 | 0 | 0 | 0 | 0 | 0 | 0 | 0 | 0 | 0 | 0 | 0 | 0 | 0 | 0 | 0 | 0 | 0 | 0 | 0
WC | 0 | 0 | 0 | 0 | 0 | 0 | 0 | 0 | 0 | 0 | 0 | 0 | 0 | 0 | 0 | 0 | 0 | 0 | 0 | 0 | 322770984.3754 | 322770984.3754 | 322770984.3754 | 322770984.3754 | 322770984.3754 | 322770984.3754 | 322770984.3754 | 322770984.3754 | 322770984.3754 | 322770984.3754 | 24110911.7351 | 3251820755.4895
EmissionsCost | 0 | 0 | 0 | 0 | 0 | 0 | 0 | 0 | 0 | 0 | 0 | 0 | 0 | 0 | 0 | 0 | 0 | 0 | 0 | 0 | 0 | 0 | 0 | 0 | 0 | 0 | 0 | 0 | 0 | 0 | 0 | 0
FuelCost | 0 | 0 | 0 | 0 | 0 | 0 | 0 | 0 | 0 | 0 | 0 | 0 | 0 | 0 | 0 | 0 | 0 | 0 | 0 | 0 | 322770984.3754 | 322770984.3754 | 322770984.3754 | 322770984.3754 | 322770984.3754 | 322770984.3754 | 322770984.3754 | 322770984.3754 | 322770984.3754 | 322770984.3754 | 24110911.7351 | 3251820755.4895
VOM | 0 | 0 | 0 | 0 | 0 | 0 | 0 | 0 | 0 | 0 | 0 | 0 | 0 | 0 | 0 | 0 | 0 | 0 | 0 | 0 | 0 | 0 | 0 | 0 | 0 | 0 | 0 | 0 | 0 | 0 | 0 | 0
Grand Total | 3884709419.8882 | 3884709419.8882 | 3884709419.8882 | 3884709419.8882 | 3884709419.8882 | 3884709419.8882 | 3884709419.8882 | 3884709419.8882 | 3884709419.8882 | 3884709419.8882 | 9627659429.4429 | 9627659429.4429 | 9627659429.4429 | 9627659429.4429 | 9627659429.4429 | 9627659429.4429 | 9627659429.4429 | 9627659429.4429 | 9627659429.4429 | 9627659429.4429 | 5750420535.9363 | 5750420535.9363 | 5750420535.9363 | 5750420535.9363 | 5750420535.9363 | 5750420535.9363 | 5750420535.9363 | 5750420535.9363 | 5750420535.9363 | 5750420535.9363 | 24110911.7351 | 192652004764.4086
Total Emissions Cost | 1589288490.725 | 1589288490.725 | 1589288490.725 | 1589288490.725 | 1589288490.725 | 1589288490.725 | 1589288490.725 | 1589288490.725 | 1589288490.725 | 1589288490.725 | 6593503808.121 | 6593503808.121 | 6593503808.121 | 6593503808.121 | 6593503808.121 | 6593503808.121 | 6593503808.121 | 6593503808.121 | 6593503808.121 | 6593503808.121 | 3542289559.2476 | 3542289559.2476 | 3542289559.2476 | 3542289559.2476 | 3542289559.2476 | 3542289559.2476 | 3542289559.2476 | 3542289559.2476 | 3542289559.2476 | 3542289559.2476 | 0 | 117250818580.9361

## InfraTech Dispatch Costs (to)
Year Range: | 2020-2030 | 2020-2030 | 2020-2030 | 2020-2030 | 2020-2030 | 2020-2030 | 2020-2030 | 2020-2030 | 2020-2030 | 2020-2030 | 2020-2030 | 2030-2040 | 2030-2040 | 2030-2040 | 2030-2040 | 2030-2040 | 2030-2040 | 2030-2040 | 2030-2040 | 2030-2040 | 2030-2040 | 2040-2050 | 2040-2050 | 2040-2050 | 2040-2050 | 2040-2050 | 2040-2050 | 2040-2050 | 2040-2050 | 2040-2050 | 2040-2050
ScenarioName | LCP_Inputs_ON_Diverse_2023_04_03
var_type | (Multiple Items)
SubRegion_To | ON
Sum of SolutionCost | Column Labels
Row Labels | 2020 | 2021 | 2022 | 2023 | 2024 | 2025 | 2026 | 2027 | 2028 | 2029 | 2030 | 2031 | 2032 | 2033 | 2034 | 2035 | 2036 | 2037 | 2038 | 2039 | 2040 | 2041 | 2042 | 2043 | 2044 | 2045 | 2046 | 2047 | 2048 | 2049 | 2050 | Grand Total
Electricity | 12827470.5566 | 12827470.5566 | 12827470.5566 | 12827470.5566 | 12827470.5566 | 12827470.5566 | 12827470.5566 | 12827470.5566 | 12827470.5566 | 12827470.5566 | 47411347.9452 | 47411347.9452 | 47411347.9452 | 47411347.9452 | 47411347.9452 | 47411347.9452 | 47411347.9452 | 47411347.9452 | 47411347.9452 | 47411347.9452 | 73536535.8384 | 73536535.8384 | 73536535.8384 | 73536535.8384 | 73536535.8384 | 73536535.8384 | 73536535.8384 | 73536535.8384 | 73536535.8384 | 73536535.8384 | 89545256.218 | 1427298799.6203
Electricity Transmission Line | 12827470.5566 | 12827470.5566 | 12827470.5566 | 12827470.5566 | 12827470.5566 | 12827470.5566 | 12827470.5566 | 12827470.5566 | 12827470.5566 | 12827470.5566 | 47411347.9452 | 47411347.9452 | 47411347.9452 | 47411347.9452 | 47411347.9452 | 47411347.9452 | 47411347.9452 | 47411347.9452 | 47411347.9452 | 47411347.9452 | 73536535.8384 | 73536535.8384 | 73536535.8384 | 73536535.8384 | 73536535.8384 | 73536535.8384 | 73536535.8384 | 73536535.8384 | 73536535.8384 | 73536535.8384 | 89545256.218 | 1427298799.6203
MI | 671388.5975 | 671388.5975 | 671388.5975 | 671388.5975 | 671388.5975 | 671388.5975 | 671388.5975 | 671388.5975 | 671388.5975 | 671388.5975 | 19282805.1772 | 19282805.1772 | 19282805.1772 | 19282805.1772 | 19282805.1772 | 19282805.1772 | 19282805.1772 | 19282805.1772 | 19282805.1772 | 19282805.1772 | 25125428.6108 | 25125428.6108 | 25125428.6108 | 25125428.6108 | 25125428.6108 | 25125428.6108 | 25125428.6108 | 25125428.6108 | 25125428.6108 | 25125428.6108 | 30616233.7871 | 481412457.6424
NY | 5679204.1636 | 5679204.1636 | 5679204.1636 | 5679204.1636 | 5679204.1636 | 5679204.1636 | 5679204.1636 | 5679204.1636 | 5679204.1636 | 5679204.1636 | 11663734.7522 | 11663734.7522 | 11663734.7522 | 11663734.7522 | 11663734.7522 | 11663734.7522 | 11663734.7522 | 11663734.7522 | 11663734.7522 | 11663734.7522 | 9408599.3038 | 9408599.3038 | 9408599.3038 | 9408599.3038 | 9408599.3038 | 9408599.3038 | 9408599.3038 | 9408599.3038 | 9408599.3038 | 9408599.3038 | 16528618.4117 | 284044000.6082
ON | 0 | 0 | 0 | 0 | 0 | 0 | 0 | 0 | 0 | 0 | 0 | 0 | 0 | 0 | 0 | 0 | 0 | 0 | 0 | 0 | 0 | 0 | 0 | 0 | 0 | 0 | 0 | 0 | 0 | 0 | 0 | 0
PJ | 0 | 0 | 0 | 0 | 0 | 0 | 0 | 0 | 0 | 0 | 9736006.7785 | 9736006.7785 | 9736006.7785 | 9736006.7785 | 9736006.7785 | 9736006.7785 | 9736006.7785 | 9736006.7785 | 9736006.7785 | 9736006.7785 | 19730270.9866 | 19730270.9866 | 19730270.9866 | 19730270.9866 | 19730270.9866 | 19730270.9866 | 19730270.9866 | 19730270.9866 | 19730270.9866 | 19730270.9866 | 27531545.8838 | 322194323.5348
QC | 6023844.3192 | 6023844.3192 | 6023844.3192 | 6023844.3192 | 6023844.3192 | 6023844.3192 | 6023844.3192 | 6023844.3192 | 6023844.3192 | 6023844.3192 | 3507702.1099 | 3507702.1099 | 3507702.1099 | 3507702.1099 | 3507702.1099 | 3507702.1099 | 3507702.1099 | 3507702.1099 | 3507702.1099 | 3507702.1099 | 7751052.9617 | 7751052.9617 | 7751052.9617 | 7751052.9617 | 7751052.9617 | 7751052.9617 | 7751052.9617 | 7751052.9617 | 7751052.9617 | 7751052.9617 | 6564839.7937 | 179390833.7024
WC | 453033.4763 | 453033.4763 | 453033.4763 | 453033.4763 | 453033.4763 | 453033.4763 | 453033.4763 | 453033.4763 | 453033.4763 | 453033.4763 | 3221099.1273 | 3221099.1273 | 3221099.1273 | 3221099.1273 | 3221099.1273 | 3221099.1273 | 3221099.1273 | 3221099.1273 | 3221099.1273 | 3221099.1273 | 11521183.9754 | 11521183.9754 | 11521183.9754 | 11521183.9754 | 11521183.9754 | 11521183.9754 | 11521183.9754 | 11521183.9754 | 11521183.9754 | 11521183.9754 | 8304018.3417 | 160257184.1325
Hydrogen | 0 | 0 | 0 | 0 | 0 | 0 | 0 | 0 | 0 | 0 | 291122573.1747 | 291122573.1747 | 291122573.1747 | 291122573.1747 | 291122573.1747 | 291122573.1747 | 291122573.1747 | 291122573.1747 | 291122573.1747 | 291122573.1747 | 941970860.5585 | 941970860.5585 | 941970860.5585 | 941970860.5585 | 941970860.5585 | 941970860.5585 | 941970860.5585 | 941970860.5585 | 941970860.5585 | 941970860.5585 | 1704303201.4629 | 14035237538.7949
H2 Pipeline - New | 0 | 0 | 0 | 0 | 0 | 0 | 0 | 0 | 0 | 0 | 0 | 0 | 0 | 0 | 0 | 0 | 0 | 0 | 0 | 0 | 0 | 0 | 0 | 0 | 0 | 0 | 0 | 0 | 0 | 0 | 0 | 0
MI | 0 | 0 | 0 | 0 | 0 | 0 | 0 | 0 | 0 | 0 | 0 | 0 | 0 | 0 | 0 | 0 | 0 | 0 | 0 | 0 | 0 | 0 | 0 | 0 | 0 | 0 | 0 | 0 | 0 | 0 | 0 | 0
NY | 0 | 0 | 0 | 0 | 0 | 0 | 0 | 0 | 0 | 0 | 0 | 0 | 0 | 0 | 0 | 0 | 0 | 0 | 0 | 0 | 0 | 0 | 0 | 0 | 0 | 0 | 0 | 0 | 0 | 0 | 0 | 0
ON | 0 | 0 | 0 | 0 | 0 | 0 | 0 | 0 | 0 | 0 | 0 | 0 | 0 | 0 | 0 | 0 | 0 | 0 | 0 | 0 | 0 | 0 | 0 | 0 | 0 | 0 | 0 | 0 | 0 | 0 | 0 | 0
PJ | 0 | 0 | 0 | 0 | 0 | 0 | 0 | 0 | 0 | 0 | 0 | 0 | 0 | 0 | 0 | 0 | 0 | 0 | 0 | 0 | 0 | 0 | 0 | 0 | 0 | 0 | 0 | 0 | 0 | 0 | 0 | 0
QC | 0 | 0 | 0 | 0 | 0 | 0 | 0 | 0 | 0 | 0 | 0 | 0 | 0 | 0 | 0 | 0 | 0 | 0 | 0 | 0 | 0 | 0 | 0 | 0 | 0 | 0 | 0 | 0 | 0 | 0 | 0 | 0
WC | 0 | 0 | 0 | 0 | 0 | 0 | 0 | 0 | 0 | 0 | 0 | 0 | 0 | 0 | 0 | 0 | 0 | 0 | 0 | 0 | 0 | 0 | 0 | 0 | 0 | 0 | 0 | 0 | 0 | 0 | 0 | 0
H2 Pipeline - Repurposed | 0 | 0 | 0 | 0 | 0 | 0 | 0 | 0 | 0 | 0 | 291122573.1747 | 291122573.1747 | 291122573.1747 | 291122573.1747 | 291122573.1747 | 291122573.1747 | 291122573.1747 | 291122573.1747 | 291122573.1747 | 291122573.1747 | 941970860.5585 | 941970860.5585 | 941970860.5585 | 941970860.5585 | 941970860.5585 | 941970860.5585 | 941970860.5585 | 941970860.5585 | 941970860.5585 | 941970860.5585 | 1704303201.4629 | 14035237538.7949
MI | 0 | 0 | 0 | 0 | 0 | 0 | 0 | 0 | 0 | 0 | 0 | 0 | 0 | 0 | 0 | 0 | 0 | 0 | 0 | 0 | 0 | 0 | 0 | 0 | 0 | 0 | 0 | 0 | 0 | 0 | 0 | 0
NY | 0 | 0 | 0 | 0 | 0 | 0 | 0 | 0 | 0 | 0 | 0 | 0 | 0 | 0 | 0 | 0 | 0 | 0 | 0 | 0 | 0 | 0 | 0 | 0 | 0 | 0 | 0 | 0 | 0 | 0 | 0 | 0
ON | 0 | 0 | 0 | 0 | 0 | 0 | 0 | 0 | 0 | 0 | 291122573.1747 | 291122573.1747 | 291122573.1747 | 291122573.1747 | 291122573.1747 | 291122573.1747 | 291122573.1747 | 291122573.1747 | 291122573.1747 | 291122573.1747 | 941970860.5585 | 941970860.5585 | 941970860.5585 | 941970860.5585 | 941970860.5585 | 941970860.5585 | 941970860.5585 | 941970860.5585 | 941970860.5585 | 941970860.5585 | 1704303201.4629 | 14035237538.7949
PJ | 0 | 0 | 0 | 0 | 0 | 0 | 0 | 0 | 0 | 0 | 0 | 0 | 0 | 0 | 0 | 0 | 0 | 0 | 0 | 0 | 0 | 0 | 0 | 0 | 0 | 0 | 0 | 0 | 0 | 0 | 0 | 0
QC | 0 | 0 | 0 | 0 | 0 | 0 | 0 | 0 | 0 | 0 | 0 | 0 | 0 | 0 | 0 | 0 | 0 | 0 | 0 | 0 | 0 | 0 | 0 | 0 | 0 | 0 | 0 | 0 | 0 | 0 | 0 | 0
WC | 0 | 0 | 0 | 0 | 0 | 0 | 0 | 0 | 0 | 0 | 0 | 0 | 0 | 0 | 0 | 0 | 0 | 0 | 0 | 0 | 0 | 0 | 0 | 0 | 0 | 0 | 0 | 0 | 0 | 0 | 0 | 0
Methane | 775556548.9 | 775556548.9 | 775556548.9 | 775556548.9 | 775556548.9 | 775556548.9 | 775556548.9 | 775556548.9 | 775556548.9 | 775556548.9 | 727112349.4526 | 727112349.4526 | 727112349.4526 | 727112349.4526 | 727112349.4526 | 727112349.4526 | 727112349.4526 | 727112349.4526 | 727112349.4526 | 727112349.4526 | 520847193.3407 | 520847193.3407 | 520847193.3407 | 520847193.3407 | 520847193.3407 | 520847193.3407 | 520847193.3407 | 520847193.3407 | 520847193.3407 | 520847193.3407 | 255781646.581 | 20490942563.5138
CH4 Pipeline | 775556548.9 | 775556548.9 | 775556548.9 | 775556548.9 | 775556548.9 | 775556548.9 | 775556548.9 | 775556548.9 | 775556548.9 | 775556548.9 | 727112349.4526 | 727112349.4526 | 727112349.4526 | 727112349.4526 | 727112349.4526 | 727112349.4526 | 727112349.4526 | 727112349.4526 | 727112349.4526 | 727112349.4526 | 520847193.3407 | 520847193.3407 | 520847193.3407 | 520847193.3407 | 520847193.3407 | 520847193.3407 | 520847193.3407 | 520847193.3407 | 520847193.3407 | 520847193.3407 | 255781646.581 | 20490942563.5138
MI | 0 | 0 | 0 | 0 | 0 | 0 | 0 | 0 | 0 | 0 | 0 | 0 | 0 | 0 | 0 | 0 | 0 | 0 | 0 | 0 | 0 | 0 | 0 | 0 | 0 | 0 | 0 | 0 | 0 | 0 | 0 | 0
NY | 0 | 0 | 0 | 0 | 0 | 0 | 0 | 0 | 0 | 0 | 0 | 0 | 0 | 0 | 0 | 0 | 0 | 0 | 0 | 0 | 0 | 0 | 0 | 0 | 0 | 0 | 0 | 0 | 0 | 0 | 0 | 0
ON | 775556548.9 | 775556548.9 | 775556548.9 | 775556548.9 | 775556548.9 | 775556548.9 | 775556548.9 | 775556548.9 | 775556548.9 | 775556548.9 | 727112349.4526 | 727112349.4526 | 727112349.4526 | 727112349.4526 | 727112349.4526 | 727112349.4526 | 727112349.4526 | 727112349.4526 | 727112349.4526 | 727112349.4526 | 520847193.3407 | 520847193.3407 | 520847193.3407 | 520847193.3407 | 520847193.3407 | 520847193.3407 | 520847193.3407 | 520847193.3407 | 520847193.3407 | 520847193.3407 | 255781646.581 | 20490942563.5138
PJ | 0 | 0 | 0 | 0 | 0 | 0 | 0 | 0 | 0 | 0 | 0 | 0 | 0 | 0 | 0 | 0 | 0 | 0 | 0 | 0 | 0 | 0 | 0 | 0 | 0 | 0 | 0 | 0 | 0 | 0 | 0 | 0
QC | 0 | 0 | 0 | 0 | 0 | 0 | 0 | 0 | 0 | 0 | 0 | 0 | 0 | 0 | 0 | 0 | 0 | 0 | 0 | 0 | 0 | 0 | 0 | 0 | 0 | 0 | 0 | 0 | 0 | 0 | 0 | 0
WC | 0 | 0 | 0 | 0 | 0 | 0 | 0 | 0 | 0 | 0 | 0 | 0 | 0 | 0 | 0 | 0 | 0 | 0 | 0 | 0 | 0 | 0 | 0 | 0 | 0 | 0 | 0 | 0 | 0 | 0 | 0 | 0
Grand Total | 788384019.4566 | 788384019.4566 | 788384019.4566 | 788384019.4566 | 788384019.4566 | 788384019.4566 | 788384019.4566 | 788384019.4566 | 788384019.4566 | 788384019.4566 | 1065646270.5726 | 1065646270.5726 | 1065646270.5726 | 1065646270.5726 | 1065646270.5726 | 1065646270.5726 | 1065646270.5726 | 1065646270.5726 | 1065646270.5726 | 1065646270.5726 | 1536354589.7375 | 1536354589.7375 | 1536354589.7375 | 1536354589.7375 | 1536354589.7375 | 1536354589.7375 | 1536354589.7375 | 1536354589.7375 | 1536354589.7375 | 1536354589.7375 | 2049630104.262 | 35953478901.929

## InfraTech Dispatch Costs (from)
Year Range: | 2020-2030 | 2020-2030 | 2020-2030 | 2020-2030 | 2020-2030 | 2020-2030 | 2020-2030 | 2020-2030 | 2020-2030 | 2020-2030 | 2020-2030 | 2030-2040 | 2030-2040 | 2030-2040 | 2030-2040 | 2030-2040 | 2030-2040 | 2030-2040 | 2030-2040 | 2030-2040 | 2030-2040 | 2040-2050 | 2040-2050 | 2040-2050 | 2040-2050 | 2040-2050 | 2040-2050 | 2040-2050 | 2040-2050 | 2040-2050 | 2040-2050
ScenarioName | LCP_Inputs_ON_Diverse_2023_04_03
var_type | (Multiple Items)
SubRegion_From | ON
Sum of SolutionCost | Column Labels
Row Labels | 2020 | 2021 | 2022 | 2023 | 2024 | 2025 | 2026 | 2027 | 2028 | 2029 | 2030 | 2031 | 2032 | 2033 | 2034 | 2035 | 2036 | 2037 | 2038 | 2039 | 2040 | 2041 | 2042 | 2043 | 2044 | 2045 | 2046 | 2047 | 2048 | 2049 | 2050 | Grand Total
Electricity | 38828637.3522 | 38828637.3522 | 38828637.3522 | 38828637.3522 | 38828637.3522 | 38828637.3522 | 38828637.3522 | 38828637.3522 | 38828637.3522 | 38828637.3522 | 48436796.5978 | 48436796.5978 | 48436796.5978 | 48436796.5978 | 48436796.5978 | 48436796.5978 | 48436796.5978 | 48436796.5978 | 48436796.5978 | 48436796.5978 | 62066861.7996 | 62066861.7996 | 62066861.7996 | 62066861.7996 | 62066861.7996 | 62066861.7996 | 62066861.7996 | 62066861.7996 | 62066861.7996 | 62066861.7996 | 69605798.5814 | 1562928756.0771
Electricity Transmission Line | 38828637.3522 | 38828637.3522 | 38828637.3522 | 38828637.3522 | 38828637.3522 | 38828637.3522 | 38828637.3522 | 38828637.3522 | 38828637.3522 | 38828637.3522 | 48436796.5978 | 48436796.5978 | 48436796.5978 | 48436796.5978 | 48436796.5978 | 48436796.5978 | 48436796.5978 | 48436796.5978 | 48436796.5978 | 48436796.5978 | 62066861.7996 | 62066861.7996 | 62066861.7996 | 62066861.7996 | 62066861.7996 | 62066861.7996 | 62066861.7996 | 62066861.7996 | 62066861.7996 | 62066861.7996 | 69605798.5814 | 1562928756.0771
MI | 17197401.2147 | 17197401.2147 | 17197401.2147 | 17197401.2147 | 17197401.2147 | 17197401.2147 | 17197401.2147 | 17197401.2147 | 17197401.2147 | 17197401.2147 | 1885442.396 | 1885442.396 | 1885442.396 | 1885442.396 | 1885442.396 | 1885442.396 | 1885442.396 | 1885442.396 | 1885442.396 | 1885442.396 | 10484576.162 | 10484576.162 | 10484576.162 | 10484576.162 | 10484576.162 | 10484576.162 | 10484576.162 | 10484576.162 | 10484576.162 | 10484576.162 | 9158622.3466 | 304832820.0735
NY | 18288177.9517 | 18288177.9517 | 18288177.9517 | 18288177.9517 | 18288177.9517 | 18288177.9517 | 18288177.9517 | 18288177.9517 | 18288177.9517 | 18288177.9517 | 20339274.4863 | 20339274.4863 | 20339274.4863 | 20339274.4863 | 20339274.4863 | 20339274.4863 | 20339274.4863 | 20339274.4863 | 20339274.4863 | 20339274.4863 | 17534981.9871 | 17534981.9871 | 17534981.9871 | 17534981.9871 | 17534981.9871 | 17534981.9871 | 17534981.9871 | 17534981.9871 | 17534981.9871 | 17534981.9871 | 18546120.9065 | 580170465.1572
ON | 0 | 0 | 0 | 0 | 0 | 0 | 0 | 0 | 0 | 0 | 0 | 0 | 0 | 0 | 0 | 0 | 0 | 0 | 0 | 0 | 0 | 0 | 0 | 0 | 0 | 0 | 0 | 0 | 0 | 0 | 0 | 0
PJ | 0 | 0 | 0 | 0 | 0 | 0 | 0 | 0 | 0 | 0 | 12864558.7869 | 12864558.7869 | 12864558.7869 | 12864558.7869 | 12864558.7869 | 12864558.7869 | 12864558.7869 | 12864558.7869 | 12864558.7869 | 12864558.7869 | 22565730.4157 | 22565730.4157 | 22565730.4157 | 22565730.4157 | 22565730.4157 | 22565730.4157 | 22565730.4157 | 22565730.4157 | 22565730.4157 | 22565730.4157 | 28974804.2304 | 383277696.2572
QC | 3255394.417 | 3255394.417 | 3255394.417 | 3255394.417 | 3255394.417 | 3255394.417 | 3255394.417 | 3255394.417 | 3255394.417 | 3255394.417 | 13347520.9285 | 13347520.9285 | 13347520.9285 | 13347520.9285 | 13347520.9285 | 13347520.9285 | 13347520.9285 | 13347520.9285 | 13347520.9285 | 13347520.9285 | 11481573.2347 | 11481573.2347 | 11481573.2347 | 11481573.2347 | 11481573.2347 | 11481573.2347 | 11481573.2347 | 11481573.2347 | 11481573.2347 | 11481573.2347 | 12838586.8449 | 293683472.6473
WC | 87663.7689 | 87663.7689 | 87663.7689 | 87663.7689 | 87663.7689 | 87663.7689 | 87663.7689 | 87663.7689 | 87663.7689 | 87663.7689 | 0 | 0 | 0 | 0 | 0 | 0 | 0 | 0 | 0 | 0 | 0 | 0 | 0 | 0 | 0 | 0 | 0 | 0 | 0 | 0 | 87664.253 | 964301.9419
Hydrogen | 0 | 0 | 0 | 0 | 0 | 0 | 0 | 0 | 0 | 0 | 291122573.1747 | 291122573.1747 | 291122573.1747 | 291122573.1747 | 291122573.1747 | 291122573.1747 | 291122573.1747 | 291122573.1747 | 291122573.1747 | 291122573.1747 | 941970860.5585 | 941970860.5585 | 941970860.5585 | 941970860.5585 | 941970860.5585 | 941970860.5585 | 941970860.5585 | 941970860.5585 | 941970860.5585 | 941970860.5585 | 1704303201.4629 | 14035237538.7949
H2 Pipeline - New | 0 | 0 | 0 | 0 | 0 | 0 | 0 | 0 | 0 | 0 | 0 | 0 | 0 | 0 | 0 | 0 | 0 | 0 | 0 | 0 | 0 | 0 | 0 | 0 | 0 | 0 | 0 | 0 | 0 | 0 | 0 | 0
MI | 0 | 0 | 0 | 0 | 0 | 0 | 0 | 0 | 0 | 0 | 0 | 0 | 0 | 0 | 0 | 0 | 0 | 0 | 0 | 0 | 0 | 0 | 0 | 0 | 0 | 0 | 0 | 0 | 0 | 0 | 0 | 0
NY | 0 | 0 | 0 | 0 | 0 | 0 | 0 | 0 | 0 | 0 | 0 | 0 | 0 | 0 | 0 | 0 | 0 | 0 | 0 | 0 | 0 | 0 | 0 | 0 | 0 | 0 | 0 | 0 | 0 | 0 | 0 | 0
ON | 0 | 0 | 0 | 0 | 0 | 0 | 0 | 0 | 0 | 0 | 0 | 0 | 0 | 0 | 0 | 0 | 0 | 0 | 0 | 0 | 0 | 0 | 0 | 0 | 0 | 0 | 0 | 0 | 0 | 0 | 0 | 0
PJ | 0 | 0 | 0 | 0 | 0 | 0 | 0 | 0 | 0 | 0 | 0 | 0 | 0 | 0 | 0 | 0 | 0 | 0 | 0 | 0 | 0 | 0 | 0 | 0 | 0 | 0 | 0 | 0 | 0 | 0 | 0 | 0
QC | 0 | 0 | 0 | 0 | 0 | 0 | 0 | 0 | 0 | 0 | 0 | 0 | 0 | 0 | 0 | 0 | 0 | 0 | 0 | 0 | 0 | 0 | 0 | 0 | 0 | 0 | 0 | 0 | 0 | 0 | 0 | 0
WC | 0 | 0 | 0 | 0 | 0 | 0 | 0 | 0 | 0 | 0 | 0 | 0 | 0 | 0 | 0 | 0 | 0 | 0 | 0 | 0 | 0 | 0 | 0 | 0 | 0 | 0 | 0 | 0 | 0 | 0 | 0 | 0
H2 Pipeline - Repurposed | 0 | 0 | 0 | 0 | 0 | 0 | 0 | 0 | 0 | 0 | 291122573.1747 | 291122573.1747 | 291122573.1747 | 291122573.1747 | 291122573.1747 | 291122573.1747 | 291122573.1747 | 291122573.1747 | 291122573.1747 | 291122573.1747 | 941970860.5585 | 941970860.5585 | 941970860.5585 | 941970860.5585 | 941970860.5585 | 941970860.5585 | 941970860.5585 | 941970860.5585 | 941970860.5585 | 941970860.5585 | 1704303201.4629 | 14035237538.7949
MI | 0 | 0 | 0 | 0 | 0 | 0 | 0 | 0 | 0 | 0 | 0 | 0 | 0 | 0 | 0 | 0 | 0 | 0 | 0 | 0 | 0 | 0 | 0 | 0 | 0 | 0 | 0 | 0 | 0 | 0 | 0 | 0
NY | 0 | 0 | 0 | 0 | 0 | 0 | 0 | 0 | 0 | 0 | 0 | 0 | 0 | 0 | 0 | 0 | 0 | 0 | 0 | 0 | 0 | 0 | 0 | 0 | 0 | 0 | 0 | 0 | 0 | 0 | 0 | 0
ON | 0 | 0 | 0 | 0 | 0 | 0 | 0 | 0 | 0 | 0 | 291122573.1747 | 291122573.1747 | 291122573.1747 | 291122573.1747 | 291122573.1747 | 291122573.1747 | 291122573.1747 | 291122573.1747 | 291122573.1747 | 291122573.1747 | 941970860.5585 | 941970860.5585 | 941970860.5585 | 941970860.5585 | 941970860.5585 | 941970860.5585 | 941970860.5585 | 941970860.5585 | 941970860.5585 | 941970860.5585 | 1704303201.4629 | 14035237538.7949
PJ | 0 | 0 | 0 | 0 | 0 | 0 | 0 | 0 | 0 | 0 | 0 | 0 | 0 | 0 | 0 | 0 | 0 | 0 | 0 | 0 | 0 | 0 | 0 | 0 | 0 | 0 | 0 | 0 | 0 | 0 | 0 | 0
QC | 0 | 0 | 0 | 0 | 0 | 0 | 0 | 0 | 0 | 0 | 0 | 0 | 0 | 0 | 0 | 0 | 0 | 0 | 0 | 0 | 0 | 0 | 0 | 0 | 0 | 0 | 0 | 0 | 0 | 0 | 0 | 0
WC | 0 | 0 | 0 | 0 | 0 | 0 | 0 | 0 | 0 | 0 | 0 | 0 | 0 | 0 | 0 | 0 | 0 | 0 | 0 | 0 | 0 | 0 | 0 | 0 | 0 | 0 | 0 | 0 | 0 | 0 | 0 | 0
Methane | 775556548.9 | 775556548.9 | 775556548.9 | 775556548.9 | 775556548.9 | 775556548.9 | 775556548.9 | 775556548.9 | 775556548.9 | 775556548.9 | 727112349.4526 | 727112349.4526 | 727112349.4526 | 727112349.4526 | 727112349.4526 | 727112349.4526 | 727112349.4526 | 727112349.4526 | 727112349.4526 | 727112349.4526 | 520847193.3407 | 520847193.3407 | 520847193.3407 | 520847193.3407 | 520847193.3407 | 520847193.3407 | 520847193.3407 | 520847193.3407 | 520847193.3407 | 520847193.3407 | 255781646.581 | 20490942563.5138
CH4 Pipeline | 775556548.9 | 775556548.9 | 775556548.9 | 775556548.9 | 775556548.9 | 775556548.9 | 775556548.9 | 775556548.9 | 775556548.9 | 775556548.9 | 727112349.4526 | 727112349.4526 | 727112349.4526 | 727112349.4526 | 727112349.4526 | 727112349.4526 | 727112349.4526 | 727112349.4526 | 727112349.4526 | 727112349.4526 | 520847193.3407 | 520847193.3407 | 520847193.3407 | 520847193.3407 | 520847193.3407 | 520847193.3407 | 520847193.3407 | 520847193.3407 | 520847193.3407 | 520847193.3407 | 255781646.581 | 20490942563.5138
MI | 0 | 0 | 0 | 0 | 0 | 0 | 0 | 0 | 0 | 0 | 0 | 0 | 0 | 0 | 0 | 0 | 0 | 0 | 0 | 0 | 0 | 0 | 0 | 0 | 0 | 0 | 0 | 0 | 0 | 0 | 0 | 0
NY | 0 | 0 | 0 | 0 | 0 | 0 | 0 | 0 | 0 | 0 | 0 | 0 | 0 | 0 | 0 | 0 | 0 | 0 | 0 | 0 | 0 | 0 | 0 | 0 | 0 | 0 | 0 | 0 | 0 | 0 | 0 | 0
ON | 775556548.9 | 775556548.9 | 775556548.9 | 775556548.9 | 775556548.9 | 775556548.9 | 775556548.9 | 775556548.9 | 775556548.9 | 775556548.9 | 727112349.4526 | 727112349.4526 | 727112349.4526 | 727112349.4526 | 727112349.4526 | 727112349.4526 | 727112349.4526 | 727112349.4526 | 727112349.4526 | 727112349.4526 | 520847193.3407 | 520847193.3407 | 520847193.3407 | 520847193.3407 | 520847193.3407 | 520847193.3407 | 520847193.3407 | 520847193.3407 | 520847193.3407 | 520847193.3407 | 255781646.581 | 20490942563.5138
PJ | 0 | 0 | 0 | 0 | 0 | 0 | 0 | 0 | 0 | 0 | 0 | 0 | 0 | 0 | 0 | 0 | 0 | 0 | 0 | 0 | 0 | 0 | 0 | 0 | 0 | 0 | 0 | 0 | 0 | 0 | 0 | 0
QC | 0 | 0 | 0 | 0 | 0 | 0 | 0 | 0 | 0 | 0 | 0 | 0 | 0 | 0 | 0 | 0 | 0 | 0 | 0 | 0 | 0 | 0 | 0 | 0 | 0 | 0 | 0 | 0 | 0 | 0 | 0 | 0
WC | 0 | 0 | 0 | 0 | 0 | 0 | 0 | 0 | 0 | 0 | 0 | 0 | 0 | 0 | 0 | 0 | 0 | 0 | 0 | 0 | 0 | 0 | 0 | 0 | 0 | 0 | 0 | 0 | 0 | 0 | 0 | 0
Grand Total | 814385186.2523 | 814385186.2523 | 814385186.2523 | 814385186.2523 | 814385186.2523 | 814385186.2523 | 814385186.2523 | 814385186.2523 | 814385186.2523 | 814385186.2523 | 1066671719.2251 | 1066671719.2251 | 1066671719.2251 | 1066671719.2251 | 1066671719.2251 | 1066671719.2251 | 1066671719.2251 | 1066671719.2251 | 1066671719.2251 | 1066671719.2251 | 1524884915.6987 | 1524884915.6987 | 1524884915.6987 | 1524884915.6987 | 1524884915.6987 | 1524884915.6987 | 1524884915.6987 | 1524884915.6987 | 1524884915.6987 | 1524884915.6987 | 2029690646.6253 | 36089108858.3858

## InfraTech Capacity Costs
Year Range: | 2020-2030 | 2020-2030 | 2020-2030 | 2020-2030 | 2020-2030 | 2020-2030 | 2020-2030 | 2020-2030 | 2020-2030 | 2020-2030 | 2020-2030 | 2030-2040 | 2030-2040 | 2030-2040 | 2030-2040 | 2030-2040 | 2030-2040 | 2030-2040 | 2030-2040 | 2030-2040 | 2030-2040 | 2040-2050 | 2040-2050 | 2040-2050 | 2040-2050 | 2040-2050 | 2040-2050 | 2040-2050 | 2040-2050 | 2040-2050 | 2040-2050
ScenarioName | LCP_Inputs_ON_Diverse_2023_04_03
var_type | (Multiple Items)
SubRegion1 | ON
Sum of SolutionCost | Column Labels
Row Labels | 2020 | 2021 | 2022 | 2023 | 2024 | 2025 | 2026 | 2027 | 2028 | 2029 | 2030 | 2031 | 2032 | 2033 | 2034 | 2035 | 2036 | 2037 | 2038 | 2039 | 2040 | 2041 | 2042 | 2043 | 2044 | 2045 | 2046 | 2047 | 2048 | 2049 | 2050 | Grand Total
Electricity | 0 | 0 | 0 | 0 | 0 | 0 | 0 | 0 | 0 | 0 | 1272932661.9933 | 20881875 | 20881875 | 20881875 | 20881875 | 20881875 | 20881875 | 20881875 | 20881875 | 20881875 | 696551166.5568 | 42892500 | 42892500 | 42892500 | 42892500 | 42892500 | 42892500 | 42892500 | 42892500 | 42892500 | 24993750 | 2568446953.5502
Electricity Transmission Line | 0 | 0 | 0 | 0 | 0 | 0 | 0 | 0 | 0 | 0 | 1272932661.9933 | 20881875 | 20881875 | 20881875 | 20881875 | 20881875 | 20881875 | 20881875 | 20881875 | 20881875 | 696551166.5568 | 42892500 | 42892500 | 42892500 | 42892500 | 42892500 | 42892500 | 42892500 | 42892500 | 42892500 | 24993750 | 2568446953.5502
MI | 0 | 0 | 0 | 0 | 0 | 0 | 0 | 0 | 0 | 0 | 87478125 | 2821875 | 2821875 | 2821875 | 2821875 | 2821875 | 2821875 | 2821875 | 2821875 | 2821875 | 49987500 | 5643750 | 5643750 | 5643750 | 5643750 | 5643750 | 5643750 | 5643750 | 5643750 | 5643750 | 12496875 | 226153125
NY | 0 | 0 | 0 | 0 | 0 | 0 | 0 | 0 | 0 | 0 | 87478125 | 2821875 | 2821875 | 2821875 | 2821875 | 2821875 | 2821875 | 2821875 | 2821875 | 2821875 | 49987500 | 5643750 | 5643750 | 5643750 | 5643750 | 5643750 | 5643750 | 5643750 | 5643750 | 5643750 | 12496875 | 226153125
ON | 0 | 0 | 0 | 0 | 0 | 0 | 0 | 0 | 0 | 0 | 625594536.9933 | 0 | 0 | 0 | 0 | 0 | 0 | 0 | 0 | 0 | 307777416.5568 | 0 | 0 | 0 | 0 | 0 | 0 | 0 | 0 | 0 |  | 933371953.5502
PJ | 0 | 0 | 0 | 0 | 0 | 0 | 0 | 0 | 0 | 0 | 0 | 0 | 0 | 0 | 0 | 0 | 0 | 0 | 0 | 0 | 18866250 | 1128750 | 1128750 | 1128750 | 1128750 | 1128750 | 1128750 | 1128750 | 1128750 | 1128750 |  | 29025000
QC | 0 | 0 | 0 | 0 | 0 | 0 | 0 | 0 | 0 | 0 | 122469375 | 3950625 | 3950625 | 3950625 | 3950625 | 3950625 | 3950625 | 3950625 | 3950625 | 3950625 | 69982500 | 7901250 | 7901250 | 7901250 | 7901250 | 7901250 | 7901250 | 7901250 | 7901250 | 7901250 |  | 299118750
WC | 0 | 0 | 0 | 0 | 0 | 0 | 0 | 0 | 0 | 0 | 349912500 | 11287500 | 11287500 | 11287500 | 11287500 | 11287500 | 11287500 | 11287500 | 11287500 | 11287500 | 199950000 | 22575000 | 22575000 | 22575000 | 22575000 | 22575000 | 22575000 | 22575000 | 22575000 | 22575000 |  | 854625000
Hydrogen | 0 | 0 | 0 | 0 | 0 | 0 | 0 | 0 | 0 | 0 | 124755358.4872 | 0 | 0 | 0 | 0 | 0 | 0 | 0 | 0 | 0 | 248740845.0208 | 11766632.8942 | 11766632.8942 | 11766632.8942 | 11766632.8942 | 11766632.8942 | 11766632.8942 | 11766632.8942 | 11766632.8942 | 11766632.8942 | 0 | 479395899.5557
H2 Pipeline - New | 0 | 0 | 0 | 0 | 0 | 0 | 0 | 0 | 0 | 0 | 0 | 0 | 0 | 0 | 0 | 0 | 0 | 0 | 0 | 0 | 0 | 0 | 0 | 0 | 0 | 0 | 0 | 0 | 0 | 0 | 0 | 0
MI | 0 | 0 | 0 | 0 | 0 | 0 | 0 | 0 | 0 | 0 | 0 | 0 | 0 | 0 | 0 | 0 | 0 | 0 | 0 | 0 | 0 | 0 | 0 | 0 | 0 | 0 | 0 | 0 | 0 | 0 | 0 | 0
NY | 0 | 0 | 0 | 0 | 0 | 0 | 0 | 0 | 0 | 0 | 0 | 0 | 0 | 0 | 0 | 0 | 0 | 0 | 0 | 0 | 0 | 0 | 0 | 0 | 0 | 0 | 0 | 0 | 0 | 0 | 0 | 0
ON | 0 | 0 | 0 | 0 | 0 | 0 | 0 | 0 | 0 | 0 | 0 | 0 | 0 | 0 | 0 | 0 | 0 | 0 | 0 | 0 | 0 | 0 | 0 | 0 | 0 | 0 | 0 | 0 | 0 | 0 |  | 0
PJ | 0 | 0 | 0 | 0 | 0 | 0 | 0 | 0 | 0 | 0 | 0 | 0 | 0 | 0 | 0 | 0 | 0 | 0 | 0 | 0 | 0 | 0 | 0 | 0 | 0 | 0 | 0 | 0 | 0 | 0 |  | 0
QC | 0 | 0 | 0 | 0 | 0 | 0 | 0 | 0 | 0 | 0 | 0 | 0 | 0 | 0 | 0 | 0 | 0 | 0 | 0 | 0 | 0 | 0 | 0 | 0 | 0 | 0 | 0 | 0 | 0 | 0 |  | 0
WC | 0 | 0 | 0 | 0 | 0 | 0 | 0 | 0 | 0 | 0 | 0 | 0 | 0 | 0 | 0 | 0 | 0 | 0 | 0 | 0 | 0 | 0 | 0 | 0 | 0 | 0 | 0 | 0 | 0 | 0 |  | 0
H2 Pipeline - Repurposed | 0 | 0 | 0 | 0 | 0 | 0 | 0 | 0 | 0 | 0 | 124755358.4872 | 0 | 0 | 0 | 0 | 0 | 0 | 0 | 0 | 0 | 248740845.0208 | 11766632.8942 | 11766632.8942 | 11766632.8942 | 11766632.8942 | 11766632.8942 | 11766632.8942 | 11766632.8942 | 11766632.8942 | 11766632.8942 | 0 | 479395899.5557
MI | 0 | 0 | 0 | 0 | 0 | 0 | 0 | 0 | 0 | 0 | 0 | 0 | 0 | 0 | 0 | 0 | 0 | 0 | 0 | 0 | 0 | 0 | 0 | 0 | 0 | 0 | 0 | 0 | 0 | 0 | 0 | 0
NY | 0 | 0 | 0 | 0 | 0 | 0 | 0 | 0 | 0 | 0 | 0 | 0 | 0 | 0 | 0 | 0 | 0 | 0 | 0 | 0 | 0 | 0 | 0 | 0 | 0 | 0 | 0 | 0 | 0 | 0 |  | 0
ON | 0 | 0 | 0 | 0 | 0 | 0 | 0 | 0 | 0 | 0 | 124755358.4872 | 0 | 0 | 0 | 0 | 0 | 0 | 0 | 0 | 0 | 203691450.5117 | 0 | 0 | 0 | 0 | 0 | 0 | 0 | 0 | 0 |  | 328446808.9989
PJ | 0 | 0 | 0 | 0 | 0 | 0 | 0 | 0 | 0 | 0 | 0 | 0 | 0 | 0 | 0 | 0 | 0 | 0 | 0 | 0 | 0 | 0 | 0 | 0 | 0 | 0 | 0 | 0 | 0 | 0 |  | 0
QC | 0 | 0 | 0 | 0 | 0 | 0 | 0 | 0 | 0 | 0 | 0 | 0 | 0 | 0 | 0 | 0 | 0 | 0 | 0 | 0 | 0 | 0 | 0 | 0 | 0 | 0 | 0 | 0 | 0 | 0 |  | 0
WC | 0 | 0 | 0 | 0 | 0 | 0 | 0 | 0 | 0 | 0 | 0 | 0 | 0 | 0 | 0 | 0 | 0 | 0 | 0 | 0 | 45049394.5091 | 11766632.8942 | 11766632.8942 | 11766632.8942 | 11766632.8942 | 11766632.8942 | 11766632.8942 | 11766632.8942 | 11766632.8942 | 11766632.8942 |  | 150949090.5568
Methane | 0 | 0 | 0 | 0 | 0 | 0 | 0 | 0 | 0 | 0 | 0 | 0 | 0 | 0 | 0 | 0 | 0 | 0 | 0 | 0 | 0 | 0 | 0 | 0 | 0 | 0 | 0 | 0 | 0 | 0 | 0 | 0
CH4 Pipeline | 0 | 0 | 0 | 0 | 0 | 0 | 0 | 0 | 0 | 0 | 0 | 0 | 0 | 0 | 0 | 0 | 0 | 0 | 0 | 0 | 0 | 0 | 0 | 0 | 0 | 0 | 0 | 0 | 0 | 0 | 0 | 0
MI | 0 | 0 | 0 | 0 | 0 | 0 | 0 | 0 | 0 | 0 | 0 | 0 | 0 | 0 | 0 | 0 | 0 | 0 | 0 | 0 | 0 | 0 | 0 | 0 | 0 | 0 | 0 | 0 | 0 | 0 | 0 | 0
NY | 0 | 0 | 0 | 0 | 0 | 0 | 0 | 0 | 0 | 0 | 0 | 0 | 0 | 0 | 0 | 0 | 0 | 0 | 0 | 0 | 0 | 0 | 0 | 0 | 0 | 0 | 0 | 0 | 0 | 0 | 0 | 0
ON | 0 | 0 | 0 | 0 | 0 | 0 | 0 | 0 | 0 | 0 | 0 | 0 | 0 | 0 | 0 | 0 | 0 | 0 | 0 | 0 | 0 | 0 | 0 | 0 | 0 | 0 | 0 | 0 | 0 | 0 |  | 0
PJ | 0 | 0 | 0 | 0 | 0 | 0 | 0 | 0 | 0 | 0 | 0 | 0 | 0 | 0 | 0 | 0 | 0 | 0 | 0 | 0 | 0 | 0 | 0 | 0 | 0 | 0 | 0 | 0 | 0 | 0 |  | 0
QC | 0 | 0 | 0 | 0 | 0 | 0 | 0 | 0 | 0 | 0 | 0 | 0 | 0 | 0 | 0 | 0 | 0 | 0 | 0 | 0 | 0 | 0 | 0 | 0 | 0 | 0 | 0 | 0 | 0 | 0 |  | 0
WC | 0 | 0 | 0 | 0 | 0 | 0 | 0 | 0 | 0 | 0 | 0 | 0 | 0 | 0 | 0 | 0 | 0 | 0 | 0 | 0 | 0 | 0 | 0 | 0 | 0 | 0 | 0 | 0 | 0 | 0 |  | 0
Grand Total | 0 | 0 | 0 | 0 | 0 | 0 | 0 | 0 | 0 | 0 | 1397688020.4805 | 20881875 | 20881875 | 20881875 | 20881875 | 20881875 | 20881875 | 20881875 | 20881875 | 20881875 | 945292011.5777 | 54659132.8942 | 54659132.8942 | 54659132.8942 | 54659132.8942 | 54659132.8942 | 54659132.8942 | 54659132.8942 | 54659132.8942 | 54659132.8942 | 24993750 | 3047842853.1059
The rows below extract interregional transmission costs and intra-Ontario T&D from the pivot table above
The LCP model calculated intra-Ontario electric T&D costs, but distribution costs are outside the scope of the study.
Intra-Ontario electric T&D assumptions are from the Pre-Process workbook.
The Pre-process workbook estimates that electric transmission costs comprise the following portion of electric T&D costs
44.74%
The Intra-Ontario transmission costs are calculated below by applying this percentage to the Ontario electric T&D costs output from the LCP model.
Interregional Electric Transmission | 0 | 0 | 0 | 0 | 0 | 0 | 0 | 0 | 0 | 0 | 647338125 | 20881875 | 20881875 | 20881875 | 20881875 | 20881875 | 20881875 | 20881875 | 20881875 | 20881875 | 388773750 | 42892500 | 42892500 | 42892500 | 42892500 | 42892500 | 42892500 | 42892500 | 42892500 | 42892500 | 24993750 | 1635075000
Intra-Ontario Electric T&D | 0 | 0 | 0 | 0 | 0 | 0 | 0 | 0 | 0 | 0 | 625594536.9933 | 0 | 0 | 0 | 0 | 0 | 0 | 0 | 0 | 0 | 307777416.5568 | 0 | 0 | 0 | 0 | 0 | 0 | 0 | 0 | 0 | 0 | 933371953.5502
Intra-Ontario Electric transmission | 0 | 0 | 0 | 0 | 0 | 0 | 0 | 0 | 0 | 0 | 279890995.8508 | 0 | 0 | 0 | 0 | 0 | 0 | 0 | 0 | 0 | 137699616.1675 | 0 | 0 | 0 | 0 | 0 | 0 | 0 | 0 | 0 | 0 | 417590612.0183
Note: These costs are the CONE and FOM interconnections and intraconnection infratructure in real 2020 dollars.

## InfraTech Capacity Cost by Type
Year Range: | 2020-2030 | 2020-2030 | 2020-2030 | 2020-2030 | 2020-2030 | 2020-2030 | 2020-2030 | 2020-2030 | 2020-2030 | 2020-2030 | 2020-2030 | 2030-2040 | 2030-2040 | 2030-2040 | 2030-2040 | 2030-2040 | 2030-2040 | 2030-2040 | 2030-2040 | 2030-2040 | 2030-2040 | 2040-2050 | 2040-2050 | 2040-2050 | 2040-2050 | 2040-2050 | 2040-2050 | 2040-2050 | 2040-2050 | 2040-2050 | 2040-2050
ScenarioName | LCP_Inputs_ON_Diverse_2023_04_03
var_type | (Multiple Items)
SubRegion1 | ON
Sum of SolutionCost | Column Labels
Row Labels | 2020 | 2021 | 2022 | 2023 | 2024 | 2025 | 2026 | 2027 | 2028 | 2029 | 2030 | 2031 | 2032 | 2033 | 2034 | 2035 | 2036 | 2037 | 2038 | 2039 | 2040 | 2041 | 2042 | 2043 | 2044 | 2045 | 2046 | 2047 | 2048 | 2049 | 2050 | Grand Total
Electricity | 0 | 0 | 0 | 0 | 0 | 0 | 0 | 0 | 0 | 0 | 1272932661.9933 | 20881875 | 20881875 | 20881875 | 20881875 | 20881875 | 20881875 | 20881875 | 20881875 | 20881875 | 696551166.5568 | 42892500 | 42892500 | 42892500 | 42892500 | 42892500 | 42892500 | 42892500 | 42892500 | 42892500 | 119769505.0179 | 2663222708.5681
Electricity Transmission Line | 0 | 0 | 0 | 0 | 0 | 0 | 0 | 0 | 0 | 0 | 1272932661.9933 | 20881875 | 20881875 | 20881875 | 20881875 | 20881875 | 20881875 | 20881875 | 20881875 | 20881875 | 696551166.5568 | 42892500 | 42892500 | 42892500 | 42892500 | 42892500 | 42892500 | 42892500 | 42892500 | 42892500 | 119769505.0179 | 2663222708.5681
MI | 0 | 0 | 0 | 0 | 0 | 0 | 0 | 0 | 0 | 0 | 87478125 | 2821875 | 2821875 | 2821875 | 2821875 | 2821875 | 2821875 | 2821875 | 2821875 | 2821875 | 49987500 | 5643750 | 5643750 | 5643750 | 5643750 | 5643750 | 5643750 | 5643750 | 5643750 | 5643750 | 12496875 | 226153125
CONE | 0 | [9 empty] | 84656250 | [9 empty] | 44343750 | [9 empty] | 4031250 | 133031250
FOM | 0 | 0 | 0 | 0 | 0 | 0 | 0 | 0 | 0 | 0 | 2821875 | 2821875 | 2821875 | 2821875 | 2821875 | 2821875 | 2821875 | 2821875 | 2821875 | 2821875 | 5643750 | 5643750 | 5643750 | 5643750 | 5643750 | 5643750 | 5643750 | 5643750 | 5643750 | 5643750 | 8465625 | 93121875
NY | 0 | 0 | 0 | 0 | 0 | 0 | 0 | 0 | 0 | 0 | 87478125 | 2821875 | 2821875 | 2821875 | 2821875 | 2821875 | 2821875 | 2821875 | 2821875 | 2821875 | 49987500 | 5643750 | 5643750 | 5643750 | 5643750 | 5643750 | 5643750 | 5643750 | 5643750 | 5643750 | 12496875 | 226153125
CONE | 0 | [9 empty] | 84656250 | [9 empty] | 44343750 | [9 empty] | 4031250 | 133031250
FOM | 0 | 0 | 0 | 0 | 0 | 0 | 0 | 0 | 0 | 0 | 2821875 | 2821875 | 2821875 | 2821875 | 2821875 | 2821875 | 2821875 | 2821875 | 2821875 | 2821875 | 5643750 | 5643750 | 5643750 | 5643750 | 5643750 | 5643750 | 5643750 | 5643750 | 5643750 | 5643750 | 8465625 | 93121875
ON | 0 | 0 | 0 | 0 | 0 | 0 | 0 | 0 | 0 | 0 | 625594536.9933 | 0 | 0 | 0 | 0 | 0 | 0 | 0 | 0 | 0 | 307777416.5568 | 0 | 0 | 0 | 0 | 0 | 0 | 0 | 0 | 0 | 23422630.0179 | 956794583.5681
CONE | 0 | [9 empty] | 625594536.9933 | [9 empty] | 307777416.5568 | [9 empty] | 23422630.0179 | 956794583.5681
FOM | 0 | 0 | 0 | 0 | 0 | 0 | 0 | 0 | 0 | 0 | 0 | 0 | 0 | 0 | 0 | 0 | 0 | 0 | 0 | 0 | 0 | 0 | 0 | 0 | 0 | 0 | 0 | 0 | 0 | 0 | 0 | 0
PJ | 0 | 0 | 0 | 0 | 0 | 0 | 0 | 0 | 0 | 0 | 0 | 0 | 0 | 0 | 0 | 0 | 0 | 0 | 0 | 0 | 18866250 | 1128750 | 1128750 | 1128750 | 1128750 | 1128750 | 1128750 | 1128750 | 1128750 | 1128750 | 3870000 | 32895000
CONE | 0 | [9 empty] | 0 | [9 empty] | 17737500 | [9 empty] | 1612500 | 19350000
FOM | 0 | 0 | 0 | 0 | 0 | 0 | 0 | 0 | 0 | 0 | 0 | 0 | 0 | 0 | 0 | 0 | 0 | 0 | 0 | 0 | 1128750 | 1128750 | 1128750 | 1128750 | 1128750 | 1128750 | 1128750 | 1128750 | 1128750 | 1128750 | 2257500 | 13545000
QC | 0 | 0 | 0 | 0 | 0 | 0 | 0 | 0 | 0 | 0 | 122469375 | 3950625 | 3950625 | 3950625 | 3950625 | 3950625 | 3950625 | 3950625 | 3950625 | 3950625 | 69982500 | 7901250 | 7901250 | 7901250 | 7901250 | 7901250 | 7901250 | 7901250 | 7901250 | 7901250 | 17495625 | 316614375
CONE | 0 | [9 empty] | 118518750 | [9 empty] | 62081250 | [9 empty] | 5643750 | 186243750
FOM | 0 | 0 | 0 | 0 | 0 | 0 | 0 | 0 | 0 | 0 | 3950625 | 3950625 | 3950625 | 3950625 | 3950625 | 3950625 | 3950625 | 3950625 | 3950625 | 3950625 | 7901250 | 7901250 | 7901250 | 7901250 | 7901250 | 7901250 | 7901250 | 7901250 | 7901250 | 7901250 | 11851875 | 130370625
WC | 0 | 0 | 0 | 0 | 0 | 0 | 0 | 0 | 0 | 0 | 349912500 | 11287500 | 11287500 | 11287500 | 11287500 | 11287500 | 11287500 | 11287500 | 11287500 | 11287500 | 199950000 | 22575000 | 22575000 | 22575000 | 22575000 | 22575000 | 22575000 | 22575000 | 22575000 | 22575000 | 49987500 | 904612500
CONE | 0 | [9 empty] | 338625000 | [9 empty] | 177375000 | [9 empty] | 16125000 | 532125000
FOM | 0 | 0 | 0 | 0 | 0 | 0 | 0 | 0 | 0 | 0 | 11287500 | 11287500 | 11287500 | 11287500 | 11287500 | 11287500 | 11287500 | 11287500 | 11287500 | 11287500 | 22575000 | 22575000 | 22575000 | 22575000 | 22575000 | 22575000 | 22575000 | 22575000 | 22575000 | 22575000 | 33862500 | 372487500
Hydrogen | 0 | 0 | 0 | 0 | 0 | 0 | 0 | 0 | 0 | 0 | 124755358.4872 | 0 | 0 | 0 | 0 | 0 | 0 | 0 | 0 | 0 | 248740845.0208 | 11766632.8942 | 11766632.8942 | 11766632.8942 | 11766632.8942 | 11766632.8942 | 11766632.8942 | 11766632.8942 | 11766632.8942 | 11766632.8942 | 152448580.0197 | 631844479.5754
H2 Pipeline - New | 0 | 0 | 0 | 0 | 0 | 0 | 0 | 0 | 0 | 0 | 0 | 0 | 0 | 0 | 0 | 0 | 0 | 0 | 0 | 0 | 0 | 0 | 0 | 0 | 0 | 0 | 0 | 0 | 0 | 0 | 0 | 0
MI | 0 | 0 | 0 | 0 | 0 | 0 | 0 | 0 | 0 | 0 | 0 | 0 | 0 | 0 | 0 | 0 | 0 | 0 | 0 | 0 | 0 | 0 | 0 | 0 | 0 | 0 | 0 | 0 | 0 | 0 | 0 | 0
CONE | 0 | [9 empty] | 0 | [9 empty] | 0 | [9 empty] | 0 | 0
FOM | 0 | 0 | 0 | 0 | 0 | 0 | 0 | 0 | 0 | 0 | 0 | 0 | 0 | 0 | 0 | 0 | 0 | 0 | 0 | 0 | 0 | 0 | 0 | 0 | 0 | 0 | 0 | 0 | 0 | 0 | 0 | 0
NY | 0 | 0 | 0 | 0 | 0 | 0 | 0 | 0 | 0 | 0 | 0 | 0 | 0 | 0 | 0 | 0 | 0 | 0 | 0 | 0 | 0 | 0 | 0 | 0 | 0 | 0 | 0 | 0 | 0 | 0 | 0 | 0
CONE | 0 | [9 empty] | 0 | [9 empty] | 0 | [9 empty] | 0 | 0
FOM | 0 | 0 | 0 | 0 | 0 | 0 | 0 | 0 | 0 | 0 | 0 | 0 | 0 | 0 | 0 | 0 | 0 | 0 | 0 | 0 | 0 | 0 | 0 | 0 | 0 | 0 | 0 | 0 | 0 | 0 | 0 | 0
ON | 0 | 0 | 0 | 0 | 0 | 0 | 0 | 0 | 0 | 0 | 0 | 0 | 0 | 0 | 0 | 0 | 0 | 0 | 0 | 0 | 0 | 0 | 0 | 0 | 0 | 0 | 0 | 0 | 0 | 0 | 0 | 0
CONE | 0 | [9 empty] | 0 | [9 empty] | 0 | [9 empty] | 0 | 0
FOM | 0 | 0 | 0 | 0 | 0 | 0 | 0 | 0 | 0 | 0 | 0 | 0 | 0 | 0 | 0 | 0 | 0 | 0 | 0 | 0 | 0 | 0 | 0 | 0 | 0 | 0 | 0 | 0 | 0 | 0 | 0 | 0
PJ | 0 | 0 | 0 | 0 | 0 | 0 | 0 | 0 | 0 | 0 | 0 | 0 | 0 | 0 | 0 | 0 | 0 | 0 | 0 | 0 | 0 | 0 | 0 | 0 | 0 | 0 | 0 | 0 | 0 | 0 | 0 | 0
CONE | 0 | [9 empty] | 0 | [9 empty] | 0 | [9 empty] | 0 | 0
FOM | 0 | 0 | 0 | 0 | 0 | 0 | 0 | 0 | 0 | 0 | 0 | 0 | 0 | 0 | 0 | 0 | 0 | 0 | 0 | 0 | 0 | 0 | 0 | 0 | 0 | 0 | 0 | 0 | 0 | 0 | 0 | 0
QC | 0 | 0 | 0 | 0 | 0 | 0 | 0 | 0 | 0 | 0 | 0 | 0 | 0 | 0 | 0 | 0 | 0 | 0 | 0 | 0 | 0 | 0 | 0 | 0 | 0 | 0 | 0 | 0 | 0 | 0 | 0 | 0
CONE | 0 | [9 empty] | 0 | [9 empty] | 0 | [9 empty] | 0 | 0
FOM | 0 | 0 | 0 | 0 | 0 | 0 | 0 | 0 | 0 | 0 | 0 | 0 | 0 | 0 | 0 | 0 | 0 | 0 | 0 | 0 | 0 | 0 | 0 | 0 | 0 | 0 | 0 | 0 | 0 | 0 | 0 | 0
WC | 0 | 0 | 0 | 0 | 0 | 0 | 0 | 0 | 0 | 0 | 0 | 0 | 0 | 0 | 0 | 0 | 0 | 0 | 0 | 0 | 0 | 0 | 0 | 0 | 0 | 0 | 0 | 0 | 0 | 0 | 0 | 0
CONE | 0 | [9 empty] | 0 | [9 empty] | 0 | [9 empty] | 0 | 0
FOM | 0 | 0 | 0 | 0 | 0 | 0 | 0 | 0 | 0 | 0 | 0 | 0 | 0 | 0 | 0 | 0 | 0 | 0 | 0 | 0 | 0 | 0 | 0 | 0 | 0 | 0 | 0 | 0 | 0 | 0 | 0 | 0
H2 Pipeline - Repurposed | 0 | 0 | 0 | 0 | 0 | 0 | 0 | 0 | 0 | 0 | 124755358.4872 | 0 | 0 | 0 | 0 | 0 | 0 | 0 | 0 | 0 | 248740845.0208 | 11766632.8942 | 11766632.8942 | 11766632.8942 | 11766632.8942 | 11766632.8942 | 11766632.8942 | 11766632.8942 | 11766632.8942 | 11766632.8942 | 152448580.0197 | 631844479.5754
MI | 0 | 0 | 0 | 0 | 0 | 0 | 0 | 0 | 0 | 0 | 0 | 0 | 0 | 0 | 0 | 0 | 0 | 0 | 0 | 0 | 0 | 0 | 0 | 0 | 0 | 0 | 0 | 0 | 0 | 0 | 0 | 0
CONE | 0 | [9 empty] | 0 | [9 empty] | 0 | [9 empty] | 0 | 0
FOM | 0 | 0 | 0 | 0 | 0 | 0 | 0 | 0 | 0 | 0 | 0 | 0 | 0 | 0 | 0 | 0 | 0 | 0 | 0 | 0 | 0 | 0 | 0 | 0 | 0 | 0 | 0 | 0 | 0 | 0 | 0 | 0
NY | 0 | 0 | 0 | 0 | 0 | 0 | 0 | 0 | 0 | 0 | 0 | 0 | 0 | 0 | 0 | 0 | 0 | 0 | 0 | 0 | 0 | 0 | 0 | 0 | 0 | 0 | 0 | 0 | 0 | 0 | 0 | 0
CONE | 0 | [9 empty] | 0 | [9 empty] | 0 | [9 empty] | 0 | 0
FOM | 0 | 0 | 0 | 0 | 0 | 0 | 0 | 0 | 0 | 0 | 0 | 0 | 0 | 0 | 0 | 0 | 0 | 0 | 0 | 0 | 0 | 0 | 0 | 0 | 0 | 0 | 0 | 0 | 0 | 0 | 0 | 0
ON | 0 | 0 | 0 | 0 | 0 | 0 | 0 | 0 | 0 | 0 | 124755358.4872 | 0 | 0 | 0 | 0 | 0 | 0 | 0 | 0 | 0 | 203691450.5117 | 0 | 0 | 0 | 0 | 0 | 0 | 0 | 0 | 0 | 21541693.4645 | 349988502.4634
CONE | 0 | [9 empty] | 124755358.4872 | [9 empty] | 203691450.5117 | [9 empty] | 21541693.4645 | 349988502.4634
FOM | 0 | 0 | 0 | 0 | 0 | 0 | 0 | 0 | 0 | 0 | 0 | 0 | 0 | 0 | 0 | 0 | 0 | 0 | 0 | 0 | 0 | 0 | 0 | 0 | 0 | 0 | 0 | 0 | 0 | 0 | 0 | 0
PJ | 0 | 0 | 0 | 0 | 0 | 0 | 0 | 0 | 0 | 0 | 0 | 0 | 0 | 0 | 0 | 0 | 0 | 0 | 0 | 0 | 0 | 0 | 0 | 0 | 0 | 0 | 0 | 0 | 0 | 0 | 0 | 0
CONE | 0 | [9 empty] | 0 | [9 empty] | 0 | [9 empty] | 0 | 0
FOM | 0 | 0 | 0 | 0 | 0 | 0 | 0 | 0 | 0 | 0 | 0 | 0 | 0 | 0 | 0 | 0 | 0 | 0 | 0 | 0 | 0 | 0 | 0 | 0 | 0 | 0 | 0 | 0 | 0 | 0 | 0 | 0
QC | 0 | 0 | 0 | 0 | 0 | 0 | 0 | 0 | 0 | 0 | 0 | 0 | 0 | 0 | 0 | 0 | 0 | 0 | 0 | 0 | 0 | 0 | 0 | 0 | 0 | 0 | 0 | 0 | 0 | 0 | 4936074.7253 | 4936074.7253
CONE | 0 | [9 empty] | 0 | [9 empty] | 0 | [9 empty] | 1009651.6484 | 1009651.6484
FOM | 0 | 0 | 0 | 0 | 0 | 0 | 0 | 0 | 0 | 0 | 0 | 0 | 0 | 0 | 0 | 0 | 0 | 0 | 0 | 0 | 0 | 0 | 0 | 0 | 0 | 0 | 0 | 0 | 0 | 0 | 3926423.0769 | 3926423.0769
WC | 0 | 0 | 0 | 0 | 0 | 0 | 0 | 0 | 0 | 0 | 0 | 0 | 0 | 0 | 0 | 0 | 0 | 0 | 0 | 0 | 45049394.5091 | 11766632.8942 | 11766632.8942 | 11766632.8942 | 11766632.8942 | 11766632.8942 | 11766632.8942 | 11766632.8942 | 11766632.8942 | 11766632.8942 | 125970811.83 | 276919902.3867
CONE | 0 | [9 empty] | 0 | [9 empty] | 33282761.615 | [9 empty] | 23359945.6914 | 56642707.3064
FOM | 0 | 0 | 0 | 0 | 0 | 0 | 0 | 0 | 0 | 0 | 0 | 0 | 0 | 0 | 0 | 0 | 0 | 0 | 0 | 0 | 11766632.8942 | 11766632.8942 | 11766632.8942 | 11766632.8942 | 11766632.8942 | 11766632.8942 | 11766632.8942 | 11766632.8942 | 11766632.8942 | 11766632.8942 | 102610866.1386 | 220277195.0804
Methane | 0 | 0 | 0 | 0 | 0 | 0 | 0 | 0 | 0 | 0 | 0 | 0 | 0 | 0 | 0 | 0 | 0 | 0 | 0 | 0 | 0 | 0 | 0 | 0 | 0 | 0 | 0 | 0 | 0 | 0 | 0 | 0
CH4 Pipeline | 0 | 0 | 0 | 0 | 0 | 0 | 0 | 0 | 0 | 0 | 0 | 0 | 0 | 0 | 0 | 0 | 0 | 0 | 0 | 0 | 0 | 0 | 0 | 0 | 0 | 0 | 0 | 0 | 0 | 0 | 0 | 0
MI | 0 | 0 | 0 | 0 | 0 | 0 | 0 | 0 | 0 | 0 | 0 | 0 | 0 | 0 | 0 | 0 | 0 | 0 | 0 | 0 | 0 | 0 | 0 | 0 | 0 | 0 | 0 | 0 | 0 | 0 | 0 | 0
CONE | 0 | [9 empty] | 0 | [9 empty] | 0 | [9 empty] | 0 | 0
FOM | 0 | 0 | 0 | 0 | 0 | 0 | 0 | 0 | 0 | 0 | 0 | 0 | 0 | 0 | 0 | 0 | 0 | 0 | 0 | 0 | 0 | 0 | 0 | 0 | 0 | 0 | 0 | 0 | 0 | 0 | 0 | 0
NY | 0 | 0 | 0 | 0 | 0 | 0 | 0 | 0 | 0 | 0 | 0 | 0 | 0 | 0 | 0 | 0 | 0 | 0 | 0 | 0 | 0 | 0 | 0 | 0 | 0 | 0 | 0 | 0 | 0 | 0 | 0 | 0
CONE | 0 | [9 empty] | 0 | [9 empty] | 0 | [9 empty] | 0 | 0
FOM | 0 | 0 | 0 | 0 | 0 | 0 | 0 | 0 | 0 | 0 | 0 | 0 | 0 | 0 | 0 | 0 | 0 | 0 | 0 | 0 | 0 | 0 | 0 | 0 | 0 | 0 | 0 | 0 | 0 | 0 | 0 | 0
ON | 0 | 0 | 0 | 0 | 0 | 0 | 0 | 0 | 0 | 0 | 0 | 0 | 0 | 0 | 0 | 0 | 0 | 0 | 0 | 0 | 0 | 0 | 0 | 0 | 0 | 0 | 0 | 0 | 0 | 0 | 0 | 0
CONE | 0 | [9 empty] | 0 | [9 empty] | 0 | [9 empty] | 0 | 0
FOM | 0 | 0 | 0 | 0 | 0 | 0 | 0 | 0 | 0 | 0 | 0 | 0 | 0 | 0 | 0 | 0 | 0 | 0 | 0 | 0 | 0 | 0 | 0 | 0 | 0 | 0 | 0 | 0 | 0 | 0 | 0 | 0
PJ | 0 | 0 | 0 | 0 | 0 | 0 | 0 | 0 | 0 | 0 | 0 | 0 | 0 | 0 | 0 | 0 | 0 | 0 | 0 | 0 | 0 | 0 | 0 | 0 | 0 | 0 | 0 | 0 | 0 | 0 | 0 | 0
CONE | 0 | [9 empty] | 0 | [9 empty] | 0 | [9 empty] | 0 | 0
FOM | 0 | 0 | 0 | 0 | 0 | 0 | 0 | 0 | 0 | 0 | 0 | 0 | 0 | 0 | 0 | 0 | 0 | 0 | 0 | 0 | 0 | 0 | 0 | 0 | 0 | 0 | 0 | 0 | 0 | 0 | 0 | 0
QC | 0 | 0 | 0 | 0 | 0 | 0 | 0 | 0 | 0 | 0 | 0 | 0 | 0 | 0 | 0 | 0 | 0 | 0 | 0 | 0 | 0 | 0 | 0 | 0 | 0 | 0 | 0 | 0 | 0 | 0 | 0 | 0
CONE | 0 | [9 empty] | 0 | [9 empty] | 0 | [9 empty] | 0 | 0
FOM | 0 | 0 | 0 | 0 | 0 | 0 | 0 | 0 | 0 | 0 | 0 | 0 | 0 | 0 | 0 | 0 | 0 | 0 | 0 | 0 | 0 | 0 | 0 | 0 | 0 | 0 | 0 | 0 | 0 | 0 | 0 | 0
WC | 0 | 0 | 0 | 0 | 0 | 0 | 0 | 0 | 0 | 0 | 0 | 0 | 0 | 0 | 0 | 0 | 0 | 0 | 0 | 0 | 0 | 0 | 0 | 0 | 0 | 0 | 0 | 0 | 0 | 0 | 0 | 0
CONE | 0 | [9 empty] | 0 | [9 empty] | 0 | [9 empty] | 0 | 0
FOM | 0 | 0 | 0 | 0 | 0 | 0 | 0 | 0 | 0 | 0 | 0 | 0 | 0 | 0 | 0 | 0 | 0 | 0 | 0 | 0 | 0 | 0 | 0 | 0 | 0 | 0 | 0 | 0 | 0 | 0 | 0 | 0
Grand Total | 0 | 0 | 0 | 0 | 0 | 0 | 0 | 0 | 0 | 0 | 1397688020.4805 | 20881875 | 20881875 | 20881875 | 20881875 | 20881875 | 20881875 | 20881875 | 20881875 | 20881875 | 945292011.5777 | 54659132.8942 | 54659132.8942 | 54659132.8942 | 54659132.8942 | 54659132.8942 | 54659132.8942 | 54659132.8942 | 54659132.8942 | 54659132.8942 | 272218085.0377 | 3295067188.1435
Note: These costs are the CONE and FOM interconnections and intraconnection infratructure in real 2020 dollars.

## cumul_supply_cap_granular
ScenarioName | all_vars | SubRegion | SupplyTechnology | SimYr | OutputFuel1 | Capacity | known_modeled | SubRegion
LCP_Inputs_ON_Diverse_2023_04_03 | Anaerobic Digestion_2030_ON_New | ON | Anaerobic Digestion | 2020 | Methane | 0 | modeled | ON
LCP_Inputs_ON_Diverse_2023_04_03 | Anaerobic Digestion_2030_ON_New | ON | Anaerobic Digestion | 2030 | Methane | 1404.1096 | modeled | ON
LCP_Inputs_ON_Diverse_2023_04_03 | Anaerobic Digestion_2030_ON_New | ON | Anaerobic Digestion | 2040 | Methane | 1404.1096 | modeled | ON
LCP_Inputs_ON_Diverse_2023_04_03 | Anaerobic Digestion_2030_ON_New | ON | Anaerobic Digestion | 2050 | Methane | 1404.1096 | modeled | ON
LCP_Inputs_ON_Diverse_2023_04_03 | Anaerobic Digestion_2040_ON_New | ON | Anaerobic Digestion | 2020 | Methane | 0 | modeled | ON
LCP_Inputs_ON_Diverse_2023_04_03 | Anaerobic Digestion_2040_ON_New | ON | Anaerobic Digestion | 2030 | Methane | 0 | modeled | ON
LCP_Inputs_ON_Diverse_2023_04_03 | Anaerobic Digestion_2040_ON_New | ON | Anaerobic Digestion | 2040 | Methane | 1495.4338 | modeled | ON
LCP_Inputs_ON_Diverse_2023_04_03 | Anaerobic Digestion_2040_ON_New | ON | Anaerobic Digestion | 2050 | Methane | 1495.4338 | modeled | ON
LCP_Inputs_ON_Diverse_2023_04_03 | Anaerobic Digestion_2050_ON_New | ON | Anaerobic Digestion | 2020 | Methane | 0 | modeled | ON
LCP_Inputs_ON_Diverse_2023_04_03 | Anaerobic Digestion_2050_ON_New | ON | Anaerobic Digestion | 2030 | Methane | 0 | modeled | ON
LCP_Inputs_ON_Diverse_2023_04_03 | Anaerobic Digestion_2050_ON_New | ON | Anaerobic Digestion | 2040 | Methane | 0 | modeled | ON
LCP_Inputs_ON_Diverse_2023_04_03 | Anaerobic Digestion_2050_ON_New | ON | Anaerobic Digestion | 2050 | Methane | 2511.4155 | modeled | ON
LCP_Inputs_ON_Diverse_2023_04_03 | Battery Storage_2030_ON_New | ON | Battery Storage | 2020 | Electricity | 0 | modeled | ON
LCP_Inputs_ON_Diverse_2023_04_03 | Battery Storage_2030_ON_New | ON | Battery Storage | 2030 | Electricity | 0 | modeled | ON
LCP_Inputs_ON_Diverse_2023_04_03 | Battery Storage_2030_ON_New | ON | Battery Storage | 2040 | Electricity | 0 | modeled | ON
LCP_Inputs_ON_Diverse_2023_04_03 | Battery Storage_2030_ON_New | ON | Battery Storage | 2050 | Electricity | 0 | modeled | ON
LCP_Inputs_ON_Diverse_2023_04_03 | Battery Storage_2040_ON_New | ON | Battery Storage | 2020 | Electricity | 0 | modeled | ON
LCP_Inputs_ON_Diverse_2023_04_03 | Battery Storage_2040_ON_New | ON | Battery Storage | 2030 | Electricity | 0 | modeled | ON
LCP_Inputs_ON_Diverse_2023_04_03 | Battery Storage_2040_ON_New | ON | Battery Storage | 2040 | Electricity | 0 | modeled | ON
LCP_Inputs_ON_Diverse_2023_04_03 | Battery Storage_2040_ON_New | ON | Battery Storage | 2050 | Electricity | 0 | modeled | ON
LCP_Inputs_ON_Diverse_2023_04_03 | Battery Storage_2050_ON_New | ON | Battery Storage | 2020 | Electricity | 0 | modeled | ON
LCP_Inputs_ON_Diverse_2023_04_03 | Battery Storage_2050_ON_New | ON | Battery Storage | 2030 | Electricity | 0 | modeled | ON
LCP_Inputs_ON_Diverse_2023_04_03 | Battery Storage_2050_ON_New | ON | Battery Storage | 2040 | Electricity | 0 | modeled | ON
LCP_Inputs_ON_Diverse_2023_04_03 | Battery Storage_2050_ON_New | ON | Battery Storage | 2050 | Electricity | 0 | modeled | ON
LCP_Inputs_ON_Diverse_2023_04_03 | Biomass + CCS_2040_ON_New | ON | Biomass + CCS | 2020 | Electricity | 0 | modeled | ON
LCP_Inputs_ON_Diverse_2023_04_03 | Biomass + CCS_2040_ON_New | ON | Biomass + CCS | 2030 | Electricity | 0 | modeled | ON
LCP_Inputs_ON_Diverse_2023_04_03 | Biomass + CCS_2040_ON_New | ON | Biomass + CCS | 2040 | Electricity | 0 | modeled | ON
LCP_Inputs_ON_Diverse_2023_04_03 | Biomass + CCS_2040_ON_New | ON | Biomass + CCS | 2050 | Electricity | 0 | modeled | ON
LCP_Inputs_ON_Diverse_2023_04_03 | Biomass + CCS_2050_ON_New | ON | Biomass + CCS | 2020 | Electricity | 0 | modeled | ON
LCP_Inputs_ON_Diverse_2023_04_03 | Biomass + CCS_2050_ON_New | ON | Biomass + CCS | 2030 | Electricity | 0 | modeled | ON
LCP_Inputs_ON_Diverse_2023_04_03 | Biomass + CCS_2050_ON_New | ON | Biomass + CCS | 2040 | Electricity | 0 | modeled | ON
LCP_Inputs_ON_Diverse_2023_04_03 | Biomass + CCS_2050_ON_New | ON | Biomass + CCS | 2050 | Electricity | 280.725 | modeled | ON
LCP_Inputs_ON_Diverse_2023_04_03 | CH4 + CCS_2030_ON_New | ON | CH4 + CCS | 2020 | Methane | 0 | modeled | ON
LCP_Inputs_ON_Diverse_2023_04_03 | CH4 + CCS_2030_ON_New | ON | CH4 + CCS | 2030 | Methane | 14903.3232 | modeled | ON
LCP_Inputs_ON_Diverse_2023_04_03 | CH4 + CCS_2030_ON_New | ON | CH4 + CCS | 2040 | Methane | 14903.3232 | modeled | ON
LCP_Inputs_ON_Diverse_2023_04_03 | CH4 + CCS_2030_ON_New | ON | CH4 + CCS | 2050 | Methane | 14903.3232 | modeled | ON
LCP_Inputs_ON_Diverse_2023_04_03 | CH4 + CCS_2040_ON_New | ON | CH4 + CCS | 2020 | Methane | 0 | modeled | ON
LCP_Inputs_ON_Diverse_2023_04_03 | CH4 + CCS_2040_ON_New | ON | CH4 + CCS | 2030 | Methane | 0 | modeled | ON
LCP_Inputs_ON_Diverse_2023_04_03 | CH4 + CCS_2040_ON_New | ON | CH4 + CCS | 2040 | Methane | 0 | modeled | ON
LCP_Inputs_ON_Diverse_2023_04_03 | CH4 + CCS_2040_ON_New | ON | CH4 + CCS | 2050 | Methane | 0 | modeled | ON
LCP_Inputs_ON_Diverse_2023_04_03 | CH4 + CCS_2050_ON_New | ON | CH4 + CCS | 2020 | Methane | 0 | modeled | ON
LCP_Inputs_ON_Diverse_2023_04_03 | CH4 + CCS_2050_ON_New | ON | CH4 + CCS | 2030 | Methane | 0 | modeled | ON
LCP_Inputs_ON_Diverse_2023_04_03 | CH4 + CCS_2050_ON_New | ON | CH4 + CCS | 2040 | Methane | 0 | modeled | ON
LCP_Inputs_ON_Diverse_2023_04_03 | CH4 + CCS_2050_ON_New | ON | CH4 + CCS | 2050 | Methane | 2430.1558 | modeled | ON
LCP_Inputs_ON_Diverse_2023_04_03 | Electrolyser 2020/2030_2030_ON_New | ON | Electrolyser 2020/2030 | 2020 | Hydrogen | 0 | modeled | ON
LCP_Inputs_ON_Diverse_2023_04_03 | Electrolyser 2020/2030_2030_ON_New | ON | Electrolyser 2020/2030 | 2030 | Hydrogen | 0 | modeled | ON
LCP_Inputs_ON_Diverse_2023_04_03 | Electrolyser 2020/2030_2030_ON_New | ON | Electrolyser 2020/2030 | 2040 | Hydrogen | 0 | modeled | ON
LCP_Inputs_ON_Diverse_2023_04_03 | Electrolyser 2020/2030_2030_ON_New | ON | Electrolyser 2020/2030 | 2050 | Hydrogen | 0 | modeled | ON
LCP_Inputs_ON_Diverse_2023_04_03 | Electrolyser 2040_2040_ON_New | ON | Electrolyser 2040 | 2020 | Hydrogen | 0 | modeled | ON
LCP_Inputs_ON_Diverse_2023_04_03 | Electrolyser 2040_2040_ON_New | ON | Electrolyser 2040 | 2030 | Hydrogen | 0 | modeled | ON
LCP_Inputs_ON_Diverse_2023_04_03 | Electrolyser 2040_2040_ON_New | ON | Electrolyser 2040 | 2040 | Hydrogen | 7319.8012 | modeled | ON
LCP_Inputs_ON_Diverse_2023_04_03 | Electrolyser 2040_2040_ON_New | ON | Electrolyser 2040 | 2050 | Hydrogen | 7319.8012 | modeled | ON
LCP_Inputs_ON_Diverse_2023_04_03 | Electrolyser 2050_2050_ON_New | ON | Electrolyser 2050 | 2020 | Hydrogen | 0 | modeled | ON
LCP_Inputs_ON_Diverse_2023_04_03 | Electrolyser 2050_2050_ON_New | ON | Electrolyser 2050 | 2030 | Hydrogen | 0 | modeled | ON
LCP_Inputs_ON_Diverse_2023_04_03 | Electrolyser 2050_2050_ON_New | ON | Electrolyser 2050 | 2040 | Hydrogen | 0 | modeled | ON
LCP_Inputs_ON_Diverse_2023_04_03 | Electrolyser 2050_2050_ON_New | ON | Electrolyser 2050 | 2050 | Hydrogen | 12998.6467 | modeled | ON
LCP_Inputs_ON_Diverse_2023_04_03 | Generic - Generator_2030_MI_New | MI | Generic - Generator | 2020 | Electricity | 0 | modeled | MI
LCP_Inputs_ON_Diverse_2023_04_03 | Generic - Generator_2030_MI_New | MI | Generic - Generator | 2030 | Electricity | 0 | modeled | MI
LCP_Inputs_ON_Diverse_2023_04_03 | Generic - Generator_2030_MI_New | MI | Generic - Generator | 2040 | Electricity | 0 | modeled | MI
LCP_Inputs_ON_Diverse_2023_04_03 | Generic - Generator_2030_MI_New | MI | Generic - Generator | 2050 | Electricity | 0 | modeled | MI
LCP_Inputs_ON_Diverse_2023_04_03 | Generic - Generator_2030_NY_New | NY | Generic - Generator | 2020 | Electricity | 0 | modeled | NY
LCP_Inputs_ON_Diverse_2023_04_03 | Generic - Generator_2030_NY_New | NY | Generic - Generator | 2030 | Electricity | 0 | modeled | NY
LCP_Inputs_ON_Diverse_2023_04_03 | Generic - Generator_2030_NY_New | NY | Generic - Generator | 2040 | Electricity | 0 | modeled | NY
LCP_Inputs_ON_Diverse_2023_04_03 | Generic - Generator_2030_NY_New | NY | Generic - Generator | 2050 | Electricity | 0 | modeled | NY
LCP_Inputs_ON_Diverse_2023_04_03 | Generic - Generator_2030_PJ_New | PJ | Generic - Generator | 2020 | Electricity | 0 | modeled | PJ
LCP_Inputs_ON_Diverse_2023_04_03 | Generic - Generator_2030_PJ_New | PJ | Generic - Generator | 2030 | Electricity | 0 | modeled | PJ
LCP_Inputs_ON_Diverse_2023_04_03 | Generic - Generator_2030_PJ_New | PJ | Generic - Generator | 2040 | Electricity | 0 | modeled | PJ
LCP_Inputs_ON_Diverse_2023_04_03 | Generic - Generator_2030_PJ_New | PJ | Generic - Generator | 2050 | Electricity | 0 | modeled | PJ
LCP_Inputs_ON_Diverse_2023_04_03 | Generic - Generator_2030_QC_New | QC | Generic - Generator | 2020 | Electricity | 0 | modeled | QC
LCP_Inputs_ON_Diverse_2023_04_03 | Generic - Generator_2030_QC_New | QC | Generic - Generator | 2030 | Electricity | 0 | modeled | QC
LCP_Inputs_ON_Diverse_2023_04_03 | Generic - Generator_2030_QC_New | QC | Generic - Generator | 2040 | Electricity | 0 | modeled | QC
LCP_Inputs_ON_Diverse_2023_04_03 | Generic - Generator_2030_QC_New | QC | Generic - Generator | 2050 | Electricity | 0 | modeled | QC
LCP_Inputs_ON_Diverse_2023_04_03 | Generic - Generator_2030_WC_New | WC | Generic - Generator | 2020 | Electricity | 0 | modeled | WC
LCP_Inputs_ON_Diverse_2023_04_03 | Generic - Generator_2030_WC_New | WC | Generic - Generator | 2030 | Electricity | 0 | modeled | WC
LCP_Inputs_ON_Diverse_2023_04_03 | Generic - Generator_2030_WC_New | WC | Generic - Generator | 2040 | Electricity | 0 | modeled | WC
LCP_Inputs_ON_Diverse_2023_04_03 | Generic - Generator_2030_WC_New | WC | Generic - Generator | 2050 | Electricity | 0 | modeled | WC
LCP_Inputs_ON_Diverse_2023_04_03 | Generic - Generator_2040_MI_New | MI | Generic - Generator | 2020 | Electricity | 0 | modeled | MI
LCP_Inputs_ON_Diverse_2023_04_03 | Generic - Generator_2040_MI_New | MI | Generic - Generator | 2030 | Electricity | 0 | modeled | MI
LCP_Inputs_ON_Diverse_2023_04_03 | Generic - Generator_2040_MI_New | MI | Generic - Generator | 2040 | Electricity | 0 | modeled | MI
LCP_Inputs_ON_Diverse_2023_04_03 | Generic - Generator_2040_MI_New | MI | Generic - Generator | 2050 | Electricity | 0 | modeled | MI
LCP_Inputs_ON_Diverse_2023_04_03 | Generic - Generator_2040_NY_New | NY | Generic - Generator | 2020 | Electricity | 0 | modeled | NY
LCP_Inputs_ON_Diverse_2023_04_03 | Generic - Generator_2040_NY_New | NY | Generic - Generator | 2030 | Electricity | 0 | modeled | NY
LCP_Inputs_ON_Diverse_2023_04_03 | Generic - Generator_2040_NY_New | NY | Generic - Generator | 2040 | Electricity | 0 | modeled | NY
LCP_Inputs_ON_Diverse_2023_04_03 | Generic - Generator_2040_NY_New | NY | Generic - Generator | 2050 | Electricity | 0 | modeled | NY
LCP_Inputs_ON_Diverse_2023_04_03 | Generic - Generator_2040_PJ_New | PJ | Generic - Generator | 2020 | Electricity | 0 | modeled | PJ
LCP_Inputs_ON_Diverse_2023_04_03 | Generic - Generator_2040_PJ_New | PJ | Generic - Generator | 2030 | Electricity | 0 | modeled | PJ
LCP_Inputs_ON_Diverse_2023_04_03 | Generic - Generator_2040_PJ_New | PJ | Generic - Generator | 2040 | Electricity | 0 | modeled | PJ
LCP_Inputs_ON_Diverse_2023_04_03 | Generic - Generator_2040_PJ_New | PJ | Generic - Generator | 2050 | Electricity | 0 | modeled | PJ
LCP_Inputs_ON_Diverse_2023_04_03 | Generic - Generator_2040_QC_New | QC | Generic - Generator | 2020 | Electricity | 0 | modeled | QC
LCP_Inputs_ON_Diverse_2023_04_03 | Generic - Generator_2040_QC_New | QC | Generic - Generator | 2030 | Electricity | 0 | modeled | QC
LCP_Inputs_ON_Diverse_2023_04_03 | Generic - Generator_2040_QC_New | QC | Generic - Generator | 2040 | Electricity | 0 | modeled | QC
LCP_Inputs_ON_Diverse_2023_04_03 | Generic - Generator_2040_QC_New | QC | Generic - Generator | 2050 | Electricity | 0 | modeled | QC
LCP_Inputs_ON_Diverse_2023_04_03 | Generic - Generator_2040_WC_New | WC | Generic - Generator | 2020 | Electricity | 0 | modeled | WC
LCP_Inputs_ON_Diverse_2023_04_03 | Generic - Generator_2040_WC_New | WC | Generic - Generator | 2030 | Electricity | 0 | modeled | WC
LCP_Inputs_ON_Diverse_2023_04_03 | Generic - Generator_2040_WC_New | WC | Generic - Generator | 2040 | Electricity | 0 | modeled | WC
LCP_Inputs_ON_Diverse_2023_04_03 | Generic - Generator_2040_WC_New | WC | Generic - Generator | 2050 | Electricity | 0 | modeled | WC
LCP_Inputs_ON_Diverse_2023_04_03 | Generic - Generator_2050_MI_New | MI | Generic - Generator | 2020 | Electricity | 0 | modeled | MI
LCP_Inputs_ON_Diverse_2023_04_03 | Generic - Generator_2050_MI_New | MI | Generic - Generator | 2030 | Electricity | 0 | modeled | MI
LCP_Inputs_ON_Diverse_2023_04_03 | Generic - Generator_2050_MI_New | MI | Generic - Generator | 2040 | Electricity | 0 | modeled | MI
LCP_Inputs_ON_Diverse_2023_04_03 | Generic - Generator_2050_MI_New | MI | Generic - Generator | 2050 | Electricity | 0 | modeled | MI
LCP_Inputs_ON_Diverse_2023_04_03 | Generic - Generator_2050_NY_New | NY | Generic - Generator | 2020 | Electricity | 0 | modeled | NY
LCP_Inputs_ON_Diverse_2023_04_03 | Generic - Generator_2050_NY_New | NY | Generic - Generator | 2030 | Electricity | 0 | modeled | NY
LCP_Inputs_ON_Diverse_2023_04_03 | Generic - Generator_2050_NY_New | NY | Generic - Generator | 2040 | Electricity | 0 | modeled | NY
LCP_Inputs_ON_Diverse_2023_04_03 | Generic - Generator_2050_NY_New | NY | Generic - Generator | 2050 | Electricity | 0 | modeled | NY
LCP_Inputs_ON_Diverse_2023_04_03 | Generic - Generator_2050_PJ_New | PJ | Generic - Generator | 2020 | Electricity | 0 | modeled | PJ
LCP_Inputs_ON_Diverse_2023_04_03 | Generic - Generator_2050_PJ_New | PJ | Generic - Generator | 2030 | Electricity | 0 | modeled | PJ
LCP_Inputs_ON_Diverse_2023_04_03 | Generic - Generator_2050_PJ_New | PJ | Generic - Generator | 2040 | Electricity | 0 | modeled | PJ
LCP_Inputs_ON_Diverse_2023_04_03 | Generic - Generator_2050_PJ_New | PJ | Generic - Generator | 2050 | Electricity | 0 | modeled | PJ
LCP_Inputs_ON_Diverse_2023_04_03 | Generic - Generator_2050_QC_New | QC | Generic - Generator | 2020 | Electricity | 0 | modeled | QC
LCP_Inputs_ON_Diverse_2023_04_03 | Generic - Generator_2050_QC_New | QC | Generic - Generator | 2030 | Electricity | 0 | modeled | QC
LCP_Inputs_ON_Diverse_2023_04_03 | Generic - Generator_2050_QC_New | QC | Generic - Generator | 2040 | Electricity | 0 | modeled | QC
LCP_Inputs_ON_Diverse_2023_04_03 | Generic - Generator_2050_QC_New | QC | Generic - Generator | 2050 | Electricity | 0 | modeled | QC
LCP_Inputs_ON_Diverse_2023_04_03 | Generic - Generator_2050_WC_New | WC | Generic - Generator | 2020 | Electricity | 0 | modeled | WC
LCP_Inputs_ON_Diverse_2023_04_03 | Generic - Generator_2050_WC_New | WC | Generic - Generator | 2030 | Electricity | 0 | modeled | WC
LCP_Inputs_ON_Diverse_2023_04_03 | Generic - Generator_2050_WC_New | WC | Generic - Generator | 2040 | Electricity | 0 | modeled | WC
LCP_Inputs_ON_Diverse_2023_04_03 | Generic - Generator_2050_WC_New | WC | Generic - Generator | 2050 | Electricity | 0 | modeled | WC
LCP_Inputs_ON_Diverse_2023_04_03 | H2 Import - QC_2050_QC_New | QC | H2 Import - QC | 2020 | Hydrogen | 0 | modeled | QC
LCP_Inputs_ON_Diverse_2023_04_03 | H2 Import - QC_2050_QC_New | QC | H2 Import - QC | 2030 | Hydrogen | 0 | modeled | QC
LCP_Inputs_ON_Diverse_2023_04_03 | H2 Import - QC_2050_QC_New | QC | H2 Import - QC | 2040 | Hydrogen | 0 | modeled | QC
LCP_Inputs_ON_Diverse_2023_04_03 | H2 Import - QC_2050_QC_New | QC | H2 Import - QC | 2050 | Hydrogen | 10000 | modeled | QC
LCP_Inputs_ON_Diverse_2023_04_03 | H2 Import - WC_2040_WC_New | WC | H2 Import - WC | 2020 | Hydrogen | 0 | modeled | WC
LCP_Inputs_ON_Diverse_2023_04_03 | H2 Import - WC_2040_WC_New | WC | H2 Import - WC | 2030 | Hydrogen | 0 | modeled | WC
LCP_Inputs_ON_Diverse_2023_04_03 | H2 Import - WC_2040_WC_New | WC | H2 Import - WC | 2040 | Hydrogen | 2290.1673 | modeled | WC
LCP_Inputs_ON_Diverse_2023_04_03 | H2 Import - WC_2040_WC_New | WC | H2 Import - WC | 2050 | Hydrogen | 2290.1673 | modeled | WC
LCP_Inputs_ON_Diverse_2023_04_03 | H2 Import - WC_2050_WC_New | WC | H2 Import - WC | 2020 | Hydrogen | 0 | modeled | WC
LCP_Inputs_ON_Diverse_2023_04_03 | H2 Import - WC_2050_WC_New | WC | H2 Import - WC | 2030 | Hydrogen | 0 | modeled | WC
LCP_Inputs_ON_Diverse_2023_04_03 | H2 Import - WC_2050_WC_New | WC | H2 Import - WC | 2040 | Hydrogen | 0 | modeled | WC
LCP_Inputs_ON_Diverse_2023_04_03 | H2 Import - WC_2050_WC_New | WC | H2 Import - WC | 2050 | Hydrogen | 17681.2256 | modeled | WC
LCP_Inputs_ON_Diverse_2023_04_03 | H2 Salt Cavern Storage - ON_2030_ON_New | ON | H2 Salt Cavern Storage - ON | 2020 | Hydrogen | 0 | modeled | ON
LCP_Inputs_ON_Diverse_2023_04_03 | H2 Salt Cavern Storage - ON_2030_ON_New | ON | H2 Salt Cavern Storage - ON | 2030 | Hydrogen | 5000 | modeled | ON
LCP_Inputs_ON_Diverse_2023_04_03 | H2 Salt Cavern Storage - ON_2030_ON_New | ON | H2 Salt Cavern Storage - ON | 2040 | Hydrogen | 5000 | modeled | ON
LCP_Inputs_ON_Diverse_2023_04_03 | H2 Salt Cavern Storage - ON_2030_ON_New | ON | H2 Salt Cavern Storage - ON | 2050 | Hydrogen | 5000 | modeled | ON
LCP_Inputs_ON_Diverse_2023_04_03 | H2 Salt Cavern Storage - ON_2040_ON_New | ON | H2 Salt Cavern Storage - ON | 2020 | Hydrogen | 0 | modeled | ON
LCP_Inputs_ON_Diverse_2023_04_03 | H2 Salt Cavern Storage - ON_2040_ON_New | ON | H2 Salt Cavern Storage - ON | 2030 | Hydrogen | 0 | modeled | ON
LCP_Inputs_ON_Diverse_2023_04_03 | H2 Salt Cavern Storage - ON_2040_ON_New | ON | H2 Salt Cavern Storage - ON | 2040 | Hydrogen | 20000 | modeled | ON
LCP_Inputs_ON_Diverse_2023_04_03 | H2 Salt Cavern Storage - ON_2040_ON_New | ON | H2 Salt Cavern Storage - ON | 2050 | Hydrogen | 20000 | modeled | ON
LCP_Inputs_ON_Diverse_2023_04_03 | H2 Salt Cavern Storage - ON_2050_ON_New | ON | H2 Salt Cavern Storage - ON | 2020 | Hydrogen | 0 | modeled | ON
LCP_Inputs_ON_Diverse_2023_04_03 | H2 Salt Cavern Storage - ON_2050_ON_New | ON | H2 Salt Cavern Storage - ON | 2030 | Hydrogen | 0 | modeled | ON
LCP_Inputs_ON_Diverse_2023_04_03 | H2 Salt Cavern Storage - ON_2050_ON_New | ON | H2 Salt Cavern Storage - ON | 2040 | Hydrogen | 0 | modeled | ON
LCP_Inputs_ON_Diverse_2023_04_03 | H2 Salt Cavern Storage - ON_2050_ON_New | ON | H2 Salt Cavern Storage - ON | 2050 | Hydrogen | 11000 | modeled | ON
LCP_Inputs_ON_Diverse_2023_04_03 | Hydro_2040_ON_New | ON | Hydro | 2020 | Electricity | 0 | modeled | ON
LCP_Inputs_ON_Diverse_2023_04_03 | Hydro_2040_ON_New | ON | Hydro | 2030 | Electricity | 0 | modeled | ON
LCP_Inputs_ON_Diverse_2023_04_03 | Hydro_2040_ON_New | ON | Hydro | 2040 | Electricity | 0 | modeled | ON
LCP_Inputs_ON_Diverse_2023_04_03 | Hydro_2040_ON_New | ON | Hydro | 2050 | Electricity | 0 | modeled | ON
LCP_Inputs_ON_Diverse_2023_04_03 | Hydro_2050_ON_New | ON | Hydro | 2020 | Electricity | 0 | modeled | ON
LCP_Inputs_ON_Diverse_2023_04_03 | Hydro_2050_ON_New | ON | Hydro | 2030 | Electricity | 0 | modeled | ON
LCP_Inputs_ON_Diverse_2023_04_03 | Hydro_2050_ON_New | ON | Hydro | 2040 | Electricity | 0 | modeled | ON
LCP_Inputs_ON_Diverse_2023_04_03 | Hydro_2050_ON_New | ON | Hydro | 2050 | Electricity | 0 | modeled | ON
LCP_Inputs_ON_Diverse_2023_04_03 | Nuclear SMR_2040_ON_New | ON | Nuclear SMR | 2020 | Electricity | 0 | modeled | ON
LCP_Inputs_ON_Diverse_2023_04_03 | Nuclear SMR_2040_ON_New | ON | Nuclear SMR | 2030 | Electricity | 0 | modeled | ON
LCP_Inputs_ON_Diverse_2023_04_03 | Nuclear SMR_2040_ON_New | ON | Nuclear SMR | 2040 | Electricity | 0 | modeled | ON
LCP_Inputs_ON_Diverse_2023_04_03 | Nuclear SMR_2040_ON_New | ON | Nuclear SMR | 2050 | Electricity | 0 | modeled | ON
LCP_Inputs_ON_Diverse_2023_04_03 | Nuclear SMR_2050_ON_New | ON | Nuclear SMR | 2020 | Electricity | 0 | modeled | ON
LCP_Inputs_ON_Diverse_2023_04_03 | Nuclear SMR_2050_ON_New | ON | Nuclear SMR | 2030 | Electricity | 0 | modeled | ON
LCP_Inputs_ON_Diverse_2023_04_03 | Nuclear SMR_2050_ON_New | ON | Nuclear SMR | 2040 | Electricity | 0 | modeled | ON
LCP_Inputs_ON_Diverse_2023_04_03 | Nuclear SMR_2050_ON_New | ON | Nuclear SMR | 2050 | Electricity | 3304.0762 | modeled | ON
LCP_Inputs_ON_Diverse_2023_04_03 | Nuclear_2040_ON_New | ON | Nuclear | 2020 | Electricity | 0 | modeled | ON
LCP_Inputs_ON_Diverse_2023_04_03 | Nuclear_2040_ON_New | ON | Nuclear | 2030 | Electricity | 0 | modeled | ON
LCP_Inputs_ON_Diverse_2023_04_03 | Nuclear_2040_ON_New | ON | Nuclear | 2040 | Electricity | 0 | modeled | ON
LCP_Inputs_ON_Diverse_2023_04_03 | Nuclear_2040_ON_New | ON | Nuclear | 2050 | Electricity | 0 | modeled | ON
LCP_Inputs_ON_Diverse_2023_04_03 | Nuclear_2050_ON_New | ON | Nuclear | 2020 | Electricity | 0 | modeled | ON
LCP_Inputs_ON_Diverse_2023_04_03 | Nuclear_2050_ON_New | ON | Nuclear | 2030 | Electricity | 0 | modeled | ON
LCP_Inputs_ON_Diverse_2023_04_03 | Nuclear_2050_ON_New | ON | Nuclear | 2040 | Electricity | 0 | modeled | ON
LCP_Inputs_ON_Diverse_2023_04_03 | Nuclear_2050_ON_New | ON | Nuclear | 2050 | Electricity | 0 | modeled | ON
LCP_Inputs_ON_Diverse_2023_04_03 | O/CCGT - H2 New_2030_ON_New | ON | O/CCGT - H2 New | 2020 | Electricity | 0 | modeled | ON
LCP_Inputs_ON_Diverse_2023_04_03 | O/CCGT - H2 New_2030_ON_New | ON | O/CCGT - H2 New | 2030 | Electricity | 361.0105 | modeled | ON
LCP_Inputs_ON_Diverse_2023_04_03 | O/CCGT - H2 New_2030_ON_New | ON | O/CCGT - H2 New | 2040 | Electricity | 361.0105 | modeled | ON
LCP_Inputs_ON_Diverse_2023_04_03 | O/CCGT - H2 New_2030_ON_New | ON | O/CCGT - H2 New | 2050 | Electricity | 361.0105 | modeled | ON
LCP_Inputs_ON_Diverse_2023_04_03 | O/CCGT - H2 New_2040_ON_New | ON | O/CCGT - H2 New | 2020 | Electricity | 0 | modeled | ON
LCP_Inputs_ON_Diverse_2023_04_03 | O/CCGT - H2 New_2040_ON_New | ON | O/CCGT - H2 New | 2030 | Electricity | 0 | modeled | ON
LCP_Inputs_ON_Diverse_2023_04_03 | O/CCGT - H2 New_2040_ON_New | ON | O/CCGT - H2 New | 2040 | Electricity | 2727.1296 | modeled | ON
LCP_Inputs_ON_Diverse_2023_04_03 | O/CCGT - H2 New_2040_ON_New | ON | O/CCGT - H2 New | 2050 | Electricity | 2727.1296 | modeled | ON
LCP_Inputs_ON_Diverse_2023_04_03 | O/CCGT - H2 New_2050_ON_New | ON | O/CCGT - H2 New | 2020 | Electricity | 0 | modeled | ON
LCP_Inputs_ON_Diverse_2023_04_03 | O/CCGT - H2 New_2050_ON_New | ON | O/CCGT - H2 New | 2030 | Electricity | 0 | modeled | ON
LCP_Inputs_ON_Diverse_2023_04_03 | O/CCGT - H2 New_2050_ON_New | ON | O/CCGT - H2 New | 2040 | Electricity | 0 | modeled | ON
LCP_Inputs_ON_Diverse_2023_04_03 | O/CCGT - H2 New_2050_ON_New | ON | O/CCGT - H2 New | 2050 | Electricity | 10370.4664 | modeled | ON
LCP_Inputs_ON_Diverse_2023_04_03 | SMR CCS_2030_ON_New | ON | SMR CCS | 2020 | Hydrogen | 0 | modeled | ON
LCP_Inputs_ON_Diverse_2023_04_03 | SMR CCS_2030_ON_New | ON | SMR CCS | 2030 | Hydrogen | 4943.724 | modeled | ON
LCP_Inputs_ON_Diverse_2023_04_03 | SMR CCS_2030_ON_New | ON | SMR CCS | 2040 | Hydrogen | 4943.724 | modeled | ON
LCP_Inputs_ON_Diverse_2023_04_03 | SMR CCS_2030_ON_New | ON | SMR CCS | 2050 | Hydrogen | 4943.724 | modeled | ON
LCP_Inputs_ON_Diverse_2023_04_03 | SMR CCS_2030_WC_New | WC | SMR CCS | 2020 | Hydrogen | 0 | modeled | WC
LCP_Inputs_ON_Diverse_2023_04_03 | SMR CCS_2030_WC_New | WC | SMR CCS | 2030 | Hydrogen | 0 | modeled | WC
LCP_Inputs_ON_Diverse_2023_04_03 | SMR CCS_2030_WC_New | WC | SMR CCS | 2040 | Hydrogen | 0 | modeled | WC
LCP_Inputs_ON_Diverse_2023_04_03 | SMR CCS_2030_WC_New | WC | SMR CCS | 2050 | Hydrogen | 0 | modeled | WC
LCP_Inputs_ON_Diverse_2023_04_03 | SMR CCS_2040_ON_New | ON | SMR CCS | 2020 | Hydrogen | 0 | modeled | ON
LCP_Inputs_ON_Diverse_2023_04_03 | SMR CCS_2040_ON_New | ON | SMR CCS | 2030 | Hydrogen | 0 | modeled | ON
LCP_Inputs_ON_Diverse_2023_04_03 | SMR CCS_2040_ON_New | ON | SMR CCS | 2040 | Hydrogen | 4395.2707 | modeled | ON
LCP_Inputs_ON_Diverse_2023_04_03 | SMR CCS_2040_ON_New | ON | SMR CCS | 2050 | Hydrogen | 4395.2707 | modeled | ON
LCP_Inputs_ON_Diverse_2023_04_03 | SMR CCS_2040_WC_New | WC | SMR CCS | 2020 | Hydrogen | 0 | modeled | WC
LCP_Inputs_ON_Diverse_2023_04_03 | SMR CCS_2040_WC_New | WC | SMR CCS | 2030 | Hydrogen | 0 | modeled | WC
LCP_Inputs_ON_Diverse_2023_04_03 | SMR CCS_2040_WC_New | WC | SMR CCS | 2040 | Hydrogen | 0 | modeled | WC
LCP_Inputs_ON_Diverse_2023_04_03 | SMR CCS_2040_WC_New | WC | SMR CCS | 2050 | Hydrogen | 0 | modeled | WC
LCP_Inputs_ON_Diverse_2023_04_03 | SMR CCS_2050_ON_New | ON | SMR CCS | 2020 | Hydrogen | 0 | modeled | ON
LCP_Inputs_ON_Diverse_2023_04_03 | SMR CCS_2050_ON_New | ON | SMR CCS | 2030 | Hydrogen | 0 | modeled | ON
LCP_Inputs_ON_Diverse_2023_04_03 | SMR CCS_2050_ON_New | ON | SMR CCS | 2040 | Hydrogen | 0 | modeled | ON
LCP_Inputs_ON_Diverse_2023_04_03 | SMR CCS_2050_ON_New | ON | SMR CCS | 2050 | Hydrogen | 0 | modeled | ON
LCP_Inputs_ON_Diverse_2023_04_03 | SMR CCS_2050_WC_New | WC | SMR CCS | 2020 | Hydrogen | 0 | modeled | WC
LCP_Inputs_ON_Diverse_2023_04_03 | SMR CCS_2050_WC_New | WC | SMR CCS | 2030 | Hydrogen | 0 | modeled | WC
LCP_Inputs_ON_Diverse_2023_04_03 | SMR CCS_2050_WC_New | WC | SMR CCS | 2040 | Hydrogen | 0 | modeled | WC
LCP_Inputs_ON_Diverse_2023_04_03 | SMR CCS_2050_WC_New | WC | SMR CCS | 2050 | Hydrogen | 0 | modeled | WC
LCP_Inputs_ON_Diverse_2023_04_03 | Solar PV_2030_ON_New | ON | Solar PV | 2020 | Electricity | 0 | modeled | ON
LCP_Inputs_ON_Diverse_2023_04_03 | Solar PV_2030_ON_New | ON | Solar PV | 2030 | Electricity | 0 | modeled | ON
LCP_Inputs_ON_Diverse_2023_04_03 | Solar PV_2030_ON_New | ON | Solar PV | 2040 | Electricity | 0 | modeled | ON
LCP_Inputs_ON_Diverse_2023_04_03 | Solar PV_2030_ON_New | ON | Solar PV | 2050 | Electricity | 0 | modeled | ON
LCP_Inputs_ON_Diverse_2023_04_03 | Solar PV_2030_WC_New | WC | Solar PV | 2020 | Electricity | 0 | modeled | WC
LCP_Inputs_ON_Diverse_2023_04_03 | Solar PV_2030_WC_New | WC | Solar PV | 2030 | Electricity | 0 | modeled | WC
LCP_Inputs_ON_Diverse_2023_04_03 | Solar PV_2030_WC_New | WC | Solar PV | 2040 | Electricity | 0 | modeled | WC
LCP_Inputs_ON_Diverse_2023_04_03 | Solar PV_2030_WC_New | WC | Solar PV | 2050 | Electricity | 0 | modeled | WC
LCP_Inputs_ON_Diverse_2023_04_03 | Solar PV_2040_ON_New | ON | Solar PV | 2020 | Electricity | 0 | modeled | ON
LCP_Inputs_ON_Diverse_2023_04_03 | Solar PV_2040_ON_New | ON | Solar PV | 2030 | Electricity | 0 | modeled | ON
LCP_Inputs_ON_Diverse_2023_04_03 | Solar PV_2040_ON_New | ON | Solar PV | 2040 | Electricity | 3325.4861 | modeled | ON
LCP_Inputs_ON_Diverse_2023_04_03 | Solar PV_2040_ON_New | ON | Solar PV | 2050 | Electricity | 3325.4861 | modeled | ON
LCP_Inputs_ON_Diverse_2023_04_03 | Solar PV_2040_WC_New | WC | Solar PV | 2020 | Electricity | 0 | modeled | WC
LCP_Inputs_ON_Diverse_2023_04_03 | Solar PV_2040_WC_New | WC | Solar PV | 2030 | Electricity | 0 | modeled | WC
LCP_Inputs_ON_Diverse_2023_04_03 | Solar PV_2040_WC_New | WC | Solar PV | 2040 | Electricity | 738.8794 | modeled | WC
LCP_Inputs_ON_Diverse_2023_04_03 | Solar PV_2040_WC_New | WC | Solar PV | 2050 | Electricity | 738.8794 | modeled | WC
LCP_Inputs_ON_Diverse_2023_04_03 | Solar PV_2050_ON_New | ON | Solar PV | 2020 | Electricity | 0 | modeled | ON
LCP_Inputs_ON_Diverse_2023_04_03 | Solar PV_2050_ON_New | ON | Solar PV | 2030 | Electricity | 0 | modeled | ON
LCP_Inputs_ON_Diverse_2023_04_03 | Solar PV_2050_ON_New | ON | Solar PV | 2040 | Electricity | 0 | modeled | ON
LCP_Inputs_ON_Diverse_2023_04_03 | Solar PV_2050_ON_New | ON | Solar PV | 2050 | Electricity | 0 | modeled | ON
LCP_Inputs_ON_Diverse_2023_04_03 | Solar PV_2050_WC_New | WC | Solar PV | 2020 | Electricity | 0 | modeled | WC
LCP_Inputs_ON_Diverse_2023_04_03 | Solar PV_2050_WC_New | WC | Solar PV | 2030 | Electricity | 0 | modeled | WC
LCP_Inputs_ON_Diverse_2023_04_03 | Solar PV_2050_WC_New | WC | Solar PV | 2040 | Electricity | 0 | modeled | WC
LCP_Inputs_ON_Diverse_2023_04_03 | Solar PV_2050_WC_New | WC | Solar PV | 2050 | Electricity | 0 | modeled | WC
LCP_Inputs_ON_Diverse_2023_04_03 | Wind Offshore_2040_ON_New | ON | Wind Offshore | 2020 | Electricity | 0 | modeled | ON
LCP_Inputs_ON_Diverse_2023_04_03 | Wind Offshore_2040_ON_New | ON | Wind Offshore | 2030 | Electricity | 0 | modeled | ON
LCP_Inputs_ON_Diverse_2023_04_03 | Wind Offshore_2040_ON_New | ON | Wind Offshore | 2040 | Electricity | 0 | modeled | ON
LCP_Inputs_ON_Diverse_2023_04_03 | Wind Offshore_2040_ON_New | ON | Wind Offshore | 2050 | Electricity | 0 | modeled | ON
LCP_Inputs_ON_Diverse_2023_04_03 | Wind Offshore_2050_ON_New | ON | Wind Offshore | 2020 | Electricity | 0 | modeled | ON
LCP_Inputs_ON_Diverse_2023_04_03 | Wind Offshore_2050_ON_New | ON | Wind Offshore | 2030 | Electricity | 0 | modeled | ON
LCP_Inputs_ON_Diverse_2023_04_03 | Wind Offshore_2050_ON_New | ON | Wind Offshore | 2040 | Electricity | 0 | modeled | ON
LCP_Inputs_ON_Diverse_2023_04_03 | Wind Offshore_2050_ON_New | ON | Wind Offshore | 2050 | Electricity | 0 | modeled | ON
LCP_Inputs_ON_Diverse_2023_04_03 | Wind Onshore_2030_MI_New | MI | Wind Onshore | 2020 | Electricity | 0 | modeled | MI
LCP_Inputs_ON_Diverse_2023_04_03 | Wind Onshore_2030_MI_New | MI | Wind Onshore | 2030 | Electricity | 33121.4345 | modeled | MI
LCP_Inputs_ON_Diverse_2023_04_03 | Wind Onshore_2030_MI_New | MI | Wind Onshore | 2040 | Electricity | 33121.4345 | modeled | MI
LCP_Inputs_ON_Diverse_2023_04_03 | Wind Onshore_2030_MI_New | MI | Wind Onshore | 2050 | Electricity | 33121.4345 | modeled | MI
LCP_Inputs_ON_Diverse_2023_04_03 | Wind Onshore_2030_NY_New | NY | Wind Onshore | 2020 | Electricity | 0 | modeled | NY
LCP_Inputs_ON_Diverse_2023_04_03 | Wind Onshore_2030_NY_New | NY | Wind Onshore | 2030 | Electricity | 6591.909 | modeled | NY
LCP_Inputs_ON_Diverse_2023_04_03 | Wind Onshore_2030_NY_New | NY | Wind Onshore | 2040 | Electricity | 6591.909 | modeled | NY
LCP_Inputs_ON_Diverse_2023_04_03 | Wind Onshore_2030_NY_New | NY | Wind Onshore | 2050 | Electricity | 6591.909 | modeled | NY
LCP_Inputs_ON_Diverse_2023_04_03 | Wind Onshore_2030_ON_New | ON | Wind Onshore | 2020 | Electricity | 0 | modeled | ON
LCP_Inputs_ON_Diverse_2023_04_03 | Wind Onshore_2030_ON_New | ON | Wind Onshore | 2030 | Electricity | 15000 | modeled | ON
LCP_Inputs_ON_Diverse_2023_04_03 | Wind Onshore_2030_ON_New | ON | Wind Onshore | 2040 | Electricity | 15000 | modeled | ON
LCP_Inputs_ON_Diverse_2023_04_03 | Wind Onshore_2030_ON_New | ON | Wind Onshore | 2050 | Electricity | 15000 | modeled | ON
LCP_Inputs_ON_Diverse_2023_04_03 | Wind Onshore_2030_PJ_New | PJ | Wind Onshore | 2020 | Electricity | 0 | modeled | PJ
LCP_Inputs_ON_Diverse_2023_04_03 | Wind Onshore_2030_PJ_New | PJ | Wind Onshore | 2030 | Electricity | 170886.3732 | modeled | PJ
LCP_Inputs_ON_Diverse_2023_04_03 | Wind Onshore_2030_PJ_New | PJ | Wind Onshore | 2040 | Electricity | 170886.3732 | modeled | PJ
LCP_Inputs_ON_Diverse_2023_04_03 | Wind Onshore_2030_PJ_New | PJ | Wind Onshore | 2050 | Electricity | 170886.3732 | modeled | PJ
LCP_Inputs_ON_Diverse_2023_04_03 | Wind Onshore_2030_WC_New | WC | Wind Onshore | 2020 | Electricity | 0 | modeled | WC
LCP_Inputs_ON_Diverse_2023_04_03 | Wind Onshore_2030_WC_New | WC | Wind Onshore | 2030 | Electricity | 0 | modeled | WC
LCP_Inputs_ON_Diverse_2023_04_03 | Wind Onshore_2030_WC_New | WC | Wind Onshore | 2040 | Electricity | 0 | modeled | WC
LCP_Inputs_ON_Diverse_2023_04_03 | Wind Onshore_2030_WC_New | WC | Wind Onshore | 2050 | Electricity | 0 | modeled | WC
LCP_Inputs_ON_Diverse_2023_04_03 | Wind Onshore_2040_MI_New | MI | Wind Onshore | 2020 | Electricity | 0 | modeled | MI
LCP_Inputs_ON_Diverse_2023_04_03 | Wind Onshore_2040_MI_New | MI | Wind Onshore | 2030 | Electricity | 0 | modeled | MI
LCP_Inputs_ON_Diverse_2023_04_03 | Wind Onshore_2040_MI_New | MI | Wind Onshore | 2040 | Electricity | 0 | modeled | MI
LCP_Inputs_ON_Diverse_2023_04_03 | Wind Onshore_2040_MI_New | MI | Wind Onshore | 2050 | Electricity | 0 | modeled | MI
LCP_Inputs_ON_Diverse_2023_04_03 | Wind Onshore_2040_NY_New | NY | Wind Onshore | 2020 | Electricity | 0 | modeled | NY
LCP_Inputs_ON_Diverse_2023_04_03 | Wind Onshore_2040_NY_New | NY | Wind Onshore | 2030 | Electricity | 0 | modeled | NY
LCP_Inputs_ON_Diverse_2023_04_03 | Wind Onshore_2040_NY_New | NY | Wind Onshore | 2040 | Electricity | 0 | modeled | NY
LCP_Inputs_ON_Diverse_2023_04_03 | Wind Onshore_2040_NY_New | NY | Wind Onshore | 2050 | Electricity | 0 | modeled | NY
LCP_Inputs_ON_Diverse_2023_04_03 | Wind Onshore_2040_ON_New | ON | Wind Onshore | 2020 | Electricity | 0 | modeled | ON
LCP_Inputs_ON_Diverse_2023_04_03 | Wind Onshore_2040_ON_New | ON | Wind Onshore | 2030 | Electricity | 0 | modeled | ON
LCP_Inputs_ON_Diverse_2023_04_03 | Wind Onshore_2040_ON_New | ON | Wind Onshore | 2040 | Electricity | 20000 | modeled | ON
LCP_Inputs_ON_Diverse_2023_04_03 | Wind Onshore_2040_ON_New | ON | Wind Onshore | 2050 | Electricity | 20000 | modeled | ON
LCP_Inputs_ON_Diverse_2023_04_03 | Wind Onshore_2040_PJ_New | PJ | Wind Onshore | 2020 | Electricity | 0 | modeled | PJ
LCP_Inputs_ON_Diverse_2023_04_03 | Wind Onshore_2040_PJ_New | PJ | Wind Onshore | 2030 | Electricity | 0 | modeled | PJ
LCP_Inputs_ON_Diverse_2023_04_03 | Wind Onshore_2040_PJ_New | PJ | Wind Onshore | 2040 | Electricity | 1225.294 | modeled | PJ
LCP_Inputs_ON_Diverse_2023_04_03 | Wind Onshore_2040_PJ_New | PJ | Wind Onshore | 2050 | Electricity | 1225.294 | modeled | PJ
LCP_Inputs_ON_Diverse_2023_04_03 | Wind Onshore_2040_WC_New | WC | Wind Onshore | 2020 | Electricity | 0 | modeled | WC
LCP_Inputs_ON_Diverse_2023_04_03 | Wind Onshore_2040_WC_New | WC | Wind Onshore | 2030 | Electricity | 0 | modeled | WC
LCP_Inputs_ON_Diverse_2023_04_03 | Wind Onshore_2040_WC_New | WC | Wind Onshore | 2040 | Electricity | 0 | modeled | WC
LCP_Inputs_ON_Diverse_2023_04_03 | Wind Onshore_2040_WC_New | WC | Wind Onshore | 2050 | Electricity | 0 | modeled | WC
LCP_Inputs_ON_Diverse_2023_04_03 | Wind Onshore_2050_MI_New | MI | Wind Onshore | 2020 | Electricity | 0 | modeled | MI
LCP_Inputs_ON_Diverse_2023_04_03 | Wind Onshore_2050_MI_New | MI | Wind Onshore | 2030 | Electricity | 0 | modeled | MI
LCP_Inputs_ON_Diverse_2023_04_03 | Wind Onshore_2050_MI_New | MI | Wind Onshore | 2040 | Electricity | 0 | modeled | MI
LCP_Inputs_ON_Diverse_2023_04_03 | Wind Onshore_2050_MI_New | MI | Wind Onshore | 2050 | Electricity | 0 | modeled | MI
LCP_Inputs_ON_Diverse_2023_04_03 | Wind Onshore_2050_NY_New | NY | Wind Onshore | 2020 | Electricity | 0 | modeled | NY
LCP_Inputs_ON_Diverse_2023_04_03 | Wind Onshore_2050_NY_New | NY | Wind Onshore | 2030 | Electricity | 0 | modeled | NY
LCP_Inputs_ON_Diverse_2023_04_03 | Wind Onshore_2050_NY_New | NY | Wind Onshore | 2040 | Electricity | 0 | modeled | NY
LCP_Inputs_ON_Diverse_2023_04_03 | Wind Onshore_2050_NY_New | NY | Wind Onshore | 2050 | Electricity | 0 | modeled | NY
LCP_Inputs_ON_Diverse_2023_04_03 | Wind Onshore_2050_ON_New | ON | Wind Onshore | 2020 | Electricity | 0 | modeled | ON
LCP_Inputs_ON_Diverse_2023_04_03 | Wind Onshore_2050_ON_New | ON | Wind Onshore | 2030 | Electricity | 0 | modeled | ON
LCP_Inputs_ON_Diverse_2023_04_03 | Wind Onshore_2050_ON_New | ON | Wind Onshore | 2040 | Electricity | 0 | modeled | ON
LCP_Inputs_ON_Diverse_2023_04_03 | Wind Onshore_2050_ON_New | ON | Wind Onshore | 2050 | Electricity | 30000 | modeled | ON
LCP_Inputs_ON_Diverse_2023_04_03 | Wind Onshore_2050_PJ_New | PJ | Wind Onshore | 2020 | Electricity | 0 | modeled | PJ
LCP_Inputs_ON_Diverse_2023_04_03 | Wind Onshore_2050_PJ_New | PJ | Wind Onshore | 2030 | Electricity | 0 | modeled | PJ
LCP_Inputs_ON_Diverse_2023_04_03 | Wind Onshore_2050_PJ_New | PJ | Wind Onshore | 2040 | Electricity | 0 | modeled | PJ
LCP_Inputs_ON_Diverse_2023_04_03 | Wind Onshore_2050_PJ_New | PJ | Wind Onshore | 2050 | Electricity | 0 | modeled | PJ
LCP_Inputs_ON_Diverse_2023_04_03 | Wind Onshore_2050_WC_New | WC | Wind Onshore | 2020 | Electricity | 0 | modeled | WC
LCP_Inputs_ON_Diverse_2023_04_03 | Wind Onshore_2050_WC_New | WC | Wind Onshore | 2030 | Electricity | 0 | modeled | WC
LCP_Inputs_ON_Diverse_2023_04_03 | Wind Onshore_2050_WC_New | WC | Wind Onshore | 2040 | Electricity | 0 | modeled | WC
LCP_Inputs_ON_Diverse_2023_04_03 | Wind Onshore_2050_WC_New | WC | Wind Onshore | 2050 | Electricity | 0 | modeled | WC
LCP_Inputs_ON_Diverse_2023_04_03 | Wind Onshore_ON_2020_KnownCap | ON | Wind Onshore | 2020 | Electricity | 5533.94 | known | ON
LCP_Inputs_ON_Diverse_2023_04_03 | Wind Onshore_ON_2030_KnownCap | ON | Wind Onshore | 2030 | Electricity | 5683.94 | known | ON
LCP_Inputs_ON_Diverse_2023_04_03 | Wind Onshore_ON_2040_KnownCap | ON | Wind Onshore | 2040 | Electricity | 7933.94 | known | ON
LCP_Inputs_ON_Diverse_2023_04_03 | Wind Onshore_ON_2050_KnownCap | ON | Wind Onshore | 2050 | Electricity | 10333.94 | known | ON
LCP_Inputs_ON_Diverse_2023_04_03 | Wind Offshore_ON_2020_KnownCap | ON | Wind Offshore | 2020 | Electricity | 0 | known | ON
LCP_Inputs_ON_Diverse_2023_04_03 | Wind Offshore_ON_2030_KnownCap | ON | Wind Offshore | 2030 | Electricity | 0 | known | ON
LCP_Inputs_ON_Diverse_2023_04_03 | Wind Offshore_ON_2040_KnownCap | ON | Wind Offshore | 2040 | Electricity | 0 | known | ON
LCP_Inputs_ON_Diverse_2023_04_03 | Wind Offshore_ON_2050_KnownCap | ON | Wind Offshore | 2050 | Electricity | 0 | known | ON
LCP_Inputs_ON_Diverse_2023_04_03 | Solar PV_ON_2020_KnownCap | ON | Solar PV | 2020 | Electricity | 478 | known | ON
LCP_Inputs_ON_Diverse_2023_04_03 | Solar PV_ON_2030_KnownCap | ON | Solar PV | 2030 | Electricity | 689 | known | ON
LCP_Inputs_ON_Diverse_2023_04_03 | Solar PV_ON_2040_KnownCap | ON | Solar PV | 2040 | Electricity | 2807 | known | ON
LCP_Inputs_ON_Diverse_2023_04_03 | Solar PV_ON_2050_KnownCap | ON | Solar PV | 2050 | Electricity | 5349 | known | ON
LCP_Inputs_ON_Diverse_2023_04_03 | Hydro_ON_2020_KnownCap | ON | Hydro | 2020 | Electricity | 9254.9 | known | ON
LCP_Inputs_ON_Diverse_2023_04_03 | Hydro_ON_2030_KnownCap | ON | Hydro | 2030 | Electricity | 9271.9 | known | ON
LCP_Inputs_ON_Diverse_2023_04_03 | Hydro_ON_2040_KnownCap | ON | Hydro | 2040 | Electricity | 9271.9 | known | ON
LCP_Inputs_ON_Diverse_2023_04_03 | Hydro_ON_2050_KnownCap | ON | Hydro | 2050 | Electricity | 9271.9 | known | ON
LCP_Inputs_ON_Diverse_2023_04_03 | Hydro Pumped Storage_ON_2020_KnownCap | ON | Hydro Pumped Storage | 2020 | Electricity | 174.6 | known | ON
LCP_Inputs_ON_Diverse_2023_04_03 | Hydro Pumped Storage_ON_2030_KnownCap | ON | Hydro Pumped Storage | 2030 | Electricity | 174.6 | known | ON
LCP_Inputs_ON_Diverse_2023_04_03 | Hydro Pumped Storage_ON_2040_KnownCap | ON | Hydro Pumped Storage | 2040 | Electricity | 174.6 | known | ON
LCP_Inputs_ON_Diverse_2023_04_03 | Hydro Pumped Storage_ON_2050_KnownCap | ON | Hydro Pumped Storage | 2050 | Electricity | 174.6 | known | ON
LCP_Inputs_ON_Diverse_2023_04_03 | Nuclear_ON_2020_KnownCap | ON | Nuclear | 2020 | Electricity | 13089 | known | ON
LCP_Inputs_ON_Diverse_2023_04_03 | Nuclear_ON_2030_KnownCap | ON | Nuclear | 2030 | Electricity | 10007 | known | ON
LCP_Inputs_ON_Diverse_2023_04_03 | Nuclear_ON_2040_KnownCap | ON | Nuclear | 2040 | Electricity | 11641 | known | ON
LCP_Inputs_ON_Diverse_2023_04_03 | Nuclear_ON_2050_KnownCap | ON | Nuclear | 2050 | Electricity | 11641 | known | ON
LCP_Inputs_ON_Diverse_2023_04_03 | Fossil Fuel Thermal (Coal, Peat, Oil)_ON_2020_KnownCap | ON | Fossil Fuel Thermal (Coal, Peat, Oil) | 2020 | Electricity | 45.5 | known | ON
LCP_Inputs_ON_Diverse_2023_04_03 | Fossil Fuel Thermal (Coal, Peat, Oil)_ON_2030_KnownCap | ON | Fossil Fuel Thermal (Coal, Peat, Oil) | 2030 | Electricity | 0 | known | ON
LCP_Inputs_ON_Diverse_2023_04_03 | Fossil Fuel Thermal (Coal, Peat, Oil)_ON_2040_KnownCap | ON | Fossil Fuel Thermal (Coal, Peat, Oil) | 2040 | Electricity | 0 | known | ON
LCP_Inputs_ON_Diverse_2023_04_03 | Fossil Fuel Thermal (Coal, Peat, Oil)_ON_2050_KnownCap | ON | Fossil Fuel Thermal (Coal, Peat, Oil) | 2050 | Electricity | 0 | known | ON
LCP_Inputs_ON_Diverse_2023_04_03 | O/CCGT - CH4 Existing_ON_2020_KnownCap | ON | O/CCGT - CH4 Existing | 2020 | Electricity | 10769.59 | known | ON
LCP_Inputs_ON_Diverse_2023_04_03 | O/CCGT - CH4 Existing_ON_2030_KnownCap | ON | O/CCGT - CH4 Existing | 2030 | Electricity | 7179.7267 | known | ON
LCP_Inputs_ON_Diverse_2023_04_03 | O/CCGT - CH4 Existing_ON_2040_KnownCap | ON | O/CCGT - CH4 Existing | 2040 | Electricity | 3589.8633 | known | ON
LCP_Inputs_ON_Diverse_2023_04_03 | O/CCGT - CH4 Existing_ON_2050_KnownCap | ON | O/CCGT - CH4 Existing | 2050 | Electricity | 0 | known | ON
LCP_Inputs_ON_Diverse_2023_04_03 | O/CCGT - CH4 New_ON_2020_KnownCap | ON | O/CCGT - CH4 New | 2020 | Electricity | 0 | known | ON
LCP_Inputs_ON_Diverse_2023_04_03 | O/CCGT - CH4 New_ON_2030_KnownCap | ON | O/CCGT - CH4 New | 2030 | Electricity | 1000 | known | ON
LCP_Inputs_ON_Diverse_2023_04_03 | O/CCGT - CH4 New_ON_2040_KnownCap | ON | O/CCGT - CH4 New | 2040 | Electricity | 1600 | known | ON
LCP_Inputs_ON_Diverse_2023_04_03 | O/CCGT - CH4 New_ON_2050_KnownCap | ON | O/CCGT - CH4 New | 2050 | Electricity | 0 | known | ON
LCP_Inputs_ON_Diverse_2023_04_03 | O/CCGT - H2 New_ON_2020_KnownCap | ON | O/CCGT - H2 New | 2020 | Electricity | 0 | known | ON
LCP_Inputs_ON_Diverse_2023_04_03 | O/CCGT - H2 New_ON_2030_KnownCap | ON | O/CCGT - H2 New | 2030 | Electricity | 0 | known | ON
LCP_Inputs_ON_Diverse_2023_04_03 | O/CCGT - H2 New_ON_2040_KnownCap | ON | O/CCGT - H2 New | 2040 | Electricity | 0 | known | ON
LCP_Inputs_ON_Diverse_2023_04_03 | O/CCGT - H2 New_ON_2050_KnownCap | ON | O/CCGT - H2 New | 2050 | Electricity | 0 | known | ON
LCP_Inputs_ON_Diverse_2023_04_03 | Biomass_ON_2020_KnownCap | ON | Biomass | 2020 | Electricity | 561.45 | known | ON
LCP_Inputs_ON_Diverse_2023_04_03 | Biomass_ON_2030_KnownCap | ON | Biomass | 2030 | Electricity | 561.45 | known | ON
LCP_Inputs_ON_Diverse_2023_04_03 | Biomass_ON_2040_KnownCap | ON | Biomass | 2040 | Electricity | 550.25 | known | ON
LCP_Inputs_ON_Diverse_2023_04_03 | Biomass_ON_2050_KnownCap | ON | Biomass | 2050 | Electricity | 550.25 | known | ON
LCP_Inputs_ON_Diverse_2023_04_03 | Battery Storage_ON_2020_KnownCap | ON | Battery Storage | 2020 | Electricity | 0 | known | ON
LCP_Inputs_ON_Diverse_2023_04_03 | Battery Storage_ON_2030_KnownCap | ON | Battery Storage | 2030 | Electricity | 1298 | known | ON
LCP_Inputs_ON_Diverse_2023_04_03 | Battery Storage_ON_2040_KnownCap | ON | Battery Storage | 2040 | Electricity | 3700 | known | ON
LCP_Inputs_ON_Diverse_2023_04_03 | Battery Storage_ON_2050_KnownCap | ON | Battery Storage | 2050 | Electricity | 6300 | known | ON
LCP_Inputs_ON_Diverse_2023_04_03 | Generic - Generator_ON_2020_KnownCap | ON | Generic - Generator | 2020 | Electricity | 0 | known | ON
LCP_Inputs_ON_Diverse_2023_04_03 | Generic - Generator_ON_2030_KnownCap | ON | Generic - Generator | 2030 | Electricity | 0 | known | ON
LCP_Inputs_ON_Diverse_2023_04_03 | Generic - Generator_ON_2040_KnownCap | ON | Generic - Generator | 2040 | Electricity | 0 | known | ON
LCP_Inputs_ON_Diverse_2023_04_03 | Generic - Generator_ON_2050_KnownCap | ON | Generic - Generator | 2050 | Electricity | 0 | known | ON
LCP_Inputs_ON_Diverse_2023_04_03 | CH4 Salt Cavern Storage - ON_ON_2020_KnownCap | ON | CH4 Salt Cavern Storage - ON | 2020 | Methane | 36000 | known | ON
LCP_Inputs_ON_Diverse_2023_04_03 | CH4 Salt Cavern Storage - ON_ON_2030_KnownCap | ON | CH4 Salt Cavern Storage - ON | 2030 | Methane | 36000 | known | ON
LCP_Inputs_ON_Diverse_2023_04_03 | CH4 Salt Cavern Storage - ON_ON_2040_KnownCap | ON | CH4 Salt Cavern Storage - ON | 2040 | Methane | 36000 | known | ON
LCP_Inputs_ON_Diverse_2023_04_03 | CH4 Salt Cavern Storage - ON_ON_2050_KnownCap | ON | CH4 Salt Cavern Storage - ON | 2050 | Methane | 36000 | known | ON
LCP_Inputs_ON_Diverse_2023_04_03 | H2 Salt Cavern Storage - ON_ON_2020_KnownCap | ON | H2 Salt Cavern Storage - ON | 2020 | Hydrogen | 0 | known | ON
LCP_Inputs_ON_Diverse_2023_04_03 | H2 Salt Cavern Storage - ON_ON_2030_KnownCap | ON | H2 Salt Cavern Storage - ON | 2030 | Hydrogen | 0 | known | ON
LCP_Inputs_ON_Diverse_2023_04_03 | H2 Salt Cavern Storage - ON_ON_2040_KnownCap | ON | H2 Salt Cavern Storage - ON | 2040 | Hydrogen | 0 | known | ON
LCP_Inputs_ON_Diverse_2023_04_03 | H2 Salt Cavern Storage - ON_ON_2050_KnownCap | ON | H2 Salt Cavern Storage - ON | 2050 | Hydrogen | 0 | known | ON
LCP_Inputs_ON_Diverse_2023_04_03 | H2 Import - QC_ON_2020_KnownCap | ON | H2 Import - QC | 2020 | Hydrogen | 0 | known | ON
LCP_Inputs_ON_Diverse_2023_04_03 | H2 Import - QC_ON_2030_KnownCap | ON | H2 Import - QC | 2030 | Hydrogen | 0 | known | ON
LCP_Inputs_ON_Diverse_2023_04_03 | H2 Import - QC_ON_2040_KnownCap | ON | H2 Import - QC | 2040 | Hydrogen | 0 | known | ON
LCP_Inputs_ON_Diverse_2023_04_03 | H2 Import - QC_ON_2050_KnownCap | ON | H2 Import - QC | 2050 | Hydrogen | 0 | known | ON
LCP_Inputs_ON_Diverse_2023_04_03 | H2 Import - WC_ON_2020_KnownCap | ON | H2 Import - WC | 2020 | Hydrogen | 0 | known | ON
LCP_Inputs_ON_Diverse_2023_04_03 | H2 Import - WC_ON_2030_KnownCap | ON | H2 Import - WC | 2030 | Hydrogen | 0 | known | ON
LCP_Inputs_ON_Diverse_2023_04_03 | H2 Import - WC_ON_2040_KnownCap | ON | H2 Import - WC | 2040 | Hydrogen | 0 | known | ON
LCP_Inputs_ON_Diverse_2023_04_03 | H2 Import - WC_ON_2050_KnownCap | ON | H2 Import - WC | 2050 | Hydrogen | 0 | known | ON
LCP_Inputs_ON_Diverse_2023_04_03 | CH4 Import - WC 2020_ON_2020_KnownCap | ON | CH4 Import - WC 2020 | 2020 | Methane | 0 | known | ON
LCP_Inputs_ON_Diverse_2023_04_03 | CH4 Import - WC 2020_ON_2030_KnownCap | ON | CH4 Import - WC 2020 | 2030 | Methane | 0 | known | ON
LCP_Inputs_ON_Diverse_2023_04_03 | CH4 Import - WC 2020_ON_2040_KnownCap | ON | CH4 Import - WC 2020 | 2040 | Methane | 0 | known | ON
LCP_Inputs_ON_Diverse_2023_04_03 | CH4 Import - WC 2020_ON_2050_KnownCap | ON | CH4 Import - WC 2020 | 2050 | Methane | 0 | known | ON
LCP_Inputs_ON_Diverse_2023_04_03 | CH4 Import - WC 2030_ON_2020_KnownCap | ON | CH4 Import - WC 2030 | 2020 | Methane | 0 | known | ON
LCP_Inputs_ON_Diverse_2023_04_03 | CH4 Import - WC 2030_ON_2030_KnownCap | ON | CH4 Import - WC 2030 | 2030 | Methane | 0 | known | ON
LCP_Inputs_ON_Diverse_2023_04_03 | CH4 Import - WC 2030_ON_2040_KnownCap | ON | CH4 Import - WC 2030 | 2040 | Methane | 0 | known | ON
LCP_Inputs_ON_Diverse_2023_04_03 | CH4 Import - WC 2030_ON_2050_KnownCap | ON | CH4 Import - WC 2030 | 2050 | Methane | 0 | known | ON
LCP_Inputs_ON_Diverse_2023_04_03 | CH4 Import - WC 2040_ON_2020_KnownCap | ON | CH4 Import - WC 2040 | 2020 | Methane | 0 | known | ON
LCP_Inputs_ON_Diverse_2023_04_03 | CH4 Import - WC 2040_ON_2030_KnownCap | ON | CH4 Import - WC 2040 | 2030 | Methane | 0 | known | ON
LCP_Inputs_ON_Diverse_2023_04_03 | CH4 Import - WC 2040_ON_2040_KnownCap | ON | CH4 Import - WC 2040 | 2040 | Methane | 0 | known | ON
LCP_Inputs_ON_Diverse_2023_04_03 | CH4 Import - WC 2040_ON_2050_KnownCap | ON | CH4 Import - WC 2040 | 2050 | Methane | 0 | known | ON
LCP_Inputs_ON_Diverse_2023_04_03 | CH4 Import - WC 2050_ON_2020_KnownCap | ON | CH4 Import - WC 2050 | 2020 | Methane | 0 | known | ON
LCP_Inputs_ON_Diverse_2023_04_03 | CH4 Import - WC 2050_ON_2030_KnownCap | ON | CH4 Import - WC 2050 | 2030 | Methane | 0 | known | ON
LCP_Inputs_ON_Diverse_2023_04_03 | CH4 Import - WC 2050_ON_2040_KnownCap | ON | CH4 Import - WC 2050 | 2040 | Methane | 0 | known | ON
LCP_Inputs_ON_Diverse_2023_04_03 | CH4 Import - WC 2050_ON_2050_KnownCap | ON | CH4 Import - WC 2050 | 2050 | Methane | 0 | known | ON
LCP_Inputs_ON_Diverse_2023_04_03 | CH4 Import - NY 2020_ON_2020_KnownCap | ON | CH4 Import - NY 2020 | 2020 | Methane | 0 | known | ON
LCP_Inputs_ON_Diverse_2023_04_03 | CH4 Import - NY 2020_ON_2030_KnownCap | ON | CH4 Import - NY 2020 | 2030 | Methane | 0 | known | ON
LCP_Inputs_ON_Diverse_2023_04_03 | CH4 Import - NY 2020_ON_2040_KnownCap | ON | CH4 Import - NY 2020 | 2040 | Methane | 0 | known | ON
LCP_Inputs_ON_Diverse_2023_04_03 | CH4 Import - NY 2020_ON_2050_KnownCap | ON | CH4 Import - NY 2020 | 2050 | Methane | 0 | known | ON
LCP_Inputs_ON_Diverse_2023_04_03 | CH4 Import - NY 2030_ON_2020_KnownCap | ON | CH4 Import - NY 2030 | 2020 | Methane | 0 | known | ON
LCP_Inputs_ON_Diverse_2023_04_03 | CH4 Import - NY 2030_ON_2030_KnownCap | ON | CH4 Import - NY 2030 | 2030 | Methane | 0 | known | ON
LCP_Inputs_ON_Diverse_2023_04_03 | CH4 Import - NY 2030_ON_2040_KnownCap | ON | CH4 Import - NY 2030 | 2040 | Methane | 0 | known | ON
LCP_Inputs_ON_Diverse_2023_04_03 | CH4 Import - NY 2030_ON_2050_KnownCap | ON | CH4 Import - NY 2030 | 2050 | Methane | 0 | known | ON
LCP_Inputs_ON_Diverse_2023_04_03 | CH4 Import - NY 2040_ON_2020_KnownCap | ON | CH4 Import - NY 2040 | 2020 | Methane | 0 | known | ON
LCP_Inputs_ON_Diverse_2023_04_03 | CH4 Import - NY 2040_ON_2030_KnownCap | ON | CH4 Import - NY 2040 | 2030 | Methane | 0 | known | ON
LCP_Inputs_ON_Diverse_2023_04_03 | CH4 Import - NY 2040_ON_2040_KnownCap | ON | CH4 Import - NY 2040 | 2040 | Methane | 0 | known | ON
LCP_Inputs_ON_Diverse_2023_04_03 | CH4 Import - NY 2040_ON_2050_KnownCap | ON | CH4 Import - NY 2040 | 2050 | Methane | 0 | known | ON
LCP_Inputs_ON_Diverse_2023_04_03 | CH4 Import - NY 2050_ON_2020_KnownCap | ON | CH4 Import - NY 2050 | 2020 | Methane | 0 | known | ON
LCP_Inputs_ON_Diverse_2023_04_03 | CH4 Import - NY 2050_ON_2030_KnownCap | ON | CH4 Import - NY 2050 | 2030 | Methane | 0 | known | ON
LCP_Inputs_ON_Diverse_2023_04_03 | CH4 Import - NY 2050_ON_2040_KnownCap | ON | CH4 Import - NY 2050 | 2040 | Methane | 0 | known | ON
LCP_Inputs_ON_Diverse_2023_04_03 | CH4 Import - NY 2050_ON_2050_KnownCap | ON | CH4 Import - NY 2050 | 2050 | Methane | 0 | known | ON
LCP_Inputs_ON_Diverse_2023_04_03 | Electrolyser 2020/2030_ON_2020_KnownCap | ON | Electrolyser 2020/2030 | 2020 | Hydrogen | 0 | known | ON
LCP_Inputs_ON_Diverse_2023_04_03 | Electrolyser 2020/2030_ON_2030_KnownCap | ON | Electrolyser 2020/2030 | 2030 | Hydrogen | 0 | known | ON
LCP_Inputs_ON_Diverse_2023_04_03 | Electrolyser 2020/2030_ON_2040_KnownCap | ON | Electrolyser 2020/2030 | 2040 | Hydrogen | 0 | known | ON
LCP_Inputs_ON_Diverse_2023_04_03 | Electrolyser 2020/2030_ON_2050_KnownCap | ON | Electrolyser 2020/2030 | 2050 | Hydrogen | 0 | known | ON
LCP_Inputs_ON_Diverse_2023_04_03 | Electrolyser 2040_ON_2020_KnownCap | ON | Electrolyser 2040 | 2020 | Hydrogen | 0 | known | ON
LCP_Inputs_ON_Diverse_2023_04_03 | Electrolyser 2040_ON_2030_KnownCap | ON | Electrolyser 2040 | 2030 | Hydrogen | 0 | known | ON
LCP_Inputs_ON_Diverse_2023_04_03 | Electrolyser 2040_ON_2040_KnownCap | ON | Electrolyser 2040 | 2040 | Hydrogen | 0 | known | ON
LCP_Inputs_ON_Diverse_2023_04_03 | Electrolyser 2040_ON_2050_KnownCap | ON | Electrolyser 2040 | 2050 | Hydrogen | 0 | known | ON
LCP_Inputs_ON_Diverse_2023_04_03 | Electrolyser 2050_ON_2020_KnownCap | ON | Electrolyser 2050 | 2020 | Hydrogen | 0 | known | ON
LCP_Inputs_ON_Diverse_2023_04_03 | Electrolyser 2050_ON_2030_KnownCap | ON | Electrolyser 2050 | 2030 | Hydrogen | 0 | known | ON
LCP_Inputs_ON_Diverse_2023_04_03 | Electrolyser 2050_ON_2040_KnownCap | ON | Electrolyser 2050 | 2040 | Hydrogen | 0 | known | ON
LCP_Inputs_ON_Diverse_2023_04_03 | Electrolyser 2050_ON_2050_KnownCap | ON | Electrolyser 2050 | 2050 | Hydrogen | 0 | known | ON
LCP_Inputs_ON_Diverse_2023_04_03 | Anaerobic Digestion_ON_2020_KnownCap | ON | Anaerobic Digestion | 2020 | Methane | 0 | known | ON
LCP_Inputs_ON_Diverse_2023_04_03 | Anaerobic Digestion_ON_2030_KnownCap | ON | Anaerobic Digestion | 2030 | Methane | 0 | known | ON
LCP_Inputs_ON_Diverse_2023_04_03 | Anaerobic Digestion_ON_2040_KnownCap | ON | Anaerobic Digestion | 2040 | Methane | 0 | known | ON
LCP_Inputs_ON_Diverse_2023_04_03 | Anaerobic Digestion_ON_2050_KnownCap | ON | Anaerobic Digestion | 2050 | Methane | 0 | known | ON
LCP_Inputs_ON_Diverse_2023_04_03 | CH4 + CCS_ON_2020_KnownCap | ON | CH4 + CCS | 2020 | Methane | 0 | known | ON
LCP_Inputs_ON_Diverse_2023_04_03 | CH4 + CCS_ON_2030_KnownCap | ON | CH4 + CCS | 2030 | Methane | 0 | known | ON
LCP_Inputs_ON_Diverse_2023_04_03 | CH4 + CCS_ON_2040_KnownCap | ON | CH4 + CCS | 2040 | Methane | 0 | known | ON
LCP_Inputs_ON_Diverse_2023_04_03 | CH4 + CCS_ON_2050_KnownCap | ON | CH4 + CCS | 2050 | Methane | 0 | known | ON
LCP_Inputs_ON_Diverse_2023_04_03 | SMR CCS_ON_2020_KnownCap | ON | SMR CCS | 2020 | Hydrogen | 0 | known | ON
LCP_Inputs_ON_Diverse_2023_04_03 | SMR CCS_ON_2030_KnownCap | ON | SMR CCS | 2030 | Hydrogen | 0 | known | ON
LCP_Inputs_ON_Diverse_2023_04_03 | SMR CCS_ON_2040_KnownCap | ON | SMR CCS | 2040 | Hydrogen | 0 | known | ON
LCP_Inputs_ON_Diverse_2023_04_03 | SMR CCS_ON_2050_KnownCap | ON | SMR CCS | 2050 | Hydrogen | 0 | known | ON
LCP_Inputs_ON_Diverse_2023_04_03 | Wind Onshore_QC_2020_KnownCap | QC | Wind Onshore | 2020 | Electricity | 1489 | known | QC
LCP_Inputs_ON_Diverse_2023_04_03 | Wind Onshore_QC_2030_KnownCap | QC | Wind Onshore | 2030 | Electricity | 1489 | known | QC
LCP_Inputs_ON_Diverse_2023_04_03 | Wind Onshore_QC_2040_KnownCap | QC | Wind Onshore | 2040 | Electricity | 1489 | known | QC
LCP_Inputs_ON_Diverse_2023_04_03 | Wind Onshore_QC_2050_KnownCap | QC | Wind Onshore | 2050 | Electricity | 1489 | known | QC
LCP_Inputs_ON_Diverse_2023_04_03 | Wind Offshore_QC_2020_KnownCap | QC | Wind Offshore | 2020 | Electricity | 0 | known | QC
LCP_Inputs_ON_Diverse_2023_04_03 | Wind Offshore_QC_2030_KnownCap | QC | Wind Offshore | 2030 | Electricity | 0 | known | QC
LCP_Inputs_ON_Diverse_2023_04_03 | Wind Offshore_QC_2040_KnownCap | QC | Wind Offshore | 2040 | Electricity | 0 | known | QC
LCP_Inputs_ON_Diverse_2023_04_03 | Wind Offshore_QC_2050_KnownCap | QC | Wind Offshore | 2050 | Electricity | 0 | known | QC
LCP_Inputs_ON_Diverse_2023_04_03 | Solar PV_QC_2020_KnownCap | QC | Solar PV | 2020 | Electricity | 0 | known | QC
LCP_Inputs_ON_Diverse_2023_04_03 | Solar PV_QC_2030_KnownCap | QC | Solar PV | 2030 | Electricity | 0 | known | QC
LCP_Inputs_ON_Diverse_2023_04_03 | Solar PV_QC_2040_KnownCap | QC | Solar PV | 2040 | Electricity | 0 | known | QC
LCP_Inputs_ON_Diverse_2023_04_03 | Solar PV_QC_2050_KnownCap | QC | Solar PV | 2050 | Electricity | 0 | known | QC
LCP_Inputs_ON_Diverse_2023_04_03 | Hydro_QC_2020_KnownCap | QC | Hydro | 2020 | Electricity | 38686 | known | QC
LCP_Inputs_ON_Diverse_2023_04_03 | Hydro_QC_2030_KnownCap | QC | Hydro | 2030 | Electricity | 38686 | known | QC
LCP_Inputs_ON_Diverse_2023_04_03 | Hydro_QC_2040_KnownCap | QC | Hydro | 2040 | Electricity | 38686 | known | QC
LCP_Inputs_ON_Diverse_2023_04_03 | Hydro_QC_2050_KnownCap | QC | Hydro | 2050 | Electricity | 38686 | known | QC
LCP_Inputs_ON_Diverse_2023_04_03 | Hydro Pumped Storage_QC_2020_KnownCap | QC | Hydro Pumped Storage | 2020 | Electricity | 0 | known | QC
LCP_Inputs_ON_Diverse_2023_04_03 | Hydro Pumped Storage_QC_2030_KnownCap | QC | Hydro Pumped Storage | 2030 | Electricity | 0 | known | QC
LCP_Inputs_ON_Diverse_2023_04_03 | Hydro Pumped Storage_QC_2040_KnownCap | QC | Hydro Pumped Storage | 2040 | Electricity | 0 | known | QC
LCP_Inputs_ON_Diverse_2023_04_03 | Hydro Pumped Storage_QC_2050_KnownCap | QC | Hydro Pumped Storage | 2050 | Electricity | 0 | known | QC
LCP_Inputs_ON_Diverse_2023_04_03 | Nuclear_QC_2020_KnownCap | QC | Nuclear | 2020 | Electricity | 0 | known | QC
LCP_Inputs_ON_Diverse_2023_04_03 | Nuclear_QC_2030_KnownCap | QC | Nuclear | 2030 | Electricity | 0 | known | QC
LCP_Inputs_ON_Diverse_2023_04_03 | Nuclear_QC_2040_KnownCap | QC | Nuclear | 2040 | Electricity | 0 | known | QC
LCP_Inputs_ON_Diverse_2023_04_03 | Nuclear_QC_2050_KnownCap | QC | Nuclear | 2050 | Electricity | 0 | known | QC
LCP_Inputs_ON_Diverse_2023_04_03 | Fossil Fuel Thermal (Coal, Peat, Oil)_QC_2020_KnownCap | QC | Fossil Fuel Thermal (Coal, Peat, Oil) | 2020 | Electricity | 0 | known | QC
LCP_Inputs_ON_Diverse_2023_04_03 | Fossil Fuel Thermal (Coal, Peat, Oil)_QC_2030_KnownCap | QC | Fossil Fuel Thermal (Coal, Peat, Oil) | 2030 | Electricity | 0 | known | QC
LCP_Inputs_ON_Diverse_2023_04_03 | Fossil Fuel Thermal (Coal, Peat, Oil)_QC_2040_KnownCap | QC | Fossil Fuel Thermal (Coal, Peat, Oil) | 2040 | Electricity | 0 | known | QC
LCP_Inputs_ON_Diverse_2023_04_03 | Fossil Fuel Thermal (Coal, Peat, Oil)_QC_2050_KnownCap | QC | Fossil Fuel Thermal (Coal, Peat, Oil) | 2050 | Electricity | 0 | known | QC
LCP_Inputs_ON_Diverse_2023_04_03 | O/CCGT - CH4 Existing_QC_2020_KnownCap | QC | O/CCGT - CH4 Existing | 2020 | Electricity | 0 | known | QC
LCP_Inputs_ON_Diverse_2023_04_03 | O/CCGT - CH4 Existing_QC_2030_KnownCap | QC | O/CCGT - CH4 Existing | 2030 | Electricity | 0 | known | QC
LCP_Inputs_ON_Diverse_2023_04_03 | O/CCGT - CH4 Existing_QC_2040_KnownCap | QC | O/CCGT - CH4 Existing | 2040 | Electricity | 0 | known | QC
LCP_Inputs_ON_Diverse_2023_04_03 | O/CCGT - CH4 Existing_QC_2050_KnownCap | QC | O/CCGT - CH4 Existing | 2050 | Electricity | 0 | known | QC
LCP_Inputs_ON_Diverse_2023_04_03 | O/CCGT - CH4 New_QC_2020_KnownCap | QC | O/CCGT - CH4 New | 2020 | Electricity | 0 | known | QC
LCP_Inputs_ON_Diverse_2023_04_03 | O/CCGT - CH4 New_QC_2030_KnownCap | QC | O/CCGT - CH4 New | 2030 | Electricity | 0 | known | QC
LCP_Inputs_ON_Diverse_2023_04_03 | O/CCGT - CH4 New_QC_2040_KnownCap | QC | O/CCGT - CH4 New | 2040 | Electricity | 0 | known | QC
LCP_Inputs_ON_Diverse_2023_04_03 | O/CCGT - CH4 New_QC_2050_KnownCap | QC | O/CCGT - CH4 New | 2050 | Electricity | 0 | known | QC
LCP_Inputs_ON_Diverse_2023_04_03 | O/CCGT - H2 New_QC_2020_KnownCap | QC | O/CCGT - H2 New | 2020 | Electricity | 0 | known | QC
LCP_Inputs_ON_Diverse_2023_04_03 | O/CCGT - H2 New_QC_2030_KnownCap | QC | O/CCGT - H2 New | 2030 | Electricity | 0 | known | QC
LCP_Inputs_ON_Diverse_2023_04_03 | O/CCGT - H2 New_QC_2040_KnownCap | QC | O/CCGT - H2 New | 2040 | Electricity | 0 | known | QC
LCP_Inputs_ON_Diverse_2023_04_03 | O/CCGT - H2 New_QC_2050_KnownCap | QC | O/CCGT - H2 New | 2050 | Electricity | 0 | known | QC
LCP_Inputs_ON_Diverse_2023_04_03 | Biomass_QC_2020_KnownCap | QC | Biomass | 2020 | Electricity | 346 | known | QC
LCP_Inputs_ON_Diverse_2023_04_03 | Biomass_QC_2030_KnownCap | QC | Biomass | 2030 | Electricity | 346 | known | QC
LCP_Inputs_ON_Diverse_2023_04_03 | Biomass_QC_2040_KnownCap | QC | Biomass | 2040 | Electricity | 346 | known | QC
LCP_Inputs_ON_Diverse_2023_04_03 | Biomass_QC_2050_KnownCap | QC | Biomass | 2050 | Electricity | 346 | known | QC
LCP_Inputs_ON_Diverse_2023_04_03 | Battery Storage_QC_2020_KnownCap | QC | Battery Storage | 2020 | Electricity | 0 | known | QC
LCP_Inputs_ON_Diverse_2023_04_03 | Battery Storage_QC_2030_KnownCap | QC | Battery Storage | 2030 | Electricity | 0 | known | QC
LCP_Inputs_ON_Diverse_2023_04_03 | Battery Storage_QC_2040_KnownCap | QC | Battery Storage | 2040 | Electricity | 0 | known | QC
LCP_Inputs_ON_Diverse_2023_04_03 | Battery Storage_QC_2050_KnownCap | QC | Battery Storage | 2050 | Electricity | 0 | known | QC
LCP_Inputs_ON_Diverse_2023_04_03 | Generic - Generator_QC_2020_KnownCap | QC | Generic - Generator | 2020 | Electricity | 0 | known | QC
LCP_Inputs_ON_Diverse_2023_04_03 | Generic - Generator_QC_2030_KnownCap | QC | Generic - Generator | 2030 | Electricity | 0 | known | QC
LCP_Inputs_ON_Diverse_2023_04_03 | Generic - Generator_QC_2040_KnownCap | QC | Generic - Generator | 2040 | Electricity | 0 | known | QC
LCP_Inputs_ON_Diverse_2023_04_03 | Generic - Generator_QC_2050_KnownCap | QC | Generic - Generator | 2050 | Electricity | 0 | known | QC
LCP_Inputs_ON_Diverse_2023_04_03 | CH4 Salt Cavern Storage - ON_QC_2020_KnownCap | QC | CH4 Salt Cavern Storage - ON | 2020 | Methane | 0 | known | QC
LCP_Inputs_ON_Diverse_2023_04_03 | CH4 Salt Cavern Storage - ON_QC_2030_KnownCap | QC | CH4 Salt Cavern Storage - ON | 2030 | Methane | 0 | known | QC
LCP_Inputs_ON_Diverse_2023_04_03 | CH4 Salt Cavern Storage - ON_QC_2040_KnownCap | QC | CH4 Salt Cavern Storage - ON | 2040 | Methane | 0 | known | QC
LCP_Inputs_ON_Diverse_2023_04_03 | CH4 Salt Cavern Storage - ON_QC_2050_KnownCap | QC | CH4 Salt Cavern Storage - ON | 2050 | Methane | 0 | known | QC
LCP_Inputs_ON_Diverse_2023_04_03 | H2 Salt Cavern Storage - ON_QC_2020_KnownCap | QC | H2 Salt Cavern Storage - ON | 2020 | Hydrogen | 0 | known | QC
LCP_Inputs_ON_Diverse_2023_04_03 | H2 Salt Cavern Storage - ON_QC_2030_KnownCap | QC | H2 Salt Cavern Storage - ON | 2030 | Hydrogen | 0 | known | QC
LCP_Inputs_ON_Diverse_2023_04_03 | H2 Salt Cavern Storage - ON_QC_2040_KnownCap | QC | H2 Salt Cavern Storage - ON | 2040 | Hydrogen | 0 | known | QC
LCP_Inputs_ON_Diverse_2023_04_03 | H2 Salt Cavern Storage - ON_QC_2050_KnownCap | QC | H2 Salt Cavern Storage - ON | 2050 | Hydrogen | 0 | known | QC
LCP_Inputs_ON_Diverse_2023_04_03 | H2 Import - QC_QC_2020_KnownCap | QC | H2 Import - QC | 2020 | Hydrogen | 0 | known | QC
LCP_Inputs_ON_Diverse_2023_04_03 | H2 Import - QC_QC_2030_KnownCap | QC | H2 Import - QC | 2030 | Hydrogen | 0 | known | QC
LCP_Inputs_ON_Diverse_2023_04_03 | H2 Import - QC_QC_2040_KnownCap | QC | H2 Import - QC | 2040 | Hydrogen | 0 | known | QC
LCP_Inputs_ON_Diverse_2023_04_03 | H2 Import - QC_QC_2050_KnownCap | QC | H2 Import - QC | 2050 | Hydrogen | 0 | known | QC
LCP_Inputs_ON_Diverse_2023_04_03 | H2 Import - WC_QC_2020_KnownCap | QC | H2 Import - WC | 2020 | Hydrogen | 0 | known | QC
LCP_Inputs_ON_Diverse_2023_04_03 | H2 Import - WC_QC_2030_KnownCap | QC | H2 Import - WC | 2030 | Hydrogen | 0 | known | QC
LCP_Inputs_ON_Diverse_2023_04_03 | H2 Import - WC_QC_2040_KnownCap | QC | H2 Import - WC | 2040 | Hydrogen | 0 | known | QC
LCP_Inputs_ON_Diverse_2023_04_03 | H2 Import - WC_QC_2050_KnownCap | QC | H2 Import - WC | 2050 | Hydrogen | 0 | known | QC
LCP_Inputs_ON_Diverse_2023_04_03 | CH4 Import - WC 2020_QC_2020_KnownCap | QC | CH4 Import - WC 2020 | 2020 | Methane | 0 | known | QC
LCP_Inputs_ON_Diverse_2023_04_03 | CH4 Import - WC 2020_QC_2030_KnownCap | QC | CH4 Import - WC 2020 | 2030 | Methane | 0 | known | QC
LCP_Inputs_ON_Diverse_2023_04_03 | CH4 Import - WC 2020_QC_2040_KnownCap | QC | CH4 Import - WC 2020 | 2040 | Methane | 0 | known | QC
LCP_Inputs_ON_Diverse_2023_04_03 | CH4 Import - WC 2020_QC_2050_KnownCap | QC | CH4 Import - WC 2020 | 2050 | Methane | 0 | known | QC
LCP_Inputs_ON_Diverse_2023_04_03 | CH4 Import - WC 2030_QC_2020_KnownCap | QC | CH4 Import - WC 2030 | 2020 | Methane | 0 | known | QC
LCP_Inputs_ON_Diverse_2023_04_03 | CH4 Import - WC 2030_QC_2030_KnownCap | QC | CH4 Import - WC 2030 | 2030 | Methane | 0 | known | QC
LCP_Inputs_ON_Diverse_2023_04_03 | CH4 Import - WC 2030_QC_2040_KnownCap | QC | CH4 Import - WC 2030 | 2040 | Methane | 0 | known | QC
LCP_Inputs_ON_Diverse_2023_04_03 | CH4 Import - WC 2030_QC_2050_KnownCap | QC | CH4 Import - WC 2030 | 2050 | Methane | 0 | known | QC
LCP_Inputs_ON_Diverse_2023_04_03 | CH4 Import - WC 2040_QC_2020_KnownCap | QC | CH4 Import - WC 2040 | 2020 | Methane | 0 | known | QC
LCP_Inputs_ON_Diverse_2023_04_03 | CH4 Import - WC 2040_QC_2030_KnownCap | QC | CH4 Import - WC 2040 | 2030 | Methane | 0 | known | QC
LCP_Inputs_ON_Diverse_2023_04_03 | CH4 Import - WC 2040_QC_2040_KnownCap | QC | CH4 Import - WC 2040 | 2040 | Methane | 0 | known | QC
LCP_Inputs_ON_Diverse_2023_04_03 | CH4 Import - WC 2040_QC_2050_KnownCap | QC | CH4 Import - WC 2040 | 2050 | Methane | 0 | known | QC
LCP_Inputs_ON_Diverse_2023_04_03 | CH4 Import - WC 2050_QC_2020_KnownCap | QC | CH4 Import - WC 2050 | 2020 | Methane | 0 | known | QC
LCP_Inputs_ON_Diverse_2023_04_03 | CH4 Import - WC 2050_QC_2030_KnownCap | QC | CH4 Import - WC 2050 | 2030 | Methane | 0 | known | QC
LCP_Inputs_ON_Diverse_2023_04_03 | CH4 Import - WC 2050_QC_2040_KnownCap | QC | CH4 Import - WC 2050 | 2040 | Methane | 0 | known | QC
LCP_Inputs_ON_Diverse_2023_04_03 | CH4 Import - WC 2050_QC_2050_KnownCap | QC | CH4 Import - WC 2050 | 2050 | Methane | 0 | known | QC
LCP_Inputs_ON_Diverse_2023_04_03 | CH4 Import - NY 2020_QC_2020_KnownCap | QC | CH4 Import - NY 2020 | 2020 | Methane | 0 | known | QC
LCP_Inputs_ON_Diverse_2023_04_03 | CH4 Import - NY 2020_QC_2030_KnownCap | QC | CH4 Import - NY 2020 | 2030 | Methane | 0 | known | QC
LCP_Inputs_ON_Diverse_2023_04_03 | CH4 Import - NY 2020_QC_2040_KnownCap | QC | CH4 Import - NY 2020 | 2040 | Methane | 0 | known | QC
LCP_Inputs_ON_Diverse_2023_04_03 | CH4 Import - NY 2020_QC_2050_KnownCap | QC | CH4 Import - NY 2020 | 2050 | Methane | 0 | known | QC
LCP_Inputs_ON_Diverse_2023_04_03 | CH4 Import - NY 2030_QC_2020_KnownCap | QC | CH4 Import - NY 2030 | 2020 | Methane | 0 | known | QC
LCP_Inputs_ON_Diverse_2023_04_03 | CH4 Import - NY 2030_QC_2030_KnownCap | QC | CH4 Import - NY 2030 | 2030 | Methane | 0 | known | QC
LCP_Inputs_ON_Diverse_2023_04_03 | CH4 Import - NY 2030_QC_2040_KnownCap | QC | CH4 Import - NY 2030 | 2040 | Methane | 0 | known | QC
LCP_Inputs_ON_Diverse_2023_04_03 | CH4 Import - NY 2030_QC_2050_KnownCap | QC | CH4 Import - NY 2030 | 2050 | Methane | 0 | known | QC
LCP_Inputs_ON_Diverse_2023_04_03 | CH4 Import - NY 2040_QC_2020_KnownCap | QC | CH4 Import - NY 2040 | 2020 | Methane | 0 | known | QC
LCP_Inputs_ON_Diverse_2023_04_03 | CH4 Import - NY 2040_QC_2030_KnownCap | QC | CH4 Import - NY 2040 | 2030 | Methane | 0 | known | QC
LCP_Inputs_ON_Diverse_2023_04_03 | CH4 Import - NY 2040_QC_2040_KnownCap | QC | CH4 Import - NY 2040 | 2040 | Methane | 0 | known | QC
LCP_Inputs_ON_Diverse_2023_04_03 | CH4 Import - NY 2040_QC_2050_KnownCap | QC | CH4 Import - NY 2040 | 2050 | Methane | 0 | known | QC
LCP_Inputs_ON_Diverse_2023_04_03 | CH4 Import - NY 2050_QC_2020_KnownCap | QC | CH4 Import - NY 2050 | 2020 | Methane | 0 | known | QC
LCP_Inputs_ON_Diverse_2023_04_03 | CH4 Import - NY 2050_QC_2030_KnownCap | QC | CH4 Import - NY 2050 | 2030 | Methane | 0 | known | QC
LCP_Inputs_ON_Diverse_2023_04_03 | CH4 Import - NY 2050_QC_2040_KnownCap | QC | CH4 Import - NY 2050 | 2040 | Methane | 0 | known | QC
LCP_Inputs_ON_Diverse_2023_04_03 | CH4 Import - NY 2050_QC_2050_KnownCap | QC | CH4 Import - NY 2050 | 2050 | Methane | 0 | known | QC
LCP_Inputs_ON_Diverse_2023_04_03 | Electrolyser 2020/2030_QC_2020_KnownCap | QC | Electrolyser 2020/2030 | 2020 | Hydrogen | 0 | known | QC
LCP_Inputs_ON_Diverse_2023_04_03 | Electrolyser 2020/2030_QC_2030_KnownCap | QC | Electrolyser 2020/2030 | 2030 | Hydrogen | 0 | known | QC
LCP_Inputs_ON_Diverse_2023_04_03 | Electrolyser 2020/2030_QC_2040_KnownCap | QC | Electrolyser 2020/2030 | 2040 | Hydrogen | 0 | known | QC
LCP_Inputs_ON_Diverse_2023_04_03 | Electrolyser 2020/2030_QC_2050_KnownCap | QC | Electrolyser 2020/2030 | 2050 | Hydrogen | 0 | known | QC
LCP_Inputs_ON_Diverse_2023_04_03 | Electrolyser 2040_QC_2020_KnownCap | QC | Electrolyser 2040 | 2020 | Hydrogen | 0 | known | QC
LCP_Inputs_ON_Diverse_2023_04_03 | Electrolyser 2040_QC_2030_KnownCap | QC | Electrolyser 2040 | 2030 | Hydrogen | 0 | known | QC
LCP_Inputs_ON_Diverse_2023_04_03 | Electrolyser 2040_QC_2040_KnownCap | QC | Electrolyser 2040 | 2040 | Hydrogen | 0 | known | QC
LCP_Inputs_ON_Diverse_2023_04_03 | Electrolyser 2040_QC_2050_KnownCap | QC | Electrolyser 2040 | 2050 | Hydrogen | 0 | known | QC
LCP_Inputs_ON_Diverse_2023_04_03 | Electrolyser 2050_QC_2020_KnownCap | QC | Electrolyser 2050 | 2020 | Hydrogen | 0 | known | QC
LCP_Inputs_ON_Diverse_2023_04_03 | Electrolyser 2050_QC_2030_KnownCap | QC | Electrolyser 2050 | 2030 | Hydrogen | 0 | known | QC
LCP_Inputs_ON_Diverse_2023_04_03 | Electrolyser 2050_QC_2040_KnownCap | QC | Electrolyser 2050 | 2040 | Hydrogen | 0 | known | QC
LCP_Inputs_ON_Diverse_2023_04_03 | Electrolyser 2050_QC_2050_KnownCap | QC | Electrolyser 2050 | 2050 | Hydrogen | 0 | known | QC
LCP_Inputs_ON_Diverse_2023_04_03 | Anaerobic Digestion_QC_2020_KnownCap | QC | Anaerobic Digestion | 2020 | Methane | 0 | known | QC
LCP_Inputs_ON_Diverse_2023_04_03 | Anaerobic Digestion_QC_2030_KnownCap | QC | Anaerobic Digestion | 2030 | Methane | 0 | known | QC
LCP_Inputs_ON_Diverse_2023_04_03 | Anaerobic Digestion_QC_2040_KnownCap | QC | Anaerobic Digestion | 2040 | Methane | 0 | known | QC
LCP_Inputs_ON_Diverse_2023_04_03 | Anaerobic Digestion_QC_2050_KnownCap | QC | Anaerobic Digestion | 2050 | Methane | 0 | known | QC
LCP_Inputs_ON_Diverse_2023_04_03 | CH4 + CCS_QC_2020_KnownCap | QC | CH4 + CCS | 2020 | Methane | 0 | known | QC
LCP_Inputs_ON_Diverse_2023_04_03 | CH4 + CCS_QC_2030_KnownCap | QC | CH4 + CCS | 2030 | Methane | 0 | known | QC
LCP_Inputs_ON_Diverse_2023_04_03 | CH4 + CCS_QC_2040_KnownCap | QC | CH4 + CCS | 2040 | Methane | 0 | known | QC
LCP_Inputs_ON_Diverse_2023_04_03 | CH4 + CCS_QC_2050_KnownCap | QC | CH4 + CCS | 2050 | Methane | 0 | known | QC
LCP_Inputs_ON_Diverse_2023_04_03 | SMR CCS_QC_2020_KnownCap | QC | SMR CCS | 2020 | Hydrogen | 0 | known | QC
LCP_Inputs_ON_Diverse_2023_04_03 | SMR CCS_QC_2030_KnownCap | QC | SMR CCS | 2030 | Hydrogen | 0 | known | QC
LCP_Inputs_ON_Diverse_2023_04_03 | SMR CCS_QC_2040_KnownCap | QC | SMR CCS | 2040 | Hydrogen | 0 | known | QC
LCP_Inputs_ON_Diverse_2023_04_03 | SMR CCS_QC_2050_KnownCap | QC | SMR CCS | 2050 | Hydrogen | 0 | known | QC
LCP_Inputs_ON_Diverse_2023_04_03 | Wind Onshore_WC_2020_KnownCap | WC | Wind Onshore | 2020 | Electricity | 239 | known | WC
LCP_Inputs_ON_Diverse_2023_04_03 | Wind Onshore_WC_2030_KnownCap | WC | Wind Onshore | 2030 | Electricity | 239 | known | WC
LCP_Inputs_ON_Diverse_2023_04_03 | Wind Onshore_WC_2040_KnownCap | WC | Wind Onshore | 2040 | Electricity | 1239 | known | WC
LCP_Inputs_ON_Diverse_2023_04_03 | Wind Onshore_WC_2050_KnownCap | WC | Wind Onshore | 2050 | Electricity | 2239 | known | WC
LCP_Inputs_ON_Diverse_2023_04_03 | Wind Offshore_WC_2020_KnownCap | WC | Wind Offshore | 2020 | Electricity | 0 | known | WC
LCP_Inputs_ON_Diverse_2023_04_03 | Wind Offshore_WC_2030_KnownCap | WC | Wind Offshore | 2030 | Electricity | 0 | known | WC
LCP_Inputs_ON_Diverse_2023_04_03 | Wind Offshore_WC_2040_KnownCap | WC | Wind Offshore | 2040 | Electricity | 0 | known | WC
LCP_Inputs_ON_Diverse_2023_04_03 | Wind Offshore_WC_2050_KnownCap | WC | Wind Offshore | 2050 | Electricity | 0 | known | WC
LCP_Inputs_ON_Diverse_2023_04_03 | Solar PV_WC_2020_KnownCap | WC | Solar PV | 2020 | Electricity | 0 | known | WC
LCP_Inputs_ON_Diverse_2023_04_03 | Solar PV_WC_2030_KnownCap | WC | Solar PV | 2030 | Electricity | 0 | known | WC
LCP_Inputs_ON_Diverse_2023_04_03 | Solar PV_WC_2040_KnownCap | WC | Solar PV | 2040 | Electricity | 0 | known | WC
LCP_Inputs_ON_Diverse_2023_04_03 | Solar PV_WC_2050_KnownCap | WC | Solar PV | 2050 | Electricity | 0 | known | WC
LCP_Inputs_ON_Diverse_2023_04_03 | Hydro_WC_2020_KnownCap | WC | Hydro | 2020 | Electricity | 6045.7 | known | WC
LCP_Inputs_ON_Diverse_2023_04_03 | Hydro_WC_2030_KnownCap | WC | Hydro | 2030 | Electricity | 6641.7 | known | WC
LCP_Inputs_ON_Diverse_2023_04_03 | Hydro_WC_2040_KnownCap | WC | Hydro | 2040 | Electricity | 6641.7 | known | WC
LCP_Inputs_ON_Diverse_2023_04_03 | Hydro_WC_2050_KnownCap | WC | Hydro | 2050 | Electricity | 6641.7 | known | WC
LCP_Inputs_ON_Diverse_2023_04_03 | Hydro Pumped Storage_WC_2020_KnownCap | WC | Hydro Pumped Storage | 2020 | Electricity | 0 | known | WC
LCP_Inputs_ON_Diverse_2023_04_03 | Hydro Pumped Storage_WC_2030_KnownCap | WC | Hydro Pumped Storage | 2030 | Electricity | 0 | known | WC
LCP_Inputs_ON_Diverse_2023_04_03 | Hydro Pumped Storage_WC_2040_KnownCap | WC | Hydro Pumped Storage | 2040 | Electricity | 0 | known | WC
LCP_Inputs_ON_Diverse_2023_04_03 | Hydro Pumped Storage_WC_2050_KnownCap | WC | Hydro Pumped Storage | 2050 | Electricity | 0 | known | WC
LCP_Inputs_ON_Diverse_2023_04_03 | Nuclear_WC_2020_KnownCap | WC | Nuclear | 2020 | Electricity | 0 | known | WC
LCP_Inputs_ON_Diverse_2023_04_03 | Nuclear_WC_2030_KnownCap | WC | Nuclear | 2030 | Electricity | 0 | known | WC
LCP_Inputs_ON_Diverse_2023_04_03 | Nuclear_WC_2040_KnownCap | WC | Nuclear | 2040 | Electricity | 0 | known | WC
LCP_Inputs_ON_Diverse_2023_04_03 | Nuclear_WC_2050_KnownCap | WC | Nuclear | 2050 | Electricity | 0 | known | WC
LCP_Inputs_ON_Diverse_2023_04_03 | Fossil Fuel Thermal (Coal, Peat, Oil)_WC_2020_KnownCap | WC | Fossil Fuel Thermal (Coal, Peat, Oil) | 2020 | Electricity | 0 | known | WC
LCP_Inputs_ON_Diverse_2023_04_03 | Fossil Fuel Thermal (Coal, Peat, Oil)_WC_2030_KnownCap | WC | Fossil Fuel Thermal (Coal, Peat, Oil) | 2030 | Electricity | 0 | known | WC
LCP_Inputs_ON_Diverse_2023_04_03 | Fossil Fuel Thermal (Coal, Peat, Oil)_WC_2040_KnownCap | WC | Fossil Fuel Thermal (Coal, Peat, Oil) | 2040 | Electricity | 0 | known | WC
LCP_Inputs_ON_Diverse_2023_04_03 | Fossil Fuel Thermal (Coal, Peat, Oil)_WC_2050_KnownCap | WC | Fossil Fuel Thermal (Coal, Peat, Oil) | 2050 | Electricity | 0 | known | WC
LCP_Inputs_ON_Diverse_2023_04_03 | O/CCGT - CH4 Existing_WC_2020_KnownCap | WC | O/CCGT - CH4 Existing | 2020 | Electricity | 0 | known | WC
LCP_Inputs_ON_Diverse_2023_04_03 | O/CCGT - CH4 Existing_WC_2030_KnownCap | WC | O/CCGT - CH4 Existing | 2030 | Electricity | 0 | known | WC
LCP_Inputs_ON_Diverse_2023_04_03 | O/CCGT - CH4 Existing_WC_2040_KnownCap | WC | O/CCGT - CH4 Existing | 2040 | Electricity | 0 | known | WC
LCP_Inputs_ON_Diverse_2023_04_03 | O/CCGT - CH4 Existing_WC_2050_KnownCap | WC | O/CCGT - CH4 Existing | 2050 | Electricity | 0 | known | WC
LCP_Inputs_ON_Diverse_2023_04_03 | O/CCGT - CH4 New_WC_2020_KnownCap | WC | O/CCGT - CH4 New | 2020 | Electricity | 0 | known | WC
LCP_Inputs_ON_Diverse_2023_04_03 | O/CCGT - CH4 New_WC_2030_KnownCap | WC | O/CCGT - CH4 New | 2030 | Electricity | 0 | known | WC
LCP_Inputs_ON_Diverse_2023_04_03 | O/CCGT - CH4 New_WC_2040_KnownCap | WC | O/CCGT - CH4 New | 2040 | Electricity | 0 | known | WC
LCP_Inputs_ON_Diverse_2023_04_03 | O/CCGT - CH4 New_WC_2050_KnownCap | WC | O/CCGT - CH4 New | 2050 | Electricity | 0 | known | WC
LCP_Inputs_ON_Diverse_2023_04_03 | O/CCGT - H2 New_WC_2020_KnownCap | WC | O/CCGT - H2 New | 2020 | Electricity | 0 | known | WC
LCP_Inputs_ON_Diverse_2023_04_03 | O/CCGT - H2 New_WC_2030_KnownCap | WC | O/CCGT - H2 New | 2030 | Electricity | 0 | known | WC
LCP_Inputs_ON_Diverse_2023_04_03 | O/CCGT - H2 New_WC_2040_KnownCap | WC | O/CCGT - H2 New | 2040 | Electricity | 0 | known | WC
LCP_Inputs_ON_Diverse_2023_04_03 | O/CCGT - H2 New_WC_2050_KnownCap | WC | O/CCGT - H2 New | 2050 | Electricity | 0 | known | WC
LCP_Inputs_ON_Diverse_2023_04_03 | Biomass_WC_2020_KnownCap | WC | Biomass | 2020 | Electricity | 0 | known | WC
LCP_Inputs_ON_Diverse_2023_04_03 | Biomass_WC_2030_KnownCap | WC | Biomass | 2030 | Electricity | 0 | known | WC
LCP_Inputs_ON_Diverse_2023_04_03 | Biomass_WC_2040_KnownCap | WC | Biomass | 2040 | Electricity | 0 | known | WC
LCP_Inputs_ON_Diverse_2023_04_03 | Biomass_WC_2050_KnownCap | WC | Biomass | 2050 | Electricity | 0 | known | WC
LCP_Inputs_ON_Diverse_2023_04_03 | Battery Storage_WC_2020_KnownCap | WC | Battery Storage | 2020 | Electricity | 0 | known | WC
LCP_Inputs_ON_Diverse_2023_04_03 | Battery Storage_WC_2030_KnownCap | WC | Battery Storage | 2030 | Electricity | 0 | known | WC
LCP_Inputs_ON_Diverse_2023_04_03 | Battery Storage_WC_2040_KnownCap | WC | Battery Storage | 2040 | Electricity | 0 | known | WC
LCP_Inputs_ON_Diverse_2023_04_03 | Battery Storage_WC_2050_KnownCap | WC | Battery Storage | 2050 | Electricity | 0 | known | WC
LCP_Inputs_ON_Diverse_2023_04_03 | Generic - Generator_WC_2020_KnownCap | WC | Generic - Generator | 2020 | Electricity | 22.8 | known | WC
LCP_Inputs_ON_Diverse_2023_04_03 | Generic - Generator_WC_2030_KnownCap | WC | Generic - Generator | 2030 | Electricity | 22.8 | known | WC
LCP_Inputs_ON_Diverse_2023_04_03 | Generic - Generator_WC_2040_KnownCap | WC | Generic - Generator | 2040 | Electricity | 0 | known | WC
LCP_Inputs_ON_Diverse_2023_04_03 | Generic - Generator_WC_2050_KnownCap | WC | Generic - Generator | 2050 | Electricity | 0 | known | WC
LCP_Inputs_ON_Diverse_2023_04_03 | CH4 Salt Cavern Storage - ON_WC_2020_KnownCap | WC | CH4 Salt Cavern Storage - ON | 2020 | Methane | 0 | known | WC
LCP_Inputs_ON_Diverse_2023_04_03 | CH4 Salt Cavern Storage - ON_WC_2030_KnownCap | WC | CH4 Salt Cavern Storage - ON | 2030 | Methane | 0 | known | WC
LCP_Inputs_ON_Diverse_2023_04_03 | CH4 Salt Cavern Storage - ON_WC_2040_KnownCap | WC | CH4 Salt Cavern Storage - ON | 2040 | Methane | 0 | known | WC
LCP_Inputs_ON_Diverse_2023_04_03 | CH4 Salt Cavern Storage - ON_WC_2050_KnownCap | WC | CH4 Salt Cavern Storage - ON | 2050 | Methane | 0 | known | WC
LCP_Inputs_ON_Diverse_2023_04_03 | H2 Salt Cavern Storage - ON_WC_2020_KnownCap | WC | H2 Salt Cavern Storage - ON | 2020 | Hydrogen | 0 | known | WC
LCP_Inputs_ON_Diverse_2023_04_03 | H2 Salt Cavern Storage - ON_WC_2030_KnownCap | WC | H2 Salt Cavern Storage - ON | 2030 | Hydrogen | 0 | known | WC
LCP_Inputs_ON_Diverse_2023_04_03 | H2 Salt Cavern Storage - ON_WC_2040_KnownCap | WC | H2 Salt Cavern Storage - ON | 2040 | Hydrogen | 0 | known | WC
LCP_Inputs_ON_Diverse_2023_04_03 | H2 Salt Cavern Storage - ON_WC_2050_KnownCap | WC | H2 Salt Cavern Storage - ON | 2050 | Hydrogen | 0 | known | WC
LCP_Inputs_ON_Diverse_2023_04_03 | H2 Import - QC_WC_2020_KnownCap | WC | H2 Import - QC | 2020 | Hydrogen | 0 | known | WC
LCP_Inputs_ON_Diverse_2023_04_03 | H2 Import - QC_WC_2030_KnownCap | WC | H2 Import - QC | 2030 | Hydrogen | 0 | known | WC
LCP_Inputs_ON_Diverse_2023_04_03 | H2 Import - QC_WC_2040_KnownCap | WC | H2 Import - QC | 2040 | Hydrogen | 0 | known | WC
LCP_Inputs_ON_Diverse_2023_04_03 | H2 Import - QC_WC_2050_KnownCap | WC | H2 Import - QC | 2050 | Hydrogen | 0 | known | WC
LCP_Inputs_ON_Diverse_2023_04_03 | H2 Import - WC_WC_2020_KnownCap | WC | H2 Import - WC | 2020 | Hydrogen | 0 | known | WC
LCP_Inputs_ON_Diverse_2023_04_03 | H2 Import - WC_WC_2030_KnownCap | WC | H2 Import - WC | 2030 | Hydrogen | 0 | known | WC
LCP_Inputs_ON_Diverse_2023_04_03 | H2 Import - WC_WC_2040_KnownCap | WC | H2 Import - WC | 2040 | Hydrogen | 0 | known | WC
LCP_Inputs_ON_Diverse_2023_04_03 | H2 Import - WC_WC_2050_KnownCap | WC | H2 Import - WC | 2050 | Hydrogen | 0 | known | WC
LCP_Inputs_ON_Diverse_2023_04_03 | CH4 Import - WC 2020_WC_2020_KnownCap | WC | CH4 Import - WC 2020 | 2020 | Methane | 100000000 | known | WC
LCP_Inputs_ON_Diverse_2023_04_03 | CH4 Import - WC 2020_WC_2030_KnownCap | WC | CH4 Import - WC 2020 | 2030 | Methane | 0 | known | WC
LCP_Inputs_ON_Diverse_2023_04_03 | CH4 Import - WC 2020_WC_2040_KnownCap | WC | CH4 Import - WC 2020 | 2040 | Methane | 0 | known | WC
LCP_Inputs_ON_Diverse_2023_04_03 | CH4 Import - WC 2020_WC_2050_KnownCap | WC | CH4 Import - WC 2020 | 2050 | Methane | 0 | known | WC
LCP_Inputs_ON_Diverse_2023_04_03 | CH4 Import - WC 2030_WC_2020_KnownCap | WC | CH4 Import - WC 2030 | 2020 | Methane | 0 | known | WC
LCP_Inputs_ON_Diverse_2023_04_03 | CH4 Import - WC 2030_WC_2030_KnownCap | WC | CH4 Import - WC 2030 | 2030 | Methane | 100000000 | known | WC
LCP_Inputs_ON_Diverse_2023_04_03 | CH4 Import - WC 2030_WC_2040_KnownCap | WC | CH4 Import - WC 2030 | 2040 | Methane | 0 | known | WC
LCP_Inputs_ON_Diverse_2023_04_03 | CH4 Import - WC 2030_WC_2050_KnownCap | WC | CH4 Import - WC 2030 | 2050 | Methane | 0 | known | WC
LCP_Inputs_ON_Diverse_2023_04_03 | CH4 Import - WC 2040_WC_2020_KnownCap | WC | CH4 Import - WC 2040 | 2020 | Methane | 0 | known | WC
LCP_Inputs_ON_Diverse_2023_04_03 | CH4 Import - WC 2040_WC_2030_KnownCap | WC | CH4 Import - WC 2040 | 2030 | Methane | 0 | known | WC
LCP_Inputs_ON_Diverse_2023_04_03 | CH4 Import - WC 2040_WC_2040_KnownCap | WC | CH4 Import - WC 2040 | 2040 | Methane | 100000000 | known | WC
LCP_Inputs_ON_Diverse_2023_04_03 | CH4 Import - WC 2040_WC_2050_KnownCap | WC | CH4 Import - WC 2040 | 2050 | Methane | 0 | known | WC
LCP_Inputs_ON_Diverse_2023_04_03 | CH4 Import - WC 2050_WC_2020_KnownCap | WC | CH4 Import - WC 2050 | 2020 | Methane | 0 | known | WC
LCP_Inputs_ON_Diverse_2023_04_03 | CH4 Import - WC 2050_WC_2030_KnownCap | WC | CH4 Import - WC 2050 | 2030 | Methane | 0 | known | WC
LCP_Inputs_ON_Diverse_2023_04_03 | CH4 Import - WC 2050_WC_2040_KnownCap | WC | CH4 Import - WC 2050 | 2040 | Methane | 0 | known | WC
LCP_Inputs_ON_Diverse_2023_04_03 | CH4 Import - WC 2050_WC_2050_KnownCap | WC | CH4 Import - WC 2050 | 2050 | Methane | 100000000 | known | WC
LCP_Inputs_ON_Diverse_2023_04_03 | CH4 Import - NY 2020_WC_2020_KnownCap | WC | CH4 Import - NY 2020 | 2020 | Methane | 0 | known | WC
LCP_Inputs_ON_Diverse_2023_04_03 | CH4 Import - NY 2020_WC_2030_KnownCap | WC | CH4 Import - NY 2020 | 2030 | Methane | 0 | known | WC
LCP_Inputs_ON_Diverse_2023_04_03 | CH4 Import - NY 2020_WC_2040_KnownCap | WC | CH4 Import - NY 2020 | 2040 | Methane | 0 | known | WC
LCP_Inputs_ON_Diverse_2023_04_03 | CH4 Import - NY 2020_WC_2050_KnownCap | WC | CH4 Import - NY 2020 | 2050 | Methane | 0 | known | WC
LCP_Inputs_ON_Diverse_2023_04_03 | CH4 Import - NY 2030_WC_2020_KnownCap | WC | CH4 Import - NY 2030 | 2020 | Methane | 0 | known | WC
LCP_Inputs_ON_Diverse_2023_04_03 | CH4 Import - NY 2030_WC_2030_KnownCap | WC | CH4 Import - NY 2030 | 2030 | Methane | 0 | known | WC
LCP_Inputs_ON_Diverse_2023_04_03 | CH4 Import - NY 2030_WC_2040_KnownCap | WC | CH4 Import - NY 2030 | 2040 | Methane | 0 | known | WC
LCP_Inputs_ON_Diverse_2023_04_03 | CH4 Import - NY 2030_WC_2050_KnownCap | WC | CH4 Import - NY 2030 | 2050 | Methane | 0 | known | WC
LCP_Inputs_ON_Diverse_2023_04_03 | CH4 Import - NY 2040_WC_2020_KnownCap | WC | CH4 Import - NY 2040 | 2020 | Methane | 0 | known | WC
LCP_Inputs_ON_Diverse_2023_04_03 | CH4 Import - NY 2040_WC_2030_KnownCap | WC | CH4 Import - NY 2040 | 2030 | Methane | 0 | known | WC
LCP_Inputs_ON_Diverse_2023_04_03 | CH4 Import - NY 2040_WC_2040_KnownCap | WC | CH4 Import - NY 2040 | 2040 | Methane | 0 | known | WC
LCP_Inputs_ON_Diverse_2023_04_03 | CH4 Import - NY 2040_WC_2050_KnownCap | WC | CH4 Import - NY 2040 | 2050 | Methane | 0 | known | WC
LCP_Inputs_ON_Diverse_2023_04_03 | CH4 Import - NY 2050_WC_2020_KnownCap | WC | CH4 Import - NY 2050 | 2020 | Methane | 0 | known | WC
LCP_Inputs_ON_Diverse_2023_04_03 | CH4 Import - NY 2050_WC_2030_KnownCap | WC | CH4 Import - NY 2050 | 2030 | Methane | 0 | known | WC
LCP_Inputs_ON_Diverse_2023_04_03 | CH4 Import - NY 2050_WC_2040_KnownCap | WC | CH4 Import - NY 2050 | 2040 | Methane | 0 | known | WC
LCP_Inputs_ON_Diverse_2023_04_03 | CH4 Import - NY 2050_WC_2050_KnownCap | WC | CH4 Import - NY 2050 | 2050 | Methane | 0 | known | WC
LCP_Inputs_ON_Diverse_2023_04_03 | Electrolyser 2020/2030_WC_2020_KnownCap | WC | Electrolyser 2020/2030 | 2020 | Hydrogen | 0 | known | WC
LCP_Inputs_ON_Diverse_2023_04_03 | Electrolyser 2020/2030_WC_2030_KnownCap | WC | Electrolyser 2020/2030 | 2030 | Hydrogen | 0 | known | WC
LCP_Inputs_ON_Diverse_2023_04_03 | Electrolyser 2020/2030_WC_2040_KnownCap | WC | Electrolyser 2020/2030 | 2040 | Hydrogen | 0 | known | WC
LCP_Inputs_ON_Diverse_2023_04_03 | Electrolyser 2020/2030_WC_2050_KnownCap | WC | Electrolyser 2020/2030 | 2050 | Hydrogen | 0 | known | WC
LCP_Inputs_ON_Diverse_2023_04_03 | Electrolyser 2040_WC_2020_KnownCap | WC | Electrolyser 2040 | 2020 | Hydrogen | 0 | known | WC
LCP_Inputs_ON_Diverse_2023_04_03 | Electrolyser 2040_WC_2030_KnownCap | WC | Electrolyser 2040 | 2030 | Hydrogen | 0 | known | WC
LCP_Inputs_ON_Diverse_2023_04_03 | Electrolyser 2040_WC_2040_KnownCap | WC | Electrolyser 2040 | 2040 | Hydrogen | 0 | known | WC
LCP_Inputs_ON_Diverse_2023_04_03 | Electrolyser 2040_WC_2050_KnownCap | WC | Electrolyser 2040 | 2050 | Hydrogen | 0 | known | WC
LCP_Inputs_ON_Diverse_2023_04_03 | Electrolyser 2050_WC_2020_KnownCap | WC | Electrolyser 2050 | 2020 | Hydrogen | 0 | known | WC
LCP_Inputs_ON_Diverse_2023_04_03 | Electrolyser 2050_WC_2030_KnownCap | WC | Electrolyser 2050 | 2030 | Hydrogen | 0 | known | WC
LCP_Inputs_ON_Diverse_2023_04_03 | Electrolyser 2050_WC_2040_KnownCap | WC | Electrolyser 2050 | 2040 | Hydrogen | 0 | known | WC
LCP_Inputs_ON_Diverse_2023_04_03 | Electrolyser 2050_WC_2050_KnownCap | WC | Electrolyser 2050 | 2050 | Hydrogen | 0 | known | WC
LCP_Inputs_ON_Diverse_2023_04_03 | Anaerobic Digestion_WC_2020_KnownCap | WC | Anaerobic Digestion | 2020 | Methane | 0 | known | WC
LCP_Inputs_ON_Diverse_2023_04_03 | Anaerobic Digestion_WC_2030_KnownCap | WC | Anaerobic Digestion | 2030 | Methane | 0 | known | WC
LCP_Inputs_ON_Diverse_2023_04_03 | Anaerobic Digestion_WC_2040_KnownCap | WC | Anaerobic Digestion | 2040 | Methane | 0 | known | WC
LCP_Inputs_ON_Diverse_2023_04_03 | Anaerobic Digestion_WC_2050_KnownCap | WC | Anaerobic Digestion | 2050 | Methane | 0 | known | WC
LCP_Inputs_ON_Diverse_2023_04_03 | CH4 + CCS_WC_2020_KnownCap | WC | CH4 + CCS | 2020 | Methane | 0 | known | WC
LCP_Inputs_ON_Diverse_2023_04_03 | CH4 + CCS_WC_2030_KnownCap | WC | CH4 + CCS | 2030 | Methane | 0 | known | WC
LCP_Inputs_ON_Diverse_2023_04_03 | CH4 + CCS_WC_2040_KnownCap | WC | CH4 + CCS | 2040 | Methane | 0 | known | WC
LCP_Inputs_ON_Diverse_2023_04_03 | CH4 + CCS_WC_2050_KnownCap | WC | CH4 + CCS | 2050 | Methane | 0 | known | WC
LCP_Inputs_ON_Diverse_2023_04_03 | SMR CCS_WC_2020_KnownCap | WC | SMR CCS | 2020 | Hydrogen | 0 | known | WC
LCP_Inputs_ON_Diverse_2023_04_03 | SMR CCS_WC_2030_KnownCap | WC | SMR CCS | 2030 | Hydrogen | 0 | known | WC
LCP_Inputs_ON_Diverse_2023_04_03 | SMR CCS_WC_2040_KnownCap | WC | SMR CCS | 2040 | Hydrogen | 0 | known | WC
LCP_Inputs_ON_Diverse_2023_04_03 | SMR CCS_WC_2050_KnownCap | WC | SMR CCS | 2050 | Hydrogen | 0 | known | WC
LCP_Inputs_ON_Diverse_2023_04_03 | Wind Onshore_NY_2020_KnownCap | NY | Wind Onshore | 2020 | Electricity | 2672.67 | known | NY
LCP_Inputs_ON_Diverse_2023_04_03 | Wind Onshore_NY_2030_KnownCap | NY | Wind Onshore | 2030 | Electricity | 7637.67 | known | NY
LCP_Inputs_ON_Diverse_2023_04_03 | Wind Onshore_NY_2040_KnownCap | NY | Wind Onshore | 2040 | Electricity | 10077.67 | known | NY
LCP_Inputs_ON_Diverse_2023_04_03 | Wind Onshore_NY_2050_KnownCap | NY | Wind Onshore | 2050 | Electricity | 10395.67 | known | NY
LCP_Inputs_ON_Diverse_2023_04_03 | Wind Offshore_NY_2020_KnownCap | NY | Wind Offshore | 2020 | Electricity | 0 | known | NY
LCP_Inputs_ON_Diverse_2023_04_03 | Wind Offshore_NY_2030_KnownCap | NY | Wind Offshore | 2030 | Electricity | 3526 | known | NY
LCP_Inputs_ON_Diverse_2023_04_03 | Wind Offshore_NY_2040_KnownCap | NY | Wind Offshore | 2040 | Electricity | 8326 | known | NY
LCP_Inputs_ON_Diverse_2023_04_03 | Wind Offshore_NY_2050_KnownCap | NY | Wind Offshore | 2050 | Electricity | 14688 | known | NY
LCP_Inputs_ON_Diverse_2023_04_03 | Solar PV_NY_2020_KnownCap | NY | Solar PV | 2020 | Electricity | 8330.02 | known | NY
LCP_Inputs_ON_Diverse_2023_04_03 | Solar PV_NY_2030_KnownCap | NY | Solar PV | 2030 | Electricity | 16227.02 | known | NY
LCP_Inputs_ON_Diverse_2023_04_03 | Solar PV_NY_2040_KnownCap | NY | Solar PV | 2040 | Electricity | 22282.02 | known | NY
LCP_Inputs_ON_Diverse_2023_04_03 | Solar PV_NY_2050_KnownCap | NY | Solar PV | 2050 | Electricity | 23448.02 | known | NY
LCP_Inputs_ON_Diverse_2023_04_03 | Hydro_NY_2020_KnownCap | NY | Hydro | 2020 | Electricity | 5000.197 | known | NY
LCP_Inputs_ON_Diverse_2023_04_03 | Hydro_NY_2030_KnownCap | NY | Hydro | 2030 | Electricity | 5011.197 | known | NY
LCP_Inputs_ON_Diverse_2023_04_03 | Hydro_NY_2040_KnownCap | NY | Hydro | 2040 | Electricity | 5011.197 | known | NY
LCP_Inputs_ON_Diverse_2023_04_03 | Hydro_NY_2050_KnownCap | NY | Hydro | 2050 | Electricity | 5011.197 | known | NY
LCP_Inputs_ON_Diverse_2023_04_03 | Hydro Pumped Storage_NY_2020_KnownCap | NY | Hydro Pumped Storage | 2020 | Electricity | 1412.9 | known | NY
LCP_Inputs_ON_Diverse_2023_04_03 | Hydro Pumped Storage_NY_2030_KnownCap | NY | Hydro Pumped Storage | 2030 | Electricity | 1412.9 | known | NY
LCP_Inputs_ON_Diverse_2023_04_03 | Hydro Pumped Storage_NY_2040_KnownCap | NY | Hydro Pumped Storage | 2040 | Electricity | 1412.9 | known | NY
LCP_Inputs_ON_Diverse_2023_04_03 | Hydro Pumped Storage_NY_2050_KnownCap | NY | Hydro Pumped Storage | 2050 | Electricity | 1412.9 | known | NY
LCP_Inputs_ON_Diverse_2023_04_03 | Nuclear_NY_2020_KnownCap | NY | Nuclear | 2020 | Electricity | 3344.6 | known | NY
LCP_Inputs_ON_Diverse_2023_04_03 | Nuclear_NY_2030_KnownCap | NY | Nuclear | 2030 | Electricity | 3344.6 | known | NY
LCP_Inputs_ON_Diverse_2023_04_03 | Nuclear_NY_2040_KnownCap | NY | Nuclear | 2040 | Electricity | 3344.6 | known | NY
LCP_Inputs_ON_Diverse_2023_04_03 | Nuclear_NY_2050_KnownCap | NY | Nuclear | 2050 | Electricity | 3344.6 | known | NY
LCP_Inputs_ON_Diverse_2023_04_03 | Fossil Fuel Thermal (Coal, Peat, Oil)_NY_2020_KnownCap | NY | Fossil Fuel Thermal (Coal, Peat, Oil) | 2020 | Electricity | 0 | known | NY
LCP_Inputs_ON_Diverse_2023_04_03 | Fossil Fuel Thermal (Coal, Peat, Oil)_NY_2030_KnownCap | NY | Fossil Fuel Thermal (Coal, Peat, Oil) | 2030 | Electricity | 0 | known | NY
LCP_Inputs_ON_Diverse_2023_04_03 | Fossil Fuel Thermal (Coal, Peat, Oil)_NY_2040_KnownCap | NY | Fossil Fuel Thermal (Coal, Peat, Oil) | 2040 | Electricity | 0 | known | NY
LCP_Inputs_ON_Diverse_2023_04_03 | Fossil Fuel Thermal (Coal, Peat, Oil)_NY_2050_KnownCap | NY | Fossil Fuel Thermal (Coal, Peat, Oil) | 2050 | Electricity | 0 | known | NY
LCP_Inputs_ON_Diverse_2023_04_03 | O/CCGT - CH4 Existing_NY_2020_KnownCap | NY | O/CCGT - CH4 Existing | 2020 | Electricity | 0 | known | NY
LCP_Inputs_ON_Diverse_2023_04_03 | O/CCGT - CH4 Existing_NY_2030_KnownCap | NY | O/CCGT - CH4 Existing | 2030 | Electricity | 0 | known | NY
LCP_Inputs_ON_Diverse_2023_04_03 | O/CCGT - CH4 Existing_NY_2040_KnownCap | NY | O/CCGT - CH4 Existing | 2040 | Electricity | 0 | known | NY
LCP_Inputs_ON_Diverse_2023_04_03 | O/CCGT - CH4 Existing_NY_2050_KnownCap | NY | O/CCGT - CH4 Existing | 2050 | Electricity | 0 | known | NY
LCP_Inputs_ON_Diverse_2023_04_03 | O/CCGT - CH4 New_NY_2020_KnownCap | NY | O/CCGT - CH4 New | 2020 | Electricity | 0 | known | NY
LCP_Inputs_ON_Diverse_2023_04_03 | O/CCGT - CH4 New_NY_2030_KnownCap | NY | O/CCGT - CH4 New | 2030 | Electricity | 0 | known | NY
LCP_Inputs_ON_Diverse_2023_04_03 | O/CCGT - CH4 New_NY_2040_KnownCap | NY | O/CCGT - CH4 New | 2040 | Electricity | 0 | known | NY
LCP_Inputs_ON_Diverse_2023_04_03 | O/CCGT - CH4 New_NY_2050_KnownCap | NY | O/CCGT - CH4 New | 2050 | Electricity | 0 | known | NY
LCP_Inputs_ON_Diverse_2023_04_03 | O/CCGT - H2 New_NY_2020_KnownCap | NY | O/CCGT - H2 New | 2020 | Electricity | 0 | known | NY
LCP_Inputs_ON_Diverse_2023_04_03 | O/CCGT - H2 New_NY_2030_KnownCap | NY | O/CCGT - H2 New | 2030 | Electricity | 0 | known | NY
LCP_Inputs_ON_Diverse_2023_04_03 | O/CCGT - H2 New_NY_2040_KnownCap | NY | O/CCGT - H2 New | 2040 | Electricity | 0 | known | NY
LCP_Inputs_ON_Diverse_2023_04_03 | O/CCGT - H2 New_NY_2050_KnownCap | NY | O/CCGT - H2 New | 2050 | Electricity | 0 | known | NY
LCP_Inputs_ON_Diverse_2023_04_03 | Biomass_NY_2020_KnownCap | NY | Biomass | 2020 | Electricity | 274.5 | known | NY
LCP_Inputs_ON_Diverse_2023_04_03 | Biomass_NY_2030_KnownCap | NY | Biomass | 2030 | Electricity | 295.5 | known | NY
LCP_Inputs_ON_Diverse_2023_04_03 | Biomass_NY_2040_KnownCap | NY | Biomass | 2040 | Electricity | 295.5 | known | NY
LCP_Inputs_ON_Diverse_2023_04_03 | Biomass_NY_2050_KnownCap | NY | Biomass | 2050 | Electricity | 295.5 | known | NY
LCP_Inputs_ON_Diverse_2023_04_03 | Battery Storage_NY_2020_KnownCap | NY | Battery Storage | 2020 | Electricity | 58 | known | NY
LCP_Inputs_ON_Diverse_2023_04_03 | Battery Storage_NY_2030_KnownCap | NY | Battery Storage | 2030 | Electricity | 2139 | known | NY
LCP_Inputs_ON_Diverse_2023_04_03 | Battery Storage_NY_2040_KnownCap | NY | Battery Storage | 2040 | Electricity | 6053 | known | NY
LCP_Inputs_ON_Diverse_2023_04_03 | Battery Storage_NY_2050_KnownCap | NY | Battery Storage | 2050 | Electricity | 7007 | known | NY
LCP_Inputs_ON_Diverse_2023_04_03 | Generic - Generator_NY_2020_KnownCap | NY | Generic - Generator | 2020 | Electricity | 28471.17 | known | NY
LCP_Inputs_ON_Diverse_2023_04_03 | Generic - Generator_NY_2030_KnownCap | NY | Generic - Generator | 2030 | Electricity | 24785.17 | known | NY
LCP_Inputs_ON_Diverse_2023_04_03 | Generic - Generator_NY_2040_KnownCap | NY | Generic - Generator | 2040 | Electricity | 23524.17 | known | NY
LCP_Inputs_ON_Diverse_2023_04_03 | Generic - Generator_NY_2050_KnownCap | NY | Generic - Generator | 2050 | Electricity | 22438.17 | known | NY
LCP_Inputs_ON_Diverse_2023_04_03 | CH4 Salt Cavern Storage - ON_NY_2020_KnownCap | NY | CH4 Salt Cavern Storage - ON | 2020 | Methane | 0 | known | NY
LCP_Inputs_ON_Diverse_2023_04_03 | CH4 Salt Cavern Storage - ON_NY_2030_KnownCap | NY | CH4 Salt Cavern Storage - ON | 2030 | Methane | 0 | known | NY
LCP_Inputs_ON_Diverse_2023_04_03 | CH4 Salt Cavern Storage - ON_NY_2040_KnownCap | NY | CH4 Salt Cavern Storage - ON | 2040 | Methane | 0 | known | NY
LCP_Inputs_ON_Diverse_2023_04_03 | CH4 Salt Cavern Storage - ON_NY_2050_KnownCap | NY | CH4 Salt Cavern Storage - ON | 2050 | Methane | 0 | known | NY
LCP_Inputs_ON_Diverse_2023_04_03 | H2 Salt Cavern Storage - ON_NY_2020_KnownCap | NY | H2 Salt Cavern Storage - ON | 2020 | Hydrogen | 0 | known | NY
LCP_Inputs_ON_Diverse_2023_04_03 | H2 Salt Cavern Storage - ON_NY_2030_KnownCap | NY | H2 Salt Cavern Storage - ON | 2030 | Hydrogen | 0 | known | NY
LCP_Inputs_ON_Diverse_2023_04_03 | H2 Salt Cavern Storage - ON_NY_2040_KnownCap | NY | H2 Salt Cavern Storage - ON | 2040 | Hydrogen | 0 | known | NY
LCP_Inputs_ON_Diverse_2023_04_03 | H2 Salt Cavern Storage - ON_NY_2050_KnownCap | NY | H2 Salt Cavern Storage - ON | 2050 | Hydrogen | 0 | known | NY
LCP_Inputs_ON_Diverse_2023_04_03 | H2 Import - QC_NY_2020_KnownCap | NY | H2 Import - QC | 2020 | Hydrogen | 0 | known | NY
LCP_Inputs_ON_Diverse_2023_04_03 | H2 Import - QC_NY_2030_KnownCap | NY | H2 Import - QC | 2030 | Hydrogen | 0 | known | NY
LCP_Inputs_ON_Diverse_2023_04_03 | H2 Import - QC_NY_2040_KnownCap | NY | H2 Import - QC | 2040 | Hydrogen | 0 | known | NY
LCP_Inputs_ON_Diverse_2023_04_03 | H2 Import - QC_NY_2050_KnownCap | NY | H2 Import - QC | 2050 | Hydrogen | 0 | known | NY
LCP_Inputs_ON_Diverse_2023_04_03 | H2 Import - WC_NY_2020_KnownCap | NY | H2 Import - WC | 2020 | Hydrogen | 0 | known | NY
LCP_Inputs_ON_Diverse_2023_04_03 | H2 Import - WC_NY_2030_KnownCap | NY | H2 Import - WC | 2030 | Hydrogen | 0 | known | NY
LCP_Inputs_ON_Diverse_2023_04_03 | H2 Import - WC_NY_2040_KnownCap | NY | H2 Import - WC | 2040 | Hydrogen | 0 | known | NY
LCP_Inputs_ON_Diverse_2023_04_03 | H2 Import - WC_NY_2050_KnownCap | NY | H2 Import - WC | 2050 | Hydrogen | 0 | known | NY
LCP_Inputs_ON_Diverse_2023_04_03 | CH4 Import - WC 2020_NY_2020_KnownCap | NY | CH4 Import - WC 2020 | 2020 | Methane | 0 | known | NY
LCP_Inputs_ON_Diverse_2023_04_03 | CH4 Import - WC 2020_NY_2030_KnownCap | NY | CH4 Import - WC 2020 | 2030 | Methane | 0 | known | NY
LCP_Inputs_ON_Diverse_2023_04_03 | CH4 Import - WC 2020_NY_2040_KnownCap | NY | CH4 Import - WC 2020 | 2040 | Methane | 0 | known | NY
LCP_Inputs_ON_Diverse_2023_04_03 | CH4 Import - WC 2020_NY_2050_KnownCap | NY | CH4 Import - WC 2020 | 2050 | Methane | 0 | known | NY
LCP_Inputs_ON_Diverse_2023_04_03 | CH4 Import - WC 2030_NY_2020_KnownCap | NY | CH4 Import - WC 2030 | 2020 | Methane | 0 | known | NY
LCP_Inputs_ON_Diverse_2023_04_03 | CH4 Import - WC 2030_NY_2030_KnownCap | NY | CH4 Import - WC 2030 | 2030 | Methane | 0 | known | NY
LCP_Inputs_ON_Diverse_2023_04_03 | CH4 Import - WC 2030_NY_2040_KnownCap | NY | CH4 Import - WC 2030 | 2040 | Methane | 0 | known | NY
LCP_Inputs_ON_Diverse_2023_04_03 | CH4 Import - WC 2030_NY_2050_KnownCap | NY | CH4 Import - WC 2030 | 2050 | Methane | 0 | known | NY
LCP_Inputs_ON_Diverse_2023_04_03 | CH4 Import - WC 2040_NY_2020_KnownCap | NY | CH4 Import - WC 2040 | 2020 | Methane | 0 | known | NY
LCP_Inputs_ON_Diverse_2023_04_03 | CH4 Import - WC 2040_NY_2030_KnownCap | NY | CH4 Import - WC 2040 | 2030 | Methane | 0 | known | NY
LCP_Inputs_ON_Diverse_2023_04_03 | CH4 Import - WC 2040_NY_2040_KnownCap | NY | CH4 Import - WC 2040 | 2040 | Methane | 0 | known | NY
LCP_Inputs_ON_Diverse_2023_04_03 | CH4 Import - WC 2040_NY_2050_KnownCap | NY | CH4 Import - WC 2040 | 2050 | Methane | 0 | known | NY
LCP_Inputs_ON_Diverse_2023_04_03 | CH4 Import - WC 2050_NY_2020_KnownCap | NY | CH4 Import - WC 2050 | 2020 | Methane | 0 | known | NY
LCP_Inputs_ON_Diverse_2023_04_03 | CH4 Import - WC 2050_NY_2030_KnownCap | NY | CH4 Import - WC 2050 | 2030 | Methane | 0 | known | NY
LCP_Inputs_ON_Diverse_2023_04_03 | CH4 Import - WC 2050_NY_2040_KnownCap | NY | CH4 Import - WC 2050 | 2040 | Methane | 0 | known | NY
LCP_Inputs_ON_Diverse_2023_04_03 | CH4 Import - WC 2050_NY_2050_KnownCap | NY | CH4 Import - WC 2050 | 2050 | Methane | 0 | known | NY
LCP_Inputs_ON_Diverse_2023_04_03 | CH4 Import - NY 2020_NY_2020_KnownCap | NY | CH4 Import - NY 2020 | 2020 | Methane | 100000000 | known | NY
LCP_Inputs_ON_Diverse_2023_04_03 | CH4 Import - NY 2020_NY_2030_KnownCap | NY | CH4 Import - NY 2020 | 2030 | Methane | 0 | known | NY
LCP_Inputs_ON_Diverse_2023_04_03 | CH4 Import - NY 2020_NY_2040_KnownCap | NY | CH4 Import - NY 2020 | 2040 | Methane | 0 | known | NY
LCP_Inputs_ON_Diverse_2023_04_03 | CH4 Import - NY 2020_NY_2050_KnownCap | NY | CH4 Import - NY 2020 | 2050 | Methane | 0 | known | NY
LCP_Inputs_ON_Diverse_2023_04_03 | CH4 Import - NY 2030_NY_2020_KnownCap | NY | CH4 Import - NY 2030 | 2020 | Methane | 0 | known | NY
LCP_Inputs_ON_Diverse_2023_04_03 | CH4 Import - NY 2030_NY_2030_KnownCap | NY | CH4 Import - NY 2030 | 2030 | Methane | 100000000 | known | NY
LCP_Inputs_ON_Diverse_2023_04_03 | CH4 Import - NY 2030_NY_2040_KnownCap | NY | CH4 Import - NY 2030 | 2040 | Methane | 0 | known | NY
LCP_Inputs_ON_Diverse_2023_04_03 | CH4 Import - NY 2030_NY_2050_KnownCap | NY | CH4 Import - NY 2030 | 2050 | Methane | 0 | known | NY
LCP_Inputs_ON_Diverse_2023_04_03 | CH4 Import - NY 2040_NY_2020_KnownCap | NY | CH4 Import - NY 2040 | 2020 | Methane | 0 | known | NY
LCP_Inputs_ON_Diverse_2023_04_03 | CH4 Import - NY 2040_NY_2030_KnownCap | NY | CH4 Import - NY 2040 | 2030 | Methane | 0 | known | NY
LCP_Inputs_ON_Diverse_2023_04_03 | CH4 Import - NY 2040_NY_2040_KnownCap | NY | CH4 Import - NY 2040 | 2040 | Methane | 100000000 | known | NY
LCP_Inputs_ON_Diverse_2023_04_03 | CH4 Import - NY 2040_NY_2050_KnownCap | NY | CH4 Import - NY 2040 | 2050 | Methane | 0 | known | NY
LCP_Inputs_ON_Diverse_2023_04_03 | CH4 Import - NY 2050_NY_2020_KnownCap | NY | CH4 Import - NY 2050 | 2020 | Methane | 0 | known | NY
LCP_Inputs_ON_Diverse_2023_04_03 | CH4 Import - NY 2050_NY_2030_KnownCap | NY | CH4 Import - NY 2050 | 2030 | Methane | 0 | known | NY
LCP_Inputs_ON_Diverse_2023_04_03 | CH4 Import - NY 2050_NY_2040_KnownCap | NY | CH4 Import - NY 2050 | 2040 | Methane | 0 | known | NY
LCP_Inputs_ON_Diverse_2023_04_03 | CH4 Import - NY 2050_NY_2050_KnownCap | NY | CH4 Import - NY 2050 | 2050 | Methane | 100000000 | known | NY
LCP_Inputs_ON_Diverse_2023_04_03 | Electrolyser 2020/2030_NY_2020_KnownCap | NY | Electrolyser 2020/2030 | 2020 | Hydrogen | 0 | known | NY
LCP_Inputs_ON_Diverse_2023_04_03 | Electrolyser 2020/2030_NY_2030_KnownCap | NY | Electrolyser 2020/2030 | 2030 | Hydrogen | 0 | known | NY
LCP_Inputs_ON_Diverse_2023_04_03 | Electrolyser 2020/2030_NY_2040_KnownCap | NY | Electrolyser 2020/2030 | 2040 | Hydrogen | 0 | known | NY
LCP_Inputs_ON_Diverse_2023_04_03 | Electrolyser 2020/2030_NY_2050_KnownCap | NY | Electrolyser 2020/2030 | 2050 | Hydrogen | 0 | known | NY
LCP_Inputs_ON_Diverse_2023_04_03 | Electrolyser 2040_NY_2020_KnownCap | NY | Electrolyser 2040 | 2020 | Hydrogen | 0 | known | NY
LCP_Inputs_ON_Diverse_2023_04_03 | Electrolyser 2040_NY_2030_KnownCap | NY | Electrolyser 2040 | 2030 | Hydrogen | 0 | known | NY
LCP_Inputs_ON_Diverse_2023_04_03 | Electrolyser 2040_NY_2040_KnownCap | NY | Electrolyser 2040 | 2040 | Hydrogen | 0 | known | NY
LCP_Inputs_ON_Diverse_2023_04_03 | Electrolyser 2040_NY_2050_KnownCap | NY | Electrolyser 2040 | 2050 | Hydrogen | 0 | known | NY
LCP_Inputs_ON_Diverse_2023_04_03 | Electrolyser 2050_NY_2020_KnownCap | NY | Electrolyser 2050 | 2020 | Hydrogen | 0 | known | NY
LCP_Inputs_ON_Diverse_2023_04_03 | Electrolyser 2050_NY_2030_KnownCap | NY | Electrolyser 2050 | 2030 | Hydrogen | 0 | known | NY
LCP_Inputs_ON_Diverse_2023_04_03 | Electrolyser 2050_NY_2040_KnownCap | NY | Electrolyser 2050 | 2040 | Hydrogen | 0 | known | NY
LCP_Inputs_ON_Diverse_2023_04_03 | Electrolyser 2050_NY_2050_KnownCap | NY | Electrolyser 2050 | 2050 | Hydrogen | 0 | known | NY
LCP_Inputs_ON_Diverse_2023_04_03 | Anaerobic Digestion_NY_2020_KnownCap | NY | Anaerobic Digestion | 2020 | Methane | 0 | known | NY
LCP_Inputs_ON_Diverse_2023_04_03 | Anaerobic Digestion_NY_2030_KnownCap | NY | Anaerobic Digestion | 2030 | Methane | 0 | known | NY
LCP_Inputs_ON_Diverse_2023_04_03 | Anaerobic Digestion_NY_2040_KnownCap | NY | Anaerobic Digestion | 2040 | Methane | 0 | known | NY
LCP_Inputs_ON_Diverse_2023_04_03 | Anaerobic Digestion_NY_2050_KnownCap | NY | Anaerobic Digestion | 2050 | Methane | 0 | known | NY
LCP_Inputs_ON_Diverse_2023_04_03 | CH4 + CCS_NY_2020_KnownCap | NY | CH4 + CCS | 2020 | Methane | 0 | known | NY
LCP_Inputs_ON_Diverse_2023_04_03 | CH4 + CCS_NY_2030_KnownCap | NY | CH4 + CCS | 2030 | Methane | 0 | known | NY
LCP_Inputs_ON_Diverse_2023_04_03 | CH4 + CCS_NY_2040_KnownCap | NY | CH4 + CCS | 2040 | Methane | 0 | known | NY
LCP_Inputs_ON_Diverse_2023_04_03 | CH4 + CCS_NY_2050_KnownCap | NY | CH4 + CCS | 2050 | Methane | 0 | known | NY
LCP_Inputs_ON_Diverse_2023_04_03 | SMR CCS_NY_2020_KnownCap | NY | SMR CCS | 2020 | Hydrogen | 0 | known | NY
LCP_Inputs_ON_Diverse_2023_04_03 | SMR CCS_NY_2030_KnownCap | NY | SMR CCS | 2030 | Hydrogen | 0 | known | NY
LCP_Inputs_ON_Diverse_2023_04_03 | SMR CCS_NY_2040_KnownCap | NY | SMR CCS | 2040 | Hydrogen | 0 | known | NY
LCP_Inputs_ON_Diverse_2023_04_03 | SMR CCS_NY_2050_KnownCap | NY | SMR CCS | 2050 | Hydrogen | 0 | known | NY
LCP_Inputs_ON_Diverse_2023_04_03 | Wind Onshore_MI_2020_KnownCap | MI | Wind Onshore | 2020 | Electricity | 13572.48 | known | MI
LCP_Inputs_ON_Diverse_2023_04_03 | Wind Onshore_MI_2030_KnownCap | MI | Wind Onshore | 2030 | Electricity | 23373.62 | known | MI
LCP_Inputs_ON_Diverse_2023_04_03 | Wind Onshore_MI_2040_KnownCap | MI | Wind Onshore | 2040 | Electricity | 30988.61 | known | MI
LCP_Inputs_ON_Diverse_2023_04_03 | Wind Onshore_MI_2050_KnownCap | MI | Wind Onshore | 2050 | Electricity | 37948.21 | known | MI
LCP_Inputs_ON_Diverse_2023_04_03 | Wind Offshore_MI_2020_KnownCap | MI | Wind Offshore | 2020 | Electricity | 0 | known | MI
LCP_Inputs_ON_Diverse_2023_04_03 | Wind Offshore_MI_2030_KnownCap | MI | Wind Offshore | 2030 | Electricity | 0 | known | MI
LCP_Inputs_ON_Diverse_2023_04_03 | Wind Offshore_MI_2040_KnownCap | MI | Wind Offshore | 2040 | Electricity | 0 | known | MI
LCP_Inputs_ON_Diverse_2023_04_03 | Wind Offshore_MI_2050_KnownCap | MI | Wind Offshore | 2050 | Electricity | 0 | known | MI
LCP_Inputs_ON_Diverse_2023_04_03 | Solar PV_MI_2020_KnownCap | MI | Solar PV | 2020 | Electricity | 3189.63 | known | MI
LCP_Inputs_ON_Diverse_2023_04_03 | Solar PV_MI_2030_KnownCap | MI | Solar PV | 2030 | Electricity | 10138.89 | known | MI
LCP_Inputs_ON_Diverse_2023_04_03 | Solar PV_MI_2040_KnownCap | MI | Solar PV | 2040 | Electricity | 17336.65 | known | MI
LCP_Inputs_ON_Diverse_2023_04_03 | Solar PV_MI_2050_KnownCap | MI | Solar PV | 2050 | Electricity | 25876.21 | known | MI
LCP_Inputs_ON_Diverse_2023_04_03 | Hydro_MI_2020_KnownCap | MI | Hydro | 2020 | Electricity | 901.1 | known | MI
LCP_Inputs_ON_Diverse_2023_04_03 | Hydro_MI_2030_KnownCap | MI | Hydro | 2030 | Electricity | 906.49 | known | MI
LCP_Inputs_ON_Diverse_2023_04_03 | Hydro_MI_2040_KnownCap | MI | Hydro | 2040 | Electricity | 906.49 | known | MI
LCP_Inputs_ON_Diverse_2023_04_03 | Hydro_MI_2050_KnownCap | MI | Hydro | 2050 | Electricity | 906.49 | known | MI
LCP_Inputs_ON_Diverse_2023_04_03 | Hydro Pumped Storage_MI_2020_KnownCap | MI | Hydro Pumped Storage | 2020 | Electricity | 1978.8 | known | MI
LCP_Inputs_ON_Diverse_2023_04_03 | Hydro Pumped Storage_MI_2030_KnownCap | MI | Hydro Pumped Storage | 2030 | Electricity | 1978.8 | known | MI
LCP_Inputs_ON_Diverse_2023_04_03 | Hydro Pumped Storage_MI_2040_KnownCap | MI | Hydro Pumped Storage | 2040 | Electricity | 1978.8 | known | MI
LCP_Inputs_ON_Diverse_2023_04_03 | Hydro Pumped Storage_MI_2050_KnownCap | MI | Hydro Pumped Storage | 2050 | Electricity | 1978.8 | known | MI
LCP_Inputs_ON_Diverse_2023_04_03 | Nuclear_MI_2020_KnownCap | MI | Nuclear | 2020 | Electricity | 4915.8 | known | MI
LCP_Inputs_ON_Diverse_2023_04_03 | Nuclear_MI_2030_KnownCap | MI | Nuclear | 2030 | Electricity | 4114 | known | MI
LCP_Inputs_ON_Diverse_2023_04_03 | Nuclear_MI_2040_KnownCap | MI | Nuclear | 2040 | Electricity | 4114 | known | MI
LCP_Inputs_ON_Diverse_2023_04_03 | Nuclear_MI_2050_KnownCap | MI | Nuclear | 2050 | Electricity | 4114 | known | MI
LCP_Inputs_ON_Diverse_2023_04_03 | Fossil Fuel Thermal (Coal, Peat, Oil)_MI_2020_KnownCap | MI | Fossil Fuel Thermal (Coal, Peat, Oil) | 2020 | Electricity | 0 | known | MI
LCP_Inputs_ON_Diverse_2023_04_03 | Fossil Fuel Thermal (Coal, Peat, Oil)_MI_2030_KnownCap | MI | Fossil Fuel Thermal (Coal, Peat, Oil) | 2030 | Electricity | 0 | known | MI
LCP_Inputs_ON_Diverse_2023_04_03 | Fossil Fuel Thermal (Coal, Peat, Oil)_MI_2040_KnownCap | MI | Fossil Fuel Thermal (Coal, Peat, Oil) | 2040 | Electricity | 0 | known | MI
LCP_Inputs_ON_Diverse_2023_04_03 | Fossil Fuel Thermal (Coal, Peat, Oil)_MI_2050_KnownCap | MI | Fossil Fuel Thermal (Coal, Peat, Oil) | 2050 | Electricity | 0 | known | MI
LCP_Inputs_ON_Diverse_2023_04_03 | O/CCGT - CH4 Existing_MI_2020_KnownCap | MI | O/CCGT - CH4 Existing | 2020 | Electricity | 0 | known | MI
LCP_Inputs_ON_Diverse_2023_04_03 | O/CCGT - CH4 Existing_MI_2030_KnownCap | MI | O/CCGT - CH4 Existing | 2030 | Electricity | 0 | known | MI
LCP_Inputs_ON_Diverse_2023_04_03 | O/CCGT - CH4 Existing_MI_2040_KnownCap | MI | O/CCGT - CH4 Existing | 2040 | Electricity | 0 | known | MI
LCP_Inputs_ON_Diverse_2023_04_03 | O/CCGT - CH4 Existing_MI_2050_KnownCap | MI | O/CCGT - CH4 Existing | 2050 | Electricity | 0 | known | MI
LCP_Inputs_ON_Diverse_2023_04_03 | O/CCGT - CH4 New_MI_2020_KnownCap | MI | O/CCGT - CH4 New | 2020 | Electricity | 0 | known | MI
LCP_Inputs_ON_Diverse_2023_04_03 | O/CCGT - CH4 New_MI_2030_KnownCap | MI | O/CCGT - CH4 New | 2030 | Electricity | 0 | known | MI
LCP_Inputs_ON_Diverse_2023_04_03 | O/CCGT - CH4 New_MI_2040_KnownCap | MI | O/CCGT - CH4 New | 2040 | Electricity | 0 | known | MI
LCP_Inputs_ON_Diverse_2023_04_03 | O/CCGT - CH4 New_MI_2050_KnownCap | MI | O/CCGT - CH4 New | 2050 | Electricity | 0 | known | MI
LCP_Inputs_ON_Diverse_2023_04_03 | O/CCGT - H2 New_MI_2020_KnownCap | MI | O/CCGT - H2 New | 2020 | Electricity | 0 | known | MI
LCP_Inputs_ON_Diverse_2023_04_03 | O/CCGT - H2 New_MI_2030_KnownCap | MI | O/CCGT - H2 New | 2030 | Electricity | 0 | known | MI
LCP_Inputs_ON_Diverse_2023_04_03 | O/CCGT - H2 New_MI_2040_KnownCap | MI | O/CCGT - H2 New | 2040 | Electricity | 0 | known | MI
LCP_Inputs_ON_Diverse_2023_04_03 | O/CCGT - H2 New_MI_2050_KnownCap | MI | O/CCGT - H2 New | 2050 | Electricity | 0 | known | MI
LCP_Inputs_ON_Diverse_2023_04_03 | Biomass_MI_2020_KnownCap | MI | Biomass | 2020 | Electricity | 821.21 | known | MI
LCP_Inputs_ON_Diverse_2023_04_03 | Biomass_MI_2030_KnownCap | MI | Biomass | 2030 | Electricity | 799.56 | known | MI
LCP_Inputs_ON_Diverse_2023_04_03 | Biomass_MI_2040_KnownCap | MI | Biomass | 2040 | Electricity | 799.56 | known | MI
LCP_Inputs_ON_Diverse_2023_04_03 | Biomass_MI_2050_KnownCap | MI | Biomass | 2050 | Electricity | 799.56 | known | MI
LCP_Inputs_ON_Diverse_2023_04_03 | Battery Storage_MI_2020_KnownCap | MI | Battery Storage | 2020 | Electricity | 0 | known | MI
LCP_Inputs_ON_Diverse_2023_04_03 | Battery Storage_MI_2030_KnownCap | MI | Battery Storage | 2030 | Electricity | 1372.2 | known | MI
LCP_Inputs_ON_Diverse_2023_04_03 | Battery Storage_MI_2040_KnownCap | MI | Battery Storage | 2040 | Electricity | 4475.72 | known | MI
LCP_Inputs_ON_Diverse_2023_04_03 | Battery Storage_MI_2050_KnownCap | MI | Battery Storage | 2050 | Electricity | 11309.92 | known | MI
LCP_Inputs_ON_Diverse_2023_04_03 | Generic - Generator_MI_2020_KnownCap | MI | Generic - Generator | 2020 | Electricity | 45337.58 | known | MI
LCP_Inputs_ON_Diverse_2023_04_03 | Generic - Generator_MI_2030_KnownCap | MI | Generic - Generator | 2030 | Electricity | 39764.39 | known | MI
LCP_Inputs_ON_Diverse_2023_04_03 | Generic - Generator_MI_2040_KnownCap | MI | Generic - Generator | 2040 | Electricity | 42069.59 | known | MI
LCP_Inputs_ON_Diverse_2023_04_03 | Generic - Generator_MI_2050_KnownCap | MI | Generic - Generator | 2050 | Electricity | 46759.34 | known | MI
LCP_Inputs_ON_Diverse_2023_04_03 | CH4 Salt Cavern Storage - ON_MI_2020_KnownCap | MI | CH4 Salt Cavern Storage - ON | 2020 | Methane | 0 | known | MI
LCP_Inputs_ON_Diverse_2023_04_03 | CH4 Salt Cavern Storage - ON_MI_2030_KnownCap | MI | CH4 Salt Cavern Storage - ON | 2030 | Methane | 0 | known | MI
LCP_Inputs_ON_Diverse_2023_04_03 | CH4 Salt Cavern Storage - ON_MI_2040_KnownCap | MI | CH4 Salt Cavern Storage - ON | 2040 | Methane | 0 | known | MI
LCP_Inputs_ON_Diverse_2023_04_03 | CH4 Salt Cavern Storage - ON_MI_2050_KnownCap | MI | CH4 Salt Cavern Storage - ON | 2050 | Methane | 0 | known | MI
LCP_Inputs_ON_Diverse_2023_04_03 | H2 Salt Cavern Storage - ON_MI_2020_KnownCap | MI | H2 Salt Cavern Storage - ON | 2020 | Hydrogen | 0 | known | MI
LCP_Inputs_ON_Diverse_2023_04_03 | H2 Salt Cavern Storage - ON_MI_2030_KnownCap | MI | H2 Salt Cavern Storage - ON | 2030 | Hydrogen | 0 | known | MI
LCP_Inputs_ON_Diverse_2023_04_03 | H2 Salt Cavern Storage - ON_MI_2040_KnownCap | MI | H2 Salt Cavern Storage - ON | 2040 | Hydrogen | 0 | known | MI
LCP_Inputs_ON_Diverse_2023_04_03 | H2 Salt Cavern Storage - ON_MI_2050_KnownCap | MI | H2 Salt Cavern Storage - ON | 2050 | Hydrogen | 0 | known | MI
LCP_Inputs_ON_Diverse_2023_04_03 | H2 Import - QC_MI_2020_KnownCap | MI | H2 Import - QC | 2020 | Hydrogen | 0 | known | MI
LCP_Inputs_ON_Diverse_2023_04_03 | H2 Import - QC_MI_2030_KnownCap | MI | H2 Import - QC | 2030 | Hydrogen | 0 | known | MI
LCP_Inputs_ON_Diverse_2023_04_03 | H2 Import - QC_MI_2040_KnownCap | MI | H2 Import - QC | 2040 | Hydrogen | 0 | known | MI
LCP_Inputs_ON_Diverse_2023_04_03 | H2 Import - QC_MI_2050_KnownCap | MI | H2 Import - QC | 2050 | Hydrogen | 0 | known | MI
LCP_Inputs_ON_Diverse_2023_04_03 | H2 Import - WC_MI_2020_KnownCap | MI | H2 Import - WC | 2020 | Hydrogen | 0 | known | MI
LCP_Inputs_ON_Diverse_2023_04_03 | H2 Import - WC_MI_2030_KnownCap | MI | H2 Import - WC | 2030 | Hydrogen | 0 | known | MI
LCP_Inputs_ON_Diverse_2023_04_03 | H2 Import - WC_MI_2040_KnownCap | MI | H2 Import - WC | 2040 | Hydrogen | 0 | known | MI
LCP_Inputs_ON_Diverse_2023_04_03 | H2 Import - WC_MI_2050_KnownCap | MI | H2 Import - WC | 2050 | Hydrogen | 0 | known | MI
LCP_Inputs_ON_Diverse_2023_04_03 | CH4 Import - WC 2020_MI_2020_KnownCap | MI | CH4 Import - WC 2020 | 2020 | Methane | 0 | known | MI
LCP_Inputs_ON_Diverse_2023_04_03 | CH4 Import - WC 2020_MI_2030_KnownCap | MI | CH4 Import - WC 2020 | 2030 | Methane | 0 | known | MI
LCP_Inputs_ON_Diverse_2023_04_03 | CH4 Import - WC 2020_MI_2040_KnownCap | MI | CH4 Import - WC 2020 | 2040 | Methane | 0 | known | MI
LCP_Inputs_ON_Diverse_2023_04_03 | CH4 Import - WC 2020_MI_2050_KnownCap | MI | CH4 Import - WC 2020 | 2050 | Methane | 0 | known | MI
LCP_Inputs_ON_Diverse_2023_04_03 | CH4 Import - WC 2030_MI_2020_KnownCap | MI | CH4 Import - WC 2030 | 2020 | Methane | 0 | known | MI
LCP_Inputs_ON_Diverse_2023_04_03 | CH4 Import - WC 2030_MI_2030_KnownCap | MI | CH4 Import - WC 2030 | 2030 | Methane | 0 | known | MI
LCP_Inputs_ON_Diverse_2023_04_03 | CH4 Import - WC 2030_MI_2040_KnownCap | MI | CH4 Import - WC 2030 | 2040 | Methane | 0 | known | MI
LCP_Inputs_ON_Diverse_2023_04_03 | CH4 Import - WC 2030_MI_2050_KnownCap | MI | CH4 Import - WC 2030 | 2050 | Methane | 0 | known | MI
LCP_Inputs_ON_Diverse_2023_04_03 | CH4 Import - WC 2040_MI_2020_KnownCap | MI | CH4 Import - WC 2040 | 2020 | Methane | 0 | known | MI
LCP_Inputs_ON_Diverse_2023_04_03 | CH4 Import - WC 2040_MI_2030_KnownCap | MI | CH4 Import - WC 2040 | 2030 | Methane | 0 | known | MI
LCP_Inputs_ON_Diverse_2023_04_03 | CH4 Import - WC 2040_MI_2040_KnownCap | MI | CH4 Import - WC 2040 | 2040 | Methane | 0 | known | MI
LCP_Inputs_ON_Diverse_2023_04_03 | CH4 Import - WC 2040_MI_2050_KnownCap | MI | CH4 Import - WC 2040 | 2050 | Methane | 0 | known | MI
LCP_Inputs_ON_Diverse_2023_04_03 | CH4 Import - WC 2050_MI_2020_KnownCap | MI | CH4 Import - WC 2050 | 2020 | Methane | 0 | known | MI
LCP_Inputs_ON_Diverse_2023_04_03 | CH4 Import - WC 2050_MI_2030_KnownCap | MI | CH4 Import - WC 2050 | 2030 | Methane | 0 | known | MI
LCP_Inputs_ON_Diverse_2023_04_03 | CH4 Import - WC 2050_MI_2040_KnownCap | MI | CH4 Import - WC 2050 | 2040 | Methane | 0 | known | MI
LCP_Inputs_ON_Diverse_2023_04_03 | CH4 Import - WC 2050_MI_2050_KnownCap | MI | CH4 Import - WC 2050 | 2050 | Methane | 0 | known | MI
LCP_Inputs_ON_Diverse_2023_04_03 | CH4 Import - NY 2020_MI_2020_KnownCap | MI | CH4 Import - NY 2020 | 2020 | Methane | 0 | known | MI
LCP_Inputs_ON_Diverse_2023_04_03 | CH4 Import - NY 2020_MI_2030_KnownCap | MI | CH4 Import - NY 2020 | 2030 | Methane | 0 | known | MI
LCP_Inputs_ON_Diverse_2023_04_03 | CH4 Import - NY 2020_MI_2040_KnownCap | MI | CH4 Import - NY 2020 | 2040 | Methane | 0 | known | MI
LCP_Inputs_ON_Diverse_2023_04_03 | CH4 Import - NY 2020_MI_2050_KnownCap | MI | CH4 Import - NY 2020 | 2050 | Methane | 0 | known | MI
LCP_Inputs_ON_Diverse_2023_04_03 | CH4 Import - NY 2030_MI_2020_KnownCap | MI | CH4 Import - NY 2030 | 2020 | Methane | 0 | known | MI
LCP_Inputs_ON_Diverse_2023_04_03 | CH4 Import - NY 2030_MI_2030_KnownCap | MI | CH4 Import - NY 2030 | 2030 | Methane | 0 | known | MI
LCP_Inputs_ON_Diverse_2023_04_03 | CH4 Import - NY 2030_MI_2040_KnownCap | MI | CH4 Import - NY 2030 | 2040 | Methane | 0 | known | MI
LCP_Inputs_ON_Diverse_2023_04_03 | CH4 Import - NY 2030_MI_2050_KnownCap | MI | CH4 Import - NY 2030 | 2050 | Methane | 0 | known | MI
LCP_Inputs_ON_Diverse_2023_04_03 | CH4 Import - NY 2040_MI_2020_KnownCap | MI | CH4 Import - NY 2040 | 2020 | Methane | 0 | known | MI
LCP_Inputs_ON_Diverse_2023_04_03 | CH4 Import - NY 2040_MI_2030_KnownCap | MI | CH4 Import - NY 2040 | 2030 | Methane | 0 | known | MI
LCP_Inputs_ON_Diverse_2023_04_03 | CH4 Import - NY 2040_MI_2040_KnownCap | MI | CH4 Import - NY 2040 | 2040 | Methane | 0 | known | MI
LCP_Inputs_ON_Diverse_2023_04_03 | CH4 Import - NY 2040_MI_2050_KnownCap | MI | CH4 Import - NY 2040 | 2050 | Methane | 0 | known | MI
LCP_Inputs_ON_Diverse_2023_04_03 | CH4 Import - NY 2050_MI_2020_KnownCap | MI | CH4 Import - NY 2050 | 2020 | Methane | 0 | known | MI
LCP_Inputs_ON_Diverse_2023_04_03 | CH4 Import - NY 2050_MI_2030_KnownCap | MI | CH4 Import - NY 2050 | 2030 | Methane | 0 | known | MI
LCP_Inputs_ON_Diverse_2023_04_03 | CH4 Import - NY 2050_MI_2040_KnownCap | MI | CH4 Import - NY 2050 | 2040 | Methane | 0 | known | MI
LCP_Inputs_ON_Diverse_2023_04_03 | CH4 Import - NY 2050_MI_2050_KnownCap | MI | CH4 Import - NY 2050 | 2050 | Methane | 0 | known | MI
LCP_Inputs_ON_Diverse_2023_04_03 | Electrolyser 2020/2030_MI_2020_KnownCap | MI | Electrolyser 2020/2030 | 2020 | Hydrogen | 0 | known | MI
LCP_Inputs_ON_Diverse_2023_04_03 | Electrolyser 2020/2030_MI_2030_KnownCap | MI | Electrolyser 2020/2030 | 2030 | Hydrogen | 0 | known | MI
LCP_Inputs_ON_Diverse_2023_04_03 | Electrolyser 2020/2030_MI_2040_KnownCap | MI | Electrolyser 2020/2030 | 2040 | Hydrogen | 0 | known | MI
LCP_Inputs_ON_Diverse_2023_04_03 | Electrolyser 2020/2030_MI_2050_KnownCap | MI | Electrolyser 2020/2030 | 2050 | Hydrogen | 0 | known | MI
LCP_Inputs_ON_Diverse_2023_04_03 | Electrolyser 2040_MI_2020_KnownCap | MI | Electrolyser 2040 | 2020 | Hydrogen | 0 | known | MI
LCP_Inputs_ON_Diverse_2023_04_03 | Electrolyser 2040_MI_2030_KnownCap | MI | Electrolyser 2040 | 2030 | Hydrogen | 0 | known | MI
LCP_Inputs_ON_Diverse_2023_04_03 | Electrolyser 2040_MI_2040_KnownCap | MI | Electrolyser 2040 | 2040 | Hydrogen | 0 | known | MI
LCP_Inputs_ON_Diverse_2023_04_03 | Electrolyser 2040_MI_2050_KnownCap | MI | Electrolyser 2040 | 2050 | Hydrogen | 0 | known | MI
LCP_Inputs_ON_Diverse_2023_04_03 | Electrolyser 2050_MI_2020_KnownCap | MI | Electrolyser 2050 | 2020 | Hydrogen | 0 | known | MI
LCP_Inputs_ON_Diverse_2023_04_03 | Electrolyser 2050_MI_2030_KnownCap | MI | Electrolyser 2050 | 2030 | Hydrogen | 0 | known | MI
LCP_Inputs_ON_Diverse_2023_04_03 | Electrolyser 2050_MI_2040_KnownCap | MI | Electrolyser 2050 | 2040 | Hydrogen | 0 | known | MI
LCP_Inputs_ON_Diverse_2023_04_03 | Electrolyser 2050_MI_2050_KnownCap | MI | Electrolyser 2050 | 2050 | Hydrogen | 0 | known | MI
LCP_Inputs_ON_Diverse_2023_04_03 | Anaerobic Digestion_MI_2020_KnownCap | MI | Anaerobic Digestion | 2020 | Methane | 0 | known | MI
LCP_Inputs_ON_Diverse_2023_04_03 | Anaerobic Digestion_MI_2030_KnownCap | MI | Anaerobic Digestion | 2030 | Methane | 0 | known | MI
LCP_Inputs_ON_Diverse_2023_04_03 | Anaerobic Digestion_MI_2040_KnownCap | MI | Anaerobic Digestion | 2040 | Methane | 0 | known | MI
LCP_Inputs_ON_Diverse_2023_04_03 | Anaerobic Digestion_MI_2050_KnownCap | MI | Anaerobic Digestion | 2050 | Methane | 0 | known | MI
LCP_Inputs_ON_Diverse_2023_04_03 | CH4 + CCS_MI_2020_KnownCap | MI | CH4 + CCS | 2020 | Methane | 0 | known | MI
LCP_Inputs_ON_Diverse_2023_04_03 | CH4 + CCS_MI_2030_KnownCap | MI | CH4 + CCS | 2030 | Methane | 0 | known | MI
LCP_Inputs_ON_Diverse_2023_04_03 | CH4 + CCS_MI_2040_KnownCap | MI | CH4 + CCS | 2040 | Methane | 0 | known | MI
LCP_Inputs_ON_Diverse_2023_04_03 | CH4 + CCS_MI_2050_KnownCap | MI | CH4 + CCS | 2050 | Methane | 0 | known | MI
LCP_Inputs_ON_Diverse_2023_04_03 | SMR CCS_MI_2020_KnownCap | MI | SMR CCS | 2020 | Hydrogen | 0 | known | MI
LCP_Inputs_ON_Diverse_2023_04_03 | SMR CCS_MI_2030_KnownCap | MI | SMR CCS | 2030 | Hydrogen | 0 | known | MI
LCP_Inputs_ON_Diverse_2023_04_03 | SMR CCS_MI_2040_KnownCap | MI | SMR CCS | 2040 | Hydrogen | 0 | known | MI
LCP_Inputs_ON_Diverse_2023_04_03 | SMR CCS_MI_2050_KnownCap | MI | SMR CCS | 2050 | Hydrogen | 0 | known | MI
LCP_Inputs_ON_Diverse_2023_04_03 | Wind Onshore_PJ_2020_KnownCap | PJ | Wind Onshore | 2020 | Electricity | 11093.76 | known | PJ
LCP_Inputs_ON_Diverse_2023_04_03 | Wind Onshore_PJ_2030_KnownCap | PJ | Wind Onshore | 2030 | Electricity | 19615.76 | known | PJ
LCP_Inputs_ON_Diverse_2023_04_03 | Wind Onshore_PJ_2040_KnownCap | PJ | Wind Onshore | 2040 | Electricity | 30406.76 | known | PJ
LCP_Inputs_ON_Diverse_2023_04_03 | Wind Onshore_PJ_2050_KnownCap | PJ | Wind Onshore | 2050 | Electricity | 40544.76 | known | PJ
LCP_Inputs_ON_Diverse_2023_04_03 | Wind Offshore_PJ_2020_KnownCap | PJ | Wind Offshore | 2020 | Electricity | 12 | known | PJ
LCP_Inputs_ON_Diverse_2023_04_03 | Wind Offshore_PJ_2030_KnownCap | PJ | Wind Offshore | 2030 | Electricity | 7740 | known | PJ
LCP_Inputs_ON_Diverse_2023_04_03 | Wind Offshore_PJ_2040_KnownCap | PJ | Wind Offshore | 2040 | Electricity | 17739 | known | PJ
LCP_Inputs_ON_Diverse_2023_04_03 | Wind Offshore_PJ_2050_KnownCap | PJ | Wind Offshore | 2050 | Electricity | 28941 | known | PJ
LCP_Inputs_ON_Diverse_2023_04_03 | Solar PV_PJ_2020_KnownCap | PJ | Solar PV | 2020 | Electricity | 28067.33 | known | PJ
LCP_Inputs_ON_Diverse_2023_04_03 | Solar PV_PJ_2030_KnownCap | PJ | Solar PV | 2030 | Electricity | 42143.33 | known | PJ
LCP_Inputs_ON_Diverse_2023_04_03 | Solar PV_PJ_2040_KnownCap | PJ | Solar PV | 2040 | Electricity | 57229.33 | known | PJ
LCP_Inputs_ON_Diverse_2023_04_03 | Solar PV_PJ_2050_KnownCap | PJ | Solar PV | 2050 | Electricity | 70623.33 | known | PJ
LCP_Inputs_ON_Diverse_2023_04_03 | Hydro_PJ_2020_KnownCap | PJ | Hydro | 2020 | Electricity | 3283.1 | known | PJ
LCP_Inputs_ON_Diverse_2023_04_03 | Hydro_PJ_2030_KnownCap | PJ | Hydro | 2030 | Electricity | 3283.1 | known | PJ
LCP_Inputs_ON_Diverse_2023_04_03 | Hydro_PJ_2040_KnownCap | PJ | Hydro | 2040 | Electricity | 3283.1 | known | PJ
LCP_Inputs_ON_Diverse_2023_04_03 | Hydro_PJ_2050_KnownCap | PJ | Hydro | 2050 | Electricity | 3283.1 | known | PJ
LCP_Inputs_ON_Diverse_2023_04_03 | Hydro Pumped Storage_PJ_2020_KnownCap | PJ | Hydro Pumped Storage | 2020 | Electricity | 5253.3 | known | PJ
LCP_Inputs_ON_Diverse_2023_04_03 | Hydro Pumped Storage_PJ_2030_KnownCap | PJ | Hydro Pumped Storage | 2030 | Electricity | 5253.3 | known | PJ
LCP_Inputs_ON_Diverse_2023_04_03 | Hydro Pumped Storage_PJ_2040_KnownCap | PJ | Hydro Pumped Storage | 2040 | Electricity | 5253.3 | known | PJ
LCP_Inputs_ON_Diverse_2023_04_03 | Hydro Pumped Storage_PJ_2050_KnownCap | PJ | Hydro Pumped Storage | 2050 | Electricity | 5253.3 | known | PJ
LCP_Inputs_ON_Diverse_2023_04_03 | Nuclear_PJ_2020_KnownCap | PJ | Nuclear | 2020 | Electricity | 13565.82 | known | PJ
LCP_Inputs_ON_Diverse_2023_04_03 | Nuclear_PJ_2030_KnownCap | PJ | Nuclear | 2030 | Electricity | 9531.82 | known | PJ
LCP_Inputs_ON_Diverse_2023_04_03 | Nuclear_PJ_2040_KnownCap | PJ | Nuclear | 2040 | Electricity | 9531.82 | known | PJ
LCP_Inputs_ON_Diverse_2023_04_03 | Nuclear_PJ_2050_KnownCap | PJ | Nuclear | 2050 | Electricity | 9531.82 | known | PJ
LCP_Inputs_ON_Diverse_2023_04_03 | Fossil Fuel Thermal (Coal, Peat, Oil)_PJ_2020_KnownCap | PJ | Fossil Fuel Thermal (Coal, Peat, Oil) | 2020 | Electricity | 0 | known | PJ
LCP_Inputs_ON_Diverse_2023_04_03 | Fossil Fuel Thermal (Coal, Peat, Oil)_PJ_2030_KnownCap | PJ | Fossil Fuel Thermal (Coal, Peat, Oil) | 2030 | Electricity | 0 | known | PJ
LCP_Inputs_ON_Diverse_2023_04_03 | Fossil Fuel Thermal (Coal, Peat, Oil)_PJ_2040_KnownCap | PJ | Fossil Fuel Thermal (Coal, Peat, Oil) | 2040 | Electricity | 0 | known | PJ
LCP_Inputs_ON_Diverse_2023_04_03 | Fossil Fuel Thermal (Coal, Peat, Oil)_PJ_2050_KnownCap | PJ | Fossil Fuel Thermal (Coal, Peat, Oil) | 2050 | Electricity | 0 | known | PJ
LCP_Inputs_ON_Diverse_2023_04_03 | O/CCGT - CH4 Existing_PJ_2020_KnownCap | PJ | O/CCGT - CH4 Existing | 2020 | Electricity | 0 | known | PJ
LCP_Inputs_ON_Diverse_2023_04_03 | O/CCGT - CH4 Existing_PJ_2030_KnownCap | PJ | O/CCGT - CH4 Existing | 2030 | Electricity | 0 | known | PJ
LCP_Inputs_ON_Diverse_2023_04_03 | O/CCGT - CH4 Existing_PJ_2040_KnownCap | PJ | O/CCGT - CH4 Existing | 2040 | Electricity | 0 | known | PJ
LCP_Inputs_ON_Diverse_2023_04_03 | O/CCGT - CH4 Existing_PJ_2050_KnownCap | PJ | O/CCGT - CH4 Existing | 2050 | Electricity | 0 | known | PJ
LCP_Inputs_ON_Diverse_2023_04_03 | O/CCGT - CH4 New_PJ_2020_KnownCap | PJ | O/CCGT - CH4 New | 2020 | Electricity | 0 | known | PJ
LCP_Inputs_ON_Diverse_2023_04_03 | O/CCGT - CH4 New_PJ_2030_KnownCap | PJ | O/CCGT - CH4 New | 2030 | Electricity | 0 | known | PJ
LCP_Inputs_ON_Diverse_2023_04_03 | O/CCGT - CH4 New_PJ_2040_KnownCap | PJ | O/CCGT - CH4 New | 2040 | Electricity | 0 | known | PJ
LCP_Inputs_ON_Diverse_2023_04_03 | O/CCGT - CH4 New_PJ_2050_KnownCap | PJ | O/CCGT - CH4 New | 2050 | Electricity | 0 | known | PJ
LCP_Inputs_ON_Diverse_2023_04_03 | O/CCGT - H2 New_PJ_2020_KnownCap | PJ | O/CCGT - H2 New | 2020 | Electricity | 0 | known | PJ
LCP_Inputs_ON_Diverse_2023_04_03 | O/CCGT - H2 New_PJ_2030_KnownCap | PJ | O/CCGT - H2 New | 2030 | Electricity | 0 | known | PJ
LCP_Inputs_ON_Diverse_2023_04_03 | O/CCGT - H2 New_PJ_2040_KnownCap | PJ | O/CCGT - H2 New | 2040 | Electricity | 0 | known | PJ
LCP_Inputs_ON_Diverse_2023_04_03 | O/CCGT - H2 New_PJ_2050_KnownCap | PJ | O/CCGT - H2 New | 2050 | Electricity | 0 | known | PJ
LCP_Inputs_ON_Diverse_2023_04_03 | Biomass_PJ_2020_KnownCap | PJ | Biomass | 2020 | Electricity | 689.24 | known | PJ
LCP_Inputs_ON_Diverse_2023_04_03 | Biomass_PJ_2030_KnownCap | PJ | Biomass | 2030 | Electricity | 32.24 | known | PJ
LCP_Inputs_ON_Diverse_2023_04_03 | Biomass_PJ_2040_KnownCap | PJ | Biomass | 2040 | Electricity | 32.24 | known | PJ
LCP_Inputs_ON_Diverse_2023_04_03 | Biomass_PJ_2050_KnownCap | PJ | Biomass | 2050 | Electricity | 32.24 | known | PJ
LCP_Inputs_ON_Diverse_2023_04_03 | Battery Storage_PJ_2020_KnownCap | PJ | Battery Storage | 2020 | Electricity | 326.6 | known | PJ
LCP_Inputs_ON_Diverse_2023_04_03 | Battery Storage_PJ_2030_KnownCap | PJ | Battery Storage | 2030 | Electricity | 1556.6 | known | PJ
LCP_Inputs_ON_Diverse_2023_04_03 | Battery Storage_PJ_2040_KnownCap | PJ | Battery Storage | 2040 | Electricity | 6728.6 | known | PJ
LCP_Inputs_ON_Diverse_2023_04_03 | Battery Storage_PJ_2050_KnownCap | PJ | Battery Storage | 2050 | Electricity | 14708.6 | known | PJ
LCP_Inputs_ON_Diverse_2023_04_03 | Generic - Generator_PJ_2020_KnownCap | PJ | Generic - Generator | 2020 | Electricity | 145699.75 | known | PJ
LCP_Inputs_ON_Diverse_2023_04_03 | Generic - Generator_PJ_2030_KnownCap | PJ | Generic - Generator | 2030 | Electricity | 130164.75 | known | PJ
LCP_Inputs_ON_Diverse_2023_04_03 | Generic - Generator_PJ_2040_KnownCap | PJ | Generic - Generator | 2040 | Electricity | 122355.75 | known | PJ
LCP_Inputs_ON_Diverse_2023_04_03 | Generic - Generator_PJ_2050_KnownCap | PJ | Generic - Generator | 2050 | Electricity | 117531.75 | known | PJ
LCP_Inputs_ON_Diverse_2023_04_03 | CH4 Salt Cavern Storage - ON_PJ_2020_KnownCap | PJ | CH4 Salt Cavern Storage - ON | 2020 | Methane | 0 | known | PJ
LCP_Inputs_ON_Diverse_2023_04_03 | CH4 Salt Cavern Storage - ON_PJ_2030_KnownCap | PJ | CH4 Salt Cavern Storage - ON | 2030 | Methane | 0 | known | PJ
LCP_Inputs_ON_Diverse_2023_04_03 | CH4 Salt Cavern Storage - ON_PJ_2040_KnownCap | PJ | CH4 Salt Cavern Storage - ON | 2040 | Methane | 0 | known | PJ
LCP_Inputs_ON_Diverse_2023_04_03 | CH4 Salt Cavern Storage - ON_PJ_2050_KnownCap | PJ | CH4 Salt Cavern Storage - ON | 2050 | Methane | 0 | known | PJ
LCP_Inputs_ON_Diverse_2023_04_03 | H2 Salt Cavern Storage - ON_PJ_2020_KnownCap | PJ | H2 Salt Cavern Storage - ON | 2020 | Hydrogen | 0 | known | PJ
LCP_Inputs_ON_Diverse_2023_04_03 | H2 Salt Cavern Storage - ON_PJ_2030_KnownCap | PJ | H2 Salt Cavern Storage - ON | 2030 | Hydrogen | 0 | known | PJ
LCP_Inputs_ON_Diverse_2023_04_03 | H2 Salt Cavern Storage - ON_PJ_2040_KnownCap | PJ | H2 Salt Cavern Storage - ON | 2040 | Hydrogen | 0 | known | PJ
LCP_Inputs_ON_Diverse_2023_04_03 | H2 Salt Cavern Storage - ON_PJ_2050_KnownCap | PJ | H2 Salt Cavern Storage - ON | 2050 | Hydrogen | 0 | known | PJ
LCP_Inputs_ON_Diverse_2023_04_03 | H2 Import - QC_PJ_2020_KnownCap | PJ | H2 Import - QC | 2020 | Hydrogen | 0 | known | PJ
LCP_Inputs_ON_Diverse_2023_04_03 | H2 Import - QC_PJ_2030_KnownCap | PJ | H2 Import - QC | 2030 | Hydrogen | 0 | known | PJ
LCP_Inputs_ON_Diverse_2023_04_03 | H2 Import - QC_PJ_2040_KnownCap | PJ | H2 Import - QC | 2040 | Hydrogen | 0 | known | PJ
LCP_Inputs_ON_Diverse_2023_04_03 | H2 Import - QC_PJ_2050_KnownCap | PJ | H2 Import - QC | 2050 | Hydrogen | 0 | known | PJ
LCP_Inputs_ON_Diverse_2023_04_03 | H2 Import - WC_PJ_2020_KnownCap | PJ | H2 Import - WC | 2020 | Hydrogen | 0 | known | PJ
LCP_Inputs_ON_Diverse_2023_04_03 | H2 Import - WC_PJ_2030_KnownCap | PJ | H2 Import - WC | 2030 | Hydrogen | 0 | known | PJ
LCP_Inputs_ON_Diverse_2023_04_03 | H2 Import - WC_PJ_2040_KnownCap | PJ | H2 Import - WC | 2040 | Hydrogen | 0 | known | PJ
LCP_Inputs_ON_Diverse_2023_04_03 | H2 Import - WC_PJ_2050_KnownCap | PJ | H2 Import - WC | 2050 | Hydrogen | 0 | known | PJ
LCP_Inputs_ON_Diverse_2023_04_03 | CH4 Import - WC 2020_PJ_2020_KnownCap | PJ | CH4 Import - WC 2020 | 2020 | Methane | 0 | known | PJ
LCP_Inputs_ON_Diverse_2023_04_03 | CH4 Import - WC 2020_PJ_2030_KnownCap | PJ | CH4 Import - WC 2020 | 2030 | Methane | 0 | known | PJ
LCP_Inputs_ON_Diverse_2023_04_03 | CH4 Import - WC 2020_PJ_2040_KnownCap | PJ | CH4 Import - WC 2020 | 2040 | Methane | 0 | known | PJ
LCP_Inputs_ON_Diverse_2023_04_03 | CH4 Import - WC 2020_PJ_2050_KnownCap | PJ | CH4 Import - WC 2020 | 2050 | Methane | 0 | known | PJ
LCP_Inputs_ON_Diverse_2023_04_03 | CH4 Import - WC 2030_PJ_2020_KnownCap | PJ | CH4 Import - WC 2030 | 2020 | Methane | 0 | known | PJ
LCP_Inputs_ON_Diverse_2023_04_03 | CH4 Import - WC 2030_PJ_2030_KnownCap | PJ | CH4 Import - WC 2030 | 2030 | Methane | 0 | known | PJ
LCP_Inputs_ON_Diverse_2023_04_03 | CH4 Import - WC 2030_PJ_2040_KnownCap | PJ | CH4 Import - WC 2030 | 2040 | Methane | 0 | known | PJ
LCP_Inputs_ON_Diverse_2023_04_03 | CH4 Import - WC 2030_PJ_2050_KnownCap | PJ | CH4 Import - WC 2030 | 2050 | Methane | 0 | known | PJ
LCP_Inputs_ON_Diverse_2023_04_03 | CH4 Import - WC 2040_PJ_2020_KnownCap | PJ | CH4 Import - WC 2040 | 2020 | Methane | 0 | known | PJ
LCP_Inputs_ON_Diverse_2023_04_03 | CH4 Import - WC 2040_PJ_2030_KnownCap | PJ | CH4 Import - WC 2040 | 2030 | Methane | 0 | known | PJ
LCP_Inputs_ON_Diverse_2023_04_03 | CH4 Import - WC 2040_PJ_2040_KnownCap | PJ | CH4 Import - WC 2040 | 2040 | Methane | 0 | known | PJ
LCP_Inputs_ON_Diverse_2023_04_03 | CH4 Import - WC 2040_PJ_2050_KnownCap | PJ | CH4 Import - WC 2040 | 2050 | Methane | 0 | known | PJ
LCP_Inputs_ON_Diverse_2023_04_03 | CH4 Import - WC 2050_PJ_2020_KnownCap | PJ | CH4 Import - WC 2050 | 2020 | Methane | 0 | known | PJ
LCP_Inputs_ON_Diverse_2023_04_03 | CH4 Import - WC 2050_PJ_2030_KnownCap | PJ | CH4 Import - WC 2050 | 2030 | Methane | 0 | known | PJ
LCP_Inputs_ON_Diverse_2023_04_03 | CH4 Import - WC 2050_PJ_2040_KnownCap | PJ | CH4 Import - WC 2050 | 2040 | Methane | 0 | known | PJ
LCP_Inputs_ON_Diverse_2023_04_03 | CH4 Import - WC 2050_PJ_2050_KnownCap | PJ | CH4 Import - WC 2050 | 2050 | Methane | 0 | known | PJ
LCP_Inputs_ON_Diverse_2023_04_03 | CH4 Import - NY 2020_PJ_2020_KnownCap | PJ | CH4 Import - NY 2020 | 2020 | Methane | 0 | known | PJ
LCP_Inputs_ON_Diverse_2023_04_03 | CH4 Import - NY 2020_PJ_2030_KnownCap | PJ | CH4 Import - NY 2020 | 2030 | Methane | 0 | known | PJ
LCP_Inputs_ON_Diverse_2023_04_03 | CH4 Import - NY 2020_PJ_2040_KnownCap | PJ | CH4 Import - NY 2020 | 2040 | Methane | 0 | known | PJ
LCP_Inputs_ON_Diverse_2023_04_03 | CH4 Import - NY 2020_PJ_2050_KnownCap | PJ | CH4 Import - NY 2020 | 2050 | Methane | 0 | known | PJ
LCP_Inputs_ON_Diverse_2023_04_03 | CH4 Import - NY 2030_PJ_2020_KnownCap | PJ | CH4 Import - NY 2030 | 2020 | Methane | 0 | known | PJ
LCP_Inputs_ON_Diverse_2023_04_03 | CH4 Import - NY 2030_PJ_2030_KnownCap | PJ | CH4 Import - NY 2030 | 2030 | Methane | 0 | known | PJ
LCP_Inputs_ON_Diverse_2023_04_03 | CH4 Import - NY 2030_PJ_2040_KnownCap | PJ | CH4 Import - NY 2030 | 2040 | Methane | 0 | known | PJ
LCP_Inputs_ON_Diverse_2023_04_03 | CH4 Import - NY 2030_PJ_2050_KnownCap | PJ | CH4 Import - NY 2030 | 2050 | Methane | 0 | known | PJ
LCP_Inputs_ON_Diverse_2023_04_03 | CH4 Import - NY 2040_PJ_2020_KnownCap | PJ | CH4 Import - NY 2040 | 2020 | Methane | 0 | known | PJ
LCP_Inputs_ON_Diverse_2023_04_03 | CH4 Import - NY 2040_PJ_2030_KnownCap | PJ | CH4 Import - NY 2040 | 2030 | Methane | 0 | known | PJ
LCP_Inputs_ON_Diverse_2023_04_03 | CH4 Import - NY 2040_PJ_2040_KnownCap | PJ | CH4 Import - NY 2040 | 2040 | Methane | 0 | known | PJ
LCP_Inputs_ON_Diverse_2023_04_03 | CH4 Import - NY 2040_PJ_2050_KnownCap | PJ | CH4 Import - NY 2040 | 2050 | Methane | 0 | known | PJ
LCP_Inputs_ON_Diverse_2023_04_03 | CH4 Import - NY 2050_PJ_2020_KnownCap | PJ | CH4 Import - NY 2050 | 2020 | Methane | 0 | known | PJ
LCP_Inputs_ON_Diverse_2023_04_03 | CH4 Import - NY 2050_PJ_2030_KnownCap | PJ | CH4 Import - NY 2050 | 2030 | Methane | 0 | known | PJ
LCP_Inputs_ON_Diverse_2023_04_03 | CH4 Import - NY 2050_PJ_2040_KnownCap | PJ | CH4 Import - NY 2050 | 2040 | Methane | 0 | known | PJ
LCP_Inputs_ON_Diverse_2023_04_03 | CH4 Import - NY 2050_PJ_2050_KnownCap | PJ | CH4 Import - NY 2050 | 2050 | Methane | 0 | known | PJ
LCP_Inputs_ON_Diverse_2023_04_03 | Electrolyser 2020/2030_PJ_2020_KnownCap | PJ | Electrolyser 2020/2030 | 2020 | Hydrogen | 0 | known | PJ
LCP_Inputs_ON_Diverse_2023_04_03 | Electrolyser 2020/2030_PJ_2030_KnownCap | PJ | Electrolyser 2020/2030 | 2030 | Hydrogen | 0 | known | PJ
LCP_Inputs_ON_Diverse_2023_04_03 | Electrolyser 2020/2030_PJ_2040_KnownCap | PJ | Electrolyser 2020/2030 | 2040 | Hydrogen | 0 | known | PJ
LCP_Inputs_ON_Diverse_2023_04_03 | Electrolyser 2020/2030_PJ_2050_KnownCap | PJ | Electrolyser 2020/2030 | 2050 | Hydrogen | 0 | known | PJ
LCP_Inputs_ON_Diverse_2023_04_03 | Electrolyser 2040_PJ_2020_KnownCap | PJ | Electrolyser 2040 | 2020 | Hydrogen | 0 | known | PJ
LCP_Inputs_ON_Diverse_2023_04_03 | Electrolyser 2040_PJ_2030_KnownCap | PJ | Electrolyser 2040 | 2030 | Hydrogen | 0 | known | PJ
LCP_Inputs_ON_Diverse_2023_04_03 | Electrolyser 2040_PJ_2040_KnownCap | PJ | Electrolyser 2040 | 2040 | Hydrogen | 0 | known | PJ
LCP_Inputs_ON_Diverse_2023_04_03 | Electrolyser 2040_PJ_2050_KnownCap | PJ | Electrolyser 2040 | 2050 | Hydrogen | 0 | known | PJ
LCP_Inputs_ON_Diverse_2023_04_03 | Electrolyser 2050_PJ_2020_KnownCap | PJ | Electrolyser 2050 | 2020 | Hydrogen | 0 | known | PJ
LCP_Inputs_ON_Diverse_2023_04_03 | Electrolyser 2050_PJ_2030_KnownCap | PJ | Electrolyser 2050 | 2030 | Hydrogen | 0 | known | PJ
LCP_Inputs_ON_Diverse_2023_04_03 | Electrolyser 2050_PJ_2040_KnownCap | PJ | Electrolyser 2050 | 2040 | Hydrogen | 0 | known | PJ
LCP_Inputs_ON_Diverse_2023_04_03 | Electrolyser 2050_PJ_2050_KnownCap | PJ | Electrolyser 2050 | 2050 | Hydrogen | 0 | known | PJ
LCP_Inputs_ON_Diverse_2023_04_03 | Anaerobic Digestion_PJ_2020_KnownCap | PJ | Anaerobic Digestion | 2020 | Methane | 0 | known | PJ
LCP_Inputs_ON_Diverse_2023_04_03 | Anaerobic Digestion_PJ_2030_KnownCap | PJ | Anaerobic Digestion | 2030 | Methane | 0 | known | PJ
LCP_Inputs_ON_Diverse_2023_04_03 | Anaerobic Digestion_PJ_2040_KnownCap | PJ | Anaerobic Digestion | 2040 | Methane | 0 | known | PJ
LCP_Inputs_ON_Diverse_2023_04_03 | Anaerobic Digestion_PJ_2050_KnownCap | PJ | Anaerobic Digestion | 2050 | Methane | 0 | known | PJ
LCP_Inputs_ON_Diverse_2023_04_03 | CH4 + CCS_PJ_2020_KnownCap | PJ | CH4 + CCS | 2020 | Methane | 0 | known | PJ
LCP_Inputs_ON_Diverse_2023_04_03 | CH4 + CCS_PJ_2030_KnownCap | PJ | CH4 + CCS | 2030 | Methane | 0 | known | PJ
LCP_Inputs_ON_Diverse_2023_04_03 | CH4 + CCS_PJ_2040_KnownCap | PJ | CH4 + CCS | 2040 | Methane | 0 | known | PJ
LCP_Inputs_ON_Diverse_2023_04_03 | CH4 + CCS_PJ_2050_KnownCap | PJ | CH4 + CCS | 2050 | Methane | 0 | known | PJ
LCP_Inputs_ON_Diverse_2023_04_03 | SMR CCS_PJ_2020_KnownCap | PJ | SMR CCS | 2020 | Hydrogen | 0 | known | PJ
LCP_Inputs_ON_Diverse_2023_04_03 | SMR CCS_PJ_2030_KnownCap | PJ | SMR CCS | 2030 | Hydrogen | 0 | known | PJ
LCP_Inputs_ON_Diverse_2023_04_03 | SMR CCS_PJ_2040_KnownCap | PJ | SMR CCS | 2040 | Hydrogen | 0 | known | PJ
LCP_Inputs_ON_Diverse_2023_04_03 | SMR CCS_PJ_2050_KnownCap | PJ | SMR CCS | 2050 | Hydrogen | 0 | known | PJ
LCP_Inputs_ON_Diverse_2023_04_03 | Biomass + CCS_ON_2020_KnownCap | ON | Biomass + CCS | 2020 | Electricity | 0 | known | ON
LCP_Inputs_ON_Diverse_2023_04_03 | Biomass + CCS_ON_2030_KnownCap | ON | Biomass + CCS | 2030 | Electricity | 0 | known | ON
LCP_Inputs_ON_Diverse_2023_04_03 | Biomass + CCS_ON_2040_KnownCap | ON | Biomass + CCS | 2040 | Electricity | 0 | known | ON
LCP_Inputs_ON_Diverse_2023_04_03 | Biomass + CCS_ON_2050_KnownCap | ON | Biomass + CCS | 2050 | Electricity | 0 | known | ON
LCP_Inputs_ON_Diverse_2023_04_03 | Biomass + CCS_QC_2020_KnownCap | QC | Biomass + CCS | 2020 | Electricity | 0 | known | QC
LCP_Inputs_ON_Diverse_2023_04_03 | Biomass + CCS_QC_2030_KnownCap | QC | Biomass + CCS | 2030 | Electricity | 0 | known | QC
LCP_Inputs_ON_Diverse_2023_04_03 | Biomass + CCS_QC_2040_KnownCap | QC | Biomass + CCS | 2040 | Electricity | 0 | known | QC
LCP_Inputs_ON_Diverse_2023_04_03 | Biomass + CCS_QC_2050_KnownCap | QC | Biomass + CCS | 2050 | Electricity | 0 | known | QC
LCP_Inputs_ON_Diverse_2023_04_03 | Biomass + CCS_WC_2020_KnownCap | WC | Biomass + CCS | 2020 | Electricity | 0 | known | WC
LCP_Inputs_ON_Diverse_2023_04_03 | Biomass + CCS_WC_2030_KnownCap | WC | Biomass + CCS | 2030 | Electricity | 0 | known | WC
LCP_Inputs_ON_Diverse_2023_04_03 | Biomass + CCS_WC_2040_KnownCap | WC | Biomass + CCS | 2040 | Electricity | 0 | known | WC
LCP_Inputs_ON_Diverse_2023_04_03 | Biomass + CCS_WC_2050_KnownCap | WC | Biomass + CCS | 2050 | Electricity | 0 | known | WC
LCP_Inputs_ON_Diverse_2023_04_03 | Biomass + CCS_NY_2020_KnownCap | NY | Biomass + CCS | 2020 | Electricity | 0 | known | NY
LCP_Inputs_ON_Diverse_2023_04_03 | Biomass + CCS_NY_2030_KnownCap | NY | Biomass + CCS | 2030 | Electricity | 0 | known | NY
LCP_Inputs_ON_Diverse_2023_04_03 | Biomass + CCS_NY_2040_KnownCap | NY | Biomass + CCS | 2040 | Electricity | 0 | known | NY
LCP_Inputs_ON_Diverse_2023_04_03 | Biomass + CCS_NY_2050_KnownCap | NY | Biomass + CCS | 2050 | Electricity | 0 | known | NY
LCP_Inputs_ON_Diverse_2023_04_03 | Biomass + CCS_MI_2020_KnownCap | MI | Biomass + CCS | 2020 | Electricity | 0 | known | MI
LCP_Inputs_ON_Diverse_2023_04_03 | Biomass + CCS_MI_2030_KnownCap | MI | Biomass + CCS | 2030 | Electricity | 0 | known | MI
LCP_Inputs_ON_Diverse_2023_04_03 | Biomass + CCS_MI_2040_KnownCap | MI | Biomass + CCS | 2040 | Electricity | 0 | known | MI
LCP_Inputs_ON_Diverse_2023_04_03 | Biomass + CCS_MI_2050_KnownCap | MI | Biomass + CCS | 2050 | Electricity | 0 | known | MI
LCP_Inputs_ON_Diverse_2023_04_03 | Biomass + CCS_PJ_2020_KnownCap | PJ | Biomass + CCS | 2020 | Electricity | 0 | known | PJ
LCP_Inputs_ON_Diverse_2023_04_03 | Biomass + CCS_PJ_2030_KnownCap | PJ | Biomass + CCS | 2030 | Electricity | 0 | known | PJ
LCP_Inputs_ON_Diverse_2023_04_03 | Biomass + CCS_PJ_2040_KnownCap | PJ | Biomass + CCS | 2040 | Electricity | 0 | known | PJ
LCP_Inputs_ON_Diverse_2023_04_03 | Biomass + CCS_PJ_2050_KnownCap | PJ | Biomass + CCS | 2050 | Electricity | 0 | known | PJ
LCP_Inputs_ON_Diverse_2023_04_03 | Nuclear SMR_ON_2020_KnownCap | ON | Nuclear SMR | 2020 | Electricity | 0 | known | ON
LCP_Inputs_ON_Diverse_2023_04_03 | Nuclear SMR_ON_2030_KnownCap | ON | Nuclear SMR | 2030 | Electricity | 300 | known | ON
LCP_Inputs_ON_Diverse_2023_04_03 | Nuclear SMR_ON_2040_KnownCap | ON | Nuclear SMR | 2040 | Electricity | 300 | known | ON
LCP_Inputs_ON_Diverse_2023_04_03 | Nuclear SMR_ON_2050_KnownCap | ON | Nuclear SMR | 2050 | Electricity | 300 | known | ON
LCP_Inputs_ON_Diverse_2023_04_03 | Nuclear SMR_QC_2020_KnownCap | QC | Nuclear SMR | 2020 | Electricity | 0 | known | QC
LCP_Inputs_ON_Diverse_2023_04_03 | Nuclear SMR_QC_2030_KnownCap | QC | Nuclear SMR | 2030 | Electricity | 0 | known | QC
LCP_Inputs_ON_Diverse_2023_04_03 | Nuclear SMR_QC_2040_KnownCap | QC | Nuclear SMR | 2040 | Electricity | 0 | known | QC
LCP_Inputs_ON_Diverse_2023_04_03 | Nuclear SMR_QC_2050_KnownCap | QC | Nuclear SMR | 2050 | Electricity | 0 | known | QC
LCP_Inputs_ON_Diverse_2023_04_03 | Nuclear SMR_WC_2020_KnownCap | WC | Nuclear SMR | 2020 | Electricity | 0 | known | WC
LCP_Inputs_ON_Diverse_2023_04_03 | Nuclear SMR_WC_2030_KnownCap | WC | Nuclear SMR | 2030 | Electricity | 0 | known | WC
LCP_Inputs_ON_Diverse_2023_04_03 | Nuclear SMR_WC_2040_KnownCap | WC | Nuclear SMR | 2040 | Electricity | 0 | known | WC
LCP_Inputs_ON_Diverse_2023_04_03 | Nuclear SMR_WC_2050_KnownCap | WC | Nuclear SMR | 2050 | Electricity | 0 | known | WC
LCP_Inputs_ON_Diverse_2023_04_03 | Nuclear SMR_NY_2020_KnownCap | NY | Nuclear SMR | 2020 | Electricity | 0 | known | NY
LCP_Inputs_ON_Diverse_2023_04_03 | Nuclear SMR_NY_2030_KnownCap | NY | Nuclear SMR | 2030 | Electricity | 0 | known | NY
LCP_Inputs_ON_Diverse_2023_04_03 | Nuclear SMR_NY_2040_KnownCap | NY | Nuclear SMR | 2040 | Electricity | 0 | known | NY
LCP_Inputs_ON_Diverse_2023_04_03 | Nuclear SMR_NY_2050_KnownCap | NY | Nuclear SMR | 2050 | Electricity | 0 | known | NY
LCP_Inputs_ON_Diverse_2023_04_03 | Nuclear SMR_MI_2020_KnownCap | MI | Nuclear SMR | 2020 | Electricity | 0 | known | MI
LCP_Inputs_ON_Diverse_2023_04_03 | Nuclear SMR_MI_2030_KnownCap | MI | Nuclear SMR | 2030 | Electricity | 0 | known | MI
LCP_Inputs_ON_Diverse_2023_04_03 | Nuclear SMR_MI_2040_KnownCap | MI | Nuclear SMR | 2040 | Electricity | 0 | known | MI
LCP_Inputs_ON_Diverse_2023_04_03 | Nuclear SMR_MI_2050_KnownCap | MI | Nuclear SMR | 2050 | Electricity | 0 | known | MI
LCP_Inputs_ON_Diverse_2023_04_03 | Nuclear SMR_PJ_2020_KnownCap | PJ | Nuclear SMR | 2020 | Electricity | 0 | known | PJ
LCP_Inputs_ON_Diverse_2023_04_03 | Nuclear SMR_PJ_2030_KnownCap | PJ | Nuclear SMR | 2030 | Electricity | 0 | known | PJ
LCP_Inputs_ON_Diverse_2023_04_03 | Nuclear SMR_PJ_2040_KnownCap | PJ | Nuclear SMR | 2040 | Electricity | 0 | known | PJ
LCP_Inputs_ON_Diverse_2023_04_03 | Nuclear SMR_PJ_2050_KnownCap | PJ | Nuclear SMR | 2050 | Electricity | 0 | known | PJ

## CF_all_discounted
ScenarioName | ModelYr | SupplyTechnology | SupplyTechType | GENtoDISFuel | SubRegion | var_type | CostType | SolutionCost | SubRegion_From | SubRegion_To | InfraTechnology | SubRegion1 | SubRegion2 | CarbonOffset | DiscountVector | PV_SolutionCost
LCP_Inputs_ON_Diverse_2023_04_03 | 2020 | Anaerobic Digestion | Generation | Methane | MI | Dispatch-Generation | EmissionsCost | 0 | [6 empty] | 1 | 0
LCP_Inputs_ON_Diverse_2023_04_03 | 2020 | Anaerobic Digestion | Generation | Methane | MI | Dispatch-Generation | FuelCost | 0 | [6 empty] | 1 | 0
LCP_Inputs_ON_Diverse_2023_04_03 | 2020 | Anaerobic Digestion | Generation | Methane | MI | Dispatch-Generation | VOM | 0 | [6 empty] | 1 | 0
LCP_Inputs_ON_Diverse_2023_04_03 | 2020 | Anaerobic Digestion | Generation | Methane | NY | Dispatch-Generation | EmissionsCost | 0 | [6 empty] | 1 | 0
LCP_Inputs_ON_Diverse_2023_04_03 | 2020 | Anaerobic Digestion | Generation | Methane | NY | Dispatch-Generation | FuelCost | 0 | [6 empty] | 1 | 0
LCP_Inputs_ON_Diverse_2023_04_03 | 2020 | Anaerobic Digestion | Generation | Methane | NY | Dispatch-Generation | VOM | 0 | [6 empty] | 1 | 0
LCP_Inputs_ON_Diverse_2023_04_03 | 2020 | Anaerobic Digestion | Generation | Methane | ON | Dispatch-Generation | EmissionsCost | 0 | [6 empty] | 1 | 0
LCP_Inputs_ON_Diverse_2023_04_03 | 2020 | Anaerobic Digestion | Generation | Methane | ON | Dispatch-Generation | FuelCost | 0 | [6 empty] | 1 | 0
LCP_Inputs_ON_Diverse_2023_04_03 | 2020 | Anaerobic Digestion | Generation | Methane | ON | Dispatch-Generation | VOM | 0 | [6 empty] | 1 | 0
LCP_Inputs_ON_Diverse_2023_04_03 | 2020 | Anaerobic Digestion | Generation | Methane | PJ | Dispatch-Generation | EmissionsCost | 0 | [6 empty] | 1 | 0
LCP_Inputs_ON_Diverse_2023_04_03 | 2020 | Anaerobic Digestion | Generation | Methane | PJ | Dispatch-Generation | FuelCost | 0 | [6 empty] | 1 | 0
LCP_Inputs_ON_Diverse_2023_04_03 | 2020 | Anaerobic Digestion | Generation | Methane | PJ | Dispatch-Generation | VOM | 0 | [6 empty] | 1 | 0
LCP_Inputs_ON_Diverse_2023_04_03 | 2020 | Anaerobic Digestion | Generation | Methane | QC | Dispatch-Generation | EmissionsCost | 0 | [6 empty] | 1 | 0
LCP_Inputs_ON_Diverse_2023_04_03 | 2020 | Anaerobic Digestion | Generation | Methane | QC | Dispatch-Generation | FuelCost | 0 | [6 empty] | 1 | 0
LCP_Inputs_ON_Diverse_2023_04_03 | 2020 | Anaerobic Digestion | Generation | Methane | QC | Dispatch-Generation | VOM | 0 | [6 empty] | 1 | 0
LCP_Inputs_ON_Diverse_2023_04_03 | 2020 | Anaerobic Digestion | Generation | Methane | WC | Dispatch-Generation | EmissionsCost | 0 | [6 empty] | 1 | 0
LCP_Inputs_ON_Diverse_2023_04_03 | 2020 | Anaerobic Digestion | Generation | Methane | WC | Dispatch-Generation | FuelCost | 0 | [6 empty] | 1 | 0
LCP_Inputs_ON_Diverse_2023_04_03 | 2020 | Anaerobic Digestion | Generation | Methane | WC | Dispatch-Generation | VOM | 0 | [6 empty] | 1 | 0
LCP_Inputs_ON_Diverse_2023_04_03 | 2020 | Battery Storage | Storage | Electricity | MI | Dispatch-Storage | EmissionsCost | 0 | [6 empty] | 1 | 0
LCP_Inputs_ON_Diverse_2023_04_03 | 2020 | Battery Storage | Storage | Electricity | MI | Dispatch-Storage | FuelCost | 0 | [6 empty] | 1 | 0
LCP_Inputs_ON_Diverse_2023_04_03 | 2020 | Battery Storage | Storage | Electricity | MI | Dispatch-Storage | VOM | 0 | [6 empty] | 1 | 0
LCP_Inputs_ON_Diverse_2023_04_03 | 2020 | Battery Storage | Storage | Electricity | NY | Dispatch-Storage | EmissionsCost | 0 | [6 empty] | 1 | 0
LCP_Inputs_ON_Diverse_2023_04_03 | 2020 | Battery Storage | Storage | Electricity | NY | Dispatch-Storage | FuelCost | 0 | [6 empty] | 1 | 0
LCP_Inputs_ON_Diverse_2023_04_03 | 2020 | Battery Storage | Storage | Electricity | NY | Dispatch-Storage | VOM | 0 | [6 empty] | 1 | 0
LCP_Inputs_ON_Diverse_2023_04_03 | 2020 | Battery Storage | Storage | Electricity | ON | Dispatch-Storage | EmissionsCost | 0 | [6 empty] | 1 | 0
LCP_Inputs_ON_Diverse_2023_04_03 | 2020 | Battery Storage | Storage | Electricity | ON | Dispatch-Storage | FuelCost | 0 | [6 empty] | 1 | 0
LCP_Inputs_ON_Diverse_2023_04_03 | 2020 | Battery Storage | Storage | Electricity | ON | Dispatch-Storage | VOM | 0 | [6 empty] | 1 | 0
LCP_Inputs_ON_Diverse_2023_04_03 | 2020 | Battery Storage | Storage | Electricity | PJ | Dispatch-Storage | EmissionsCost | 0 | [6 empty] | 1 | 0
LCP_Inputs_ON_Diverse_2023_04_03 | 2020 | Battery Storage | Storage | Electricity | PJ | Dispatch-Storage | FuelCost | 0 | [6 empty] | 1 | 0
LCP_Inputs_ON_Diverse_2023_04_03 | 2020 | Battery Storage | Storage | Electricity | PJ | Dispatch-Storage | VOM | 0 | [6 empty] | 1 | 0
LCP_Inputs_ON_Diverse_2023_04_03 | 2020 | Battery Storage | Storage | Electricity | QC | Dispatch-Storage | EmissionsCost | 0 | [6 empty] | 1 | 0
LCP_Inputs_ON_Diverse_2023_04_03 | 2020 | Battery Storage | Storage | Electricity | QC | Dispatch-Storage | FuelCost | 0 | [6 empty] | 1 | 0
LCP_Inputs_ON_Diverse_2023_04_03 | 2020 | Battery Storage | Storage | Electricity | QC | Dispatch-Storage | VOM | 0 | [6 empty] | 1 | 0
LCP_Inputs_ON_Diverse_2023_04_03 | 2020 | Battery Storage | Storage | Electricity | WC | Dispatch-Storage | EmissionsCost | 0 | [6 empty] | 1 | 0
LCP_Inputs_ON_Diverse_2023_04_03 | 2020 | Battery Storage | Storage | Electricity | WC | Dispatch-Storage | FuelCost | 0 | [6 empty] | 1 | 0
LCP_Inputs_ON_Diverse_2023_04_03 | 2020 | Battery Storage | Storage | Electricity | WC | Dispatch-Storage | VOM | 0 | [6 empty] | 1 | 0
LCP_Inputs_ON_Diverse_2023_04_03 | 2020 | Biomass | Generation | Electricity | MI | Dispatch-Generation | EmissionsCost | 0 | [6 empty] | 1 | 0
LCP_Inputs_ON_Diverse_2023_04_03 | 2020 | Biomass | Generation | Electricity | MI | Dispatch-Generation | FuelCost | 0 | [6 empty] | 1 | 0
LCP_Inputs_ON_Diverse_2023_04_03 | 2020 | Biomass | Generation | Electricity | MI | Dispatch-Generation | VOM | 0 | [6 empty] | 1 | 0
LCP_Inputs_ON_Diverse_2023_04_03 | 2020 | Biomass | Generation | Electricity | NY | Dispatch-Generation | EmissionsCost | 0 | [6 empty] | 1 | 0
LCP_Inputs_ON_Diverse_2023_04_03 | 2020 | Biomass | Generation | Electricity | NY | Dispatch-Generation | FuelCost | 0 | [6 empty] | 1 | 0
LCP_Inputs_ON_Diverse_2023_04_03 | 2020 | Biomass | Generation | Electricity | NY | Dispatch-Generation | VOM | 0 | [6 empty] | 1 | 0
LCP_Inputs_ON_Diverse_2023_04_03 | 2020 | Biomass | Generation | Electricity | ON | Dispatch-Generation | EmissionsCost | 0 | [6 empty] | 1 | 0
LCP_Inputs_ON_Diverse_2023_04_03 | 2020 | Biomass | Generation | Electricity | ON | Dispatch-Generation | FuelCost | 0 | [6 empty] | 1 | 0
LCP_Inputs_ON_Diverse_2023_04_03 | 2020 | Biomass | Generation | Electricity | ON | Dispatch-Generation | VOM | 0 | [6 empty] | 1 | 0
LCP_Inputs_ON_Diverse_2023_04_03 | 2020 | Biomass | Generation | Electricity | PJ | Dispatch-Generation | EmissionsCost | 0 | [6 empty] | 1 | 0
LCP_Inputs_ON_Diverse_2023_04_03 | 2020 | Biomass | Generation | Electricity | PJ | Dispatch-Generation | FuelCost | 0 | [6 empty] | 1 | 0
LCP_Inputs_ON_Diverse_2023_04_03 | 2020 | Biomass | Generation | Electricity | PJ | Dispatch-Generation | VOM | 0 | [6 empty] | 1 | 0
LCP_Inputs_ON_Diverse_2023_04_03 | 2020 | Biomass | Generation | Electricity | QC | Dispatch-Generation | EmissionsCost | 0 | [6 empty] | 1 | 0
LCP_Inputs_ON_Diverse_2023_04_03 | 2020 | Biomass | Generation | Electricity | QC | Dispatch-Generation | FuelCost | 0 | [6 empty] | 1 | 0
LCP_Inputs_ON_Diverse_2023_04_03 | 2020 | Biomass | Generation | Electricity | QC | Dispatch-Generation | VOM | 0 | [6 empty] | 1 | 0
LCP_Inputs_ON_Diverse_2023_04_03 | 2020 | Biomass | Generation | Electricity | WC | Dispatch-Generation | EmissionsCost | 0 | [6 empty] | 1 | 0
LCP_Inputs_ON_Diverse_2023_04_03 | 2020 | Biomass | Generation | Electricity | WC | Dispatch-Generation | FuelCost | 0 | [6 empty] | 1 | 0
LCP_Inputs_ON_Diverse_2023_04_03 | 2020 | Biomass | Generation | Electricity | WC | Dispatch-Generation | VOM | 0 | [6 empty] | 1 | 0
LCP_Inputs_ON_Diverse_2023_04_03 | 2020 | Biomass + CCS | Generation | Electricity | MI | Dispatch-Generation | EmissionsCost | 0 | [6 empty] | 1 | 0
LCP_Inputs_ON_Diverse_2023_04_03 | 2020 | Biomass + CCS | Generation | Electricity | MI | Dispatch-Generation | FuelCost | 0 | [6 empty] | 1 | 0
LCP_Inputs_ON_Diverse_2023_04_03 | 2020 | Biomass + CCS | Generation | Electricity | MI | Dispatch-Generation | VOM | 0 | [6 empty] | 1 | 0
LCP_Inputs_ON_Diverse_2023_04_03 | 2020 | Biomass + CCS | Generation | Electricity | NY | Dispatch-Generation | EmissionsCost | 0 | [6 empty] | 1 | 0
LCP_Inputs_ON_Diverse_2023_04_03 | 2020 | Biomass + CCS | Generation | Electricity | NY | Dispatch-Generation | FuelCost | 0 | [6 empty] | 1 | 0
LCP_Inputs_ON_Diverse_2023_04_03 | 2020 | Biomass + CCS | Generation | Electricity | NY | Dispatch-Generation | VOM | 0 | [6 empty] | 1 | 0
LCP_Inputs_ON_Diverse_2023_04_03 | 2020 | Biomass + CCS | Generation | Electricity | ON | Dispatch-Generation | EmissionsCost | 0 | [6 empty] | 1 | 0
LCP_Inputs_ON_Diverse_2023_04_03 | 2020 | Biomass + CCS | Generation | Electricity | ON | Dispatch-Generation | FuelCost | 0 | [6 empty] | 1 | 0
LCP_Inputs_ON_Diverse_2023_04_03 | 2020 | Biomass + CCS | Generation | Electricity | ON | Dispatch-Generation | VOM | 0 | [6 empty] | 1 | 0
LCP_Inputs_ON_Diverse_2023_04_03 | 2020 | Biomass + CCS | Generation | Electricity | PJ | Dispatch-Generation | EmissionsCost | 0 | [6 empty] | 1 | 0
LCP_Inputs_ON_Diverse_2023_04_03 | 2020 | Biomass + CCS | Generation | Electricity | PJ | Dispatch-Generation | FuelCost | 0 | [6 empty] | 1 | 0
LCP_Inputs_ON_Diverse_2023_04_03 | 2020 | Biomass + CCS | Generation | Electricity | PJ | Dispatch-Generation | VOM | 0 | [6 empty] | 1 | 0
LCP_Inputs_ON_Diverse_2023_04_03 | 2020 | Biomass + CCS | Generation | Electricity | QC | Dispatch-Generation | EmissionsCost | 0 | [6 empty] | 1 | 0
LCP_Inputs_ON_Diverse_2023_04_03 | 2020 | Biomass + CCS | Generation | Electricity | QC | Dispatch-Generation | FuelCost | 0 | [6 empty] | 1 | 0
LCP_Inputs_ON_Diverse_2023_04_03 | 2020 | Biomass + CCS | Generation | Electricity | QC | Dispatch-Generation | VOM | 0 | [6 empty] | 1 | 0
LCP_Inputs_ON_Diverse_2023_04_03 | 2020 | Biomass + CCS | Generation | Electricity | WC | Dispatch-Generation | EmissionsCost | 0 | [6 empty] | 1 | 0
LCP_Inputs_ON_Diverse_2023_04_03 | 2020 | Biomass + CCS | Generation | Electricity | WC | Dispatch-Generation | FuelCost | 0 | [6 empty] | 1 | 0
LCP_Inputs_ON_Diverse_2023_04_03 | 2020 | Biomass + CCS | Generation | Electricity | WC | Dispatch-Generation | VOM | 0 | [6 empty] | 1 | 0
LCP_Inputs_ON_Diverse_2023_04_03 | 2020 | CH4 + CCS | Generation | Methane | MI | Dispatch-Generation | EmissionsCost | 0 | [6 empty] | 1 | 0
LCP_Inputs_ON_Diverse_2023_04_03 | 2020 | CH4 + CCS | Generation | Methane | MI | Dispatch-Generation | FuelCost | 0 | [6 empty] | 1 | 0
LCP_Inputs_ON_Diverse_2023_04_03 | 2020 | CH4 + CCS | Generation | Methane | MI | Dispatch-Generation | VOM | 0 | [6 empty] | 1 | 0
LCP_Inputs_ON_Diverse_2023_04_03 | 2020 | CH4 + CCS | Generation | Methane | NY | Dispatch-Generation | EmissionsCost | 0 | [6 empty] | 1 | 0
LCP_Inputs_ON_Diverse_2023_04_03 | 2020 | CH4 + CCS | Generation | Methane | NY | Dispatch-Generation | FuelCost | 0 | [6 empty] | 1 | 0
LCP_Inputs_ON_Diverse_2023_04_03 | 2020 | CH4 + CCS | Generation | Methane | NY | Dispatch-Generation | VOM | 0 | [6 empty] | 1 | 0
LCP_Inputs_ON_Diverse_2023_04_03 | 2020 | CH4 + CCS | Generation | Methane | ON | Dispatch-Generation | EmissionsCost | 0 | [6 empty] | 1 | 0
LCP_Inputs_ON_Diverse_2023_04_03 | 2020 | CH4 + CCS | Generation | Methane | ON | Dispatch-Generation | FuelCost | 0 | [6 empty] | 1 | 0
LCP_Inputs_ON_Diverse_2023_04_03 | 2020 | CH4 + CCS | Generation | Methane | ON | Dispatch-Generation | VOM | 0 | [6 empty] | 1 | 0
LCP_Inputs_ON_Diverse_2023_04_03 | 2020 | CH4 + CCS | Generation | Methane | PJ | Dispatch-Generation | EmissionsCost | 0 | [6 empty] | 1 | 0
LCP_Inputs_ON_Diverse_2023_04_03 | 2020 | CH4 + CCS | Generation | Methane | PJ | Dispatch-Generation | FuelCost | 0 | [6 empty] | 1 | 0
LCP_Inputs_ON_Diverse_2023_04_03 | 2020 | CH4 + CCS | Generation | Methane | PJ | Dispatch-Generation | VOM | 0 | [6 empty] | 1 | 0
LCP_Inputs_ON_Diverse_2023_04_03 | 2020 | CH4 + CCS | Generation | Methane | QC | Dispatch-Generation | EmissionsCost | 0 | [6 empty] | 1 | 0
LCP_Inputs_ON_Diverse_2023_04_03 | 2020 | CH4 + CCS | Generation | Methane | QC | Dispatch-Generation | FuelCost | 0 | [6 empty] | 1 | 0
LCP_Inputs_ON_Diverse_2023_04_03 | 2020 | CH4 + CCS | Generation | Methane | QC | Dispatch-Generation | VOM | 0 | [6 empty] | 1 | 0
LCP_Inputs_ON_Diverse_2023_04_03 | 2020 | CH4 + CCS | Generation | Methane | WC | Dispatch-Generation | EmissionsCost | 0 | [6 empty] | 1 | 0
LCP_Inputs_ON_Diverse_2023_04_03 | 2020 | CH4 + CCS | Generation | Methane | WC | Dispatch-Generation | FuelCost | 0 | [6 empty] | 1 | 0
LCP_Inputs_ON_Diverse_2023_04_03 | 2020 | CH4 + CCS | Generation | Methane | WC | Dispatch-Generation | VOM | 0 | [6 empty] | 1 | 0
LCP_Inputs_ON_Diverse_2023_04_03 | 2020 | CH4 Import - NY 2020 | Import | Methane | MI | Dispatch-Import | EmissionsCost | 0 | [6 empty] | 1 | 0
LCP_Inputs_ON_Diverse_2023_04_03 | 2020 | CH4 Import - NY 2020 | Import | Methane | MI | Dispatch-Import | FuelCost | 0 | [6 empty] | 1 | 0
LCP_Inputs_ON_Diverse_2023_04_03 | 2020 | CH4 Import - NY 2020 | Import | Methane | MI | Dispatch-Import | VOM | 0 | [6 empty] | 1 | 0
LCP_Inputs_ON_Diverse_2023_04_03 | 2020 | CH4 Import - NY 2020 | Import | Methane | NY | Dispatch-Import | EmissionsCost | 282343065.1873 | [6 empty] | 1 | 282343065.1873
LCP_Inputs_ON_Diverse_2023_04_03 | 2020 | CH4 Import - NY 2020 | Import | Methane | NY | Dispatch-Import | FuelCost | 407790143.0843 | [6 empty] | 1 | 407790143.0843
LCP_Inputs_ON_Diverse_2023_04_03 | 2020 | CH4 Import - NY 2020 | Import | Methane | NY | Dispatch-Import | VOM | 0 | [6 empty] | 1 | 0
LCP_Inputs_ON_Diverse_2023_04_03 | 2020 | CH4 Import - NY 2020 | Import | Methane | ON | Dispatch-Import | EmissionsCost | 0 | [6 empty] | 1 | 0
LCP_Inputs_ON_Diverse_2023_04_03 | 2020 | CH4 Import - NY 2020 | Import | Methane | ON | Dispatch-Import | FuelCost | 0 | [6 empty] | 1 | 0
LCP_Inputs_ON_Diverse_2023_04_03 | 2020 | CH4 Import - NY 2020 | Import | Methane | ON | Dispatch-Import | VOM | 0 | [6 empty] | 1 | 0
LCP_Inputs_ON_Diverse_2023_04_03 | 2020 | CH4 Import - NY 2020 | Import | Methane | PJ | Dispatch-Import | EmissionsCost | 0 | [6 empty] | 1 | 0
LCP_Inputs_ON_Diverse_2023_04_03 | 2020 | CH4 Import - NY 2020 | Import | Methane | PJ | Dispatch-Import | FuelCost | 0 | [6 empty] | 1 | 0
LCP_Inputs_ON_Diverse_2023_04_03 | 2020 | CH4 Import - NY 2020 | Import | Methane | PJ | Dispatch-Import | VOM | 0 | [6 empty] | 1 | 0
LCP_Inputs_ON_Diverse_2023_04_03 | 2020 | CH4 Import - NY 2020 | Import | Methane | QC | Dispatch-Import | EmissionsCost | 0 | [6 empty] | 1 | 0
LCP_Inputs_ON_Diverse_2023_04_03 | 2020 | CH4 Import - NY 2020 | Import | Methane | QC | Dispatch-Import | FuelCost | 0 | [6 empty] | 1 | 0
LCP_Inputs_ON_Diverse_2023_04_03 | 2020 | CH4 Import - NY 2020 | Import | Methane | QC | Dispatch-Import | VOM | 0 | [6 empty] | 1 | 0
LCP_Inputs_ON_Diverse_2023_04_03 | 2020 | CH4 Import - NY 2020 | Import | Methane | WC | Dispatch-Import | EmissionsCost | 0 | [6 empty] | 1 | 0
LCP_Inputs_ON_Diverse_2023_04_03 | 2020 | CH4 Import - NY 2020 | Import | Methane | WC | Dispatch-Import | FuelCost | 0 | [6 empty] | 1 | 0
LCP_Inputs_ON_Diverse_2023_04_03 | 2020 | CH4 Import - NY 2020 | Import | Methane | WC | Dispatch-Import | VOM | 0 | [6 empty] | 1 | 0
LCP_Inputs_ON_Diverse_2023_04_03 | 2020 | CH4 Import - NY 2030 | Import | Methane | MI | Dispatch-Import | EmissionsCost | 0 | [6 empty] | 1 | 0
LCP_Inputs_ON_Diverse_2023_04_03 | 2020 | CH4 Import - NY 2030 | Import | Methane | MI | Dispatch-Import | FuelCost | 0 | [6 empty] | 1 | 0
LCP_Inputs_ON_Diverse_2023_04_03 | 2020 | CH4 Import - NY 2030 | Import | Methane | MI | Dispatch-Import | VOM | 0 | [6 empty] | 1 | 0
LCP_Inputs_ON_Diverse_2023_04_03 | 2020 | CH4 Import - NY 2030 | Import | Methane | NY | Dispatch-Import | EmissionsCost | 0 | [6 empty] | 1 | 0
LCP_Inputs_ON_Diverse_2023_04_03 | 2020 | CH4 Import - NY 2030 | Import | Methane | NY | Dispatch-Import | FuelCost | 0 | [6 empty] | 1 | 0
LCP_Inputs_ON_Diverse_2023_04_03 | 2020 | CH4 Import - NY 2030 | Import | Methane | NY | Dispatch-Import | VOM | 0 | [6 empty] | 1 | 0
LCP_Inputs_ON_Diverse_2023_04_03 | 2020 | CH4 Import - NY 2030 | Import | Methane | ON | Dispatch-Import | EmissionsCost | 0 | [6 empty] | 1 | 0
LCP_Inputs_ON_Diverse_2023_04_03 | 2020 | CH4 Import - NY 2030 | Import | Methane | ON | Dispatch-Import | FuelCost | 0 | [6 empty] | 1 | 0
LCP_Inputs_ON_Diverse_2023_04_03 | 2020 | CH4 Import - NY 2030 | Import | Methane | ON | Dispatch-Import | VOM | 0 | [6 empty] | 1 | 0
LCP_Inputs_ON_Diverse_2023_04_03 | 2020 | CH4 Import - NY 2030 | Import | Methane | PJ | Dispatch-Import | EmissionsCost | 0 | [6 empty] | 1 | 0
LCP_Inputs_ON_Diverse_2023_04_03 | 2020 | CH4 Import - NY 2030 | Import | Methane | PJ | Dispatch-Import | FuelCost | 0 | [6 empty] | 1 | 0
LCP_Inputs_ON_Diverse_2023_04_03 | 2020 | CH4 Import - NY 2030 | Import | Methane | PJ | Dispatch-Import | VOM | 0 | [6 empty] | 1 | 0
LCP_Inputs_ON_Diverse_2023_04_03 | 2020 | CH4 Import - NY 2030 | Import | Methane | QC | Dispatch-Import | EmissionsCost | 0 | [6 empty] | 1 | 0
LCP_Inputs_ON_Diverse_2023_04_03 | 2020 | CH4 Import - NY 2030 | Import | Methane | QC | Dispatch-Import | FuelCost | 0 | [6 empty] | 1 | 0
LCP_Inputs_ON_Diverse_2023_04_03 | 2020 | CH4 Import - NY 2030 | Import | Methane | QC | Dispatch-Import | VOM | 0 | [6 empty] | 1 | 0
LCP_Inputs_ON_Diverse_2023_04_03 | 2020 | CH4 Import - NY 2030 | Import | Methane | WC | Dispatch-Import | EmissionsCost | 0 | [6 empty] | 1 | 0
LCP_Inputs_ON_Diverse_2023_04_03 | 2020 | CH4 Import - NY 2030 | Import | Methane | WC | Dispatch-Import | FuelCost | 0 | [6 empty] | 1 | 0
LCP_Inputs_ON_Diverse_2023_04_03 | 2020 | CH4 Import - NY 2030 | Import | Methane | WC | Dispatch-Import | VOM | 0 | [6 empty] | 1 | 0
LCP_Inputs_ON_Diverse_2023_04_03 | 2020 | CH4 Import - NY 2040 | Import | Methane | MI | Dispatch-Import | EmissionsCost | 0 | [6 empty] | 1 | 0
LCP_Inputs_ON_Diverse_2023_04_03 | 2020 | CH4 Import - NY 2040 | Import | Methane | MI | Dispatch-Import | FuelCost | 0 | [6 empty] | 1 | 0
LCP_Inputs_ON_Diverse_2023_04_03 | 2020 | CH4 Import - NY 2040 | Import | Methane | MI | Dispatch-Import | VOM | 0 | [6 empty] | 1 | 0
LCP_Inputs_ON_Diverse_2023_04_03 | 2020 | CH4 Import - NY 2040 | Import | Methane | NY | Dispatch-Import | EmissionsCost | 0 | [6 empty] | 1 | 0
LCP_Inputs_ON_Diverse_2023_04_03 | 2020 | CH4 Import - NY 2040 | Import | Methane | NY | Dispatch-Import | FuelCost | 0 | [6 empty] | 1 | 0
LCP_Inputs_ON_Diverse_2023_04_03 | 2020 | CH4 Import - NY 2040 | Import | Methane | NY | Dispatch-Import | VOM | 0 | [6 empty] | 1 | 0
LCP_Inputs_ON_Diverse_2023_04_03 | 2020 | CH4 Import - NY 2040 | Import | Methane | ON | Dispatch-Import | EmissionsCost | 0 | [6 empty] | 1 | 0
LCP_Inputs_ON_Diverse_2023_04_03 | 2020 | CH4 Import - NY 2040 | Import | Methane | ON | Dispatch-Import | FuelCost | 0 | [6 empty] | 1 | 0
LCP_Inputs_ON_Diverse_2023_04_03 | 2020 | CH4 Import - NY 2040 | Import | Methane | ON | Dispatch-Import | VOM | 0 | [6 empty] | 1 | 0
LCP_Inputs_ON_Diverse_2023_04_03 | 2020 | CH4 Import - NY 2040 | Import | Methane | PJ | Dispatch-Import | EmissionsCost | 0 | [6 empty] | 1 | 0
LCP_Inputs_ON_Diverse_2023_04_03 | 2020 | CH4 Import - NY 2040 | Import | Methane | PJ | Dispatch-Import | FuelCost | 0 | [6 empty] | 1 | 0
LCP_Inputs_ON_Diverse_2023_04_03 | 2020 | CH4 Import - NY 2040 | Import | Methane | PJ | Dispatch-Import | VOM | 0 | [6 empty] | 1 | 0
LCP_Inputs_ON_Diverse_2023_04_03 | 2020 | CH4 Import - NY 2040 | Import | Methane | QC | Dispatch-Import | EmissionsCost | 0 | [6 empty] | 1 | 0
LCP_Inputs_ON_Diverse_2023_04_03 | 2020 | CH4 Import - NY 2040 | Import | Methane | QC | Dispatch-Import | FuelCost | 0 | [6 empty] | 1 | 0
LCP_Inputs_ON_Diverse_2023_04_03 | 2020 | CH4 Import - NY 2040 | Import | Methane | QC | Dispatch-Import | VOM | 0 | [6 empty] | 1 | 0
LCP_Inputs_ON_Diverse_2023_04_03 | 2020 | CH4 Import - NY 2040 | Import | Methane | WC | Dispatch-Import | EmissionsCost | 0 | [6 empty] | 1 | 0
LCP_Inputs_ON_Diverse_2023_04_03 | 2020 | CH4 Import - NY 2040 | Import | Methane | WC | Dispatch-Import | FuelCost | 0 | [6 empty] | 1 | 0
LCP_Inputs_ON_Diverse_2023_04_03 | 2020 | CH4 Import - NY 2040 | Import | Methane | WC | Dispatch-Import | VOM | 0 | [6 empty] | 1 | 0
LCP_Inputs_ON_Diverse_2023_04_03 | 2020 | CH4 Import - NY 2050 | Import | Methane | MI | Dispatch-Import | EmissionsCost | 0 | [6 empty] | 1 | 0
LCP_Inputs_ON_Diverse_2023_04_03 | 2020 | CH4 Import - NY 2050 | Import | Methane | MI | Dispatch-Import | FuelCost | 0 | [6 empty] | 1 | 0
LCP_Inputs_ON_Diverse_2023_04_03 | 2020 | CH4 Import - NY 2050 | Import | Methane | MI | Dispatch-Import | VOM | 0 | [6 empty] | 1 | 0
LCP_Inputs_ON_Diverse_2023_04_03 | 2020 | CH4 Import - NY 2050 | Import | Methane | NY | Dispatch-Import | EmissionsCost | 0 | [6 empty] | 1 | 0
LCP_Inputs_ON_Diverse_2023_04_03 | 2020 | CH4 Import - NY 2050 | Import | Methane | NY | Dispatch-Import | FuelCost | 0 | [6 empty] | 1 | 0
LCP_Inputs_ON_Diverse_2023_04_03 | 2020 | CH4 Import - NY 2050 | Import | Methane | NY | Dispatch-Import | VOM | 0 | [6 empty] | 1 | 0
LCP_Inputs_ON_Diverse_2023_04_03 | 2020 | CH4 Import - NY 2050 | Import | Methane | ON | Dispatch-Import | EmissionsCost | 0 | [6 empty] | 1 | 0
LCP_Inputs_ON_Diverse_2023_04_03 | 2020 | CH4 Import - NY 2050 | Import | Methane | ON | Dispatch-Import | FuelCost | 0 | [6 empty] | 1 | 0
LCP_Inputs_ON_Diverse_2023_04_03 | 2020 | CH4 Import - NY 2050 | Import | Methane | ON | Dispatch-Import | VOM | 0 | [6 empty] | 1 | 0
LCP_Inputs_ON_Diverse_2023_04_03 | 2020 | CH4 Import - NY 2050 | Import | Methane | PJ | Dispatch-Import | EmissionsCost | 0 | [6 empty] | 1 | 0
LCP_Inputs_ON_Diverse_2023_04_03 | 2020 | CH4 Import - NY 2050 | Import | Methane | PJ | Dispatch-Import | FuelCost | 0 | [6 empty] | 1 | 0
LCP_Inputs_ON_Diverse_2023_04_03 | 2020 | CH4 Import - NY 2050 | Import | Methane | PJ | Dispatch-Import | VOM | 0 | [6 empty] | 1 | 0
LCP_Inputs_ON_Diverse_2023_04_03 | 2020 | CH4 Import - NY 2050 | Import | Methane | QC | Dispatch-Import | EmissionsCost | 0 | [6 empty] | 1 | 0
LCP_Inputs_ON_Diverse_2023_04_03 | 2020 | CH4 Import - NY 2050 | Import | Methane | QC | Dispatch-Import | FuelCost | 0 | [6 empty] | 1 | 0
LCP_Inputs_ON_Diverse_2023_04_03 | 2020 | CH4 Import - NY 2050 | Import | Methane | QC | Dispatch-Import | VOM | 0 | [6 empty] | 1 | 0
LCP_Inputs_ON_Diverse_2023_04_03 | 2020 | CH4 Import - NY 2050 | Import | Methane | WC | Dispatch-Import | EmissionsCost | 0 | [6 empty] | 1 | 0
LCP_Inputs_ON_Diverse_2023_04_03 | 2020 | CH4 Import - NY 2050 | Import | Methane | WC | Dispatch-Import | FuelCost | 0 | [6 empty] | 1 | 0
LCP_Inputs_ON_Diverse_2023_04_03 | 2020 | CH4 Import - NY 2050 | Import | Methane | WC | Dispatch-Import | VOM | 0 | [6 empty] | 1 | 0
LCP_Inputs_ON_Diverse_2023_04_03 | 2020 | CH4 Import - WC 2020 | Import | Methane | MI | Dispatch-Import | EmissionsCost | 0 | [6 empty] | 1 | 0
LCP_Inputs_ON_Diverse_2023_04_03 | 2020 | CH4 Import - WC 2020 | Import | Methane | MI | Dispatch-Import | FuelCost | 0 | [6 empty] | 1 | 0
LCP_Inputs_ON_Diverse_2023_04_03 | 2020 | CH4 Import - WC 2020 | Import | Methane | MI | Dispatch-Import | VOM | 0 | [6 empty] | 1 | 0
LCP_Inputs_ON_Diverse_2023_04_03 | 2020 | CH4 Import - WC 2020 | Import | Methane | NY | Dispatch-Import | EmissionsCost | 0 | [6 empty] | 1 | 0
LCP_Inputs_ON_Diverse_2023_04_03 | 2020 | CH4 Import - WC 2020 | Import | Methane | NY | Dispatch-Import | FuelCost | 0 | [6 empty] | 1 | 0
LCP_Inputs_ON_Diverse_2023_04_03 | 2020 | CH4 Import - WC 2020 | Import | Methane | NY | Dispatch-Import | VOM | 0 | [6 empty] | 1 | 0
LCP_Inputs_ON_Diverse_2023_04_03 | 2020 | CH4 Import - WC 2020 | Import | Methane | ON | Dispatch-Import | EmissionsCost | 0 | [6 empty] | 1 | 0
LCP_Inputs_ON_Diverse_2023_04_03 | 2020 | CH4 Import - WC 2020 | Import | Methane | ON | Dispatch-Import | FuelCost | 0 | [6 empty] | 1 | 0
LCP_Inputs_ON_Diverse_2023_04_03 | 2020 | CH4 Import - WC 2020 | Import | Methane | ON | Dispatch-Import | VOM | 0 | [6 empty] | 1 | 0
LCP_Inputs_ON_Diverse_2023_04_03 | 2020 | CH4 Import - WC 2020 | Import | Methane | PJ | Dispatch-Import | EmissionsCost | 0 | [6 empty] | 1 | 0
LCP_Inputs_ON_Diverse_2023_04_03 | 2020 | CH4 Import - WC 2020 | Import | Methane | PJ | Dispatch-Import | FuelCost | 0 | [6 empty] | 1 | 0
LCP_Inputs_ON_Diverse_2023_04_03 | 2020 | CH4 Import - WC 2020 | Import | Methane | PJ | Dispatch-Import | VOM | 0 | [6 empty] | 1 | 0
LCP_Inputs_ON_Diverse_2023_04_03 | 2020 | CH4 Import - WC 2020 | Import | Methane | QC | Dispatch-Import | EmissionsCost | 0 | [6 empty] | 1 | 0
LCP_Inputs_ON_Diverse_2023_04_03 | 2020 | CH4 Import - WC 2020 | Import | Methane | QC | Dispatch-Import | FuelCost | 0 | [6 empty] | 1 | 0
LCP_Inputs_ON_Diverse_2023_04_03 | 2020 | CH4 Import - WC 2020 | Import | Methane | QC | Dispatch-Import | VOM | 0 | [6 empty] | 1 | 0
LCP_Inputs_ON_Diverse_2023_04_03 | 2020 | CH4 Import - WC 2020 | Import | Methane | WC | Dispatch-Import | EmissionsCost | 1306945425.5377 | [6 empty] | 1 | 1306945425.5377
LCP_Inputs_ON_Diverse_2023_04_03 | 2020 | CH4 Import - WC 2020 | Import | Methane | WC | Dispatch-Import | FuelCost | 1887630786.0789 | [6 empty] | 1 | 1887630786.0789
LCP_Inputs_ON_Diverse_2023_04_03 | 2020 | CH4 Import - WC 2020 | Import | Methane | WC | Dispatch-Import | VOM | 0 | [6 empty] | 1 | 0
LCP_Inputs_ON_Diverse_2023_04_03 | 2020 | CH4 Import - WC 2030 | Import | Methane | MI | Dispatch-Import | EmissionsCost | 0 | [6 empty] | 1 | 0
LCP_Inputs_ON_Diverse_2023_04_03 | 2020 | CH4 Import - WC 2030 | Import | Methane | MI | Dispatch-Import | FuelCost | 0 | [6 empty] | 1 | 0
LCP_Inputs_ON_Diverse_2023_04_03 | 2020 | CH4 Import - WC 2030 | Import | Methane | MI | Dispatch-Import | VOM | 0 | [6 empty] | 1 | 0
LCP_Inputs_ON_Diverse_2023_04_03 | 2020 | CH4 Import - WC 2030 | Import | Methane | NY | Dispatch-Import | EmissionsCost | 0 | [6 empty] | 1 | 0
LCP_Inputs_ON_Diverse_2023_04_03 | 2020 | CH4 Import - WC 2030 | Import | Methane | NY | Dispatch-Import | FuelCost | 0 | [6 empty] | 1 | 0
LCP_Inputs_ON_Diverse_2023_04_03 | 2020 | CH4 Import - WC 2030 | Import | Methane | NY | Dispatch-Import | VOM | 0 | [6 empty] | 1 | 0
LCP_Inputs_ON_Diverse_2023_04_03 | 2020 | CH4 Import - WC 2030 | Import | Methane | ON | Dispatch-Import | EmissionsCost | 0 | [6 empty] | 1 | 0
LCP_Inputs_ON_Diverse_2023_04_03 | 2020 | CH4 Import - WC 2030 | Import | Methane | ON | Dispatch-Import | FuelCost | 0 | [6 empty] | 1 | 0
LCP_Inputs_ON_Diverse_2023_04_03 | 2020 | CH4 Import - WC 2030 | Import | Methane | ON | Dispatch-Import | VOM | 0 | [6 empty] | 1 | 0
LCP_Inputs_ON_Diverse_2023_04_03 | 2020 | CH4 Import - WC 2030 | Import | Methane | PJ | Dispatch-Import | EmissionsCost | 0 | [6 empty] | 1 | 0
LCP_Inputs_ON_Diverse_2023_04_03 | 2020 | CH4 Import - WC 2030 | Import | Methane | PJ | Dispatch-Import | FuelCost | 0 | [6 empty] | 1 | 0
LCP_Inputs_ON_Diverse_2023_04_03 | 2020 | CH4 Import - WC 2030 | Import | Methane | PJ | Dispatch-Import | VOM | 0 | [6 empty] | 1 | 0
LCP_Inputs_ON_Diverse_2023_04_03 | 2020 | CH4 Import - WC 2030 | Import | Methane | QC | Dispatch-Import | EmissionsCost | 0 | [6 empty] | 1 | 0
LCP_Inputs_ON_Diverse_2023_04_03 | 2020 | CH4 Import - WC 2030 | Import | Methane | QC | Dispatch-Import | FuelCost | 0 | [6 empty] | 1 | 0
LCP_Inputs_ON_Diverse_2023_04_03 | 2020 | CH4 Import - WC 2030 | Import | Methane | QC | Dispatch-Import | VOM | 0 | [6 empty] | 1 | 0
LCP_Inputs_ON_Diverse_2023_04_03 | 2020 | CH4 Import - WC 2030 | Import | Methane | WC | Dispatch-Import | EmissionsCost | 0 | [6 empty] | 1 | 0
LCP_Inputs_ON_Diverse_2023_04_03 | 2020 | CH4 Import - WC 2030 | Import | Methane | WC | Dispatch-Import | FuelCost | 0 | [6 empty] | 1 | 0
LCP_Inputs_ON_Diverse_2023_04_03 | 2020 | CH4 Import - WC 2030 | Import | Methane | WC | Dispatch-Import | VOM | 0 | [6 empty] | 1 | 0
LCP_Inputs_ON_Diverse_2023_04_03 | 2020 | CH4 Import - WC 2040 | Import | Methane | MI | Dispatch-Import | EmissionsCost | 0 | [6 empty] | 1 | 0
LCP_Inputs_ON_Diverse_2023_04_03 | 2020 | CH4 Import - WC 2040 | Import | Methane | MI | Dispatch-Import | FuelCost | 0 | [6 empty] | 1 | 0
LCP_Inputs_ON_Diverse_2023_04_03 | 2020 | CH4 Import - WC 2040 | Import | Methane | MI | Dispatch-Import | VOM | 0 | [6 empty] | 1 | 0
LCP_Inputs_ON_Diverse_2023_04_03 | 2020 | CH4 Import - WC 2040 | Import | Methane | NY | Dispatch-Import | EmissionsCost | 0 | [6 empty] | 1 | 0
LCP_Inputs_ON_Diverse_2023_04_03 | 2020 | CH4 Import - WC 2040 | Import | Methane | NY | Dispatch-Import | FuelCost | 0 | [6 empty] | 1 | 0
LCP_Inputs_ON_Diverse_2023_04_03 | 2020 | CH4 Import - WC 2040 | Import | Methane | NY | Dispatch-Import | VOM | 0 | [6 empty] | 1 | 0
LCP_Inputs_ON_Diverse_2023_04_03 | 2020 | CH4 Import - WC 2040 | Import | Methane | ON | Dispatch-Import | EmissionsCost | 0 | [6 empty] | 1 | 0
LCP_Inputs_ON_Diverse_2023_04_03 | 2020 | CH4 Import - WC 2040 | Import | Methane | ON | Dispatch-Import | FuelCost | 0 | [6 empty] | 1 | 0
LCP_Inputs_ON_Diverse_2023_04_03 | 2020 | CH4 Import - WC 2040 | Import | Methane | ON | Dispatch-Import | VOM | 0 | [6 empty] | 1 | 0
LCP_Inputs_ON_Diverse_2023_04_03 | 2020 | CH4 Import - WC 2040 | Import | Methane | PJ | Dispatch-Import | EmissionsCost | 0 | [6 empty] | 1 | 0
LCP_Inputs_ON_Diverse_2023_04_03 | 2020 | CH4 Import - WC 2040 | Import | Methane | PJ | Dispatch-Import | FuelCost | 0 | [6 empty] | 1 | 0
LCP_Inputs_ON_Diverse_2023_04_03 | 2020 | CH4 Import - WC 2040 | Import | Methane | PJ | Dispatch-Import | VOM | 0 | [6 empty] | 1 | 0
LCP_Inputs_ON_Diverse_2023_04_03 | 2020 | CH4 Import - WC 2040 | Import | Methane | QC | Dispatch-Import | EmissionsCost | 0 | [6 empty] | 1 | 0
LCP_Inputs_ON_Diverse_2023_04_03 | 2020 | CH4 Import - WC 2040 | Import | Methane | QC | Dispatch-Import | FuelCost | 0 | [6 empty] | 1 | 0
LCP_Inputs_ON_Diverse_2023_04_03 | 2020 | CH4 Import - WC 2040 | Import | Methane | QC | Dispatch-Import | VOM | 0 | [6 empty] | 1 | 0
LCP_Inputs_ON_Diverse_2023_04_03 | 2020 | CH4 Import - WC 2040 | Import | Methane | WC | Dispatch-Import | EmissionsCost | 0 | [6 empty] | 1 | 0
LCP_Inputs_ON_Diverse_2023_04_03 | 2020 | CH4 Import - WC 2040 | Import | Methane | WC | Dispatch-Import | FuelCost | 0 | [6 empty] | 1 | 0
LCP_Inputs_ON_Diverse_2023_04_03 | 2020 | CH4 Import - WC 2040 | Import | Methane | WC | Dispatch-Import | VOM | 0 | [6 empty] | 1 | 0
LCP_Inputs_ON_Diverse_2023_04_03 | 2020 | CH4 Import - WC 2050 | Import | Methane | MI | Dispatch-Import | EmissionsCost | 0 | [6 empty] | 1 | 0
LCP_Inputs_ON_Diverse_2023_04_03 | 2020 | CH4 Import - WC 2050 | Import | Methane | MI | Dispatch-Import | FuelCost | 0 | [6 empty] | 1 | 0
LCP_Inputs_ON_Diverse_2023_04_03 | 2020 | CH4 Import - WC 2050 | Import | Methane | MI | Dispatch-Import | VOM | 0 | [6 empty] | 1 | 0
LCP_Inputs_ON_Diverse_2023_04_03 | 2020 | CH4 Import - WC 2050 | Import | Methane | NY | Dispatch-Import | EmissionsCost | 0 | [6 empty] | 1 | 0
LCP_Inputs_ON_Diverse_2023_04_03 | 2020 | CH4 Import - WC 2050 | Import | Methane | NY | Dispatch-Import | FuelCost | 0 | [6 empty] | 1 | 0
LCP_Inputs_ON_Diverse_2023_04_03 | 2020 | CH4 Import - WC 2050 | Import | Methane | NY | Dispatch-Import | VOM | 0 | [6 empty] | 1 | 0
LCP_Inputs_ON_Diverse_2023_04_03 | 2020 | CH4 Import - WC 2050 | Import | Methane | ON | Dispatch-Import | EmissionsCost | 0 | [6 empty] | 1 | 0
LCP_Inputs_ON_Diverse_2023_04_03 | 2020 | CH4 Import - WC 2050 | Import | Methane | ON | Dispatch-Import | FuelCost | 0 | [6 empty] | 1 | 0
LCP_Inputs_ON_Diverse_2023_04_03 | 2020 | CH4 Import - WC 2050 | Import | Methane | ON | Dispatch-Import | VOM | 0 | [6 empty] | 1 | 0
LCP_Inputs_ON_Diverse_2023_04_03 | 2020 | CH4 Import - WC 2050 | Import | Methane | PJ | Dispatch-Import | EmissionsCost | 0 | [6 empty] | 1 | 0
LCP_Inputs_ON_Diverse_2023_04_03 | 2020 | CH4 Import - WC 2050 | Import | Methane | PJ | Dispatch-Import | FuelCost | 0 | [6 empty] | 1 | 0
LCP_Inputs_ON_Diverse_2023_04_03 | 2020 | CH4 Import - WC 2050 | Import | Methane | PJ | Dispatch-Import | VOM | 0 | [6 empty] | 1 | 0
LCP_Inputs_ON_Diverse_2023_04_03 | 2020 | CH4 Import - WC 2050 | Import | Methane | QC | Dispatch-Import | EmissionsCost | 0 | [6 empty] | 1 | 0
LCP_Inputs_ON_Diverse_2023_04_03 | 2020 | CH4 Import - WC 2050 | Import | Methane | QC | Dispatch-Import | FuelCost | 0 | [6 empty] | 1 | 0
LCP_Inputs_ON_Diverse_2023_04_03 | 2020 | CH4 Import - WC 2050 | Import | Methane | QC | Dispatch-Import | VOM | 0 | [6 empty] | 1 | 0
LCP_Inputs_ON_Diverse_2023_04_03 | 2020 | CH4 Import - WC 2050 | Import | Methane | WC | Dispatch-Import | EmissionsCost | 0 | [6 empty] | 1 | 0
LCP_Inputs_ON_Diverse_2023_04_03 | 2020 | CH4 Import - WC 2050 | Import | Methane | WC | Dispatch-Import | FuelCost | 0 | [6 empty] | 1 | 0
LCP_Inputs_ON_Diverse_2023_04_03 | 2020 | CH4 Import - WC 2050 | Import | Methane | WC | Dispatch-Import | VOM | 0 | [6 empty] | 1 | 0
LCP_Inputs_ON_Diverse_2023_04_03 | 2020 | CH4 Salt Cavern Storage - ON | Storage | Methane | MI | Dispatch-Storage | EmissionsCost | 0 | [6 empty] | 1 | 0
LCP_Inputs_ON_Diverse_2023_04_03 | 2020 | CH4 Salt Cavern Storage - ON | Storage | Methane | MI | Dispatch-Storage | FuelCost | 0 | [6 empty] | 1 | 0
LCP_Inputs_ON_Diverse_2023_04_03 | 2020 | CH4 Salt Cavern Storage - ON | Storage | Methane | MI | Dispatch-Storage | VOM | 0 | [6 empty] | 1 | 0
LCP_Inputs_ON_Diverse_2023_04_03 | 2020 | CH4 Salt Cavern Storage - ON | Storage | Methane | NY | Dispatch-Storage | EmissionsCost | 0 | [6 empty] | 1 | 0
LCP_Inputs_ON_Diverse_2023_04_03 | 2020 | CH4 Salt Cavern Storage - ON | Storage | Methane | NY | Dispatch-Storage | FuelCost | 0 | [6 empty] | 1 | 0
LCP_Inputs_ON_Diverse_2023_04_03 | 2020 | CH4 Salt Cavern Storage - ON | Storage | Methane | NY | Dispatch-Storage | VOM | 0 | [6 empty] | 1 | 0
LCP_Inputs_ON_Diverse_2023_04_03 | 2020 | CH4 Salt Cavern Storage - ON | Storage | Methane | ON | Dispatch-Storage | EmissionsCost | 0 | [6 empty] | 1 | 0
LCP_Inputs_ON_Diverse_2023_04_03 | 2020 | CH4 Salt Cavern Storage - ON | Storage | Methane | ON | Dispatch-Storage | FuelCost | 0 | [6 empty] | 1 | 0
LCP_Inputs_ON_Diverse_2023_04_03 | 2020 | CH4 Salt Cavern Storage - ON | Storage | Methane | ON | Dispatch-Storage | VOM | 691417.795 | [6 empty] | 1 | 691417.795
LCP_Inputs_ON_Diverse_2023_04_03 | 2020 | CH4 Salt Cavern Storage - ON | Storage | Methane | PJ | Dispatch-Storage | EmissionsCost | 0 | [6 empty] | 1 | 0
LCP_Inputs_ON_Diverse_2023_04_03 | 2020 | CH4 Salt Cavern Storage - ON | Storage | Methane | PJ | Dispatch-Storage | FuelCost | 0 | [6 empty] | 1 | 0
LCP_Inputs_ON_Diverse_2023_04_03 | 2020 | CH4 Salt Cavern Storage - ON | Storage | Methane | PJ | Dispatch-Storage | VOM | 0 | [6 empty] | 1 | 0
LCP_Inputs_ON_Diverse_2023_04_03 | 2020 | CH4 Salt Cavern Storage - ON | Storage | Methane | QC | Dispatch-Storage | EmissionsCost | 0 | [6 empty] | 1 | 0
LCP_Inputs_ON_Diverse_2023_04_03 | 2020 | CH4 Salt Cavern Storage - ON | Storage | Methane | QC | Dispatch-Storage | FuelCost | 0 | [6 empty] | 1 | 0
LCP_Inputs_ON_Diverse_2023_04_03 | 2020 | CH4 Salt Cavern Storage - ON | Storage | Methane | QC | Dispatch-Storage | VOM | 0 | [6 empty] | 1 | 0
LCP_Inputs_ON_Diverse_2023_04_03 | 2020 | CH4 Salt Cavern Storage - ON | Storage | Methane | WC | Dispatch-Storage | EmissionsCost | 0 | [6 empty] | 1 | 0
LCP_Inputs_ON_Diverse_2023_04_03 | 2020 | CH4 Salt Cavern Storage - ON | Storage | Methane | WC | Dispatch-Storage | FuelCost | 0 | [6 empty] | 1 | 0
LCP_Inputs_ON_Diverse_2023_04_03 | 2020 | CH4 Salt Cavern Storage - ON | Storage | Methane | WC | Dispatch-Storage | VOM | 0 | [6 empty] | 1 | 0
LCP_Inputs_ON_Diverse_2023_04_03 | 2020 | Electrolyser 2020/2030 | Crossload | Hydrogen | MI | Dispatch-Crossload | EmissionsCost | 0 | [6 empty] | 1 | 0
LCP_Inputs_ON_Diverse_2023_04_03 | 2020 | Electrolyser 2020/2030 | Crossload | Hydrogen | MI | Dispatch-Crossload | FuelCost | 0 | [6 empty] | 1 | 0
LCP_Inputs_ON_Diverse_2023_04_03 | 2020 | Electrolyser 2020/2030 | Crossload | Hydrogen | MI | Dispatch-Crossload | VOM | 0 | [6 empty] | 1 | 0
LCP_Inputs_ON_Diverse_2023_04_03 | 2020 | Electrolyser 2020/2030 | Crossload | Hydrogen | NY | Dispatch-Crossload | EmissionsCost | 0 | [6 empty] | 1 | 0
LCP_Inputs_ON_Diverse_2023_04_03 | 2020 | Electrolyser 2020/2030 | Crossload | Hydrogen | NY | Dispatch-Crossload | FuelCost | 0 | [6 empty] | 1 | 0
LCP_Inputs_ON_Diverse_2023_04_03 | 2020 | Electrolyser 2020/2030 | Crossload | Hydrogen | NY | Dispatch-Crossload | VOM | 0 | [6 empty] | 1 | 0
LCP_Inputs_ON_Diverse_2023_04_03 | 2020 | Electrolyser 2020/2030 | Crossload | Hydrogen | ON | Dispatch-Crossload | EmissionsCost | 0 | [6 empty] | 1 | 0
LCP_Inputs_ON_Diverse_2023_04_03 | 2020 | Electrolyser 2020/2030 | Crossload | Hydrogen | ON | Dispatch-Crossload | FuelCost | 0 | [6 empty] | 1 | 0
LCP_Inputs_ON_Diverse_2023_04_03 | 2020 | Electrolyser 2020/2030 | Crossload | Hydrogen | ON | Dispatch-Crossload | VOM | 0 | [6 empty] | 1 | 0
LCP_Inputs_ON_Diverse_2023_04_03 | 2020 | Electrolyser 2020/2030 | Crossload | Hydrogen | PJ | Dispatch-Crossload | EmissionsCost | 0 | [6 empty] | 1 | 0
LCP_Inputs_ON_Diverse_2023_04_03 | 2020 | Electrolyser 2020/2030 | Crossload | Hydrogen | PJ | Dispatch-Crossload | FuelCost | 0 | [6 empty] | 1 | 0
LCP_Inputs_ON_Diverse_2023_04_03 | 2020 | Electrolyser 2020/2030 | Crossload | Hydrogen | PJ | Dispatch-Crossload | VOM | 0 | [6 empty] | 1 | 0
LCP_Inputs_ON_Diverse_2023_04_03 | 2020 | Electrolyser 2020/2030 | Crossload | Hydrogen | QC | Dispatch-Crossload | EmissionsCost | 0 | [6 empty] | 1 | 0
LCP_Inputs_ON_Diverse_2023_04_03 | 2020 | Electrolyser 2020/2030 | Crossload | Hydrogen | QC | Dispatch-Crossload | FuelCost | 0 | [6 empty] | 1 | 0
LCP_Inputs_ON_Diverse_2023_04_03 | 2020 | Electrolyser 2020/2030 | Crossload | Hydrogen | QC | Dispatch-Crossload | VOM | 0 | [6 empty] | 1 | 0
LCP_Inputs_ON_Diverse_2023_04_03 | 2020 | Electrolyser 2020/2030 | Crossload | Hydrogen | WC | Dispatch-Crossload | EmissionsCost | 0 | [6 empty] | 1 | 0
LCP_Inputs_ON_Diverse_2023_04_03 | 2020 | Electrolyser 2020/2030 | Crossload | Hydrogen | WC | Dispatch-Crossload | FuelCost | 0 | [6 empty] | 1 | 0
LCP_Inputs_ON_Diverse_2023_04_03 | 2020 | Electrolyser 2020/2030 | Crossload | Hydrogen | WC | Dispatch-Crossload | VOM | 0 | [6 empty] | 1 | 0
LCP_Inputs_ON_Diverse_2023_04_03 | 2020 | Electrolyser 2040 | Crossload | Hydrogen | MI | Dispatch-Crossload | EmissionsCost | 0 | [6 empty] | 1 | 0
LCP_Inputs_ON_Diverse_2023_04_03 | 2020 | Electrolyser 2040 | Crossload | Hydrogen | MI | Dispatch-Crossload | FuelCost | 0 | [6 empty] | 1 | 0
LCP_Inputs_ON_Diverse_2023_04_03 | 2020 | Electrolyser 2040 | Crossload | Hydrogen | MI | Dispatch-Crossload | VOM | 0 | [6 empty] | 1 | 0
LCP_Inputs_ON_Diverse_2023_04_03 | 2020 | Electrolyser 2040 | Crossload | Hydrogen | NY | Dispatch-Crossload | EmissionsCost | 0 | [6 empty] | 1 | 0
LCP_Inputs_ON_Diverse_2023_04_03 | 2020 | Electrolyser 2040 | Crossload | Hydrogen | NY | Dispatch-Crossload | FuelCost | 0 | [6 empty] | 1 | 0
LCP_Inputs_ON_Diverse_2023_04_03 | 2020 | Electrolyser 2040 | Crossload | Hydrogen | NY | Dispatch-Crossload | VOM | 0 | [6 empty] | 1 | 0
LCP_Inputs_ON_Diverse_2023_04_03 | 2020 | Electrolyser 2040 | Crossload | Hydrogen | ON | Dispatch-Crossload | EmissionsCost | 0 | [6 empty] | 1 | 0
LCP_Inputs_ON_Diverse_2023_04_03 | 2020 | Electrolyser 2040 | Crossload | Hydrogen | ON | Dispatch-Crossload | FuelCost | 0 | [6 empty] | 1 | 0
LCP_Inputs_ON_Diverse_2023_04_03 | 2020 | Electrolyser 2040 | Crossload | Hydrogen | ON | Dispatch-Crossload | VOM | 0 | [6 empty] | 1 | 0
LCP_Inputs_ON_Diverse_2023_04_03 | 2020 | Electrolyser 2040 | Crossload | Hydrogen | PJ | Dispatch-Crossload | EmissionsCost | 0 | [6 empty] | 1 | 0
LCP_Inputs_ON_Diverse_2023_04_03 | 2020 | Electrolyser 2040 | Crossload | Hydrogen | PJ | Dispatch-Crossload | FuelCost | 0 | [6 empty] | 1 | 0
LCP_Inputs_ON_Diverse_2023_04_03 | 2020 | Electrolyser 2040 | Crossload | Hydrogen | PJ | Dispatch-Crossload | VOM | 0 | [6 empty] | 1 | 0
LCP_Inputs_ON_Diverse_2023_04_03 | 2020 | Electrolyser 2040 | Crossload | Hydrogen | QC | Dispatch-Crossload | EmissionsCost | 0 | [6 empty] | 1 | 0
LCP_Inputs_ON_Diverse_2023_04_03 | 2020 | Electrolyser 2040 | Crossload | Hydrogen | QC | Dispatch-Crossload | FuelCost | 0 | [6 empty] | 1 | 0
LCP_Inputs_ON_Diverse_2023_04_03 | 2020 | Electrolyser 2040 | Crossload | Hydrogen | QC | Dispatch-Crossload | VOM | 0 | [6 empty] | 1 | 0
LCP_Inputs_ON_Diverse_2023_04_03 | 2020 | Electrolyser 2040 | Crossload | Hydrogen | WC | Dispatch-Crossload | EmissionsCost | 0 | [6 empty] | 1 | 0
LCP_Inputs_ON_Diverse_2023_04_03 | 2020 | Electrolyser 2040 | Crossload | Hydrogen | WC | Dispatch-Crossload | FuelCost | 0 | [6 empty] | 1 | 0
LCP_Inputs_ON_Diverse_2023_04_03 | 2020 | Electrolyser 2040 | Crossload | Hydrogen | WC | Dispatch-Crossload | VOM | 0 | [6 empty] | 1 | 0
LCP_Inputs_ON_Diverse_2023_04_03 | 2020 | Electrolyser 2050 | Crossload | Hydrogen | MI | Dispatch-Crossload | EmissionsCost | 0 | [6 empty] | 1 | 0
LCP_Inputs_ON_Diverse_2023_04_03 | 2020 | Electrolyser 2050 | Crossload | Hydrogen | MI | Dispatch-Crossload | FuelCost | 0 | [6 empty] | 1 | 0
LCP_Inputs_ON_Diverse_2023_04_03 | 2020 | Electrolyser 2050 | Crossload | Hydrogen | MI | Dispatch-Crossload | VOM | 0 | [6 empty] | 1 | 0
LCP_Inputs_ON_Diverse_2023_04_03 | 2020 | Electrolyser 2050 | Crossload | Hydrogen | NY | Dispatch-Crossload | EmissionsCost | 0 | [6 empty] | 1 | 0
LCP_Inputs_ON_Diverse_2023_04_03 | 2020 | Electrolyser 2050 | Crossload | Hydrogen | NY | Dispatch-Crossload | FuelCost | 0 | [6 empty] | 1 | 0
LCP_Inputs_ON_Diverse_2023_04_03 | 2020 | Electrolyser 2050 | Crossload | Hydrogen | NY | Dispatch-Crossload | VOM | 0 | [6 empty] | 1 | 0
LCP_Inputs_ON_Diverse_2023_04_03 | 2020 | Electrolyser 2050 | Crossload | Hydrogen | ON | Dispatch-Crossload | EmissionsCost | 0 | [6 empty] | 1 | 0
LCP_Inputs_ON_Diverse_2023_04_03 | 2020 | Electrolyser 2050 | Crossload | Hydrogen | ON | Dispatch-Crossload | FuelCost | 0 | [6 empty] | 1 | 0
LCP_Inputs_ON_Diverse_2023_04_03 | 2020 | Electrolyser 2050 | Crossload | Hydrogen | ON | Dispatch-Crossload | VOM | 0 | [6 empty] | 1 | 0
LCP_Inputs_ON_Diverse_2023_04_03 | 2020 | Electrolyser 2050 | Crossload | Hydrogen | PJ | Dispatch-Crossload | EmissionsCost | 0 | [6 empty] | 1 | 0
LCP_Inputs_ON_Diverse_2023_04_03 | 2020 | Electrolyser 2050 | Crossload | Hydrogen | PJ | Dispatch-Crossload | FuelCost | 0 | [6 empty] | 1 | 0
LCP_Inputs_ON_Diverse_2023_04_03 | 2020 | Electrolyser 2050 | Crossload | Hydrogen | PJ | Dispatch-Crossload | VOM | 0 | [6 empty] | 1 | 0
LCP_Inputs_ON_Diverse_2023_04_03 | 2020 | Electrolyser 2050 | Crossload | Hydrogen | QC | Dispatch-Crossload | EmissionsCost | 0 | [6 empty] | 1 | 0
LCP_Inputs_ON_Diverse_2023_04_03 | 2020 | Electrolyser 2050 | Crossload | Hydrogen | QC | Dispatch-Crossload | FuelCost | 0 | [6 empty] | 1 | 0
LCP_Inputs_ON_Diverse_2023_04_03 | 2020 | Electrolyser 2050 | Crossload | Hydrogen | QC | Dispatch-Crossload | VOM | 0 | [6 empty] | 1 | 0
LCP_Inputs_ON_Diverse_2023_04_03 | 2020 | Electrolyser 2050 | Crossload | Hydrogen | WC | Dispatch-Crossload | EmissionsCost | 0 | [6 empty] | 1 | 0
LCP_Inputs_ON_Diverse_2023_04_03 | 2020 | Electrolyser 2050 | Crossload | Hydrogen | WC | Dispatch-Crossload | FuelCost | 0 | [6 empty] | 1 | 0
LCP_Inputs_ON_Diverse_2023_04_03 | 2020 | Electrolyser 2050 | Crossload | Hydrogen | WC | Dispatch-Crossload | VOM | 0 | [6 empty] | 1 | 0
LCP_Inputs_ON_Diverse_2023_04_03 | 2020 | Fossil Fuel Thermal (Coal, Peat, Oil) | Generation | Electricity | MI | Dispatch-Generation | EmissionsCost | 0 | [6 empty] | 1 | 0
LCP_Inputs_ON_Diverse_2023_04_03 | 2020 | Fossil Fuel Thermal (Coal, Peat, Oil) | Generation | Electricity | MI | Dispatch-Generation | FuelCost | 0 | [6 empty] | 1 | 0
LCP_Inputs_ON_Diverse_2023_04_03 | 2020 | Fossil Fuel Thermal (Coal, Peat, Oil) | Generation | Electricity | MI | Dispatch-Generation | VOM | 0 | [6 empty] | 1 | 0
LCP_Inputs_ON_Diverse_2023_04_03 | 2020 | Fossil Fuel Thermal (Coal, Peat, Oil) | Generation | Electricity | NY | Dispatch-Generation | EmissionsCost | 0 | [6 empty] | 1 | 0
LCP_Inputs_ON_Diverse_2023_04_03 | 2020 | Fossil Fuel Thermal (Coal, Peat, Oil) | Generation | Electricity | NY | Dispatch-Generation | FuelCost | 0 | [6 empty] | 1 | 0
LCP_Inputs_ON_Diverse_2023_04_03 | 2020 | Fossil Fuel Thermal (Coal, Peat, Oil) | Generation | Electricity | NY | Dispatch-Generation | VOM | 0 | [6 empty] | 1 | 0
LCP_Inputs_ON_Diverse_2023_04_03 | 2020 | Fossil Fuel Thermal (Coal, Peat, Oil) | Generation | Electricity | ON | Dispatch-Generation | EmissionsCost | 0 | [6 empty] | 1 | 0
LCP_Inputs_ON_Diverse_2023_04_03 | 2020 | Fossil Fuel Thermal (Coal, Peat, Oil) | Generation | Electricity | ON | Dispatch-Generation | FuelCost | 0 | [6 empty] | 1 | 0
LCP_Inputs_ON_Diverse_2023_04_03 | 2020 | Fossil Fuel Thermal (Coal, Peat, Oil) | Generation | Electricity | ON | Dispatch-Generation | VOM | 0 | [6 empty] | 1 | 0
LCP_Inputs_ON_Diverse_2023_04_03 | 2020 | Fossil Fuel Thermal (Coal, Peat, Oil) | Generation | Electricity | PJ | Dispatch-Generation | EmissionsCost | 0 | [6 empty] | 1 | 0
LCP_Inputs_ON_Diverse_2023_04_03 | 2020 | Fossil Fuel Thermal (Coal, Peat, Oil) | Generation | Electricity | PJ | Dispatch-Generation | FuelCost | 0 | [6 empty] | 1 | 0
LCP_Inputs_ON_Diverse_2023_04_03 | 2020 | Fossil Fuel Thermal (Coal, Peat, Oil) | Generation | Electricity | PJ | Dispatch-Generation | VOM | 0 | [6 empty] | 1 | 0
LCP_Inputs_ON_Diverse_2023_04_03 | 2020 | Fossil Fuel Thermal (Coal, Peat, Oil) | Generation | Electricity | QC | Dispatch-Generation | EmissionsCost | 0 | [6 empty] | 1 | 0
LCP_Inputs_ON_Diverse_2023_04_03 | 2020 | Fossil Fuel Thermal (Coal, Peat, Oil) | Generation | Electricity | QC | Dispatch-Generation | FuelCost | 0 | [6 empty] | 1 | 0
LCP_Inputs_ON_Diverse_2023_04_03 | 2020 | Fossil Fuel Thermal (Coal, Peat, Oil) | Generation | Electricity | QC | Dispatch-Generation | VOM | 0 | [6 empty] | 1 | 0
LCP_Inputs_ON_Diverse_2023_04_03 | 2020 | Fossil Fuel Thermal (Coal, Peat, Oil) | Generation | Electricity | WC | Dispatch-Generation | EmissionsCost | 0 | [6 empty] | 1 | 0
LCP_Inputs_ON_Diverse_2023_04_03 | 2020 | Fossil Fuel Thermal (Coal, Peat, Oil) | Generation | Electricity | WC | Dispatch-Generation | FuelCost | 0 | [6 empty] | 1 | 0
LCP_Inputs_ON_Diverse_2023_04_03 | 2020 | Fossil Fuel Thermal (Coal, Peat, Oil) | Generation | Electricity | WC | Dispatch-Generation | VOM | 0 | [6 empty] | 1 | 0
LCP_Inputs_ON_Diverse_2023_04_03 | 2020 | Generic - Generator | Generation | Electricity | MI | Dispatch-Generation | EmissionsCost | 0 | [6 empty] | 1 | 0
LCP_Inputs_ON_Diverse_2023_04_03 | 2020 | Generic - Generator | Generation | Electricity | MI | Dispatch-Generation | FuelCost | 3914188137.327 | [6 empty] | 1 | 3914188137.327
LCP_Inputs_ON_Diverse_2023_04_03 | 2020 | Generic - Generator | Generation | Electricity | MI | Dispatch-Generation | VOM | 404955202.3516 | [6 empty] | 1 | 404955202.3516
LCP_Inputs_ON_Diverse_2023_04_03 | 2020 | Generic - Generator | Generation | Electricity | NY | Dispatch-Generation | EmissionsCost | 0 | [6 empty] | 1 | 0
LCP_Inputs_ON_Diverse_2023_04_03 | 2020 | Generic - Generator | Generation | Electricity | NY | Dispatch-Generation | FuelCost | 1633248891.2382 | [6 empty] | 1 | 1633248891.2382
LCP_Inputs_ON_Diverse_2023_04_03 | 2020 | Generic - Generator | Generation | Electricity | NY | Dispatch-Generation | VOM | 168973133.6454 | [6 empty] | 1 | 168973133.6454
LCP_Inputs_ON_Diverse_2023_04_03 | 2020 | Generic - Generator | Generation | Electricity | ON | Dispatch-Generation | EmissionsCost | 0 | [6 empty] | 1 | 0
LCP_Inputs_ON_Diverse_2023_04_03 | 2020 | Generic - Generator | Generation | Electricity | ON | Dispatch-Generation | FuelCost | 0 | [6 empty] | 1 | 0
LCP_Inputs_ON_Diverse_2023_04_03 | 2020 | Generic - Generator | Generation | Electricity | ON | Dispatch-Generation | VOM | 0 | [6 empty] | 1 | 0
LCP_Inputs_ON_Diverse_2023_04_03 | 2020 | Generic - Generator | Generation | Electricity | PJ | Dispatch-Generation | EmissionsCost | 0 | [6 empty] | 1 | 0
LCP_Inputs_ON_Diverse_2023_04_03 | 2020 | Generic - Generator | Generation | Electricity | PJ | Dispatch-Generation | FuelCost | 14422259590.9655 | [6 empty] | 1 | 14422259590.9655
LCP_Inputs_ON_Diverse_2023_04_03 | 2020 | Generic - Generator | Generation | Electricity | PJ | Dispatch-Generation | VOM | 1492102281.7812 | [6 empty] | 1 | 1492102281.7812
LCP_Inputs_ON_Diverse_2023_04_03 | 2020 | Generic - Generator | Generation | Electricity | QC | Dispatch-Generation | EmissionsCost | 0 | [6 empty] | 1 | 0
LCP_Inputs_ON_Diverse_2023_04_03 | 2020 | Generic - Generator | Generation | Electricity | QC | Dispatch-Generation | FuelCost | 0 | [6 empty] | 1 | 0
LCP_Inputs_ON_Diverse_2023_04_03 | 2020 | Generic - Generator | Generation | Electricity | QC | Dispatch-Generation | VOM | 0 | [6 empty] | 1 | 0
LCP_Inputs_ON_Diverse_2023_04_03 | 2020 | Generic - Generator | Generation | Electricity | WC | Dispatch-Generation | EmissionsCost | 0 | [6 empty] | 1 | 0
LCP_Inputs_ON_Diverse_2023_04_03 | 2020 | Generic - Generator | Generation | Electricity | WC | Dispatch-Generation | FuelCost | 1069473.0011 | [6 empty] | 1 | 1069473.0011
LCP_Inputs_ON_Diverse_2023_04_03 | 2020 | Generic - Generator | Generation | Electricity | WC | Dispatch-Generation | VOM | 110645.8454 | [6 empty] | 1 | 110645.8454
LCP_Inputs_ON_Diverse_2023_04_03 | 2020 | H2 Import - QC | Import | Hydrogen | MI | Dispatch-Import | EmissionsCost | 0 | [6 empty] | 1 | 0
LCP_Inputs_ON_Diverse_2023_04_03 | 2020 | H2 Import - QC | Import | Hydrogen | MI | Dispatch-Import | FuelCost | 0 | [6 empty] | 1 | 0
LCP_Inputs_ON_Diverse_2023_04_03 | 2020 | H2 Import - QC | Import | Hydrogen | MI | Dispatch-Import | VOM | 0 | [6 empty] | 1 | 0
LCP_Inputs_ON_Diverse_2023_04_03 | 2020 | H2 Import - QC | Import | Hydrogen | NY | Dispatch-Import | EmissionsCost | 0 | [6 empty] | 1 | 0
LCP_Inputs_ON_Diverse_2023_04_03 | 2020 | H2 Import - QC | Import | Hydrogen | NY | Dispatch-Import | FuelCost | 0 | [6 empty] | 1 | 0
LCP_Inputs_ON_Diverse_2023_04_03 | 2020 | H2 Import - QC | Import | Hydrogen | NY | Dispatch-Import | VOM | 0 | [6 empty] | 1 | 0
LCP_Inputs_ON_Diverse_2023_04_03 | 2020 | H2 Import - QC | Import | Hydrogen | ON | Dispatch-Import | EmissionsCost | 0 | [6 empty] | 1 | 0
LCP_Inputs_ON_Diverse_2023_04_03 | 2020 | H2 Import - QC | Import | Hydrogen | ON | Dispatch-Import | FuelCost | 0 | [6 empty] | 1 | 0
LCP_Inputs_ON_Diverse_2023_04_03 | 2020 | H2 Import - QC | Import | Hydrogen | ON | Dispatch-Import | VOM | 0 | [6 empty] | 1 | 0
LCP_Inputs_ON_Diverse_2023_04_03 | 2020 | H2 Import - QC | Import | Hydrogen | PJ | Dispatch-Import | EmissionsCost | 0 | [6 empty] | 1 | 0
LCP_Inputs_ON_Diverse_2023_04_03 | 2020 | H2 Import - QC | Import | Hydrogen | PJ | Dispatch-Import | FuelCost | 0 | [6 empty] | 1 | 0
LCP_Inputs_ON_Diverse_2023_04_03 | 2020 | H2 Import - QC | Import | Hydrogen | PJ | Dispatch-Import | VOM | 0 | [6 empty] | 1 | 0
LCP_Inputs_ON_Diverse_2023_04_03 | 2020 | H2 Import - QC | Import | Hydrogen | QC | Dispatch-Import | EmissionsCost | 0 | [6 empty] | 1 | 0
LCP_Inputs_ON_Diverse_2023_04_03 | 2020 | H2 Import - QC | Import | Hydrogen | QC | Dispatch-Import | FuelCost | 0 | [6 empty] | 1 | 0
LCP_Inputs_ON_Diverse_2023_04_03 | 2020 | H2 Import - QC | Import | Hydrogen | QC | Dispatch-Import | VOM | 0 | [6 empty] | 1 | 0
LCP_Inputs_ON_Diverse_2023_04_03 | 2020 | H2 Import - QC | Import | Hydrogen | WC | Dispatch-Import | EmissionsCost | 0 | [6 empty] | 1 | 0
LCP_Inputs_ON_Diverse_2023_04_03 | 2020 | H2 Import - QC | Import | Hydrogen | WC | Dispatch-Import | FuelCost | 0 | [6 empty] | 1 | 0
LCP_Inputs_ON_Diverse_2023_04_03 | 2020 | H2 Import - QC | Import | Hydrogen | WC | Dispatch-Import | VOM | 0 | [6 empty] | 1 | 0
LCP_Inputs_ON_Diverse_2023_04_03 | 2020 | H2 Import - WC | Import | Hydrogen | MI | Dispatch-Import | EmissionsCost | 0 | [6 empty] | 1 | 0
LCP_Inputs_ON_Diverse_2023_04_03 | 2020 | H2 Import - WC | Import | Hydrogen | MI | Dispatch-Import | FuelCost | 0 | [6 empty] | 1 | 0
LCP_Inputs_ON_Diverse_2023_04_03 | 2020 | H2 Import - WC | Import | Hydrogen | MI | Dispatch-Import | VOM | 0 | [6 empty] | 1 | 0
LCP_Inputs_ON_Diverse_2023_04_03 | 2020 | H2 Import - WC | Import | Hydrogen | NY | Dispatch-Import | EmissionsCost | 0 | [6 empty] | 1 | 0
LCP_Inputs_ON_Diverse_2023_04_03 | 2020 | H2 Import - WC | Import | Hydrogen | NY | Dispatch-Import | FuelCost | 0 | [6 empty] | 1 | 0
LCP_Inputs_ON_Diverse_2023_04_03 | 2020 | H2 Import - WC | Import | Hydrogen | NY | Dispatch-Import | VOM | 0 | [6 empty] | 1 | 0
LCP_Inputs_ON_Diverse_2023_04_03 | 2020 | H2 Import - WC | Import | Hydrogen | ON | Dispatch-Import | EmissionsCost | 0 | [6 empty] | 1 | 0
LCP_Inputs_ON_Diverse_2023_04_03 | 2020 | H2 Import - WC | Import | Hydrogen | ON | Dispatch-Import | FuelCost | 0 | [6 empty] | 1 | 0
LCP_Inputs_ON_Diverse_2023_04_03 | 2020 | H2 Import - WC | Import | Hydrogen | ON | Dispatch-Import | VOM | 0 | [6 empty] | 1 | 0
LCP_Inputs_ON_Diverse_2023_04_03 | 2020 | H2 Import - WC | Import | Hydrogen | PJ | Dispatch-Import | EmissionsCost | 0 | [6 empty] | 1 | 0
LCP_Inputs_ON_Diverse_2023_04_03 | 2020 | H2 Import - WC | Import | Hydrogen | PJ | Dispatch-Import | FuelCost | 0 | [6 empty] | 1 | 0
LCP_Inputs_ON_Diverse_2023_04_03 | 2020 | H2 Import - WC | Import | Hydrogen | PJ | Dispatch-Import | VOM | 0 | [6 empty] | 1 | 0
LCP_Inputs_ON_Diverse_2023_04_03 | 2020 | H2 Import - WC | Import | Hydrogen | QC | Dispatch-Import | EmissionsCost | 0 | [6 empty] | 1 | 0
LCP_Inputs_ON_Diverse_2023_04_03 | 2020 | H2 Import - WC | Import | Hydrogen | QC | Dispatch-Import | FuelCost | 0 | [6 empty] | 1 | 0
LCP_Inputs_ON_Diverse_2023_04_03 | 2020 | H2 Import - WC | Import | Hydrogen | QC | Dispatch-Import | VOM | 0 | [6 empty] | 1 | 0
LCP_Inputs_ON_Diverse_2023_04_03 | 2020 | H2 Import - WC | Import | Hydrogen | WC | Dispatch-Import | EmissionsCost | 0 | [6 empty] | 1 | 0
LCP_Inputs_ON_Diverse_2023_04_03 | 2020 | H2 Import - WC | Import | Hydrogen | WC | Dispatch-Import | FuelCost | 0 | [6 empty] | 1 | 0
LCP_Inputs_ON_Diverse_2023_04_03 | 2020 | H2 Import - WC | Import | Hydrogen | WC | Dispatch-Import | VOM | 0 | [6 empty] | 1 | 0
LCP_Inputs_ON_Diverse_2023_04_03 | 2020 | H2 Salt Cavern Storage - ON | Storage | Hydrogen | MI | Dispatch-Storage | EmissionsCost | 0 | [6 empty] | 1 | 0
LCP_Inputs_ON_Diverse_2023_04_03 | 2020 | H2 Salt Cavern Storage - ON | Storage | Hydrogen | MI | Dispatch-Storage | FuelCost | 0 | [6 empty] | 1 | 0
LCP_Inputs_ON_Diverse_2023_04_03 | 2020 | H2 Salt Cavern Storage - ON | Storage | Hydrogen | MI | Dispatch-Storage | VOM | 0 | [6 empty] | 1 | 0
LCP_Inputs_ON_Diverse_2023_04_03 | 2020 | H2 Salt Cavern Storage - ON | Storage | Hydrogen | NY | Dispatch-Storage | EmissionsCost | 0 | [6 empty] | 1 | 0
LCP_Inputs_ON_Diverse_2023_04_03 | 2020 | H2 Salt Cavern Storage - ON | Storage | Hydrogen | NY | Dispatch-Storage | FuelCost | 0 | [6 empty] | 1 | 0
LCP_Inputs_ON_Diverse_2023_04_03 | 2020 | H2 Salt Cavern Storage - ON | Storage | Hydrogen | NY | Dispatch-Storage | VOM | 0 | [6 empty] | 1 | 0
LCP_Inputs_ON_Diverse_2023_04_03 | 2020 | H2 Salt Cavern Storage - ON | Storage | Hydrogen | ON | Dispatch-Storage | EmissionsCost | 0 | [6 empty] | 1 | 0
LCP_Inputs_ON_Diverse_2023_04_03 | 2020 | H2 Salt Cavern Storage - ON | Storage | Hydrogen | ON | Dispatch-Storage | FuelCost | 0 | [6 empty] | 1 | 0
LCP_Inputs_ON_Diverse_2023_04_03 | 2020 | H2 Salt Cavern Storage - ON | Storage | Hydrogen | ON | Dispatch-Storage | VOM | 0 | [6 empty] | 1 | 0
LCP_Inputs_ON_Diverse_2023_04_03 | 2020 | H2 Salt Cavern Storage - ON | Storage | Hydrogen | PJ | Dispatch-Storage | EmissionsCost | 0 | [6 empty] | 1 | 0
LCP_Inputs_ON_Diverse_2023_04_03 | 2020 | H2 Salt Cavern Storage - ON | Storage | Hydrogen | PJ | Dispatch-Storage | FuelCost | 0 | [6 empty] | 1 | 0
LCP_Inputs_ON_Diverse_2023_04_03 | 2020 | H2 Salt Cavern Storage - ON | Storage | Hydrogen | PJ | Dispatch-Storage | VOM | 0 | [6 empty] | 1 | 0
LCP_Inputs_ON_Diverse_2023_04_03 | 2020 | H2 Salt Cavern Storage - ON | Storage | Hydrogen | QC | Dispatch-Storage | EmissionsCost | 0 | [6 empty] | 1 | 0
LCP_Inputs_ON_Diverse_2023_04_03 | 2020 | H2 Salt Cavern Storage - ON | Storage | Hydrogen | QC | Dispatch-Storage | FuelCost | 0 | [6 empty] | 1 | 0
LCP_Inputs_ON_Diverse_2023_04_03 | 2020 | H2 Salt Cavern Storage - ON | Storage | Hydrogen | QC | Dispatch-Storage | VOM | 0 | [6 empty] | 1 | 0
LCP_Inputs_ON_Diverse_2023_04_03 | 2020 | H2 Salt Cavern Storage - ON | Storage | Hydrogen | WC | Dispatch-Storage | EmissionsCost | 0 | [6 empty] | 1 | 0
LCP_Inputs_ON_Diverse_2023_04_03 | 2020 | H2 Salt Cavern Storage - ON | Storage | Hydrogen | WC | Dispatch-Storage | FuelCost | 0 | [6 empty] | 1 | 0
LCP_Inputs_ON_Diverse_2023_04_03 | 2020 | H2 Salt Cavern Storage - ON | Storage | Hydrogen | WC | Dispatch-Storage | VOM | 0 | [6 empty] | 1 | 0
LCP_Inputs_ON_Diverse_2023_04_03 | 2020 | Hydro | Generation | Electricity | MI | Dispatch-Generation | EmissionsCost | 0 | [6 empty] | 1 | 0
LCP_Inputs_ON_Diverse_2023_04_03 | 2020 | Hydro | Generation | Electricity | MI | Dispatch-Generation | FuelCost | 0 | [6 empty] | 1 | 0
LCP_Inputs_ON_Diverse_2023_04_03 | 2020 | Hydro | Generation | Electricity | MI | Dispatch-Generation | VOM | 0 | [6 empty] | 1 | 0
LCP_Inputs_ON_Diverse_2023_04_03 | 2020 | Hydro | Generation | Electricity | NY | Dispatch-Generation | EmissionsCost | 0 | [6 empty] | 1 | 0
LCP_Inputs_ON_Diverse_2023_04_03 | 2020 | Hydro | Generation | Electricity | NY | Dispatch-Generation | FuelCost | 0 | [6 empty] | 1 | 0
LCP_Inputs_ON_Diverse_2023_04_03 | 2020 | Hydro | Generation | Electricity | NY | Dispatch-Generation | VOM | 0 | [6 empty] | 1 | 0
LCP_Inputs_ON_Diverse_2023_04_03 | 2020 | Hydro | Generation | Electricity | ON | Dispatch-Generation | EmissionsCost | 0 | [6 empty] | 1 | 0
LCP_Inputs_ON_Diverse_2023_04_03 | 2020 | Hydro | Generation | Electricity | ON | Dispatch-Generation | FuelCost | 0 | [6 empty] | 1 | 0
LCP_Inputs_ON_Diverse_2023_04_03 | 2020 | Hydro | Generation | Electricity | ON | Dispatch-Generation | VOM | 0 | [6 empty] | 1 | 0
LCP_Inputs_ON_Diverse_2023_04_03 | 2020 | Hydro | Generation | Electricity | PJ | Dispatch-Generation | EmissionsCost | 0 | [6 empty] | 1 | 0
LCP_Inputs_ON_Diverse_2023_04_03 | 2020 | Hydro | Generation | Electricity | PJ | Dispatch-Generation | FuelCost | 0 | [6 empty] | 1 | 0
LCP_Inputs_ON_Diverse_2023_04_03 | 2020 | Hydro | Generation | Electricity | PJ | Dispatch-Generation | VOM | 0 | [6 empty] | 1 | 0
LCP_Inputs_ON_Diverse_2023_04_03 | 2020 | Hydro | Generation | Electricity | QC | Dispatch-Generation | EmissionsCost | 0 | [6 empty] | 1 | 0
LCP_Inputs_ON_Diverse_2023_04_03 | 2020 | Hydro | Generation | Electricity | QC | Dispatch-Generation | FuelCost | 0 | [6 empty] | 1 | 0
LCP_Inputs_ON_Diverse_2023_04_03 | 2020 | Hydro | Generation | Electricity | QC | Dispatch-Generation | VOM | 0 | [6 empty] | 1 | 0
LCP_Inputs_ON_Diverse_2023_04_03 | 2020 | Hydro | Generation | Electricity | WC | Dispatch-Generation | EmissionsCost | 0 | [6 empty] | 1 | 0
LCP_Inputs_ON_Diverse_2023_04_03 | 2020 | Hydro | Generation | Electricity | WC | Dispatch-Generation | FuelCost | 0 | [6 empty] | 1 | 0
LCP_Inputs_ON_Diverse_2023_04_03 | 2020 | Hydro | Generation | Electricity | WC | Dispatch-Generation | VOM | 0 | [6 empty] | 1 | 0
LCP_Inputs_ON_Diverse_2023_04_03 | 2020 | Hydro Pumped Storage | Storage | Electricity | MI | Dispatch-Storage | EmissionsCost | 0 | [6 empty] | 1 | 0
LCP_Inputs_ON_Diverse_2023_04_03 | 2020 | Hydro Pumped Storage | Storage | Electricity | MI | Dispatch-Storage | FuelCost | 0 | [6 empty] | 1 | 0
LCP_Inputs_ON_Diverse_2023_04_03 | 2020 | Hydro Pumped Storage | Storage | Electricity | MI | Dispatch-Storage | VOM | 0 | [6 empty] | 1 | 0
LCP_Inputs_ON_Diverse_2023_04_03 | 2020 | Hydro Pumped Storage | Storage | Electricity | NY | Dispatch-Storage | EmissionsCost | 0 | [6 empty] | 1 | 0
LCP_Inputs_ON_Diverse_2023_04_03 | 2020 | Hydro Pumped Storage | Storage | Electricity | NY | Dispatch-Storage | FuelCost | 0 | [6 empty] | 1 | 0
LCP_Inputs_ON_Diverse_2023_04_03 | 2020 | Hydro Pumped Storage | Storage | Electricity | NY | Dispatch-Storage | VOM | 0 | [6 empty] | 1 | 0
LCP_Inputs_ON_Diverse_2023_04_03 | 2020 | Hydro Pumped Storage | Storage | Electricity | ON | Dispatch-Storage | EmissionsCost | 0 | [6 empty] | 1 | 0
LCP_Inputs_ON_Diverse_2023_04_03 | 2020 | Hydro Pumped Storage | Storage | Electricity | ON | Dispatch-Storage | FuelCost | 0 | [6 empty] | 1 | 0
LCP_Inputs_ON_Diverse_2023_04_03 | 2020 | Hydro Pumped Storage | Storage | Electricity | ON | Dispatch-Storage | VOM | 0 | [6 empty] | 1 | 0
LCP_Inputs_ON_Diverse_2023_04_03 | 2020 | Hydro Pumped Storage | Storage | Electricity | PJ | Dispatch-Storage | EmissionsCost | 0 | [6 empty] | 1 | 0
LCP_Inputs_ON_Diverse_2023_04_03 | 2020 | Hydro Pumped Storage | Storage | Electricity | PJ | Dispatch-Storage | FuelCost | 0 | [6 empty] | 1 | 0
LCP_Inputs_ON_Diverse_2023_04_03 | 2020 | Hydro Pumped Storage | Storage | Electricity | PJ | Dispatch-Storage | VOM | 0 | [6 empty] | 1 | 0
LCP_Inputs_ON_Diverse_2023_04_03 | 2020 | Hydro Pumped Storage | Storage | Electricity | QC | Dispatch-Storage | EmissionsCost | 0 | [6 empty] | 1 | 0
LCP_Inputs_ON_Diverse_2023_04_03 | 2020 | Hydro Pumped Storage | Storage | Electricity | QC | Dispatch-Storage | FuelCost | 0 | [6 empty] | 1 | 0
LCP_Inputs_ON_Diverse_2023_04_03 | 2020 | Hydro Pumped Storage | Storage | Electricity | QC | Dispatch-Storage | VOM | 0 | [6 empty] | 1 | 0
LCP_Inputs_ON_Diverse_2023_04_03 | 2020 | Hydro Pumped Storage | Storage | Electricity | WC | Dispatch-Storage | EmissionsCost | 0 | [6 empty] | 1 | 0
LCP_Inputs_ON_Diverse_2023_04_03 | 2020 | Hydro Pumped Storage | Storage | Electricity | WC | Dispatch-Storage | FuelCost | 0 | [6 empty] | 1 | 0
LCP_Inputs_ON_Diverse_2023_04_03 | 2020 | Hydro Pumped Storage | Storage | Electricity | WC | Dispatch-Storage | VOM | 0 | [6 empty] | 1 | 0
LCP_Inputs_ON_Diverse_2023_04_03 | 2020 | Nuclear | Generation | Electricity | MI | Dispatch-Generation | EmissionsCost | 0 | [6 empty] | 1 | 0
LCP_Inputs_ON_Diverse_2023_04_03 | 2020 | Nuclear | Generation | Electricity | MI | Dispatch-Generation | FuelCost | 0 | [6 empty] | 1 | 0
LCP_Inputs_ON_Diverse_2023_04_03 | 2020 | Nuclear | Generation | Electricity | MI | Dispatch-Generation | VOM | 3301336446.912 | [6 empty] | 1 | 3301336446.912
LCP_Inputs_ON_Diverse_2023_04_03 | 2020 | Nuclear | Generation | Electricity | NY | Dispatch-Generation | EmissionsCost | 0 | [6 empty] | 1 | 0
LCP_Inputs_ON_Diverse_2023_04_03 | 2020 | Nuclear | Generation | Electricity | NY | Dispatch-Generation | FuelCost | 0 | [6 empty] | 1 | 0
LCP_Inputs_ON_Diverse_2023_04_03 | 2020 | Nuclear | Generation | Electricity | NY | Dispatch-Generation | VOM | 2246155230.144 | [6 empty] | 1 | 2246155230.144
LCP_Inputs_ON_Diverse_2023_04_03 | 2020 | Nuclear | Generation | Electricity | ON | Dispatch-Generation | EmissionsCost | 0 | [6 empty] | 1 | 0
LCP_Inputs_ON_Diverse_2023_04_03 | 2020 | Nuclear | Generation | Electricity | ON | Dispatch-Generation | FuelCost | 0 | [6 empty] | 1 | 0
LCP_Inputs_ON_Diverse_2023_04_03 | 2020 | Nuclear | Generation | Electricity | ON | Dispatch-Generation | VOM | 8790266640.96 | [6 empty] | 1 | 8790266640.96
LCP_Inputs_ON_Diverse_2023_04_03 | 2020 | Nuclear | Generation | Electricity | PJ | Dispatch-Generation | EmissionsCost | 0 | [6 empty] | 1 | 0
LCP_Inputs_ON_Diverse_2023_04_03 | 2020 | Nuclear | Generation | Electricity | PJ | Dispatch-Generation | FuelCost | 0 | [6 empty] | 1 | 0
LCP_Inputs_ON_Diverse_2023_04_03 | 2020 | Nuclear | Generation | Electricity | PJ | Dispatch-Generation | VOM | 9110487814.4448 | [6 empty] | 1 | 9110487814.4448
LCP_Inputs_ON_Diverse_2023_04_03 | 2020 | Nuclear | Generation | Electricity | QC | Dispatch-Generation | EmissionsCost | 0 | [6 empty] | 1 | 0
LCP_Inputs_ON_Diverse_2023_04_03 | 2020 | Nuclear | Generation | Electricity | QC | Dispatch-Generation | FuelCost | 0 | [6 empty] | 1 | 0
LCP_Inputs_ON_Diverse_2023_04_03 | 2020 | Nuclear | Generation | Electricity | QC | Dispatch-Generation | VOM | 0 | [6 empty] | 1 | 0
LCP_Inputs_ON_Diverse_2023_04_03 | 2020 | Nuclear | Generation | Electricity | WC | Dispatch-Generation | EmissionsCost | 0 | [6 empty] | 1 | 0
LCP_Inputs_ON_Diverse_2023_04_03 | 2020 | Nuclear | Generation | Electricity | WC | Dispatch-Generation | FuelCost | 0 | [6 empty] | 1 | 0
LCP_Inputs_ON_Diverse_2023_04_03 | 2020 | Nuclear | Generation | Electricity | WC | Dispatch-Generation | VOM | 0 | [6 empty] | 1 | 0
LCP_Inputs_ON_Diverse_2023_04_03 | 2020 | Nuclear SMR | Generation | Electricity | MI | Dispatch-Generation | EmissionsCost | 0 | [6 empty] | 1 | 0
LCP_Inputs_ON_Diverse_2023_04_03 | 2020 | Nuclear SMR | Generation | Electricity | MI | Dispatch-Generation | FuelCost | 0 | [6 empty] | 1 | 0
LCP_Inputs_ON_Diverse_2023_04_03 | 2020 | Nuclear SMR | Generation | Electricity | MI | Dispatch-Generation | VOM | 0 | [6 empty] | 1 | 0
LCP_Inputs_ON_Diverse_2023_04_03 | 2020 | Nuclear SMR | Generation | Electricity | NY | Dispatch-Generation | EmissionsCost | 0 | [6 empty] | 1 | 0
LCP_Inputs_ON_Diverse_2023_04_03 | 2020 | Nuclear SMR | Generation | Electricity | NY | Dispatch-Generation | FuelCost | 0 | [6 empty] | 1 | 0
LCP_Inputs_ON_Diverse_2023_04_03 | 2020 | Nuclear SMR | Generation | Electricity | NY | Dispatch-Generation | VOM | 0 | [6 empty] | 1 | 0
LCP_Inputs_ON_Diverse_2023_04_03 | 2020 | Nuclear SMR | Generation | Electricity | ON | Dispatch-Generation | EmissionsCost | 0 | [6 empty] | 1 | 0
LCP_Inputs_ON_Diverse_2023_04_03 | 2020 | Nuclear SMR | Generation | Electricity | ON | Dispatch-Generation | FuelCost | 0 | [6 empty] | 1 | 0
LCP_Inputs_ON_Diverse_2023_04_03 | 2020 | Nuclear SMR | Generation | Electricity | ON | Dispatch-Generation | VOM | 0 | [6 empty] | 1 | 0
LCP_Inputs_ON_Diverse_2023_04_03 | 2020 | Nuclear SMR | Generation | Electricity | PJ | Dispatch-Generation | EmissionsCost | 0 | [6 empty] | 1 | 0
LCP_Inputs_ON_Diverse_2023_04_03 | 2020 | Nuclear SMR | Generation | Electricity | PJ | Dispatch-Generation | FuelCost | 0 | [6 empty] | 1 | 0
LCP_Inputs_ON_Diverse_2023_04_03 | 2020 | Nuclear SMR | Generation | Electricity | PJ | Dispatch-Generation | VOM | 0 | [6 empty] | 1 | 0
LCP_Inputs_ON_Diverse_2023_04_03 | 2020 | Nuclear SMR | Generation | Electricity | QC | Dispatch-Generation | EmissionsCost | 0 | [6 empty] | 1 | 0
LCP_Inputs_ON_Diverse_2023_04_03 | 2020 | Nuclear SMR | Generation | Electricity | QC | Dispatch-Generation | FuelCost | 0 | [6 empty] | 1 | 0
LCP_Inputs_ON_Diverse_2023_04_03 | 2020 | Nuclear SMR | Generation | Electricity | QC | Dispatch-Generation | VOM | 0 | [6 empty] | 1 | 0
LCP_Inputs_ON_Diverse_2023_04_03 | 2020 | Nuclear SMR | Generation | Electricity | WC | Dispatch-Generation | EmissionsCost | 0 | [6 empty] | 1 | 0
LCP_Inputs_ON_Diverse_2023_04_03 | 2020 | Nuclear SMR | Generation | Electricity | WC | Dispatch-Generation | FuelCost | 0 | [6 empty] | 1 | 0
LCP_Inputs_ON_Diverse_2023_04_03 | 2020 | Nuclear SMR | Generation | Electricity | WC | Dispatch-Generation | VOM | 0 | [6 empty] | 1 | 0
LCP_Inputs_ON_Diverse_2023_04_03 | 2020 | O/CCGT - CH4 Existing | Crossload | Electricity | MI | Dispatch-Crossload | EmissionsCost | 0 | [6 empty] | 1 | 0
LCP_Inputs_ON_Diverse_2023_04_03 | 2020 | O/CCGT - CH4 Existing | Crossload | Electricity | MI | Dispatch-Crossload | FuelCost | 0 | [6 empty] | 1 | 0
LCP_Inputs_ON_Diverse_2023_04_03 | 2020 | O/CCGT - CH4 Existing | Crossload | Electricity | MI | Dispatch-Crossload | VOM | 0 | [6 empty] | 1 | 0
LCP_Inputs_ON_Diverse_2023_04_03 | 2020 | O/CCGT - CH4 Existing | Crossload | Electricity | NY | Dispatch-Crossload | EmissionsCost | 0 | [6 empty] | 1 | 0
LCP_Inputs_ON_Diverse_2023_04_03 | 2020 | O/CCGT - CH4 Existing | Crossload | Electricity | NY | Dispatch-Crossload | FuelCost | 0 | [6 empty] | 1 | 0
LCP_Inputs_ON_Diverse_2023_04_03 | 2020 | O/CCGT - CH4 Existing | Crossload | Electricity | NY | Dispatch-Crossload | VOM | 0 | [6 empty] | 1 | 0
LCP_Inputs_ON_Diverse_2023_04_03 | 2020 | O/CCGT - CH4 Existing | Crossload | Electricity | ON | Dispatch-Crossload | EmissionsCost | 0 | [6 empty] | 1 | 0
LCP_Inputs_ON_Diverse_2023_04_03 | 2020 | O/CCGT - CH4 Existing | Crossload | Electricity | ON | Dispatch-Crossload | FuelCost | 0 | [6 empty] | 1 | 0
LCP_Inputs_ON_Diverse_2023_04_03 | 2020 | O/CCGT - CH4 Existing | Crossload | Electricity | ON | Dispatch-Crossload | VOM | 0 | [6 empty] | 1 | 0
LCP_Inputs_ON_Diverse_2023_04_03 | 2020 | O/CCGT - CH4 Existing | Crossload | Electricity | PJ | Dispatch-Crossload | EmissionsCost | 0 | [6 empty] | 1 | 0
LCP_Inputs_ON_Diverse_2023_04_03 | 2020 | O/CCGT - CH4 Existing | Crossload | Electricity | PJ | Dispatch-Crossload | FuelCost | 0 | [6 empty] | 1 | 0
LCP_Inputs_ON_Diverse_2023_04_03 | 2020 | O/CCGT - CH4 Existing | Crossload | Electricity | PJ | Dispatch-Crossload | VOM | 0 | [6 empty] | 1 | 0
LCP_Inputs_ON_Diverse_2023_04_03 | 2020 | O/CCGT - CH4 Existing | Crossload | Electricity | QC | Dispatch-Crossload | EmissionsCost | 0 | [6 empty] | 1 | 0
LCP_Inputs_ON_Diverse_2023_04_03 | 2020 | O/CCGT - CH4 Existing | Crossload | Electricity | QC | Dispatch-Crossload | FuelCost | 0 | [6 empty] | 1 | 0
LCP_Inputs_ON_Diverse_2023_04_03 | 2020 | O/CCGT - CH4 Existing | Crossload | Electricity | QC | Dispatch-Crossload | VOM | 0 | [6 empty] | 1 | 0
LCP_Inputs_ON_Diverse_2023_04_03 | 2020 | O/CCGT - CH4 Existing | Crossload | Electricity | WC | Dispatch-Crossload | EmissionsCost | 0 | [6 empty] | 1 | 0
LCP_Inputs_ON_Diverse_2023_04_03 | 2020 | O/CCGT - CH4 Existing | Crossload | Electricity | WC | Dispatch-Crossload | FuelCost | 0 | [6 empty] | 1 | 0
LCP_Inputs_ON_Diverse_2023_04_03 | 2020 | O/CCGT - CH4 Existing | Crossload | Electricity | WC | Dispatch-Crossload | VOM | 0 | [6 empty] | 1 | 0
LCP_Inputs_ON_Diverse_2023_04_03 | 2020 | O/CCGT - CH4 New | Crossload | Electricity | MI | Dispatch-Crossload | EmissionsCost | 0 | [6 empty] | 1 | 0
LCP_Inputs_ON_Diverse_2023_04_03 | 2020 | O/CCGT - CH4 New | Crossload | Electricity | MI | Dispatch-Crossload | FuelCost | 0 | [6 empty] | 1 | 0
LCP_Inputs_ON_Diverse_2023_04_03 | 2020 | O/CCGT - CH4 New | Crossload | Electricity | MI | Dispatch-Crossload | VOM | 0 | [6 empty] | 1 | 0
LCP_Inputs_ON_Diverse_2023_04_03 | 2020 | O/CCGT - CH4 New | Crossload | Electricity | NY | Dispatch-Crossload | EmissionsCost | 0 | [6 empty] | 1 | 0
LCP_Inputs_ON_Diverse_2023_04_03 | 2020 | O/CCGT - CH4 New | Crossload | Electricity | NY | Dispatch-Crossload | FuelCost | 0 | [6 empty] | 1 | 0
LCP_Inputs_ON_Diverse_2023_04_03 | 2020 | O/CCGT - CH4 New | Crossload | Electricity | NY | Dispatch-Crossload | VOM | 0 | [6 empty] | 1 | 0
LCP_Inputs_ON_Diverse_2023_04_03 | 2020 | O/CCGT - CH4 New | Crossload | Electricity | ON | Dispatch-Crossload | EmissionsCost | 0 | [6 empty] | 1 | 0
LCP_Inputs_ON_Diverse_2023_04_03 | 2020 | O/CCGT - CH4 New | Crossload | Electricity | ON | Dispatch-Crossload | FuelCost | 0 | [6 empty] | 1 | 0
LCP_Inputs_ON_Diverse_2023_04_03 | 2020 | O/CCGT - CH4 New | Crossload | Electricity | ON | Dispatch-Crossload | VOM | 0 | [6 empty] | 1 | 0
LCP_Inputs_ON_Diverse_2023_04_03 | 2020 | O/CCGT - CH4 New | Crossload | Electricity | PJ | Dispatch-Crossload | EmissionsCost | 0 | [6 empty] | 1 | 0
LCP_Inputs_ON_Diverse_2023_04_03 | 2020 | O/CCGT - CH4 New | Crossload | Electricity | PJ | Dispatch-Crossload | FuelCost | 0 | [6 empty] | 1 | 0
LCP_Inputs_ON_Diverse_2023_04_03 | 2020 | O/CCGT - CH4 New | Crossload | Electricity | PJ | Dispatch-Crossload | VOM | 0 | [6 empty] | 1 | 0
LCP_Inputs_ON_Diverse_2023_04_03 | 2020 | O/CCGT - CH4 New | Crossload | Electricity | QC | Dispatch-Crossload | EmissionsCost | 0 | [6 empty] | 1 | 0
LCP_Inputs_ON_Diverse_2023_04_03 | 2020 | O/CCGT - CH4 New | Crossload | Electricity | QC | Dispatch-Crossload | FuelCost | 0 | [6 empty] | 1 | 0
LCP_Inputs_ON_Diverse_2023_04_03 | 2020 | O/CCGT - CH4 New | Crossload | Electricity | QC | Dispatch-Crossload | VOM | 0 | [6 empty] | 1 | 0
LCP_Inputs_ON_Diverse_2023_04_03 | 2020 | O/CCGT - CH4 New | Crossload | Electricity | WC | Dispatch-Crossload | EmissionsCost | 0 | [6 empty] | 1 | 0
LCP_Inputs_ON_Diverse_2023_04_03 | 2020 | O/CCGT - CH4 New | Crossload | Electricity | WC | Dispatch-Crossload | FuelCost | 0 | [6 empty] | 1 | 0
LCP_Inputs_ON_Diverse_2023_04_03 | 2020 | O/CCGT - CH4 New | Crossload | Electricity | WC | Dispatch-Crossload | VOM | 0 | [6 empty] | 1 | 0
LCP_Inputs_ON_Diverse_2023_04_03 | 2020 | O/CCGT - H2 New | Crossload | Electricity | MI | Dispatch-Crossload | EmissionsCost | 0 | [6 empty] | 1 | 0
LCP_Inputs_ON_Diverse_2023_04_03 | 2020 | O/CCGT - H2 New | Crossload | Electricity | MI | Dispatch-Crossload | FuelCost | 0 | [6 empty] | 1 | 0
LCP_Inputs_ON_Diverse_2023_04_03 | 2020 | O/CCGT - H2 New | Crossload | Electricity | MI | Dispatch-Crossload | VOM | 0 | [6 empty] | 1 | 0
LCP_Inputs_ON_Diverse_2023_04_03 | 2020 | O/CCGT - H2 New | Crossload | Electricity | NY | Dispatch-Crossload | EmissionsCost | 0 | [6 empty] | 1 | 0
LCP_Inputs_ON_Diverse_2023_04_03 | 2020 | O/CCGT - H2 New | Crossload | Electricity | NY | Dispatch-Crossload | FuelCost | 0 | [6 empty] | 1 | 0
LCP_Inputs_ON_Diverse_2023_04_03 | 2020 | O/CCGT - H2 New | Crossload | Electricity | NY | Dispatch-Crossload | VOM | 0 | [6 empty] | 1 | 0
LCP_Inputs_ON_Diverse_2023_04_03 | 2020 | O/CCGT - H2 New | Crossload | Electricity | ON | Dispatch-Crossload | EmissionsCost | 0 | [6 empty] | 1 | 0
LCP_Inputs_ON_Diverse_2023_04_03 | 2020 | O/CCGT - H2 New | Crossload | Electricity | ON | Dispatch-Crossload | FuelCost | 0 | [6 empty] | 1 | 0
LCP_Inputs_ON_Diverse_2023_04_03 | 2020 | O/CCGT - H2 New | Crossload | Electricity | ON | Dispatch-Crossload | VOM | 0 | [6 empty] | 1 | 0
LCP_Inputs_ON_Diverse_2023_04_03 | 2020 | O/CCGT - H2 New | Crossload | Electricity | PJ | Dispatch-Crossload | EmissionsCost | 0 | [6 empty] | 1 | 0
LCP_Inputs_ON_Diverse_2023_04_03 | 2020 | O/CCGT - H2 New | Crossload | Electricity | PJ | Dispatch-Crossload | FuelCost | 0 | [6 empty] | 1 | 0
LCP_Inputs_ON_Diverse_2023_04_03 | 2020 | O/CCGT - H2 New | Crossload | Electricity | PJ | Dispatch-Crossload | VOM | 0 | [6 empty] | 1 | 0
LCP_Inputs_ON_Diverse_2023_04_03 | 2020 | O/CCGT - H2 New | Crossload | Electricity | QC | Dispatch-Crossload | EmissionsCost | 0 | [6 empty] | 1 | 0
LCP_Inputs_ON_Diverse_2023_04_03 | 2020 | O/CCGT - H2 New | Crossload | Electricity | QC | Dispatch-Crossload | FuelCost | 0 | [6 empty] | 1 | 0
LCP_Inputs_ON_Diverse_2023_04_03 | 2020 | O/CCGT - H2 New | Crossload | Electricity | QC | Dispatch-Crossload | VOM | 0 | [6 empty] | 1 | 0
LCP_Inputs_ON_Diverse_2023_04_03 | 2020 | O/CCGT - H2 New | Crossload | Electricity | WC | Dispatch-Crossload | EmissionsCost | 0 | [6 empty] | 1 | 0
LCP_Inputs_ON_Diverse_2023_04_03 | 2020 | O/CCGT - H2 New | Crossload | Electricity | WC | Dispatch-Crossload | FuelCost | 0 | [6 empty] | 1 | 0
LCP_Inputs_ON_Diverse_2023_04_03 | 2020 | O/CCGT - H2 New | Crossload | Electricity | WC | Dispatch-Crossload | VOM | 0 | [6 empty] | 1 | 0
LCP_Inputs_ON_Diverse_2023_04_03 | 2020 | SMR CCS | Crossload | Hydrogen | MI | Dispatch-Crossload | EmissionsCost | 0 | [6 empty] | 1 | 0
LCP_Inputs_ON_Diverse_2023_04_03 | 2020 | SMR CCS | Crossload | Hydrogen | MI | Dispatch-Crossload | FuelCost | 0 | [6 empty] | 1 | 0
LCP_Inputs_ON_Diverse_2023_04_03 | 2020 | SMR CCS | Crossload | Hydrogen | MI | Dispatch-Crossload | VOM | 0 | [6 empty] | 1 | 0
LCP_Inputs_ON_Diverse_2023_04_03 | 2020 | SMR CCS | Crossload | Hydrogen | NY | Dispatch-Crossload | EmissionsCost | 0 | [6 empty] | 1 | 0
LCP_Inputs_ON_Diverse_2023_04_03 | 2020 | SMR CCS | Crossload | Hydrogen | NY | Dispatch-Crossload | FuelCost | 0 | [6 empty] | 1 | 0
LCP_Inputs_ON_Diverse_2023_04_03 | 2020 | SMR CCS | Crossload | Hydrogen | NY | Dispatch-Crossload | VOM | 0 | [6 empty] | 1 | 0
LCP_Inputs_ON_Diverse_2023_04_03 | 2020 | SMR CCS | Crossload | Hydrogen | ON | Dispatch-Crossload | EmissionsCost | 0 | [6 empty] | 1 | 0
LCP_Inputs_ON_Diverse_2023_04_03 | 2020 | SMR CCS | Crossload | Hydrogen | ON | Dispatch-Crossload | FuelCost | 0 | [6 empty] | 1 | 0
LCP_Inputs_ON_Diverse_2023_04_03 | 2020 | SMR CCS | Crossload | Hydrogen | ON | Dispatch-Crossload | VOM | 0 | [6 empty] | 1 | 0
LCP_Inputs_ON_Diverse_2023_04_03 | 2020 | SMR CCS | Crossload | Hydrogen | PJ | Dispatch-Crossload | EmissionsCost | 0 | [6 empty] | 1 | 0
LCP_Inputs_ON_Diverse_2023_04_03 | 2020 | SMR CCS | Crossload | Hydrogen | PJ | Dispatch-Crossload | FuelCost | 0 | [6 empty] | 1 | 0
LCP_Inputs_ON_Diverse_2023_04_03 | 2020 | SMR CCS | Crossload | Hydrogen | PJ | Dispatch-Crossload | VOM | 0 | [6 empty] | 1 | 0
LCP_Inputs_ON_Diverse_2023_04_03 | 2020 | SMR CCS | Crossload | Hydrogen | QC | Dispatch-Crossload | EmissionsCost | 0 | [6 empty] | 1 | 0
LCP_Inputs_ON_Diverse_2023_04_03 | 2020 | SMR CCS | Crossload | Hydrogen | QC | Dispatch-Crossload | FuelCost | 0 | [6 empty] | 1 | 0
LCP_Inputs_ON_Diverse_2023_04_03 | 2020 | SMR CCS | Crossload | Hydrogen | QC | Dispatch-Crossload | VOM | 0 | [6 empty] | 1 | 0
LCP_Inputs_ON_Diverse_2023_04_03 | 2020 | SMR CCS | Crossload | Hydrogen | WC | Dispatch-Crossload | EmissionsCost | 0 | [6 empty] | 1 | 0
LCP_Inputs_ON_Diverse_2023_04_03 | 2020 | SMR CCS | Crossload | Hydrogen | WC | Dispatch-Crossload | FuelCost | 0 | [6 empty] | 1 | 0
LCP_Inputs_ON_Diverse_2023_04_03 | 2020 | SMR CCS | Crossload | Hydrogen | WC | Dispatch-Crossload | VOM | 0 | [6 empty] | 1 | 0
LCP_Inputs_ON_Diverse_2023_04_03 | 2020 | Solar PV | Generation | Electricity | MI | Dispatch-Generation | EmissionsCost | 0 | [6 empty] | 1 | 0
LCP_Inputs_ON_Diverse_2023_04_03 | 2020 | Solar PV | Generation | Electricity | MI | Dispatch-Generation | FuelCost | 0 | [6 empty] | 1 | 0
LCP_Inputs_ON_Diverse_2023_04_03 | 2020 | Solar PV | Generation | Electricity | MI | Dispatch-Generation | VOM | 0 | [6 empty] | 1 | 0
LCP_Inputs_ON_Diverse_2023_04_03 | 2020 | Solar PV | Generation | Electricity | NY | Dispatch-Generation | EmissionsCost | 0 | [6 empty] | 1 | 0
LCP_Inputs_ON_Diverse_2023_04_03 | 2020 | Solar PV | Generation | Electricity | NY | Dispatch-Generation | FuelCost | 0 | [6 empty] | 1 | 0
LCP_Inputs_ON_Diverse_2023_04_03 | 2020 | Solar PV | Generation | Electricity | NY | Dispatch-Generation | VOM | 0 | [6 empty] | 1 | 0
LCP_Inputs_ON_Diverse_2023_04_03 | 2020 | Solar PV | Generation | Electricity | ON | Dispatch-Generation | EmissionsCost | 0 | [6 empty] | 1 | 0
LCP_Inputs_ON_Diverse_2023_04_03 | 2020 | Solar PV | Generation | Electricity | ON | Dispatch-Generation | FuelCost | 0 | [6 empty] | 1 | 0
LCP_Inputs_ON_Diverse_2023_04_03 | 2020 | Solar PV | Generation | Electricity | ON | Dispatch-Generation | VOM | 0 | [6 empty] | 1 | 0
LCP_Inputs_ON_Diverse_2023_04_03 | 2020 | Solar PV | Generation | Electricity | PJ | Dispatch-Generation | EmissionsCost | 0 | [6 empty] | 1 | 0
LCP_Inputs_ON_Diverse_2023_04_03 | 2020 | Solar PV | Generation | Electricity | PJ | Dispatch-Generation | FuelCost | 0 | [6 empty] | 1 | 0
LCP_Inputs_ON_Diverse_2023_04_03 | 2020 | Solar PV | Generation | Electricity | PJ | Dispatch-Generation | VOM | 0 | [6 empty] | 1 | 0
LCP_Inputs_ON_Diverse_2023_04_03 | 2020 | Solar PV | Generation | Electricity | QC | Dispatch-Generation | EmissionsCost | 0 | [6 empty] | 1 | 0
LCP_Inputs_ON_Diverse_2023_04_03 | 2020 | Solar PV | Generation | Electricity | QC | Dispatch-Generation | FuelCost | 0 | [6 empty] | 1 | 0
LCP_Inputs_ON_Diverse_2023_04_03 | 2020 | Solar PV | Generation | Electricity | QC | Dispatch-Generation | VOM | 0 | [6 empty] | 1 | 0
LCP_Inputs_ON_Diverse_2023_04_03 | 2020 | Solar PV | Generation | Electricity | WC | Dispatch-Generation | EmissionsCost | 0 | [6 empty] | 1 | 0
LCP_Inputs_ON_Diverse_2023_04_03 | 2020 | Solar PV | Generation | Electricity | WC | Dispatch-Generation | FuelCost | 0 | [6 empty] | 1 | 0
LCP_Inputs_ON_Diverse_2023_04_03 | 2020 | Solar PV | Generation | Electricity | WC | Dispatch-Generation | VOM | 0 | [6 empty] | 1 | 0
LCP_Inputs_ON_Diverse_2023_04_03 | 2020 | Wind Offshore | Generation | Electricity | MI | Dispatch-Generation | EmissionsCost | 0 | [6 empty] | 1 | 0
LCP_Inputs_ON_Diverse_2023_04_03 | 2020 | Wind Offshore | Generation | Electricity | MI | Dispatch-Generation | FuelCost | 0 | [6 empty] | 1 | 0
LCP_Inputs_ON_Diverse_2023_04_03 | 2020 | Wind Offshore | Generation | Electricity | MI | Dispatch-Generation | VOM | 0 | [6 empty] | 1 | 0
LCP_Inputs_ON_Diverse_2023_04_03 | 2020 | Wind Offshore | Generation | Electricity | NY | Dispatch-Generation | EmissionsCost | 0 | [6 empty] | 1 | 0
LCP_Inputs_ON_Diverse_2023_04_03 | 2020 | Wind Offshore | Generation | Electricity | NY | Dispatch-Generation | FuelCost | 0 | [6 empty] | 1 | 0
LCP_Inputs_ON_Diverse_2023_04_03 | 2020 | Wind Offshore | Generation | Electricity | NY | Dispatch-Generation | VOM | 0 | [6 empty] | 1 | 0
LCP_Inputs_ON_Diverse_2023_04_03 | 2020 | Wind Offshore | Generation | Electricity | ON | Dispatch-Generation | EmissionsCost | 0 | [6 empty] | 1 | 0
LCP_Inputs_ON_Diverse_2023_04_03 | 2020 | Wind Offshore | Generation | Electricity | ON | Dispatch-Generation | FuelCost | 0 | [6 empty] | 1 | 0
LCP_Inputs_ON_Diverse_2023_04_03 | 2020 | Wind Offshore | Generation | Electricity | ON | Dispatch-Generation | VOM | 0 | [6 empty] | 1 | 0
LCP_Inputs_ON_Diverse_2023_04_03 | 2020 | Wind Offshore | Generation | Electricity | PJ | Dispatch-Generation | EmissionsCost | 0 | [6 empty] | 1 | 0
LCP_Inputs_ON_Diverse_2023_04_03 | 2020 | Wind Offshore | Generation | Electricity | PJ | Dispatch-Generation | FuelCost | 0 | [6 empty] | 1 | 0
LCP_Inputs_ON_Diverse_2023_04_03 | 2020 | Wind Offshore | Generation | Electricity | PJ | Dispatch-Generation | VOM | 0 | [6 empty] | 1 | 0
LCP_Inputs_ON_Diverse_2023_04_03 | 2020 | Wind Offshore | Generation | Electricity | QC | Dispatch-Generation | EmissionsCost | 0 | [6 empty] | 1 | 0
LCP_Inputs_ON_Diverse_2023_04_03 | 2020 | Wind Offshore | Generation | Electricity | QC | Dispatch-Generation | FuelCost | 0 | [6 empty] | 1 | 0
LCP_Inputs_ON_Diverse_2023_04_03 | 2020 | Wind Offshore | Generation | Electricity | QC | Dispatch-Generation | VOM | 0 | [6 empty] | 1 | 0
LCP_Inputs_ON_Diverse_2023_04_03 | 2020 | Wind Offshore | Generation | Electricity | WC | Dispatch-Generation | EmissionsCost | 0 | [6 empty] | 1 | 0
LCP_Inputs_ON_Diverse_2023_04_03 | 2020 | Wind Offshore | Generation | Electricity | WC | Dispatch-Generation | FuelCost | 0 | [6 empty] | 1 | 0
LCP_Inputs_ON_Diverse_2023_04_03 | 2020 | Wind Offshore | Generation | Electricity | WC | Dispatch-Generation | VOM | 0 | [6 empty] | 1 | 0
LCP_Inputs_ON_Diverse_2023_04_03 | 2020 | Wind Onshore | Generation | Electricity | MI | Dispatch-Generation | EmissionsCost | 0 | [6 empty] | 1 | 0
LCP_Inputs_ON_Diverse_2023_04_03 | 2020 | Wind Onshore | Generation | Electricity | MI | Dispatch-Generation | FuelCost | 0 | [6 empty] | 1 | 0
LCP_Inputs_ON_Diverse_2023_04_03 | 2020 | Wind Onshore | Generation | Electricity | MI | Dispatch-Generation | VOM | 0 | [6 empty] | 1 | 0
LCP_Inputs_ON_Diverse_2023_04_03 | 2020 | Wind Onshore | Generation | Electricity | NY | Dispatch-Generation | EmissionsCost | 0 | [6 empty] | 1 | 0
LCP_Inputs_ON_Diverse_2023_04_03 | 2020 | Wind Onshore | Generation | Electricity | NY | Dispatch-Generation | FuelCost | 0 | [6 empty] | 1 | 0
LCP_Inputs_ON_Diverse_2023_04_03 | 2020 | Wind Onshore | Generation | Electricity | NY | Dispatch-Generation | VOM | 0 | [6 empty] | 1 | 0
LCP_Inputs_ON_Diverse_2023_04_03 | 2020 | Wind Onshore | Generation | Electricity | ON | Dispatch-Generation | EmissionsCost | 0 | [6 empty] | 1 | 0
LCP_Inputs_ON_Diverse_2023_04_03 | 2020 | Wind Onshore | Generation | Electricity | ON | Dispatch-Generation | FuelCost | 0 | [6 empty] | 1 | 0
LCP_Inputs_ON_Diverse_2023_04_03 | 2020 | Wind Onshore | Generation | Electricity | ON | Dispatch-Generation | VOM | 0 | [6 empty] | 1 | 0
LCP_Inputs_ON_Diverse_2023_04_03 | 2020 | Wind Onshore | Generation | Electricity | PJ | Dispatch-Generation | EmissionsCost | 0 | [6 empty] | 1 | 0
LCP_Inputs_ON_Diverse_2023_04_03 | 2020 | Wind Onshore | Generation | Electricity | PJ | Dispatch-Generation | FuelCost | 0 | [6 empty] | 1 | 0
LCP_Inputs_ON_Diverse_2023_04_03 | 2020 | Wind Onshore | Generation | Electricity | PJ | Dispatch-Generation | VOM | 0 | [6 empty] | 1 | 0
LCP_Inputs_ON_Diverse_2023_04_03 | 2020 | Wind Onshore | Generation | Electricity | QC | Dispatch-Generation | EmissionsCost | 0 | [6 empty] | 1 | 0
LCP_Inputs_ON_Diverse_2023_04_03 | 2020 | Wind Onshore | Generation | Electricity | QC | Dispatch-Generation | FuelCost | 0 | [6 empty] | 1 | 0
LCP_Inputs_ON_Diverse_2023_04_03 | 2020 | Wind Onshore | Generation | Electricity | QC | Dispatch-Generation | VOM | 0 | [6 empty] | 1 | 0
LCP_Inputs_ON_Diverse_2023_04_03 | 2020 | Wind Onshore | Generation | Electricity | WC | Dispatch-Generation | EmissionsCost | 0 | [6 empty] | 1 | 0
LCP_Inputs_ON_Diverse_2023_04_03 | 2020 | Wind Onshore | Generation | Electricity | WC | Dispatch-Generation | FuelCost | 0 | [6 empty] | 1 | 0
LCP_Inputs_ON_Diverse_2023_04_03 | 2020 | Wind Onshore | Generation | Electricity | WC | Dispatch-Generation | VOM | 0 | [6 empty] | 1 | 0
LCP_Inputs_ON_Diverse_2023_04_03 | 2021 | Anaerobic Digestion | Generation | Methane | MI | Dispatch-Generation | EmissionsCost | 0 | [6 empty] | 0.96154 | 0
LCP_Inputs_ON_Diverse_2023_04_03 | 2021 | Anaerobic Digestion | Generation | Methane | MI | Dispatch-Generation | FuelCost | 0 | [6 empty] | 0.96154 | 0
LCP_Inputs_ON_Diverse_2023_04_03 | 2021 | Anaerobic Digestion | Generation | Methane | MI | Dispatch-Generation | VOM | 0 | [6 empty] | 0.96154 | 0
LCP_Inputs_ON_Diverse_2023_04_03 | 2021 | Anaerobic Digestion | Generation | Methane | NY | Dispatch-Generation | EmissionsCost | 0 | [6 empty] | 0.96154 | 0
LCP_Inputs_ON_Diverse_2023_04_03 | 2021 | Anaerobic Digestion | Generation | Methane | NY | Dispatch-Generation | FuelCost | 0 | [6 empty] | 0.96154 | 0
LCP_Inputs_ON_Diverse_2023_04_03 | 2021 | Anaerobic Digestion | Generation | Methane | NY | Dispatch-Generation | VOM | 0 | [6 empty] | 0.96154 | 0
LCP_Inputs_ON_Diverse_2023_04_03 | 2021 | Anaerobic Digestion | Generation | Methane | ON | Dispatch-Generation | EmissionsCost | 0 | [6 empty] | 0.96154 | 0
LCP_Inputs_ON_Diverse_2023_04_03 | 2021 | Anaerobic Digestion | Generation | Methane | ON | Dispatch-Generation | FuelCost | 0 | [6 empty] | 0.96154 | 0
LCP_Inputs_ON_Diverse_2023_04_03 | 2021 | Anaerobic Digestion | Generation | Methane | ON | Dispatch-Generation | VOM | 0 | [6 empty] | 0.96154 | 0
LCP_Inputs_ON_Diverse_2023_04_03 | 2021 | Anaerobic Digestion | Generation | Methane | PJ | Dispatch-Generation | EmissionsCost | 0 | [6 empty] | 0.96154 | 0
LCP_Inputs_ON_Diverse_2023_04_03 | 2021 | Anaerobic Digestion | Generation | Methane | PJ | Dispatch-Generation | FuelCost | 0 | [6 empty] | 0.96154 | 0
LCP_Inputs_ON_Diverse_2023_04_03 | 2021 | Anaerobic Digestion | Generation | Methane | PJ | Dispatch-Generation | VOM | 0 | [6 empty] | 0.96154 | 0
LCP_Inputs_ON_Diverse_2023_04_03 | 2021 | Anaerobic Digestion | Generation | Methane | QC | Dispatch-Generation | EmissionsCost | 0 | [6 empty] | 0.96154 | 0
LCP_Inputs_ON_Diverse_2023_04_03 | 2021 | Anaerobic Digestion | Generation | Methane | QC | Dispatch-Generation | FuelCost | 0 | [6 empty] | 0.96154 | 0
LCP_Inputs_ON_Diverse_2023_04_03 | 2021 | Anaerobic Digestion | Generation | Methane | QC | Dispatch-Generation | VOM | 0 | [6 empty] | 0.96154 | 0
LCP_Inputs_ON_Diverse_2023_04_03 | 2021 | Anaerobic Digestion | Generation | Methane | WC | Dispatch-Generation | EmissionsCost | 0 | [6 empty] | 0.96154 | 0
LCP_Inputs_ON_Diverse_2023_04_03 | 2021 | Anaerobic Digestion | Generation | Methane | WC | Dispatch-Generation | FuelCost | 0 | [6 empty] | 0.96154 | 0
LCP_Inputs_ON_Diverse_2023_04_03 | 2021 | Anaerobic Digestion | Generation | Methane | WC | Dispatch-Generation | VOM | 0 | [6 empty] | 0.96154 | 0
LCP_Inputs_ON_Diverse_2023_04_03 | 2021 | Battery Storage | Storage | Electricity | MI | Dispatch-Storage | EmissionsCost | 0 | [6 empty] | 0.96154 | 0
LCP_Inputs_ON_Diverse_2023_04_03 | 2021 | Battery Storage | Storage | Electricity | MI | Dispatch-Storage | FuelCost | 0 | [6 empty] | 0.96154 | 0
LCP_Inputs_ON_Diverse_2023_04_03 | 2021 | Battery Storage | Storage | Electricity | MI | Dispatch-Storage | VOM | 0 | [6 empty] | 0.96154 | 0
LCP_Inputs_ON_Diverse_2023_04_03 | 2021 | Battery Storage | Storage | Electricity | NY | Dispatch-Storage | EmissionsCost | 0 | [6 empty] | 0.96154 | 0
LCP_Inputs_ON_Diverse_2023_04_03 | 2021 | Battery Storage | Storage | Electricity | NY | Dispatch-Storage | FuelCost | 0 | [6 empty] | 0.96154 | 0
LCP_Inputs_ON_Diverse_2023_04_03 | 2021 | Battery Storage | Storage | Electricity | NY | Dispatch-Storage | VOM | 0 | [6 empty] | 0.96154 | 0
LCP_Inputs_ON_Diverse_2023_04_03 | 2021 | Battery Storage | Storage | Electricity | ON | Dispatch-Storage | EmissionsCost | 0 | [6 empty] | 0.96154 | 0
LCP_Inputs_ON_Diverse_2023_04_03 | 2021 | Battery Storage | Storage | Electricity | ON | Dispatch-Storage | FuelCost | 0 | [6 empty] | 0.96154 | 0
LCP_Inputs_ON_Diverse_2023_04_03 | 2021 | Battery Storage | Storage | Electricity | ON | Dispatch-Storage | VOM | 0 | [6 empty] | 0.96154 | 0
LCP_Inputs_ON_Diverse_2023_04_03 | 2021 | Battery Storage | Storage | Electricity | PJ | Dispatch-Storage | EmissionsCost | 0 | [6 empty] | 0.96154 | 0
LCP_Inputs_ON_Diverse_2023_04_03 | 2021 | Battery Storage | Storage | Electricity | PJ | Dispatch-Storage | FuelCost | 0 | [6 empty] | 0.96154 | 0
LCP_Inputs_ON_Diverse_2023_04_03 | 2021 | Battery Storage | Storage | Electricity | PJ | Dispatch-Storage | VOM | 0 | [6 empty] | 0.96154 | 0
LCP_Inputs_ON_Diverse_2023_04_03 | 2021 | Battery Storage | Storage | Electricity | QC | Dispatch-Storage | EmissionsCost | 0 | [6 empty] | 0.96154 | 0
LCP_Inputs_ON_Diverse_2023_04_03 | 2021 | Battery Storage | Storage | Electricity | QC | Dispatch-Storage | FuelCost | 0 | [6 empty] | 0.96154 | 0
LCP_Inputs_ON_Diverse_2023_04_03 | 2021 | Battery Storage | Storage | Electricity | QC | Dispatch-Storage | VOM | 0 | [6 empty] | 0.96154 | 0
LCP_Inputs_ON_Diverse_2023_04_03 | 2021 | Battery Storage | Storage | Electricity | WC | Dispatch-Storage | EmissionsCost | 0 | [6 empty] | 0.96154 | 0
LCP_Inputs_ON_Diverse_2023_04_03 | 2021 | Battery Storage | Storage | Electricity | WC | Dispatch-Storage | FuelCost | 0 | [6 empty] | 0.96154 | 0
LCP_Inputs_ON_Diverse_2023_04_03 | 2021 | Battery Storage | Storage | Electricity | WC | Dispatch-Storage | VOM | 0 | [6 empty] | 0.96154 | 0
LCP_Inputs_ON_Diverse_2023_04_03 | 2021 | Biomass | Generation | Electricity | MI | Dispatch-Generation | EmissionsCost | 0 | [6 empty] | 0.96154 | 0
LCP_Inputs_ON_Diverse_2023_04_03 | 2021 | Biomass | Generation | Electricity | MI | Dispatch-Generation | FuelCost | 0 | [6 empty] | 0.96154 | 0
LCP_Inputs_ON_Diverse_2023_04_03 | 2021 | Biomass | Generation | Electricity | MI | Dispatch-Generation | VOM | 0 | [6 empty] | 0.96154 | 0
LCP_Inputs_ON_Diverse_2023_04_03 | 2021 | Biomass | Generation | Electricity | NY | Dispatch-Generation | EmissionsCost | 0 | [6 empty] | 0.96154 | 0
LCP_Inputs_ON_Diverse_2023_04_03 | 2021 | Biomass | Generation | Electricity | NY | Dispatch-Generation | FuelCost | 0 | [6 empty] | 0.96154 | 0
LCP_Inputs_ON_Diverse_2023_04_03 | 2021 | Biomass | Generation | Electricity | NY | Dispatch-Generation | VOM | 0 | [6 empty] | 0.96154 | 0
LCP_Inputs_ON_Diverse_2023_04_03 | 2021 | Biomass | Generation | Electricity | ON | Dispatch-Generation | EmissionsCost | 0 | [6 empty] | 0.96154 | 0
LCP_Inputs_ON_Diverse_2023_04_03 | 2021 | Biomass | Generation | Electricity | ON | Dispatch-Generation | FuelCost | 0 | [6 empty] | 0.96154 | 0
LCP_Inputs_ON_Diverse_2023_04_03 | 2021 | Biomass | Generation | Electricity | ON | Dispatch-Generation | VOM | 0 | [6 empty] | 0.96154 | 0
LCP_Inputs_ON_Diverse_2023_04_03 | 2021 | Biomass | Generation | Electricity | PJ | Dispatch-Generation | EmissionsCost | 0 | [6 empty] | 0.96154 | 0
LCP_Inputs_ON_Diverse_2023_04_03 | 2021 | Biomass | Generation | Electricity | PJ | Dispatch-Generation | FuelCost | 0 | [6 empty] | 0.96154 | 0
LCP_Inputs_ON_Diverse_2023_04_03 | 2021 | Biomass | Generation | Electricity | PJ | Dispatch-Generation | VOM | 0 | [6 empty] | 0.96154 | 0
LCP_Inputs_ON_Diverse_2023_04_03 | 2021 | Biomass | Generation | Electricity | QC | Dispatch-Generation | EmissionsCost | 0 | [6 empty] | 0.96154 | 0
LCP_Inputs_ON_Diverse_2023_04_03 | 2021 | Biomass | Generation | Electricity | QC | Dispatch-Generation | FuelCost | 0 | [6 empty] | 0.96154 | 0
LCP_Inputs_ON_Diverse_2023_04_03 | 2021 | Biomass | Generation | Electricity | QC | Dispatch-Generation | VOM | 0 | [6 empty] | 0.96154 | 0
LCP_Inputs_ON_Diverse_2023_04_03 | 2021 | Biomass | Generation | Electricity | WC | Dispatch-Generation | EmissionsCost | 0 | [6 empty] | 0.96154 | 0
LCP_Inputs_ON_Diverse_2023_04_03 | 2021 | Biomass | Generation | Electricity | WC | Dispatch-Generation | FuelCost | 0 | [6 empty] | 0.96154 | 0
LCP_Inputs_ON_Diverse_2023_04_03 | 2021 | Biomass | Generation | Electricity | WC | Dispatch-Generation | VOM | 0 | [6 empty] | 0.96154 | 0
LCP_Inputs_ON_Diverse_2023_04_03 | 2021 | Biomass + CCS | Generation | Electricity | MI | Dispatch-Generation | EmissionsCost | 0 | [6 empty] | 0.96154 | 0
LCP_Inputs_ON_Diverse_2023_04_03 | 2021 | Biomass + CCS | Generation | Electricity | MI | Dispatch-Generation | FuelCost | 0 | [6 empty] | 0.96154 | 0
LCP_Inputs_ON_Diverse_2023_04_03 | 2021 | Biomass + CCS | Generation | Electricity | MI | Dispatch-Generation | VOM | 0 | [6 empty] | 0.96154 | 0
LCP_Inputs_ON_Diverse_2023_04_03 | 2021 | Biomass + CCS | Generation | Electricity | NY | Dispatch-Generation | EmissionsCost | 0 | [6 empty] | 0.96154 | 0
LCP_Inputs_ON_Diverse_2023_04_03 | 2021 | Biomass + CCS | Generation | Electricity | NY | Dispatch-Generation | FuelCost | 0 | [6 empty] | 0.96154 | 0
LCP_Inputs_ON_Diverse_2023_04_03 | 2021 | Biomass + CCS | Generation | Electricity | NY | Dispatch-Generation | VOM | 0 | [6 empty] | 0.96154 | 0
LCP_Inputs_ON_Diverse_2023_04_03 | 2021 | Biomass + CCS | Generation | Electricity | ON | Dispatch-Generation | EmissionsCost | 0 | [6 empty] | 0.96154 | 0
LCP_Inputs_ON_Diverse_2023_04_03 | 2021 | Biomass + CCS | Generation | Electricity | ON | Dispatch-Generation | FuelCost | 0 | [6 empty] | 0.96154 | 0
LCP_Inputs_ON_Diverse_2023_04_03 | 2021 | Biomass + CCS | Generation | Electricity | ON | Dispatch-Generation | VOM | 0 | [6 empty] | 0.96154 | 0
LCP_Inputs_ON_Diverse_2023_04_03 | 2021 | Biomass + CCS | Generation | Electricity | PJ | Dispatch-Generation | EmissionsCost | 0 | [6 empty] | 0.96154 | 0
LCP_Inputs_ON_Diverse_2023_04_03 | 2021 | Biomass + CCS | Generation | Electricity | PJ | Dispatch-Generation | FuelCost | 0 | [6 empty] | 0.96154 | 0
LCP_Inputs_ON_Diverse_2023_04_03 | 2021 | Biomass + CCS | Generation | Electricity | PJ | Dispatch-Generation | VOM | 0 | [6 empty] | 0.96154 | 0
LCP_Inputs_ON_Diverse_2023_04_03 | 2021 | Biomass + CCS | Generation | Electricity | QC | Dispatch-Generation | EmissionsCost | 0 | [6 empty] | 0.96154 | 0
LCP_Inputs_ON_Diverse_2023_04_03 | 2021 | Biomass + CCS | Generation | Electricity | QC | Dispatch-Generation | FuelCost | 0 | [6 empty] | 0.96154 | 0
LCP_Inputs_ON_Diverse_2023_04_03 | 2021 | Biomass + CCS | Generation | Electricity | QC | Dispatch-Generation | VOM | 0 | [6 empty] | 0.96154 | 0
LCP_Inputs_ON_Diverse_2023_04_03 | 2021 | Biomass + CCS | Generation | Electricity | WC | Dispatch-Generation | EmissionsCost | 0 | [6 empty] | 0.96154 | 0
LCP_Inputs_ON_Diverse_2023_04_03 | 2021 | Biomass + CCS | Generation | Electricity | WC | Dispatch-Generation | FuelCost | 0 | [6 empty] | 0.96154 | 0
LCP_Inputs_ON_Diverse_2023_04_03 | 2021 | Biomass + CCS | Generation | Electricity | WC | Dispatch-Generation | VOM | 0 | [6 empty] | 0.96154 | 0
LCP_Inputs_ON_Diverse_2023_04_03 | 2021 | CH4 + CCS | Generation | Methane | MI | Dispatch-Generation | EmissionsCost | 0 | [6 empty] | 0.96154 | 0
LCP_Inputs_ON_Diverse_2023_04_03 | 2021 | CH4 + CCS | Generation | Methane | MI | Dispatch-Generation | FuelCost | 0 | [6 empty] | 0.96154 | 0
LCP_Inputs_ON_Diverse_2023_04_03 | 2021 | CH4 + CCS | Generation | Methane | MI | Dispatch-Generation | VOM | 0 | [6 empty] | 0.96154 | 0
LCP_Inputs_ON_Diverse_2023_04_03 | 2021 | CH4 + CCS | Generation | Methane | NY | Dispatch-Generation | EmissionsCost | 0 | [6 empty] | 0.96154 | 0
LCP_Inputs_ON_Diverse_2023_04_03 | 2021 | CH4 + CCS | Generation | Methane | NY | Dispatch-Generation | FuelCost | 0 | [6 empty] | 0.96154 | 0
LCP_Inputs_ON_Diverse_2023_04_03 | 2021 | CH4 + CCS | Generation | Methane | NY | Dispatch-Generation | VOM | 0 | [6 empty] | 0.96154 | 0
LCP_Inputs_ON_Diverse_2023_04_03 | 2021 | CH4 + CCS | Generation | Methane | ON | Dispatch-Generation | EmissionsCost | 0 | [6 empty] | 0.96154 | 0
LCP_Inputs_ON_Diverse_2023_04_03 | 2021 | CH4 + CCS | Generation | Methane | ON | Dispatch-Generation | FuelCost | 0 | [6 empty] | 0.96154 | 0
LCP_Inputs_ON_Diverse_2023_04_03 | 2021 | CH4 + CCS | Generation | Methane | ON | Dispatch-Generation | VOM | 0 | [6 empty] | 0.96154 | 0
LCP_Inputs_ON_Diverse_2023_04_03 | 2021 | CH4 + CCS | Generation | Methane | PJ | Dispatch-Generation | EmissionsCost | 0 | [6 empty] | 0.96154 | 0
LCP_Inputs_ON_Diverse_2023_04_03 | 2021 | CH4 + CCS | Generation | Methane | PJ | Dispatch-Generation | FuelCost | 0 | [6 empty] | 0.96154 | 0
LCP_Inputs_ON_Diverse_2023_04_03 | 2021 | CH4 + CCS | Generation | Methane | PJ | Dispatch-Generation | VOM | 0 | [6 empty] | 0.96154 | 0
LCP_Inputs_ON_Diverse_2023_04_03 | 2021 | CH4 + CCS | Generation | Methane | QC | Dispatch-Generation | EmissionsCost | 0 | [6 empty] | 0.96154 | 0
LCP_Inputs_ON_Diverse_2023_04_03 | 2021 | CH4 + CCS | Generation | Methane | QC | Dispatch-Generation | FuelCost | 0 | [6 empty] | 0.96154 | 0
LCP_Inputs_ON_Diverse_2023_04_03 | 2021 | CH4 + CCS | Generation | Methane | QC | Dispatch-Generation | VOM | 0 | [6 empty] | 0.96154 | 0
LCP_Inputs_ON_Diverse_2023_04_03 | 2021 | CH4 + CCS | Generation | Methane | WC | Dispatch-Generation | EmissionsCost | 0 | [6 empty] | 0.96154 | 0
LCP_Inputs_ON_Diverse_2023_04_03 | 2021 | CH4 + CCS | Generation | Methane | WC | Dispatch-Generation | FuelCost | 0 | [6 empty] | 0.96154 | 0
LCP_Inputs_ON_Diverse_2023_04_03 | 2021 | CH4 + CCS | Generation | Methane | WC | Dispatch-Generation | VOM | 0 | [6 empty] | 0.96154 | 0
LCP_Inputs_ON_Diverse_2023_04_03 | 2021 | CH4 Import - NY 2020 | Import | Methane | MI | Dispatch-Import | EmissionsCost | 0 | [6 empty] | 0.96154 | 0
LCP_Inputs_ON_Diverse_2023_04_03 | 2021 | CH4 Import - NY 2020 | Import | Methane | MI | Dispatch-Import | FuelCost | 0 | [6 empty] | 0.96154 | 0
LCP_Inputs_ON_Diverse_2023_04_03 | 2021 | CH4 Import - NY 2020 | Import | Methane | MI | Dispatch-Import | VOM | 0 | [6 empty] | 0.96154 | 0
LCP_Inputs_ON_Diverse_2023_04_03 | 2021 | CH4 Import - NY 2020 | Import | Methane | NY | Dispatch-Import | EmissionsCost | 282343065.1873 | [6 empty] | 0.96154 | 271483716.5262
LCP_Inputs_ON_Diverse_2023_04_03 | 2021 | CH4 Import - NY 2020 | Import | Methane | NY | Dispatch-Import | FuelCost | 407790143.0843 | [6 empty] | 0.96154 | 392105906.8118
LCP_Inputs_ON_Diverse_2023_04_03 | 2021 | CH4 Import - NY 2020 | Import | Methane | NY | Dispatch-Import | VOM | 0 | [6 empty] | 0.96154 | 0
LCP_Inputs_ON_Diverse_2023_04_03 | 2021 | CH4 Import - NY 2020 | Import | Methane | ON | Dispatch-Import | EmissionsCost | 0 | [6 empty] | 0.96154 | 0
LCP_Inputs_ON_Diverse_2023_04_03 | 2021 | CH4 Import - NY 2020 | Import | Methane | ON | Dispatch-Import | FuelCost | 0 | [6 empty] | 0.96154 | 0
LCP_Inputs_ON_Diverse_2023_04_03 | 2021 | CH4 Import - NY 2020 | Import | Methane | ON | Dispatch-Import | VOM | 0 | [6 empty] | 0.96154 | 0
LCP_Inputs_ON_Diverse_2023_04_03 | 2021 | CH4 Import - NY 2020 | Import | Methane | PJ | Dispatch-Import | EmissionsCost | 0 | [6 empty] | 0.96154 | 0
LCP_Inputs_ON_Diverse_2023_04_03 | 2021 | CH4 Import - NY 2020 | Import | Methane | PJ | Dispatch-Import | FuelCost | 0 | [6 empty] | 0.96154 | 0
LCP_Inputs_ON_Diverse_2023_04_03 | 2021 | CH4 Import - NY 2020 | Import | Methane | PJ | Dispatch-Import | VOM | 0 | [6 empty] | 0.96154 | 0
LCP_Inputs_ON_Diverse_2023_04_03 | 2021 | CH4 Import - NY 2020 | Import | Methane | QC | Dispatch-Import | EmissionsCost | 0 | [6 empty] | 0.96154 | 0
LCP_Inputs_ON_Diverse_2023_04_03 | 2021 | CH4 Import - NY 2020 | Import | Methane | QC | Dispatch-Import | FuelCost | 0 | [6 empty] | 0.96154 | 0
LCP_Inputs_ON_Diverse_2023_04_03 | 2021 | CH4 Import - NY 2020 | Import | Methane | QC | Dispatch-Import | VOM | 0 | [6 empty] | 0.96154 | 0
LCP_Inputs_ON_Diverse_2023_04_03 | 2021 | CH4 Import - NY 2020 | Import | Methane | WC | Dispatch-Import | EmissionsCost | 0 | [6 empty] | 0.96154 | 0
LCP_Inputs_ON_Diverse_2023_04_03 | 2021 | CH4 Import - NY 2020 | Import | Methane | WC | Dispatch-Import | FuelCost | 0 | [6 empty] | 0.96154 | 0
LCP_Inputs_ON_Diverse_2023_04_03 | 2021 | CH4 Import - NY 2020 | Import | Methane | WC | Dispatch-Import | VOM | 0 | [6 empty] | 0.96154 | 0
LCP_Inputs_ON_Diverse_2023_04_03 | 2021 | CH4 Import - NY 2030 | Import | Methane | MI | Dispatch-Import | EmissionsCost | 0 | [6 empty] | 0.96154 | 0
LCP_Inputs_ON_Diverse_2023_04_03 | 2021 | CH4 Import - NY 2030 | Import | Methane | MI | Dispatch-Import | FuelCost | 0 | [6 empty] | 0.96154 | 0
LCP_Inputs_ON_Diverse_2023_04_03 | 2021 | CH4 Import - NY 2030 | Import | Methane | MI | Dispatch-Import | VOM | 0 | [6 empty] | 0.96154 | 0
LCP_Inputs_ON_Diverse_2023_04_03 | 2021 | CH4 Import - NY 2030 | Import | Methane | NY | Dispatch-Import | EmissionsCost | 0 | [6 empty] | 0.96154 | 0
LCP_Inputs_ON_Diverse_2023_04_03 | 2021 | CH4 Import - NY 2030 | Import | Methane | NY | Dispatch-Import | FuelCost | 0 | [6 empty] | 0.96154 | 0
LCP_Inputs_ON_Diverse_2023_04_03 | 2021 | CH4 Import - NY 2030 | Import | Methane | NY | Dispatch-Import | VOM | 0 | [6 empty] | 0.96154 | 0
LCP_Inputs_ON_Diverse_2023_04_03 | 2021 | CH4 Import - NY 2030 | Import | Methane | ON | Dispatch-Import | EmissionsCost | 0 | [6 empty] | 0.96154 | 0
LCP_Inputs_ON_Diverse_2023_04_03 | 2021 | CH4 Import - NY 2030 | Import | Methane | ON | Dispatch-Import | FuelCost | 0 | [6 empty] | 0.96154 | 0
LCP_Inputs_ON_Diverse_2023_04_03 | 2021 | CH4 Import - NY 2030 | Import | Methane | ON | Dispatch-Import | VOM | 0 | [6 empty] | 0.96154 | 0
LCP_Inputs_ON_Diverse_2023_04_03 | 2021 | CH4 Import - NY 2030 | Import | Methane | PJ | Dispatch-Import | EmissionsCost | 0 | [6 empty] | 0.96154 | 0
LCP_Inputs_ON_Diverse_2023_04_03 | 2021 | CH4 Import - NY 2030 | Import | Methane | PJ | Dispatch-Import | FuelCost | 0 | [6 empty] | 0.96154 | 0
LCP_Inputs_ON_Diverse_2023_04_03 | 2021 | CH4 Import - NY 2030 | Import | Methane | PJ | Dispatch-Import | VOM | 0 | [6 empty] | 0.96154 | 0
LCP_Inputs_ON_Diverse_2023_04_03 | 2021 | CH4 Import - NY 2030 | Import | Methane | QC | Dispatch-Import | EmissionsCost | 0 | [6 empty] | 0.96154 | 0
LCP_Inputs_ON_Diverse_2023_04_03 | 2021 | CH4 Import - NY 2030 | Import | Methane | QC | Dispatch-Import | FuelCost | 0 | [6 empty] | 0.96154 | 0
LCP_Inputs_ON_Diverse_2023_04_03 | 2021 | CH4 Import - NY 2030 | Import | Methane | QC | Dispatch-Import | VOM | 0 | [6 empty] | 0.96154 | 0
LCP_Inputs_ON_Diverse_2023_04_03 | 2021 | CH4 Import - NY 2030 | Import | Methane | WC | Dispatch-Import | EmissionsCost | 0 | [6 empty] | 0.96154 | 0
LCP_Inputs_ON_Diverse_2023_04_03 | 2021 | CH4 Import - NY 2030 | Import | Methane | WC | Dispatch-Import | FuelCost | 0 | [6 empty] | 0.96154 | 0
LCP_Inputs_ON_Diverse_2023_04_03 | 2021 | CH4 Import - NY 2030 | Import | Methane | WC | Dispatch-Import | VOM | 0 | [6 empty] | 0.96154 | 0
LCP_Inputs_ON_Diverse_2023_04_03 | 2021 | CH4 Import - NY 2040 | Import | Methane | MI | Dispatch-Import | EmissionsCost | 0 | [6 empty] | 0.96154 | 0
LCP_Inputs_ON_Diverse_2023_04_03 | 2021 | CH4 Import - NY 2040 | Import | Methane | MI | Dispatch-Import | FuelCost | 0 | [6 empty] | 0.96154 | 0
LCP_Inputs_ON_Diverse_2023_04_03 | 2021 | CH4 Import - NY 2040 | Import | Methane | MI | Dispatch-Import | VOM | 0 | [6 empty] | 0.96154 | 0
LCP_Inputs_ON_Diverse_2023_04_03 | 2021 | CH4 Import - NY 2040 | Import | Methane | NY | Dispatch-Import | EmissionsCost | 0 | [6 empty] | 0.96154 | 0
LCP_Inputs_ON_Diverse_2023_04_03 | 2021 | CH4 Import - NY 2040 | Import | Methane | NY | Dispatch-Import | FuelCost | 0 | [6 empty] | 0.96154 | 0
LCP_Inputs_ON_Diverse_2023_04_03 | 2021 | CH4 Import - NY 2040 | Import | Methane | NY | Dispatch-Import | VOM | 0 | [6 empty] | 0.96154 | 0
LCP_Inputs_ON_Diverse_2023_04_03 | 2021 | CH4 Import - NY 2040 | Import | Methane | ON | Dispatch-Import | EmissionsCost | 0 | [6 empty] | 0.96154 | 0
LCP_Inputs_ON_Diverse_2023_04_03 | 2021 | CH4 Import - NY 2040 | Import | Methane | ON | Dispatch-Import | FuelCost | 0 | [6 empty] | 0.96154 | 0
LCP_Inputs_ON_Diverse_2023_04_03 | 2021 | CH4 Import - NY 2040 | Import | Methane | ON | Dispatch-Import | VOM | 0 | [6 empty] | 0.96154 | 0
LCP_Inputs_ON_Diverse_2023_04_03 | 2021 | CH4 Import - NY 2040 | Import | Methane | PJ | Dispatch-Import | EmissionsCost | 0 | [6 empty] | 0.96154 | 0
LCP_Inputs_ON_Diverse_2023_04_03 | 2021 | CH4 Import - NY 2040 | Import | Methane | PJ | Dispatch-Import | FuelCost | 0 | [6 empty] | 0.96154 | 0
LCP_Inputs_ON_Diverse_2023_04_03 | 2021 | CH4 Import - NY 2040 | Import | Methane | PJ | Dispatch-Import | VOM | 0 | [6 empty] | 0.96154 | 0
LCP_Inputs_ON_Diverse_2023_04_03 | 2021 | CH4 Import - NY 2040 | Import | Methane | QC | Dispatch-Import | EmissionsCost | 0 | [6 empty] | 0.96154 | 0
LCP_Inputs_ON_Diverse_2023_04_03 | 2021 | CH4 Import - NY 2040 | Import | Methane | QC | Dispatch-Import | FuelCost | 0 | [6 empty] | 0.96154 | 0
LCP_Inputs_ON_Diverse_2023_04_03 | 2021 | CH4 Import - NY 2040 | Import | Methane | QC | Dispatch-Import | VOM | 0 | [6 empty] | 0.96154 | 0
LCP_Inputs_ON_Diverse_2023_04_03 | 2021 | CH4 Import - NY 2040 | Import | Methane | WC | Dispatch-Import | EmissionsCost | 0 | [6 empty] | 0.96154 | 0
LCP_Inputs_ON_Diverse_2023_04_03 | 2021 | CH4 Import - NY 2040 | Import | Methane | WC | Dispatch-Import | FuelCost | 0 | [6 empty] | 0.96154 | 0
LCP_Inputs_ON_Diverse_2023_04_03 | 2021 | CH4 Import - NY 2040 | Import | Methane | WC | Dispatch-Import | VOM | 0 | [6 empty] | 0.96154 | 0
LCP_Inputs_ON_Diverse_2023_04_03 | 2021 | CH4 Import - NY 2050 | Import | Methane | MI | Dispatch-Import | EmissionsCost | 0 | [6 empty] | 0.96154 | 0
LCP_Inputs_ON_Diverse_2023_04_03 | 2021 | CH4 Import - NY 2050 | Import | Methane | MI | Dispatch-Import | FuelCost | 0 | [6 empty] | 0.96154 | 0
LCP_Inputs_ON_Diverse_2023_04_03 | 2021 | CH4 Import - NY 2050 | Import | Methane | MI | Dispatch-Import | VOM | 0 | [6 empty] | 0.96154 | 0
LCP_Inputs_ON_Diverse_2023_04_03 | 2021 | CH4 Import - NY 2050 | Import | Methane | NY | Dispatch-Import | EmissionsCost | 0 | [6 empty] | 0.96154 | 0
LCP_Inputs_ON_Diverse_2023_04_03 | 2021 | CH4 Import - NY 2050 | Import | Methane | NY | Dispatch-Import | FuelCost | 0 | [6 empty] | 0.96154 | 0
LCP_Inputs_ON_Diverse_2023_04_03 | 2021 | CH4 Import - NY 2050 | Import | Methane | NY | Dispatch-Import | VOM | 0 | [6 empty] | 0.96154 | 0
LCP_Inputs_ON_Diverse_2023_04_03 | 2021 | CH4 Import - NY 2050 | Import | Methane | ON | Dispatch-Import | EmissionsCost | 0 | [6 empty] | 0.96154 | 0
LCP_Inputs_ON_Diverse_2023_04_03 | 2021 | CH4 Import - NY 2050 | Import | Methane | ON | Dispatch-Import | FuelCost | 0 | [6 empty] | 0.96154 | 0
LCP_Inputs_ON_Diverse_2023_04_03 | 2021 | CH4 Import - NY 2050 | Import | Methane | ON | Dispatch-Import | VOM | 0 | [6 empty] | 0.96154 | 0
LCP_Inputs_ON_Diverse_2023_04_03 | 2021 | CH4 Import - NY 2050 | Import | Methane | PJ | Dispatch-Import | EmissionsCost | 0 | [6 empty] | 0.96154 | 0
LCP_Inputs_ON_Diverse_2023_04_03 | 2021 | CH4 Import - NY 2050 | Import | Methane | PJ | Dispatch-Import | FuelCost | 0 | [6 empty] | 0.96154 | 0
LCP_Inputs_ON_Diverse_2023_04_03 | 2021 | CH4 Import - NY 2050 | Import | Methane | PJ | Dispatch-Import | VOM | 0 | [6 empty] | 0.96154 | 0
LCP_Inputs_ON_Diverse_2023_04_03 | 2021 | CH4 Import - NY 2050 | Import | Methane | QC | Dispatch-Import | EmissionsCost | 0 | [6 empty] | 0.96154 | 0
LCP_Inputs_ON_Diverse_2023_04_03 | 2021 | CH4 Import - NY 2050 | Import | Methane | QC | Dispatch-Import | FuelCost | 0 | [6 empty] | 0.96154 | 0
LCP_Inputs_ON_Diverse_2023_04_03 | 2021 | CH4 Import - NY 2050 | Import | Methane | QC | Dispatch-Import | VOM | 0 | [6 empty] | 0.96154 | 0
LCP_Inputs_ON_Diverse_2023_04_03 | 2021 | CH4 Import - NY 2050 | Import | Methane | WC | Dispatch-Import | EmissionsCost | 0 | [6 empty] | 0.96154 | 0
LCP_Inputs_ON_Diverse_2023_04_03 | 2021 | CH4 Import - NY 2050 | Import | Methane | WC | Dispatch-Import | FuelCost | 0 | [6 empty] | 0.96154 | 0
LCP_Inputs_ON_Diverse_2023_04_03 | 2021 | CH4 Import - NY 2050 | Import | Methane | WC | Dispatch-Import | VOM | 0 | [6 empty] | 0.96154 | 0
LCP_Inputs_ON_Diverse_2023_04_03 | 2021 | CH4 Import - WC 2020 | Import | Methane | MI | Dispatch-Import | EmissionsCost | 0 | [6 empty] | 0.96154 | 0
LCP_Inputs_ON_Diverse_2023_04_03 | 2021 | CH4 Import - WC 2020 | Import | Methane | MI | Dispatch-Import | FuelCost | 0 | [6 empty] | 0.96154 | 0
LCP_Inputs_ON_Diverse_2023_04_03 | 2021 | CH4 Import - WC 2020 | Import | Methane | MI | Dispatch-Import | VOM | 0 | [6 empty] | 0.96154 | 0
LCP_Inputs_ON_Diverse_2023_04_03 | 2021 | CH4 Import - WC 2020 | Import | Methane | NY | Dispatch-Import | EmissionsCost | 0 | [6 empty] | 0.96154 | 0
LCP_Inputs_ON_Diverse_2023_04_03 | 2021 | CH4 Import - WC 2020 | Import | Methane | NY | Dispatch-Import | FuelCost | 0 | [6 empty] | 0.96154 | 0
LCP_Inputs_ON_Diverse_2023_04_03 | 2021 | CH4 Import - WC 2020 | Import | Methane | NY | Dispatch-Import | VOM | 0 | [6 empty] | 0.96154 | 0
LCP_Inputs_ON_Diverse_2023_04_03 | 2021 | CH4 Import - WC 2020 | Import | Methane | ON | Dispatch-Import | EmissionsCost | 0 | [6 empty] | 0.96154 | 0
LCP_Inputs_ON_Diverse_2023_04_03 | 2021 | CH4 Import - WC 2020 | Import | Methane | ON | Dispatch-Import | FuelCost | 0 | [6 empty] | 0.96154 | 0
LCP_Inputs_ON_Diverse_2023_04_03 | 2021 | CH4 Import - WC 2020 | Import | Methane | ON | Dispatch-Import | VOM | 0 | [6 empty] | 0.96154 | 0
LCP_Inputs_ON_Diverse_2023_04_03 | 2021 | CH4 Import - WC 2020 | Import | Methane | PJ | Dispatch-Import | EmissionsCost | 0 | [6 empty] | 0.96154 | 0
LCP_Inputs_ON_Diverse_2023_04_03 | 2021 | CH4 Import - WC 2020 | Import | Methane | PJ | Dispatch-Import | FuelCost | 0 | [6 empty] | 0.96154 | 0
LCP_Inputs_ON_Diverse_2023_04_03 | 2021 | CH4 Import - WC 2020 | Import | Methane | PJ | Dispatch-Import | VOM | 0 | [6 empty] | 0.96154 | 0
LCP_Inputs_ON_Diverse_2023_04_03 | 2021 | CH4 Import - WC 2020 | Import | Methane | QC | Dispatch-Import | EmissionsCost | 0 | [6 empty] | 0.96154 | 0
LCP_Inputs_ON_Diverse_2023_04_03 | 2021 | CH4 Import - WC 2020 | Import | Methane | QC | Dispatch-Import | FuelCost | 0 | [6 empty] | 0.96154 | 0
LCP_Inputs_ON_Diverse_2023_04_03 | 2021 | CH4 Import - WC 2020 | Import | Methane | QC | Dispatch-Import | VOM | 0 | [6 empty] | 0.96154 | 0
LCP_Inputs_ON_Diverse_2023_04_03 | 2021 | CH4 Import - WC 2020 | Import | Methane | WC | Dispatch-Import | EmissionsCost | 1306945425.5377 | [6 empty] | 0.96154 | 1256678293.7863
LCP_Inputs_ON_Diverse_2023_04_03 | 2021 | CH4 Import - WC 2020 | Import | Methane | WC | Dispatch-Import | FuelCost | 1887630786.0789 | [6 empty] | 0.96154 | 1815029601.999
LCP_Inputs_ON_Diverse_2023_04_03 | 2021 | CH4 Import - WC 2020 | Import | Methane | WC | Dispatch-Import | VOM | 0 | [6 empty] | 0.96154 | 0
LCP_Inputs_ON_Diverse_2023_04_03 | 2021 | CH4 Import - WC 2030 | Import | Methane | MI | Dispatch-Import | EmissionsCost | 0 | [6 empty] | 0.96154 | 0
LCP_Inputs_ON_Diverse_2023_04_03 | 2021 | CH4 Import - WC 2030 | Import | Methane | MI | Dispatch-Import | FuelCost | 0 | [6 empty] | 0.96154 | 0
LCP_Inputs_ON_Diverse_2023_04_03 | 2021 | CH4 Import - WC 2030 | Import | Methane | MI | Dispatch-Import | VOM | 0 | [6 empty] | 0.96154 | 0
LCP_Inputs_ON_Diverse_2023_04_03 | 2021 | CH4 Import - WC 2030 | Import | Methane | NY | Dispatch-Import | EmissionsCost | 0 | [6 empty] | 0.96154 | 0
LCP_Inputs_ON_Diverse_2023_04_03 | 2021 | CH4 Import - WC 2030 | Import | Methane | NY | Dispatch-Import | FuelCost | 0 | [6 empty] | 0.96154 | 0
LCP_Inputs_ON_Diverse_2023_04_03 | 2021 | CH4 Import - WC 2030 | Import | Methane | NY | Dispatch-Import | VOM | 0 | [6 empty] | 0.96154 | 0
LCP_Inputs_ON_Diverse_2023_04_03 | 2021 | CH4 Import - WC 2030 | Import | Methane | ON | Dispatch-Import | EmissionsCost | 0 | [6 empty] | 0.96154 | 0
LCP_Inputs_ON_Diverse_2023_04_03 | 2021 | CH4 Import - WC 2030 | Import | Methane | ON | Dispatch-Import | FuelCost | 0 | [6 empty] | 0.96154 | 0
LCP_Inputs_ON_Diverse_2023_04_03 | 2021 | CH4 Import - WC 2030 | Import | Methane | ON | Dispatch-Import | VOM | 0 | [6 empty] | 0.96154 | 0
LCP_Inputs_ON_Diverse_2023_04_03 | 2021 | CH4 Import - WC 2030 | Import | Methane | PJ | Dispatch-Import | EmissionsCost | 0 | [6 empty] | 0.96154 | 0
LCP_Inputs_ON_Diverse_2023_04_03 | 2021 | CH4 Import - WC 2030 | Import | Methane | PJ | Dispatch-Import | FuelCost | 0 | [6 empty] | 0.96154 | 0
LCP_Inputs_ON_Diverse_2023_04_03 | 2021 | CH4 Import - WC 2030 | Import | Methane | PJ | Dispatch-Import | VOM | 0 | [6 empty] | 0.96154 | 0
LCP_Inputs_ON_Diverse_2023_04_03 | 2021 | CH4 Import - WC 2030 | Import | Methane | QC | Dispatch-Import | EmissionsCost | 0 | [6 empty] | 0.96154 | 0
LCP_Inputs_ON_Diverse_2023_04_03 | 2021 | CH4 Import - WC 2030 | Import | Methane | QC | Dispatch-Import | FuelCost | 0 | [6 empty] | 0.96154 | 0
LCP_Inputs_ON_Diverse_2023_04_03 | 2021 | CH4 Import - WC 2030 | Import | Methane | QC | Dispatch-Import | VOM | 0 | [6 empty] | 0.96154 | 0
LCP_Inputs_ON_Diverse_2023_04_03 | 2021 | CH4 Import - WC 2030 | Import | Methane | WC | Dispatch-Import | EmissionsCost | 0 | [6 empty] | 0.96154 | 0
LCP_Inputs_ON_Diverse_2023_04_03 | 2021 | CH4 Import - WC 2030 | Import | Methane | WC | Dispatch-Import | FuelCost | 0 | [6 empty] | 0.96154 | 0
LCP_Inputs_ON_Diverse_2023_04_03 | 2021 | CH4 Import - WC 2030 | Import | Methane | WC | Dispatch-Import | VOM | 0 | [6 empty] | 0.96154 | 0
LCP_Inputs_ON_Diverse_2023_04_03 | 2021 | CH4 Import - WC 2040 | Import | Methane | MI | Dispatch-Import | EmissionsCost | 0 | [6 empty] | 0.96154 | 0
LCP_Inputs_ON_Diverse_2023_04_03 | 2021 | CH4 Import - WC 2040 | Import | Methane | MI | Dispatch-Import | FuelCost | 0 | [6 empty] | 0.96154 | 0
LCP_Inputs_ON_Diverse_2023_04_03 | 2021 | CH4 Import - WC 2040 | Import | Methane | MI | Dispatch-Import | VOM | 0 | [6 empty] | 0.96154 | 0
LCP_Inputs_ON_Diverse_2023_04_03 | 2021 | CH4 Import - WC 2040 | Import | Methane | NY | Dispatch-Import | EmissionsCost | 0 | [6 empty] | 0.96154 | 0
LCP_Inputs_ON_Diverse_2023_04_03 | 2021 | CH4 Import - WC 2040 | Import | Methane | NY | Dispatch-Import | FuelCost | 0 | [6 empty] | 0.96154 | 0
LCP_Inputs_ON_Diverse_2023_04_03 | 2021 | CH4 Import - WC 2040 | Import | Methane | NY | Dispatch-Import | VOM | 0 | [6 empty] | 0.96154 | 0
LCP_Inputs_ON_Diverse_2023_04_03 | 2021 | CH4 Import - WC 2040 | Import | Methane | ON | Dispatch-Import | EmissionsCost | 0 | [6 empty] | 0.96154 | 0
LCP_Inputs_ON_Diverse_2023_04_03 | 2021 | CH4 Import - WC 2040 | Import | Methane | ON | Dispatch-Import | FuelCost | 0 | [6 empty] | 0.96154 | 0
LCP_Inputs_ON_Diverse_2023_04_03 | 2021 | CH4 Import - WC 2040 | Import | Methane | ON | Dispatch-Import | VOM | 0 | [6 empty] | 0.96154 | 0
LCP_Inputs_ON_Diverse_2023_04_03 | 2021 | CH4 Import - WC 2040 | Import | Methane | PJ | Dispatch-Import | EmissionsCost | 0 | [6 empty] | 0.96154 | 0
LCP_Inputs_ON_Diverse_2023_04_03 | 2021 | CH4 Import - WC 2040 | Import | Methane | PJ | Dispatch-Import | FuelCost | 0 | [6 empty] | 0.96154 | 0
LCP_Inputs_ON_Diverse_2023_04_03 | 2021 | CH4 Import - WC 2040 | Import | Methane | PJ | Dispatch-Import | VOM | 0 | [6 empty] | 0.96154 | 0
LCP_Inputs_ON_Diverse_2023_04_03 | 2021 | CH4 Import - WC 2040 | Import | Methane | QC | Dispatch-Import | EmissionsCost | 0 | [6 empty] | 0.96154 | 0
LCP_Inputs_ON_Diverse_2023_04_03 | 2021 | CH4 Import - WC 2040 | Import | Methane | QC | Dispatch-Import | FuelCost | 0 | [6 empty] | 0.96154 | 0
LCP_Inputs_ON_Diverse_2023_04_03 | 2021 | CH4 Import - WC 2040 | Import | Methane | QC | Dispatch-Import | VOM | 0 | [6 empty] | 0.96154 | 0
LCP_Inputs_ON_Diverse_2023_04_03 | 2021 | CH4 Import - WC 2040 | Import | Methane | WC | Dispatch-Import | EmissionsCost | 0 | [6 empty] | 0.96154 | 0
LCP_Inputs_ON_Diverse_2023_04_03 | 2021 | CH4 Import - WC 2040 | Import | Methane | WC | Dispatch-Import | FuelCost | 0 | [6 empty] | 0.96154 | 0
LCP_Inputs_ON_Diverse_2023_04_03 | 2021 | CH4 Import - WC 2040 | Import | Methane | WC | Dispatch-Import | VOM | 0 | [6 empty] | 0.96154 | 0
LCP_Inputs_ON_Diverse_2023_04_03 | 2021 | CH4 Import - WC 2050 | Import | Methane | MI | Dispatch-Import | EmissionsCost | 0 | [6 empty] | 0.96154 | 0
LCP_Inputs_ON_Diverse_2023_04_03 | 2021 | CH4 Import - WC 2050 | Import | Methane | MI | Dispatch-Import | FuelCost | 0 | [6 empty] | 0.96154 | 0
LCP_Inputs_ON_Diverse_2023_04_03 | 2021 | CH4 Import - WC 2050 | Import | Methane | MI | Dispatch-Import | VOM | 0 | [6 empty] | 0.96154 | 0
LCP_Inputs_ON_Diverse_2023_04_03 | 2021 | CH4 Import - WC 2050 | Import | Methane | NY | Dispatch-Import | EmissionsCost | 0 | [6 empty] | 0.96154 | 0
LCP_Inputs_ON_Diverse_2023_04_03 | 2021 | CH4 Import - WC 2050 | Import | Methane | NY | Dispatch-Import | FuelCost | 0 | [6 empty] | 0.96154 | 0
LCP_Inputs_ON_Diverse_2023_04_03 | 2021 | CH4 Import - WC 2050 | Import | Methane | NY | Dispatch-Import | VOM | 0 | [6 empty] | 0.96154 | 0
LCP_Inputs_ON_Diverse_2023_04_03 | 2021 | CH4 Import - WC 2050 | Import | Methane | ON | Dispatch-Import | EmissionsCost | 0 | [6 empty] | 0.96154 | 0
LCP_Inputs_ON_Diverse_2023_04_03 | 2021 | CH4 Import - WC 2050 | Import | Methane | ON | Dispatch-Import | FuelCost | 0 | [6 empty] | 0.96154 | 0
LCP_Inputs_ON_Diverse_2023_04_03 | 2021 | CH4 Import - WC 2050 | Import | Methane | ON | Dispatch-Import | VOM | 0 | [6 empty] | 0.96154 | 0
LCP_Inputs_ON_Diverse_2023_04_03 | 2021 | CH4 Import - WC 2050 | Import | Methane | PJ | Dispatch-Import | EmissionsCost | 0 | [6 empty] | 0.96154 | 0
LCP_Inputs_ON_Diverse_2023_04_03 | 2021 | CH4 Import - WC 2050 | Import | Methane | PJ | Dispatch-Import | FuelCost | 0 | [6 empty] | 0.96154 | 0
LCP_Inputs_ON_Diverse_2023_04_03 | 2021 | CH4 Import - WC 2050 | Import | Methane | PJ | Dispatch-Import | VOM | 0 | [6 empty] | 0.96154 | 0
LCP_Inputs_ON_Diverse_2023_04_03 | 2021 | CH4 Import - WC 2050 | Import | Methane | QC | Dispatch-Import | EmissionsCost | 0 | [6 empty] | 0.96154 | 0
LCP_Inputs_ON_Diverse_2023_04_03 | 2021 | CH4 Import - WC 2050 | Import | Methane | QC | Dispatch-Import | FuelCost | 0 | [6 empty] | 0.96154 | 0
LCP_Inputs_ON_Diverse_2023_04_03 | 2021 | CH4 Import - WC 2050 | Import | Methane | QC | Dispatch-Import | VOM | 0 | [6 empty] | 0.96154 | 0
LCP_Inputs_ON_Diverse_2023_04_03 | 2021 | CH4 Import - WC 2050 | Import | Methane | WC | Dispatch-Import | EmissionsCost | 0 | [6 empty] | 0.96154 | 0
LCP_Inputs_ON_Diverse_2023_04_03 | 2021 | CH4 Import - WC 2050 | Import | Methane | WC | Dispatch-Import | FuelCost | 0 | [6 empty] | 0.96154 | 0
LCP_Inputs_ON_Diverse_2023_04_03 | 2021 | CH4 Import - WC 2050 | Import | Methane | WC | Dispatch-Import | VOM | 0 | [6 empty] | 0.96154 | 0
LCP_Inputs_ON_Diverse_2023_04_03 | 2021 | CH4 Salt Cavern Storage - ON | Storage | Methane | MI | Dispatch-Storage | EmissionsCost | 0 | [6 empty] | 0.96154 | 0
LCP_Inputs_ON_Diverse_2023_04_03 | 2021 | CH4 Salt Cavern Storage - ON | Storage | Methane | MI | Dispatch-Storage | FuelCost | 0 | [6 empty] | 0.96154 | 0
LCP_Inputs_ON_Diverse_2023_04_03 | 2021 | CH4 Salt Cavern Storage - ON | Storage | Methane | MI | Dispatch-Storage | VOM | 0 | [6 empty] | 0.96154 | 0
LCP_Inputs_ON_Diverse_2023_04_03 | 2021 | CH4 Salt Cavern Storage - ON | Storage | Methane | NY | Dispatch-Storage | EmissionsCost | 0 | [6 empty] | 0.96154 | 0
LCP_Inputs_ON_Diverse_2023_04_03 | 2021 | CH4 Salt Cavern Storage - ON | Storage | Methane | NY | Dispatch-Storage | FuelCost | 0 | [6 empty] | 0.96154 | 0
LCP_Inputs_ON_Diverse_2023_04_03 | 2021 | CH4 Salt Cavern Storage - ON | Storage | Methane | NY | Dispatch-Storage | VOM | 0 | [6 empty] | 0.96154 | 0
LCP_Inputs_ON_Diverse_2023_04_03 | 2021 | CH4 Salt Cavern Storage - ON | Storage | Methane | ON | Dispatch-Storage | EmissionsCost | 0 | [6 empty] | 0.96154 | 0
LCP_Inputs_ON_Diverse_2023_04_03 | 2021 | CH4 Salt Cavern Storage - ON | Storage | Methane | ON | Dispatch-Storage | FuelCost | 0 | [6 empty] | 0.96154 | 0
LCP_Inputs_ON_Diverse_2023_04_03 | 2021 | CH4 Salt Cavern Storage - ON | Storage | Methane | ON | Dispatch-Storage | VOM | 691417.795 | [6 empty] | 0.96154 | 664824.8029
LCP_Inputs_ON_Diverse_2023_04_03 | 2021 | CH4 Salt Cavern Storage - ON | Storage | Methane | PJ | Dispatch-Storage | EmissionsCost | 0 | [6 empty] | 0.96154 | 0
LCP_Inputs_ON_Diverse_2023_04_03 | 2021 | CH4 Salt Cavern Storage - ON | Storage | Methane | PJ | Dispatch-Storage | FuelCost | 0 | [6 empty] | 0.96154 | 0
LCP_Inputs_ON_Diverse_2023_04_03 | 2021 | CH4 Salt Cavern Storage - ON | Storage | Methane | PJ | Dispatch-Storage | VOM | 0 | [6 empty] | 0.96154 | 0
LCP_Inputs_ON_Diverse_2023_04_03 | 2021 | CH4 Salt Cavern Storage - ON | Storage | Methane | QC | Dispatch-Storage | EmissionsCost | 0 | [6 empty] | 0.96154 | 0
LCP_Inputs_ON_Diverse_2023_04_03 | 2021 | CH4 Salt Cavern Storage - ON | Storage | Methane | QC | Dispatch-Storage | FuelCost | 0 | [6 empty] | 0.96154 | 0
LCP_Inputs_ON_Diverse_2023_04_03 | 2021 | CH4 Salt Cavern Storage - ON | Storage | Methane | QC | Dispatch-Storage | VOM | 0 | [6 empty] | 0.96154 | 0
LCP_Inputs_ON_Diverse_2023_04_03 | 2021 | CH4 Salt Cavern Storage - ON | Storage | Methane | WC | Dispatch-Storage | EmissionsCost | 0 | [6 empty] | 0.96154 | 0
LCP_Inputs_ON_Diverse_2023_04_03 | 2021 | CH4 Salt Cavern Storage - ON | Storage | Methane | WC | Dispatch-Storage | FuelCost | 0 | [6 empty] | 0.96154 | 0
LCP_Inputs_ON_Diverse_2023_04_03 | 2021 | CH4 Salt Cavern Storage - ON | Storage | Methane | WC | Dispatch-Storage | VOM | 0 | [6 empty] | 0.96154 | 0
LCP_Inputs_ON_Diverse_2023_04_03 | 2021 | Electrolyser 2020/2030 | Crossload | Hydrogen | MI | Dispatch-Crossload | EmissionsCost | 0 | [6 empty] | 0.96154 | 0
LCP_Inputs_ON_Diverse_2023_04_03 | 2021 | Electrolyser 2020/2030 | Crossload | Hydrogen | MI | Dispatch-Crossload | FuelCost | 0 | [6 empty] | 0.96154 | 0
LCP_Inputs_ON_Diverse_2023_04_03 | 2021 | Electrolyser 2020/2030 | Crossload | Hydrogen | MI | Dispatch-Crossload | VOM | 0 | [6 empty] | 0.96154 | 0
LCP_Inputs_ON_Diverse_2023_04_03 | 2021 | Electrolyser 2020/2030 | Crossload | Hydrogen | NY | Dispatch-Crossload | EmissionsCost | 0 | [6 empty] | 0.96154 | 0
LCP_Inputs_ON_Diverse_2023_04_03 | 2021 | Electrolyser 2020/2030 | Crossload | Hydrogen | NY | Dispatch-Crossload | FuelCost | 0 | [6 empty] | 0.96154 | 0
LCP_Inputs_ON_Diverse_2023_04_03 | 2021 | Electrolyser 2020/2030 | Crossload | Hydrogen | NY | Dispatch-Crossload | VOM | 0 | [6 empty] | 0.96154 | 0
LCP_Inputs_ON_Diverse_2023_04_03 | 2021 | Electrolyser 2020/2030 | Crossload | Hydrogen | ON | Dispatch-Crossload | EmissionsCost | 0 | [6 empty] | 0.96154 | 0
LCP_Inputs_ON_Diverse_2023_04_03 | 2021 | Electrolyser 2020/2030 | Crossload | Hydrogen | ON | Dispatch-Crossload | FuelCost | 0 | [6 empty] | 0.96154 | 0
LCP_Inputs_ON_Diverse_2023_04_03 | 2021 | Electrolyser 2020/2030 | Crossload | Hydrogen | ON | Dispatch-Crossload | VOM | 0 | [6 empty] | 0.96154 | 0
LCP_Inputs_ON_Diverse_2023_04_03 | 2021 | Electrolyser 2020/2030 | Crossload | Hydrogen | PJ | Dispatch-Crossload | EmissionsCost | 0 | [6 empty] | 0.96154 | 0
LCP_Inputs_ON_Diverse_2023_04_03 | 2021 | Electrolyser 2020/2030 | Crossload | Hydrogen | PJ | Dispatch-Crossload | FuelCost | 0 | [6 empty] | 0.96154 | 0
LCP_Inputs_ON_Diverse_2023_04_03 | 2021 | Electrolyser 2020/2030 | Crossload | Hydrogen | PJ | Dispatch-Crossload | VOM | 0 | [6 empty] | 0.96154 | 0
LCP_Inputs_ON_Diverse_2023_04_03 | 2021 | Electrolyser 2020/2030 | Crossload | Hydrogen | QC | Dispatch-Crossload | EmissionsCost | 0 | [6 empty] | 0.96154 | 0
LCP_Inputs_ON_Diverse_2023_04_03 | 2021 | Electrolyser 2020/2030 | Crossload | Hydrogen | QC | Dispatch-Crossload | FuelCost | 0 | [6 empty] | 0.96154 | 0
LCP_Inputs_ON_Diverse_2023_04_03 | 2021 | Electrolyser 2020/2030 | Crossload | Hydrogen | QC | Dispatch-Crossload | VOM | 0 | [6 empty] | 0.96154 | 0
LCP_Inputs_ON_Diverse_2023_04_03 | 2021 | Electrolyser 2020/2030 | Crossload | Hydrogen | WC | Dispatch-Crossload | EmissionsCost | 0 | [6 empty] | 0.96154 | 0
LCP_Inputs_ON_Diverse_2023_04_03 | 2021 | Electrolyser 2020/2030 | Crossload | Hydrogen | WC | Dispatch-Crossload | FuelCost | 0 | [6 empty] | 0.96154 | 0
LCP_Inputs_ON_Diverse_2023_04_03 | 2021 | Electrolyser 2020/2030 | Crossload | Hydrogen | WC | Dispatch-Crossload | VOM | 0 | [6 empty] | 0.96154 | 0
LCP_Inputs_ON_Diverse_2023_04_03 | 2021 | Electrolyser 2040 | Crossload | Hydrogen | MI | Dispatch-Crossload | EmissionsCost | 0 | [6 empty] | 0.96154 | 0
LCP_Inputs_ON_Diverse_2023_04_03 | 2021 | Electrolyser 2040 | Crossload | Hydrogen | MI | Dispatch-Crossload | FuelCost | 0 | [6 empty] | 0.96154 | 0
LCP_Inputs_ON_Diverse_2023_04_03 | 2021 | Electrolyser 2040 | Crossload | Hydrogen | MI | Dispatch-Crossload | VOM | 0 | [6 empty] | 0.96154 | 0
LCP_Inputs_ON_Diverse_2023_04_03 | 2021 | Electrolyser 2040 | Crossload | Hydrogen | NY | Dispatch-Crossload | EmissionsCost | 0 | [6 empty] | 0.96154 | 0
LCP_Inputs_ON_Diverse_2023_04_03 | 2021 | Electrolyser 2040 | Crossload | Hydrogen | NY | Dispatch-Crossload | FuelCost | 0 | [6 empty] | 0.96154 | 0
LCP_Inputs_ON_Diverse_2023_04_03 | 2021 | Electrolyser 2040 | Crossload | Hydrogen | NY | Dispatch-Crossload | VOM | 0 | [6 empty] | 0.96154 | 0
LCP_Inputs_ON_Diverse_2023_04_03 | 2021 | Electrolyser 2040 | Crossload | Hydrogen | ON | Dispatch-Crossload | EmissionsCost | 0 | [6 empty] | 0.96154 | 0
LCP_Inputs_ON_Diverse_2023_04_03 | 2021 | Electrolyser 2040 | Crossload | Hydrogen | ON | Dispatch-Crossload | FuelCost | 0 | [6 empty] | 0.96154 | 0
LCP_Inputs_ON_Diverse_2023_04_03 | 2021 | Electrolyser 2040 | Crossload | Hydrogen | ON | Dispatch-Crossload | VOM | 0 | [6 empty] | 0.96154 | 0
LCP_Inputs_ON_Diverse_2023_04_03 | 2021 | Electrolyser 2040 | Crossload | Hydrogen | PJ | Dispatch-Crossload | EmissionsCost | 0 | [6 empty] | 0.96154 | 0
LCP_Inputs_ON_Diverse_2023_04_03 | 2021 | Electrolyser 2040 | Crossload | Hydrogen | PJ | Dispatch-Crossload | FuelCost | 0 | [6 empty] | 0.96154 | 0
LCP_Inputs_ON_Diverse_2023_04_03 | 2021 | Electrolyser 2040 | Crossload | Hydrogen | PJ | Dispatch-Crossload | VOM | 0 | [6 empty] | 0.96154 | 0
LCP_Inputs_ON_Diverse_2023_04_03 | 2021 | Electrolyser 2040 | Crossload | Hydrogen | QC | Dispatch-Crossload | EmissionsCost | 0 | [6 empty] | 0.96154 | 0
LCP_Inputs_ON_Diverse_2023_04_03 | 2021 | Electrolyser 2040 | Crossload | Hydrogen | QC | Dispatch-Crossload | FuelCost | 0 | [6 empty] | 0.96154 | 0
LCP_Inputs_ON_Diverse_2023_04_03 | 2021 | Electrolyser 2040 | Crossload | Hydrogen | QC | Dispatch-Crossload | VOM | 0 | [6 empty] | 0.96154 | 0
LCP_Inputs_ON_Diverse_2023_04_03 | 2021 | Electrolyser 2040 | Crossload | Hydrogen | WC | Dispatch-Crossload | EmissionsCost | 0 | [6 empty] | 0.96154 | 0
LCP_Inputs_ON_Diverse_2023_04_03 | 2021 | Electrolyser 2040 | Crossload | Hydrogen | WC | Dispatch-Crossload | FuelCost | 0 | [6 empty] | 0.96154 | 0
LCP_Inputs_ON_Diverse_2023_04_03 | 2021 | Electrolyser 2040 | Crossload | Hydrogen | WC | Dispatch-Crossload | VOM | 0 | [6 empty] | 0.96154 | 0
LCP_Inputs_ON_Diverse_2023_04_03 | 2021 | Electrolyser 2050 | Crossload | Hydrogen | MI | Dispatch-Crossload | EmissionsCost | 0 | [6 empty] | 0.96154 | 0
LCP_Inputs_ON_Diverse_2023_04_03 | 2021 | Electrolyser 2050 | Crossload | Hydrogen | MI | Dispatch-Crossload | FuelCost | 0 | [6 empty] | 0.96154 | 0
LCP_Inputs_ON_Diverse_2023_04_03 | 2021 | Electrolyser 2050 | Crossload | Hydrogen | MI | Dispatch-Crossload | VOM | 0 | [6 empty] | 0.96154 | 0
LCP_Inputs_ON_Diverse_2023_04_03 | 2021 | Electrolyser 2050 | Crossload | Hydrogen | NY | Dispatch-Crossload | EmissionsCost | 0 | [6 empty] | 0.96154 | 0
LCP_Inputs_ON_Diverse_2023_04_03 | 2021 | Electrolyser 2050 | Crossload | Hydrogen | NY | Dispatch-Crossload | FuelCost | 0 | [6 empty] | 0.96154 | 0
LCP_Inputs_ON_Diverse_2023_04_03 | 2021 | Electrolyser 2050 | Crossload | Hydrogen | NY | Dispatch-Crossload | VOM | 0 | [6 empty] | 0.96154 | 0
LCP_Inputs_ON_Diverse_2023_04_03 | 2021 | Electrolyser 2050 | Crossload | Hydrogen | ON | Dispatch-Crossload | EmissionsCost | 0 | [6 empty] | 0.96154 | 0
LCP_Inputs_ON_Diverse_2023_04_03 | 2021 | Electrolyser 2050 | Crossload | Hydrogen | ON | Dispatch-Crossload | FuelCost | 0 | [6 empty] | 0.96154 | 0
LCP_Inputs_ON_Diverse_2023_04_03 | 2021 | Electrolyser 2050 | Crossload | Hydrogen | ON | Dispatch-Crossload | VOM | 0 | [6 empty] | 0.96154 | 0
LCP_Inputs_ON_Diverse_2023_04_03 | 2021 | Electrolyser 2050 | Crossload | Hydrogen | PJ | Dispatch-Crossload | EmissionsCost | 0 | [6 empty] | 0.96154 | 0
LCP_Inputs_ON_Diverse_2023_04_03 | 2021 | Electrolyser 2050 | Crossload | Hydrogen | PJ | Dispatch-Crossload | FuelCost | 0 | [6 empty] | 0.96154 | 0
LCP_Inputs_ON_Diverse_2023_04_03 | 2021 | Electrolyser 2050 | Crossload | Hydrogen | PJ | Dispatch-Crossload | VOM | 0 | [6 empty] | 0.96154 | 0
LCP_Inputs_ON_Diverse_2023_04_03 | 2021 | Electrolyser 2050 | Crossload | Hydrogen | QC | Dispatch-Crossload | EmissionsCost | 0 | [6 empty] | 0.96154 | 0
LCP_Inputs_ON_Diverse_2023_04_03 | 2021 | Electrolyser 2050 | Crossload | Hydrogen | QC | Dispatch-Crossload | FuelCost | 0 | [6 empty] | 0.96154 | 0
LCP_Inputs_ON_Diverse_2023_04_03 | 2021 | Electrolyser 2050 | Crossload | Hydrogen | QC | Dispatch-Crossload | VOM | 0 | [6 empty] | 0.96154 | 0
LCP_Inputs_ON_Diverse_2023_04_03 | 2021 | Electrolyser 2050 | Crossload | Hydrogen | WC | Dispatch-Crossload | EmissionsCost | 0 | [6 empty] | 0.96154 | 0
LCP_Inputs_ON_Diverse_2023_04_03 | 2021 | Electrolyser 2050 | Crossload | Hydrogen | WC | Dispatch-Crossload | FuelCost | 0 | [6 empty] | 0.96154 | 0
LCP_Inputs_ON_Diverse_2023_04_03 | 2021 | Electrolyser 2050 | Crossload | Hydrogen | WC | Dispatch-Crossload | VOM | 0 | [6 empty] | 0.96154 | 0
LCP_Inputs_ON_Diverse_2023_04_03 | 2021 | Fossil Fuel Thermal (Coal, Peat, Oil) | Generation | Electricity | MI | Dispatch-Generation | EmissionsCost | 0 | [6 empty] | 0.96154 | 0
LCP_Inputs_ON_Diverse_2023_04_03 | 2021 | Fossil Fuel Thermal (Coal, Peat, Oil) | Generation | Electricity | MI | Dispatch-Generation | FuelCost | 0 | [6 empty] | 0.96154 | 0
LCP_Inputs_ON_Diverse_2023_04_03 | 2021 | Fossil Fuel Thermal (Coal, Peat, Oil) | Generation | Electricity | MI | Dispatch-Generation | VOM | 0 | [6 empty] | 0.96154 | 0
LCP_Inputs_ON_Diverse_2023_04_03 | 2021 | Fossil Fuel Thermal (Coal, Peat, Oil) | Generation | Electricity | NY | Dispatch-Generation | EmissionsCost | 0 | [6 empty] | 0.96154 | 0
LCP_Inputs_ON_Diverse_2023_04_03 | 2021 | Fossil Fuel Thermal (Coal, Peat, Oil) | Generation | Electricity | NY | Dispatch-Generation | FuelCost | 0 | [6 empty] | 0.96154 | 0
LCP_Inputs_ON_Diverse_2023_04_03 | 2021 | Fossil Fuel Thermal (Coal, Peat, Oil) | Generation | Electricity | NY | Dispatch-Generation | VOM | 0 | [6 empty] | 0.96154 | 0
LCP_Inputs_ON_Diverse_2023_04_03 | 2021 | Fossil Fuel Thermal (Coal, Peat, Oil) | Generation | Electricity | ON | Dispatch-Generation | EmissionsCost | 0 | [6 empty] | 0.96154 | 0
LCP_Inputs_ON_Diverse_2023_04_03 | 2021 | Fossil Fuel Thermal (Coal, Peat, Oil) | Generation | Electricity | ON | Dispatch-Generation | FuelCost | 0 | [6 empty] | 0.96154 | 0
LCP_Inputs_ON_Diverse_2023_04_03 | 2021 | Fossil Fuel Thermal (Coal, Peat, Oil) | Generation | Electricity | ON | Dispatch-Generation | VOM | 0 | [6 empty] | 0.96154 | 0
LCP_Inputs_ON_Diverse_2023_04_03 | 2021 | Fossil Fuel Thermal (Coal, Peat, Oil) | Generation | Electricity | PJ | Dispatch-Generation | EmissionsCost | 0 | [6 empty] | 0.96154 | 0
LCP_Inputs_ON_Diverse_2023_04_03 | 2021 | Fossil Fuel Thermal (Coal, Peat, Oil) | Generation | Electricity | PJ | Dispatch-Generation | FuelCost | 0 | [6 empty] | 0.96154 | 0
LCP_Inputs_ON_Diverse_2023_04_03 | 2021 | Fossil Fuel Thermal (Coal, Peat, Oil) | Generation | Electricity | PJ | Dispatch-Generation | VOM | 0 | [6 empty] | 0.96154 | 0
LCP_Inputs_ON_Diverse_2023_04_03 | 2021 | Fossil Fuel Thermal (Coal, Peat, Oil) | Generation | Electricity | QC | Dispatch-Generation | EmissionsCost | 0 | [6 empty] | 0.96154 | 0
LCP_Inputs_ON_Diverse_2023_04_03 | 2021 | Fossil Fuel Thermal (Coal, Peat, Oil) | Generation | Electricity | QC | Dispatch-Generation | FuelCost | 0 | [6 empty] | 0.96154 | 0
LCP_Inputs_ON_Diverse_2023_04_03 | 2021 | Fossil Fuel Thermal (Coal, Peat, Oil) | Generation | Electricity | QC | Dispatch-Generation | VOM | 0 | [6 empty] | 0.96154 | 0
LCP_Inputs_ON_Diverse_2023_04_03 | 2021 | Fossil Fuel Thermal (Coal, Peat, Oil) | Generation | Electricity | WC | Dispatch-Generation | EmissionsCost | 0 | [6 empty] | 0.96154 | 0
LCP_Inputs_ON_Diverse_2023_04_03 | 2021 | Fossil Fuel Thermal (Coal, Peat, Oil) | Generation | Electricity | WC | Dispatch-Generation | FuelCost | 0 | [6 empty] | 0.96154 | 0
LCP_Inputs_ON_Diverse_2023_04_03 | 2021 | Fossil Fuel Thermal (Coal, Peat, Oil) | Generation | Electricity | WC | Dispatch-Generation | VOM | 0 | [6 empty] | 0.96154 | 0
LCP_Inputs_ON_Diverse_2023_04_03 | 2021 | Generic - Generator | Generation | Electricity | MI | Dispatch-Generation | EmissionsCost | 0 | [6 empty] | 0.96154 | 0
LCP_Inputs_ON_Diverse_2023_04_03 | 2021 | Generic - Generator | Generation | Electricity | MI | Dispatch-Generation | FuelCost | 3914188137.327 | [6 empty] | 0.96154 | 3763642439.7375
LCP_Inputs_ON_Diverse_2023_04_03 | 2021 | Generic - Generator | Generation | Electricity | MI | Dispatch-Generation | VOM | 404955202.3516 | [6 empty] | 0.96154 | 389380002.2611
LCP_Inputs_ON_Diverse_2023_04_03 | 2021 | Generic - Generator | Generation | Electricity | NY | Dispatch-Generation | EmissionsCost | 0 | [6 empty] | 0.96154 | 0
LCP_Inputs_ON_Diverse_2023_04_03 | 2021 | Generic - Generator | Generation | Electricity | NY | Dispatch-Generation | FuelCost | 1633248891.2382 | [6 empty] | 0.96154 | 1570431626.1906
LCP_Inputs_ON_Diverse_2023_04_03 | 2021 | Generic - Generator | Generation | Electricity | NY | Dispatch-Generation | VOM | 168973133.6454 | [6 empty] | 0.96154 | 162474166.9668
LCP_Inputs_ON_Diverse_2023_04_03 | 2021 | Generic - Generator | Generation | Electricity | ON | Dispatch-Generation | EmissionsCost | 0 | [6 empty] | 0.96154 | 0
LCP_Inputs_ON_Diverse_2023_04_03 | 2021 | Generic - Generator | Generation | Electricity | ON | Dispatch-Generation | FuelCost | 0 | [6 empty] | 0.96154 | 0
LCP_Inputs_ON_Diverse_2023_04_03 | 2021 | Generic - Generator | Generation | Electricity | ON | Dispatch-Generation | VOM | 0 | [6 empty] | 0.96154 | 0
LCP_Inputs_ON_Diverse_2023_04_03 | 2021 | Generic - Generator | Generation | Electricity | PJ | Dispatch-Generation | EmissionsCost | 0 | [6 empty] | 0.96154 | 0
LCP_Inputs_ON_Diverse_2023_04_03 | 2021 | Generic - Generator | Generation | Electricity | PJ | Dispatch-Generation | FuelCost | 14422259590.9655 | [6 empty] | 0.96154 | 13867557299.0053
LCP_Inputs_ON_Diverse_2023_04_03 | 2021 | Generic - Generator | Generation | Electricity | PJ | Dispatch-Generation | VOM | 1492102281.7812 | [6 empty] | 0.96154 | 1434713732.482
LCP_Inputs_ON_Diverse_2023_04_03 | 2021 | Generic - Generator | Generation | Electricity | QC | Dispatch-Generation | EmissionsCost | 0 | [6 empty] | 0.96154 | 0
LCP_Inputs_ON_Diverse_2023_04_03 | 2021 | Generic - Generator | Generation | Electricity | QC | Dispatch-Generation | FuelCost | 0 | [6 empty] | 0.96154 | 0
LCP_Inputs_ON_Diverse_2023_04_03 | 2021 | Generic - Generator | Generation | Electricity | QC | Dispatch-Generation | VOM | 0 | [6 empty] | 0.96154 | 0
LCP_Inputs_ON_Diverse_2023_04_03 | 2021 | Generic - Generator | Generation | Electricity | WC | Dispatch-Generation | EmissionsCost | 0 | [6 empty] | 0.96154 | 0
LCP_Inputs_ON_Diverse_2023_04_03 | 2021 | Generic - Generator | Generation | Electricity | WC | Dispatch-Generation | FuelCost | 1069473.0011 | [6 empty] | 0.96154 | 1028339.4241
LCP_Inputs_ON_Diverse_2023_04_03 | 2021 | Generic - Generator | Generation | Electricity | WC | Dispatch-Generation | VOM | 110645.8454 | [6 empty] | 0.96154 | 106390.236
LCP_Inputs_ON_Diverse_2023_04_03 | 2021 | H2 Import - QC | Import | Hydrogen | MI | Dispatch-Import | EmissionsCost | 0 | [6 empty] | 0.96154 | 0
LCP_Inputs_ON_Diverse_2023_04_03 | 2021 | H2 Import - QC | Import | Hydrogen | MI | Dispatch-Import | FuelCost | 0 | [6 empty] | 0.96154 | 0
LCP_Inputs_ON_Diverse_2023_04_03 | 2021 | H2 Import - QC | Import | Hydrogen | MI | Dispatch-Import | VOM | 0 | [6 empty] | 0.96154 | 0
LCP_Inputs_ON_Diverse_2023_04_03 | 2021 | H2 Import - QC | Import | Hydrogen | NY | Dispatch-Import | EmissionsCost | 0 | [6 empty] | 0.96154 | 0
LCP_Inputs_ON_Diverse_2023_04_03 | 2021 | H2 Import - QC | Import | Hydrogen | NY | Dispatch-Import | FuelCost | 0 | [6 empty] | 0.96154 | 0
LCP_Inputs_ON_Diverse_2023_04_03 | 2021 | H2 Import - QC | Import | Hydrogen | NY | Dispatch-Import | VOM | 0 | [6 empty] | 0.96154 | 0
LCP_Inputs_ON_Diverse_2023_04_03 | 2021 | H2 Import - QC | Import | Hydrogen | ON | Dispatch-Import | EmissionsCost | 0 | [6 empty] | 0.96154 | 0
LCP_Inputs_ON_Diverse_2023_04_03 | 2021 | H2 Import - QC | Import | Hydrogen | ON | Dispatch-Import | FuelCost | 0 | [6 empty] | 0.96154 | 0
LCP_Inputs_ON_Diverse_2023_04_03 | 2021 | H2 Import - QC | Import | Hydrogen | ON | Dispatch-Import | VOM | 0 | [6 empty] | 0.96154 | 0
LCP_Inputs_ON_Diverse_2023_04_03 | 2021 | H2 Import - QC | Import | Hydrogen | PJ | Dispatch-Import | EmissionsCost | 0 | [6 empty] | 0.96154 | 0
LCP_Inputs_ON_Diverse_2023_04_03 | 2021 | H2 Import - QC | Import | Hydrogen | PJ | Dispatch-Import | FuelCost | 0 | [6 empty] | 0.96154 | 0
LCP_Inputs_ON_Diverse_2023_04_03 | 2021 | H2 Import - QC | Import | Hydrogen | PJ | Dispatch-Import | VOM | 0 | [6 empty] | 0.96154 | 0
LCP_Inputs_ON_Diverse_2023_04_03 | 2021 | H2 Import - QC | Import | Hydrogen | QC | Dispatch-Import | EmissionsCost | 0 | [6 empty] | 0.96154 | 0
LCP_Inputs_ON_Diverse_2023_04_03 | 2021 | H2 Import - QC | Import | Hydrogen | QC | Dispatch-Import | FuelCost | 0 | [6 empty] | 0.96154 | 0
LCP_Inputs_ON_Diverse_2023_04_03 | 2021 | H2 Import - QC | Import | Hydrogen | QC | Dispatch-Import | VOM | 0 | [6 empty] | 0.96154 | 0
LCP_Inputs_ON_Diverse_2023_04_03 | 2021 | H2 Import - QC | Import | Hydrogen | WC | Dispatch-Import | EmissionsCost | 0 | [6 empty] | 0.96154 | 0
LCP_Inputs_ON_Diverse_2023_04_03 | 2021 | H2 Import - QC | Import | Hydrogen | WC | Dispatch-Import | FuelCost | 0 | [6 empty] | 0.96154 | 0
LCP_Inputs_ON_Diverse_2023_04_03 | 2021 | H2 Import - QC | Import | Hydrogen | WC | Dispatch-Import | VOM | 0 | [6 empty] | 0.96154 | 0
LCP_Inputs_ON_Diverse_2023_04_03 | 2021 | H2 Import - WC | Import | Hydrogen | MI | Dispatch-Import | EmissionsCost | 0 | [6 empty] | 0.96154 | 0
LCP_Inputs_ON_Diverse_2023_04_03 | 2021 | H2 Import - WC | Import | Hydrogen | MI | Dispatch-Import | FuelCost | 0 | [6 empty] | 0.96154 | 0
LCP_Inputs_ON_Diverse_2023_04_03 | 2021 | H2 Import - WC | Import | Hydrogen | MI | Dispatch-Import | VOM | 0 | [6 empty] | 0.96154 | 0
LCP_Inputs_ON_Diverse_2023_04_03 | 2021 | H2 Import - WC | Import | Hydrogen | NY | Dispatch-Import | EmissionsCost | 0 | [6 empty] | 0.96154 | 0
LCP_Inputs_ON_Diverse_2023_04_03 | 2021 | H2 Import - WC | Import | Hydrogen | NY | Dispatch-Import | FuelCost | 0 | [6 empty] | 0.96154 | 0
LCP_Inputs_ON_Diverse_2023_04_03 | 2021 | H2 Import - WC | Import | Hydrogen | NY | Dispatch-Import | VOM | 0 | [6 empty] | 0.96154 | 0
LCP_Inputs_ON_Diverse_2023_04_03 | 2021 | H2 Import - WC | Import | Hydrogen | ON | Dispatch-Import | EmissionsCost | 0 | [6 empty] | 0.96154 | 0
LCP_Inputs_ON_Diverse_2023_04_03 | 2021 | H2 Import - WC | Import | Hydrogen | ON | Dispatch-Import | FuelCost | 0 | [6 empty] | 0.96154 | 0
LCP_Inputs_ON_Diverse_2023_04_03 | 2021 | H2 Import - WC | Import | Hydrogen | ON | Dispatch-Import | VOM | 0 | [6 empty] | 0.96154 | 0
LCP_Inputs_ON_Diverse_2023_04_03 | 2021 | H2 Import - WC | Import | Hydrogen | PJ | Dispatch-Import | EmissionsCost | 0 | [6 empty] | 0.96154 | 0
LCP_Inputs_ON_Diverse_2023_04_03 | 2021 | H2 Import - WC | Import | Hydrogen | PJ | Dispatch-Import | FuelCost | 0 | [6 empty] | 0.96154 | 0
LCP_Inputs_ON_Diverse_2023_04_03 | 2021 | H2 Import - WC | Import | Hydrogen | PJ | Dispatch-Import | VOM | 0 | [6 empty] | 0.96154 | 0
LCP_Inputs_ON_Diverse_2023_04_03 | 2021 | H2 Import - WC | Import | Hydrogen | QC | Dispatch-Import | EmissionsCost | 0 | [6 empty] | 0.96154 | 0
LCP_Inputs_ON_Diverse_2023_04_03 | 2021 | H2 Import - WC | Import | Hydrogen | QC | Dispatch-Import | FuelCost | 0 | [6 empty] | 0.96154 | 0
LCP_Inputs_ON_Diverse_2023_04_03 | 2021 | H2 Import - WC | Import | Hydrogen | QC | Dispatch-Import | VOM | 0 | [6 empty] | 0.96154 | 0
LCP_Inputs_ON_Diverse_2023_04_03 | 2021 | H2 Import - WC | Import | Hydrogen | WC | Dispatch-Import | EmissionsCost | 0 | [6 empty] | 0.96154 | 0
LCP_Inputs_ON_Diverse_2023_04_03 | 2021 | H2 Import - WC | Import | Hydrogen | WC | Dispatch-Import | FuelCost | 0 | [6 empty] | 0.96154 | 0
LCP_Inputs_ON_Diverse_2023_04_03 | 2021 | H2 Import - WC | Import | Hydrogen | WC | Dispatch-Import | VOM | 0 | [6 empty] | 0.96154 | 0
LCP_Inputs_ON_Diverse_2023_04_03 | 2021 | H2 Salt Cavern Storage - ON | Storage | Hydrogen | MI | Dispatch-Storage | EmissionsCost | 0 | [6 empty] | 0.96154 | 0
LCP_Inputs_ON_Diverse_2023_04_03 | 2021 | H2 Salt Cavern Storage - ON | Storage | Hydrogen | MI | Dispatch-Storage | FuelCost | 0 | [6 empty] | 0.96154 | 0
LCP_Inputs_ON_Diverse_2023_04_03 | 2021 | H2 Salt Cavern Storage - ON | Storage | Hydrogen | MI | Dispatch-Storage | VOM | 0 | [6 empty] | 0.96154 | 0
LCP_Inputs_ON_Diverse_2023_04_03 | 2021 | H2 Salt Cavern Storage - ON | Storage | Hydrogen | NY | Dispatch-Storage | EmissionsCost | 0 | [6 empty] | 0.96154 | 0
LCP_Inputs_ON_Diverse_2023_04_03 | 2021 | H2 Salt Cavern Storage - ON | Storage | Hydrogen | NY | Dispatch-Storage | FuelCost | 0 | [6 empty] | 0.96154 | 0
LCP_Inputs_ON_Diverse_2023_04_03 | 2021 | H2 Salt Cavern Storage - ON | Storage | Hydrogen | NY | Dispatch-Storage | VOM | 0 | [6 empty] | 0.96154 | 0
LCP_Inputs_ON_Diverse_2023_04_03 | 2021 | H2 Salt Cavern Storage - ON | Storage | Hydrogen | ON | Dispatch-Storage | EmissionsCost | 0 | [6 empty] | 0.96154 | 0
LCP_Inputs_ON_Diverse_2023_04_03 | 2021 | H2 Salt Cavern Storage - ON | Storage | Hydrogen | ON | Dispatch-Storage | FuelCost | 0 | [6 empty] | 0.96154 | 0
LCP_Inputs_ON_Diverse_2023_04_03 | 2021 | H2 Salt Cavern Storage - ON | Storage | Hydrogen | ON | Dispatch-Storage | VOM | 0 | [6 empty] | 0.96154 | 0
LCP_Inputs_ON_Diverse_2023_04_03 | 2021 | H2 Salt Cavern Storage - ON | Storage | Hydrogen | PJ | Dispatch-Storage | EmissionsCost | 0 | [6 empty] | 0.96154 | 0
LCP_Inputs_ON_Diverse_2023_04_03 | 2021 | H2 Salt Cavern Storage - ON | Storage | Hydrogen | PJ | Dispatch-Storage | FuelCost | 0 | [6 empty] | 0.96154 | 0
LCP_Inputs_ON_Diverse_2023_04_03 | 2021 | H2 Salt Cavern Storage - ON | Storage | Hydrogen | PJ | Dispatch-Storage | VOM | 0 | [6 empty] | 0.96154 | 0
LCP_Inputs_ON_Diverse_2023_04_03 | 2021 | H2 Salt Cavern Storage - ON | Storage | Hydrogen | QC | Dispatch-Storage | EmissionsCost | 0 | [6 empty] | 0.96154 | 0
LCP_Inputs_ON_Diverse_2023_04_03 | 2021 | H2 Salt Cavern Storage - ON | Storage | Hydrogen | QC | Dispatch-Storage | FuelCost | 0 | [6 empty] | 0.96154 | 0
LCP_Inputs_ON_Diverse_2023_04_03 | 2021 | H2 Salt Cavern Storage - ON | Storage | Hydrogen | QC | Dispatch-Storage | VOM | 0 | [6 empty] | 0.96154 | 0
LCP_Inputs_ON_Diverse_2023_04_03 | 2021 | H2 Salt Cavern Storage - ON | Storage | Hydrogen | WC | Dispatch-Storage | EmissionsCost | 0 | [6 empty] | 0.96154 | 0
LCP_Inputs_ON_Diverse_2023_04_03 | 2021 | H2 Salt Cavern Storage - ON | Storage | Hydrogen | WC | Dispatch-Storage | FuelCost | 0 | [6 empty] | 0.96154 | 0
LCP_Inputs_ON_Diverse_2023_04_03 | 2021 | H2 Salt Cavern Storage - ON | Storage | Hydrogen | WC | Dispatch-Storage | VOM | 0 | [6 empty] | 0.96154 | 0
LCP_Inputs_ON_Diverse_2023_04_03 | 2021 | Hydro | Generation | Electricity | MI | Dispatch-Generation | EmissionsCost | 0 | [6 empty] | 0.96154 | 0
LCP_Inputs_ON_Diverse_2023_04_03 | 2021 | Hydro | Generation | Electricity | MI | Dispatch-Generation | FuelCost | 0 | [6 empty] | 0.96154 | 0
LCP_Inputs_ON_Diverse_2023_04_03 | 2021 | Hydro | Generation | Electricity | MI | Dispatch-Generation | VOM | 0 | [6 empty] | 0.96154 | 0
LCP_Inputs_ON_Diverse_2023_04_03 | 2021 | Hydro | Generation | Electricity | NY | Dispatch-Generation | EmissionsCost | 0 | [6 empty] | 0.96154 | 0
LCP_Inputs_ON_Diverse_2023_04_03 | 2021 | Hydro | Generation | Electricity | NY | Dispatch-Generation | FuelCost | 0 | [6 empty] | 0.96154 | 0
LCP_Inputs_ON_Diverse_2023_04_03 | 2021 | Hydro | Generation | Electricity | NY | Dispatch-Generation | VOM | 0 | [6 empty] | 0.96154 | 0
LCP_Inputs_ON_Diverse_2023_04_03 | 2021 | Hydro | Generation | Electricity | ON | Dispatch-Generation | EmissionsCost | 0 | [6 empty] | 0.96154 | 0
LCP_Inputs_ON_Diverse_2023_04_03 | 2021 | Hydro | Generation | Electricity | ON | Dispatch-Generation | FuelCost | 0 | [6 empty] | 0.96154 | 0
LCP_Inputs_ON_Diverse_2023_04_03 | 2021 | Hydro | Generation | Electricity | ON | Dispatch-Generation | VOM | 0 | [6 empty] | 0.96154 | 0
LCP_Inputs_ON_Diverse_2023_04_03 | 2021 | Hydro | Generation | Electricity | PJ | Dispatch-Generation | EmissionsCost | 0 | [6 empty] | 0.96154 | 0
LCP_Inputs_ON_Diverse_2023_04_03 | 2021 | Hydro | Generation | Electricity | PJ | Dispatch-Generation | FuelCost | 0 | [6 empty] | 0.96154 | 0
LCP_Inputs_ON_Diverse_2023_04_03 | 2021 | Hydro | Generation | Electricity | PJ | Dispatch-Generation | VOM | 0 | [6 empty] | 0.96154 | 0
LCP_Inputs_ON_Diverse_2023_04_03 | 2021 | Hydro | Generation | Electricity | QC | Dispatch-Generation | EmissionsCost | 0 | [6 empty] | 0.96154 | 0
LCP_Inputs_ON_Diverse_2023_04_03 | 2021 | Hydro | Generation | Electricity | QC | Dispatch-Generation | FuelCost | 0 | [6 empty] | 0.96154 | 0
LCP_Inputs_ON_Diverse_2023_04_03 | 2021 | Hydro | Generation | Electricity | QC | Dispatch-Generation | VOM | 0 | [6 empty] | 0.96154 | 0
LCP_Inputs_ON_Diverse_2023_04_03 | 2021 | Hydro | Generation | Electricity | WC | Dispatch-Generation | EmissionsCost | 0 | [6 empty] | 0.96154 | 0
LCP_Inputs_ON_Diverse_2023_04_03 | 2021 | Hydro | Generation | Electricity | WC | Dispatch-Generation | FuelCost | 0 | [6 empty] | 0.96154 | 0
LCP_Inputs_ON_Diverse_2023_04_03 | 2021 | Hydro | Generation | Electricity | WC | Dispatch-Generation | VOM | 0 | [6 empty] | 0.96154 | 0
LCP_Inputs_ON_Diverse_2023_04_03 | 2021 | Hydro Pumped Storage | Storage | Electricity | MI | Dispatch-Storage | EmissionsCost | 0 | [6 empty] | 0.96154 | 0
LCP_Inputs_ON_Diverse_2023_04_03 | 2021 | Hydro Pumped Storage | Storage | Electricity | MI | Dispatch-Storage | FuelCost | 0 | [6 empty] | 0.96154 | 0
LCP_Inputs_ON_Diverse_2023_04_03 | 2021 | Hydro Pumped Storage | Storage | Electricity | MI | Dispatch-Storage | VOM | 0 | [6 empty] | 0.96154 | 0
LCP_Inputs_ON_Diverse_2023_04_03 | 2021 | Hydro Pumped Storage | Storage | Electricity | NY | Dispatch-Storage | EmissionsCost | 0 | [6 empty] | 0.96154 | 0
LCP_Inputs_ON_Diverse_2023_04_03 | 2021 | Hydro Pumped Storage | Storage | Electricity | NY | Dispatch-Storage | FuelCost | 0 | [6 empty] | 0.96154 | 0
LCP_Inputs_ON_Diverse_2023_04_03 | 2021 | Hydro Pumped Storage | Storage | Electricity | NY | Dispatch-Storage | VOM | 0 | [6 empty] | 0.96154 | 0
LCP_Inputs_ON_Diverse_2023_04_03 | 2021 | Hydro Pumped Storage | Storage | Electricity | ON | Dispatch-Storage | EmissionsCost | 0 | [6 empty] | 0.96154 | 0
LCP_Inputs_ON_Diverse_2023_04_03 | 2021 | Hydro Pumped Storage | Storage | Electricity | ON | Dispatch-Storage | FuelCost | 0 | [6 empty] | 0.96154 | 0
LCP_Inputs_ON_Diverse_2023_04_03 | 2021 | Hydro Pumped Storage | Storage | Electricity | ON | Dispatch-Storage | VOM | 0 | [6 empty] | 0.96154 | 0
LCP_Inputs_ON_Diverse_2023_04_03 | 2021 | Hydro Pumped Storage | Storage | Electricity | PJ | Dispatch-Storage | EmissionsCost | 0 | [6 empty] | 0.96154 | 0
LCP_Inputs_ON_Diverse_2023_04_03 | 2021 | Hydro Pumped Storage | Storage | Electricity | PJ | Dispatch-Storage | FuelCost | 0 | [6 empty] | 0.96154 | 0
LCP_Inputs_ON_Diverse_2023_04_03 | 2021 | Hydro Pumped Storage | Storage | Electricity | PJ | Dispatch-Storage | VOM | 0 | [6 empty] | 0.96154 | 0
LCP_Inputs_ON_Diverse_2023_04_03 | 2021 | Hydro Pumped Storage | Storage | Electricity | QC | Dispatch-Storage | EmissionsCost | 0 | [6 empty] | 0.96154 | 0
LCP_Inputs_ON_Diverse_2023_04_03 | 2021 | Hydro Pumped Storage | Storage | Electricity | QC | Dispatch-Storage | FuelCost | 0 | [6 empty] | 0.96154 | 0
LCP_Inputs_ON_Diverse_2023_04_03 | 2021 | Hydro Pumped Storage | Storage | Electricity | QC | Dispatch-Storage | VOM | 0 | [6 empty] | 0.96154 | 0
LCP_Inputs_ON_Diverse_2023_04_03 | 2021 | Hydro Pumped Storage | Storage | Electricity | WC | Dispatch-Storage | EmissionsCost | 0 | [6 empty] | 0.96154 | 0
LCP_Inputs_ON_Diverse_2023_04_03 | 2021 | Hydro Pumped Storage | Storage | Electricity | WC | Dispatch-Storage | FuelCost | 0 | [6 empty] | 0.96154 | 0
LCP_Inputs_ON_Diverse_2023_04_03 | 2021 | Hydro Pumped Storage | Storage | Electricity | WC | Dispatch-Storage | VOM | 0 | [6 empty] | 0.96154 | 0
LCP_Inputs_ON_Diverse_2023_04_03 | 2021 | Nuclear | Generation | Electricity | MI | Dispatch-Generation | EmissionsCost | 0 | [6 empty] | 0.96154 | 0
LCP_Inputs_ON_Diverse_2023_04_03 | 2021 | Nuclear | Generation | Electricity | MI | Dispatch-Generation | FuelCost | 0 | [6 empty] | 0.96154 | 0
LCP_Inputs_ON_Diverse_2023_04_03 | 2021 | Nuclear | Generation | Electricity | MI | Dispatch-Generation | VOM | 3301336446.912 | [6 empty] | 0.96154 | 3174361968.1846
LCP_Inputs_ON_Diverse_2023_04_03 | 2021 | Nuclear | Generation | Electricity | NY | Dispatch-Generation | EmissionsCost | 0 | [6 empty] | 0.96154 | 0
LCP_Inputs_ON_Diverse_2023_04_03 | 2021 | Nuclear | Generation | Electricity | NY | Dispatch-Generation | FuelCost | 0 | [6 empty] | 0.96154 | 0
LCP_Inputs_ON_Diverse_2023_04_03 | 2021 | Nuclear | Generation | Electricity | NY | Dispatch-Generation | VOM | 2246155230.144 | [6 empty] | 0.96154 | 2159764644.3692
LCP_Inputs_ON_Diverse_2023_04_03 | 2021 | Nuclear | Generation | Electricity | ON | Dispatch-Generation | EmissionsCost | 0 | [6 empty] | 0.96154 | 0
LCP_Inputs_ON_Diverse_2023_04_03 | 2021 | Nuclear | Generation | Electricity | ON | Dispatch-Generation | FuelCost | 0 | [6 empty] | 0.96154 | 0
LCP_Inputs_ON_Diverse_2023_04_03 | 2021 | Nuclear | Generation | Electricity | ON | Dispatch-Generation | VOM | 8790266640.96 | [6 empty] | 0.96154 | 8452179462.4615
LCP_Inputs_ON_Diverse_2023_04_03 | 2021 | Nuclear | Generation | Electricity | PJ | Dispatch-Generation | EmissionsCost | 0 | [6 empty] | 0.96154 | 0
LCP_Inputs_ON_Diverse_2023_04_03 | 2021 | Nuclear | Generation | Electricity | PJ | Dispatch-Generation | FuelCost | 0 | [6 empty] | 0.96154 | 0
LCP_Inputs_ON_Diverse_2023_04_03 | 2021 | Nuclear | Generation | Electricity | PJ | Dispatch-Generation | VOM | 9110487814.4448 | [6 empty] | 0.96154 | 8760084436.9662
LCP_Inputs_ON_Diverse_2023_04_03 | 2021 | Nuclear | Generation | Electricity | QC | Dispatch-Generation | EmissionsCost | 0 | [6 empty] | 0.96154 | 0
LCP_Inputs_ON_Diverse_2023_04_03 | 2021 | Nuclear | Generation | Electricity | QC | Dispatch-Generation | FuelCost | 0 | [6 empty] | 0.96154 | 0
LCP_Inputs_ON_Diverse_2023_04_03 | 2021 | Nuclear | Generation | Electricity | QC | Dispatch-Generation | VOM | 0 | [6 empty] | 0.96154 | 0
LCP_Inputs_ON_Diverse_2023_04_03 | 2021 | Nuclear | Generation | Electricity | WC | Dispatch-Generation | EmissionsCost | 0 | [6 empty] | 0.96154 | 0
LCP_Inputs_ON_Diverse_2023_04_03 | 2021 | Nuclear | Generation | Electricity | WC | Dispatch-Generation | FuelCost | 0 | [6 empty] | 0.96154 | 0
LCP_Inputs_ON_Diverse_2023_04_03 | 2021 | Nuclear | Generation | Electricity | WC | Dispatch-Generation | VOM | 0 | [6 empty] | 0.96154 | 0
LCP_Inputs_ON_Diverse_2023_04_03 | 2021 | Nuclear SMR | Generation | Electricity | MI | Dispatch-Generation | EmissionsCost | 0 | [6 empty] | 0.96154 | 0
LCP_Inputs_ON_Diverse_2023_04_03 | 2021 | Nuclear SMR | Generation | Electricity | MI | Dispatch-Generation | FuelCost | 0 | [6 empty] | 0.96154 | 0
LCP_Inputs_ON_Diverse_2023_04_03 | 2021 | Nuclear SMR | Generation | Electricity | MI | Dispatch-Generation | VOM | 0 | [6 empty] | 0.96154 | 0
LCP_Inputs_ON_Diverse_2023_04_03 | 2021 | Nuclear SMR | Generation | Electricity | NY | Dispatch-Generation | EmissionsCost | 0 | [6 empty] | 0.96154 | 0
LCP_Inputs_ON_Diverse_2023_04_03 | 2021 | Nuclear SMR | Generation | Electricity | NY | Dispatch-Generation | FuelCost | 0 | [6 empty] | 0.96154 | 0
LCP_Inputs_ON_Diverse_2023_04_03 | 2021 | Nuclear SMR | Generation | Electricity | NY | Dispatch-Generation | VOM | 0 | [6 empty] | 0.96154 | 0
LCP_Inputs_ON_Diverse_2023_04_03 | 2021 | Nuclear SMR | Generation | Electricity | ON | Dispatch-Generation | EmissionsCost | 0 | [6 empty] | 0.96154 | 0
LCP_Inputs_ON_Diverse_2023_04_03 | 2021 | Nuclear SMR | Generation | Electricity | ON | Dispatch-Generation | FuelCost | 0 | [6 empty] | 0.96154 | 0
LCP_Inputs_ON_Diverse_2023_04_03 | 2021 | Nuclear SMR | Generation | Electricity | ON | Dispatch-Generation | VOM | 0 | [6 empty] | 0.96154 | 0
LCP_Inputs_ON_Diverse_2023_04_03 | 2021 | Nuclear SMR | Generation | Electricity | PJ | Dispatch-Generation | EmissionsCost | 0 | [6 empty] | 0.96154 | 0
LCP_Inputs_ON_Diverse_2023_04_03 | 2021 | Nuclear SMR | Generation | Electricity | PJ | Dispatch-Generation | FuelCost | 0 | [6 empty] | 0.96154 | 0
LCP_Inputs_ON_Diverse_2023_04_03 | 2021 | Nuclear SMR | Generation | Electricity | PJ | Dispatch-Generation | VOM | 0 | [6 empty] | 0.96154 | 0
LCP_Inputs_ON_Diverse_2023_04_03 | 2021 | Nuclear SMR | Generation | Electricity | QC | Dispatch-Generation | EmissionsCost | 0 | [6 empty] | 0.96154 | 0
LCP_Inputs_ON_Diverse_2023_04_03 | 2021 | Nuclear SMR | Generation | Electricity | QC | Dispatch-Generation | FuelCost | 0 | [6 empty] | 0.96154 | 0
LCP_Inputs_ON_Diverse_2023_04_03 | 2021 | Nuclear SMR | Generation | Electricity | QC | Dispatch-Generation | VOM | 0 | [6 empty] | 0.96154 | 0
LCP_Inputs_ON_Diverse_2023_04_03 | 2021 | Nuclear SMR | Generation | Electricity | WC | Dispatch-Generation | EmissionsCost | 0 | [6 empty] | 0.96154 | 0
LCP_Inputs_ON_Diverse_2023_04_03 | 2021 | Nuclear SMR | Generation | Electricity | WC | Dispatch-Generation | FuelCost | 0 | [6 empty] | 0.96154 | 0
LCP_Inputs_ON_Diverse_2023_04_03 | 2021 | Nuclear SMR | Generation | Electricity | WC | Dispatch-Generation | VOM | 0 | [6 empty] | 0.96154 | 0
LCP_Inputs_ON_Diverse_2023_04_03 | 2021 | O/CCGT - CH4 Existing | Crossload | Electricity | MI | Dispatch-Crossload | EmissionsCost | 0 | [6 empty] | 0.96154 | 0
LCP_Inputs_ON_Diverse_2023_04_03 | 2021 | O/CCGT - CH4 Existing | Crossload | Electricity | MI | Dispatch-Crossload | FuelCost | 0 | [6 empty] | 0.96154 | 0
LCP_Inputs_ON_Diverse_2023_04_03 | 2021 | O/CCGT - CH4 Existing | Crossload | Electricity | MI | Dispatch-Crossload | VOM | 0 | [6 empty] | 0.96154 | 0
LCP_Inputs_ON_Diverse_2023_04_03 | 2021 | O/CCGT - CH4 Existing | Crossload | Electricity | NY | Dispatch-Crossload | EmissionsCost | 0 | [6 empty] | 0.96154 | 0
LCP_Inputs_ON_Diverse_2023_04_03 | 2021 | O/CCGT - CH4 Existing | Crossload | Electricity | NY | Dispatch-Crossload | FuelCost | 0 | [6 empty] | 0.96154 | 0
LCP_Inputs_ON_Diverse_2023_04_03 | 2021 | O/CCGT - CH4 Existing | Crossload | Electricity | NY | Dispatch-Crossload | VOM | 0 | [6 empty] | 0.96154 | 0
LCP_Inputs_ON_Diverse_2023_04_03 | 2021 | O/CCGT - CH4 Existing | Crossload | Electricity | ON | Dispatch-Crossload | EmissionsCost | 0 | [6 empty] | 0.96154 | 0
LCP_Inputs_ON_Diverse_2023_04_03 | 2021 | O/CCGT - CH4 Existing | Crossload | Electricity | ON | Dispatch-Crossload | FuelCost | 0 | [6 empty] | 0.96154 | 0
LCP_Inputs_ON_Diverse_2023_04_03 | 2021 | O/CCGT - CH4 Existing | Crossload | Electricity | ON | Dispatch-Crossload | VOM | 0 | [6 empty] | 0.96154 | 0
LCP_Inputs_ON_Diverse_2023_04_03 | 2021 | O/CCGT - CH4 Existing | Crossload | Electricity | PJ | Dispatch-Crossload | EmissionsCost | 0 | [6 empty] | 0.96154 | 0
LCP_Inputs_ON_Diverse_2023_04_03 | 2021 | O/CCGT - CH4 Existing | Crossload | Electricity | PJ | Dispatch-Crossload | FuelCost | 0 | [6 empty] | 0.96154 | 0
LCP_Inputs_ON_Diverse_2023_04_03 | 2021 | O/CCGT - CH4 Existing | Crossload | Electricity | PJ | Dispatch-Crossload | VOM | 0 | [6 empty] | 0.96154 | 0
LCP_Inputs_ON_Diverse_2023_04_03 | 2021 | O/CCGT - CH4 Existing | Crossload | Electricity | QC | Dispatch-Crossload | EmissionsCost | 0 | [6 empty] | 0.96154 | 0
LCP_Inputs_ON_Diverse_2023_04_03 | 2021 | O/CCGT - CH4 Existing | Crossload | Electricity | QC | Dispatch-Crossload | FuelCost | 0 | [6 empty] | 0.96154 | 0
LCP_Inputs_ON_Diverse_2023_04_03 | 2021 | O/CCGT - CH4 Existing | Crossload | Electricity | QC | Dispatch-Crossload | VOM | 0 | [6 empty] | 0.96154 | 0
LCP_Inputs_ON_Diverse_2023_04_03 | 2021 | O/CCGT - CH4 Existing | Crossload | Electricity | WC | Dispatch-Crossload | EmissionsCost | 0 | [6 empty] | 0.96154 | 0
LCP_Inputs_ON_Diverse_2023_04_03 | 2021 | O/CCGT - CH4 Existing | Crossload | Electricity | WC | Dispatch-Crossload | FuelCost | 0 | [6 empty] | 0.96154 | 0
LCP_Inputs_ON_Diverse_2023_04_03 | 2021 | O/CCGT - CH4 Existing | Crossload | Electricity | WC | Dispatch-Crossload | VOM | 0 | [6 empty] | 0.96154 | 0
LCP_Inputs_ON_Diverse_2023_04_03 | 2021 | O/CCGT - CH4 New | Crossload | Electricity | MI | Dispatch-Crossload | EmissionsCost | 0 | [6 empty] | 0.96154 | 0
LCP_Inputs_ON_Diverse_2023_04_03 | 2021 | O/CCGT - CH4 New | Crossload | Electricity | MI | Dispatch-Crossload | FuelCost | 0 | [6 empty] | 0.96154 | 0
LCP_Inputs_ON_Diverse_2023_04_03 | 2021 | O/CCGT - CH4 New | Crossload | Electricity | MI | Dispatch-Crossload | VOM | 0 | [6 empty] | 0.96154 | 0
LCP_Inputs_ON_Diverse_2023_04_03 | 2021 | O/CCGT - CH4 New | Crossload | Electricity | NY | Dispatch-Crossload | EmissionsCost | 0 | [6 empty] | 0.96154 | 0
LCP_Inputs_ON_Diverse_2023_04_03 | 2021 | O/CCGT - CH4 New | Crossload | Electricity | NY | Dispatch-Crossload | FuelCost | 0 | [6 empty] | 0.96154 | 0
LCP_Inputs_ON_Diverse_2023_04_03 | 2021 | O/CCGT - CH4 New | Crossload | Electricity | NY | Dispatch-Crossload | VOM | 0 | [6 empty] | 0.96154 | 0
LCP_Inputs_ON_Diverse_2023_04_03 | 2021 | O/CCGT - CH4 New | Crossload | Electricity | ON | Dispatch-Crossload | EmissionsCost | 0 | [6 empty] | 0.96154 | 0
LCP_Inputs_ON_Diverse_2023_04_03 | 2021 | O/CCGT - CH4 New | Crossload | Electricity | ON | Dispatch-Crossload | FuelCost | 0 | [6 empty] | 0.96154 | 0
LCP_Inputs_ON_Diverse_2023_04_03 | 2021 | O/CCGT - CH4 New | Crossload | Electricity | ON | Dispatch-Crossload | VOM | 0 | [6 empty] | 0.96154 | 0
LCP_Inputs_ON_Diverse_2023_04_03 | 2021 | O/CCGT - CH4 New | Crossload | Electricity | PJ | Dispatch-Crossload | EmissionsCost | 0 | [6 empty] | 0.96154 | 0
LCP_Inputs_ON_Diverse_2023_04_03 | 2021 | O/CCGT - CH4 New | Crossload | Electricity | PJ | Dispatch-Crossload | FuelCost | 0 | [6 empty] | 0.96154 | 0
LCP_Inputs_ON_Diverse_2023_04_03 | 2021 | O/CCGT - CH4 New | Crossload | Electricity | PJ | Dispatch-Crossload | VOM | 0 | [6 empty] | 0.96154 | 0
LCP_Inputs_ON_Diverse_2023_04_03 | 2021 | O/CCGT - CH4 New | Crossload | Electricity | QC | Dispatch-Crossload | EmissionsCost | 0 | [6 empty] | 0.96154 | 0
LCP_Inputs_ON_Diverse_2023_04_03 | 2021 | O/CCGT - CH4 New | Crossload | Electricity | QC | Dispatch-Crossload | FuelCost | 0 | [6 empty] | 0.96154 | 0
LCP_Inputs_ON_Diverse_2023_04_03 | 2021 | O/CCGT - CH4 New | Crossload | Electricity | QC | Dispatch-Crossload | VOM | 0 | [6 empty] | 0.96154 | 0
LCP_Inputs_ON_Diverse_2023_04_03 | 2021 | O/CCGT - CH4 New | Crossload | Electricity | WC | Dispatch-Crossload | EmissionsCost | 0 | [6 empty] | 0.96154 | 0
LCP_Inputs_ON_Diverse_2023_04_03 | 2021 | O/CCGT - CH4 New | Crossload | Electricity | WC | Dispatch-Crossload | FuelCost | 0 | [6 empty] | 0.96154 | 0
LCP_Inputs_ON_Diverse_2023_04_03 | 2021 | O/CCGT - CH4 New | Crossload | Electricity | WC | Dispatch-Crossload | VOM | 0 | [6 empty] | 0.96154 | 0
LCP_Inputs_ON_Diverse_2023_04_03 | 2021 | O/CCGT - H2 New | Crossload | Electricity | MI | Dispatch-Crossload | EmissionsCost | 0 | [6 empty] | 0.96154 | 0
LCP_Inputs_ON_Diverse_2023_04_03 | 2021 | O/CCGT - H2 New | Crossload | Electricity | MI | Dispatch-Crossload | FuelCost | 0 | [6 empty] | 0.96154 | 0
LCP_Inputs_ON_Diverse_2023_04_03 | 2021 | O/CCGT - H2 New | Crossload | Electricity | MI | Dispatch-Crossload | VOM | 0 | [6 empty] | 0.96154 | 0
LCP_Inputs_ON_Diverse_2023_04_03 | 2021 | O/CCGT - H2 New | Crossload | Electricity | NY | Dispatch-Crossload | EmissionsCost | 0 | [6 empty] | 0.96154 | 0
LCP_Inputs_ON_Diverse_2023_04_03 | 2021 | O/CCGT - H2 New | Crossload | Electricity | NY | Dispatch-Crossload | FuelCost | 0 | [6 empty] | 0.96154 | 0
LCP_Inputs_ON_Diverse_2023_04_03 | 2021 | O/CCGT - H2 New | Crossload | Electricity | NY | Dispatch-Crossload | VOM | 0 | [6 empty] | 0.96154 | 0
LCP_Inputs_ON_Diverse_2023_04_03 | 2021 | O/CCGT - H2 New | Crossload | Electricity | ON | Dispatch-Crossload | EmissionsCost | 0 | [6 empty] | 0.96154 | 0
LCP_Inputs_ON_Diverse_2023_04_03 | 2021 | O/CCGT - H2 New | Crossload | Electricity | ON | Dispatch-Crossload | FuelCost | 0 | [6 empty] | 0.96154 | 0
LCP_Inputs_ON_Diverse_2023_04_03 | 2021 | O/CCGT - H2 New | Crossload | Electricity | ON | Dispatch-Crossload | VOM | 0 | [6 empty] | 0.96154 | 0
LCP_Inputs_ON_Diverse_2023_04_03 | 2021 | O/CCGT - H2 New | Crossload | Electricity | PJ | Dispatch-Crossload | EmissionsCost | 0 | [6 empty] | 0.96154 | 0
LCP_Inputs_ON_Diverse_2023_04_03 | 2021 | O/CCGT - H2 New | Crossload | Electricity | PJ | Dispatch-Crossload | FuelCost | 0 | [6 empty] | 0.96154 | 0
LCP_Inputs_ON_Diverse_2023_04_03 | 2021 | O/CCGT - H2 New | Crossload | Electricity | PJ | Dispatch-Crossload | VOM | 0 | [6 empty] | 0.96154 | 0
LCP_Inputs_ON_Diverse_2023_04_03 | 2021 | O/CCGT - H2 New | Crossload | Electricity | QC | Dispatch-Crossload | EmissionsCost | 0 | [6 empty] | 0.96154 | 0
LCP_Inputs_ON_Diverse_2023_04_03 | 2021 | O/CCGT - H2 New | Crossload | Electricity | QC | Dispatch-Crossload | FuelCost | 0 | [6 empty] | 0.96154 | 0
LCP_Inputs_ON_Diverse_2023_04_03 | 2021 | O/CCGT - H2 New | Crossload | Electricity | QC | Dispatch-Crossload | VOM | 0 | [6 empty] | 0.96154 | 0
LCP_Inputs_ON_Diverse_2023_04_03 | 2021 | O/CCGT - H2 New | Crossload | Electricity | WC | Dispatch-Crossload | EmissionsCost | 0 | [6 empty] | 0.96154 | 0
LCP_Inputs_ON_Diverse_2023_04_03 | 2021 | O/CCGT - H2 New | Crossload | Electricity | WC | Dispatch-Crossload | FuelCost | 0 | [6 empty] | 0.96154 | 0
LCP_Inputs_ON_Diverse_2023_04_03 | 2021 | O/CCGT - H2 New | Crossload | Electricity | WC | Dispatch-Crossload | VOM | 0 | [6 empty] | 0.96154 | 0
LCP_Inputs_ON_Diverse_2023_04_03 | 2021 | SMR CCS | Crossload | Hydrogen | MI | Dispatch-Crossload | EmissionsCost | 0 | [6 empty] | 0.96154 | 0
LCP_Inputs_ON_Diverse_2023_04_03 | 2021 | SMR CCS | Crossload | Hydrogen | MI | Dispatch-Crossload | FuelCost | 0 | [6 empty] | 0.96154 | 0
LCP_Inputs_ON_Diverse_2023_04_03 | 2021 | SMR CCS | Crossload | Hydrogen | MI | Dispatch-Crossload | VOM | 0 | [6 empty] | 0.96154 | 0
LCP_Inputs_ON_Diverse_2023_04_03 | 2021 | SMR CCS | Crossload | Hydrogen | NY | Dispatch-Crossload | EmissionsCost | 0 | [6 empty] | 0.96154 | 0
LCP_Inputs_ON_Diverse_2023_04_03 | 2021 | SMR CCS | Crossload | Hydrogen | NY | Dispatch-Crossload | FuelCost | 0 | [6 empty] | 0.96154 | 0
LCP_Inputs_ON_Diverse_2023_04_03 | 2021 | SMR CCS | Crossload | Hydrogen | NY | Dispatch-Crossload | VOM | 0 | [6 empty] | 0.96154 | 0
LCP_Inputs_ON_Diverse_2023_04_03 | 2021 | SMR CCS | Crossload | Hydrogen | ON | Dispatch-Crossload | EmissionsCost | 0 | [6 empty] | 0.96154 | 0
LCP_Inputs_ON_Diverse_2023_04_03 | 2021 | SMR CCS | Crossload | Hydrogen | ON | Dispatch-Crossload | FuelCost | 0 | [6 empty] | 0.96154 | 0
LCP_Inputs_ON_Diverse_2023_04_03 | 2021 | SMR CCS | Crossload | Hydrogen | ON | Dispatch-Crossload | VOM | 0 | [6 empty] | 0.96154 | 0
LCP_Inputs_ON_Diverse_2023_04_03 | 2021 | SMR CCS | Crossload | Hydrogen | PJ | Dispatch-Crossload | EmissionsCost | 0 | [6 empty] | 0.96154 | 0
LCP_Inputs_ON_Diverse_2023_04_03 | 2021 | SMR CCS | Crossload | Hydrogen | PJ | Dispatch-Crossload | FuelCost | 0 | [6 empty] | 0.96154 | 0
LCP_Inputs_ON_Diverse_2023_04_03 | 2021 | SMR CCS | Crossload | Hydrogen | PJ | Dispatch-Crossload | VOM | 0 | [6 empty] | 0.96154 | 0
LCP_Inputs_ON_Diverse_2023_04_03 | 2021 | SMR CCS | Crossload | Hydrogen | QC | Dispatch-Crossload | EmissionsCost | 0 | [6 empty] | 0.96154 | 0
LCP_Inputs_ON_Diverse_2023_04_03 | 2021 | SMR CCS | Crossload | Hydrogen | QC | Dispatch-Crossload | FuelCost | 0 | [6 empty] | 0.96154 | 0
LCP_Inputs_ON_Diverse_2023_04_03 | 2021 | SMR CCS | Crossload | Hydrogen | QC | Dispatch-Crossload | VOM | 0 | [6 empty] | 0.96154 | 0
LCP_Inputs_ON_Diverse_2023_04_03 | 2021 | SMR CCS | Crossload | Hydrogen | WC | Dispatch-Crossload | EmissionsCost | 0 | [6 empty] | 0.96154 | 0
LCP_Inputs_ON_Diverse_2023_04_03 | 2021 | SMR CCS | Crossload | Hydrogen | WC | Dispatch-Crossload | FuelCost | 0 | [6 empty] | 0.96154 | 0
LCP_Inputs_ON_Diverse_2023_04_03 | 2021 | SMR CCS | Crossload | Hydrogen | WC | Dispatch-Crossload | VOM | 0 | [6 empty] | 0.96154 | 0
LCP_Inputs_ON_Diverse_2023_04_03 | 2021 | Solar PV | Generation | Electricity | MI | Dispatch-Generation | EmissionsCost | 0 | [6 empty] | 0.96154 | 0
LCP_Inputs_ON_Diverse_2023_04_03 | 2021 | Solar PV | Generation | Electricity | MI | Dispatch-Generation | FuelCost | 0 | [6 empty] | 0.96154 | 0
LCP_Inputs_ON_Diverse_2023_04_03 | 2021 | Solar PV | Generation | Electricity | MI | Dispatch-Generation | VOM | 0 | [6 empty] | 0.96154 | 0
LCP_Inputs_ON_Diverse_2023_04_03 | 2021 | Solar PV | Generation | Electricity | NY | Dispatch-Generation | EmissionsCost | 0 | [6 empty] | 0.96154 | 0
LCP_Inputs_ON_Diverse_2023_04_03 | 2021 | Solar PV | Generation | Electricity | NY | Dispatch-Generation | FuelCost | 0 | [6 empty] | 0.96154 | 0
LCP_Inputs_ON_Diverse_2023_04_03 | 2021 | Solar PV | Generation | Electricity | NY | Dispatch-Generation | VOM | 0 | [6 empty] | 0.96154 | 0
LCP_Inputs_ON_Diverse_2023_04_03 | 2021 | Solar PV | Generation | Electricity | ON | Dispatch-Generation | EmissionsCost | 0 | [6 empty] | 0.96154 | 0
LCP_Inputs_ON_Diverse_2023_04_03 | 2021 | Solar PV | Generation | Electricity | ON | Dispatch-Generation | FuelCost | 0 | [6 empty] | 0.96154 | 0
LCP_Inputs_ON_Diverse_2023_04_03 | 2021 | Solar PV | Generation | Electricity | ON | Dispatch-Generation | VOM | 0 | [6 empty] | 0.96154 | 0
LCP_Inputs_ON_Diverse_2023_04_03 | 2021 | Solar PV | Generation | Electricity | PJ | Dispatch-Generation | EmissionsCost | 0 | [6 empty] | 0.96154 | 0
LCP_Inputs_ON_Diverse_2023_04_03 | 2021 | Solar PV | Generation | Electricity | PJ | Dispatch-Generation | FuelCost | 0 | [6 empty] | 0.96154 | 0
LCP_Inputs_ON_Diverse_2023_04_03 | 2021 | Solar PV | Generation | Electricity | PJ | Dispatch-Generation | VOM | 0 | [6 empty] | 0.96154 | 0
LCP_Inputs_ON_Diverse_2023_04_03 | 2021 | Solar PV | Generation | Electricity | QC | Dispatch-Generation | EmissionsCost | 0 | [6 empty] | 0.96154 | 0
LCP_Inputs_ON_Diverse_2023_04_03 | 2021 | Solar PV | Generation | Electricity | QC | Dispatch-Generation | FuelCost | 0 | [6 empty] | 0.96154 | 0
LCP_Inputs_ON_Diverse_2023_04_03 | 2021 | Solar PV | Generation | Electricity | QC | Dispatch-Generation | VOM | 0 | [6 empty] | 0.96154 | 0
LCP_Inputs_ON_Diverse_2023_04_03 | 2021 | Solar PV | Generation | Electricity | WC | Dispatch-Generation | EmissionsCost | 0 | [6 empty] | 0.96154 | 0
LCP_Inputs_ON_Diverse_2023_04_03 | 2021 | Solar PV | Generation | Electricity | WC | Dispatch-Generation | FuelCost | 0 | [6 empty] | 0.96154 | 0
LCP_Inputs_ON_Diverse_2023_04_03 | 2021 | Solar PV | Generation | Electricity | WC | Dispatch-Generation | VOM | 0 | [6 empty] | 0.96154 | 0
LCP_Inputs_ON_Diverse_2023_04_03 | 2021 | Wind Offshore | Generation | Electricity | MI | Dispatch-Generation | EmissionsCost | 0 | [6 empty] | 0.96154 | 0
LCP_Inputs_ON_Diverse_2023_04_03 | 2021 | Wind Offshore | Generation | Electricity | MI | Dispatch-Generation | FuelCost | 0 | [6 empty] | 0.96154 | 0
LCP_Inputs_ON_Diverse_2023_04_03 | 2021 | Wind Offshore | Generation | Electricity | MI | Dispatch-Generation | VOM | 0 | [6 empty] | 0.96154 | 0
LCP_Inputs_ON_Diverse_2023_04_03 | 2021 | Wind Offshore | Generation | Electricity | NY | Dispatch-Generation | EmissionsCost | 0 | [6 empty] | 0.96154 | 0
LCP_Inputs_ON_Diverse_2023_04_03 | 2021 | Wind Offshore | Generation | Electricity | NY | Dispatch-Generation | FuelCost | 0 | [6 empty] | 0.96154 | 0
LCP_Inputs_ON_Diverse_2023_04_03 | 2021 | Wind Offshore | Generation | Electricity | NY | Dispatch-Generation | VOM | 0 | [6 empty] | 0.96154 | 0
LCP_Inputs_ON_Diverse_2023_04_03 | 2021 | Wind Offshore | Generation | Electricity | ON | Dispatch-Generation | EmissionsCost | 0 | [6 empty] | 0.96154 | 0
LCP_Inputs_ON_Diverse_2023_04_03 | 2021 | Wind Offshore | Generation | Electricity | ON | Dispatch-Generation | FuelCost | 0 | [6 empty] | 0.96154 | 0
LCP_Inputs_ON_Diverse_2023_04_03 | 2021 | Wind Offshore | Generation | Electricity | ON | Dispatch-Generation | VOM | 0 | [6 empty] | 0.96154 | 0
LCP_Inputs_ON_Diverse_2023_04_03 | 2021 | Wind Offshore | Generation | Electricity | PJ | Dispatch-Generation | EmissionsCost | 0 | [6 empty] | 0.96154 | 0
LCP_Inputs_ON_Diverse_2023_04_03 | 2021 | Wind Offshore | Generation | Electricity | PJ | Dispatch-Generation | FuelCost | 0 | [6 empty] | 0.96154 | 0
LCP_Inputs_ON_Diverse_2023_04_03 | 2021 | Wind Offshore | Generation | Electricity | PJ | Dispatch-Generation | VOM | 0 | [6 empty] | 0.96154 | 0
LCP_Inputs_ON_Diverse_2023_04_03 | 2021 | Wind Offshore | Generation | Electricity | QC | Dispatch-Generation | EmissionsCost | 0 | [6 empty] | 0.96154 | 0
LCP_Inputs_ON_Diverse_2023_04_03 | 2021 | Wind Offshore | Generation | Electricity | QC | Dispatch-Generation | FuelCost | 0 | [6 empty] | 0.96154 | 0
LCP_Inputs_ON_Diverse_2023_04_03 | 2021 | Wind Offshore | Generation | Electricity | QC | Dispatch-Generation | VOM | 0 | [6 empty] | 0.96154 | 0
LCP_Inputs_ON_Diverse_2023_04_03 | 2021 | Wind Offshore | Generation | Electricity | WC | Dispatch-Generation | EmissionsCost | 0 | [6 empty] | 0.96154 | 0
LCP_Inputs_ON_Diverse_2023_04_03 | 2021 | Wind Offshore | Generation | Electricity | WC | Dispatch-Generation | FuelCost | 0 | [6 empty] | 0.96154 | 0
LCP_Inputs_ON_Diverse_2023_04_03 | 2021 | Wind Offshore | Generation | Electricity | WC | Dispatch-Generation | VOM | 0 | [6 empty] | 0.96154 | 0
LCP_Inputs_ON_Diverse_2023_04_03 | 2021 | Wind Onshore | Generation | Electricity | MI | Dispatch-Generation | EmissionsCost | 0 | [6 empty] | 0.96154 | 0
LCP_Inputs_ON_Diverse_2023_04_03 | 2021 | Wind Onshore | Generation | Electricity | MI | Dispatch-Generation | FuelCost | 0 | [6 empty] | 0.96154 | 0
LCP_Inputs_ON_Diverse_2023_04_03 | 2021 | Wind Onshore | Generation | Electricity | MI | Dispatch-Generation | VOM | 0 | [6 empty] | 0.96154 | 0
LCP_Inputs_ON_Diverse_2023_04_03 | 2021 | Wind Onshore | Generation | Electricity | NY | Dispatch-Generation | EmissionsCost | 0 | [6 empty] | 0.96154 | 0
LCP_Inputs_ON_Diverse_2023_04_03 | 2021 | Wind Onshore | Generation | Electricity | NY | Dispatch-Generation | FuelCost | 0 | [6 empty] | 0.96154 | 0
LCP_Inputs_ON_Diverse_2023_04_03 | 2021 | Wind Onshore | Generation | Electricity | NY | Dispatch-Generation | VOM | 0 | [6 empty] | 0.96154 | 0
LCP_Inputs_ON_Diverse_2023_04_03 | 2021 | Wind Onshore | Generation | Electricity | ON | Dispatch-Generation | EmissionsCost | 0 | [6 empty] | 0.96154 | 0
LCP_Inputs_ON_Diverse_2023_04_03 | 2021 | Wind Onshore | Generation | Electricity | ON | Dispatch-Generation | FuelCost | 0 | [6 empty] | 0.96154 | 0
LCP_Inputs_ON_Diverse_2023_04_03 | 2021 | Wind Onshore | Generation | Electricity | ON | Dispatch-Generation | VOM | 0 | [6 empty] | 0.96154 | 0
LCP_Inputs_ON_Diverse_2023_04_03 | 2021 | Wind Onshore | Generation | Electricity | PJ | Dispatch-Generation | EmissionsCost | 0 | [6 empty] | 0.96154 | 0
LCP_Inputs_ON_Diverse_2023_04_03 | 2021 | Wind Onshore | Generation | Electricity | PJ | Dispatch-Generation | FuelCost | 0 | [6 empty] | 0.96154 | 0
LCP_Inputs_ON_Diverse_2023_04_03 | 2021 | Wind Onshore | Generation | Electricity | PJ | Dispatch-Generation | VOM | 0 | [6 empty] | 0.96154 | 0
LCP_Inputs_ON_Diverse_2023_04_03 | 2021 | Wind Onshore | Generation | Electricity | QC | Dispatch-Generation | EmissionsCost | 0 | [6 empty] | 0.96154 | 0
LCP_Inputs_ON_Diverse_2023_04_03 | 2021 | Wind Onshore | Generation | Electricity | QC | Dispatch-Generation | FuelCost | 0 | [6 empty] | 0.96154 | 0
LCP_Inputs_ON_Diverse_2023_04_03 | 2021 | Wind Onshore | Generation | Electricity | QC | Dispatch-Generation | VOM | 0 | [6 empty] | 0.96154 | 0
LCP_Inputs_ON_Diverse_2023_04_03 | 2021 | Wind Onshore | Generation | Electricity | WC | Dispatch-Generation | EmissionsCost | 0 | [6 empty] | 0.96154 | 0
LCP_Inputs_ON_Diverse_2023_04_03 | 2021 | Wind Onshore | Generation | Electricity | WC | Dispatch-Generation | FuelCost | 0 | [6 empty] | 0.96154 | 0
LCP_Inputs_ON_Diverse_2023_04_03 | 2021 | Wind Onshore | Generation | Electricity | WC | Dispatch-Generation | VOM | 0 | [6 empty] | 0.96154 | 0
LCP_Inputs_ON_Diverse_2023_04_03 | 2022 | Anaerobic Digestion | Generation | Methane | MI | Dispatch-Generation | EmissionsCost | 0 | [6 empty] | 0.92456 | 0
LCP_Inputs_ON_Diverse_2023_04_03 | 2022 | Anaerobic Digestion | Generation | Methane | MI | Dispatch-Generation | FuelCost | 0 | [6 empty] | 0.92456 | 0
LCP_Inputs_ON_Diverse_2023_04_03 | 2022 | Anaerobic Digestion | Generation | Methane | MI | Dispatch-Generation | VOM | 0 | [6 empty] | 0.92456 | 0
LCP_Inputs_ON_Diverse_2023_04_03 | 2022 | Anaerobic Digestion | Generation | Methane | NY | Dispatch-Generation | EmissionsCost | 0 | [6 empty] | 0.92456 | 0
LCP_Inputs_ON_Diverse_2023_04_03 | 2022 | Anaerobic Digestion | Generation | Methane | NY | Dispatch-Generation | FuelCost | 0 | [6 empty] | 0.92456 | 0
LCP_Inputs_ON_Diverse_2023_04_03 | 2022 | Anaerobic Digestion | Generation | Methane | NY | Dispatch-Generation | VOM | 0 | [6 empty] | 0.92456 | 0
LCP_Inputs_ON_Diverse_2023_04_03 | 2022 | Anaerobic Digestion | Generation | Methane | ON | Dispatch-Generation | EmissionsCost | 0 | [6 empty] | 0.92456 | 0
LCP_Inputs_ON_Diverse_2023_04_03 | 2022 | Anaerobic Digestion | Generation | Methane | ON | Dispatch-Generation | FuelCost | 0 | [6 empty] | 0.92456 | 0
LCP_Inputs_ON_Diverse_2023_04_03 | 2022 | Anaerobic Digestion | Generation | Methane | ON | Dispatch-Generation | VOM | 0 | [6 empty] | 0.92456 | 0
LCP_Inputs_ON_Diverse_2023_04_03 | 2022 | Anaerobic Digestion | Generation | Methane | PJ | Dispatch-Generation | EmissionsCost | 0 | [6 empty] | 0.92456 | 0
LCP_Inputs_ON_Diverse_2023_04_03 | 2022 | Anaerobic Digestion | Generation | Methane | PJ | Dispatch-Generation | FuelCost | 0 | [6 empty] | 0.92456 | 0
LCP_Inputs_ON_Diverse_2023_04_03 | 2022 | Anaerobic Digestion | Generation | Methane | PJ | Dispatch-Generation | VOM | 0 | [6 empty] | 0.92456 | 0
LCP_Inputs_ON_Diverse_2023_04_03 | 2022 | Anaerobic Digestion | Generation | Methane | QC | Dispatch-Generation | EmissionsCost | 0 | [6 empty] | 0.92456 | 0
LCP_Inputs_ON_Diverse_2023_04_03 | 2022 | Anaerobic Digestion | Generation | Methane | QC | Dispatch-Generation | FuelCost | 0 | [6 empty] | 0.92456 | 0
LCP_Inputs_ON_Diverse_2023_04_03 | 2022 | Anaerobic Digestion | Generation | Methane | QC | Dispatch-Generation | VOM | 0 | [6 empty] | 0.92456 | 0
LCP_Inputs_ON_Diverse_2023_04_03 | 2022 | Anaerobic Digestion | Generation | Methane | WC | Dispatch-Generation | EmissionsCost | 0 | [6 empty] | 0.92456 | 0
LCP_Inputs_ON_Diverse_2023_04_03 | 2022 | Anaerobic Digestion | Generation | Methane | WC | Dispatch-Generation | FuelCost | 0 | [6 empty] | 0.92456 | 0
LCP_Inputs_ON_Diverse_2023_04_03 | 2022 | Anaerobic Digestion | Generation | Methane | WC | Dispatch-Generation | VOM | 0 | [6 empty] | 0.92456 | 0
LCP_Inputs_ON_Diverse_2023_04_03 | 2022 | Battery Storage | Storage | Electricity | MI | Dispatch-Storage | EmissionsCost | 0 | [6 empty] | 0.92456 | 0
LCP_Inputs_ON_Diverse_2023_04_03 | 2022 | Battery Storage | Storage | Electricity | MI | Dispatch-Storage | FuelCost | 0 | [6 empty] | 0.92456 | 0
LCP_Inputs_ON_Diverse_2023_04_03 | 2022 | Battery Storage | Storage | Electricity | MI | Dispatch-Storage | VOM | 0 | [6 empty] | 0.92456 | 0
LCP_Inputs_ON_Diverse_2023_04_03 | 2022 | Battery Storage | Storage | Electricity | NY | Dispatch-Storage | EmissionsCost | 0 | [6 empty] | 0.92456 | 0
LCP_Inputs_ON_Diverse_2023_04_03 | 2022 | Battery Storage | Storage | Electricity | NY | Dispatch-Storage | FuelCost | 0 | [6 empty] | 0.92456 | 0
LCP_Inputs_ON_Diverse_2023_04_03 | 2022 | Battery Storage | Storage | Electricity | NY | Dispatch-Storage | VOM | 0 | [6 empty] | 0.92456 | 0
LCP_Inputs_ON_Diverse_2023_04_03 | 2022 | Battery Storage | Storage | Electricity | ON | Dispatch-Storage | EmissionsCost | 0 | [6 empty] | 0.92456 | 0
LCP_Inputs_ON_Diverse_2023_04_03 | 2022 | Battery Storage | Storage | Electricity | ON | Dispatch-Storage | FuelCost | 0 | [6 empty] | 0.92456 | 0
LCP_Inputs_ON_Diverse_2023_04_03 | 2022 | Battery Storage | Storage | Electricity | ON | Dispatch-Storage | VOM | 0 | [6 empty] | 0.92456 | 0
LCP_Inputs_ON_Diverse_2023_04_03 | 2022 | Battery Storage | Storage | Electricity | PJ | Dispatch-Storage | EmissionsCost | 0 | [6 empty] | 0.92456 | 0
LCP_Inputs_ON_Diverse_2023_04_03 | 2022 | Battery Storage | Storage | Electricity | PJ | Dispatch-Storage | FuelCost | 0 | [6 empty] | 0.92456 | 0
LCP_Inputs_ON_Diverse_2023_04_03 | 2022 | Battery Storage | Storage | Electricity | PJ | Dispatch-Storage | VOM | 0 | [6 empty] | 0.92456 | 0
LCP_Inputs_ON_Diverse_2023_04_03 | 2022 | Battery Storage | Storage | Electricity | QC | Dispatch-Storage | EmissionsCost | 0 | [6 empty] | 0.92456 | 0
LCP_Inputs_ON_Diverse_2023_04_03 | 2022 | Battery Storage | Storage | Electricity | QC | Dispatch-Storage | FuelCost | 0 | [6 empty] | 0.92456 | 0
LCP_Inputs_ON_Diverse_2023_04_03 | 2022 | Battery Storage | Storage | Electricity | QC | Dispatch-Storage | VOM | 0 | [6 empty] | 0.92456 | 0
LCP_Inputs_ON_Diverse_2023_04_03 | 2022 | Battery Storage | Storage | Electricity | WC | Dispatch-Storage | EmissionsCost | 0 | [6 empty] | 0.92456 | 0
LCP_Inputs_ON_Diverse_2023_04_03 | 2022 | Battery Storage | Storage | Electricity | WC | Dispatch-Storage | FuelCost | 0 | [6 empty] | 0.92456 | 0
LCP_Inputs_ON_Diverse_2023_04_03 | 2022 | Battery Storage | Storage | Electricity | WC | Dispatch-Storage | VOM | 0 | [6 empty] | 0.92456 | 0
LCP_Inputs_ON_Diverse_2023_04_03 | 2022 | Biomass | Generation | Electricity | MI | Dispatch-Generation | EmissionsCost | 0 | [6 empty] | 0.92456 | 0
LCP_Inputs_ON_Diverse_2023_04_03 | 2022 | Biomass | Generation | Electricity | MI | Dispatch-Generation | FuelCost | 0 | [6 empty] | 0.92456 | 0
LCP_Inputs_ON_Diverse_2023_04_03 | 2022 | Biomass | Generation | Electricity | MI | Dispatch-Generation | VOM | 0 | [6 empty] | 0.92456 | 0
LCP_Inputs_ON_Diverse_2023_04_03 | 2022 | Biomass | Generation | Electricity | NY | Dispatch-Generation | EmissionsCost | 0 | [6 empty] | 0.92456 | 0
LCP_Inputs_ON_Diverse_2023_04_03 | 2022 | Biomass | Generation | Electricity | NY | Dispatch-Generation | FuelCost | 0 | [6 empty] | 0.92456 | 0
LCP_Inputs_ON_Diverse_2023_04_03 | 2022 | Biomass | Generation | Electricity | NY | Dispatch-Generation | VOM | 0 | [6 empty] | 0.92456 | 0
LCP_Inputs_ON_Diverse_2023_04_03 | 2022 | Biomass | Generation | Electricity | ON | Dispatch-Generation | EmissionsCost | 0 | [6 empty] | 0.92456 | 0
LCP_Inputs_ON_Diverse_2023_04_03 | 2022 | Biomass | Generation | Electricity | ON | Dispatch-Generation | FuelCost | 0 | [6 empty] | 0.92456 | 0
LCP_Inputs_ON_Diverse_2023_04_03 | 2022 | Biomass | Generation | Electricity | ON | Dispatch-Generation | VOM | 0 | [6 empty] | 0.92456 | 0
LCP_Inputs_ON_Diverse_2023_04_03 | 2022 | Biomass | Generation | Electricity | PJ | Dispatch-Generation | EmissionsCost | 0 | [6 empty] | 0.92456 | 0
LCP_Inputs_ON_Diverse_2023_04_03 | 2022 | Biomass | Generation | Electricity | PJ | Dispatch-Generation | FuelCost | 0 | [6 empty] | 0.92456 | 0
LCP_Inputs_ON_Diverse_2023_04_03 | 2022 | Biomass | Generation | Electricity | PJ | Dispatch-Generation | VOM | 0 | [6 empty] | 0.92456 | 0
LCP_Inputs_ON_Diverse_2023_04_03 | 2022 | Biomass | Generation | Electricity | QC | Dispatch-Generation | EmissionsCost | 0 | [6 empty] | 0.92456 | 0
LCP_Inputs_ON_Diverse_2023_04_03 | 2022 | Biomass | Generation | Electricity | QC | Dispatch-Generation | FuelCost | 0 | [6 empty] | 0.92456 | 0
LCP_Inputs_ON_Diverse_2023_04_03 | 2022 | Biomass | Generation | Electricity | QC | Dispatch-Generation | VOM | 0 | [6 empty] | 0.92456 | 0
LCP_Inputs_ON_Diverse_2023_04_03 | 2022 | Biomass | Generation | Electricity | WC | Dispatch-Generation | EmissionsCost | 0 | [6 empty] | 0.92456 | 0
LCP_Inputs_ON_Diverse_2023_04_03 | 2022 | Biomass | Generation | Electricity | WC | Dispatch-Generation | FuelCost | 0 | [6 empty] | 0.92456 | 0
LCP_Inputs_ON_Diverse_2023_04_03 | 2022 | Biomass | Generation | Electricity | WC | Dispatch-Generation | VOM | 0 | [6 empty] | 0.92456 | 0
LCP_Inputs_ON_Diverse_2023_04_03 | 2022 | Biomass + CCS | Generation | Electricity | MI | Dispatch-Generation | EmissionsCost | 0 | [6 empty] | 0.92456 | 0
LCP_Inputs_ON_Diverse_2023_04_03 | 2022 | Biomass + CCS | Generation | Electricity | MI | Dispatch-Generation | FuelCost | 0 | [6 empty] | 0.92456 | 0
LCP_Inputs_ON_Diverse_2023_04_03 | 2022 | Biomass + CCS | Generation | Electricity | MI | Dispatch-Generation | VOM | 0 | [6 empty] | 0.92456 | 0
LCP_Inputs_ON_Diverse_2023_04_03 | 2022 | Biomass + CCS | Generation | Electricity | NY | Dispatch-Generation | EmissionsCost | 0 | [6 empty] | 0.92456 | 0
LCP_Inputs_ON_Diverse_2023_04_03 | 2022 | Biomass + CCS | Generation | Electricity | NY | Dispatch-Generation | FuelCost | 0 | [6 empty] | 0.92456 | 0
LCP_Inputs_ON_Diverse_2023_04_03 | 2022 | Biomass + CCS | Generation | Electricity | NY | Dispatch-Generation | VOM | 0 | [6 empty] | 0.92456 | 0
LCP_Inputs_ON_Diverse_2023_04_03 | 2022 | Biomass + CCS | Generation | Electricity | ON | Dispatch-Generation | EmissionsCost | 0 | [6 empty] | 0.92456 | 0
LCP_Inputs_ON_Diverse_2023_04_03 | 2022 | Biomass + CCS | Generation | Electricity | ON | Dispatch-Generation | FuelCost | 0 | [6 empty] | 0.92456 | 0
LCP_Inputs_ON_Diverse_2023_04_03 | 2022 | Biomass + CCS | Generation | Electricity | ON | Dispatch-Generation | VOM | 0 | [6 empty] | 0.92456 | 0
LCP_Inputs_ON_Diverse_2023_04_03 | 2022 | Biomass + CCS | Generation | Electricity | PJ | Dispatch-Generation | EmissionsCost | 0 | [6 empty] | 0.92456 | 0
LCP_Inputs_ON_Diverse_2023_04_03 | 2022 | Biomass + CCS | Generation | Electricity | PJ | Dispatch-Generation | FuelCost | 0 | [6 empty] | 0.92456 | 0
LCP_Inputs_ON_Diverse_2023_04_03 | 2022 | Biomass + CCS | Generation | Electricity | PJ | Dispatch-Generation | VOM | 0 | [6 empty] | 0.92456 | 0
LCP_Inputs_ON_Diverse_2023_04_03 | 2022 | Biomass + CCS | Generation | Electricity | QC | Dispatch-Generation | EmissionsCost | 0 | [6 empty] | 0.92456 | 0
LCP_Inputs_ON_Diverse_2023_04_03 | 2022 | Biomass + CCS | Generation | Electricity | QC | Dispatch-Generation | FuelCost | 0 | [6 empty] | 0.92456 | 0
LCP_Inputs_ON_Diverse_2023_04_03 | 2022 | Biomass + CCS | Generation | Electricity | QC | Dispatch-Generation | VOM | 0 | [6 empty] | 0.92456 | 0
LCP_Inputs_ON_Diverse_2023_04_03 | 2022 | Biomass + CCS | Generation | Electricity | WC | Dispatch-Generation | EmissionsCost | 0 | [6 empty] | 0.92456 | 0
LCP_Inputs_ON_Diverse_2023_04_03 | 2022 | Biomass + CCS | Generation | Electricity | WC | Dispatch-Generation | FuelCost | 0 | [6 empty] | 0.92456 | 0
LCP_Inputs_ON_Diverse_2023_04_03 | 2022 | Biomass + CCS | Generation | Electricity | WC | Dispatch-Generation | VOM | 0 | [6 empty] | 0.92456 | 0
LCP_Inputs_ON_Diverse_2023_04_03 | 2022 | CH4 + CCS | Generation | Methane | MI | Dispatch-Generation | EmissionsCost | 0 | [6 empty] | 0.92456 | 0
LCP_Inputs_ON_Diverse_2023_04_03 | 2022 | CH4 + CCS | Generation | Methane | MI | Dispatch-Generation | FuelCost | 0 | [6 empty] | 0.92456 | 0
LCP_Inputs_ON_Diverse_2023_04_03 | 2022 | CH4 + CCS | Generation | Methane | MI | Dispatch-Generation | VOM | 0 | [6 empty] | 0.92456 | 0
LCP_Inputs_ON_Diverse_2023_04_03 | 2022 | CH4 + CCS | Generation | Methane | NY | Dispatch-Generation | EmissionsCost | 0 | [6 empty] | 0.92456 | 0
LCP_Inputs_ON_Diverse_2023_04_03 | 2022 | CH4 + CCS | Generation | Methane | NY | Dispatch-Generation | FuelCost | 0 | [6 empty] | 0.92456 | 0
LCP_Inputs_ON_Diverse_2023_04_03 | 2022 | CH4 + CCS | Generation | Methane | NY | Dispatch-Generation | VOM | 0 | [6 empty] | 0.92456 | 0
LCP_Inputs_ON_Diverse_2023_04_03 | 2022 | CH4 + CCS | Generation | Methane | ON | Dispatch-Generation | EmissionsCost | 0 | [6 empty] | 0.92456 | 0
LCP_Inputs_ON_Diverse_2023_04_03 | 2022 | CH4 + CCS | Generation | Methane | ON | Dispatch-Generation | FuelCost | 0 | [6 empty] | 0.92456 | 0
LCP_Inputs_ON_Diverse_2023_04_03 | 2022 | CH4 + CCS | Generation | Methane | ON | Dispatch-Generation | VOM | 0 | [6 empty] | 0.92456 | 0
LCP_Inputs_ON_Diverse_2023_04_03 | 2022 | CH4 + CCS | Generation | Methane | PJ | Dispatch-Generation | EmissionsCost | 0 | [6 empty] | 0.92456 | 0
LCP_Inputs_ON_Diverse_2023_04_03 | 2022 | CH4 + CCS | Generation | Methane | PJ | Dispatch-Generation | FuelCost | 0 | [6 empty] | 0.92456 | 0
LCP_Inputs_ON_Diverse_2023_04_03 | 2022 | CH4 + CCS | Generation | Methane | PJ | Dispatch-Generation | VOM | 0 | [6 empty] | 0.92456 | 0
LCP_Inputs_ON_Diverse_2023_04_03 | 2022 | CH4 + CCS | Generation | Methane | QC | Dispatch-Generation | EmissionsCost | 0 | [6 empty] | 0.92456 | 0
LCP_Inputs_ON_Diverse_2023_04_03 | 2022 | CH4 + CCS | Generation | Methane | QC | Dispatch-Generation | FuelCost | 0 | [6 empty] | 0.92456 | 0
LCP_Inputs_ON_Diverse_2023_04_03 | 2022 | CH4 + CCS | Generation | Methane | QC | Dispatch-Generation | VOM | 0 | [6 empty] | 0.92456 | 0
LCP_Inputs_ON_Diverse_2023_04_03 | 2022 | CH4 + CCS | Generation | Methane | WC | Dispatch-Generation | EmissionsCost | 0 | [6 empty] | 0.92456 | 0
LCP_Inputs_ON_Diverse_2023_04_03 | 2022 | CH4 + CCS | Generation | Methane | WC | Dispatch-Generation | FuelCost | 0 | [6 empty] | 0.92456 | 0
LCP_Inputs_ON_Diverse_2023_04_03 | 2022 | CH4 + CCS | Generation | Methane | WC | Dispatch-Generation | VOM | 0 | [6 empty] | 0.92456 | 0
LCP_Inputs_ON_Diverse_2023_04_03 | 2022 | CH4 Import - NY 2020 | Import | Methane | MI | Dispatch-Import | EmissionsCost | 0 | [6 empty] | 0.92456 | 0
LCP_Inputs_ON_Diverse_2023_04_03 | 2022 | CH4 Import - NY 2020 | Import | Methane | MI | Dispatch-Import | FuelCost | 0 | [6 empty] | 0.92456 | 0
LCP_Inputs_ON_Diverse_2023_04_03 | 2022 | CH4 Import - NY 2020 | Import | Methane | MI | Dispatch-Import | VOM | 0 | [6 empty] | 0.92456 | 0
LCP_Inputs_ON_Diverse_2023_04_03 | 2022 | CH4 Import - NY 2020 | Import | Methane | NY | Dispatch-Import | EmissionsCost | 282343065.1873 | [6 empty] | 0.92456 | 261042035.1214
LCP_Inputs_ON_Diverse_2023_04_03 | 2022 | CH4 Import - NY 2020 | Import | Methane | NY | Dispatch-Import | FuelCost | 407790143.0843 | [6 empty] | 0.92456 | 377024910.396
LCP_Inputs_ON_Diverse_2023_04_03 | 2022 | CH4 Import - NY 2020 | Import | Methane | NY | Dispatch-Import | VOM | 0 | [6 empty] | 0.92456 | 0
LCP_Inputs_ON_Diverse_2023_04_03 | 2022 | CH4 Import - NY 2020 | Import | Methane | ON | Dispatch-Import | EmissionsCost | 0 | [6 empty] | 0.92456 | 0
LCP_Inputs_ON_Diverse_2023_04_03 | 2022 | CH4 Import - NY 2020 | Import | Methane | ON | Dispatch-Import | FuelCost | 0 | [6 empty] | 0.92456 | 0
LCP_Inputs_ON_Diverse_2023_04_03 | 2022 | CH4 Import - NY 2020 | Import | Methane | ON | Dispatch-Import | VOM | 0 | [6 empty] | 0.92456 | 0
LCP_Inputs_ON_Diverse_2023_04_03 | 2022 | CH4 Import - NY 2020 | Import | Methane | PJ | Dispatch-Import | EmissionsCost | 0 | [6 empty] | 0.92456 | 0
LCP_Inputs_ON_Diverse_2023_04_03 | 2022 | CH4 Import - NY 2020 | Import | Methane | PJ | Dispatch-Import | FuelCost | 0 | [6 empty] | 0.92456 | 0
LCP_Inputs_ON_Diverse_2023_04_03 | 2022 | CH4 Import - NY 2020 | Import | Methane | PJ | Dispatch-Import | VOM | 0 | [6 empty] | 0.92456 | 0
LCP_Inputs_ON_Diverse_2023_04_03 | 2022 | CH4 Import - NY 2020 | Import | Methane | QC | Dispatch-Import | EmissionsCost | 0 | [6 empty] | 0.92456 | 0
LCP_Inputs_ON_Diverse_2023_04_03 | 2022 | CH4 Import - NY 2020 | Import | Methane | QC | Dispatch-Import | FuelCost | 0 | [6 empty] | 0.92456 | 0
LCP_Inputs_ON_Diverse_2023_04_03 | 2022 | CH4 Import - NY 2020 | Import | Methane | QC | Dispatch-Import | VOM | 0 | [6 empty] | 0.92456 | 0
LCP_Inputs_ON_Diverse_2023_04_03 | 2022 | CH4 Import - NY 2020 | Import | Methane | WC | Dispatch-Import | EmissionsCost | 0 | [6 empty] | 0.92456 | 0
LCP_Inputs_ON_Diverse_2023_04_03 | 2022 | CH4 Import - NY 2020 | Import | Methane | WC | Dispatch-Import | FuelCost | 0 | [6 empty] | 0.92456 | 0
LCP_Inputs_ON_Diverse_2023_04_03 | 2022 | CH4 Import - NY 2020 | Import | Methane | WC | Dispatch-Import | VOM | 0 | [6 empty] | 0.92456 | 0
LCP_Inputs_ON_Diverse_2023_04_03 | 2022 | CH4 Import - NY 2030 | Import | Methane | MI | Dispatch-Import | EmissionsCost | 0 | [6 empty] | 0.92456 | 0
LCP_Inputs_ON_Diverse_2023_04_03 | 2022 | CH4 Import - NY 2030 | Import | Methane | MI | Dispatch-Import | FuelCost | 0 | [6 empty] | 0.92456 | 0
LCP_Inputs_ON_Diverse_2023_04_03 | 2022 | CH4 Import - NY 2030 | Import | Methane | MI | Dispatch-Import | VOM | 0 | [6 empty] | 0.92456 | 0
LCP_Inputs_ON_Diverse_2023_04_03 | 2022 | CH4 Import - NY 2030 | Import | Methane | NY | Dispatch-Import | EmissionsCost | 0 | [6 empty] | 0.92456 | 0
LCP_Inputs_ON_Diverse_2023_04_03 | 2022 | CH4 Import - NY 2030 | Import | Methane | NY | Dispatch-Import | FuelCost | 0 | [6 empty] | 0.92456 | 0
LCP_Inputs_ON_Diverse_2023_04_03 | 2022 | CH4 Import - NY 2030 | Import | Methane | NY | Dispatch-Import | VOM | 0 | [6 empty] | 0.92456 | 0
LCP_Inputs_ON_Diverse_2023_04_03 | 2022 | CH4 Import - NY 2030 | Import | Methane | ON | Dispatch-Import | EmissionsCost | 0 | [6 empty] | 0.92456 | 0
LCP_Inputs_ON_Diverse_2023_04_03 | 2022 | CH4 Import - NY 2030 | Import | Methane | ON | Dispatch-Import | FuelCost | 0 | [6 empty] | 0.92456 | 0
LCP_Inputs_ON_Diverse_2023_04_03 | 2022 | CH4 Import - NY 2030 | Import | Methane | ON | Dispatch-Import | VOM | 0 | [6 empty] | 0.92456 | 0
LCP_Inputs_ON_Diverse_2023_04_03 | 2022 | CH4 Import - NY 2030 | Import | Methane | PJ | Dispatch-Import | EmissionsCost | 0 | [6 empty] | 0.92456 | 0
LCP_Inputs_ON_Diverse_2023_04_03 | 2022 | CH4 Import - NY 2030 | Import | Methane | PJ | Dispatch-Import | FuelCost | 0 | [6 empty] | 0.92456 | 0
LCP_Inputs_ON_Diverse_2023_04_03 | 2022 | CH4 Import - NY 2030 | Import | Methane | PJ | Dispatch-Import | VOM | 0 | [6 empty] | 0.92456 | 0
LCP_Inputs_ON_Diverse_2023_04_03 | 2022 | CH4 Import - NY 2030 | Import | Methane | QC | Dispatch-Import | EmissionsCost | 0 | [6 empty] | 0.92456 | 0
LCP_Inputs_ON_Diverse_2023_04_03 | 2022 | CH4 Import - NY 2030 | Import | Methane | QC | Dispatch-Import | FuelCost | 0 | [6 empty] | 0.92456 | 0
LCP_Inputs_ON_Diverse_2023_04_03 | 2022 | CH4 Import - NY 2030 | Import | Methane | QC | Dispatch-Import | VOM | 0 | [6 empty] | 0.92456 | 0
LCP_Inputs_ON_Diverse_2023_04_03 | 2022 | CH4 Import - NY 2030 | Import | Methane | WC | Dispatch-Import | EmissionsCost | 0 | [6 empty] | 0.92456 | 0
LCP_Inputs_ON_Diverse_2023_04_03 | 2022 | CH4 Import - NY 2030 | Import | Methane | WC | Dispatch-Import | FuelCost | 0 | [6 empty] | 0.92456 | 0
LCP_Inputs_ON_Diverse_2023_04_03 | 2022 | CH4 Import - NY 2030 | Import | Methane | WC | Dispatch-Import | VOM | 0 | [6 empty] | 0.92456 | 0
LCP_Inputs_ON_Diverse_2023_04_03 | 2022 | CH4 Import - NY 2040 | Import | Methane | MI | Dispatch-Import | EmissionsCost | 0 | [6 empty] | 0.92456 | 0
LCP_Inputs_ON_Diverse_2023_04_03 | 2022 | CH4 Import - NY 2040 | Import | Methane | MI | Dispatch-Import | FuelCost | 0 | [6 empty] | 0.92456 | 0
LCP_Inputs_ON_Diverse_2023_04_03 | 2022 | CH4 Import - NY 2040 | Import | Methane | MI | Dispatch-Import | VOM | 0 | [6 empty] | 0.92456 | 0
LCP_Inputs_ON_Diverse_2023_04_03 | 2022 | CH4 Import - NY 2040 | Import | Methane | NY | Dispatch-Import | EmissionsCost | 0 | [6 empty] | 0.92456 | 0
LCP_Inputs_ON_Diverse_2023_04_03 | 2022 | CH4 Import - NY 2040 | Import | Methane | NY | Dispatch-Import | FuelCost | 0 | [6 empty] | 0.92456 | 0
LCP_Inputs_ON_Diverse_2023_04_03 | 2022 | CH4 Import - NY 2040 | Import | Methane | NY | Dispatch-Import | VOM | 0 | [6 empty] | 0.92456 | 0
LCP_Inputs_ON_Diverse_2023_04_03 | 2022 | CH4 Import - NY 2040 | Import | Methane | ON | Dispatch-Import | EmissionsCost | 0 | [6 empty] | 0.92456 | 0
LCP_Inputs_ON_Diverse_2023_04_03 | 2022 | CH4 Import - NY 2040 | Import | Methane | ON | Dispatch-Import | FuelCost | 0 | [6 empty] | 0.92456 | 0
LCP_Inputs_ON_Diverse_2023_04_03 | 2022 | CH4 Import - NY 2040 | Import | Methane | ON | Dispatch-Import | VOM | 0 | [6 empty] | 0.92456 | 0
LCP_Inputs_ON_Diverse_2023_04_03 | 2022 | CH4 Import - NY 2040 | Import | Methane | PJ | Dispatch-Import | EmissionsCost | 0 | [6 empty] | 0.92456 | 0
LCP_Inputs_ON_Diverse_2023_04_03 | 2022 | CH4 Import - NY 2040 | Import | Methane | PJ | Dispatch-Import | FuelCost | 0 | [6 empty] | 0.92456 | 0
LCP_Inputs_ON_Diverse_2023_04_03 | 2022 | CH4 Import - NY 2040 | Import | Methane | PJ | Dispatch-Import | VOM | 0 | [6 empty] | 0.92456 | 0
LCP_Inputs_ON_Diverse_2023_04_03 | 2022 | CH4 Import - NY 2040 | Import | Methane | QC | Dispatch-Import | EmissionsCost | 0 | [6 empty] | 0.92456 | 0
LCP_Inputs_ON_Diverse_2023_04_03 | 2022 | CH4 Import - NY 2040 | Import | Methane | QC | Dispatch-Import | FuelCost | 0 | [6 empty] | 0.92456 | 0
LCP_Inputs_ON_Diverse_2023_04_03 | 2022 | CH4 Import - NY 2040 | Import | Methane | QC | Dispatch-Import | VOM | 0 | [6 empty] | 0.92456 | 0
LCP_Inputs_ON_Diverse_2023_04_03 | 2022 | CH4 Import - NY 2040 | Import | Methane | WC | Dispatch-Import | EmissionsCost | 0 | [6 empty] | 0.92456 | 0
LCP_Inputs_ON_Diverse_2023_04_03 | 2022 | CH4 Import - NY 2040 | Import | Methane | WC | Dispatch-Import | FuelCost | 0 | [6 empty] | 0.92456 | 0
LCP_Inputs_ON_Diverse_2023_04_03 | 2022 | CH4 Import - NY 2040 | Import | Methane | WC | Dispatch-Import | VOM | 0 | [6 empty] | 0.92456 | 0
LCP_Inputs_ON_Diverse_2023_04_03 | 2022 | CH4 Import - NY 2050 | Import | Methane | MI | Dispatch-Import | EmissionsCost | 0 | [6 empty] | 0.92456 | 0
LCP_Inputs_ON_Diverse_2023_04_03 | 2022 | CH4 Import - NY 2050 | Import | Methane | MI | Dispatch-Import | FuelCost | 0 | [6 empty] | 0.92456 | 0
LCP_Inputs_ON_Diverse_2023_04_03 | 2022 | CH4 Import - NY 2050 | Import | Methane | MI | Dispatch-Import | VOM | 0 | [6 empty] | 0.92456 | 0
LCP_Inputs_ON_Diverse_2023_04_03 | 2022 | CH4 Import - NY 2050 | Import | Methane | NY | Dispatch-Import | EmissionsCost | 0 | [6 empty] | 0.92456 | 0
LCP_Inputs_ON_Diverse_2023_04_03 | 2022 | CH4 Import - NY 2050 | Import | Methane | NY | Dispatch-Import | FuelCost | 0 | [6 empty] | 0.92456 | 0
LCP_Inputs_ON_Diverse_2023_04_03 | 2022 | CH4 Import - NY 2050 | Import | Methane | NY | Dispatch-Import | VOM | 0 | [6 empty] | 0.92456 | 0
LCP_Inputs_ON_Diverse_2023_04_03 | 2022 | CH4 Import - NY 2050 | Import | Methane | ON | Dispatch-Import | EmissionsCost | 0 | [6 empty] | 0.92456 | 0
LCP_Inputs_ON_Diverse_2023_04_03 | 2022 | CH4 Import - NY 2050 | Import | Methane | ON | Dispatch-Import | FuelCost | 0 | [6 empty] | 0.92456 | 0
LCP_Inputs_ON_Diverse_2023_04_03 | 2022 | CH4 Import - NY 2050 | Import | Methane | ON | Dispatch-Import | VOM | 0 | [6 empty] | 0.92456 | 0
LCP_Inputs_ON_Diverse_2023_04_03 | 2022 | CH4 Import - NY 2050 | Import | Methane | PJ | Dispatch-Import | EmissionsCost | 0 | [6 empty] | 0.92456 | 0
LCP_Inputs_ON_Diverse_2023_04_03 | 2022 | CH4 Import - NY 2050 | Import | Methane | PJ | Dispatch-Import | FuelCost | 0 | [6 empty] | 0.92456 | 0
LCP_Inputs_ON_Diverse_2023_04_03 | 2022 | CH4 Import - NY 2050 | Import | Methane | PJ | Dispatch-Import | VOM | 0 | [6 empty] | 0.92456 | 0
LCP_Inputs_ON_Diverse_2023_04_03 | 2022 | CH4 Import - NY 2050 | Import | Methane | QC | Dispatch-Import | EmissionsCost | 0 | [6 empty] | 0.92456 | 0
LCP_Inputs_ON_Diverse_2023_04_03 | 2022 | CH4 Import - NY 2050 | Import | Methane | QC | Dispatch-Import | FuelCost | 0 | [6 empty] | 0.92456 | 0
LCP_Inputs_ON_Diverse_2023_04_03 | 2022 | CH4 Import - NY 2050 | Import | Methane | QC | Dispatch-Import | VOM | 0 | [6 empty] | 0.92456 | 0
LCP_Inputs_ON_Diverse_2023_04_03 | 2022 | CH4 Import - NY 2050 | Import | Methane | WC | Dispatch-Import | EmissionsCost | 0 | [6 empty] | 0.92456 | 0
LCP_Inputs_ON_Diverse_2023_04_03 | 2022 | CH4 Import - NY 2050 | Import | Methane | WC | Dispatch-Import | FuelCost | 0 | [6 empty] | 0.92456 | 0
LCP_Inputs_ON_Diverse_2023_04_03 | 2022 | CH4 Import - NY 2050 | Import | Methane | WC | Dispatch-Import | VOM | 0 | [6 empty] | 0.92456 | 0
LCP_Inputs_ON_Diverse_2023_04_03 | 2022 | CH4 Import - WC 2020 | Import | Methane | MI | Dispatch-Import | EmissionsCost | 0 | [6 empty] | 0.92456 | 0
LCP_Inputs_ON_Diverse_2023_04_03 | 2022 | CH4 Import - WC 2020 | Import | Methane | MI | Dispatch-Import | FuelCost | 0 | [6 empty] | 0.92456 | 0
LCP_Inputs_ON_Diverse_2023_04_03 | 2022 | CH4 Import - WC 2020 | Import | Methane | MI | Dispatch-Import | VOM | 0 | [6 empty] | 0.92456 | 0
LCP_Inputs_ON_Diverse_2023_04_03 | 2022 | CH4 Import - WC 2020 | Import | Methane | NY | Dispatch-Import | EmissionsCost | 0 | [6 empty] | 0.92456 | 0
LCP_Inputs_ON_Diverse_2023_04_03 | 2022 | CH4 Import - WC 2020 | Import | Methane | NY | Dispatch-Import | FuelCost | 0 | [6 empty] | 0.92456 | 0
LCP_Inputs_ON_Diverse_2023_04_03 | 2022 | CH4 Import - WC 2020 | Import | Methane | NY | Dispatch-Import | VOM | 0 | [6 empty] | 0.92456 | 0
LCP_Inputs_ON_Diverse_2023_04_03 | 2022 | CH4 Import - WC 2020 | Import | Methane | ON | Dispatch-Import | EmissionsCost | 0 | [6 empty] | 0.92456 | 0
LCP_Inputs_ON_Diverse_2023_04_03 | 2022 | CH4 Import - WC 2020 | Import | Methane | ON | Dispatch-Import | FuelCost | 0 | [6 empty] | 0.92456 | 0
LCP_Inputs_ON_Diverse_2023_04_03 | 2022 | CH4 Import - WC 2020 | Import | Methane | ON | Dispatch-Import | VOM | 0 | [6 empty] | 0.92456 | 0
LCP_Inputs_ON_Diverse_2023_04_03 | 2022 | CH4 Import - WC 2020 | Import | Methane | PJ | Dispatch-Import | EmissionsCost | 0 | [6 empty] | 0.92456 | 0
LCP_Inputs_ON_Diverse_2023_04_03 | 2022 | CH4 Import - WC 2020 | Import | Methane | PJ | Dispatch-Import | FuelCost | 0 | [6 empty] | 0.92456 | 0
LCP_Inputs_ON_Diverse_2023_04_03 | 2022 | CH4 Import - WC 2020 | Import | Methane | PJ | Dispatch-Import | VOM | 0 | [6 empty] | 0.92456 | 0
LCP_Inputs_ON_Diverse_2023_04_03 | 2022 | CH4 Import - WC 2020 | Import | Methane | QC | Dispatch-Import | EmissionsCost | 0 | [6 empty] | 0.92456 | 0
LCP_Inputs_ON_Diverse_2023_04_03 | 2022 | CH4 Import - WC 2020 | Import | Methane | QC | Dispatch-Import | FuelCost | 0 | [6 empty] | 0.92456 | 0
LCP_Inputs_ON_Diverse_2023_04_03 | 2022 | CH4 Import - WC 2020 | Import | Methane | QC | Dispatch-Import | VOM | 0 | [6 empty] | 0.92456 | 0
LCP_Inputs_ON_Diverse_2023_04_03 | 2022 | CH4 Import - WC 2020 | Import | Methane | WC | Dispatch-Import | EmissionsCost | 1306945425.5377 | [6 empty] | 0.92456 | 1208344513.2561
LCP_Inputs_ON_Diverse_2023_04_03 | 2022 | CH4 Import - WC 2020 | Import | Methane | WC | Dispatch-Import | FuelCost | 1887630786.0789 | [6 empty] | 0.92456 | 1745220771.1528
LCP_Inputs_ON_Diverse_2023_04_03 | 2022 | CH4 Import - WC 2020 | Import | Methane | WC | Dispatch-Import | VOM | 0 | [6 empty] | 0.92456 | 0
LCP_Inputs_ON_Diverse_2023_04_03 | 2022 | CH4 Import - WC 2030 | Import | Methane | MI | Dispatch-Import | EmissionsCost | 0 | [6 empty] | 0.92456 | 0
LCP_Inputs_ON_Diverse_2023_04_03 | 2022 | CH4 Import - WC 2030 | Import | Methane | MI | Dispatch-Import | FuelCost | 0 | [6 empty] | 0.92456 | 0
LCP_Inputs_ON_Diverse_2023_04_03 | 2022 | CH4 Import - WC 2030 | Import | Methane | MI | Dispatch-Import | VOM | 0 | [6 empty] | 0.92456 | 0
LCP_Inputs_ON_Diverse_2023_04_03 | 2022 | CH4 Import - WC 2030 | Import | Methane | NY | Dispatch-Import | EmissionsCost | 0 | [6 empty] | 0.92456 | 0
LCP_Inputs_ON_Diverse_2023_04_03 | 2022 | CH4 Import - WC 2030 | Import | Methane | NY | Dispatch-Import | FuelCost | 0 | [6 empty] | 0.92456 | 0
LCP_Inputs_ON_Diverse_2023_04_03 | 2022 | CH4 Import - WC 2030 | Import | Methane | NY | Dispatch-Import | VOM | 0 | [6 empty] | 0.92456 | 0
LCP_Inputs_ON_Diverse_2023_04_03 | 2022 | CH4 Import - WC 2030 | Import | Methane | ON | Dispatch-Import | EmissionsCost | 0 | [6 empty] | 0.92456 | 0
LCP_Inputs_ON_Diverse_2023_04_03 | 2022 | CH4 Import - WC 2030 | Import | Methane | ON | Dispatch-Import | FuelCost | 0 | [6 empty] | 0.92456 | 0
LCP_Inputs_ON_Diverse_2023_04_03 | 2022 | CH4 Import - WC 2030 | Import | Methane | ON | Dispatch-Import | VOM | 0 | [6 empty] | 0.92456 | 0
LCP_Inputs_ON_Diverse_2023_04_03 | 2022 | CH4 Import - WC 2030 | Import | Methane | PJ | Dispatch-Import | EmissionsCost | 0 | [6 empty] | 0.92456 | 0
LCP_Inputs_ON_Diverse_2023_04_03 | 2022 | CH4 Import - WC 2030 | Import | Methane | PJ | Dispatch-Import | FuelCost | 0 | [6 empty] | 0.92456 | 0
LCP_Inputs_ON_Diverse_2023_04_03 | 2022 | CH4 Import - WC 2030 | Import | Methane | PJ | Dispatch-Import | VOM | 0 | [6 empty] | 0.92456 | 0
LCP_Inputs_ON_Diverse_2023_04_03 | 2022 | CH4 Import - WC 2030 | Import | Methane | QC | Dispatch-Import | EmissionsCost | 0 | [6 empty] | 0.92456 | 0
LCP_Inputs_ON_Diverse_2023_04_03 | 2022 | CH4 Import - WC 2030 | Import | Methane | QC | Dispatch-Import | FuelCost | 0 | [6 empty] | 0.92456 | 0
LCP_Inputs_ON_Diverse_2023_04_03 | 2022 | CH4 Import - WC 2030 | Import | Methane | QC | Dispatch-Import | VOM | 0 | [6 empty] | 0.92456 | 0
LCP_Inputs_ON_Diverse_2023_04_03 | 2022 | CH4 Import - WC 2030 | Import | Methane | WC | Dispatch-Import | EmissionsCost | 0 | [6 empty] | 0.92456 | 0
LCP_Inputs_ON_Diverse_2023_04_03 | 2022 | CH4 Import - WC 2030 | Import | Methane | WC | Dispatch-Import | FuelCost | 0 | [6 empty] | 0.92456 | 0
LCP_Inputs_ON_Diverse_2023_04_03 | 2022 | CH4 Import - WC 2030 | Import | Methane | WC | Dispatch-Import | VOM | 0 | [6 empty] | 0.92456 | 0
LCP_Inputs_ON_Diverse_2023_04_03 | 2022 | CH4 Import - WC 2040 | Import | Methane | MI | Dispatch-Import | EmissionsCost | 0 | [6 empty] | 0.92456 | 0
LCP_Inputs_ON_Diverse_2023_04_03 | 2022 | CH4 Import - WC 2040 | Import | Methane | MI | Dispatch-Import | FuelCost | 0 | [6 empty] | 0.92456 | 0
LCP_Inputs_ON_Diverse_2023_04_03 | 2022 | CH4 Import - WC 2040 | Import | Methane | MI | Dispatch-Import | VOM | 0 | [6 empty] | 0.92456 | 0
LCP_Inputs_ON_Diverse_2023_04_03 | 2022 | CH4 Import - WC 2040 | Import | Methane | NY | Dispatch-Import | EmissionsCost | 0 | [6 empty] | 0.92456 | 0
LCP_Inputs_ON_Diverse_2023_04_03 | 2022 | CH4 Import - WC 2040 | Import | Methane | NY | Dispatch-Import | FuelCost | 0 | [6 empty] | 0.92456 | 0
LCP_Inputs_ON_Diverse_2023_04_03 | 2022 | CH4 Import - WC 2040 | Import | Methane | NY | Dispatch-Import | VOM | 0 | [6 empty] | 0.92456 | 0
LCP_Inputs_ON_Diverse_2023_04_03 | 2022 | CH4 Import - WC 2040 | Import | Methane | ON | Dispatch-Import | EmissionsCost | 0 | [6 empty] | 0.92456 | 0
LCP_Inputs_ON_Diverse_2023_04_03 | 2022 | CH4 Import - WC 2040 | Import | Methane | ON | Dispatch-Import | FuelCost | 0 | [6 empty] | 0.92456 | 0
LCP_Inputs_ON_Diverse_2023_04_03 | 2022 | CH4 Import - WC 2040 | Import | Methane | ON | Dispatch-Import | VOM | 0 | [6 empty] | 0.92456 | 0
LCP_Inputs_ON_Diverse_2023_04_03 | 2022 | CH4 Import - WC 2040 | Import | Methane | PJ | Dispatch-Import | EmissionsCost | 0 | [6 empty] | 0.92456 | 0
LCP_Inputs_ON_Diverse_2023_04_03 | 2022 | CH4 Import - WC 2040 | Import | Methane | PJ | Dispatch-Import | FuelCost | 0 | [6 empty] | 0.92456 | 0
LCP_Inputs_ON_Diverse_2023_04_03 | 2022 | CH4 Import - WC 2040 | Import | Methane | PJ | Dispatch-Import | VOM | 0 | [6 empty] | 0.92456 | 0
LCP_Inputs_ON_Diverse_2023_04_03 | 2022 | CH4 Import - WC 2040 | Import | Methane | QC | Dispatch-Import | EmissionsCost | 0 | [6 empty] | 0.92456 | 0
LCP_Inputs_ON_Diverse_2023_04_03 | 2022 | CH4 Import - WC 2040 | Import | Methane | QC | Dispatch-Import | FuelCost | 0 | [6 empty] | 0.92456 | 0
LCP_Inputs_ON_Diverse_2023_04_03 | 2022 | CH4 Import - WC 2040 | Import | Methane | QC | Dispatch-Import | VOM | 0 | [6 empty] | 0.92456 | 0
LCP_Inputs_ON_Diverse_2023_04_03 | 2022 | CH4 Import - WC 2040 | Import | Methane | WC | Dispatch-Import | EmissionsCost | 0 | [6 empty] | 0.92456 | 0
LCP_Inputs_ON_Diverse_2023_04_03 | 2022 | CH4 Import - WC 2040 | Import | Methane | WC | Dispatch-Import | FuelCost | 0 | [6 empty] | 0.92456 | 0
LCP_Inputs_ON_Diverse_2023_04_03 | 2022 | CH4 Import - WC 2040 | Import | Methane | WC | Dispatch-Import | VOM | 0 | [6 empty] | 0.92456 | 0
LCP_Inputs_ON_Diverse_2023_04_03 | 2022 | CH4 Import - WC 2050 | Import | Methane | MI | Dispatch-Import | EmissionsCost | 0 | [6 empty] | 0.92456 | 0
LCP_Inputs_ON_Diverse_2023_04_03 | 2022 | CH4 Import - WC 2050 | Import | Methane | MI | Dispatch-Import | FuelCost | 0 | [6 empty] | 0.92456 | 0
LCP_Inputs_ON_Diverse_2023_04_03 | 2022 | CH4 Import - WC 2050 | Import | Methane | MI | Dispatch-Import | VOM | 0 | [6 empty] | 0.92456 | 0
LCP_Inputs_ON_Diverse_2023_04_03 | 2022 | CH4 Import - WC 2050 | Import | Methane | NY | Dispatch-Import | EmissionsCost | 0 | [6 empty] | 0.92456 | 0
LCP_Inputs_ON_Diverse_2023_04_03 | 2022 | CH4 Import - WC 2050 | Import | Methane | NY | Dispatch-Import | FuelCost | 0 | [6 empty] | 0.92456 | 0
LCP_Inputs_ON_Diverse_2023_04_03 | 2022 | CH4 Import - WC 2050 | Import | Methane | NY | Dispatch-Import | VOM | 0 | [6 empty] | 0.92456 | 0
LCP_Inputs_ON_Diverse_2023_04_03 | 2022 | CH4 Import - WC 2050 | Import | Methane | ON | Dispatch-Import | EmissionsCost | 0 | [6 empty] | 0.92456 | 0
LCP_Inputs_ON_Diverse_2023_04_03 | 2022 | CH4 Import - WC 2050 | Import | Methane | ON | Dispatch-Import | FuelCost | 0 | [6 empty] | 0.92456 | 0
LCP_Inputs_ON_Diverse_2023_04_03 | 2022 | CH4 Import - WC 2050 | Import | Methane | ON | Dispatch-Import | VOM | 0 | [6 empty] | 0.92456 | 0
LCP_Inputs_ON_Diverse_2023_04_03 | 2022 | CH4 Import - WC 2050 | Import | Methane | PJ | Dispatch-Import | EmissionsCost | 0 | [6 empty] | 0.92456 | 0
LCP_Inputs_ON_Diverse_2023_04_03 | 2022 | CH4 Import - WC 2050 | Import | Methane | PJ | Dispatch-Import | FuelCost | 0 | [6 empty] | 0.92456 | 0
LCP_Inputs_ON_Diverse_2023_04_03 | 2022 | CH4 Import - WC 2050 | Import | Methane | PJ | Dispatch-Import | VOM | 0 | [6 empty] | 0.92456 | 0
LCP_Inputs_ON_Diverse_2023_04_03 | 2022 | CH4 Import - WC 2050 | Import | Methane | QC | Dispatch-Import | EmissionsCost | 0 | [6 empty] | 0.92456 | 0
LCP_Inputs_ON_Diverse_2023_04_03 | 2022 | CH4 Import - WC 2050 | Import | Methane | QC | Dispatch-Import | FuelCost | 0 | [6 empty] | 0.92456 | 0
LCP_Inputs_ON_Diverse_2023_04_03 | 2022 | CH4 Import - WC 2050 | Import | Methane | QC | Dispatch-Import | VOM | 0 | [6 empty] | 0.92456 | 0
LCP_Inputs_ON_Diverse_2023_04_03 | 2022 | CH4 Import - WC 2050 | Import | Methane | WC | Dispatch-Import | EmissionsCost | 0 | [6 empty] | 0.92456 | 0
LCP_Inputs_ON_Diverse_2023_04_03 | 2022 | CH4 Import - WC 2050 | Import | Methane | WC | Dispatch-Import | FuelCost | 0 | [6 empty] | 0.92456 | 0
LCP_Inputs_ON_Diverse_2023_04_03 | 2022 | CH4 Import - WC 2050 | Import | Methane | WC | Dispatch-Import | VOM | 0 | [6 empty] | 0.92456 | 0
LCP_Inputs_ON_Diverse_2023_04_03 | 2022 | CH4 Salt Cavern Storage - ON | Storage | Methane | MI | Dispatch-Storage | EmissionsCost | 0 | [6 empty] | 0.92456 | 0
LCP_Inputs_ON_Diverse_2023_04_03 | 2022 | CH4 Salt Cavern Storage - ON | Storage | Methane | MI | Dispatch-Storage | FuelCost | 0 | [6 empty] | 0.92456 | 0
LCP_Inputs_ON_Diverse_2023_04_03 | 2022 | CH4 Salt Cavern Storage - ON | Storage | Methane | MI | Dispatch-Storage | VOM | 0 | [6 empty] | 0.92456 | 0
LCP_Inputs_ON_Diverse_2023_04_03 | 2022 | CH4 Salt Cavern Storage - ON | Storage | Methane | NY | Dispatch-Storage | EmissionsCost | 0 | [6 empty] | 0.92456 | 0
LCP_Inputs_ON_Diverse_2023_04_03 | 2022 | CH4 Salt Cavern Storage - ON | Storage | Methane | NY | Dispatch-Storage | FuelCost | 0 | [6 empty] | 0.92456 | 0
LCP_Inputs_ON_Diverse_2023_04_03 | 2022 | CH4 Salt Cavern Storage - ON | Storage | Methane | NY | Dispatch-Storage | VOM | 0 | [6 empty] | 0.92456 | 0
LCP_Inputs_ON_Diverse_2023_04_03 | 2022 | CH4 Salt Cavern Storage - ON | Storage | Methane | ON | Dispatch-Storage | EmissionsCost | 0 | [6 empty] | 0.92456 | 0
LCP_Inputs_ON_Diverse_2023_04_03 | 2022 | CH4 Salt Cavern Storage - ON | Storage | Methane | ON | Dispatch-Storage | FuelCost | 0 | [6 empty] | 0.92456 | 0
LCP_Inputs_ON_Diverse_2023_04_03 | 2022 | CH4 Salt Cavern Storage - ON | Storage | Methane | ON | Dispatch-Storage | VOM | 691417.795 | [6 empty] | 0.92456 | 639254.6181
LCP_Inputs_ON_Diverse_2023_04_03 | 2022 | CH4 Salt Cavern Storage - ON | Storage | Methane | PJ | Dispatch-Storage | EmissionsCost | 0 | [6 empty] | 0.92456 | 0
LCP_Inputs_ON_Diverse_2023_04_03 | 2022 | CH4 Salt Cavern Storage - ON | Storage | Methane | PJ | Dispatch-Storage | FuelCost | 0 | [6 empty] | 0.92456 | 0
LCP_Inputs_ON_Diverse_2023_04_03 | 2022 | CH4 Salt Cavern Storage - ON | Storage | Methane | PJ | Dispatch-Storage | VOM | 0 | [6 empty] | 0.92456 | 0
LCP_Inputs_ON_Diverse_2023_04_03 | 2022 | CH4 Salt Cavern Storage - ON | Storage | Methane | QC | Dispatch-Storage | EmissionsCost | 0 | [6 empty] | 0.92456 | 0
LCP_Inputs_ON_Diverse_2023_04_03 | 2022 | CH4 Salt Cavern Storage - ON | Storage | Methane | QC | Dispatch-Storage | FuelCost | 0 | [6 empty] | 0.92456 | 0
LCP_Inputs_ON_Diverse_2023_04_03 | 2022 | CH4 Salt Cavern Storage - ON | Storage | Methane | QC | Dispatch-Storage | VOM | 0 | [6 empty] | 0.92456 | 0
LCP_Inputs_ON_Diverse_2023_04_03 | 2022 | CH4 Salt Cavern Storage - ON | Storage | Methane | WC | Dispatch-Storage | EmissionsCost | 0 | [6 empty] | 0.92456 | 0
LCP_Inputs_ON_Diverse_2023_04_03 | 2022 | CH4 Salt Cavern Storage - ON | Storage | Methane | WC | Dispatch-Storage | FuelCost | 0 | [6 empty] | 0.92456 | 0
LCP_Inputs_ON_Diverse_2023_04_03 | 2022 | CH4 Salt Cavern Storage - ON | Storage | Methane | WC | Dispatch-Storage | VOM | 0 | [6 empty] | 0.92456 | 0
LCP_Inputs_ON_Diverse_2023_04_03 | 2022 | Electrolyser 2020/2030 | Crossload | Hydrogen | MI | Dispatch-Crossload | EmissionsCost | 0 | [6 empty] | 0.92456 | 0
LCP_Inputs_ON_Diverse_2023_04_03 | 2022 | Electrolyser 2020/2030 | Crossload | Hydrogen | MI | Dispatch-Crossload | FuelCost | 0 | [6 empty] | 0.92456 | 0
LCP_Inputs_ON_Diverse_2023_04_03 | 2022 | Electrolyser 2020/2030 | Crossload | Hydrogen | MI | Dispatch-Crossload | VOM | 0 | [6 empty] | 0.92456 | 0
LCP_Inputs_ON_Diverse_2023_04_03 | 2022 | Electrolyser 2020/2030 | Crossload | Hydrogen | NY | Dispatch-Crossload | EmissionsCost | 0 | [6 empty] | 0.92456 | 0
LCP_Inputs_ON_Diverse_2023_04_03 | 2022 | Electrolyser 2020/2030 | Crossload | Hydrogen | NY | Dispatch-Crossload | FuelCost | 0 | [6 empty] | 0.92456 | 0
LCP_Inputs_ON_Diverse_2023_04_03 | 2022 | Electrolyser 2020/2030 | Crossload | Hydrogen | NY | Dispatch-Crossload | VOM | 0 | [6 empty] | 0.92456 | 0
LCP_Inputs_ON_Diverse_2023_04_03 | 2022 | Electrolyser 2020/2030 | Crossload | Hydrogen | ON | Dispatch-Crossload | EmissionsCost | 0 | [6 empty] | 0.92456 | 0
LCP_Inputs_ON_Diverse_2023_04_03 | 2022 | Electrolyser 2020/2030 | Crossload | Hydrogen | ON | Dispatch-Crossload | FuelCost | 0 | [6 empty] | 0.92456 | 0
LCP_Inputs_ON_Diverse_2023_04_03 | 2022 | Electrolyser 2020/2030 | Crossload | Hydrogen | ON | Dispatch-Crossload | VOM | 0 | [6 empty] | 0.92456 | 0
LCP_Inputs_ON_Diverse_2023_04_03 | 2022 | Electrolyser 2020/2030 | Crossload | Hydrogen | PJ | Dispatch-Crossload | EmissionsCost | 0 | [6 empty] | 0.92456 | 0
LCP_Inputs_ON_Diverse_2023_04_03 | 2022 | Electrolyser 2020/2030 | Crossload | Hydrogen | PJ | Dispatch-Crossload | FuelCost | 0 | [6 empty] | 0.92456 | 0
LCP_Inputs_ON_Diverse_2023_04_03 | 2022 | Electrolyser 2020/2030 | Crossload | Hydrogen | PJ | Dispatch-Crossload | VOM | 0 | [6 empty] | 0.92456 | 0
LCP_Inputs_ON_Diverse_2023_04_03 | 2022 | Electrolyser 2020/2030 | Crossload | Hydrogen | QC | Dispatch-Crossload | EmissionsCost | 0 | [6 empty] | 0.92456 | 0
LCP_Inputs_ON_Diverse_2023_04_03 | 2022 | Electrolyser 2020/2030 | Crossload | Hydrogen | QC | Dispatch-Crossload | FuelCost | 0 | [6 empty] | 0.92456 | 0
LCP_Inputs_ON_Diverse_2023_04_03 | 2022 | Electrolyser 2020/2030 | Crossload | Hydrogen | QC | Dispatch-Crossload | VOM | 0 | [6 empty] | 0.92456 | 0
LCP_Inputs_ON_Diverse_2023_04_03 | 2022 | Electrolyser 2020/2030 | Crossload | Hydrogen | WC | Dispatch-Crossload | EmissionsCost | 0 | [6 empty] | 0.92456 | 0
LCP_Inputs_ON_Diverse_2023_04_03 | 2022 | Electrolyser 2020/2030 | Crossload | Hydrogen | WC | Dispatch-Crossload | FuelCost | 0 | [6 empty] | 0.92456 | 0
LCP_Inputs_ON_Diverse_2023_04_03 | 2022 | Electrolyser 2020/2030 | Crossload | Hydrogen | WC | Dispatch-Crossload | VOM | 0 | [6 empty] | 0.92456 | 0
LCP_Inputs_ON_Diverse_2023_04_03 | 2022 | Electrolyser 2040 | Crossload | Hydrogen | MI | Dispatch-Crossload | EmissionsCost | 0 | [6 empty] | 0.92456 | 0
LCP_Inputs_ON_Diverse_2023_04_03 | 2022 | Electrolyser 2040 | Crossload | Hydrogen | MI | Dispatch-Crossload | FuelCost | 0 | [6 empty] | 0.92456 | 0
LCP_Inputs_ON_Diverse_2023_04_03 | 2022 | Electrolyser 2040 | Crossload | Hydrogen | MI | Dispatch-Crossload | VOM | 0 | [6 empty] | 0.92456 | 0
LCP_Inputs_ON_Diverse_2023_04_03 | 2022 | Electrolyser 2040 | Crossload | Hydrogen | NY | Dispatch-Crossload | EmissionsCost | 0 | [6 empty] | 0.92456 | 0
LCP_Inputs_ON_Diverse_2023_04_03 | 2022 | Electrolyser 2040 | Crossload | Hydrogen | NY | Dispatch-Crossload | FuelCost | 0 | [6 empty] | 0.92456 | 0
LCP_Inputs_ON_Diverse_2023_04_03 | 2022 | Electrolyser 2040 | Crossload | Hydrogen | NY | Dispatch-Crossload | VOM | 0 | [6 empty] | 0.92456 | 0
LCP_Inputs_ON_Diverse_2023_04_03 | 2022 | Electrolyser 2040 | Crossload | Hydrogen | ON | Dispatch-Crossload | EmissionsCost | 0 | [6 empty] | 0.92456 | 0
LCP_Inputs_ON_Diverse_2023_04_03 | 2022 | Electrolyser 2040 | Crossload | Hydrogen | ON | Dispatch-Crossload | FuelCost | 0 | [6 empty] | 0.92456 | 0
LCP_Inputs_ON_Diverse_2023_04_03 | 2022 | Electrolyser 2040 | Crossload | Hydrogen | ON | Dispatch-Crossload | VOM | 0 | [6 empty] | 0.92456 | 0
LCP_Inputs_ON_Diverse_2023_04_03 | 2022 | Electrolyser 2040 | Crossload | Hydrogen | PJ | Dispatch-Crossload | EmissionsCost | 0 | [6 empty] | 0.92456 | 0
LCP_Inputs_ON_Diverse_2023_04_03 | 2022 | Electrolyser 2040 | Crossload | Hydrogen | PJ | Dispatch-Crossload | FuelCost | 0 | [6 empty] | 0.92456 | 0
LCP_Inputs_ON_Diverse_2023_04_03 | 2022 | Electrolyser 2040 | Crossload | Hydrogen | PJ | Dispatch-Crossload | VOM | 0 | [6 empty] | 0.92456 | 0
LCP_Inputs_ON_Diverse_2023_04_03 | 2022 | Electrolyser 2040 | Crossload | Hydrogen | QC | Dispatch-Crossload | EmissionsCost | 0 | [6 empty] | 0.92456 | 0
LCP_Inputs_ON_Diverse_2023_04_03 | 2022 | Electrolyser 2040 | Crossload | Hydrogen | QC | Dispatch-Crossload | FuelCost | 0 | [6 empty] | 0.92456 | 0
LCP_Inputs_ON_Diverse_2023_04_03 | 2022 | Electrolyser 2040 | Crossload | Hydrogen | QC | Dispatch-Crossload | VOM | 0 | [6 empty] | 0.92456 | 0
LCP_Inputs_ON_Diverse_2023_04_03 | 2022 | Electrolyser 2040 | Crossload | Hydrogen | WC | Dispatch-Crossload | EmissionsCost | 0 | [6 empty] | 0.92456 | 0
LCP_Inputs_ON_Diverse_2023_04_03 | 2022 | Electrolyser 2040 | Crossload | Hydrogen | WC | Dispatch-Crossload | FuelCost | 0 | [6 empty] | 0.92456 | 0
LCP_Inputs_ON_Diverse_2023_04_03 | 2022 | Electrolyser 2040 | Crossload | Hydrogen | WC | Dispatch-Crossload | VOM | 0 | [6 empty] | 0.92456 | 0
LCP_Inputs_ON_Diverse_2023_04_03 | 2022 | Electrolyser 2050 | Crossload | Hydrogen | MI | Dispatch-Crossload | EmissionsCost | 0 | [6 empty] | 0.92456 | 0
LCP_Inputs_ON_Diverse_2023_04_03 | 2022 | Electrolyser 2050 | Crossload | Hydrogen | MI | Dispatch-Crossload | FuelCost | 0 | [6 empty] | 0.92456 | 0
LCP_Inputs_ON_Diverse_2023_04_03 | 2022 | Electrolyser 2050 | Crossload | Hydrogen | MI | Dispatch-Crossload | VOM | 0 | [6 empty] | 0.92456 | 0
LCP_Inputs_ON_Diverse_2023_04_03 | 2022 | Electrolyser 2050 | Crossload | Hydrogen | NY | Dispatch-Crossload | EmissionsCost | 0 | [6 empty] | 0.92456 | 0
LCP_Inputs_ON_Diverse_2023_04_03 | 2022 | Electrolyser 2050 | Crossload | Hydrogen | NY | Dispatch-Crossload | FuelCost | 0 | [6 empty] | 0.92456 | 0
LCP_Inputs_ON_Diverse_2023_04_03 | 2022 | Electrolyser 2050 | Crossload | Hydrogen | NY | Dispatch-Crossload | VOM | 0 | [6 empty] | 0.92456 | 0
LCP_Inputs_ON_Diverse_2023_04_03 | 2022 | Electrolyser 2050 | Crossload | Hydrogen | ON | Dispatch-Crossload | EmissionsCost | 0 | [6 empty] | 0.92456 | 0
LCP_Inputs_ON_Diverse_2023_04_03 | 2022 | Electrolyser 2050 | Crossload | Hydrogen | ON | Dispatch-Crossload | FuelCost | 0 | [6 empty] | 0.92456 | 0
LCP_Inputs_ON_Diverse_2023_04_03 | 2022 | Electrolyser 2050 | Crossload | Hydrogen | ON | Dispatch-Crossload | VOM | 0 | [6 empty] | 0.92456 | 0
LCP_Inputs_ON_Diverse_2023_04_03 | 2022 | Electrolyser 2050 | Crossload | Hydrogen | PJ | Dispatch-Crossload | EmissionsCost | 0 | [6 empty] | 0.92456 | 0
LCP_Inputs_ON_Diverse_2023_04_03 | 2022 | Electrolyser 2050 | Crossload | Hydrogen | PJ | Dispatch-Crossload | FuelCost | 0 | [6 empty] | 0.92456 | 0
LCP_Inputs_ON_Diverse_2023_04_03 | 2022 | Electrolyser 2050 | Crossload | Hydrogen | PJ | Dispatch-Crossload | VOM | 0 | [6 empty] | 0.92456 | 0
LCP_Inputs_ON_Diverse_2023_04_03 | 2022 | Electrolyser 2050 | Crossload | Hydrogen | QC | Dispatch-Crossload | EmissionsCost | 0 | [6 empty] | 0.92456 | 0
LCP_Inputs_ON_Diverse_2023_04_03 | 2022 | Electrolyser 2050 | Crossload | Hydrogen | QC | Dispatch-Crossload | FuelCost | 0 | [6 empty] | 0.92456 | 0
LCP_Inputs_ON_Diverse_2023_04_03 | 2022 | Electrolyser 2050 | Crossload | Hydrogen | QC | Dispatch-Crossload | VOM | 0 | [6 empty] | 0.92456 | 0
LCP_Inputs_ON_Diverse_2023_04_03 | 2022 | Electrolyser 2050 | Crossload | Hydrogen | WC | Dispatch-Crossload | EmissionsCost | 0 | [6 empty] | 0.92456 | 0
LCP_Inputs_ON_Diverse_2023_04_03 | 2022 | Electrolyser 2050 | Crossload | Hydrogen | WC | Dispatch-Crossload | FuelCost | 0 | [6 empty] | 0.92456 | 0
LCP_Inputs_ON_Diverse_2023_04_03 | 2022 | Electrolyser 2050 | Crossload | Hydrogen | WC | Dispatch-Crossload | VOM | 0 | [6 empty] | 0.92456 | 0
LCP_Inputs_ON_Diverse_2023_04_03 | 2022 | Fossil Fuel Thermal (Coal, Peat, Oil) | Generation | Electricity | MI | Dispatch-Generation | EmissionsCost | 0 | [6 empty] | 0.92456 | 0
LCP_Inputs_ON_Diverse_2023_04_03 | 2022 | Fossil Fuel Thermal (Coal, Peat, Oil) | Generation | Electricity | MI | Dispatch-Generation | FuelCost | 0 | [6 empty] | 0.92456 | 0
LCP_Inputs_ON_Diverse_2023_04_03 | 2022 | Fossil Fuel Thermal (Coal, Peat, Oil) | Generation | Electricity | MI | Dispatch-Generation | VOM | 0 | [6 empty] | 0.92456 | 0
LCP_Inputs_ON_Diverse_2023_04_03 | 2022 | Fossil Fuel Thermal (Coal, Peat, Oil) | Generation | Electricity | NY | Dispatch-Generation | EmissionsCost | 0 | [6 empty] | 0.92456 | 0
LCP_Inputs_ON_Diverse_2023_04_03 | 2022 | Fossil Fuel Thermal (Coal, Peat, Oil) | Generation | Electricity | NY | Dispatch-Generation | FuelCost | 0 | [6 empty] | 0.92456 | 0
LCP_Inputs_ON_Diverse_2023_04_03 | 2022 | Fossil Fuel Thermal (Coal, Peat, Oil) | Generation | Electricity | NY | Dispatch-Generation | VOM | 0 | [6 empty] | 0.92456 | 0
LCP_Inputs_ON_Diverse_2023_04_03 | 2022 | Fossil Fuel Thermal (Coal, Peat, Oil) | Generation | Electricity | ON | Dispatch-Generation | EmissionsCost | 0 | [6 empty] | 0.92456 | 0
LCP_Inputs_ON_Diverse_2023_04_03 | 2022 | Fossil Fuel Thermal (Coal, Peat, Oil) | Generation | Electricity | ON | Dispatch-Generation | FuelCost | 0 | [6 empty] | 0.92456 | 0
LCP_Inputs_ON_Diverse_2023_04_03 | 2022 | Fossil Fuel Thermal (Coal, Peat, Oil) | Generation | Electricity | ON | Dispatch-Generation | VOM | 0 | [6 empty] | 0.92456 | 0
LCP_Inputs_ON_Diverse_2023_04_03 | 2022 | Fossil Fuel Thermal (Coal, Peat, Oil) | Generation | Electricity | PJ | Dispatch-Generation | EmissionsCost | 0 | [6 empty] | 0.92456 | 0
LCP_Inputs_ON_Diverse_2023_04_03 | 2022 | Fossil Fuel Thermal (Coal, Peat, Oil) | Generation | Electricity | PJ | Dispatch-Generation | FuelCost | 0 | [6 empty] | 0.92456 | 0
LCP_Inputs_ON_Diverse_2023_04_03 | 2022 | Fossil Fuel Thermal (Coal, Peat, Oil) | Generation | Electricity | PJ | Dispatch-Generation | VOM | 0 | [6 empty] | 0.92456 | 0
LCP_Inputs_ON_Diverse_2023_04_03 | 2022 | Fossil Fuel Thermal (Coal, Peat, Oil) | Generation | Electricity | QC | Dispatch-Generation | EmissionsCost | 0 | [6 empty] | 0.92456 | 0
LCP_Inputs_ON_Diverse_2023_04_03 | 2022 | Fossil Fuel Thermal (Coal, Peat, Oil) | Generation | Electricity | QC | Dispatch-Generation | FuelCost | 0 | [6 empty] | 0.92456 | 0
LCP_Inputs_ON_Diverse_2023_04_03 | 2022 | Fossil Fuel Thermal (Coal, Peat, Oil) | Generation | Electricity | QC | Dispatch-Generation | VOM | 0 | [6 empty] | 0.92456 | 0
LCP_Inputs_ON_Diverse_2023_04_03 | 2022 | Fossil Fuel Thermal (Coal, Peat, Oil) | Generation | Electricity | WC | Dispatch-Generation | EmissionsCost | 0 | [6 empty] | 0.92456 | 0
LCP_Inputs_ON_Diverse_2023_04_03 | 2022 | Fossil Fuel Thermal (Coal, Peat, Oil) | Generation | Electricity | WC | Dispatch-Generation | FuelCost | 0 | [6 empty] | 0.92456 | 0
LCP_Inputs_ON_Diverse_2023_04_03 | 2022 | Fossil Fuel Thermal (Coal, Peat, Oil) | Generation | Electricity | WC | Dispatch-Generation | VOM | 0 | [6 empty] | 0.92456 | 0
LCP_Inputs_ON_Diverse_2023_04_03 | 2022 | Generic - Generator | Generation | Electricity | MI | Dispatch-Generation | EmissionsCost | 0 | [6 empty] | 0.92456 | 0
LCP_Inputs_ON_Diverse_2023_04_03 | 2022 | Generic - Generator | Generation | Electricity | MI | Dispatch-Generation | FuelCost | 3914188137.327 | [6 empty] | 0.92456 | 3618886961.286
LCP_Inputs_ON_Diverse_2023_04_03 | 2022 | Generic - Generator | Generation | Electricity | MI | Dispatch-Generation | VOM | 404955202.3516 | [6 empty] | 0.92456 | 374403848.328
LCP_Inputs_ON_Diverse_2023_04_03 | 2022 | Generic - Generator | Generation | Electricity | NY | Dispatch-Generation | EmissionsCost | 0 | [6 empty] | 0.92456 | 0
LCP_Inputs_ON_Diverse_2023_04_03 | 2022 | Generic - Generator | Generation | Electricity | NY | Dispatch-Generation | FuelCost | 1633248891.2382 | [6 empty] | 0.92456 | 1510030409.7986
LCP_Inputs_ON_Diverse_2023_04_03 | 2022 | Generic - Generator | Generation | Electricity | NY | Dispatch-Generation | VOM | 168973133.6454 | [6 empty] | 0.92456 | 156225160.545
LCP_Inputs_ON_Diverse_2023_04_03 | 2022 | Generic - Generator | Generation | Electricity | ON | Dispatch-Generation | EmissionsCost | 0 | [6 empty] | 0.92456 | 0
LCP_Inputs_ON_Diverse_2023_04_03 | 2022 | Generic - Generator | Generation | Electricity | ON | Dispatch-Generation | FuelCost | 0 | [6 empty] | 0.92456 | 0
LCP_Inputs_ON_Diverse_2023_04_03 | 2022 | Generic - Generator | Generation | Electricity | ON | Dispatch-Generation | VOM | 0 | [6 empty] | 0.92456 | 0
LCP_Inputs_ON_Diverse_2023_04_03 | 2022 | Generic - Generator | Generation | Electricity | PJ | Dispatch-Generation | EmissionsCost | 0 | [6 empty] | 0.92456 | 0
LCP_Inputs_ON_Diverse_2023_04_03 | 2022 | Generic - Generator | Generation | Electricity | PJ | Dispatch-Generation | FuelCost | 14422259590.9655 | [6 empty] | 0.92456 | 13334189710.582
LCP_Inputs_ON_Diverse_2023_04_03 | 2022 | Generic - Generator | Generation | Electricity | PJ | Dispatch-Generation | VOM | 1492102281.7812 | [6 empty] | 0.92456 | 1379532435.0788
LCP_Inputs_ON_Diverse_2023_04_03 | 2022 | Generic - Generator | Generation | Electricity | QC | Dispatch-Generation | EmissionsCost | 0 | [6 empty] | 0.92456 | 0
LCP_Inputs_ON_Diverse_2023_04_03 | 2022 | Generic - Generator | Generation | Electricity | QC | Dispatch-Generation | FuelCost | 0 | [6 empty] | 0.92456 | 0
LCP_Inputs_ON_Diverse_2023_04_03 | 2022 | Generic - Generator | Generation | Electricity | QC | Dispatch-Generation | VOM | 0 | [6 empty] | 0.92456 | 0
LCP_Inputs_ON_Diverse_2023_04_03 | 2022 | Generic - Generator | Generation | Electricity | WC | Dispatch-Generation | EmissionsCost | 0 | [6 empty] | 0.92456 | 0
LCP_Inputs_ON_Diverse_2023_04_03 | 2022 | Generic - Generator | Generation | Electricity | WC | Dispatch-Generation | FuelCost | 1069473.0011 | [6 empty] | 0.92456 | 988787.9078
LCP_Inputs_ON_Diverse_2023_04_03 | 2022 | Generic - Generator | Generation | Electricity | WC | Dispatch-Generation | VOM | 110645.8454 | [6 empty] | 0.92456 | 102298.3038
LCP_Inputs_ON_Diverse_2023_04_03 | 2022 | H2 Import - QC | Import | Hydrogen | MI | Dispatch-Import | EmissionsCost | 0 | [6 empty] | 0.92456 | 0
LCP_Inputs_ON_Diverse_2023_04_03 | 2022 | H2 Import - QC | Import | Hydrogen | MI | Dispatch-Import | FuelCost | 0 | [6 empty] | 0.92456 | 0
LCP_Inputs_ON_Diverse_2023_04_03 | 2022 | H2 Import - QC | Import | Hydrogen | MI | Dispatch-Import | VOM | 0 | [6 empty] | 0.92456 | 0
LCP_Inputs_ON_Diverse_2023_04_03 | 2022 | H2 Import - QC | Import | Hydrogen | NY | Dispatch-Import | EmissionsCost | 0 | [6 empty] | 0.92456 | 0
LCP_Inputs_ON_Diverse_2023_04_03 | 2022 | H2 Import - QC | Import | Hydrogen | NY | Dispatch-Import | FuelCost | 0 | [6 empty] | 0.92456 | 0
LCP_Inputs_ON_Diverse_2023_04_03 | 2022 | H2 Import - QC | Import | Hydrogen | NY | Dispatch-Import | VOM | 0 | [6 empty] | 0.92456 | 0
LCP_Inputs_ON_Diverse_2023_04_03 | 2022 | H2 Import - QC | Import | Hydrogen | ON | Dispatch-Import | EmissionsCost | 0 | [6 empty] | 0.92456 | 0
LCP_Inputs_ON_Diverse_2023_04_03 | 2022 | H2 Import - QC | Import | Hydrogen | ON | Dispatch-Import | FuelCost | 0 | [6 empty] | 0.92456 | 0
LCP_Inputs_ON_Diverse_2023_04_03 | 2022 | H2 Import - QC | Import | Hydrogen | ON | Dispatch-Import | VOM | 0 | [6 empty] | 0.92456 | 0
LCP_Inputs_ON_Diverse_2023_04_03 | 2022 | H2 Import - QC | Import | Hydrogen | PJ | Dispatch-Import | EmissionsCost | 0 | [6 empty] | 0.92456 | 0
LCP_Inputs_ON_Diverse_2023_04_03 | 2022 | H2 Import - QC | Import | Hydrogen | PJ | Dispatch-Import | FuelCost | 0 | [6 empty] | 0.92456 | 0
LCP_Inputs_ON_Diverse_2023_04_03 | 2022 | H2 Import - QC | Import | Hydrogen | PJ | Dispatch-Import | VOM | 0 | [6 empty] | 0.92456 | 0
LCP_Inputs_ON_Diverse_2023_04_03 | 2022 | H2 Import - QC | Import | Hydrogen | QC | Dispatch-Import | EmissionsCost | 0 | [6 empty] | 0.92456 | 0
LCP_Inputs_ON_Diverse_2023_04_03 | 2022 | H2 Import - QC | Import | Hydrogen | QC | Dispatch-Import | FuelCost | 0 | [6 empty] | 0.92456 | 0
LCP_Inputs_ON_Diverse_2023_04_03 | 2022 | H2 Import - QC | Import | Hydrogen | QC | Dispatch-Import | VOM | 0 | [6 empty] | 0.92456 | 0
LCP_Inputs_ON_Diverse_2023_04_03 | 2022 | H2 Import - QC | Import | Hydrogen | WC | Dispatch-Import | EmissionsCost | 0 | [6 empty] | 0.92456 | 0
LCP_Inputs_ON_Diverse_2023_04_03 | 2022 | H2 Import - QC | Import | Hydrogen | WC | Dispatch-Import | FuelCost | 0 | [6 empty] | 0.92456 | 0
LCP_Inputs_ON_Diverse_2023_04_03 | 2022 | H2 Import - QC | Import | Hydrogen | WC | Dispatch-Import | VOM | 0 | [6 empty] | 0.92456 | 0
LCP_Inputs_ON_Diverse_2023_04_03 | 2022 | H2 Import - WC | Import | Hydrogen | MI | Dispatch-Import | EmissionsCost | 0 | [6 empty] | 0.92456 | 0
LCP_Inputs_ON_Diverse_2023_04_03 | 2022 | H2 Import - WC | Import | Hydrogen | MI | Dispatch-Import | FuelCost | 0 | [6 empty] | 0.92456 | 0
LCP_Inputs_ON_Diverse_2023_04_03 | 2022 | H2 Import - WC | Import | Hydrogen | MI | Dispatch-Import | VOM | 0 | [6 empty] | 0.92456 | 0
LCP_Inputs_ON_Diverse_2023_04_03 | 2022 | H2 Import - WC | Import | Hydrogen | NY | Dispatch-Import | EmissionsCost | 0 | [6 empty] | 0.92456 | 0
LCP_Inputs_ON_Diverse_2023_04_03 | 2022 | H2 Import - WC | Import | Hydrogen | NY | Dispatch-Import | FuelCost | 0 | [6 empty] | 0.92456 | 0
LCP_Inputs_ON_Diverse_2023_04_03 | 2022 | H2 Import - WC | Import | Hydrogen | NY | Dispatch-Import | VOM | 0 | [6 empty] | 0.92456 | 0
LCP_Inputs_ON_Diverse_2023_04_03 | 2022 | H2 Import - WC | Import | Hydrogen | ON | Dispatch-Import | EmissionsCost | 0 | [6 empty] | 0.92456 | 0
LCP_Inputs_ON_Diverse_2023_04_03 | 2022 | H2 Import - WC | Import | Hydrogen | ON | Dispatch-Import | FuelCost | 0 | [6 empty] | 0.92456 | 0
LCP_Inputs_ON_Diverse_2023_04_03 | 2022 | H2 Import - WC | Import | Hydrogen | ON | Dispatch-Import | VOM | 0 | [6 empty] | 0.92456 | 0
LCP_Inputs_ON_Diverse_2023_04_03 | 2022 | H2 Import - WC | Import | Hydrogen | PJ | Dispatch-Import | EmissionsCost | 0 | [6 empty] | 0.92456 | 0
LCP_Inputs_ON_Diverse_2023_04_03 | 2022 | H2 Import - WC | Import | Hydrogen | PJ | Dispatch-Import | FuelCost | 0 | [6 empty] | 0.92456 | 0
LCP_Inputs_ON_Diverse_2023_04_03 | 2022 | H2 Import - WC | Import | Hydrogen | PJ | Dispatch-Import | VOM | 0 | [6 empty] | 0.92456 | 0
LCP_Inputs_ON_Diverse_2023_04_03 | 2022 | H2 Import - WC | Import | Hydrogen | QC | Dispatch-Import | EmissionsCost | 0 | [6 empty] | 0.92456 | 0
LCP_Inputs_ON_Diverse_2023_04_03 | 2022 | H2 Import - WC | Import | Hydrogen | QC | Dispatch-Import | FuelCost | 0 | [6 empty] | 0.92456 | 0
LCP_Inputs_ON_Diverse_2023_04_03 | 2022 | H2 Import - WC | Import | Hydrogen | QC | Dispatch-Import | VOM | 0 | [6 empty] | 0.92456 | 0
LCP_Inputs_ON_Diverse_2023_04_03 | 2022 | H2 Import - WC | Import | Hydrogen | WC | Dispatch-Import | EmissionsCost | 0 | [6 empty] | 0.92456 | 0
LCP_Inputs_ON_Diverse_2023_04_03 | 2022 | H2 Import - WC | Import | Hydrogen | WC | Dispatch-Import | FuelCost | 0 | [6 empty] | 0.92456 | 0
LCP_Inputs_ON_Diverse_2023_04_03 | 2022 | H2 Import - WC | Import | Hydrogen | WC | Dispatch-Import | VOM | 0 | [6 empty] | 0.92456 | 0
LCP_Inputs_ON_Diverse_2023_04_03 | 2022 | H2 Salt Cavern Storage - ON | Storage | Hydrogen | MI | Dispatch-Storage | EmissionsCost | 0 | [6 empty] | 0.92456 | 0
LCP_Inputs_ON_Diverse_2023_04_03 | 2022 | H2 Salt Cavern Storage - ON | Storage | Hydrogen | MI | Dispatch-Storage | FuelCost | 0 | [6 empty] | 0.92456 | 0
LCP_Inputs_ON_Diverse_2023_04_03 | 2022 | H2 Salt Cavern Storage - ON | Storage | Hydrogen | MI | Dispatch-Storage | VOM | 0 | [6 empty] | 0.92456 | 0
LCP_Inputs_ON_Diverse_2023_04_03 | 2022 | H2 Salt Cavern Storage - ON | Storage | Hydrogen | NY | Dispatch-Storage | EmissionsCost | 0 | [6 empty] | 0.92456 | 0
LCP_Inputs_ON_Diverse_2023_04_03 | 2022 | H2 Salt Cavern Storage - ON | Storage | Hydrogen | NY | Dispatch-Storage | FuelCost | 0 | [6 empty] | 0.92456 | 0
LCP_Inputs_ON_Diverse_2023_04_03 | 2022 | H2 Salt Cavern Storage - ON | Storage | Hydrogen | NY | Dispatch-Storage | VOM | 0 | [6 empty] | 0.92456 | 0
LCP_Inputs_ON_Diverse_2023_04_03 | 2022 | H2 Salt Cavern Storage - ON | Storage | Hydrogen | ON | Dispatch-Storage | EmissionsCost | 0 | [6 empty] | 0.92456 | 0
LCP_Inputs_ON_Diverse_2023_04_03 | 2022 | H2 Salt Cavern Storage - ON | Storage | Hydrogen | ON | Dispatch-Storage | FuelCost | 0 | [6 empty] | 0.92456 | 0
LCP_Inputs_ON_Diverse_2023_04_03 | 2022 | H2 Salt Cavern Storage - ON | Storage | Hydrogen | ON | Dispatch-Storage | VOM | 0 | [6 empty] | 0.92456 | 0
LCP_Inputs_ON_Diverse_2023_04_03 | 2022 | H2 Salt Cavern Storage - ON | Storage | Hydrogen | PJ | Dispatch-Storage | EmissionsCost | 0 | [6 empty] | 0.92456 | 0
LCP_Inputs_ON_Diverse_2023_04_03 | 2022 | H2 Salt Cavern Storage - ON | Storage | Hydrogen | PJ | Dispatch-Storage | FuelCost | 0 | [6 empty] | 0.92456 | 0
LCP_Inputs_ON_Diverse_2023_04_03 | 2022 | H2 Salt Cavern Storage - ON | Storage | Hydrogen | PJ | Dispatch-Storage | VOM | 0 | [6 empty] | 0.92456 | 0
LCP_Inputs_ON_Diverse_2023_04_03 | 2022 | H2 Salt Cavern Storage - ON | Storage | Hydrogen | QC | Dispatch-Storage | EmissionsCost | 0 | [6 empty] | 0.92456 | 0
LCP_Inputs_ON_Diverse_2023_04_03 | 2022 | H2 Salt Cavern Storage - ON | Storage | Hydrogen | QC | Dispatch-Storage | FuelCost | 0 | [6 empty] | 0.92456 | 0
LCP_Inputs_ON_Diverse_2023_04_03 | 2022 | H2 Salt Cavern Storage - ON | Storage | Hydrogen | QC | Dispatch-Storage | VOM | 0 | [6 empty] | 0.92456 | 0
LCP_Inputs_ON_Diverse_2023_04_03 | 2022 | H2 Salt Cavern Storage - ON | Storage | Hydrogen | WC | Dispatch-Storage | EmissionsCost | 0 | [6 empty] | 0.92456 | 0
LCP_Inputs_ON_Diverse_2023_04_03 | 2022 | H2 Salt Cavern Storage - ON | Storage | Hydrogen | WC | Dispatch-Storage | FuelCost | 0 | [6 empty] | 0.92456 | 0
LCP_Inputs_ON_Diverse_2023_04_03 | 2022 | H2 Salt Cavern Storage - ON | Storage | Hydrogen | WC | Dispatch-Storage | VOM | 0 | [6 empty] | 0.92456 | 0
LCP_Inputs_ON_Diverse_2023_04_03 | 2022 | Hydro | Generation | Electricity | MI | Dispatch-Generation | EmissionsCost | 0 | [6 empty] | 0.92456 | 0
LCP_Inputs_ON_Diverse_2023_04_03 | 2022 | Hydro | Generation | Electricity | MI | Dispatch-Generation | FuelCost | 0 | [6 empty] | 0.92456 | 0
LCP_Inputs_ON_Diverse_2023_04_03 | 2022 | Hydro | Generation | Electricity | MI | Dispatch-Generation | VOM | 0 | [6 empty] | 0.92456 | 0
LCP_Inputs_ON_Diverse_2023_04_03 | 2022 | Hydro | Generation | Electricity | NY | Dispatch-Generation | EmissionsCost | 0 | [6 empty] | 0.92456 | 0
LCP_Inputs_ON_Diverse_2023_04_03 | 2022 | Hydro | Generation | Electricity | NY | Dispatch-Generation | FuelCost | 0 | [6 empty] | 0.92456 | 0
LCP_Inputs_ON_Diverse_2023_04_03 | 2022 | Hydro | Generation | Electricity | NY | Dispatch-Generation | VOM | 0 | [6 empty] | 0.92456 | 0
LCP_Inputs_ON_Diverse_2023_04_03 | 2022 | Hydro | Generation | Electricity | ON | Dispatch-Generation | EmissionsCost | 0 | [6 empty] | 0.92456 | 0
LCP_Inputs_ON_Diverse_2023_04_03 | 2022 | Hydro | Generation | Electricity | ON | Dispatch-Generation | FuelCost | 0 | [6 empty] | 0.92456 | 0
LCP_Inputs_ON_Diverse_2023_04_03 | 2022 | Hydro | Generation | Electricity | ON | Dispatch-Generation | VOM | 0 | [6 empty] | 0.92456 | 0
LCP_Inputs_ON_Diverse_2023_04_03 | 2022 | Hydro | Generation | Electricity | PJ | Dispatch-Generation | EmissionsCost | 0 | [6 empty] | 0.92456 | 0
LCP_Inputs_ON_Diverse_2023_04_03 | 2022 | Hydro | Generation | Electricity | PJ | Dispatch-Generation | FuelCost | 0 | [6 empty] | 0.92456 | 0
LCP_Inputs_ON_Diverse_2023_04_03 | 2022 | Hydro | Generation | Electricity | PJ | Dispatch-Generation | VOM | 0 | [6 empty] | 0.92456 | 0
LCP_Inputs_ON_Diverse_2023_04_03 | 2022 | Hydro | Generation | Electricity | QC | Dispatch-Generation | EmissionsCost | 0 | [6 empty] | 0.92456 | 0
LCP_Inputs_ON_Diverse_2023_04_03 | 2022 | Hydro | Generation | Electricity | QC | Dispatch-Generation | FuelCost | 0 | [6 empty] | 0.92456 | 0
LCP_Inputs_ON_Diverse_2023_04_03 | 2022 | Hydro | Generation | Electricity | QC | Dispatch-Generation | VOM | 0 | [6 empty] | 0.92456 | 0
LCP_Inputs_ON_Diverse_2023_04_03 | 2022 | Hydro | Generation | Electricity | WC | Dispatch-Generation | EmissionsCost | 0 | [6 empty] | 0.92456 | 0
LCP_Inputs_ON_Diverse_2023_04_03 | 2022 | Hydro | Generation | Electricity | WC | Dispatch-Generation | FuelCost | 0 | [6 empty] | 0.92456 | 0
LCP_Inputs_ON_Diverse_2023_04_03 | 2022 | Hydro | Generation | Electricity | WC | Dispatch-Generation | VOM | 0 | [6 empty] | 0.92456 | 0
LCP_Inputs_ON_Diverse_2023_04_03 | 2022 | Hydro Pumped Storage | Storage | Electricity | MI | Dispatch-Storage | EmissionsCost | 0 | [6 empty] | 0.92456 | 0
LCP_Inputs_ON_Diverse_2023_04_03 | 2022 | Hydro Pumped Storage | Storage | Electricity | MI | Dispatch-Storage | FuelCost | 0 | [6 empty] | 0.92456 | 0
LCP_Inputs_ON_Diverse_2023_04_03 | 2022 | Hydro Pumped Storage | Storage | Electricity | MI | Dispatch-Storage | VOM | 0 | [6 empty] | 0.92456 | 0
LCP_Inputs_ON_Diverse_2023_04_03 | 2022 | Hydro Pumped Storage | Storage | Electricity | NY | Dispatch-Storage | EmissionsCost | 0 | [6 empty] | 0.92456 | 0
LCP_Inputs_ON_Diverse_2023_04_03 | 2022 | Hydro Pumped Storage | Storage | Electricity | NY | Dispatch-Storage | FuelCost | 0 | [6 empty] | 0.92456 | 0
LCP_Inputs_ON_Diverse_2023_04_03 | 2022 | Hydro Pumped Storage | Storage | Electricity | NY | Dispatch-Storage | VOM | 0 | [6 empty] | 0.92456 | 0
LCP_Inputs_ON_Diverse_2023_04_03 | 2022 | Hydro Pumped Storage | Storage | Electricity | ON | Dispatch-Storage | EmissionsCost | 0 | [6 empty] | 0.92456 | 0
LCP_Inputs_ON_Diverse_2023_04_03 | 2022 | Hydro Pumped Storage | Storage | Electricity | ON | Dispatch-Storage | FuelCost | 0 | [6 empty] | 0.92456 | 0
LCP_Inputs_ON_Diverse_2023_04_03 | 2022 | Hydro Pumped Storage | Storage | Electricity | ON | Dispatch-Storage | VOM | 0 | [6 empty] | 0.92456 | 0
LCP_Inputs_ON_Diverse_2023_04_03 | 2022 | Hydro Pumped Storage | Storage | Electricity | PJ | Dispatch-Storage | EmissionsCost | 0 | [6 empty] | 0.92456 | 0
LCP_Inputs_ON_Diverse_2023_04_03 | 2022 | Hydro Pumped Storage | Storage | Electricity | PJ | Dispatch-Storage | FuelCost | 0 | [6 empty] | 0.92456 | 0
LCP_Inputs_ON_Diverse_2023_04_03 | 2022 | Hydro Pumped Storage | Storage | Electricity | PJ | Dispatch-Storage | VOM | 0 | [6 empty] | 0.92456 | 0
LCP_Inputs_ON_Diverse_2023_04_03 | 2022 | Hydro Pumped Storage | Storage | Electricity | QC | Dispatch-Storage | EmissionsCost | 0 | [6 empty] | 0.92456 | 0
LCP_Inputs_ON_Diverse_2023_04_03 | 2022 | Hydro Pumped Storage | Storage | Electricity | QC | Dispatch-Storage | FuelCost | 0 | [6 empty] | 0.92456 | 0
LCP_Inputs_ON_Diverse_2023_04_03 | 2022 | Hydro Pumped Storage | Storage | Electricity | QC | Dispatch-Storage | VOM | 0 | [6 empty] | 0.92456 | 0
LCP_Inputs_ON_Diverse_2023_04_03 | 2022 | Hydro Pumped Storage | Storage | Electricity | WC | Dispatch-Storage | EmissionsCost | 0 | [6 empty] | 0.92456 | 0
LCP_Inputs_ON_Diverse_2023_04_03 | 2022 | Hydro Pumped Storage | Storage | Electricity | WC | Dispatch-Storage | FuelCost | 0 | [6 empty] | 0.92456 | 0
LCP_Inputs_ON_Diverse_2023_04_03 | 2022 | Hydro Pumped Storage | Storage | Electricity | WC | Dispatch-Storage | VOM | 0 | [6 empty] | 0.92456 | 0
LCP_Inputs_ON_Diverse_2023_04_03 | 2022 | Nuclear | Generation | Electricity | MI | Dispatch-Generation | EmissionsCost | 0 | [6 empty] | 0.92456 | 0
LCP_Inputs_ON_Diverse_2023_04_03 | 2022 | Nuclear | Generation | Electricity | MI | Dispatch-Generation | FuelCost | 0 | [6 empty] | 0.92456 | 0
LCP_Inputs_ON_Diverse_2023_04_03 | 2022 | Nuclear | Generation | Electricity | MI | Dispatch-Generation | VOM | 3301336446.912 | [6 empty] | 0.92456 | 3052271123.2544
LCP_Inputs_ON_Diverse_2023_04_03 | 2022 | Nuclear | Generation | Electricity | NY | Dispatch-Generation | EmissionsCost | 0 | [6 empty] | 0.92456 | 0
LCP_Inputs_ON_Diverse_2023_04_03 | 2022 | Nuclear | Generation | Electricity | NY | Dispatch-Generation | FuelCost | 0 | [6 empty] | 0.92456 | 0
LCP_Inputs_ON_Diverse_2023_04_03 | 2022 | Nuclear | Generation | Electricity | NY | Dispatch-Generation | VOM | 2246155230.144 | [6 empty] | 0.92456 | 2076696773.432
LCP_Inputs_ON_Diverse_2023_04_03 | 2022 | Nuclear | Generation | Electricity | ON | Dispatch-Generation | EmissionsCost | 0 | [6 empty] | 0.92456 | 0
LCP_Inputs_ON_Diverse_2023_04_03 | 2022 | Nuclear | Generation | Electricity | ON | Dispatch-Generation | FuelCost | 0 | [6 empty] | 0.92456 | 0
LCP_Inputs_ON_Diverse_2023_04_03 | 2022 | Nuclear | Generation | Electricity | ON | Dispatch-Generation | VOM | 8790266640.96 | [6 empty] | 0.92456 | 8127095636.9823
LCP_Inputs_ON_Diverse_2023_04_03 | 2022 | Nuclear | Generation | Electricity | PJ | Dispatch-Generation | EmissionsCost | 0 | [6 empty] | 0.92456 | 0
LCP_Inputs_ON_Diverse_2023_04_03 | 2022 | Nuclear | Generation | Electricity | PJ | Dispatch-Generation | FuelCost | 0 | [6 empty] | 0.92456 | 0
LCP_Inputs_ON_Diverse_2023_04_03 | 2022 | Nuclear | Generation | Electricity | PJ | Dispatch-Generation | VOM | 9110487814.4448 | [6 empty] | 0.92456 | 8423158112.4675
LCP_Inputs_ON_Diverse_2023_04_03 | 2022 | Nuclear | Generation | Electricity | QC | Dispatch-Generation | EmissionsCost | 0 | [6 empty] | 0.92456 | 0
LCP_Inputs_ON_Diverse_2023_04_03 | 2022 | Nuclear | Generation | Electricity | QC | Dispatch-Generation | FuelCost | 0 | [6 empty] | 0.92456 | 0
LCP_Inputs_ON_Diverse_2023_04_03 | 2022 | Nuclear | Generation | Electricity | QC | Dispatch-Generation | VOM | 0 | [6 empty] | 0.92456 | 0
LCP_Inputs_ON_Diverse_2023_04_03 | 2022 | Nuclear | Generation | Electricity | WC | Dispatch-Generation | EmissionsCost | 0 | [6 empty] | 0.92456 | 0
LCP_Inputs_ON_Diverse_2023_04_03 | 2022 | Nuclear | Generation | Electricity | WC | Dispatch-Generation | FuelCost | 0 | [6 empty] | 0.92456 | 0
LCP_Inputs_ON_Diverse_2023_04_03 | 2022 | Nuclear | Generation | Electricity | WC | Dispatch-Generation | VOM | 0 | [6 empty] | 0.92456 | 0
LCP_Inputs_ON_Diverse_2023_04_03 | 2022 | Nuclear SMR | Generation | Electricity | MI | Dispatch-Generation | EmissionsCost | 0 | [6 empty] | 0.92456 | 0
LCP_Inputs_ON_Diverse_2023_04_03 | 2022 | Nuclear SMR | Generation | Electricity | MI | Dispatch-Generation | FuelCost | 0 | [6 empty] | 0.92456 | 0
LCP_Inputs_ON_Diverse_2023_04_03 | 2022 | Nuclear SMR | Generation | Electricity | MI | Dispatch-Generation | VOM | 0 | [6 empty] | 0.92456 | 0
LCP_Inputs_ON_Diverse_2023_04_03 | 2022 | Nuclear SMR | Generation | Electricity | NY | Dispatch-Generation | EmissionsCost | 0 | [6 empty] | 0.92456 | 0
LCP_Inputs_ON_Diverse_2023_04_03 | 2022 | Nuclear SMR | Generation | Electricity | NY | Dispatch-Generation | FuelCost | 0 | [6 empty] | 0.92456 | 0
LCP_Inputs_ON_Diverse_2023_04_03 | 2022 | Nuclear SMR | Generation | Electricity | NY | Dispatch-Generation | VOM | 0 | [6 empty] | 0.92456 | 0
LCP_Inputs_ON_Diverse_2023_04_03 | 2022 | Nuclear SMR | Generation | Electricity | ON | Dispatch-Generation | EmissionsCost | 0 | [6 empty] | 0.92456 | 0
LCP_Inputs_ON_Diverse_2023_04_03 | 2022 | Nuclear SMR | Generation | Electricity | ON | Dispatch-Generation | FuelCost | 0 | [6 empty] | 0.92456 | 0
LCP_Inputs_ON_Diverse_2023_04_03 | 2022 | Nuclear SMR | Generation | Electricity | ON | Dispatch-Generation | VOM | 0 | [6 empty] | 0.92456 | 0
LCP_Inputs_ON_Diverse_2023_04_03 | 2022 | Nuclear SMR | Generation | Electricity | PJ | Dispatch-Generation | EmissionsCost | 0 | [6 empty] | 0.92456 | 0
LCP_Inputs_ON_Diverse_2023_04_03 | 2022 | Nuclear SMR | Generation | Electricity | PJ | Dispatch-Generation | FuelCost | 0 | [6 empty] | 0.92456 | 0
LCP_Inputs_ON_Diverse_2023_04_03 | 2022 | Nuclear SMR | Generation | Electricity | PJ | Dispatch-Generation | VOM | 0 | [6 empty] | 0.92456 | 0
LCP_Inputs_ON_Diverse_2023_04_03 | 2022 | Nuclear SMR | Generation | Electricity | QC | Dispatch-Generation | EmissionsCost | 0 | [6 empty] | 0.92456 | 0
LCP_Inputs_ON_Diverse_2023_04_03 | 2022 | Nuclear SMR | Generation | Electricity | QC | Dispatch-Generation | FuelCost | 0 | [6 empty] | 0.92456 | 0
LCP_Inputs_ON_Diverse_2023_04_03 | 2022 | Nuclear SMR | Generation | Electricity | QC | Dispatch-Generation | VOM | 0 | [6 empty] | 0.92456 | 0
LCP_Inputs_ON_Diverse_2023_04_03 | 2022 | Nuclear SMR | Generation | Electricity | WC | Dispatch-Generation | EmissionsCost | 0 | [6 empty] | 0.92456 | 0
LCP_Inputs_ON_Diverse_2023_04_03 | 2022 | Nuclear SMR | Generation | Electricity | WC | Dispatch-Generation | FuelCost | 0 | [6 empty] | 0.92456 | 0
LCP_Inputs_ON_Diverse_2023_04_03 | 2022 | Nuclear SMR | Generation | Electricity | WC | Dispatch-Generation | VOM | 0 | [6 empty] | 0.92456 | 0
LCP_Inputs_ON_Diverse_2023_04_03 | 2022 | O/CCGT - CH4 Existing | Crossload | Electricity | MI | Dispatch-Crossload | EmissionsCost | 0 | [6 empty] | 0.92456 | 0
LCP_Inputs_ON_Diverse_2023_04_03 | 2022 | O/CCGT - CH4 Existing | Crossload | Electricity | MI | Dispatch-Crossload | FuelCost | 0 | [6 empty] | 0.92456 | 0
LCP_Inputs_ON_Diverse_2023_04_03 | 2022 | O/CCGT - CH4 Existing | Crossload | Electricity | MI | Dispatch-Crossload | VOM | 0 | [6 empty] | 0.92456 | 0
LCP_Inputs_ON_Diverse_2023_04_03 | 2022 | O/CCGT - CH4 Existing | Crossload | Electricity | NY | Dispatch-Crossload | EmissionsCost | 0 | [6 empty] | 0.92456 | 0
LCP_Inputs_ON_Diverse_2023_04_03 | 2022 | O/CCGT - CH4 Existing | Crossload | Electricity | NY | Dispatch-Crossload | FuelCost | 0 | [6 empty] | 0.92456 | 0
LCP_Inputs_ON_Diverse_2023_04_03 | 2022 | O/CCGT - CH4 Existing | Crossload | Electricity | NY | Dispatch-Crossload | VOM | 0 | [6 empty] | 0.92456 | 0
LCP_Inputs_ON_Diverse_2023_04_03 | 2022 | O/CCGT - CH4 Existing | Crossload | Electricity | ON | Dispatch-Crossload | EmissionsCost | 0 | [6 empty] | 0.92456 | 0
LCP_Inputs_ON_Diverse_2023_04_03 | 2022 | O/CCGT - CH4 Existing | Crossload | Electricity | ON | Dispatch-Crossload | FuelCost | 0 | [6 empty] | 0.92456 | 0
LCP_Inputs_ON_Diverse_2023_04_03 | 2022 | O/CCGT - CH4 Existing | Crossload | Electricity | ON | Dispatch-Crossload | VOM | 0 | [6 empty] | 0.92456 | 0
LCP_Inputs_ON_Diverse_2023_04_03 | 2022 | O/CCGT - CH4 Existing | Crossload | Electricity | PJ | Dispatch-Crossload | EmissionsCost | 0 | [6 empty] | 0.92456 | 0
LCP_Inputs_ON_Diverse_2023_04_03 | 2022 | O/CCGT - CH4 Existing | Crossload | Electricity | PJ | Dispatch-Crossload | FuelCost | 0 | [6 empty] | 0.92456 | 0
LCP_Inputs_ON_Diverse_2023_04_03 | 2022 | O/CCGT - CH4 Existing | Crossload | Electricity | PJ | Dispatch-Crossload | VOM | 0 | [6 empty] | 0.92456 | 0
LCP_Inputs_ON_Diverse_2023_04_03 | 2022 | O/CCGT - CH4 Existing | Crossload | Electricity | QC | Dispatch-Crossload | EmissionsCost | 0 | [6 empty] | 0.92456 | 0
LCP_Inputs_ON_Diverse_2023_04_03 | 2022 | O/CCGT - CH4 Existing | Crossload | Electricity | QC | Dispatch-Crossload | FuelCost | 0 | [6 empty] | 0.92456 | 0
LCP_Inputs_ON_Diverse_2023_04_03 | 2022 | O/CCGT - CH4 Existing | Crossload | Electricity | QC | Dispatch-Crossload | VOM | 0 | [6 empty] | 0.92456 | 0
LCP_Inputs_ON_Diverse_2023_04_03 | 2022 | O/CCGT - CH4 Existing | Crossload | Electricity | WC | Dispatch-Crossload | EmissionsCost | 0 | [6 empty] | 0.92456 | 0
LCP_Inputs_ON_Diverse_2023_04_03 | 2022 | O/CCGT - CH4 Existing | Crossload | Electricity | WC | Dispatch-Crossload | FuelCost | 0 | [6 empty] | 0.92456 | 0
LCP_Inputs_ON_Diverse_2023_04_03 | 2022 | O/CCGT - CH4 Existing | Crossload | Electricity | WC | Dispatch-Crossload | VOM | 0 | [6 empty] | 0.92456 | 0
LCP_Inputs_ON_Diverse_2023_04_03 | 2022 | O/CCGT - CH4 New | Crossload | Electricity | MI | Dispatch-Crossload | EmissionsCost | 0 | [6 empty] | 0.92456 | 0
LCP_Inputs_ON_Diverse_2023_04_03 | 2022 | O/CCGT - CH4 New | Crossload | Electricity | MI | Dispatch-Crossload | FuelCost | 0 | [6 empty] | 0.92456 | 0
LCP_Inputs_ON_Diverse_2023_04_03 | 2022 | O/CCGT - CH4 New | Crossload | Electricity | MI | Dispatch-Crossload | VOM | 0 | [6 empty] | 0.92456 | 0
LCP_Inputs_ON_Diverse_2023_04_03 | 2022 | O/CCGT - CH4 New | Crossload | Electricity | NY | Dispatch-Crossload | EmissionsCost | 0 | [6 empty] | 0.92456 | 0
LCP_Inputs_ON_Diverse_2023_04_03 | 2022 | O/CCGT - CH4 New | Crossload | Electricity | NY | Dispatch-Crossload | FuelCost | 0 | [6 empty] | 0.92456 | 0
LCP_Inputs_ON_Diverse_2023_04_03 | 2022 | O/CCGT - CH4 New | Crossload | Electricity | NY | Dispatch-Crossload | VOM | 0 | [6 empty] | 0.92456 | 0
LCP_Inputs_ON_Diverse_2023_04_03 | 2022 | O/CCGT - CH4 New | Crossload | Electricity | ON | Dispatch-Crossload | EmissionsCost | 0 | [6 empty] | 0.92456 | 0
LCP_Inputs_ON_Diverse_2023_04_03 | 2022 | O/CCGT - CH4 New | Crossload | Electricity | ON | Dispatch-Crossload | FuelCost | 0 | [6 empty] | 0.92456 | 0
LCP_Inputs_ON_Diverse_2023_04_03 | 2022 | O/CCGT - CH4 New | Crossload | Electricity | ON | Dispatch-Crossload | VOM | 0 | [6 empty] | 0.92456 | 0
LCP_Inputs_ON_Diverse_2023_04_03 | 2022 | O/CCGT - CH4 New | Crossload | Electricity | PJ | Dispatch-Crossload | EmissionsCost | 0 | [6 empty] | 0.92456 | 0
LCP_Inputs_ON_Diverse_2023_04_03 | 2022 | O/CCGT - CH4 New | Crossload | Electricity | PJ | Dispatch-Crossload | FuelCost | 0 | [6 empty] | 0.92456 | 0
LCP_Inputs_ON_Diverse_2023_04_03 | 2022 | O/CCGT - CH4 New | Crossload | Electricity | PJ | Dispatch-Crossload | VOM | 0 | [6 empty] | 0.92456 | 0
LCP_Inputs_ON_Diverse_2023_04_03 | 2022 | O/CCGT - CH4 New | Crossload | Electricity | QC | Dispatch-Crossload | EmissionsCost | 0 | [6 empty] | 0.92456 | 0
LCP_Inputs_ON_Diverse_2023_04_03 | 2022 | O/CCGT - CH4 New | Crossload | Electricity | QC | Dispatch-Crossload | FuelCost | 0 | [6 empty] | 0.92456 | 0
LCP_Inputs_ON_Diverse_2023_04_03 | 2022 | O/CCGT - CH4 New | Crossload | Electricity | QC | Dispatch-Crossload | VOM | 0 | [6 empty] | 0.92456 | 0
LCP_Inputs_ON_Diverse_2023_04_03 | 2022 | O/CCGT - CH4 New | Crossload | Electricity | WC | Dispatch-Crossload | EmissionsCost | 0 | [6 empty] | 0.92456 | 0
LCP_Inputs_ON_Diverse_2023_04_03 | 2022 | O/CCGT - CH4 New | Crossload | Electricity | WC | Dispatch-Crossload | FuelCost | 0 | [6 empty] | 0.92456 | 0
LCP_Inputs_ON_Diverse_2023_04_03 | 2022 | O/CCGT - CH4 New | Crossload | Electricity | WC | Dispatch-Crossload | VOM | 0 | [6 empty] | 0.92456 | 0
LCP_Inputs_ON_Diverse_2023_04_03 | 2022 | O/CCGT - H2 New | Crossload | Electricity | MI | Dispatch-Crossload | EmissionsCost | 0 | [6 empty] | 0.92456 | 0
LCP_Inputs_ON_Diverse_2023_04_03 | 2022 | O/CCGT - H2 New | Crossload | Electricity | MI | Dispatch-Crossload | FuelCost | 0 | [6 empty] | 0.92456 | 0
LCP_Inputs_ON_Diverse_2023_04_03 | 2022 | O/CCGT - H2 New | Crossload | Electricity | MI | Dispatch-Crossload | VOM | 0 | [6 empty] | 0.92456 | 0
LCP_Inputs_ON_Diverse_2023_04_03 | 2022 | O/CCGT - H2 New | Crossload | Electricity | NY | Dispatch-Crossload | EmissionsCost | 0 | [6 empty] | 0.92456 | 0
LCP_Inputs_ON_Diverse_2023_04_03 | 2022 | O/CCGT - H2 New | Crossload | Electricity | NY | Dispatch-Crossload | FuelCost | 0 | [6 empty] | 0.92456 | 0
LCP_Inputs_ON_Diverse_2023_04_03 | 2022 | O/CCGT - H2 New | Crossload | Electricity | NY | Dispatch-Crossload | VOM | 0 | [6 empty] | 0.92456 | 0
LCP_Inputs_ON_Diverse_2023_04_03 | 2022 | O/CCGT - H2 New | Crossload | Electricity | ON | Dispatch-Crossload | EmissionsCost | 0 | [6 empty] | 0.92456 | 0
LCP_Inputs_ON_Diverse_2023_04_03 | 2022 | O/CCGT - H2 New | Crossload | Electricity | ON | Dispatch-Crossload | FuelCost | 0 | [6 empty] | 0.92456 | 0
LCP_Inputs_ON_Diverse_2023_04_03 | 2022 | O/CCGT - H2 New | Crossload | Electricity | ON | Dispatch-Crossload | VOM | 0 | [6 empty] | 0.92456 | 0
LCP_Inputs_ON_Diverse_2023_04_03 | 2022 | O/CCGT - H2 New | Crossload | Electricity | PJ | Dispatch-Crossload | EmissionsCost | 0 | [6 empty] | 0.92456 | 0
LCP_Inputs_ON_Diverse_2023_04_03 | 2022 | O/CCGT - H2 New | Crossload | Electricity | PJ | Dispatch-Crossload | FuelCost | 0 | [6 empty] | 0.92456 | 0
LCP_Inputs_ON_Diverse_2023_04_03 | 2022 | O/CCGT - H2 New | Crossload | Electricity | PJ | Dispatch-Crossload | VOM | 0 | [6 empty] | 0.92456 | 0
LCP_Inputs_ON_Diverse_2023_04_03 | 2022 | O/CCGT - H2 New | Crossload | Electricity | QC | Dispatch-Crossload | EmissionsCost | 0 | [6 empty] | 0.92456 | 0
LCP_Inputs_ON_Diverse_2023_04_03 | 2022 | O/CCGT - H2 New | Crossload | Electricity | QC | Dispatch-Crossload | FuelCost | 0 | [6 empty] | 0.92456 | 0
LCP_Inputs_ON_Diverse_2023_04_03 | 2022 | O/CCGT - H2 New | Crossload | Electricity | QC | Dispatch-Crossload | VOM | 0 | [6 empty] | 0.92456 | 0
LCP_Inputs_ON_Diverse_2023_04_03 | 2022 | O/CCGT - H2 New | Crossload | Electricity | WC | Dispatch-Crossload | EmissionsCost | 0 | [6 empty] | 0.92456 | 0
LCP_Inputs_ON_Diverse_2023_04_03 | 2022 | O/CCGT - H2 New | Crossload | Electricity | WC | Dispatch-Crossload | FuelCost | 0 | [6 empty] | 0.92456 | 0
LCP_Inputs_ON_Diverse_2023_04_03 | 2022 | O/CCGT - H2 New | Crossload | Electricity | WC | Dispatch-Crossload | VOM | 0 | [6 empty] | 0.92456 | 0
LCP_Inputs_ON_Diverse_2023_04_03 | 2022 | SMR CCS | Crossload | Hydrogen | MI | Dispatch-Crossload | EmissionsCost | 0 | [6 empty] | 0.92456 | 0
LCP_Inputs_ON_Diverse_2023_04_03 | 2022 | SMR CCS | Crossload | Hydrogen | MI | Dispatch-Crossload | FuelCost | 0 | [6 empty] | 0.92456 | 0
LCP_Inputs_ON_Diverse_2023_04_03 | 2022 | SMR CCS | Crossload | Hydrogen | MI | Dispatch-Crossload | VOM | 0 | [6 empty] | 0.92456 | 0
LCP_Inputs_ON_Diverse_2023_04_03 | 2022 | SMR CCS | Crossload | Hydrogen | NY | Dispatch-Crossload | EmissionsCost | 0 | [6 empty] | 0.92456 | 0
LCP_Inputs_ON_Diverse_2023_04_03 | 2022 | SMR CCS | Crossload | Hydrogen | NY | Dispatch-Crossload | FuelCost | 0 | [6 empty] | 0.92456 | 0
LCP_Inputs_ON_Diverse_2023_04_03 | 2022 | SMR CCS | Crossload | Hydrogen | NY | Dispatch-Crossload | VOM | 0 | [6 empty] | 0.92456 | 0
LCP_Inputs_ON_Diverse_2023_04_03 | 2022 | SMR CCS | Crossload | Hydrogen | ON | Dispatch-Crossload | EmissionsCost | 0 | [6 empty] | 0.92456 | 0
LCP_Inputs_ON_Diverse_2023_04_03 | 2022 | SMR CCS | Crossload | Hydrogen | ON | Dispatch-Crossload | FuelCost | 0 | [6 empty] | 0.92456 | 0
LCP_Inputs_ON_Diverse_2023_04_03 | 2022 | SMR CCS | Crossload | Hydrogen | ON | Dispatch-Crossload | VOM | 0 | [6 empty] | 0.92456 | 0
LCP_Inputs_ON_Diverse_2023_04_03 | 2022 | SMR CCS | Crossload | Hydrogen | PJ | Dispatch-Crossload | EmissionsCost | 0 | [6 empty] | 0.92456 | 0
LCP_Inputs_ON_Diverse_2023_04_03 | 2022 | SMR CCS | Crossload | Hydrogen | PJ | Dispatch-Crossload | FuelCost | 0 | [6 empty] | 0.92456 | 0
LCP_Inputs_ON_Diverse_2023_04_03 | 2022 | SMR CCS | Crossload | Hydrogen | PJ | Dispatch-Crossload | VOM | 0 | [6 empty] | 0.92456 | 0
LCP_Inputs_ON_Diverse_2023_04_03 | 2022 | SMR CCS | Crossload | Hydrogen | QC | Dispatch-Crossload | EmissionsCost | 0 | [6 empty] | 0.92456 | 0
LCP_Inputs_ON_Diverse_2023_04_03 | 2022 | SMR CCS | Crossload | Hydrogen | QC | Dispatch-Crossload | FuelCost | 0 | [6 empty] | 0.92456 | 0
LCP_Inputs_ON_Diverse_2023_04_03 | 2022 | SMR CCS | Crossload | Hydrogen | QC | Dispatch-Crossload | VOM | 0 | [6 empty] | 0.92456 | 0
LCP_Inputs_ON_Diverse_2023_04_03 | 2022 | SMR CCS | Crossload | Hydrogen | WC | Dispatch-Crossload | EmissionsCost | 0 | [6 empty] | 0.92456 | 0
LCP_Inputs_ON_Diverse_2023_04_03 | 2022 | SMR CCS | Crossload | Hydrogen | WC | Dispatch-Crossload | FuelCost | 0 | [6 empty] | 0.92456 | 0
LCP_Inputs_ON_Diverse_2023_04_03 | 2022 | SMR CCS | Crossload | Hydrogen | WC | Dispatch-Crossload | VOM | 0 | [6 empty] | 0.92456 | 0
LCP_Inputs_ON_Diverse_2023_04_03 | 2022 | Solar PV | Generation | Electricity | MI | Dispatch-Generation | EmissionsCost | 0 | [6 empty] | 0.92456 | 0
LCP_Inputs_ON_Diverse_2023_04_03 | 2022 | Solar PV | Generation | Electricity | MI | Dispatch-Generation | FuelCost | 0 | [6 empty] | 0.92456 | 0
LCP_Inputs_ON_Diverse_2023_04_03 | 2022 | Solar PV | Generation | Electricity | MI | Dispatch-Generation | VOM | 0 | [6 empty] | 0.92456 | 0
LCP_Inputs_ON_Diverse_2023_04_03 | 2022 | Solar PV | Generation | Electricity | NY | Dispatch-Generation | EmissionsCost | 0 | [6 empty] | 0.92456 | 0
LCP_Inputs_ON_Diverse_2023_04_03 | 2022 | Solar PV | Generation | Electricity | NY | Dispatch-Generation | FuelCost | 0 | [6 empty] | 0.92456 | 0
LCP_Inputs_ON_Diverse_2023_04_03 | 2022 | Solar PV | Generation | Electricity | NY | Dispatch-Generation | VOM | 0 | [6 empty] | 0.92456 | 0
LCP_Inputs_ON_Diverse_2023_04_03 | 2022 | Solar PV | Generation | Electricity | ON | Dispatch-Generation | EmissionsCost | 0 | [6 empty] | 0.92456 | 0
LCP_Inputs_ON_Diverse_2023_04_03 | 2022 | Solar PV | Generation | Electricity | ON | Dispatch-Generation | FuelCost | 0 | [6 empty] | 0.92456 | 0
LCP_Inputs_ON_Diverse_2023_04_03 | 2022 | Solar PV | Generation | Electricity | ON | Dispatch-Generation | VOM | 0 | [6 empty] | 0.92456 | 0
LCP_Inputs_ON_Diverse_2023_04_03 | 2022 | Solar PV | Generation | Electricity | PJ | Dispatch-Generation | EmissionsCost | 0 | [6 empty] | 0.92456 | 0
LCP_Inputs_ON_Diverse_2023_04_03 | 2022 | Solar PV | Generation | Electricity | PJ | Dispatch-Generation | FuelCost | 0 | [6 empty] | 0.92456 | 0
LCP_Inputs_ON_Diverse_2023_04_03 | 2022 | Solar PV | Generation | Electricity | PJ | Dispatch-Generation | VOM | 0 | [6 empty] | 0.92456 | 0
LCP_Inputs_ON_Diverse_2023_04_03 | 2022 | Solar PV | Generation | Electricity | QC | Dispatch-Generation | EmissionsCost | 0 | [6 empty] | 0.92456 | 0
LCP_Inputs_ON_Diverse_2023_04_03 | 2022 | Solar PV | Generation | Electricity | QC | Dispatch-Generation | FuelCost | 0 | [6 empty] | 0.92456 | 0
LCP_Inputs_ON_Diverse_2023_04_03 | 2022 | Solar PV | Generation | Electricity | QC | Dispatch-Generation | VOM | 0 | [6 empty] | 0.92456 | 0
LCP_Inputs_ON_Diverse_2023_04_03 | 2022 | Solar PV | Generation | Electricity | WC | Dispatch-Generation | EmissionsCost | 0 | [6 empty] | 0.92456 | 0
LCP_Inputs_ON_Diverse_2023_04_03 | 2022 | Solar PV | Generation | Electricity | WC | Dispatch-Generation | FuelCost | 0 | [6 empty] | 0.92456 | 0
LCP_Inputs_ON_Diverse_2023_04_03 | 2022 | Solar PV | Generation | Electricity | WC | Dispatch-Generation | VOM | 0 | [6 empty] | 0.92456 | 0
LCP_Inputs_ON_Diverse_2023_04_03 | 2022 | Wind Offshore | Generation | Electricity | MI | Dispatch-Generation | EmissionsCost | 0 | [6 empty] | 0.92456 | 0
LCP_Inputs_ON_Diverse_2023_04_03 | 2022 | Wind Offshore | Generation | Electricity | MI | Dispatch-Generation | FuelCost | 0 | [6 empty] | 0.92456 | 0
LCP_Inputs_ON_Diverse_2023_04_03 | 2022 | Wind Offshore | Generation | Electricity | MI | Dispatch-Generation | VOM | 0 | [6 empty] | 0.92456 | 0
LCP_Inputs_ON_Diverse_2023_04_03 | 2022 | Wind Offshore | Generation | Electricity | NY | Dispatch-Generation | EmissionsCost | 0 | [6 empty] | 0.92456 | 0
LCP_Inputs_ON_Diverse_2023_04_03 | 2022 | Wind Offshore | Generation | Electricity | NY | Dispatch-Generation | FuelCost | 0 | [6 empty] | 0.92456 | 0
LCP_Inputs_ON_Diverse_2023_04_03 | 2022 | Wind Offshore | Generation | Electricity | NY | Dispatch-Generation | VOM | 0 | [6 empty] | 0.92456 | 0
LCP_Inputs_ON_Diverse_2023_04_03 | 2022 | Wind Offshore | Generation | Electricity | ON | Dispatch-Generation | EmissionsCost | 0 | [6 empty] | 0.92456 | 0
LCP_Inputs_ON_Diverse_2023_04_03 | 2022 | Wind Offshore | Generation | Electricity | ON | Dispatch-Generation | FuelCost | 0 | [6 empty] | 0.92456 | 0
LCP_Inputs_ON_Diverse_2023_04_03 | 2022 | Wind Offshore | Generation | Electricity | ON | Dispatch-Generation | VOM | 0 | [6 empty] | 0.92456 | 0
LCP_Inputs_ON_Diverse_2023_04_03 | 2022 | Wind Offshore | Generation | Electricity | PJ | Dispatch-Generation | EmissionsCost | 0 | [6 empty] | 0.92456 | 0
LCP_Inputs_ON_Diverse_2023_04_03 | 2022 | Wind Offshore | Generation | Electricity | PJ | Dispatch-Generation | FuelCost | 0 | [6 empty] | 0.92456 | 0
LCP_Inputs_ON_Diverse_2023_04_03 | 2022 | Wind Offshore | Generation | Electricity | PJ | Dispatch-Generation | VOM | 0 | [6 empty] | 0.92456 | 0
LCP_Inputs_ON_Diverse_2023_04_03 | 2022 | Wind Offshore | Generation | Electricity | QC | Dispatch-Generation | EmissionsCost | 0 | [6 empty] | 0.92456 | 0
LCP_Inputs_ON_Diverse_2023_04_03 | 2022 | Wind Offshore | Generation | Electricity | QC | Dispatch-Generation | FuelCost | 0 | [6 empty] | 0.92456 | 0
LCP_Inputs_ON_Diverse_2023_04_03 | 2022 | Wind Offshore | Generation | Electricity | QC | Dispatch-Generation | VOM | 0 | [6 empty] | 0.92456 | 0
LCP_Inputs_ON_Diverse_2023_04_03 | 2022 | Wind Offshore | Generation | Electricity | WC | Dispatch-Generation | EmissionsCost | 0 | [6 empty] | 0.92456 | 0
LCP_Inputs_ON_Diverse_2023_04_03 | 2022 | Wind Offshore | Generation | Electricity | WC | Dispatch-Generation | FuelCost | 0 | [6 empty] | 0.92456 | 0
LCP_Inputs_ON_Diverse_2023_04_03 | 2022 | Wind Offshore | Generation | Electricity | WC | Dispatch-Generation | VOM | 0 | [6 empty] | 0.92456 | 0
LCP_Inputs_ON_Diverse_2023_04_03 | 2022 | Wind Onshore | Generation | Electricity | MI | Dispatch-Generation | EmissionsCost | 0 | [6 empty] | 0.92456 | 0
LCP_Inputs_ON_Diverse_2023_04_03 | 2022 | Wind Onshore | Generation | Electricity | MI | Dispatch-Generation | FuelCost | 0 | [6 empty] | 0.92456 | 0
LCP_Inputs_ON_Diverse_2023_04_03 | 2022 | Wind Onshore | Generation | Electricity | MI | Dispatch-Generation | VOM | 0 | [6 empty] | 0.92456 | 0
LCP_Inputs_ON_Diverse_2023_04_03 | 2022 | Wind Onshore | Generation | Electricity | NY | Dispatch-Generation | EmissionsCost | 0 | [6 empty] | 0.92456 | 0
LCP_Inputs_ON_Diverse_2023_04_03 | 2022 | Wind Onshore | Generation | Electricity | NY | Dispatch-Generation | FuelCost | 0 | [6 empty] | 0.92456 | 0
LCP_Inputs_ON_Diverse_2023_04_03 | 2022 | Wind Onshore | Generation | Electricity | NY | Dispatch-Generation | VOM | 0 | [6 empty] | 0.92456 | 0
LCP_Inputs_ON_Diverse_2023_04_03 | 2022 | Wind Onshore | Generation | Electricity | ON | Dispatch-Generation | EmissionsCost | 0 | [6 empty] | 0.92456 | 0
LCP_Inputs_ON_Diverse_2023_04_03 | 2022 | Wind Onshore | Generation | Electricity | ON | Dispatch-Generation | FuelCost | 0 | [6 empty] | 0.92456 | 0
LCP_Inputs_ON_Diverse_2023_04_03 | 2022 | Wind Onshore | Generation | Electricity | ON | Dispatch-Generation | VOM | 0 | [6 empty] | 0.92456 | 0
LCP_Inputs_ON_Diverse_2023_04_03 | 2022 | Wind Onshore | Generation | Electricity | PJ | Dispatch-Generation | EmissionsCost | 0 | [6 empty] | 0.92456 | 0
LCP_Inputs_ON_Diverse_2023_04_03 | 2022 | Wind Onshore | Generation | Electricity | PJ | Dispatch-Generation | FuelCost | 0 | [6 empty] | 0.92456 | 0
LCP_Inputs_ON_Diverse_2023_04_03 | 2022 | Wind Onshore | Generation | Electricity | PJ | Dispatch-Generation | VOM | 0 | [6 empty] | 0.92456 | 0
LCP_Inputs_ON_Diverse_2023_04_03 | 2022 | Wind Onshore | Generation | Electricity | QC | Dispatch-Generation | EmissionsCost | 0 | [6 empty] | 0.92456 | 0
LCP_Inputs_ON_Diverse_2023_04_03 | 2022 | Wind Onshore | Generation | Electricity | QC | Dispatch-Generation | FuelCost | 0 | [6 empty] | 0.92456 | 0
LCP_Inputs_ON_Diverse_2023_04_03 | 2022 | Wind Onshore | Generation | Electricity | QC | Dispatch-Generation | VOM | 0 | [6 empty] | 0.92456 | 0
LCP_Inputs_ON_Diverse_2023_04_03 | 2022 | Wind Onshore | Generation | Electricity | WC | Dispatch-Generation | EmissionsCost | 0 | [6 empty] | 0.92456 | 0
LCP_Inputs_ON_Diverse_2023_04_03 | 2022 | Wind Onshore | Generation | Electricity | WC | Dispatch-Generation | FuelCost | 0 | [6 empty] | 0.92456 | 0
LCP_Inputs_ON_Diverse_2023_04_03 | 2022 | Wind Onshore | Generation | Electricity | WC | Dispatch-Generation | VOM | 0 | [6 empty] | 0.92456 | 0
LCP_Inputs_ON_Diverse_2023_04_03 | 2023 | Anaerobic Digestion | Generation | Methane | MI | Dispatch-Generation | EmissionsCost | 0 | [6 empty] | 0.889 | 0
LCP_Inputs_ON_Diverse_2023_04_03 | 2023 | Anaerobic Digestion | Generation | Methane | MI | Dispatch-Generation | FuelCost | 0 | [6 empty] | 0.889 | 0
LCP_Inputs_ON_Diverse_2023_04_03 | 2023 | Anaerobic Digestion | Generation | Methane | MI | Dispatch-Generation | VOM | 0 | [6 empty] | 0.889 | 0
LCP_Inputs_ON_Diverse_2023_04_03 | 2023 | Anaerobic Digestion | Generation | Methane | NY | Dispatch-Generation | EmissionsCost | 0 | [6 empty] | 0.889 | 0
LCP_Inputs_ON_Diverse_2023_04_03 | 2023 | Anaerobic Digestion | Generation | Methane | NY | Dispatch-Generation | FuelCost | 0 | [6 empty] | 0.889 | 0
LCP_Inputs_ON_Diverse_2023_04_03 | 2023 | Anaerobic Digestion | Generation | Methane | NY | Dispatch-Generation | VOM | 0 | [6 empty] | 0.889 | 0
LCP_Inputs_ON_Diverse_2023_04_03 | 2023 | Anaerobic Digestion | Generation | Methane | ON | Dispatch-Generation | EmissionsCost | 0 | [6 empty] | 0.889 | 0
LCP_Inputs_ON_Diverse_2023_04_03 | 2023 | Anaerobic Digestion | Generation | Methane | ON | Dispatch-Generation | FuelCost | 0 | [6 empty] | 0.889 | 0
LCP_Inputs_ON_Diverse_2023_04_03 | 2023 | Anaerobic Digestion | Generation | Methane | ON | Dispatch-Generation | VOM | 0 | [6 empty] | 0.889 | 0
LCP_Inputs_ON_Diverse_2023_04_03 | 2023 | Anaerobic Digestion | Generation | Methane | PJ | Dispatch-Generation | EmissionsCost | 0 | [6 empty] | 0.889 | 0
LCP_Inputs_ON_Diverse_2023_04_03 | 2023 | Anaerobic Digestion | Generation | Methane | PJ | Dispatch-Generation | FuelCost | 0 | [6 empty] | 0.889 | 0
LCP_Inputs_ON_Diverse_2023_04_03 | 2023 | Anaerobic Digestion | Generation | Methane | PJ | Dispatch-Generation | VOM | 0 | [6 empty] | 0.889 | 0
LCP_Inputs_ON_Diverse_2023_04_03 | 2023 | Anaerobic Digestion | Generation | Methane | QC | Dispatch-Generation | EmissionsCost | 0 | [6 empty] | 0.889 | 0
LCP_Inputs_ON_Diverse_2023_04_03 | 2023 | Anaerobic Digestion | Generation | Methane | QC | Dispatch-Generation | FuelCost | 0 | [6 empty] | 0.889 | 0
LCP_Inputs_ON_Diverse_2023_04_03 | 2023 | Anaerobic Digestion | Generation | Methane | QC | Dispatch-Generation | VOM | 0 | [6 empty] | 0.889 | 0
LCP_Inputs_ON_Diverse_2023_04_03 | 2023 | Anaerobic Digestion | Generation | Methane | WC | Dispatch-Generation | EmissionsCost | 0 | [6 empty] | 0.889 | 0
LCP_Inputs_ON_Diverse_2023_04_03 | 2023 | Anaerobic Digestion | Generation | Methane | WC | Dispatch-Generation | FuelCost | 0 | [6 empty] | 0.889 | 0
LCP_Inputs_ON_Diverse_2023_04_03 | 2023 | Anaerobic Digestion | Generation | Methane | WC | Dispatch-Generation | VOM | 0 | [6 empty] | 0.889 | 0
LCP_Inputs_ON_Diverse_2023_04_03 | 2023 | Battery Storage | Storage | Electricity | MI | Dispatch-Storage | EmissionsCost | 0 | [6 empty] | 0.889 | 0
LCP_Inputs_ON_Diverse_2023_04_03 | 2023 | Battery Storage | Storage | Electricity | MI | Dispatch-Storage | FuelCost | 0 | [6 empty] | 0.889 | 0
LCP_Inputs_ON_Diverse_2023_04_03 | 2023 | Battery Storage | Storage | Electricity | MI | Dispatch-Storage | VOM | 0 | [6 empty] | 0.889 | 0
LCP_Inputs_ON_Diverse_2023_04_03 | 2023 | Battery Storage | Storage | Electricity | NY | Dispatch-Storage | EmissionsCost | 0 | [6 empty] | 0.889 | 0
LCP_Inputs_ON_Diverse_2023_04_03 | 2023 | Battery Storage | Storage | Electricity | NY | Dispatch-Storage | FuelCost | 0 | [6 empty] | 0.889 | 0
LCP_Inputs_ON_Diverse_2023_04_03 | 2023 | Battery Storage | Storage | Electricity | NY | Dispatch-Storage | VOM | 0 | [6 empty] | 0.889 | 0
LCP_Inputs_ON_Diverse_2023_04_03 | 2023 | Battery Storage | Storage | Electricity | ON | Dispatch-Storage | EmissionsCost | 0 | [6 empty] | 0.889 | 0
LCP_Inputs_ON_Diverse_2023_04_03 | 2023 | Battery Storage | Storage | Electricity | ON | Dispatch-Storage | FuelCost | 0 | [6 empty] | 0.889 | 0
LCP_Inputs_ON_Diverse_2023_04_03 | 2023 | Battery Storage | Storage | Electricity | ON | Dispatch-Storage | VOM | 0 | [6 empty] | 0.889 | 0
LCP_Inputs_ON_Diverse_2023_04_03 | 2023 | Battery Storage | Storage | Electricity | PJ | Dispatch-Storage | EmissionsCost | 0 | [6 empty] | 0.889 | 0
LCP_Inputs_ON_Diverse_2023_04_03 | 2023 | Battery Storage | Storage | Electricity | PJ | Dispatch-Storage | FuelCost | 0 | [6 empty] | 0.889 | 0
LCP_Inputs_ON_Diverse_2023_04_03 | 2023 | Battery Storage | Storage | Electricity | PJ | Dispatch-Storage | VOM | 0 | [6 empty] | 0.889 | 0
LCP_Inputs_ON_Diverse_2023_04_03 | 2023 | Battery Storage | Storage | Electricity | QC | Dispatch-Storage | EmissionsCost | 0 | [6 empty] | 0.889 | 0
LCP_Inputs_ON_Diverse_2023_04_03 | 2023 | Battery Storage | Storage | Electricity | QC | Dispatch-Storage | FuelCost | 0 | [6 empty] | 0.889 | 0
LCP_Inputs_ON_Diverse_2023_04_03 | 2023 | Battery Storage | Storage | Electricity | QC | Dispatch-Storage | VOM | 0 | [6 empty] | 0.889 | 0
LCP_Inputs_ON_Diverse_2023_04_03 | 2023 | Battery Storage | Storage | Electricity | WC | Dispatch-Storage | EmissionsCost | 0 | [6 empty] | 0.889 | 0
LCP_Inputs_ON_Diverse_2023_04_03 | 2023 | Battery Storage | Storage | Electricity | WC | Dispatch-Storage | FuelCost | 0 | [6 empty] | 0.889 | 0
LCP_Inputs_ON_Diverse_2023_04_03 | 2023 | Battery Storage | Storage | Electricity | WC | Dispatch-Storage | VOM | 0 | [6 empty] | 0.889 | 0
LCP_Inputs_ON_Diverse_2023_04_03 | 2023 | Biomass | Generation | Electricity | MI | Dispatch-Generation | EmissionsCost | 0 | [6 empty] | 0.889 | 0
LCP_Inputs_ON_Diverse_2023_04_03 | 2023 | Biomass | Generation | Electricity | MI | Dispatch-Generation | FuelCost | 0 | [6 empty] | 0.889 | 0
LCP_Inputs_ON_Diverse_2023_04_03 | 2023 | Biomass | Generation | Electricity | MI | Dispatch-Generation | VOM | 0 | [6 empty] | 0.889 | 0
LCP_Inputs_ON_Diverse_2023_04_03 | 2023 | Biomass | Generation | Electricity | NY | Dispatch-Generation | EmissionsCost | 0 | [6 empty] | 0.889 | 0
LCP_Inputs_ON_Diverse_2023_04_03 | 2023 | Biomass | Generation | Electricity | NY | Dispatch-Generation | FuelCost | 0 | [6 empty] | 0.889 | 0
LCP_Inputs_ON_Diverse_2023_04_03 | 2023 | Biomass | Generation | Electricity | NY | Dispatch-Generation | VOM | 0 | [6 empty] | 0.889 | 0
LCP_Inputs_ON_Diverse_2023_04_03 | 2023 | Biomass | Generation | Electricity | ON | Dispatch-Generation | EmissionsCost | 0 | [6 empty] | 0.889 | 0
LCP_Inputs_ON_Diverse_2023_04_03 | 2023 | Biomass | Generation | Electricity | ON | Dispatch-Generation | FuelCost | 0 | [6 empty] | 0.889 | 0
LCP_Inputs_ON_Diverse_2023_04_03 | 2023 | Biomass | Generation | Electricity | ON | Dispatch-Generation | VOM | 0 | [6 empty] | 0.889 | 0
LCP_Inputs_ON_Diverse_2023_04_03 | 2023 | Biomass | Generation | Electricity | PJ | Dispatch-Generation | EmissionsCost | 0 | [6 empty] | 0.889 | 0
LCP_Inputs_ON_Diverse_2023_04_03 | 2023 | Biomass | Generation | Electricity | PJ | Dispatch-Generation | FuelCost | 0 | [6 empty] | 0.889 | 0
LCP_Inputs_ON_Diverse_2023_04_03 | 2023 | Biomass | Generation | Electricity | PJ | Dispatch-Generation | VOM | 0 | [6 empty] | 0.889 | 0
LCP_Inputs_ON_Diverse_2023_04_03 | 2023 | Biomass | Generation | Electricity | QC | Dispatch-Generation | EmissionsCost | 0 | [6 empty] | 0.889 | 0
LCP_Inputs_ON_Diverse_2023_04_03 | 2023 | Biomass | Generation | Electricity | QC | Dispatch-Generation | FuelCost | 0 | [6 empty] | 0.889 | 0
LCP_Inputs_ON_Diverse_2023_04_03 | 2023 | Biomass | Generation | Electricity | QC | Dispatch-Generation | VOM | 0 | [6 empty] | 0.889 | 0
LCP_Inputs_ON_Diverse_2023_04_03 | 2023 | Biomass | Generation | Electricity | WC | Dispatch-Generation | EmissionsCost | 0 | [6 empty] | 0.889 | 0
LCP_Inputs_ON_Diverse_2023_04_03 | 2023 | Biomass | Generation | Electricity | WC | Dispatch-Generation | FuelCost | 0 | [6 empty] | 0.889 | 0
LCP_Inputs_ON_Diverse_2023_04_03 | 2023 | Biomass | Generation | Electricity | WC | Dispatch-Generation | VOM | 0 | [6 empty] | 0.889 | 0
LCP_Inputs_ON_Diverse_2023_04_03 | 2023 | Biomass + CCS | Generation | Electricity | MI | Dispatch-Generation | EmissionsCost | 0 | [6 empty] | 0.889 | 0
LCP_Inputs_ON_Diverse_2023_04_03 | 2023 | Biomass + CCS | Generation | Electricity | MI | Dispatch-Generation | FuelCost | 0 | [6 empty] | 0.889 | 0
LCP_Inputs_ON_Diverse_2023_04_03 | 2023 | Biomass + CCS | Generation | Electricity | MI | Dispatch-Generation | VOM | 0 | [6 empty] | 0.889 | 0
LCP_Inputs_ON_Diverse_2023_04_03 | 2023 | Biomass + CCS | Generation | Electricity | NY | Dispatch-Generation | EmissionsCost | 0 | [6 empty] | 0.889 | 0
LCP_Inputs_ON_Diverse_2023_04_03 | 2023 | Biomass + CCS | Generation | Electricity | NY | Dispatch-Generation | FuelCost | 0 | [6 empty] | 0.889 | 0
LCP_Inputs_ON_Diverse_2023_04_03 | 2023 | Biomass + CCS | Generation | Electricity | NY | Dispatch-Generation | VOM | 0 | [6 empty] | 0.889 | 0
LCP_Inputs_ON_Diverse_2023_04_03 | 2023 | Biomass + CCS | Generation | Electricity | ON | Dispatch-Generation | EmissionsCost | 0 | [6 empty] | 0.889 | 0
LCP_Inputs_ON_Diverse_2023_04_03 | 2023 | Biomass + CCS | Generation | Electricity | ON | Dispatch-Generation | FuelCost | 0 | [6 empty] | 0.889 | 0
LCP_Inputs_ON_Diverse_2023_04_03 | 2023 | Biomass + CCS | Generation | Electricity | ON | Dispatch-Generation | VOM | 0 | [6 empty] | 0.889 | 0
LCP_Inputs_ON_Diverse_2023_04_03 | 2023 | Biomass + CCS | Generation | Electricity | PJ | Dispatch-Generation | EmissionsCost | 0 | [6 empty] | 0.889 | 0
LCP_Inputs_ON_Diverse_2023_04_03 | 2023 | Biomass + CCS | Generation | Electricity | PJ | Dispatch-Generation | FuelCost | 0 | [6 empty] | 0.889 | 0
LCP_Inputs_ON_Diverse_2023_04_03 | 2023 | Biomass + CCS | Generation | Electricity | PJ | Dispatch-Generation | VOM | 0 | [6 empty] | 0.889 | 0
LCP_Inputs_ON_Diverse_2023_04_03 | 2023 | Biomass + CCS | Generation | Electricity | QC | Dispatch-Generation | EmissionsCost | 0 | [6 empty] | 0.889 | 0
LCP_Inputs_ON_Diverse_2023_04_03 | 2023 | Biomass + CCS | Generation | Electricity | QC | Dispatch-Generation | FuelCost | 0 | [6 empty] | 0.889 | 0
LCP_Inputs_ON_Diverse_2023_04_03 | 2023 | Biomass + CCS | Generation | Electricity | QC | Dispatch-Generation | VOM | 0 | [6 empty] | 0.889 | 0
LCP_Inputs_ON_Diverse_2023_04_03 | 2023 | Biomass + CCS | Generation | Electricity | WC | Dispatch-Generation | EmissionsCost | 0 | [6 empty] | 0.889 | 0
LCP_Inputs_ON_Diverse_2023_04_03 | 2023 | Biomass + CCS | Generation | Electricity | WC | Dispatch-Generation | FuelCost | 0 | [6 empty] | 0.889 | 0
LCP_Inputs_ON_Diverse_2023_04_03 | 2023 | Biomass + CCS | Generation | Electricity | WC | Dispatch-Generation | VOM | 0 | [6 empty] | 0.889 | 0
LCP_Inputs_ON_Diverse_2023_04_03 | 2023 | CH4 + CCS | Generation | Methane | MI | Dispatch-Generation | EmissionsCost | 0 | [6 empty] | 0.889 | 0
LCP_Inputs_ON_Diverse_2023_04_03 | 2023 | CH4 + CCS | Generation | Methane | MI | Dispatch-Generation | FuelCost | 0 | [6 empty] | 0.889 | 0
LCP_Inputs_ON_Diverse_2023_04_03 | 2023 | CH4 + CCS | Generation | Methane | MI | Dispatch-Generation | VOM | 0 | [6 empty] | 0.889 | 0
LCP_Inputs_ON_Diverse_2023_04_03 | 2023 | CH4 + CCS | Generation | Methane | NY | Dispatch-Generation | EmissionsCost | 0 | [6 empty] | 0.889 | 0
LCP_Inputs_ON_Diverse_2023_04_03 | 2023 | CH4 + CCS | Generation | Methane | NY | Dispatch-Generation | FuelCost | 0 | [6 empty] | 0.889 | 0
LCP_Inputs_ON_Diverse_2023_04_03 | 2023 | CH4 + CCS | Generation | Methane | NY | Dispatch-Generation | VOM | 0 | [6 empty] | 0.889 | 0
LCP_Inputs_ON_Diverse_2023_04_03 | 2023 | CH4 + CCS | Generation | Methane | ON | Dispatch-Generation | EmissionsCost | 0 | [6 empty] | 0.889 | 0
LCP_Inputs_ON_Diverse_2023_04_03 | 2023 | CH4 + CCS | Generation | Methane | ON | Dispatch-Generation | FuelCost | 0 | [6 empty] | 0.889 | 0
LCP_Inputs_ON_Diverse_2023_04_03 | 2023 | CH4 + CCS | Generation | Methane | ON | Dispatch-Generation | VOM | 0 | [6 empty] | 0.889 | 0
LCP_Inputs_ON_Diverse_2023_04_03 | 2023 | CH4 + CCS | Generation | Methane | PJ | Dispatch-Generation | EmissionsCost | 0 | [6 empty] | 0.889 | 0
LCP_Inputs_ON_Diverse_2023_04_03 | 2023 | CH4 + CCS | Generation | Methane | PJ | Dispatch-Generation | FuelCost | 0 | [6 empty] | 0.889 | 0
LCP_Inputs_ON_Diverse_2023_04_03 | 2023 | CH4 + CCS | Generation | Methane | PJ | Dispatch-Generation | VOM | 0 | [6 empty] | 0.889 | 0
LCP_Inputs_ON_Diverse_2023_04_03 | 2023 | CH4 + CCS | Generation | Methane | QC | Dispatch-Generation | EmissionsCost | 0 | [6 empty] | 0.889 | 0
LCP_Inputs_ON_Diverse_2023_04_03 | 2023 | CH4 + CCS | Generation | Methane | QC | Dispatch-Generation | FuelCost | 0 | [6 empty] | 0.889 | 0
LCP_Inputs_ON_Diverse_2023_04_03 | 2023 | CH4 + CCS | Generation | Methane | QC | Dispatch-Generation | VOM | 0 | [6 empty] | 0.889 | 0
LCP_Inputs_ON_Diverse_2023_04_03 | 2023 | CH4 + CCS | Generation | Methane | WC | Dispatch-Generation | EmissionsCost | 0 | [6 empty] | 0.889 | 0
LCP_Inputs_ON_Diverse_2023_04_03 | 2023 | CH4 + CCS | Generation | Methane | WC | Dispatch-Generation | FuelCost | 0 | [6 empty] | 0.889 | 0
LCP_Inputs_ON_Diverse_2023_04_03 | 2023 | CH4 + CCS | Generation | Methane | WC | Dispatch-Generation | VOM | 0 | [6 empty] | 0.889 | 0
LCP_Inputs_ON_Diverse_2023_04_03 | 2023 | CH4 Import - NY 2020 | Import | Methane | MI | Dispatch-Import | EmissionsCost | 0 | [6 empty] | 0.889 | 0
LCP_Inputs_ON_Diverse_2023_04_03 | 2023 | CH4 Import - NY 2020 | Import | Methane | MI | Dispatch-Import | FuelCost | 0 | [6 empty] | 0.889 | 0
LCP_Inputs_ON_Diverse_2023_04_03 | 2023 | CH4 Import - NY 2020 | Import | Methane | MI | Dispatch-Import | VOM | 0 | [6 empty] | 0.889 | 0
LCP_Inputs_ON_Diverse_2023_04_03 | 2023 | CH4 Import - NY 2020 | Import | Methane | NY | Dispatch-Import | EmissionsCost | 282343065.1873 | [6 empty] | 0.889 | 251001956.8475
LCP_Inputs_ON_Diverse_2023_04_03 | 2023 | CH4 Import - NY 2020 | Import | Methane | NY | Dispatch-Import | FuelCost | 407790143.0843 | [6 empty] | 0.889 | 362523952.3038
LCP_Inputs_ON_Diverse_2023_04_03 | 2023 | CH4 Import - NY 2020 | Import | Methane | NY | Dispatch-Import | VOM | 0 | [6 empty] | 0.889 | 0
LCP_Inputs_ON_Diverse_2023_04_03 | 2023 | CH4 Import - NY 2020 | Import | Methane | ON | Dispatch-Import | EmissionsCost | 0 | [6 empty] | 0.889 | 0
LCP_Inputs_ON_Diverse_2023_04_03 | 2023 | CH4 Import - NY 2020 | Import | Methane | ON | Dispatch-Import | FuelCost | 0 | [6 empty] | 0.889 | 0
LCP_Inputs_ON_Diverse_2023_04_03 | 2023 | CH4 Import - NY 2020 | Import | Methane | ON | Dispatch-Import | VOM | 0 | [6 empty] | 0.889 | 0
LCP_Inputs_ON_Diverse_2023_04_03 | 2023 | CH4 Import - NY 2020 | Import | Methane | PJ | Dispatch-Import | EmissionsCost | 0 | [6 empty] | 0.889 | 0
LCP_Inputs_ON_Diverse_2023_04_03 | 2023 | CH4 Import - NY 2020 | Import | Methane | PJ | Dispatch-Import | FuelCost | 0 | [6 empty] | 0.889 | 0
LCP_Inputs_ON_Diverse_2023_04_03 | 2023 | CH4 Import - NY 2020 | Import | Methane | PJ | Dispatch-Import | VOM | 0 | [6 empty] | 0.889 | 0
LCP_Inputs_ON_Diverse_2023_04_03 | 2023 | CH4 Import - NY 2020 | Import | Methane | QC | Dispatch-Import | EmissionsCost | 0 | [6 empty] | 0.889 | 0
LCP_Inputs_ON_Diverse_2023_04_03 | 2023 | CH4 Import - NY 2020 | Import | Methane | QC | Dispatch-Import | FuelCost | 0 | [6 empty] | 0.889 | 0
LCP_Inputs_ON_Diverse_2023_04_03 | 2023 | CH4 Import - NY 2020 | Import | Methane | QC | Dispatch-Import | VOM | 0 | [6 empty] | 0.889 | 0
LCP_Inputs_ON_Diverse_2023_04_03 | 2023 | CH4 Import - NY 2020 | Import | Methane | WC | Dispatch-Import | EmissionsCost | 0 | [6 empty] | 0.889 | 0
LCP_Inputs_ON_Diverse_2023_04_03 | 2023 | CH4 Import - NY 2020 | Import | Methane | WC | Dispatch-Import | FuelCost | 0 | [6 empty] | 0.889 | 0
LCP_Inputs_ON_Diverse_2023_04_03 | 2023 | CH4 Import - NY 2020 | Import | Methane | WC | Dispatch-Import | VOM | 0 | [6 empty] | 0.889 | 0
LCP_Inputs_ON_Diverse_2023_04_03 | 2023 | CH4 Import - NY 2030 | Import | Methane | MI | Dispatch-Import | EmissionsCost | 0 | [6 empty] | 0.889 | 0
LCP_Inputs_ON_Diverse_2023_04_03 | 2023 | CH4 Import - NY 2030 | Import | Methane | MI | Dispatch-Import | FuelCost | 0 | [6 empty] | 0.889 | 0
LCP_Inputs_ON_Diverse_2023_04_03 | 2023 | CH4 Import - NY 2030 | Import | Methane | MI | Dispatch-Import | VOM | 0 | [6 empty] | 0.889 | 0
LCP_Inputs_ON_Diverse_2023_04_03 | 2023 | CH4 Import - NY 2030 | Import | Methane | NY | Dispatch-Import | EmissionsCost | 0 | [6 empty] | 0.889 | 0
LCP_Inputs_ON_Diverse_2023_04_03 | 2023 | CH4 Import - NY 2030 | Import | Methane | NY | Dispatch-Import | FuelCost | 0 | [6 empty] | 0.889 | 0
LCP_Inputs_ON_Diverse_2023_04_03 | 2023 | CH4 Import - NY 2030 | Import | Methane | NY | Dispatch-Import | VOM | 0 | [6 empty] | 0.889 | 0
LCP_Inputs_ON_Diverse_2023_04_03 | 2023 | CH4 Import - NY 2030 | Import | Methane | ON | Dispatch-Import | EmissionsCost | 0 | [6 empty] | 0.889 | 0
LCP_Inputs_ON_Diverse_2023_04_03 | 2023 | CH4 Import - NY 2030 | Import | Methane | ON | Dispatch-Import | FuelCost | 0 | [6 empty] | 0.889 | 0
LCP_Inputs_ON_Diverse_2023_04_03 | 2023 | CH4 Import - NY 2030 | Import | Methane | ON | Dispatch-Import | VOM | 0 | [6 empty] | 0.889 | 0
LCP_Inputs_ON_Diverse_2023_04_03 | 2023 | CH4 Import - NY 2030 | Import | Methane | PJ | Dispatch-Import | EmissionsCost | 0 | [6 empty] | 0.889 | 0
LCP_Inputs_ON_Diverse_2023_04_03 | 2023 | CH4 Import - NY 2030 | Import | Methane | PJ | Dispatch-Import | FuelCost | 0 | [6 empty] | 0.889 | 0
LCP_Inputs_ON_Diverse_2023_04_03 | 2023 | CH4 Import - NY 2030 | Import | Methane | PJ | Dispatch-Import | VOM | 0 | [6 empty] | 0.889 | 0
LCP_Inputs_ON_Diverse_2023_04_03 | 2023 | CH4 Import - NY 2030 | Import | Methane | QC | Dispatch-Import | EmissionsCost | 0 | [6 empty] | 0.889 | 0
LCP_Inputs_ON_Diverse_2023_04_03 | 2023 | CH4 Import - NY 2030 | Import | Methane | QC | Dispatch-Import | FuelCost | 0 | [6 empty] | 0.889 | 0
LCP_Inputs_ON_Diverse_2023_04_03 | 2023 | CH4 Import - NY 2030 | Import | Methane | QC | Dispatch-Import | VOM | 0 | [6 empty] | 0.889 | 0
LCP_Inputs_ON_Diverse_2023_04_03 | 2023 | CH4 Import - NY 2030 | Import | Methane | WC | Dispatch-Import | EmissionsCost | 0 | [6 empty] | 0.889 | 0
LCP_Inputs_ON_Diverse_2023_04_03 | 2023 | CH4 Import - NY 2030 | Import | Methane | WC | Dispatch-Import | FuelCost | 0 | [6 empty] | 0.889 | 0
LCP_Inputs_ON_Diverse_2023_04_03 | 2023 | CH4 Import - NY 2030 | Import | Methane | WC | Dispatch-Import | VOM | 0 | [6 empty] | 0.889 | 0
LCP_Inputs_ON_Diverse_2023_04_03 | 2023 | CH4 Import - NY 2040 | Import | Methane | MI | Dispatch-Import | EmissionsCost | 0 | [6 empty] | 0.889 | 0
LCP_Inputs_ON_Diverse_2023_04_03 | 2023 | CH4 Import - NY 2040 | Import | Methane | MI | Dispatch-Import | FuelCost | 0 | [6 empty] | 0.889 | 0
LCP_Inputs_ON_Diverse_2023_04_03 | 2023 | CH4 Import - NY 2040 | Import | Methane | MI | Dispatch-Import | VOM | 0 | [6 empty] | 0.889 | 0
LCP_Inputs_ON_Diverse_2023_04_03 | 2023 | CH4 Import - NY 2040 | Import | Methane | NY | Dispatch-Import | EmissionsCost | 0 | [6 empty] | 0.889 | 0
LCP_Inputs_ON_Diverse_2023_04_03 | 2023 | CH4 Import - NY 2040 | Import | Methane | NY | Dispatch-Import | FuelCost | 0 | [6 empty] | 0.889 | 0
LCP_Inputs_ON_Diverse_2023_04_03 | 2023 | CH4 Import - NY 2040 | Import | Methane | NY | Dispatch-Import | VOM | 0 | [6 empty] | 0.889 | 0
LCP_Inputs_ON_Diverse_2023_04_03 | 2023 | CH4 Import - NY 2040 | Import | Methane | ON | Dispatch-Import | EmissionsCost | 0 | [6 empty] | 0.889 | 0
LCP_Inputs_ON_Diverse_2023_04_03 | 2023 | CH4 Import - NY 2040 | Import | Methane | ON | Dispatch-Import | FuelCost | 0 | [6 empty] | 0.889 | 0
LCP_Inputs_ON_Diverse_2023_04_03 | 2023 | CH4 Import - NY 2040 | Import | Methane | ON | Dispatch-Import | VOM | 0 | [6 empty] | 0.889 | 0
LCP_Inputs_ON_Diverse_2023_04_03 | 2023 | CH4 Import - NY 2040 | Import | Methane | PJ | Dispatch-Import | EmissionsCost | 0 | [6 empty] | 0.889 | 0
LCP_Inputs_ON_Diverse_2023_04_03 | 2023 | CH4 Import - NY 2040 | Import | Methane | PJ | Dispatch-Import | FuelCost | 0 | [6 empty] | 0.889 | 0
LCP_Inputs_ON_Diverse_2023_04_03 | 2023 | CH4 Import - NY 2040 | Import | Methane | PJ | Dispatch-Import | VOM | 0 | [6 empty] | 0.889 | 0
LCP_Inputs_ON_Diverse_2023_04_03 | 2023 | CH4 Import - NY 2040 | Import | Methane | QC | Dispatch-Import | EmissionsCost | 0 | [6 empty] | 0.889 | 0
LCP_Inputs_ON_Diverse_2023_04_03 | 2023 | CH4 Import - NY 2040 | Import | Methane | QC | Dispatch-Import | FuelCost | 0 | [6 empty] | 0.889 | 0
LCP_Inputs_ON_Diverse_2023_04_03 | 2023 | CH4 Import - NY 2040 | Import | Methane | QC | Dispatch-Import | VOM | 0 | [6 empty] | 0.889 | 0
LCP_Inputs_ON_Diverse_2023_04_03 | 2023 | CH4 Import - NY 2040 | Import | Methane | WC | Dispatch-Import | EmissionsCost | 0 | [6 empty] | 0.889 | 0
LCP_Inputs_ON_Diverse_2023_04_03 | 2023 | CH4 Import - NY 2040 | Import | Methane | WC | Dispatch-Import | FuelCost | 0 | [6 empty] | 0.889 | 0
LCP_Inputs_ON_Diverse_2023_04_03 | 2023 | CH4 Import - NY 2040 | Import | Methane | WC | Dispatch-Import | VOM | 0 | [6 empty] | 0.889 | 0
LCP_Inputs_ON_Diverse_2023_04_03 | 2023 | CH4 Import - NY 2050 | Import | Methane | MI | Dispatch-Import | EmissionsCost | 0 | [6 empty] | 0.889 | 0
LCP_Inputs_ON_Diverse_2023_04_03 | 2023 | CH4 Import - NY 2050 | Import | Methane | MI | Dispatch-Import | FuelCost | 0 | [6 empty] | 0.889 | 0
LCP_Inputs_ON_Diverse_2023_04_03 | 2023 | CH4 Import - NY 2050 | Import | Methane | MI | Dispatch-Import | VOM | 0 | [6 empty] | 0.889 | 0
LCP_Inputs_ON_Diverse_2023_04_03 | 2023 | CH4 Import - NY 2050 | Import | Methane | NY | Dispatch-Import | EmissionsCost | 0 | [6 empty] | 0.889 | 0
LCP_Inputs_ON_Diverse_2023_04_03 | 2023 | CH4 Import - NY 2050 | Import | Methane | NY | Dispatch-Import | FuelCost | 0 | [6 empty] | 0.889 | 0
LCP_Inputs_ON_Diverse_2023_04_03 | 2023 | CH4 Import - NY 2050 | Import | Methane | NY | Dispatch-Import | VOM | 0 | [6 empty] | 0.889 | 0
LCP_Inputs_ON_Diverse_2023_04_03 | 2023 | CH4 Import - NY 2050 | Import | Methane | ON | Dispatch-Import | EmissionsCost | 0 | [6 empty] | 0.889 | 0
LCP_Inputs_ON_Diverse_2023_04_03 | 2023 | CH4 Import - NY 2050 | Import | Methane | ON | Dispatch-Import | FuelCost | 0 | [6 empty] | 0.889 | 0
LCP_Inputs_ON_Diverse_2023_04_03 | 2023 | CH4 Import - NY 2050 | Import | Methane | ON | Dispatch-Import | VOM | 0 | [6 empty] | 0.889 | 0
LCP_Inputs_ON_Diverse_2023_04_03 | 2023 | CH4 Import - NY 2050 | Import | Methane | PJ | Dispatch-Import | EmissionsCost | 0 | [6 empty] | 0.889 | 0
LCP_Inputs_ON_Diverse_2023_04_03 | 2023 | CH4 Import - NY 2050 | Import | Methane | PJ | Dispatch-Import | FuelCost | 0 | [6 empty] | 0.889 | 0
LCP_Inputs_ON_Diverse_2023_04_03 | 2023 | CH4 Import - NY 2050 | Import | Methane | PJ | Dispatch-Import | VOM | 0 | [6 empty] | 0.889 | 0
LCP_Inputs_ON_Diverse_2023_04_03 | 2023 | CH4 Import - NY 2050 | Import | Methane | QC | Dispatch-Import | EmissionsCost | 0 | [6 empty] | 0.889 | 0
LCP_Inputs_ON_Diverse_2023_04_03 | 2023 | CH4 Import - NY 2050 | Import | Methane | QC | Dispatch-Import | FuelCost | 0 | [6 empty] | 0.889 | 0
LCP_Inputs_ON_Diverse_2023_04_03 | 2023 | CH4 Import - NY 2050 | Import | Methane | QC | Dispatch-Import | VOM | 0 | [6 empty] | 0.889 | 0
LCP_Inputs_ON_Diverse_2023_04_03 | 2023 | CH4 Import - NY 2050 | Import | Methane | WC | Dispatch-Import | EmissionsCost | 0 | [6 empty] | 0.889 | 0
LCP_Inputs_ON_Diverse_2023_04_03 | 2023 | CH4 Import - NY 2050 | Import | Methane | WC | Dispatch-Import | FuelCost | 0 | [6 empty] | 0.889 | 0
LCP_Inputs_ON_Diverse_2023_04_03 | 2023 | CH4 Import - NY 2050 | Import | Methane | WC | Dispatch-Import | VOM | 0 | [6 empty] | 0.889 | 0
LCP_Inputs_ON_Diverse_2023_04_03 | 2023 | CH4 Import - WC 2020 | Import | Methane | MI | Dispatch-Import | EmissionsCost | 0 | [6 empty] | 0.889 | 0
LCP_Inputs_ON_Diverse_2023_04_03 | 2023 | CH4 Import - WC 2020 | Import | Methane | MI | Dispatch-Import | FuelCost | 0 | [6 empty] | 0.889 | 0
LCP_Inputs_ON_Diverse_2023_04_03 | 2023 | CH4 Import - WC 2020 | Import | Methane | MI | Dispatch-Import | VOM | 0 | [6 empty] | 0.889 | 0
LCP_Inputs_ON_Diverse_2023_04_03 | 2023 | CH4 Import - WC 2020 | Import | Methane | NY | Dispatch-Import | EmissionsCost | 0 | [6 empty] | 0.889 | 0
LCP_Inputs_ON_Diverse_2023_04_03 | 2023 | CH4 Import - WC 2020 | Import | Methane | NY | Dispatch-Import | FuelCost | 0 | [6 empty] | 0.889 | 0
LCP_Inputs_ON_Diverse_2023_04_03 | 2023 | CH4 Import - WC 2020 | Import | Methane | NY | Dispatch-Import | VOM | 0 | [6 empty] | 0.889 | 0
LCP_Inputs_ON_Diverse_2023_04_03 | 2023 | CH4 Import - WC 2020 | Import | Methane | ON | Dispatch-Import | EmissionsCost | 0 | [6 empty] | 0.889 | 0
LCP_Inputs_ON_Diverse_2023_04_03 | 2023 | CH4 Import - WC 2020 | Import | Methane | ON | Dispatch-Import | FuelCost | 0 | [6 empty] | 0.889 | 0
LCP_Inputs_ON_Diverse_2023_04_03 | 2023 | CH4 Import - WC 2020 | Import | Methane | ON | Dispatch-Import | VOM | 0 | [6 empty] | 0.889 | 0
LCP_Inputs_ON_Diverse_2023_04_03 | 2023 | CH4 Import - WC 2020 | Import | Methane | PJ | Dispatch-Import | EmissionsCost | 0 | [6 empty] | 0.889 | 0
LCP_Inputs_ON_Diverse_2023_04_03 | 2023 | CH4 Import - WC 2020 | Import | Methane | PJ | Dispatch-Import | FuelCost | 0 | [6 empty] | 0.889 | 0
LCP_Inputs_ON_Diverse_2023_04_03 | 2023 | CH4 Import - WC 2020 | Import | Methane | PJ | Dispatch-Import | VOM | 0 | [6 empty] | 0.889 | 0
LCP_Inputs_ON_Diverse_2023_04_03 | 2023 | CH4 Import - WC 2020 | Import | Methane | QC | Dispatch-Import | EmissionsCost | 0 | [6 empty] | 0.889 | 0
LCP_Inputs_ON_Diverse_2023_04_03 | 2023 | CH4 Import - WC 2020 | Import | Methane | QC | Dispatch-Import | FuelCost | 0 | [6 empty] | 0.889 | 0
LCP_Inputs_ON_Diverse_2023_04_03 | 2023 | CH4 Import - WC 2020 | Import | Methane | QC | Dispatch-Import | VOM | 0 | [6 empty] | 0.889 | 0
LCP_Inputs_ON_Diverse_2023_04_03 | 2023 | CH4 Import - WC 2020 | Import | Methane | WC | Dispatch-Import | EmissionsCost | 1306945425.5377 | [6 empty] | 0.889 | 1161869724.2847
LCP_Inputs_ON_Diverse_2023_04_03 | 2023 | CH4 Import - WC 2020 | Import | Methane | WC | Dispatch-Import | FuelCost | 1887630786.0789 | [6 empty] | 0.889 | 1678096895.3393
LCP_Inputs_ON_Diverse_2023_04_03 | 2023 | CH4 Import - WC 2020 | Import | Methane | WC | Dispatch-Import | VOM | 0 | [6 empty] | 0.889 | 0
LCP_Inputs_ON_Diverse_2023_04_03 | 2023 | CH4 Import - WC 2030 | Import | Methane | MI | Dispatch-Import | EmissionsCost | 0 | [6 empty] | 0.889 | 0
LCP_Inputs_ON_Diverse_2023_04_03 | 2023 | CH4 Import - WC 2030 | Import | Methane | MI | Dispatch-Import | FuelCost | 0 | [6 empty] | 0.889 | 0
LCP_Inputs_ON_Diverse_2023_04_03 | 2023 | CH4 Import - WC 2030 | Import | Methane | MI | Dispatch-Import | VOM | 0 | [6 empty] | 0.889 | 0
LCP_Inputs_ON_Diverse_2023_04_03 | 2023 | CH4 Import - WC 2030 | Import | Methane | NY | Dispatch-Import | EmissionsCost | 0 | [6 empty] | 0.889 | 0
LCP_Inputs_ON_Diverse_2023_04_03 | 2023 | CH4 Import - WC 2030 | Import | Methane | NY | Dispatch-Import | FuelCost | 0 | [6 empty] | 0.889 | 0
LCP_Inputs_ON_Diverse_2023_04_03 | 2023 | CH4 Import - WC 2030 | Import | Methane | NY | Dispatch-Import | VOM | 0 | [6 empty] | 0.889 | 0
LCP_Inputs_ON_Diverse_2023_04_03 | 2023 | CH4 Import - WC 2030 | Import | Methane | ON | Dispatch-Import | EmissionsCost | 0 | [6 empty] | 0.889 | 0
LCP_Inputs_ON_Diverse_2023_04_03 | 2023 | CH4 Import - WC 2030 | Import | Methane | ON | Dispatch-Import | FuelCost | 0 | [6 empty] | 0.889 | 0
LCP_Inputs_ON_Diverse_2023_04_03 | 2023 | CH4 Import - WC 2030 | Import | Methane | ON | Dispatch-Import | VOM | 0 | [6 empty] | 0.889 | 0
LCP_Inputs_ON_Diverse_2023_04_03 | 2023 | CH4 Import - WC 2030 | Import | Methane | PJ | Dispatch-Import | EmissionsCost | 0 | [6 empty] | 0.889 | 0
LCP_Inputs_ON_Diverse_2023_04_03 | 2023 | CH4 Import - WC 2030 | Import | Methane | PJ | Dispatch-Import | FuelCost | 0 | [6 empty] | 0.889 | 0
LCP_Inputs_ON_Diverse_2023_04_03 | 2023 | CH4 Import - WC 2030 | Import | Methane | PJ | Dispatch-Import | VOM | 0 | [6 empty] | 0.889 | 0
LCP_Inputs_ON_Diverse_2023_04_03 | 2023 | CH4 Import - WC 2030 | Import | Methane | QC | Dispatch-Import | EmissionsCost | 0 | [6 empty] | 0.889 | 0
LCP_Inputs_ON_Diverse_2023_04_03 | 2023 | CH4 Import - WC 2030 | Import | Methane | QC | Dispatch-Import | FuelCost | 0 | [6 empty] | 0.889 | 0
LCP_Inputs_ON_Diverse_2023_04_03 | 2023 | CH4 Import - WC 2030 | Import | Methane | QC | Dispatch-Import | VOM | 0 | [6 empty] | 0.889 | 0
LCP_Inputs_ON_Diverse_2023_04_03 | 2023 | CH4 Import - WC 2030 | Import | Methane | WC | Dispatch-Import | EmissionsCost | 0 | [6 empty] | 0.889 | 0
LCP_Inputs_ON_Diverse_2023_04_03 | 2023 | CH4 Import - WC 2030 | Import | Methane | WC | Dispatch-Import | FuelCost | 0 | [6 empty] | 0.889 | 0
LCP_Inputs_ON_Diverse_2023_04_03 | 2023 | CH4 Import - WC 2030 | Import | Methane | WC | Dispatch-Import | VOM | 0 | [6 empty] | 0.889 | 0
LCP_Inputs_ON_Diverse_2023_04_03 | 2023 | CH4 Import - WC 2040 | Import | Methane | MI | Dispatch-Import | EmissionsCost | 0 | [6 empty] | 0.889 | 0
LCP_Inputs_ON_Diverse_2023_04_03 | 2023 | CH4 Import - WC 2040 | Import | Methane | MI | Dispatch-Import | FuelCost | 0 | [6 empty] | 0.889 | 0
LCP_Inputs_ON_Diverse_2023_04_03 | 2023 | CH4 Import - WC 2040 | Import | Methane | MI | Dispatch-Import | VOM | 0 | [6 empty] | 0.889 | 0
LCP_Inputs_ON_Diverse_2023_04_03 | 2023 | CH4 Import - WC 2040 | Import | Methane | NY | Dispatch-Import | EmissionsCost | 0 | [6 empty] | 0.889 | 0
LCP_Inputs_ON_Diverse_2023_04_03 | 2023 | CH4 Import - WC 2040 | Import | Methane | NY | Dispatch-Import | FuelCost | 0 | [6 empty] | 0.889 | 0
LCP_Inputs_ON_Diverse_2023_04_03 | 2023 | CH4 Import - WC 2040 | Import | Methane | NY | Dispatch-Import | VOM | 0 | [6 empty] | 0.889 | 0
LCP_Inputs_ON_Diverse_2023_04_03 | 2023 | CH4 Import - WC 2040 | Import | Methane | ON | Dispatch-Import | EmissionsCost | 0 | [6 empty] | 0.889 | 0
LCP_Inputs_ON_Diverse_2023_04_03 | 2023 | CH4 Import - WC 2040 | Import | Methane | ON | Dispatch-Import | FuelCost | 0 | [6 empty] | 0.889 | 0
LCP_Inputs_ON_Diverse_2023_04_03 | 2023 | CH4 Import - WC 2040 | Import | Methane | ON | Dispatch-Import | VOM | 0 | [6 empty] | 0.889 | 0
LCP_Inputs_ON_Diverse_2023_04_03 | 2023 | CH4 Import - WC 2040 | Import | Methane | PJ | Dispatch-Import | EmissionsCost | 0 | [6 empty] | 0.889 | 0
LCP_Inputs_ON_Diverse_2023_04_03 | 2023 | CH4 Import - WC 2040 | Import | Methane | PJ | Dispatch-Import | FuelCost | 0 | [6 empty] | 0.889 | 0
LCP_Inputs_ON_Diverse_2023_04_03 | 2023 | CH4 Import - WC 2040 | Import | Methane | PJ | Dispatch-Import | VOM | 0 | [6 empty] | 0.889 | 0
LCP_Inputs_ON_Diverse_2023_04_03 | 2023 | CH4 Import - WC 2040 | Import | Methane | QC | Dispatch-Import | EmissionsCost | 0 | [6 empty] | 0.889 | 0
LCP_Inputs_ON_Diverse_2023_04_03 | 2023 | CH4 Import - WC 2040 | Import | Methane | QC | Dispatch-Import | FuelCost | 0 | [6 empty] | 0.889 | 0
LCP_Inputs_ON_Diverse_2023_04_03 | 2023 | CH4 Import - WC 2040 | Import | Methane | QC | Dispatch-Import | VOM | 0 | [6 empty] | 0.889 | 0
LCP_Inputs_ON_Diverse_2023_04_03 | 2023 | CH4 Import - WC 2040 | Import | Methane | WC | Dispatch-Import | EmissionsCost | 0 | [6 empty] | 0.889 | 0
LCP_Inputs_ON_Diverse_2023_04_03 | 2023 | CH4 Import - WC 2040 | Import | Methane | WC | Dispatch-Import | FuelCost | 0 | [6 empty] | 0.889 | 0
LCP_Inputs_ON_Diverse_2023_04_03 | 2023 | CH4 Import - WC 2040 | Import | Methane | WC | Dispatch-Import | VOM | 0 | [6 empty] | 0.889 | 0
LCP_Inputs_ON_Diverse_2023_04_03 | 2023 | CH4 Import - WC 2050 | Import | Methane | MI | Dispatch-Import | EmissionsCost | 0 | [6 empty] | 0.889 | 0
LCP_Inputs_ON_Diverse_2023_04_03 | 2023 | CH4 Import - WC 2050 | Import | Methane | MI | Dispatch-Import | FuelCost | 0 | [6 empty] | 0.889 | 0
LCP_Inputs_ON_Diverse_2023_04_03 | 2023 | CH4 Import - WC 2050 | Import | Methane | MI | Dispatch-Import | VOM | 0 | [6 empty] | 0.889 | 0
LCP_Inputs_ON_Diverse_2023_04_03 | 2023 | CH4 Import - WC 2050 | Import | Methane | NY | Dispatch-Import | EmissionsCost | 0 | [6 empty] | 0.889 | 0
LCP_Inputs_ON_Diverse_2023_04_03 | 2023 | CH4 Import - WC 2050 | Import | Methane | NY | Dispatch-Import | FuelCost | 0 | [6 empty] | 0.889 | 0
LCP_Inputs_ON_Diverse_2023_04_03 | 2023 | CH4 Import - WC 2050 | Import | Methane | NY | Dispatch-Import | VOM | 0 | [6 empty] | 0.889 | 0
LCP_Inputs_ON_Diverse_2023_04_03 | 2023 | CH4 Import - WC 2050 | Import | Methane | ON | Dispatch-Import | EmissionsCost | 0 | [6 empty] | 0.889 | 0
LCP_Inputs_ON_Diverse_2023_04_03 | 2023 | CH4 Import - WC 2050 | Import | Methane | ON | Dispatch-Import | FuelCost | 0 | [6 empty] | 0.889 | 0
LCP_Inputs_ON_Diverse_2023_04_03 | 2023 | CH4 Import - WC 2050 | Import | Methane | ON | Dispatch-Import | VOM | 0 | [6 empty] | 0.889 | 0
LCP_Inputs_ON_Diverse_2023_04_03 | 2023 | CH4 Import - WC 2050 | Import | Methane | PJ | Dispatch-Import | EmissionsCost | 0 | [6 empty] | 0.889 | 0
LCP_Inputs_ON_Diverse_2023_04_03 | 2023 | CH4 Import - WC 2050 | Import | Methane | PJ | Dispatch-Import | FuelCost | 0 | [6 empty] | 0.889 | 0
LCP_Inputs_ON_Diverse_2023_04_03 | 2023 | CH4 Import - WC 2050 | Import | Methane | PJ | Dispatch-Import | VOM | 0 | [6 empty] | 0.889 | 0
LCP_Inputs_ON_Diverse_2023_04_03 | 2023 | CH4 Import - WC 2050 | Import | Methane | QC | Dispatch-Import | EmissionsCost | 0 | [6 empty] | 0.889 | 0
LCP_Inputs_ON_Diverse_2023_04_03 | 2023 | CH4 Import - WC 2050 | Import | Methane | QC | Dispatch-Import | FuelCost | 0 | [6 empty] | 0.889 | 0
LCP_Inputs_ON_Diverse_2023_04_03 | 2023 | CH4 Import - WC 2050 | Import | Methane | QC | Dispatch-Import | VOM | 0 | [6 empty] | 0.889 | 0
LCP_Inputs_ON_Diverse_2023_04_03 | 2023 | CH4 Import - WC 2050 | Import | Methane | WC | Dispatch-Import | EmissionsCost | 0 | [6 empty] | 0.889 | 0
LCP_Inputs_ON_Diverse_2023_04_03 | 2023 | CH4 Import - WC 2050 | Import | Methane | WC | Dispatch-Import | FuelCost | 0 | [6 empty] | 0.889 | 0
LCP_Inputs_ON_Diverse_2023_04_03 | 2023 | CH4 Import - WC 2050 | Import | Methane | WC | Dispatch-Import | VOM | 0 | [6 empty] | 0.889 | 0
LCP_Inputs_ON_Diverse_2023_04_03 | 2023 | CH4 Salt Cavern Storage - ON | Storage | Methane | MI | Dispatch-Storage | EmissionsCost | 0 | [6 empty] | 0.889 | 0
LCP_Inputs_ON_Diverse_2023_04_03 | 2023 | CH4 Salt Cavern Storage - ON | Storage | Methane | MI | Dispatch-Storage | FuelCost | 0 | [6 empty] | 0.889 | 0
LCP_Inputs_ON_Diverse_2023_04_03 | 2023 | CH4 Salt Cavern Storage - ON | Storage | Methane | MI | Dispatch-Storage | VOM | 0 | [6 empty] | 0.889 | 0
LCP_Inputs_ON_Diverse_2023_04_03 | 2023 | CH4 Salt Cavern Storage - ON | Storage | Methane | NY | Dispatch-Storage | EmissionsCost | 0 | [6 empty] | 0.889 | 0
LCP_Inputs_ON_Diverse_2023_04_03 | 2023 | CH4 Salt Cavern Storage - ON | Storage | Methane | NY | Dispatch-Storage | FuelCost | 0 | [6 empty] | 0.889 | 0
LCP_Inputs_ON_Diverse_2023_04_03 | 2023 | CH4 Salt Cavern Storage - ON | Storage | Methane | NY | Dispatch-Storage | VOM | 0 | [6 empty] | 0.889 | 0
LCP_Inputs_ON_Diverse_2023_04_03 | 2023 | CH4 Salt Cavern Storage - ON | Storage | Methane | ON | Dispatch-Storage | EmissionsCost | 0 | [6 empty] | 0.889 | 0
LCP_Inputs_ON_Diverse_2023_04_03 | 2023 | CH4 Salt Cavern Storage - ON | Storage | Methane | ON | Dispatch-Storage | FuelCost | 0 | [6 empty] | 0.889 | 0
LCP_Inputs_ON_Diverse_2023_04_03 | 2023 | CH4 Salt Cavern Storage - ON | Storage | Methane | ON | Dispatch-Storage | VOM | 691417.795 | [6 empty] | 0.889 | 614667.9021
LCP_Inputs_ON_Diverse_2023_04_03 | 2023 | CH4 Salt Cavern Storage - ON | Storage | Methane | PJ | Dispatch-Storage | EmissionsCost | 0 | [6 empty] | 0.889 | 0
LCP_Inputs_ON_Diverse_2023_04_03 | 2023 | CH4 Salt Cavern Storage - ON | Storage | Methane | PJ | Dispatch-Storage | FuelCost | 0 | [6 empty] | 0.889 | 0
LCP_Inputs_ON_Diverse_2023_04_03 | 2023 | CH4 Salt Cavern Storage - ON | Storage | Methane | PJ | Dispatch-Storage | VOM | 0 | [6 empty] | 0.889 | 0
LCP_Inputs_ON_Diverse_2023_04_03 | 2023 | CH4 Salt Cavern Storage - ON | Storage | Methane | QC | Dispatch-Storage | EmissionsCost | 0 | [6 empty] | 0.889 | 0
LCP_Inputs_ON_Diverse_2023_04_03 | 2023 | CH4 Salt Cavern Storage - ON | Storage | Methane | QC | Dispatch-Storage | FuelCost | 0 | [6 empty] | 0.889 | 0
LCP_Inputs_ON_Diverse_2023_04_03 | 2023 | CH4 Salt Cavern Storage - ON | Storage | Methane | QC | Dispatch-Storage | VOM | 0 | [6 empty] | 0.889 | 0
LCP_Inputs_ON_Diverse_2023_04_03 | 2023 | CH4 Salt Cavern Storage - ON | Storage | Methane | WC | Dispatch-Storage | EmissionsCost | 0 | [6 empty] | 0.889 | 0
LCP_Inputs_ON_Diverse_2023_04_03 | 2023 | CH4 Salt Cavern Storage - ON | Storage | Methane | WC | Dispatch-Storage | FuelCost | 0 | [6 empty] | 0.889 | 0
LCP_Inputs_ON_Diverse_2023_04_03 | 2023 | CH4 Salt Cavern Storage - ON | Storage | Methane | WC | Dispatch-Storage | VOM | 0 | [6 empty] | 0.889 | 0
LCP_Inputs_ON_Diverse_2023_04_03 | 2023 | Electrolyser 2020/2030 | Crossload | Hydrogen | MI | Dispatch-Crossload | EmissionsCost | 0 | [6 empty] | 0.889 | 0
LCP_Inputs_ON_Diverse_2023_04_03 | 2023 | Electrolyser 2020/2030 | Crossload | Hydrogen | MI | Dispatch-Crossload | FuelCost | 0 | [6 empty] | 0.889 | 0
LCP_Inputs_ON_Diverse_2023_04_03 | 2023 | Electrolyser 2020/2030 | Crossload | Hydrogen | MI | Dispatch-Crossload | VOM | 0 | [6 empty] | 0.889 | 0
LCP_Inputs_ON_Diverse_2023_04_03 | 2023 | Electrolyser 2020/2030 | Crossload | Hydrogen | NY | Dispatch-Crossload | EmissionsCost | 0 | [6 empty] | 0.889 | 0
LCP_Inputs_ON_Diverse_2023_04_03 | 2023 | Electrolyser 2020/2030 | Crossload | Hydrogen | NY | Dispatch-Crossload | FuelCost | 0 | [6 empty] | 0.889 | 0
LCP_Inputs_ON_Diverse_2023_04_03 | 2023 | Electrolyser 2020/2030 | Crossload | Hydrogen | NY | Dispatch-Crossload | VOM | 0 | [6 empty] | 0.889 | 0
LCP_Inputs_ON_Diverse_2023_04_03 | 2023 | Electrolyser 2020/2030 | Crossload | Hydrogen | ON | Dispatch-Crossload | EmissionsCost | 0 | [6 empty] | 0.889 | 0
LCP_Inputs_ON_Diverse_2023_04_03 | 2023 | Electrolyser 2020/2030 | Crossload | Hydrogen | ON | Dispatch-Crossload | FuelCost | 0 | [6 empty] | 0.889 | 0
LCP_Inputs_ON_Diverse_2023_04_03 | 2023 | Electrolyser 2020/2030 | Crossload | Hydrogen | ON | Dispatch-Crossload | VOM | 0 | [6 empty] | 0.889 | 0
LCP_Inputs_ON_Diverse_2023_04_03 | 2023 | Electrolyser 2020/2030 | Crossload | Hydrogen | PJ | Dispatch-Crossload | EmissionsCost | 0 | [6 empty] | 0.889 | 0
LCP_Inputs_ON_Diverse_2023_04_03 | 2023 | Electrolyser 2020/2030 | Crossload | Hydrogen | PJ | Dispatch-Crossload | FuelCost | 0 | [6 empty] | 0.889 | 0
LCP_Inputs_ON_Diverse_2023_04_03 | 2023 | Electrolyser 2020/2030 | Crossload | Hydrogen | PJ | Dispatch-Crossload | VOM | 0 | [6 empty] | 0.889 | 0
LCP_Inputs_ON_Diverse_2023_04_03 | 2023 | Electrolyser 2020/2030 | Crossload | Hydrogen | QC | Dispatch-Crossload | EmissionsCost | 0 | [6 empty] | 0.889 | 0
LCP_Inputs_ON_Diverse_2023_04_03 | 2023 | Electrolyser 2020/2030 | Crossload | Hydrogen | QC | Dispatch-Crossload | FuelCost | 0 | [6 empty] | 0.889 | 0
LCP_Inputs_ON_Diverse_2023_04_03 | 2023 | Electrolyser 2020/2030 | Crossload | Hydrogen | QC | Dispatch-Crossload | VOM | 0 | [6 empty] | 0.889 | 0
LCP_Inputs_ON_Diverse_2023_04_03 | 2023 | Electrolyser 2020/2030 | Crossload | Hydrogen | WC | Dispatch-Crossload | EmissionsCost | 0 | [6 empty] | 0.889 | 0
LCP_Inputs_ON_Diverse_2023_04_03 | 2023 | Electrolyser 2020/2030 | Crossload | Hydrogen | WC | Dispatch-Crossload | FuelCost | 0 | [6 empty] | 0.889 | 0
LCP_Inputs_ON_Diverse_2023_04_03 | 2023 | Electrolyser 2020/2030 | Crossload | Hydrogen | WC | Dispatch-Crossload | VOM | 0 | [6 empty] | 0.889 | 0
LCP_Inputs_ON_Diverse_2023_04_03 | 2023 | Electrolyser 2040 | Crossload | Hydrogen | MI | Dispatch-Crossload | EmissionsCost | 0 | [6 empty] | 0.889 | 0
LCP_Inputs_ON_Diverse_2023_04_03 | 2023 | Electrolyser 2040 | Crossload | Hydrogen | MI | Dispatch-Crossload | FuelCost | 0 | [6 empty] | 0.889 | 0
LCP_Inputs_ON_Diverse_2023_04_03 | 2023 | Electrolyser 2040 | Crossload | Hydrogen | MI | Dispatch-Crossload | VOM | 0 | [6 empty] | 0.889 | 0
LCP_Inputs_ON_Diverse_2023_04_03 | 2023 | Electrolyser 2040 | Crossload | Hydrogen | NY | Dispatch-Crossload | EmissionsCost | 0 | [6 empty] | 0.889 | 0
LCP_Inputs_ON_Diverse_2023_04_03 | 2023 | Electrolyser 2040 | Crossload | Hydrogen | NY | Dispatch-Crossload | FuelCost | 0 | [6 empty] | 0.889 | 0
LCP_Inputs_ON_Diverse_2023_04_03 | 2023 | Electrolyser 2040 | Crossload | Hydrogen | NY | Dispatch-Crossload | VOM | 0 | [6 empty] | 0.889 | 0
LCP_Inputs_ON_Diverse_2023_04_03 | 2023 | Electrolyser 2040 | Crossload | Hydrogen | ON | Dispatch-Crossload | EmissionsCost | 0 | [6 empty] | 0.889 | 0
LCP_Inputs_ON_Diverse_2023_04_03 | 2023 | Electrolyser 2040 | Crossload | Hydrogen | ON | Dispatch-Crossload | FuelCost | 0 | [6 empty] | 0.889 | 0
LCP_Inputs_ON_Diverse_2023_04_03 | 2023 | Electrolyser 2040 | Crossload | Hydrogen | ON | Dispatch-Crossload | VOM | 0 | [6 empty] | 0.889 | 0
LCP_Inputs_ON_Diverse_2023_04_03 | 2023 | Electrolyser 2040 | Crossload | Hydrogen | PJ | Dispatch-Crossload | EmissionsCost | 0 | [6 empty] | 0.889 | 0
LCP_Inputs_ON_Diverse_2023_04_03 | 2023 | Electrolyser 2040 | Crossload | Hydrogen | PJ | Dispatch-Crossload | FuelCost | 0 | [6 empty] | 0.889 | 0
LCP_Inputs_ON_Diverse_2023_04_03 | 2023 | Electrolyser 2040 | Crossload | Hydrogen | PJ | Dispatch-Crossload | VOM | 0 | [6 empty] | 0.889 | 0
LCP_Inputs_ON_Diverse_2023_04_03 | 2023 | Electrolyser 2040 | Crossload | Hydrogen | QC | Dispatch-Crossload | EmissionsCost | 0 | [6 empty] | 0.889 | 0
LCP_Inputs_ON_Diverse_2023_04_03 | 2023 | Electrolyser 2040 | Crossload | Hydrogen | QC | Dispatch-Crossload | FuelCost | 0 | [6 empty] | 0.889 | 0
LCP_Inputs_ON_Diverse_2023_04_03 | 2023 | Electrolyser 2040 | Crossload | Hydrogen | QC | Dispatch-Crossload | VOM | 0 | [6 empty] | 0.889 | 0
LCP_Inputs_ON_Diverse_2023_04_03 | 2023 | Electrolyser 2040 | Crossload | Hydrogen | WC | Dispatch-Crossload | EmissionsCost | 0 | [6 empty] | 0.889 | 0
LCP_Inputs_ON_Diverse_2023_04_03 | 2023 | Electrolyser 2040 | Crossload | Hydrogen | WC | Dispatch-Crossload | FuelCost | 0 | [6 empty] | 0.889 | 0
LCP_Inputs_ON_Diverse_2023_04_03 | 2023 | Electrolyser 2040 | Crossload | Hydrogen | WC | Dispatch-Crossload | VOM | 0 | [6 empty] | 0.889 | 0
LCP_Inputs_ON_Diverse_2023_04_03 | 2023 | Electrolyser 2050 | Crossload | Hydrogen | MI | Dispatch-Crossload | EmissionsCost | 0 | [6 empty] | 0.889 | 0
LCP_Inputs_ON_Diverse_2023_04_03 | 2023 | Electrolyser 2050 | Crossload | Hydrogen | MI | Dispatch-Crossload | FuelCost | 0 | [6 empty] | 0.889 | 0
LCP_Inputs_ON_Diverse_2023_04_03 | 2023 | Electrolyser 2050 | Crossload | Hydrogen | MI | Dispatch-Crossload | VOM | 0 | [6 empty] | 0.889 | 0
LCP_Inputs_ON_Diverse_2023_04_03 | 2023 | Electrolyser 2050 | Crossload | Hydrogen | NY | Dispatch-Crossload | EmissionsCost | 0 | [6 empty] | 0.889 | 0
LCP_Inputs_ON_Diverse_2023_04_03 | 2023 | Electrolyser 2050 | Crossload | Hydrogen | NY | Dispatch-Crossload | FuelCost | 0 | [6 empty] | 0.889 | 0
LCP_Inputs_ON_Diverse_2023_04_03 | 2023 | Electrolyser 2050 | Crossload | Hydrogen | NY | Dispatch-Crossload | VOM | 0 | [6 empty] | 0.889 | 0
LCP_Inputs_ON_Diverse_2023_04_03 | 2023 | Electrolyser 2050 | Crossload | Hydrogen | ON | Dispatch-Crossload | EmissionsCost | 0 | [6 empty] | 0.889 | 0
LCP_Inputs_ON_Diverse_2023_04_03 | 2023 | Electrolyser 2050 | Crossload | Hydrogen | ON | Dispatch-Crossload | FuelCost | 0 | [6 empty] | 0.889 | 0
LCP_Inputs_ON_Diverse_2023_04_03 | 2023 | Electrolyser 2050 | Crossload | Hydrogen | ON | Dispatch-Crossload | VOM | 0 | [6 empty] | 0.889 | 0
LCP_Inputs_ON_Diverse_2023_04_03 | 2023 | Electrolyser 2050 | Crossload | Hydrogen | PJ | Dispatch-Crossload | EmissionsCost | 0 | [6 empty] | 0.889 | 0
LCP_Inputs_ON_Diverse_2023_04_03 | 2023 | Electrolyser 2050 | Crossload | Hydrogen | PJ | Dispatch-Crossload | FuelCost | 0 | [6 empty] | 0.889 | 0
LCP_Inputs_ON_Diverse_2023_04_03 | 2023 | Electrolyser 2050 | Crossload | Hydrogen | PJ | Dispatch-Crossload | VOM | 0 | [6 empty] | 0.889 | 0
LCP_Inputs_ON_Diverse_2023_04_03 | 2023 | Electrolyser 2050 | Crossload | Hydrogen | QC | Dispatch-Crossload | EmissionsCost | 0 | [6 empty] | 0.889 | 0
LCP_Inputs_ON_Diverse_2023_04_03 | 2023 | Electrolyser 2050 | Crossload | Hydrogen | QC | Dispatch-Crossload | FuelCost | 0 | [6 empty] | 0.889 | 0
LCP_Inputs_ON_Diverse_2023_04_03 | 2023 | Electrolyser 2050 | Crossload | Hydrogen | QC | Dispatch-Crossload | VOM | 0 | [6 empty] | 0.889 | 0
LCP_Inputs_ON_Diverse_2023_04_03 | 2023 | Electrolyser 2050 | Crossload | Hydrogen | WC | Dispatch-Crossload | EmissionsCost | 0 | [6 empty] | 0.889 | 0
LCP_Inputs_ON_Diverse_2023_04_03 | 2023 | Electrolyser 2050 | Crossload | Hydrogen | WC | Dispatch-Crossload | FuelCost | 0 | [6 empty] | 0.889 | 0
LCP_Inputs_ON_Diverse_2023_04_03 | 2023 | Electrolyser 2050 | Crossload | Hydrogen | WC | Dispatch-Crossload | VOM | 0 | [6 empty] | 0.889 | 0
LCP_Inputs_ON_Diverse_2023_04_03 | 2023 | Fossil Fuel Thermal (Coal, Peat, Oil) | Generation | Electricity | MI | Dispatch-Generation | EmissionsCost | 0 | [6 empty] | 0.889 | 0
LCP_Inputs_ON_Diverse_2023_04_03 | 2023 | Fossil Fuel Thermal (Coal, Peat, Oil) | Generation | Electricity | MI | Dispatch-Generation | FuelCost | 0 | [6 empty] | 0.889 | 0
LCP_Inputs_ON_Diverse_2023_04_03 | 2023 | Fossil Fuel Thermal (Coal, Peat, Oil) | Generation | Electricity | MI | Dispatch-Generation | VOM | 0 | [6 empty] | 0.889 | 0
LCP_Inputs_ON_Diverse_2023_04_03 | 2023 | Fossil Fuel Thermal (Coal, Peat, Oil) | Generation | Electricity | NY | Dispatch-Generation | EmissionsCost | 0 | [6 empty] | 0.889 | 0
LCP_Inputs_ON_Diverse_2023_04_03 | 2023 | Fossil Fuel Thermal (Coal, Peat, Oil) | Generation | Electricity | NY | Dispatch-Generation | FuelCost | 0 | [6 empty] | 0.889 | 0
LCP_Inputs_ON_Diverse_2023_04_03 | 2023 | Fossil Fuel Thermal (Coal, Peat, Oil) | Generation | Electricity | NY | Dispatch-Generation | VOM | 0 | [6 empty] | 0.889 | 0
LCP_Inputs_ON_Diverse_2023_04_03 | 2023 | Fossil Fuel Thermal (Coal, Peat, Oil) | Generation | Electricity | ON | Dispatch-Generation | EmissionsCost | 0 | [6 empty] | 0.889 | 0
LCP_Inputs_ON_Diverse_2023_04_03 | 2023 | Fossil Fuel Thermal (Coal, Peat, Oil) | Generation | Electricity | ON | Dispatch-Generation | FuelCost | 0 | [6 empty] | 0.889 | 0
LCP_Inputs_ON_Diverse_2023_04_03 | 2023 | Fossil Fuel Thermal (Coal, Peat, Oil) | Generation | Electricity | ON | Dispatch-Generation | VOM | 0 | [6 empty] | 0.889 | 0
LCP_Inputs_ON_Diverse_2023_04_03 | 2023 | Fossil Fuel Thermal (Coal, Peat, Oil) | Generation | Electricity | PJ | Dispatch-Generation | EmissionsCost | 0 | [6 empty] | 0.889 | 0
LCP_Inputs_ON_Diverse_2023_04_03 | 2023 | Fossil Fuel Thermal (Coal, Peat, Oil) | Generation | Electricity | PJ | Dispatch-Generation | FuelCost | 0 | [6 empty] | 0.889 | 0
LCP_Inputs_ON_Diverse_2023_04_03 | 2023 | Fossil Fuel Thermal (Coal, Peat, Oil) | Generation | Electricity | PJ | Dispatch-Generation | VOM | 0 | [6 empty] | 0.889 | 0
LCP_Inputs_ON_Diverse_2023_04_03 | 2023 | Fossil Fuel Thermal (Coal, Peat, Oil) | Generation | Electricity | QC | Dispatch-Generation | EmissionsCost | 0 | [6 empty] | 0.889 | 0
LCP_Inputs_ON_Diverse_2023_04_03 | 2023 | Fossil Fuel Thermal (Coal, Peat, Oil) | Generation | Electricity | QC | Dispatch-Generation | FuelCost | 0 | [6 empty] | 0.889 | 0
LCP_Inputs_ON_Diverse_2023_04_03 | 2023 | Fossil Fuel Thermal (Coal, Peat, Oil) | Generation | Electricity | QC | Dispatch-Generation | VOM | 0 | [6 empty] | 0.889 | 0
LCP_Inputs_ON_Diverse_2023_04_03 | 2023 | Fossil Fuel Thermal (Coal, Peat, Oil) | Generation | Electricity | WC | Dispatch-Generation | EmissionsCost | 0 | [6 empty] | 0.889 | 0
LCP_Inputs_ON_Diverse_2023_04_03 | 2023 | Fossil Fuel Thermal (Coal, Peat, Oil) | Generation | Electricity | WC | Dispatch-Generation | FuelCost | 0 | [6 empty] | 0.889 | 0
LCP_Inputs_ON_Diverse_2023_04_03 | 2023 | Fossil Fuel Thermal (Coal, Peat, Oil) | Generation | Electricity | WC | Dispatch-Generation | VOM | 0 | [6 empty] | 0.889 | 0
LCP_Inputs_ON_Diverse_2023_04_03 | 2023 | Generic - Generator | Generation | Electricity | MI | Dispatch-Generation | EmissionsCost | 0 | [6 empty] | 0.889 | 0
LCP_Inputs_ON_Diverse_2023_04_03 | 2023 | Generic - Generator | Generation | Electricity | MI | Dispatch-Generation | FuelCost | 3914188137.327 | [6 empty] | 0.889 | 3479699001.2365
LCP_Inputs_ON_Diverse_2023_04_03 | 2023 | Generic - Generator | Generation | Electricity | MI | Dispatch-Generation | VOM | 404955202.3516 | [6 empty] | 0.889 | 360003700.3154
LCP_Inputs_ON_Diverse_2023_04_03 | 2023 | Generic - Generator | Generation | Electricity | NY | Dispatch-Generation | EmissionsCost | 0 | [6 empty] | 0.889 | 0
LCP_Inputs_ON_Diverse_2023_04_03 | 2023 | Generic - Generator | Generation | Electricity | NY | Dispatch-Generation | FuelCost | 1633248891.2382 | [6 empty] | 0.889 | 1451952317.1141
LCP_Inputs_ON_Diverse_2023_04_03 | 2023 | Generic - Generator | Generation | Electricity | NY | Dispatch-Generation | VOM | 168973133.6454 | [6 empty] | 0.889 | 150216500.524
LCP_Inputs_ON_Diverse_2023_04_03 | 2023 | Generic - Generator | Generation | Electricity | ON | Dispatch-Generation | EmissionsCost | 0 | [6 empty] | 0.889 | 0
LCP_Inputs_ON_Diverse_2023_04_03 | 2023 | Generic - Generator | Generation | Electricity | ON | Dispatch-Generation | FuelCost | 0 | [6 empty] | 0.889 | 0
LCP_Inputs_ON_Diverse_2023_04_03 | 2023 | Generic - Generator | Generation | Electricity | ON | Dispatch-Generation | VOM | 0 | [6 empty] | 0.889 | 0
LCP_Inputs_ON_Diverse_2023_04_03 | 2023 | Generic - Generator | Generation | Electricity | PJ | Dispatch-Generation | EmissionsCost | 0 | [6 empty] | 0.889 | 0
LCP_Inputs_ON_Diverse_2023_04_03 | 2023 | Generic - Generator | Generation | Electricity | PJ | Dispatch-Generation | FuelCost | 14422259590.9655 | [6 empty] | 0.889 | 12821336260.175
LCP_Inputs_ON_Diverse_2023_04_03 | 2023 | Generic - Generator | Generation | Electricity | PJ | Dispatch-Generation | VOM | 1492102281.7812 | [6 empty] | 0.889 | 1326473495.2681
LCP_Inputs_ON_Diverse_2023_04_03 | 2023 | Generic - Generator | Generation | Electricity | QC | Dispatch-Generation | EmissionsCost | 0 | [6 empty] | 0.889 | 0
LCP_Inputs_ON_Diverse_2023_04_03 | 2023 | Generic - Generator | Generation | Electricity | QC | Dispatch-Generation | FuelCost | 0 | [6 empty] | 0.889 | 0
LCP_Inputs_ON_Diverse_2023_04_03 | 2023 | Generic - Generator | Generation | Electricity | QC | Dispatch-Generation | VOM | 0 | [6 empty] | 0.889 | 0
LCP_Inputs_ON_Diverse_2023_04_03 | 2023 | Generic - Generator | Generation | Electricity | WC | Dispatch-Generation | EmissionsCost | 0 | [6 empty] | 0.889 | 0
LCP_Inputs_ON_Diverse_2023_04_03 | 2023 | Generic - Generator | Generation | Electricity | WC | Dispatch-Generation | FuelCost | 1069473.0011 | [6 empty] | 0.889 | 950757.6037
LCP_Inputs_ON_Diverse_2023_04_03 | 2023 | Generic - Generator | Generation | Electricity | WC | Dispatch-Generation | VOM | 110645.8454 | [6 empty] | 0.889 | 98363.7537
LCP_Inputs_ON_Diverse_2023_04_03 | 2023 | H2 Import - QC | Import | Hydrogen | MI | Dispatch-Import | EmissionsCost | 0 | [6 empty] | 0.889 | 0
LCP_Inputs_ON_Diverse_2023_04_03 | 2023 | H2 Import - QC | Import | Hydrogen | MI | Dispatch-Import | FuelCost | 0 | [6 empty] | 0.889 | 0
LCP_Inputs_ON_Diverse_2023_04_03 | 2023 | H2 Import - QC | Import | Hydrogen | MI | Dispatch-Import | VOM | 0 | [6 empty] | 0.889 | 0
LCP_Inputs_ON_Diverse_2023_04_03 | 2023 | H2 Import - QC | Import | Hydrogen | NY | Dispatch-Import | EmissionsCost | 0 | [6 empty] | 0.889 | 0
LCP_Inputs_ON_Diverse_2023_04_03 | 2023 | H2 Import - QC | Import | Hydrogen | NY | Dispatch-Import | FuelCost | 0 | [6 empty] | 0.889 | 0
LCP_Inputs_ON_Diverse_2023_04_03 | 2023 | H2 Import - QC | Import | Hydrogen | NY | Dispatch-Import | VOM | 0 | [6 empty] | 0.889 | 0
LCP_Inputs_ON_Diverse_2023_04_03 | 2023 | H2 Import - QC | Import | Hydrogen | ON | Dispatch-Import | EmissionsCost | 0 | [6 empty] | 0.889 | 0
LCP_Inputs_ON_Diverse_2023_04_03 | 2023 | H2 Import - QC | Import | Hydrogen | ON | Dispatch-Import | FuelCost | 0 | [6 empty] | 0.889 | 0
LCP_Inputs_ON_Diverse_2023_04_03 | 2023 | H2 Import - QC | Import | Hydrogen | ON | Dispatch-Import | VOM | 0 | [6 empty] | 0.889 | 0
LCP_Inputs_ON_Diverse_2023_04_03 | 2023 | H2 Import - QC | Import | Hydrogen | PJ | Dispatch-Import | EmissionsCost | 0 | [6 empty] | 0.889 | 0
LCP_Inputs_ON_Diverse_2023_04_03 | 2023 | H2 Import - QC | Import | Hydrogen | PJ | Dispatch-Import | FuelCost | 0 | [6 empty] | 0.889 | 0
LCP_Inputs_ON_Diverse_2023_04_03 | 2023 | H2 Import - QC | Import | Hydrogen | PJ | Dispatch-Import | VOM | 0 | [6 empty] | 0.889 | 0
LCP_Inputs_ON_Diverse_2023_04_03 | 2023 | H2 Import - QC | Import | Hydrogen | QC | Dispatch-Import | EmissionsCost | 0 | [6 empty] | 0.889 | 0
LCP_Inputs_ON_Diverse_2023_04_03 | 2023 | H2 Import - QC | Import | Hydrogen | QC | Dispatch-Import | FuelCost | 0 | [6 empty] | 0.889 | 0
LCP_Inputs_ON_Diverse_2023_04_03 | 2023 | H2 Import - QC | Import | Hydrogen | QC | Dispatch-Import | VOM | 0 | [6 empty] | 0.889 | 0
LCP_Inputs_ON_Diverse_2023_04_03 | 2023 | H2 Import - QC | Import | Hydrogen | WC | Dispatch-Import | EmissionsCost | 0 | [6 empty] | 0.889 | 0
LCP_Inputs_ON_Diverse_2023_04_03 | 2023 | H2 Import - QC | Import | Hydrogen | WC | Dispatch-Import | FuelCost | 0 | [6 empty] | 0.889 | 0
LCP_Inputs_ON_Diverse_2023_04_03 | 2023 | H2 Import - QC | Import | Hydrogen | WC | Dispatch-Import | VOM | 0 | [6 empty] | 0.889 | 0
LCP_Inputs_ON_Diverse_2023_04_03 | 2023 | H2 Import - WC | Import | Hydrogen | MI | Dispatch-Import | EmissionsCost | 0 | [6 empty] | 0.889 | 0
LCP_Inputs_ON_Diverse_2023_04_03 | 2023 | H2 Import - WC | Import | Hydrogen | MI | Dispatch-Import | FuelCost | 0 | [6 empty] | 0.889 | 0
LCP_Inputs_ON_Diverse_2023_04_03 | 2023 | H2 Import - WC | Import | Hydrogen | MI | Dispatch-Import | VOM | 0 | [6 empty] | 0.889 | 0
LCP_Inputs_ON_Diverse_2023_04_03 | 2023 | H2 Import - WC | Import | Hydrogen | NY | Dispatch-Import | EmissionsCost | 0 | [6 empty] | 0.889 | 0
LCP_Inputs_ON_Diverse_2023_04_03 | 2023 | H2 Import - WC | Import | Hydrogen | NY | Dispatch-Import | FuelCost | 0 | [6 empty] | 0.889 | 0
LCP_Inputs_ON_Diverse_2023_04_03 | 2023 | H2 Import - WC | Import | Hydrogen | NY | Dispatch-Import | VOM | 0 | [6 empty] | 0.889 | 0
LCP_Inputs_ON_Diverse_2023_04_03 | 2023 | H2 Import - WC | Import | Hydrogen | ON | Dispatch-Import | EmissionsCost | 0 | [6 empty] | 0.889 | 0
LCP_Inputs_ON_Diverse_2023_04_03 | 2023 | H2 Import - WC | Import | Hydrogen | ON | Dispatch-Import | FuelCost | 0 | [6 empty] | 0.889 | 0
LCP_Inputs_ON_Diverse_2023_04_03 | 2023 | H2 Import - WC | Import | Hydrogen | ON | Dispatch-Import | VOM | 0 | [6 empty] | 0.889 | 0
LCP_Inputs_ON_Diverse_2023_04_03 | 2023 | H2 Import - WC | Import | Hydrogen | PJ | Dispatch-Import | EmissionsCost | 0 | [6 empty] | 0.889 | 0
LCP_Inputs_ON_Diverse_2023_04_03 | 2023 | H2 Import - WC | Import | Hydrogen | PJ | Dispatch-Import | FuelCost | 0 | [6 empty] | 0.889 | 0
LCP_Inputs_ON_Diverse_2023_04_03 | 2023 | H2 Import - WC | Import | Hydrogen | PJ | Dispatch-Import | VOM | 0 | [6 empty] | 0.889 | 0
LCP_Inputs_ON_Diverse_2023_04_03 | 2023 | H2 Import - WC | Import | Hydrogen | QC | Dispatch-Import | EmissionsCost | 0 | [6 empty] | 0.889 | 0
LCP_Inputs_ON_Diverse_2023_04_03 | 2023 | H2 Import - WC | Import | Hydrogen | QC | Dispatch-Import | FuelCost | 0 | [6 empty] | 0.889 | 0
LCP_Inputs_ON_Diverse_2023_04_03 | 2023 | H2 Import - WC | Import | Hydrogen | QC | Dispatch-Import | VOM | 0 | [6 empty] | 0.889 | 0
LCP_Inputs_ON_Diverse_2023_04_03 | 2023 | H2 Import - WC | Import | Hydrogen | WC | Dispatch-Import | EmissionsCost | 0 | [6 empty] | 0.889 | 0
LCP_Inputs_ON_Diverse_2023_04_03 | 2023 | H2 Import - WC | Import | Hydrogen | WC | Dispatch-Import | FuelCost | 0 | [6 empty] | 0.889 | 0
LCP_Inputs_ON_Diverse_2023_04_03 | 2023 | H2 Import - WC | Import | Hydrogen | WC | Dispatch-Import | VOM | 0 | [6 empty] | 0.889 | 0
LCP_Inputs_ON_Diverse_2023_04_03 | 2023 | H2 Salt Cavern Storage - ON | Storage | Hydrogen | MI | Dispatch-Storage | EmissionsCost | 0 | [6 empty] | 0.889 | 0
LCP_Inputs_ON_Diverse_2023_04_03 | 2023 | H2 Salt Cavern Storage - ON | Storage | Hydrogen | MI | Dispatch-Storage | FuelCost | 0 | [6 empty] | 0.889 | 0
LCP_Inputs_ON_Diverse_2023_04_03 | 2023 | H2 Salt Cavern Storage - ON | Storage | Hydrogen | MI | Dispatch-Storage | VOM | 0 | [6 empty] | 0.889 | 0
LCP_Inputs_ON_Diverse_2023_04_03 | 2023 | H2 Salt Cavern Storage - ON | Storage | Hydrogen | NY | Dispatch-Storage | EmissionsCost | 0 | [6 empty] | 0.889 | 0
LCP_Inputs_ON_Diverse_2023_04_03 | 2023 | H2 Salt Cavern Storage - ON | Storage | Hydrogen | NY | Dispatch-Storage | FuelCost | 0 | [6 empty] | 0.889 | 0
LCP_Inputs_ON_Diverse_2023_04_03 | 2023 | H2 Salt Cavern Storage - ON | Storage | Hydrogen | NY | Dispatch-Storage | VOM | 0 | [6 empty] | 0.889 | 0
LCP_Inputs_ON_Diverse_2023_04_03 | 2023 | H2 Salt Cavern Storage - ON | Storage | Hydrogen | ON | Dispatch-Storage | EmissionsCost | 0 | [6 empty] | 0.889 | 0
LCP_Inputs_ON_Diverse_2023_04_03 | 2023 | H2 Salt Cavern Storage - ON | Storage | Hydrogen | ON | Dispatch-Storage | FuelCost | 0 | [6 empty] | 0.889 | 0
LCP_Inputs_ON_Diverse_2023_04_03 | 2023 | H2 Salt Cavern Storage - ON | Storage | Hydrogen | ON | Dispatch-Storage | VOM | 0 | [6 empty] | 0.889 | 0
LCP_Inputs_ON_Diverse_2023_04_03 | 2023 | H2 Salt Cavern Storage - ON | Storage | Hydrogen | PJ | Dispatch-Storage | EmissionsCost | 0 | [6 empty] | 0.889 | 0
LCP_Inputs_ON_Diverse_2023_04_03 | 2023 | H2 Salt Cavern Storage - ON | Storage | Hydrogen | PJ | Dispatch-Storage | FuelCost | 0 | [6 empty] | 0.889 | 0
LCP_Inputs_ON_Diverse_2023_04_03 | 2023 | H2 Salt Cavern Storage - ON | Storage | Hydrogen | PJ | Dispatch-Storage | VOM | 0 | [6 empty] | 0.889 | 0
LCP_Inputs_ON_Diverse_2023_04_03 | 2023 | H2 Salt Cavern Storage - ON | Storage | Hydrogen | QC | Dispatch-Storage | EmissionsCost | 0 | [6 empty] | 0.889 | 0
LCP_Inputs_ON_Diverse_2023_04_03 | 2023 | H2 Salt Cavern Storage - ON | Storage | Hydrogen | QC | Dispatch-Storage | FuelCost | 0 | [6 empty] | 0.889 | 0
LCP_Inputs_ON_Diverse_2023_04_03 | 2023 | H2 Salt Cavern Storage - ON | Storage | Hydrogen | QC | Dispatch-Storage | VOM | 0 | [6 empty] | 0.889 | 0
LCP_Inputs_ON_Diverse_2023_04_03 | 2023 | H2 Salt Cavern Storage - ON | Storage | Hydrogen | WC | Dispatch-Storage | EmissionsCost | 0 | [6 empty] | 0.889 | 0
LCP_Inputs_ON_Diverse_2023_04_03 | 2023 | H2 Salt Cavern Storage - ON | Storage | Hydrogen | WC | Dispatch-Storage | FuelCost | 0 | [6 empty] | 0.889 | 0
LCP_Inputs_ON_Diverse_2023_04_03 | 2023 | H2 Salt Cavern Storage - ON | Storage | Hydrogen | WC | Dispatch-Storage | VOM | 0 | [6 empty] | 0.889 | 0
LCP_Inputs_ON_Diverse_2023_04_03 | 2023 | Hydro | Generation | Electricity | MI | Dispatch-Generation | EmissionsCost | 0 | [6 empty] | 0.889 | 0
LCP_Inputs_ON_Diverse_2023_04_03 | 2023 | Hydro | Generation | Electricity | MI | Dispatch-Generation | FuelCost | 0 | [6 empty] | 0.889 | 0
LCP_Inputs_ON_Diverse_2023_04_03 | 2023 | Hydro | Generation | Electricity | MI | Dispatch-Generation | VOM | 0 | [6 empty] | 0.889 | 0
LCP_Inputs_ON_Diverse_2023_04_03 | 2023 | Hydro | Generation | Electricity | NY | Dispatch-Generation | EmissionsCost | 0 | [6 empty] | 0.889 | 0
LCP_Inputs_ON_Diverse_2023_04_03 | 2023 | Hydro | Generation | Electricity | NY | Dispatch-Generation | FuelCost | 0 | [6 empty] | 0.889 | 0
LCP_Inputs_ON_Diverse_2023_04_03 | 2023 | Hydro | Generation | Electricity | NY | Dispatch-Generation | VOM | 0 | [6 empty] | 0.889 | 0
LCP_Inputs_ON_Diverse_2023_04_03 | 2023 | Hydro | Generation | Electricity | ON | Dispatch-Generation | EmissionsCost | 0 | [6 empty] | 0.889 | 0
LCP_Inputs_ON_Diverse_2023_04_03 | 2023 | Hydro | Generation | Electricity | ON | Dispatch-Generation | FuelCost | 0 | [6 empty] | 0.889 | 0
LCP_Inputs_ON_Diverse_2023_04_03 | 2023 | Hydro | Generation | Electricity | ON | Dispatch-Generation | VOM | 0 | [6 empty] | 0.889 | 0
LCP_Inputs_ON_Diverse_2023_04_03 | 2023 | Hydro | Generation | Electricity | PJ | Dispatch-Generation | EmissionsCost | 0 | [6 empty] | 0.889 | 0
LCP_Inputs_ON_Diverse_2023_04_03 | 2023 | Hydro | Generation | Electricity | PJ | Dispatch-Generation | FuelCost | 0 | [6 empty] | 0.889 | 0
LCP_Inputs_ON_Diverse_2023_04_03 | 2023 | Hydro | Generation | Electricity | PJ | Dispatch-Generation | VOM | 0 | [6 empty] | 0.889 | 0
LCP_Inputs_ON_Diverse_2023_04_03 | 2023 | Hydro | Generation | Electricity | QC | Dispatch-Generation | EmissionsCost | 0 | [6 empty] | 0.889 | 0
LCP_Inputs_ON_Diverse_2023_04_03 | 2023 | Hydro | Generation | Electricity | QC | Dispatch-Generation | FuelCost | 0 | [6 empty] | 0.889 | 0
LCP_Inputs_ON_Diverse_2023_04_03 | 2023 | Hydro | Generation | Electricity | QC | Dispatch-Generation | VOM | 0 | [6 empty] | 0.889 | 0
LCP_Inputs_ON_Diverse_2023_04_03 | 2023 | Hydro | Generation | Electricity | WC | Dispatch-Generation | EmissionsCost | 0 | [6 empty] | 0.889 | 0
LCP_Inputs_ON_Diverse_2023_04_03 | 2023 | Hydro | Generation | Electricity | WC | Dispatch-Generation | FuelCost | 0 | [6 empty] | 0.889 | 0
LCP_Inputs_ON_Diverse_2023_04_03 | 2023 | Hydro | Generation | Electricity | WC | Dispatch-Generation | VOM | 0 | [6 empty] | 0.889 | 0
LCP_Inputs_ON_Diverse_2023_04_03 | 2023 | Hydro Pumped Storage | Storage | Electricity | MI | Dispatch-Storage | EmissionsCost | 0 | [6 empty] | 0.889 | 0
LCP_Inputs_ON_Diverse_2023_04_03 | 2023 | Hydro Pumped Storage | Storage | Electricity | MI | Dispatch-Storage | FuelCost | 0 | [6 empty] | 0.889 | 0
LCP_Inputs_ON_Diverse_2023_04_03 | 2023 | Hydro Pumped Storage | Storage | Electricity | MI | Dispatch-Storage | VOM | 0 | [6 empty] | 0.889 | 0
LCP_Inputs_ON_Diverse_2023_04_03 | 2023 | Hydro Pumped Storage | Storage | Electricity | NY | Dispatch-Storage | EmissionsCost | 0 | [6 empty] | 0.889 | 0
LCP_Inputs_ON_Diverse_2023_04_03 | 2023 | Hydro Pumped Storage | Storage | Electricity | NY | Dispatch-Storage | FuelCost | 0 | [6 empty] | 0.889 | 0
LCP_Inputs_ON_Diverse_2023_04_03 | 2023 | Hydro Pumped Storage | Storage | Electricity | NY | Dispatch-Storage | VOM | 0 | [6 empty] | 0.889 | 0
LCP_Inputs_ON_Diverse_2023_04_03 | 2023 | Hydro Pumped Storage | Storage | Electricity | ON | Dispatch-Storage | EmissionsCost | 0 | [6 empty] | 0.889 | 0
LCP_Inputs_ON_Diverse_2023_04_03 | 2023 | Hydro Pumped Storage | Storage | Electricity | ON | Dispatch-Storage | FuelCost | 0 | [6 empty] | 0.889 | 0
LCP_Inputs_ON_Diverse_2023_04_03 | 2023 | Hydro Pumped Storage | Storage | Electricity | ON | Dispatch-Storage | VOM | 0 | [6 empty] | 0.889 | 0
LCP_Inputs_ON_Diverse_2023_04_03 | 2023 | Hydro Pumped Storage | Storage | Electricity | PJ | Dispatch-Storage | EmissionsCost | 0 | [6 empty] | 0.889 | 0
LCP_Inputs_ON_Diverse_2023_04_03 | 2023 | Hydro Pumped Storage | Storage | Electricity | PJ | Dispatch-Storage | FuelCost | 0 | [6 empty] | 0.889 | 0
LCP_Inputs_ON_Diverse_2023_04_03 | 2023 | Hydro Pumped Storage | Storage | Electricity | PJ | Dispatch-Storage | VOM | 0 | [6 empty] | 0.889 | 0
LCP_Inputs_ON_Diverse_2023_04_03 | 2023 | Hydro Pumped Storage | Storage | Electricity | QC | Dispatch-Storage | EmissionsCost | 0 | [6 empty] | 0.889 | 0
LCP_Inputs_ON_Diverse_2023_04_03 | 2023 | Hydro Pumped Storage | Storage | Electricity | QC | Dispatch-Storage | FuelCost | 0 | [6 empty] | 0.889 | 0
LCP_Inputs_ON_Diverse_2023_04_03 | 2023 | Hydro Pumped Storage | Storage | Electricity | QC | Dispatch-Storage | VOM | 0 | [6 empty] | 0.889 | 0
LCP_Inputs_ON_Diverse_2023_04_03 | 2023 | Hydro Pumped Storage | Storage | Electricity | WC | Dispatch-Storage | EmissionsCost | 0 | [6 empty] | 0.889 | 0
LCP_Inputs_ON_Diverse_2023_04_03 | 2023 | Hydro Pumped Storage | Storage | Electricity | WC | Dispatch-Storage | FuelCost | 0 | [6 empty] | 0.889 | 0
LCP_Inputs_ON_Diverse_2023_04_03 | 2023 | Hydro Pumped Storage | Storage | Electricity | WC | Dispatch-Storage | VOM | 0 | [6 empty] | 0.889 | 0
LCP_Inputs_ON_Diverse_2023_04_03 | 2023 | Nuclear | Generation | Electricity | MI | Dispatch-Generation | EmissionsCost | 0 | [6 empty] | 0.889 | 0
LCP_Inputs_ON_Diverse_2023_04_03 | 2023 | Nuclear | Generation | Electricity | MI | Dispatch-Generation | FuelCost | 0 | [6 empty] | 0.889 | 0
LCP_Inputs_ON_Diverse_2023_04_03 | 2023 | Nuclear | Generation | Electricity | MI | Dispatch-Generation | VOM | 3301336446.912 | [6 empty] | 0.889 | 2934876080.0523
LCP_Inputs_ON_Diverse_2023_04_03 | 2023 | Nuclear | Generation | Electricity | NY | Dispatch-Generation | EmissionsCost | 0 | [6 empty] | 0.889 | 0
LCP_Inputs_ON_Diverse_2023_04_03 | 2023 | Nuclear | Generation | Electricity | NY | Dispatch-Generation | FuelCost | 0 | [6 empty] | 0.889 | 0
LCP_Inputs_ON_Diverse_2023_04_03 | 2023 | Nuclear | Generation | Electricity | NY | Dispatch-Generation | VOM | 2246155230.144 | [6 empty] | 0.889 | 1996823820.6077
LCP_Inputs_ON_Diverse_2023_04_03 | 2023 | Nuclear | Generation | Electricity | ON | Dispatch-Generation | EmissionsCost | 0 | [6 empty] | 0.889 | 0
LCP_Inputs_ON_Diverse_2023_04_03 | 2023 | Nuclear | Generation | Electricity | ON | Dispatch-Generation | FuelCost | 0 | [6 empty] | 0.889 | 0
LCP_Inputs_ON_Diverse_2023_04_03 | 2023 | Nuclear | Generation | Electricity | ON | Dispatch-Generation | VOM | 8790266640.96 | [6 empty] | 0.889 | 7814515035.5599
LCP_Inputs_ON_Diverse_2023_04_03 | 2023 | Nuclear | Generation | Electricity | PJ | Dispatch-Generation | EmissionsCost | 0 | [6 empty] | 0.889 | 0
LCP_Inputs_ON_Diverse_2023_04_03 | 2023 | Nuclear | Generation | Electricity | PJ | Dispatch-Generation | FuelCost | 0 | [6 empty] | 0.889 | 0
LCP_Inputs_ON_Diverse_2023_04_03 | 2023 | Nuclear | Generation | Electricity | PJ | Dispatch-Generation | VOM | 9110487814.4448 | [6 empty] | 0.889 | 8099190492.7572
LCP_Inputs_ON_Diverse_2023_04_03 | 2023 | Nuclear | Generation | Electricity | QC | Dispatch-Generation | EmissionsCost | 0 | [6 empty] | 0.889 | 0
LCP_Inputs_ON_Diverse_2023_04_03 | 2023 | Nuclear | Generation | Electricity | QC | Dispatch-Generation | FuelCost | 0 | [6 empty] | 0.889 | 0
LCP_Inputs_ON_Diverse_2023_04_03 | 2023 | Nuclear | Generation | Electricity | QC | Dispatch-Generation | VOM | 0 | [6 empty] | 0.889 | 0
LCP_Inputs_ON_Diverse_2023_04_03 | 2023 | Nuclear | Generation | Electricity | WC | Dispatch-Generation | EmissionsCost | 0 | [6 empty] | 0.889 | 0
LCP_Inputs_ON_Diverse_2023_04_03 | 2023 | Nuclear | Generation | Electricity | WC | Dispatch-Generation | FuelCost | 0 | [6 empty] | 0.889 | 0
LCP_Inputs_ON_Diverse_2023_04_03 | 2023 | Nuclear | Generation | Electricity | WC | Dispatch-Generation | VOM | 0 | [6 empty] | 0.889 | 0
LCP_Inputs_ON_Diverse_2023_04_03 | 2023 | Nuclear SMR | Generation | Electricity | MI | Dispatch-Generation | EmissionsCost | 0 | [6 empty] | 0.889 | 0
LCP_Inputs_ON_Diverse_2023_04_03 | 2023 | Nuclear SMR | Generation | Electricity | MI | Dispatch-Generation | FuelCost | 0 | [6 empty] | 0.889 | 0
LCP_Inputs_ON_Diverse_2023_04_03 | 2023 | Nuclear SMR | Generation | Electricity | MI | Dispatch-Generation | VOM | 0 | [6 empty] | 0.889 | 0
LCP_Inputs_ON_Diverse_2023_04_03 | 2023 | Nuclear SMR | Generation | Electricity | NY | Dispatch-Generation | EmissionsCost | 0 | [6 empty] | 0.889 | 0
LCP_Inputs_ON_Diverse_2023_04_03 | 2023 | Nuclear SMR | Generation | Electricity | NY | Dispatch-Generation | FuelCost | 0 | [6 empty] | 0.889 | 0
LCP_Inputs_ON_Diverse_2023_04_03 | 2023 | Nuclear SMR | Generation | Electricity | NY | Dispatch-Generation | VOM | 0 | [6 empty] | 0.889 | 0
LCP_Inputs_ON_Diverse_2023_04_03 | 2023 | Nuclear SMR | Generation | Electricity | ON | Dispatch-Generation | EmissionsCost | 0 | [6 empty] | 0.889 | 0
LCP_Inputs_ON_Diverse_2023_04_03 | 2023 | Nuclear SMR | Generation | Electricity | ON | Dispatch-Generation | FuelCost | 0 | [6 empty] | 0.889 | 0
LCP_Inputs_ON_Diverse_2023_04_03 | 2023 | Nuclear SMR | Generation | Electricity | ON | Dispatch-Generation | VOM | 0 | [6 empty] | 0.889 | 0
LCP_Inputs_ON_Diverse_2023_04_03 | 2023 | Nuclear SMR | Generation | Electricity | PJ | Dispatch-Generation | EmissionsCost | 0 | [6 empty] | 0.889 | 0
LCP_Inputs_ON_Diverse_2023_04_03 | 2023 | Nuclear SMR | Generation | Electricity | PJ | Dispatch-Generation | FuelCost | 0 | [6 empty] | 0.889 | 0
LCP_Inputs_ON_Diverse_2023_04_03 | 2023 | Nuclear SMR | Generation | Electricity | PJ | Dispatch-Generation | VOM | 0 | [6 empty] | 0.889 | 0
LCP_Inputs_ON_Diverse_2023_04_03 | 2023 | Nuclear SMR | Generation | Electricity | QC | Dispatch-Generation | EmissionsCost | 0 | [6 empty] | 0.889 | 0
LCP_Inputs_ON_Diverse_2023_04_03 | 2023 | Nuclear SMR | Generation | Electricity | QC | Dispatch-Generation | FuelCost | 0 | [6 empty] | 0.889 | 0
LCP_Inputs_ON_Diverse_2023_04_03 | 2023 | Nuclear SMR | Generation | Electricity | QC | Dispatch-Generation | VOM | 0 | [6 empty] | 0.889 | 0
LCP_Inputs_ON_Diverse_2023_04_03 | 2023 | Nuclear SMR | Generation | Electricity | WC | Dispatch-Generation | EmissionsCost | 0 | [6 empty] | 0.889 | 0
LCP_Inputs_ON_Diverse_2023_04_03 | 2023 | Nuclear SMR | Generation | Electricity | WC | Dispatch-Generation | FuelCost | 0 | [6 empty] | 0.889 | 0
LCP_Inputs_ON_Diverse_2023_04_03 | 2023 | Nuclear SMR | Generation | Electricity | WC | Dispatch-Generation | VOM | 0 | [6 empty] | 0.889 | 0
LCP_Inputs_ON_Diverse_2023_04_03 | 2023 | O/CCGT - CH4 Existing | Crossload | Electricity | MI | Dispatch-Crossload | EmissionsCost | 0 | [6 empty] | 0.889 | 0
LCP_Inputs_ON_Diverse_2023_04_03 | 2023 | O/CCGT - CH4 Existing | Crossload | Electricity | MI | Dispatch-Crossload | FuelCost | 0 | [6 empty] | 0.889 | 0
LCP_Inputs_ON_Diverse_2023_04_03 | 2023 | O/CCGT - CH4 Existing | Crossload | Electricity | MI | Dispatch-Crossload | VOM | 0 | [6 empty] | 0.889 | 0
LCP_Inputs_ON_Diverse_2023_04_03 | 2023 | O/CCGT - CH4 Existing | Crossload | Electricity | NY | Dispatch-Crossload | EmissionsCost | 0 | [6 empty] | 0.889 | 0
LCP_Inputs_ON_Diverse_2023_04_03 | 2023 | O/CCGT - CH4 Existing | Crossload | Electricity | NY | Dispatch-Crossload | FuelCost | 0 | [6 empty] | 0.889 | 0
LCP_Inputs_ON_Diverse_2023_04_03 | 2023 | O/CCGT - CH4 Existing | Crossload | Electricity | NY | Dispatch-Crossload | VOM | 0 | [6 empty] | 0.889 | 0
LCP_Inputs_ON_Diverse_2023_04_03 | 2023 | O/CCGT - CH4 Existing | Crossload | Electricity | ON | Dispatch-Crossload | EmissionsCost | 0 | [6 empty] | 0.889 | 0
LCP_Inputs_ON_Diverse_2023_04_03 | 2023 | O/CCGT - CH4 Existing | Crossload | Electricity | ON | Dispatch-Crossload | FuelCost | 0 | [6 empty] | 0.889 | 0
LCP_Inputs_ON_Diverse_2023_04_03 | 2023 | O/CCGT - CH4 Existing | Crossload | Electricity | ON | Dispatch-Crossload | VOM | 0 | [6 empty] | 0.889 | 0
LCP_Inputs_ON_Diverse_2023_04_03 | 2023 | O/CCGT - CH4 Existing | Crossload | Electricity | PJ | Dispatch-Crossload | EmissionsCost | 0 | [6 empty] | 0.889 | 0
LCP_Inputs_ON_Diverse_2023_04_03 | 2023 | O/CCGT - CH4 Existing | Crossload | Electricity | PJ | Dispatch-Crossload | FuelCost | 0 | [6 empty] | 0.889 | 0
LCP_Inputs_ON_Diverse_2023_04_03 | 2023 | O/CCGT - CH4 Existing | Crossload | Electricity | PJ | Dispatch-Crossload | VOM | 0 | [6 empty] | 0.889 | 0
LCP_Inputs_ON_Diverse_2023_04_03 | 2023 | O/CCGT - CH4 Existing | Crossload | Electricity | QC | Dispatch-Crossload | EmissionsCost | 0 | [6 empty] | 0.889 | 0
LCP_Inputs_ON_Diverse_2023_04_03 | 2023 | O/CCGT - CH4 Existing | Crossload | Electricity | QC | Dispatch-Crossload | FuelCost | 0 | [6 empty] | 0.889 | 0
LCP_Inputs_ON_Diverse_2023_04_03 | 2023 | O/CCGT - CH4 Existing | Crossload | Electricity | QC | Dispatch-Crossload | VOM | 0 | [6 empty] | 0.889 | 0
LCP_Inputs_ON_Diverse_2023_04_03 | 2023 | O/CCGT - CH4 Existing | Crossload | Electricity | WC | Dispatch-Crossload | EmissionsCost | 0 | [6 empty] | 0.889 | 0
LCP_Inputs_ON_Diverse_2023_04_03 | 2023 | O/CCGT - CH4 Existing | Crossload | Electricity | WC | Dispatch-Crossload | FuelCost | 0 | [6 empty] | 0.889 | 0
LCP_Inputs_ON_Diverse_2023_04_03 | 2023 | O/CCGT - CH4 Existing | Crossload | Electricity | WC | Dispatch-Crossload | VOM | 0 | [6 empty] | 0.889 | 0
LCP_Inputs_ON_Diverse_2023_04_03 | 2023 | O/CCGT - CH4 New | Crossload | Electricity | MI | Dispatch-Crossload | EmissionsCost | 0 | [6 empty] | 0.889 | 0
LCP_Inputs_ON_Diverse_2023_04_03 | 2023 | O/CCGT - CH4 New | Crossload | Electricity | MI | Dispatch-Crossload | FuelCost | 0 | [6 empty] | 0.889 | 0
LCP_Inputs_ON_Diverse_2023_04_03 | 2023 | O/CCGT - CH4 New | Crossload | Electricity | MI | Dispatch-Crossload | VOM | 0 | [6 empty] | 0.889 | 0
LCP_Inputs_ON_Diverse_2023_04_03 | 2023 | O/CCGT - CH4 New | Crossload | Electricity | NY | Dispatch-Crossload | EmissionsCost | 0 | [6 empty] | 0.889 | 0
LCP_Inputs_ON_Diverse_2023_04_03 | 2023 | O/CCGT - CH4 New | Crossload | Electricity | NY | Dispatch-Crossload | FuelCost | 0 | [6 empty] | 0.889 | 0
LCP_Inputs_ON_Diverse_2023_04_03 | 2023 | O/CCGT - CH4 New | Crossload | Electricity | NY | Dispatch-Crossload | VOM | 0 | [6 empty] | 0.889 | 0
LCP_Inputs_ON_Diverse_2023_04_03 | 2023 | O/CCGT - CH4 New | Crossload | Electricity | ON | Dispatch-Crossload | EmissionsCost | 0 | [6 empty] | 0.889 | 0
LCP_Inputs_ON_Diverse_2023_04_03 | 2023 | O/CCGT - CH4 New | Crossload | Electricity | ON | Dispatch-Crossload | FuelCost | 0 | [6 empty] | 0.889 | 0
LCP_Inputs_ON_Diverse_2023_04_03 | 2023 | O/CCGT - CH4 New | Crossload | Electricity | ON | Dispatch-Crossload | VOM | 0 | [6 empty] | 0.889 | 0
LCP_Inputs_ON_Diverse_2023_04_03 | 2023 | O/CCGT - CH4 New | Crossload | Electricity | PJ | Dispatch-Crossload | EmissionsCost | 0 | [6 empty] | 0.889 | 0
LCP_Inputs_ON_Diverse_2023_04_03 | 2023 | O/CCGT - CH4 New | Crossload | Electricity | PJ | Dispatch-Crossload | FuelCost | 0 | [6 empty] | 0.889 | 0
LCP_Inputs_ON_Diverse_2023_04_03 | 2023 | O/CCGT - CH4 New | Crossload | Electricity | PJ | Dispatch-Crossload | VOM | 0 | [6 empty] | 0.889 | 0
LCP_Inputs_ON_Diverse_2023_04_03 | 2023 | O/CCGT - CH4 New | Crossload | Electricity | QC | Dispatch-Crossload | EmissionsCost | 0 | [6 empty] | 0.889 | 0
LCP_Inputs_ON_Diverse_2023_04_03 | 2023 | O/CCGT - CH4 New | Crossload | Electricity | QC | Dispatch-Crossload | FuelCost | 0 | [6 empty] | 0.889 | 0
LCP_Inputs_ON_Diverse_2023_04_03 | 2023 | O/CCGT - CH4 New | Crossload | Electricity | QC | Dispatch-Crossload | VOM | 0 | [6 empty] | 0.889 | 0
LCP_Inputs_ON_Diverse_2023_04_03 | 2023 | O/CCGT - CH4 New | Crossload | Electricity | WC | Dispatch-Crossload | EmissionsCost | 0 | [6 empty] | 0.889 | 0
LCP_Inputs_ON_Diverse_2023_04_03 | 2023 | O/CCGT - CH4 New | Crossload | Electricity | WC | Dispatch-Crossload | FuelCost | 0 | [6 empty] | 0.889 | 0
LCP_Inputs_ON_Diverse_2023_04_03 | 2023 | O/CCGT - CH4 New | Crossload | Electricity | WC | Dispatch-Crossload | VOM | 0 | [6 empty] | 0.889 | 0
LCP_Inputs_ON_Diverse_2023_04_03 | 2023 | O/CCGT - H2 New | Crossload | Electricity | MI | Dispatch-Crossload | EmissionsCost | 0 | [6 empty] | 0.889 | 0
LCP_Inputs_ON_Diverse_2023_04_03 | 2023 | O/CCGT - H2 New | Crossload | Electricity | MI | Dispatch-Crossload | FuelCost | 0 | [6 empty] | 0.889 | 0
LCP_Inputs_ON_Diverse_2023_04_03 | 2023 | O/CCGT - H2 New | Crossload | Electricity | MI | Dispatch-Crossload | VOM | 0 | [6 empty] | 0.889 | 0
LCP_Inputs_ON_Diverse_2023_04_03 | 2023 | O/CCGT - H2 New | Crossload | Electricity | NY | Dispatch-Crossload | EmissionsCost | 0 | [6 empty] | 0.889 | 0
LCP_Inputs_ON_Diverse_2023_04_03 | 2023 | O/CCGT - H2 New | Crossload | Electricity | NY | Dispatch-Crossload | FuelCost | 0 | [6 empty] | 0.889 | 0
LCP_Inputs_ON_Diverse_2023_04_03 | 2023 | O/CCGT - H2 New | Crossload | Electricity | NY | Dispatch-Crossload | VOM | 0 | [6 empty] | 0.889 | 0
LCP_Inputs_ON_Diverse_2023_04_03 | 2023 | O/CCGT - H2 New | Crossload | Electricity | ON | Dispatch-Crossload | EmissionsCost | 0 | [6 empty] | 0.889 | 0
LCP_Inputs_ON_Diverse_2023_04_03 | 2023 | O/CCGT - H2 New | Crossload | Electricity | ON | Dispatch-Crossload | FuelCost | 0 | [6 empty] | 0.889 | 0
LCP_Inputs_ON_Diverse_2023_04_03 | 2023 | O/CCGT - H2 New | Crossload | Electricity | ON | Dispatch-Crossload | VOM | 0 | [6 empty] | 0.889 | 0
LCP_Inputs_ON_Diverse_2023_04_03 | 2023 | O/CCGT - H2 New | Crossload | Electricity | PJ | Dispatch-Crossload | EmissionsCost | 0 | [6 empty] | 0.889 | 0
LCP_Inputs_ON_Diverse_2023_04_03 | 2023 | O/CCGT - H2 New | Crossload | Electricity | PJ | Dispatch-Crossload | FuelCost | 0 | [6 empty] | 0.889 | 0
LCP_Inputs_ON_Diverse_2023_04_03 | 2023 | O/CCGT - H2 New | Crossload | Electricity | PJ | Dispatch-Crossload | VOM | 0 | [6 empty] | 0.889 | 0
LCP_Inputs_ON_Diverse_2023_04_03 | 2023 | O/CCGT - H2 New | Crossload | Electricity | QC | Dispatch-Crossload | EmissionsCost | 0 | [6 empty] | 0.889 | 0
LCP_Inputs_ON_Diverse_2023_04_03 | 2023 | O/CCGT - H2 New | Crossload | Electricity | QC | Dispatch-Crossload | FuelCost | 0 | [6 empty] | 0.889 | 0
LCP_Inputs_ON_Diverse_2023_04_03 | 2023 | O/CCGT - H2 New | Crossload | Electricity | QC | Dispatch-Crossload | VOM | 0 | [6 empty] | 0.889 | 0
LCP_Inputs_ON_Diverse_2023_04_03 | 2023 | O/CCGT - H2 New | Crossload | Electricity | WC | Dispatch-Crossload | EmissionsCost | 0 | [6 empty] | 0.889 | 0
LCP_Inputs_ON_Diverse_2023_04_03 | 2023 | O/CCGT - H2 New | Crossload | Electricity | WC | Dispatch-Crossload | FuelCost | 0 | [6 empty] | 0.889 | 0
LCP_Inputs_ON_Diverse_2023_04_03 | 2023 | O/CCGT - H2 New | Crossload | Electricity | WC | Dispatch-Crossload | VOM | 0 | [6 empty] | 0.889 | 0
LCP_Inputs_ON_Diverse_2023_04_03 | 2023 | SMR CCS | Crossload | Hydrogen | MI | Dispatch-Crossload | EmissionsCost | 0 | [6 empty] | 0.889 | 0
LCP_Inputs_ON_Diverse_2023_04_03 | 2023 | SMR CCS | Crossload | Hydrogen | MI | Dispatch-Crossload | FuelCost | 0 | [6 empty] | 0.889 | 0
LCP_Inputs_ON_Diverse_2023_04_03 | 2023 | SMR CCS | Crossload | Hydrogen | MI | Dispatch-Crossload | VOM | 0 | [6 empty] | 0.889 | 0
LCP_Inputs_ON_Diverse_2023_04_03 | 2023 | SMR CCS | Crossload | Hydrogen | NY | Dispatch-Crossload | EmissionsCost | 0 | [6 empty] | 0.889 | 0
LCP_Inputs_ON_Diverse_2023_04_03 | 2023 | SMR CCS | Crossload | Hydrogen | NY | Dispatch-Crossload | FuelCost | 0 | [6 empty] | 0.889 | 0
LCP_Inputs_ON_Diverse_2023_04_03 | 2023 | SMR CCS | Crossload | Hydrogen | NY | Dispatch-Crossload | VOM | 0 | [6 empty] | 0.889 | 0
LCP_Inputs_ON_Diverse_2023_04_03 | 2023 | SMR CCS | Crossload | Hydrogen | ON | Dispatch-Crossload | EmissionsCost | 0 | [6 empty] | 0.889 | 0
LCP_Inputs_ON_Diverse_2023_04_03 | 2023 | SMR CCS | Crossload | Hydrogen | ON | Dispatch-Crossload | FuelCost | 0 | [6 empty] | 0.889 | 0
LCP_Inputs_ON_Diverse_2023_04_03 | 2023 | SMR CCS | Crossload | Hydrogen | ON | Dispatch-Crossload | VOM | 0 | [6 empty] | 0.889 | 0
LCP_Inputs_ON_Diverse_2023_04_03 | 2023 | SMR CCS | Crossload | Hydrogen | PJ | Dispatch-Crossload | EmissionsCost | 0 | [6 empty] | 0.889 | 0
LCP_Inputs_ON_Diverse_2023_04_03 | 2023 | SMR CCS | Crossload | Hydrogen | PJ | Dispatch-Crossload | FuelCost | 0 | [6 empty] | 0.889 | 0
LCP_Inputs_ON_Diverse_2023_04_03 | 2023 | SMR CCS | Crossload | Hydrogen | PJ | Dispatch-Crossload | VOM | 0 | [6 empty] | 0.889 | 0
LCP_Inputs_ON_Diverse_2023_04_03 | 2023 | SMR CCS | Crossload | Hydrogen | QC | Dispatch-Crossload | EmissionsCost | 0 | [6 empty] | 0.889 | 0
LCP_Inputs_ON_Diverse_2023_04_03 | 2023 | SMR CCS | Crossload | Hydrogen | QC | Dispatch-Crossload | FuelCost | 0 | [6 empty] | 0.889 | 0
LCP_Inputs_ON_Diverse_2023_04_03 | 2023 | SMR CCS | Crossload | Hydrogen | QC | Dispatch-Crossload | VOM | 0 | [6 empty] | 0.889 | 0
LCP_Inputs_ON_Diverse_2023_04_03 | 2023 | SMR CCS | Crossload | Hydrogen | WC | Dispatch-Crossload | EmissionsCost | 0 | [6 empty] | 0.889 | 0
LCP_Inputs_ON_Diverse_2023_04_03 | 2023 | SMR CCS | Crossload | Hydrogen | WC | Dispatch-Crossload | FuelCost | 0 | [6 empty] | 0.889 | 0
LCP_Inputs_ON_Diverse_2023_04_03 | 2023 | SMR CCS | Crossload | Hydrogen | WC | Dispatch-Crossload | VOM | 0 | [6 empty] | 0.889 | 0
LCP_Inputs_ON_Diverse_2023_04_03 | 2023 | Solar PV | Generation | Electricity | MI | Dispatch-Generation | EmissionsCost | 0 | [6 empty] | 0.889 | 0
LCP_Inputs_ON_Diverse_2023_04_03 | 2023 | Solar PV | Generation | Electricity | MI | Dispatch-Generation | FuelCost | 0 | [6 empty] | 0.889 | 0
LCP_Inputs_ON_Diverse_2023_04_03 | 2023 | Solar PV | Generation | Electricity | MI | Dispatch-Generation | VOM | 0 | [6 empty] | 0.889 | 0
LCP_Inputs_ON_Diverse_2023_04_03 | 2023 | Solar PV | Generation | Electricity | NY | Dispatch-Generation | EmissionsCost | 0 | [6 empty] | 0.889 | 0
LCP_Inputs_ON_Diverse_2023_04_03 | 2023 | Solar PV | Generation | Electricity | NY | Dispatch-Generation | FuelCost | 0 | [6 empty] | 0.889 | 0
LCP_Inputs_ON_Diverse_2023_04_03 | 2023 | Solar PV | Generation | Electricity | NY | Dispatch-Generation | VOM | 0 | [6 empty] | 0.889 | 0
LCP_Inputs_ON_Diverse_2023_04_03 | 2023 | Solar PV | Generation | Electricity | ON | Dispatch-Generation | EmissionsCost | 0 | [6 empty] | 0.889 | 0
LCP_Inputs_ON_Diverse_2023_04_03 | 2023 | Solar PV | Generation | Electricity | ON | Dispatch-Generation | FuelCost | 0 | [6 empty] | 0.889 | 0
LCP_Inputs_ON_Diverse_2023_04_03 | 2023 | Solar PV | Generation | Electricity | ON | Dispatch-Generation | VOM | 0 | [6 empty] | 0.889 | 0
LCP_Inputs_ON_Diverse_2023_04_03 | 2023 | Solar PV | Generation | Electricity | PJ | Dispatch-Generation | EmissionsCost | 0 | [6 empty] | 0.889 | 0
LCP_Inputs_ON_Diverse_2023_04_03 | 2023 | Solar PV | Generation | Electricity | PJ | Dispatch-Generation | FuelCost | 0 | [6 empty] | 0.889 | 0
LCP_Inputs_ON_Diverse_2023_04_03 | 2023 | Solar PV | Generation | Electricity | PJ | Dispatch-Generation | VOM | 0 | [6 empty] | 0.889 | 0
LCP_Inputs_ON_Diverse_2023_04_03 | 2023 | Solar PV | Generation | Electricity | QC | Dispatch-Generation | EmissionsCost | 0 | [6 empty] | 0.889 | 0
LCP_Inputs_ON_Diverse_2023_04_03 | 2023 | Solar PV | Generation | Electricity | QC | Dispatch-Generation | FuelCost | 0 | [6 empty] | 0.889 | 0
LCP_Inputs_ON_Diverse_2023_04_03 | 2023 | Solar PV | Generation | Electricity | QC | Dispatch-Generation | VOM | 0 | [6 empty] | 0.889 | 0
LCP_Inputs_ON_Diverse_2023_04_03 | 2023 | Solar PV | Generation | Electricity | WC | Dispatch-Generation | EmissionsCost | 0 | [6 empty] | 0.889 | 0
LCP_Inputs_ON_Diverse_2023_04_03 | 2023 | Solar PV | Generation | Electricity | WC | Dispatch-Generation | FuelCost | 0 | [6 empty] | 0.889 | 0
LCP_Inputs_ON_Diverse_2023_04_03 | 2023 | Solar PV | Generation | Electricity | WC | Dispatch-Generation | VOM | 0 | [6 empty] | 0.889 | 0
LCP_Inputs_ON_Diverse_2023_04_03 | 2023 | Wind Offshore | Generation | Electricity | MI | Dispatch-Generation | EmissionsCost | 0 | [6 empty] | 0.889 | 0
LCP_Inputs_ON_Diverse_2023_04_03 | 2023 | Wind Offshore | Generation | Electricity | MI | Dispatch-Generation | FuelCost | 0 | [6 empty] | 0.889 | 0
LCP_Inputs_ON_Diverse_2023_04_03 | 2023 | Wind Offshore | Generation | Electricity | MI | Dispatch-Generation | VOM | 0 | [6 empty] | 0.889 | 0
LCP_Inputs_ON_Diverse_2023_04_03 | 2023 | Wind Offshore | Generation | Electricity | NY | Dispatch-Generation | EmissionsCost | 0 | [6 empty] | 0.889 | 0
LCP_Inputs_ON_Diverse_2023_04_03 | 2023 | Wind Offshore | Generation | Electricity | NY | Dispatch-Generation | FuelCost | 0 | [6 empty] | 0.889 | 0
LCP_Inputs_ON_Diverse_2023_04_03 | 2023 | Wind Offshore | Generation | Electricity | NY | Dispatch-Generation | VOM | 0 | [6 empty] | 0.889 | 0
LCP_Inputs_ON_Diverse_2023_04_03 | 2023 | Wind Offshore | Generation | Electricity | ON | Dispatch-Generation | EmissionsCost | 0 | [6 empty] | 0.889 | 0
LCP_Inputs_ON_Diverse_2023_04_03 | 2023 | Wind Offshore | Generation | Electricity | ON | Dispatch-Generation | FuelCost | 0 | [6 empty] | 0.889 | 0
LCP_Inputs_ON_Diverse_2023_04_03 | 2023 | Wind Offshore | Generation | Electricity | ON | Dispatch-Generation | VOM | 0 | [6 empty] | 0.889 | 0
LCP_Inputs_ON_Diverse_2023_04_03 | 2023 | Wind Offshore | Generation | Electricity | PJ | Dispatch-Generation | EmissionsCost | 0 | [6 empty] | 0.889 | 0
LCP_Inputs_ON_Diverse_2023_04_03 | 2023 | Wind Offshore | Generation | Electricity | PJ | Dispatch-Generation | FuelCost | 0 | [6 empty] | 0.889 | 0
LCP_Inputs_ON_Diverse_2023_04_03 | 2023 | Wind Offshore | Generation | Electricity | PJ | Dispatch-Generation | VOM | 0 | [6 empty] | 0.889 | 0
LCP_Inputs_ON_Diverse_2023_04_03 | 2023 | Wind Offshore | Generation | Electricity | QC | Dispatch-Generation | EmissionsCost | 0 | [6 empty] | 0.889 | 0
LCP_Inputs_ON_Diverse_2023_04_03 | 2023 | Wind Offshore | Generation | Electricity | QC | Dispatch-Generation | FuelCost | 0 | [6 empty] | 0.889 | 0
LCP_Inputs_ON_Diverse_2023_04_03 | 2023 | Wind Offshore | Generation | Electricity | QC | Dispatch-Generation | VOM | 0 | [6 empty] | 0.889 | 0
LCP_Inputs_ON_Diverse_2023_04_03 | 2023 | Wind Offshore | Generation | Electricity | WC | Dispatch-Generation | EmissionsCost | 0 | [6 empty] | 0.889 | 0
LCP_Inputs_ON_Diverse_2023_04_03 | 2023 | Wind Offshore | Generation | Electricity | WC | Dispatch-Generation | FuelCost | 0 | [6 empty] | 0.889 | 0
LCP_Inputs_ON_Diverse_2023_04_03 | 2023 | Wind Offshore | Generation | Electricity | WC | Dispatch-Generation | VOM | 0 | [6 empty] | 0.889 | 0
LCP_Inputs_ON_Diverse_2023_04_03 | 2023 | Wind Onshore | Generation | Electricity | MI | Dispatch-Generation | EmissionsCost | 0 | [6 empty] | 0.889 | 0
LCP_Inputs_ON_Diverse_2023_04_03 | 2023 | Wind Onshore | Generation | Electricity | MI | Dispatch-Generation | FuelCost | 0 | [6 empty] | 0.889 | 0
LCP_Inputs_ON_Diverse_2023_04_03 | 2023 | Wind Onshore | Generation | Electricity | MI | Dispatch-Generation | VOM | 0 | [6 empty] | 0.889 | 0
LCP_Inputs_ON_Diverse_2023_04_03 | 2023 | Wind Onshore | Generation | Electricity | NY | Dispatch-Generation | EmissionsCost | 0 | [6 empty] | 0.889 | 0
LCP_Inputs_ON_Diverse_2023_04_03 | 2023 | Wind Onshore | Generation | Electricity | NY | Dispatch-Generation | FuelCost | 0 | [6 empty] | 0.889 | 0
LCP_Inputs_ON_Diverse_2023_04_03 | 2023 | Wind Onshore | Generation | Electricity | NY | Dispatch-Generation | VOM | 0 | [6 empty] | 0.889 | 0
LCP_Inputs_ON_Diverse_2023_04_03 | 2023 | Wind Onshore | Generation | Electricity | ON | Dispatch-Generation | EmissionsCost | 0 | [6 empty] | 0.889 | 0
LCP_Inputs_ON_Diverse_2023_04_03 | 2023 | Wind Onshore | Generation | Electricity | ON | Dispatch-Generation | FuelCost | 0 | [6 empty] | 0.889 | 0
LCP_Inputs_ON_Diverse_2023_04_03 | 2023 | Wind Onshore | Generation | Electricity | ON | Dispatch-Generation | VOM | 0 | [6 empty] | 0.889 | 0
LCP_Inputs_ON_Diverse_2023_04_03 | 2023 | Wind Onshore | Generation | Electricity | PJ | Dispatch-Generation | EmissionsCost | 0 | [6 empty] | 0.889 | 0
LCP_Inputs_ON_Diverse_2023_04_03 | 2023 | Wind Onshore | Generation | Electricity | PJ | Dispatch-Generation | FuelCost | 0 | [6 empty] | 0.889 | 0
LCP_Inputs_ON_Diverse_2023_04_03 | 2023 | Wind Onshore | Generation | Electricity | PJ | Dispatch-Generation | VOM | 0 | [6 empty] | 0.889 | 0
LCP_Inputs_ON_Diverse_2023_04_03 | 2023 | Wind Onshore | Generation | Electricity | QC | Dispatch-Generation | EmissionsCost | 0 | [6 empty] | 0.889 | 0
LCP_Inputs_ON_Diverse_2023_04_03 | 2023 | Wind Onshore | Generation | Electricity | QC | Dispatch-Generation | FuelCost | 0 | [6 empty] | 0.889 | 0
LCP_Inputs_ON_Diverse_2023_04_03 | 2023 | Wind Onshore | Generation | Electricity | QC | Dispatch-Generation | VOM | 0 | [6 empty] | 0.889 | 0
LCP_Inputs_ON_Diverse_2023_04_03 | 2023 | Wind Onshore | Generation | Electricity | WC | Dispatch-Generation | EmissionsCost | 0 | [6 empty] | 0.889 | 0
LCP_Inputs_ON_Diverse_2023_04_03 | 2023 | Wind Onshore | Generation | Electricity | WC | Dispatch-Generation | FuelCost | 0 | [6 empty] | 0.889 | 0
LCP_Inputs_ON_Diverse_2023_04_03 | 2023 | Wind Onshore | Generation | Electricity | WC | Dispatch-Generation | VOM | 0 | [6 empty] | 0.889 | 0
LCP_Inputs_ON_Diverse_2023_04_03 | 2024 | Anaerobic Digestion | Generation | Methane | MI | Dispatch-Generation | EmissionsCost | 0 | [6 empty] | 0.8548 | 0
LCP_Inputs_ON_Diverse_2023_04_03 | 2024 | Anaerobic Digestion | Generation | Methane | MI | Dispatch-Generation | FuelCost | 0 | [6 empty] | 0.8548 | 0
LCP_Inputs_ON_Diverse_2023_04_03 | 2024 | Anaerobic Digestion | Generation | Methane | MI | Dispatch-Generation | VOM | 0 | [6 empty] | 0.8548 | 0
LCP_Inputs_ON_Diverse_2023_04_03 | 2024 | Anaerobic Digestion | Generation | Methane | NY | Dispatch-Generation | EmissionsCost | 0 | [6 empty] | 0.8548 | 0
LCP_Inputs_ON_Diverse_2023_04_03 | 2024 | Anaerobic Digestion | Generation | Methane | NY | Dispatch-Generation | FuelCost | 0 | [6 empty] | 0.8548 | 0
LCP_Inputs_ON_Diverse_2023_04_03 | 2024 | Anaerobic Digestion | Generation | Methane | NY | Dispatch-Generation | VOM | 0 | [6 empty] | 0.8548 | 0
LCP_Inputs_ON_Diverse_2023_04_03 | 2024 | Anaerobic Digestion | Generation | Methane | ON | Dispatch-Generation | EmissionsCost | 0 | [6 empty] | 0.8548 | 0
LCP_Inputs_ON_Diverse_2023_04_03 | 2024 | Anaerobic Digestion | Generation | Methane | ON | Dispatch-Generation | FuelCost | 0 | [6 empty] | 0.8548 | 0
LCP_Inputs_ON_Diverse_2023_04_03 | 2024 | Anaerobic Digestion | Generation | Methane | ON | Dispatch-Generation | VOM | 0 | [6 empty] | 0.8548 | 0
LCP_Inputs_ON_Diverse_2023_04_03 | 2024 | Anaerobic Digestion | Generation | Methane | PJ | Dispatch-Generation | EmissionsCost | 0 | [6 empty] | 0.8548 | 0
LCP_Inputs_ON_Diverse_2023_04_03 | 2024 | Anaerobic Digestion | Generation | Methane | PJ | Dispatch-Generation | FuelCost | 0 | [6 empty] | 0.8548 | 0
LCP_Inputs_ON_Diverse_2023_04_03 | 2024 | Anaerobic Digestion | Generation | Methane | PJ | Dispatch-Generation | VOM | 0 | [6 empty] | 0.8548 | 0
LCP_Inputs_ON_Diverse_2023_04_03 | 2024 | Anaerobic Digestion | Generation | Methane | QC | Dispatch-Generation | EmissionsCost | 0 | [6 empty] | 0.8548 | 0
LCP_Inputs_ON_Diverse_2023_04_03 | 2024 | Anaerobic Digestion | Generation | Methane | QC | Dispatch-Generation | FuelCost | 0 | [6 empty] | 0.8548 | 0
LCP_Inputs_ON_Diverse_2023_04_03 | 2024 | Anaerobic Digestion | Generation | Methane | QC | Dispatch-Generation | VOM | 0 | [6 empty] | 0.8548 | 0
LCP_Inputs_ON_Diverse_2023_04_03 | 2024 | Anaerobic Digestion | Generation | Methane | WC | Dispatch-Generation | EmissionsCost | 0 | [6 empty] | 0.8548 | 0
LCP_Inputs_ON_Diverse_2023_04_03 | 2024 | Anaerobic Digestion | Generation | Methane | WC | Dispatch-Generation | FuelCost | 0 | [6 empty] | 0.8548 | 0
LCP_Inputs_ON_Diverse_2023_04_03 | 2024 | Anaerobic Digestion | Generation | Methane | WC | Dispatch-Generation | VOM | 0 | [6 empty] | 0.8548 | 0
LCP_Inputs_ON_Diverse_2023_04_03 | 2024 | Battery Storage | Storage | Electricity | MI | Dispatch-Storage | EmissionsCost | 0 | [6 empty] | 0.8548 | 0
LCP_Inputs_ON_Diverse_2023_04_03 | 2024 | Battery Storage | Storage | Electricity | MI | Dispatch-Storage | FuelCost | 0 | [6 empty] | 0.8548 | 0
LCP_Inputs_ON_Diverse_2023_04_03 | 2024 | Battery Storage | Storage | Electricity | MI | Dispatch-Storage | VOM | 0 | [6 empty] | 0.8548 | 0
LCP_Inputs_ON_Diverse_2023_04_03 | 2024 | Battery Storage | Storage | Electricity | NY | Dispatch-Storage | EmissionsCost | 0 | [6 empty] | 0.8548 | 0
LCP_Inputs_ON_Diverse_2023_04_03 | 2024 | Battery Storage | Storage | Electricity | NY | Dispatch-Storage | FuelCost | 0 | [6 empty] | 0.8548 | 0
LCP_Inputs_ON_Diverse_2023_04_03 | 2024 | Battery Storage | Storage | Electricity | NY | Dispatch-Storage | VOM | 0 | [6 empty] | 0.8548 | 0
LCP_Inputs_ON_Diverse_2023_04_03 | 2024 | Battery Storage | Storage | Electricity | ON | Dispatch-Storage | EmissionsCost | 0 | [6 empty] | 0.8548 | 0
LCP_Inputs_ON_Diverse_2023_04_03 | 2024 | Battery Storage | Storage | Electricity | ON | Dispatch-Storage | FuelCost | 0 | [6 empty] | 0.8548 | 0
LCP_Inputs_ON_Diverse_2023_04_03 | 2024 | Battery Storage | Storage | Electricity | ON | Dispatch-Storage | VOM | 0 | [6 empty] | 0.8548 | 0
LCP_Inputs_ON_Diverse_2023_04_03 | 2024 | Battery Storage | Storage | Electricity | PJ | Dispatch-Storage | EmissionsCost | 0 | [6 empty] | 0.8548 | 0
LCP_Inputs_ON_Diverse_2023_04_03 | 2024 | Battery Storage | Storage | Electricity | PJ | Dispatch-Storage | FuelCost | 0 | [6 empty] | 0.8548 | 0
LCP_Inputs_ON_Diverse_2023_04_03 | 2024 | Battery Storage | Storage | Electricity | PJ | Dispatch-Storage | VOM | 0 | [6 empty] | 0.8548 | 0
LCP_Inputs_ON_Diverse_2023_04_03 | 2024 | Battery Storage | Storage | Electricity | QC | Dispatch-Storage | EmissionsCost | 0 | [6 empty] | 0.8548 | 0
LCP_Inputs_ON_Diverse_2023_04_03 | 2024 | Battery Storage | Storage | Electricity | QC | Dispatch-Storage | FuelCost | 0 | [6 empty] | 0.8548 | 0
LCP_Inputs_ON_Diverse_2023_04_03 | 2024 | Battery Storage | Storage | Electricity | QC | Dispatch-Storage | VOM | 0 | [6 empty] | 0.8548 | 0
LCP_Inputs_ON_Diverse_2023_04_03 | 2024 | Battery Storage | Storage | Electricity | WC | Dispatch-Storage | EmissionsCost | 0 | [6 empty] | 0.8548 | 0
LCP_Inputs_ON_Diverse_2023_04_03 | 2024 | Battery Storage | Storage | Electricity | WC | Dispatch-Storage | FuelCost | 0 | [6 empty] | 0.8548 | 0
LCP_Inputs_ON_Diverse_2023_04_03 | 2024 | Battery Storage | Storage | Electricity | WC | Dispatch-Storage | VOM | 0 | [6 empty] | 0.8548 | 0
LCP_Inputs_ON_Diverse_2023_04_03 | 2024 | Biomass | Generation | Electricity | MI | Dispatch-Generation | EmissionsCost | 0 | [6 empty] | 0.8548 | 0
LCP_Inputs_ON_Diverse_2023_04_03 | 2024 | Biomass | Generation | Electricity | MI | Dispatch-Generation | FuelCost | 0 | [6 empty] | 0.8548 | 0
LCP_Inputs_ON_Diverse_2023_04_03 | 2024 | Biomass | Generation | Electricity | MI | Dispatch-Generation | VOM | 0 | [6 empty] | 0.8548 | 0
LCP_Inputs_ON_Diverse_2023_04_03 | 2024 | Biomass | Generation | Electricity | NY | Dispatch-Generation | EmissionsCost | 0 | [6 empty] | 0.8548 | 0
LCP_Inputs_ON_Diverse_2023_04_03 | 2024 | Biomass | Generation | Electricity | NY | Dispatch-Generation | FuelCost | 0 | [6 empty] | 0.8548 | 0
LCP_Inputs_ON_Diverse_2023_04_03 | 2024 | Biomass | Generation | Electricity | NY | Dispatch-Generation | VOM | 0 | [6 empty] | 0.8548 | 0
LCP_Inputs_ON_Diverse_2023_04_03 | 2024 | Biomass | Generation | Electricity | ON | Dispatch-Generation | EmissionsCost | 0 | [6 empty] | 0.8548 | 0
LCP_Inputs_ON_Diverse_2023_04_03 | 2024 | Biomass | Generation | Electricity | ON | Dispatch-Generation | FuelCost | 0 | [6 empty] | 0.8548 | 0
LCP_Inputs_ON_Diverse_2023_04_03 | 2024 | Biomass | Generation | Electricity | ON | Dispatch-Generation | VOM | 0 | [6 empty] | 0.8548 | 0
LCP_Inputs_ON_Diverse_2023_04_03 | 2024 | Biomass | Generation | Electricity | PJ | Dispatch-Generation | EmissionsCost | 0 | [6 empty] | 0.8548 | 0
LCP_Inputs_ON_Diverse_2023_04_03 | 2024 | Biomass | Generation | Electricity | PJ | Dispatch-Generation | FuelCost | 0 | [6 empty] | 0.8548 | 0
LCP_Inputs_ON_Diverse_2023_04_03 | 2024 | Biomass | Generation | Electricity | PJ | Dispatch-Generation | VOM | 0 | [6 empty] | 0.8548 | 0
LCP_Inputs_ON_Diverse_2023_04_03 | 2024 | Biomass | Generation | Electricity | QC | Dispatch-Generation | EmissionsCost | 0 | [6 empty] | 0.8548 | 0
LCP_Inputs_ON_Diverse_2023_04_03 | 2024 | Biomass | Generation | Electricity | QC | Dispatch-Generation | FuelCost | 0 | [6 empty] | 0.8548 | 0
LCP_Inputs_ON_Diverse_2023_04_03 | 2024 | Biomass | Generation | Electricity | QC | Dispatch-Generation | VOM | 0 | [6 empty] | 0.8548 | 0
LCP_Inputs_ON_Diverse_2023_04_03 | 2024 | Biomass | Generation | Electricity | WC | Dispatch-Generation | EmissionsCost | 0 | [6 empty] | 0.8548 | 0
LCP_Inputs_ON_Diverse_2023_04_03 | 2024 | Biomass | Generation | Electricity | WC | Dispatch-Generation | FuelCost | 0 | [6 empty] | 0.8548 | 0
LCP_Inputs_ON_Diverse_2023_04_03 | 2024 | Biomass | Generation | Electricity | WC | Dispatch-Generation | VOM | 0 | [6 empty] | 0.8548 | 0
LCP_Inputs_ON_Diverse_2023_04_03 | 2024 | Biomass + CCS | Generation | Electricity | MI | Dispatch-Generation | EmissionsCost | 0 | [6 empty] | 0.8548 | 0
LCP_Inputs_ON_Diverse_2023_04_03 | 2024 | Biomass + CCS | Generation | Electricity | MI | Dispatch-Generation | FuelCost | 0 | [6 empty] | 0.8548 | 0
LCP_Inputs_ON_Diverse_2023_04_03 | 2024 | Biomass + CCS | Generation | Electricity | MI | Dispatch-Generation | VOM | 0 | [6 empty] | 0.8548 | 0
LCP_Inputs_ON_Diverse_2023_04_03 | 2024 | Biomass + CCS | Generation | Electricity | NY | Dispatch-Generation | EmissionsCost | 0 | [6 empty] | 0.8548 | 0
LCP_Inputs_ON_Diverse_2023_04_03 | 2024 | Biomass + CCS | Generation | Electricity | NY | Dispatch-Generation | FuelCost | 0 | [6 empty] | 0.8548 | 0
LCP_Inputs_ON_Diverse_2023_04_03 | 2024 | Biomass + CCS | Generation | Electricity | NY | Dispatch-Generation | VOM | 0 | [6 empty] | 0.8548 | 0
LCP_Inputs_ON_Diverse_2023_04_03 | 2024 | Biomass + CCS | Generation | Electricity | ON | Dispatch-Generation | EmissionsCost | 0 | [6 empty] | 0.8548 | 0
LCP_Inputs_ON_Diverse_2023_04_03 | 2024 | Biomass + CCS | Generation | Electricity | ON | Dispatch-Generation | FuelCost | 0 | [6 empty] | 0.8548 | 0
LCP_Inputs_ON_Diverse_2023_04_03 | 2024 | Biomass + CCS | Generation | Electricity | ON | Dispatch-Generation | VOM | 0 | [6 empty] | 0.8548 | 0
LCP_Inputs_ON_Diverse_2023_04_03 | 2024 | Biomass + CCS | Generation | Electricity | PJ | Dispatch-Generation | EmissionsCost | 0 | [6 empty] | 0.8548 | 0
LCP_Inputs_ON_Diverse_2023_04_03 | 2024 | Biomass + CCS | Generation | Electricity | PJ | Dispatch-Generation | FuelCost | 0 | [6 empty] | 0.8548 | 0
LCP_Inputs_ON_Diverse_2023_04_03 | 2024 | Biomass + CCS | Generation | Electricity | PJ | Dispatch-Generation | VOM | 0 | [6 empty] | 0.8548 | 0
LCP_Inputs_ON_Diverse_2023_04_03 | 2024 | Biomass + CCS | Generation | Electricity | QC | Dispatch-Generation | EmissionsCost | 0 | [6 empty] | 0.8548 | 0
LCP_Inputs_ON_Diverse_2023_04_03 | 2024 | Biomass + CCS | Generation | Electricity | QC | Dispatch-Generation | FuelCost | 0 | [6 empty] | 0.8548 | 0
LCP_Inputs_ON_Diverse_2023_04_03 | 2024 | Biomass + CCS | Generation | Electricity | QC | Dispatch-Generation | VOM | 0 | [6 empty] | 0.8548 | 0
LCP_Inputs_ON_Diverse_2023_04_03 | 2024 | Biomass + CCS | Generation | Electricity | WC | Dispatch-Generation | EmissionsCost | 0 | [6 empty] | 0.8548 | 0
LCP_Inputs_ON_Diverse_2023_04_03 | 2024 | Biomass + CCS | Generation | Electricity | WC | Dispatch-Generation | FuelCost | 0 | [6 empty] | 0.8548 | 0
LCP_Inputs_ON_Diverse_2023_04_03 | 2024 | Biomass + CCS | Generation | Electricity | WC | Dispatch-Generation | VOM | 0 | [6 empty] | 0.8548 | 0
LCP_Inputs_ON_Diverse_2023_04_03 | 2024 | CH4 + CCS | Generation | Methane | MI | Dispatch-Generation | EmissionsCost | 0 | [6 empty] | 0.8548 | 0
LCP_Inputs_ON_Diverse_2023_04_03 | 2024 | CH4 + CCS | Generation | Methane | MI | Dispatch-Generation | FuelCost | 0 | [6 empty] | 0.8548 | 0
LCP_Inputs_ON_Diverse_2023_04_03 | 2024 | CH4 + CCS | Generation | Methane | MI | Dispatch-Generation | VOM | 0 | [6 empty] | 0.8548 | 0
LCP_Inputs_ON_Diverse_2023_04_03 | 2024 | CH4 + CCS | Generation | Methane | NY | Dispatch-Generation | EmissionsCost | 0 | [6 empty] | 0.8548 | 0
LCP_Inputs_ON_Diverse_2023_04_03 | 2024 | CH4 + CCS | Generation | Methane | NY | Dispatch-Generation | FuelCost | 0 | [6 empty] | 0.8548 | 0
LCP_Inputs_ON_Diverse_2023_04_03 | 2024 | CH4 + CCS | Generation | Methane | NY | Dispatch-Generation | VOM | 0 | [6 empty] | 0.8548 | 0
LCP_Inputs_ON_Diverse_2023_04_03 | 2024 | CH4 + CCS | Generation | Methane | ON | Dispatch-Generation | EmissionsCost | 0 | [6 empty] | 0.8548 | 0
LCP_Inputs_ON_Diverse_2023_04_03 | 2024 | CH4 + CCS | Generation | Methane | ON | Dispatch-Generation | FuelCost | 0 | [6 empty] | 0.8548 | 0
LCP_Inputs_ON_Diverse_2023_04_03 | 2024 | CH4 + CCS | Generation | Methane | ON | Dispatch-Generation | VOM | 0 | [6 empty] | 0.8548 | 0
LCP_Inputs_ON_Diverse_2023_04_03 | 2024 | CH4 + CCS | Generation | Methane | PJ | Dispatch-Generation | EmissionsCost | 0 | [6 empty] | 0.8548 | 0
LCP_Inputs_ON_Diverse_2023_04_03 | 2024 | CH4 + CCS | Generation | Methane | PJ | Dispatch-Generation | FuelCost | 0 | [6 empty] | 0.8548 | 0
LCP_Inputs_ON_Diverse_2023_04_03 | 2024 | CH4 + CCS | Generation | Methane | PJ | Dispatch-Generation | VOM | 0 | [6 empty] | 0.8548 | 0
LCP_Inputs_ON_Diverse_2023_04_03 | 2024 | CH4 + CCS | Generation | Methane | QC | Dispatch-Generation | EmissionsCost | 0 | [6 empty] | 0.8548 | 0
LCP_Inputs_ON_Diverse_2023_04_03 | 2024 | CH4 + CCS | Generation | Methane | QC | Dispatch-Generation | FuelCost | 0 | [6 empty] | 0.8548 | 0
LCP_Inputs_ON_Diverse_2023_04_03 | 2024 | CH4 + CCS | Generation | Methane | QC | Dispatch-Generation | VOM | 0 | [6 empty] | 0.8548 | 0
LCP_Inputs_ON_Diverse_2023_04_03 | 2024 | CH4 + CCS | Generation | Methane | WC | Dispatch-Generation | EmissionsCost | 0 | [6 empty] | 0.8548 | 0
LCP_Inputs_ON_Diverse_2023_04_03 | 2024 | CH4 + CCS | Generation | Methane | WC | Dispatch-Generation | FuelCost | 0 | [6 empty] | 0.8548 | 0
LCP_Inputs_ON_Diverse_2023_04_03 | 2024 | CH4 + CCS | Generation | Methane | WC | Dispatch-Generation | VOM | 0 | [6 empty] | 0.8548 | 0
LCP_Inputs_ON_Diverse_2023_04_03 | 2024 | CH4 Import - NY 2020 | Import | Methane | MI | Dispatch-Import | EmissionsCost | 0 | [6 empty] | 0.8548 | 0
LCP_Inputs_ON_Diverse_2023_04_03 | 2024 | CH4 Import - NY 2020 | Import | Methane | MI | Dispatch-Import | FuelCost | 0 | [6 empty] | 0.8548 | 0
LCP_Inputs_ON_Diverse_2023_04_03 | 2024 | CH4 Import - NY 2020 | Import | Methane | MI | Dispatch-Import | VOM | 0 | [6 empty] | 0.8548 | 0
LCP_Inputs_ON_Diverse_2023_04_03 | 2024 | CH4 Import - NY 2020 | Import | Methane | NY | Dispatch-Import | EmissionsCost | 282343065.1873 | [6 empty] | 0.8548 | 241348035.4302
LCP_Inputs_ON_Diverse_2023_04_03 | 2024 | CH4 Import - NY 2020 | Import | Methane | NY | Dispatch-Import | FuelCost | 407790143.0843 | [6 empty] | 0.8548 | 348580723.369
LCP_Inputs_ON_Diverse_2023_04_03 | 2024 | CH4 Import - NY 2020 | Import | Methane | NY | Dispatch-Import | VOM | 0 | [6 empty] | 0.8548 | 0
LCP_Inputs_ON_Diverse_2023_04_03 | 2024 | CH4 Import - NY 2020 | Import | Methane | ON | Dispatch-Import | EmissionsCost | 0 | [6 empty] | 0.8548 | 0
LCP_Inputs_ON_Diverse_2023_04_03 | 2024 | CH4 Import - NY 2020 | Import | Methane | ON | Dispatch-Import | FuelCost | 0 | [6 empty] | 0.8548 | 0
LCP_Inputs_ON_Diverse_2023_04_03 | 2024 | CH4 Import - NY 2020 | Import | Methane | ON | Dispatch-Import | VOM | 0 | [6 empty] | 0.8548 | 0
LCP_Inputs_ON_Diverse_2023_04_03 | 2024 | CH4 Import - NY 2020 | Import | Methane | PJ | Dispatch-Import | EmissionsCost | 0 | [6 empty] | 0.8548 | 0
LCP_Inputs_ON_Diverse_2023_04_03 | 2024 | CH4 Import - NY 2020 | Import | Methane | PJ | Dispatch-Import | FuelCost | 0 | [6 empty] | 0.8548 | 0
LCP_Inputs_ON_Diverse_2023_04_03 | 2024 | CH4 Import - NY 2020 | Import | Methane | PJ | Dispatch-Import | VOM | 0 | [6 empty] | 0.8548 | 0
LCP_Inputs_ON_Diverse_2023_04_03 | 2024 | CH4 Import - NY 2020 | Import | Methane | QC | Dispatch-Import | EmissionsCost | 0 | [6 empty] | 0.8548 | 0
LCP_Inputs_ON_Diverse_2023_04_03 | 2024 | CH4 Import - NY 2020 | Import | Methane | QC | Dispatch-Import | FuelCost | 0 | [6 empty] | 0.8548 | 0
LCP_Inputs_ON_Diverse_2023_04_03 | 2024 | CH4 Import - NY 2020 | Import | Methane | QC | Dispatch-Import | VOM | 0 | [6 empty] | 0.8548 | 0
LCP_Inputs_ON_Diverse_2023_04_03 | 2024 | CH4 Import - NY 2020 | Import | Methane | WC | Dispatch-Import | EmissionsCost | 0 | [6 empty] | 0.8548 | 0
LCP_Inputs_ON_Diverse_2023_04_03 | 2024 | CH4 Import - NY 2020 | Import | Methane | WC | Dispatch-Import | FuelCost | 0 | [6 empty] | 0.8548 | 0
LCP_Inputs_ON_Diverse_2023_04_03 | 2024 | CH4 Import - NY 2020 | Import | Methane | WC | Dispatch-Import | VOM | 0 | [6 empty] | 0.8548 | 0
LCP_Inputs_ON_Diverse_2023_04_03 | 2024 | CH4 Import - NY 2030 | Import | Methane | MI | Dispatch-Import | EmissionsCost | 0 | [6 empty] | 0.8548 | 0
LCP_Inputs_ON_Diverse_2023_04_03 | 2024 | CH4 Import - NY 2030 | Import | Methane | MI | Dispatch-Import | FuelCost | 0 | [6 empty] | 0.8548 | 0
LCP_Inputs_ON_Diverse_2023_04_03 | 2024 | CH4 Import - NY 2030 | Import | Methane | MI | Dispatch-Import | VOM | 0 | [6 empty] | 0.8548 | 0
LCP_Inputs_ON_Diverse_2023_04_03 | 2024 | CH4 Import - NY 2030 | Import | Methane | NY | Dispatch-Import | EmissionsCost | 0 | [6 empty] | 0.8548 | 0
LCP_Inputs_ON_Diverse_2023_04_03 | 2024 | CH4 Import - NY 2030 | Import | Methane | NY | Dispatch-Import | FuelCost | 0 | [6 empty] | 0.8548 | 0
LCP_Inputs_ON_Diverse_2023_04_03 | 2024 | CH4 Import - NY 2030 | Import | Methane | NY | Dispatch-Import | VOM | 0 | [6 empty] | 0.8548 | 0
LCP_Inputs_ON_Diverse_2023_04_03 | 2024 | CH4 Import - NY 2030 | Import | Methane | ON | Dispatch-Import | EmissionsCost | 0 | [6 empty] | 0.8548 | 0
LCP_Inputs_ON_Diverse_2023_04_03 | 2024 | CH4 Import - NY 2030 | Import | Methane | ON | Dispatch-Import | FuelCost | 0 | [6 empty] | 0.8548 | 0
LCP_Inputs_ON_Diverse_2023_04_03 | 2024 | CH4 Import - NY 2030 | Import | Methane | ON | Dispatch-Import | VOM | 0 | [6 empty] | 0.8548 | 0
LCP_Inputs_ON_Diverse_2023_04_03 | 2024 | CH4 Import - NY 2030 | Import | Methane | PJ | Dispatch-Import | EmissionsCost | 0 | [6 empty] | 0.8548 | 0
LCP_Inputs_ON_Diverse_2023_04_03 | 2024 | CH4 Import - NY 2030 | Import | Methane | PJ | Dispatch-Import | FuelCost | 0 | [6 empty] | 0.8548 | 0
LCP_Inputs_ON_Diverse_2023_04_03 | 2024 | CH4 Import - NY 2030 | Import | Methane | PJ | Dispatch-Import | VOM | 0 | [6 empty] | 0.8548 | 0
LCP_Inputs_ON_Diverse_2023_04_03 | 2024 | CH4 Import - NY 2030 | Import | Methane | QC | Dispatch-Import | EmissionsCost | 0 | [6 empty] | 0.8548 | 0
LCP_Inputs_ON_Diverse_2023_04_03 | 2024 | CH4 Import - NY 2030 | Import | Methane | QC | Dispatch-Import | FuelCost | 0 | [6 empty] | 0.8548 | 0
LCP_Inputs_ON_Diverse_2023_04_03 | 2024 | CH4 Import - NY 2030 | Import | Methane | QC | Dispatch-Import | VOM | 0 | [6 empty] | 0.8548 | 0
LCP_Inputs_ON_Diverse_2023_04_03 | 2024 | CH4 Import - NY 2030 | Import | Methane | WC | Dispatch-Import | EmissionsCost | 0 | [6 empty] | 0.8548 | 0
LCP_Inputs_ON_Diverse_2023_04_03 | 2024 | CH4 Import - NY 2030 | Import | Methane | WC | Dispatch-Import | FuelCost | 0 | [6 empty] | 0.8548 | 0
LCP_Inputs_ON_Diverse_2023_04_03 | 2024 | CH4 Import - NY 2030 | Import | Methane | WC | Dispatch-Import | VOM | 0 | [6 empty] | 0.8548 | 0
LCP_Inputs_ON_Diverse_2023_04_03 | 2024 | CH4 Import - NY 2040 | Import | Methane | MI | Dispatch-Import | EmissionsCost | 0 | [6 empty] | 0.8548 | 0
LCP_Inputs_ON_Diverse_2023_04_03 | 2024 | CH4 Import - NY 2040 | Import | Methane | MI | Dispatch-Import | FuelCost | 0 | [6 empty] | 0.8548 | 0
LCP_Inputs_ON_Diverse_2023_04_03 | 2024 | CH4 Import - NY 2040 | Import | Methane | MI | Dispatch-Import | VOM | 0 | [6 empty] | 0.8548 | 0
LCP_Inputs_ON_Diverse_2023_04_03 | 2024 | CH4 Import - NY 2040 | Import | Methane | NY | Dispatch-Import | EmissionsCost | 0 | [6 empty] | 0.8548 | 0
LCP_Inputs_ON_Diverse_2023_04_03 | 2024 | CH4 Import - NY 2040 | Import | Methane | NY | Dispatch-Import | FuelCost | 0 | [6 empty] | 0.8548 | 0
LCP_Inputs_ON_Diverse_2023_04_03 | 2024 | CH4 Import - NY 2040 | Import | Methane | NY | Dispatch-Import | VOM | 0 | [6 empty] | 0.8548 | 0
LCP_Inputs_ON_Diverse_2023_04_03 | 2024 | CH4 Import - NY 2040 | Import | Methane | ON | Dispatch-Import | EmissionsCost | 0 | [6 empty] | 0.8548 | 0
LCP_Inputs_ON_Diverse_2023_04_03 | 2024 | CH4 Import - NY 2040 | Import | Methane | ON | Dispatch-Import | FuelCost | 0 | [6 empty] | 0.8548 | 0
LCP_Inputs_ON_Diverse_2023_04_03 | 2024 | CH4 Import - NY 2040 | Import | Methane | ON | Dispatch-Import | VOM | 0 | [6 empty] | 0.8548 | 0
LCP_Inputs_ON_Diverse_2023_04_03 | 2024 | CH4 Import - NY 2040 | Import | Methane | PJ | Dispatch-Import | EmissionsCost | 0 | [6 empty] | 0.8548 | 0
LCP_Inputs_ON_Diverse_2023_04_03 | 2024 | CH4 Import - NY 2040 | Import | Methane | PJ | Dispatch-Import | FuelCost | 0 | [6 empty] | 0.8548 | 0
LCP_Inputs_ON_Diverse_2023_04_03 | 2024 | CH4 Import - NY 2040 | Import | Methane | PJ | Dispatch-Import | VOM | 0 | [6 empty] | 0.8548 | 0
LCP_Inputs_ON_Diverse_2023_04_03 | 2024 | CH4 Import - NY 2040 | Import | Methane | QC | Dispatch-Import | EmissionsCost | 0 | [6 empty] | 0.8548 | 0
LCP_Inputs_ON_Diverse_2023_04_03 | 2024 | CH4 Import - NY 2040 | Import | Methane | QC | Dispatch-Import | FuelCost | 0 | [6 empty] | 0.8548 | 0
LCP_Inputs_ON_Diverse_2023_04_03 | 2024 | CH4 Import - NY 2040 | Import | Methane | QC | Dispatch-Import | VOM | 0 | [6 empty] | 0.8548 | 0
LCP_Inputs_ON_Diverse_2023_04_03 | 2024 | CH4 Import - NY 2040 | Import | Methane | WC | Dispatch-Import | EmissionsCost | 0 | [6 empty] | 0.8548 | 0
LCP_Inputs_ON_Diverse_2023_04_03 | 2024 | CH4 Import - NY 2040 | Import | Methane | WC | Dispatch-Import | FuelCost | 0 | [6 empty] | 0.8548 | 0
LCP_Inputs_ON_Diverse_2023_04_03 | 2024 | CH4 Import - NY 2040 | Import | Methane | WC | Dispatch-Import | VOM | 0 | [6 empty] | 0.8548 | 0
LCP_Inputs_ON_Diverse_2023_04_03 | 2024 | CH4 Import - NY 2050 | Import | Methane | MI | Dispatch-Import | EmissionsCost | 0 | [6 empty] | 0.8548 | 0
LCP_Inputs_ON_Diverse_2023_04_03 | 2024 | CH4 Import - NY 2050 | Import | Methane | MI | Dispatch-Import | FuelCost | 0 | [6 empty] | 0.8548 | 0
LCP_Inputs_ON_Diverse_2023_04_03 | 2024 | CH4 Import - NY 2050 | Import | Methane | MI | Dispatch-Import | VOM | 0 | [6 empty] | 0.8548 | 0
LCP_Inputs_ON_Diverse_2023_04_03 | 2024 | CH4 Import - NY 2050 | Import | Methane | NY | Dispatch-Import | EmissionsCost | 0 | [6 empty] | 0.8548 | 0
LCP_Inputs_ON_Diverse_2023_04_03 | 2024 | CH4 Import - NY 2050 | Import | Methane | NY | Dispatch-Import | FuelCost | 0 | [6 empty] | 0.8548 | 0
LCP_Inputs_ON_Diverse_2023_04_03 | 2024 | CH4 Import - NY 2050 | Import | Methane | NY | Dispatch-Import | VOM | 0 | [6 empty] | 0.8548 | 0
LCP_Inputs_ON_Diverse_2023_04_03 | 2024 | CH4 Import - NY 2050 | Import | Methane | ON | Dispatch-Import | EmissionsCost | 0 | [6 empty] | 0.8548 | 0
LCP_Inputs_ON_Diverse_2023_04_03 | 2024 | CH4 Import - NY 2050 | Import | Methane | ON | Dispatch-Import | FuelCost | 0 | [6 empty] | 0.8548 | 0
LCP_Inputs_ON_Diverse_2023_04_03 | 2024 | CH4 Import - NY 2050 | Import | Methane | ON | Dispatch-Import | VOM | 0 | [6 empty] | 0.8548 | 0
LCP_Inputs_ON_Diverse_2023_04_03 | 2024 | CH4 Import - NY 2050 | Import | Methane | PJ | Dispatch-Import | EmissionsCost | 0 | [6 empty] | 0.8548 | 0
LCP_Inputs_ON_Diverse_2023_04_03 | 2024 | CH4 Import - NY 2050 | Import | Methane | PJ | Dispatch-Import | FuelCost | 0 | [6 empty] | 0.8548 | 0
LCP_Inputs_ON_Diverse_2023_04_03 | 2024 | CH4 Import - NY 2050 | Import | Methane | PJ | Dispatch-Import | VOM | 0 | [6 empty] | 0.8548 | 0
LCP_Inputs_ON_Diverse_2023_04_03 | 2024 | CH4 Import - NY 2050 | Import | Methane | QC | Dispatch-Import | EmissionsCost | 0 | [6 empty] | 0.8548 | 0
LCP_Inputs_ON_Diverse_2023_04_03 | 2024 | CH4 Import - NY 2050 | Import | Methane | QC | Dispatch-Import | FuelCost | 0 | [6 empty] | 0.8548 | 0
LCP_Inputs_ON_Diverse_2023_04_03 | 2024 | CH4 Import - NY 2050 | Import | Methane | QC | Dispatch-Import | VOM | 0 | [6 empty] | 0.8548 | 0
LCP_Inputs_ON_Diverse_2023_04_03 | 2024 | CH4 Import - NY 2050 | Import | Methane | WC | Dispatch-Import | EmissionsCost | 0 | [6 empty] | 0.8548 | 0
LCP_Inputs_ON_Diverse_2023_04_03 | 2024 | CH4 Import - NY 2050 | Import | Methane | WC | Dispatch-Import | FuelCost | 0 | [6 empty] | 0.8548 | 0
LCP_Inputs_ON_Diverse_2023_04_03 | 2024 | CH4 Import - NY 2050 | Import | Methane | WC | Dispatch-Import | VOM | 0 | [6 empty] | 0.8548 | 0
LCP_Inputs_ON_Diverse_2023_04_03 | 2024 | CH4 Import - WC 2020 | Import | Methane | MI | Dispatch-Import | EmissionsCost | 0 | [6 empty] | 0.8548 | 0
LCP_Inputs_ON_Diverse_2023_04_03 | 2024 | CH4 Import - WC 2020 | Import | Methane | MI | Dispatch-Import | FuelCost | 0 | [6 empty] | 0.8548 | 0
LCP_Inputs_ON_Diverse_2023_04_03 | 2024 | CH4 Import - WC 2020 | Import | Methane | MI | Dispatch-Import | VOM | 0 | [6 empty] | 0.8548 | 0
LCP_Inputs_ON_Diverse_2023_04_03 | 2024 | CH4 Import - WC 2020 | Import | Methane | NY | Dispatch-Import | EmissionsCost | 0 | [6 empty] | 0.8548 | 0
LCP_Inputs_ON_Diverse_2023_04_03 | 2024 | CH4 Import - WC 2020 | Import | Methane | NY | Dispatch-Import | FuelCost | 0 | [6 empty] | 0.8548 | 0
LCP_Inputs_ON_Diverse_2023_04_03 | 2024 | CH4 Import - WC 2020 | Import | Methane | NY | Dispatch-Import | VOM | 0 | [6 empty] | 0.8548 | 0
LCP_Inputs_ON_Diverse_2023_04_03 | 2024 | CH4 Import - WC 2020 | Import | Methane | ON | Dispatch-Import | EmissionsCost | 0 | [6 empty] | 0.8548 | 0
LCP_Inputs_ON_Diverse_2023_04_03 | 2024 | CH4 Import - WC 2020 | Import | Methane | ON | Dispatch-Import | FuelCost | 0 | [6 empty] | 0.8548 | 0
LCP_Inputs_ON_Diverse_2023_04_03 | 2024 | CH4 Import - WC 2020 | Import | Methane | ON | Dispatch-Import | VOM | 0 | [6 empty] | 0.8548 | 0
LCP_Inputs_ON_Diverse_2023_04_03 | 2024 | CH4 Import - WC 2020 | Import | Methane | PJ | Dispatch-Import | EmissionsCost | 0 | [6 empty] | 0.8548 | 0
LCP_Inputs_ON_Diverse_2023_04_03 | 2024 | CH4 Import - WC 2020 | Import | Methane | PJ | Dispatch-Import | FuelCost | 0 | [6 empty] | 0.8548 | 0
LCP_Inputs_ON_Diverse_2023_04_03 | 2024 | CH4 Import - WC 2020 | Import | Methane | PJ | Dispatch-Import | VOM | 0 | [6 empty] | 0.8548 | 0
LCP_Inputs_ON_Diverse_2023_04_03 | 2024 | CH4 Import - WC 2020 | Import | Methane | QC | Dispatch-Import | EmissionsCost | 0 | [6 empty] | 0.8548 | 0
LCP_Inputs_ON_Diverse_2023_04_03 | 2024 | CH4 Import - WC 2020 | Import | Methane | QC | Dispatch-Import | FuelCost | 0 | [6 empty] | 0.8548 | 0
LCP_Inputs_ON_Diverse_2023_04_03 | 2024 | CH4 Import - WC 2020 | Import | Methane | QC | Dispatch-Import | VOM | 0 | [6 empty] | 0.8548 | 0
LCP_Inputs_ON_Diverse_2023_04_03 | 2024 | CH4 Import - WC 2020 | Import | Methane | WC | Dispatch-Import | EmissionsCost | 1306945425.5377 | [6 empty] | 0.8548 | 1117182427.1968
LCP_Inputs_ON_Diverse_2023_04_03 | 2024 | CH4 Import - WC 2020 | Import | Methane | WC | Dispatch-Import | FuelCost | 1887630786.0789 | [6 empty] | 0.8548 | 1613554707.057
LCP_Inputs_ON_Diverse_2023_04_03 | 2024 | CH4 Import - WC 2020 | Import | Methane | WC | Dispatch-Import | VOM | 0 | [6 empty] | 0.8548 | 0
LCP_Inputs_ON_Diverse_2023_04_03 | 2024 | CH4 Import - WC 2030 | Import | Methane | MI | Dispatch-Import | EmissionsCost | 0 | [6 empty] | 0.8548 | 0
LCP_Inputs_ON_Diverse_2023_04_03 | 2024 | CH4 Import - WC 2030 | Import | Methane | MI | Dispatch-Import | FuelCost | 0 | [6 empty] | 0.8548 | 0
LCP_Inputs_ON_Diverse_2023_04_03 | 2024 | CH4 Import - WC 2030 | Import | Methane | MI | Dispatch-Import | VOM | 0 | [6 empty] | 0.8548 | 0
LCP_Inputs_ON_Diverse_2023_04_03 | 2024 | CH4 Import - WC 2030 | Import | Methane | NY | Dispatch-Import | EmissionsCost | 0 | [6 empty] | 0.8548 | 0
LCP_Inputs_ON_Diverse_2023_04_03 | 2024 | CH4 Import - WC 2030 | Import | Methane | NY | Dispatch-Import | FuelCost | 0 | [6 empty] | 0.8548 | 0
LCP_Inputs_ON_Diverse_2023_04_03 | 2024 | CH4 Import - WC 2030 | Import | Methane | NY | Dispatch-Import | VOM | 0 | [6 empty] | 0.8548 | 0
LCP_Inputs_ON_Diverse_2023_04_03 | 2024 | CH4 Import - WC 2030 | Import | Methane | ON | Dispatch-Import | EmissionsCost | 0 | [6 empty] | 0.8548 | 0
LCP_Inputs_ON_Diverse_2023_04_03 | 2024 | CH4 Import - WC 2030 | Import | Methane | ON | Dispatch-Import | FuelCost | 0 | [6 empty] | 0.8548 | 0
LCP_Inputs_ON_Diverse_2023_04_03 | 2024 | CH4 Import - WC 2030 | Import | Methane | ON | Dispatch-Import | VOM | 0 | [6 empty] | 0.8548 | 0
LCP_Inputs_ON_Diverse_2023_04_03 | 2024 | CH4 Import - WC 2030 | Import | Methane | PJ | Dispatch-Import | EmissionsCost | 0 | [6 empty] | 0.8548 | 0
LCP_Inputs_ON_Diverse_2023_04_03 | 2024 | CH4 Import - WC 2030 | Import | Methane | PJ | Dispatch-Import | FuelCost | 0 | [6 empty] | 0.8548 | 0
LCP_Inputs_ON_Diverse_2023_04_03 | 2024 | CH4 Import - WC 2030 | Import | Methane | PJ | Dispatch-Import | VOM | 0 | [6 empty] | 0.8548 | 0
LCP_Inputs_ON_Diverse_2023_04_03 | 2024 | CH4 Import - WC 2030 | Import | Methane | QC | Dispatch-Import | EmissionsCost | 0 | [6 empty] | 0.8548 | 0
LCP_Inputs_ON_Diverse_2023_04_03 | 2024 | CH4 Import - WC 2030 | Import | Methane | QC | Dispatch-Import | FuelCost | 0 | [6 empty] | 0.8548 | 0
LCP_Inputs_ON_Diverse_2023_04_03 | 2024 | CH4 Import - WC 2030 | Import | Methane | QC | Dispatch-Import | VOM | 0 | [6 empty] | 0.8548 | 0
LCP_Inputs_ON_Diverse_2023_04_03 | 2024 | CH4 Import - WC 2030 | Import | Methane | WC | Dispatch-Import | EmissionsCost | 0 | [6 empty] | 0.8548 | 0
LCP_Inputs_ON_Diverse_2023_04_03 | 2024 | CH4 Import - WC 2030 | Import | Methane | WC | Dispatch-Import | FuelCost | 0 | [6 empty] | 0.8548 | 0
LCP_Inputs_ON_Diverse_2023_04_03 | 2024 | CH4 Import - WC 2030 | Import | Methane | WC | Dispatch-Import | VOM | 0 | [6 empty] | 0.8548 | 0
LCP_Inputs_ON_Diverse_2023_04_03 | 2024 | CH4 Import - WC 2040 | Import | Methane | MI | Dispatch-Import | EmissionsCost | 0 | [6 empty] | 0.8548 | 0
LCP_Inputs_ON_Diverse_2023_04_03 | 2024 | CH4 Import - WC 2040 | Import | Methane | MI | Dispatch-Import | FuelCost | 0 | [6 empty] | 0.8548 | 0
LCP_Inputs_ON_Diverse_2023_04_03 | 2024 | CH4 Import - WC 2040 | Import | Methane | MI | Dispatch-Import | VOM | 0 | [6 empty] | 0.8548 | 0
LCP_Inputs_ON_Diverse_2023_04_03 | 2024 | CH4 Import - WC 2040 | Import | Methane | NY | Dispatch-Import | EmissionsCost | 0 | [6 empty] | 0.8548 | 0
LCP_Inputs_ON_Diverse_2023_04_03 | 2024 | CH4 Import - WC 2040 | Import | Methane | NY | Dispatch-Import | FuelCost | 0 | [6 empty] | 0.8548 | 0
LCP_Inputs_ON_Diverse_2023_04_03 | 2024 | CH4 Import - WC 2040 | Import | Methane | NY | Dispatch-Import | VOM | 0 | [6 empty] | 0.8548 | 0
LCP_Inputs_ON_Diverse_2023_04_03 | 2024 | CH4 Import - WC 2040 | Import | Methane | ON | Dispatch-Import | EmissionsCost | 0 | [6 empty] | 0.8548 | 0
LCP_Inputs_ON_Diverse_2023_04_03 | 2024 | CH4 Import - WC 2040 | Import | Methane | ON | Dispatch-Import | FuelCost | 0 | [6 empty] | 0.8548 | 0
LCP_Inputs_ON_Diverse_2023_04_03 | 2024 | CH4 Import - WC 2040 | Import | Methane | ON | Dispatch-Import | VOM | 0 | [6 empty] | 0.8548 | 0
LCP_Inputs_ON_Diverse_2023_04_03 | 2024 | CH4 Import - WC 2040 | Import | Methane | PJ | Dispatch-Import | EmissionsCost | 0 | [6 empty] | 0.8548 | 0
LCP_Inputs_ON_Diverse_2023_04_03 | 2024 | CH4 Import - WC 2040 | Import | Methane | PJ | Dispatch-Import | FuelCost | 0 | [6 empty] | 0.8548 | 0
LCP_Inputs_ON_Diverse_2023_04_03 | 2024 | CH4 Import - WC 2040 | Import | Methane | PJ | Dispatch-Import | VOM | 0 | [6 empty] | 0.8548 | 0
LCP_Inputs_ON_Diverse_2023_04_03 | 2024 | CH4 Import - WC 2040 | Import | Methane | QC | Dispatch-Import | EmissionsCost | 0 | [6 empty] | 0.8548 | 0
LCP_Inputs_ON_Diverse_2023_04_03 | 2024 | CH4 Import - WC 2040 | Import | Methane | QC | Dispatch-Import | FuelCost | 0 | [6 empty] | 0.8548 | 0
LCP_Inputs_ON_Diverse_2023_04_03 | 2024 | CH4 Import - WC 2040 | Import | Methane | QC | Dispatch-Import | VOM | 0 | [6 empty] | 0.8548 | 0
LCP_Inputs_ON_Diverse_2023_04_03 | 2024 | CH4 Import - WC 2040 | Import | Methane | WC | Dispatch-Import | EmissionsCost | 0 | [6 empty] | 0.8548 | 0
LCP_Inputs_ON_Diverse_2023_04_03 | 2024 | CH4 Import - WC 2040 | Import | Methane | WC | Dispatch-Import | FuelCost | 0 | [6 empty] | 0.8548 | 0
LCP_Inputs_ON_Diverse_2023_04_03 | 2024 | CH4 Import - WC 2040 | Import | Methane | WC | Dispatch-Import | VOM | 0 | [6 empty] | 0.8548 | 0
LCP_Inputs_ON_Diverse_2023_04_03 | 2024 | CH4 Import - WC 2050 | Import | Methane | MI | Dispatch-Import | EmissionsCost | 0 | [6 empty] | 0.8548 | 0
LCP_Inputs_ON_Diverse_2023_04_03 | 2024 | CH4 Import - WC 2050 | Import | Methane | MI | Dispatch-Import | FuelCost | 0 | [6 empty] | 0.8548 | 0
LCP_Inputs_ON_Diverse_2023_04_03 | 2024 | CH4 Import - WC 2050 | Import | Methane | MI | Dispatch-Import | VOM | 0 | [6 empty] | 0.8548 | 0
LCP_Inputs_ON_Diverse_2023_04_03 | 2024 | CH4 Import - WC 2050 | Import | Methane | NY | Dispatch-Import | EmissionsCost | 0 | [6 empty] | 0.8548 | 0
LCP_Inputs_ON_Diverse_2023_04_03 | 2024 | CH4 Import - WC 2050 | Import | Methane | NY | Dispatch-Import | FuelCost | 0 | [6 empty] | 0.8548 | 0
LCP_Inputs_ON_Diverse_2023_04_03 | 2024 | CH4 Import - WC 2050 | Import | Methane | NY | Dispatch-Import | VOM | 0 | [6 empty] | 0.8548 | 0
LCP_Inputs_ON_Diverse_2023_04_03 | 2024 | CH4 Import - WC 2050 | Import | Methane | ON | Dispatch-Import | EmissionsCost | 0 | [6 empty] | 0.8548 | 0
LCP_Inputs_ON_Diverse_2023_04_03 | 2024 | CH4 Import - WC 2050 | Import | Methane | ON | Dispatch-Import | FuelCost | 0 | [6 empty] | 0.8548 | 0
LCP_Inputs_ON_Diverse_2023_04_03 | 2024 | CH4 Import - WC 2050 | Import | Methane | ON | Dispatch-Import | VOM | 0 | [6 empty] | 0.8548 | 0
LCP_Inputs_ON_Diverse_2023_04_03 | 2024 | CH4 Import - WC 2050 | Import | Methane | PJ | Dispatch-Import | EmissionsCost | 0 | [6 empty] | 0.8548 | 0
LCP_Inputs_ON_Diverse_2023_04_03 | 2024 | CH4 Import - WC 2050 | Import | Methane | PJ | Dispatch-Import | FuelCost | 0 | [6 empty] | 0.8548 | 0
LCP_Inputs_ON_Diverse_2023_04_03 | 2024 | CH4 Import - WC 2050 | Import | Methane | PJ | Dispatch-Import | VOM | 0 | [6 empty] | 0.8548 | 0
LCP_Inputs_ON_Diverse_2023_04_03 | 2024 | CH4 Import - WC 2050 | Import | Methane | QC | Dispatch-Import | EmissionsCost | 0 | [6 empty] | 0.8548 | 0
LCP_Inputs_ON_Diverse_2023_04_03 | 2024 | CH4 Import - WC 2050 | Import | Methane | QC | Dispatch-Import | FuelCost | 0 | [6 empty] | 0.8548 | 0
LCP_Inputs_ON_Diverse_2023_04_03 | 2024 | CH4 Import - WC 2050 | Import | Methane | QC | Dispatch-Import | VOM | 0 | [6 empty] | 0.8548 | 0
LCP_Inputs_ON_Diverse_2023_04_03 | 2024 | CH4 Import - WC 2050 | Import | Methane | WC | Dispatch-Import | EmissionsCost | 0 | [6 empty] | 0.8548 | 0
LCP_Inputs_ON_Diverse_2023_04_03 | 2024 | CH4 Import - WC 2050 | Import | Methane | WC | Dispatch-Import | FuelCost | 0 | [6 empty] | 0.8548 | 0
LCP_Inputs_ON_Diverse_2023_04_03 | 2024 | CH4 Import - WC 2050 | Import | Methane | WC | Dispatch-Import | VOM | 0 | [6 empty] | 0.8548 | 0
LCP_Inputs_ON_Diverse_2023_04_03 | 2024 | CH4 Salt Cavern Storage - ON | Storage | Methane | MI | Dispatch-Storage | EmissionsCost | 0 | [6 empty] | 0.8548 | 0
LCP_Inputs_ON_Diverse_2023_04_03 | 2024 | CH4 Salt Cavern Storage - ON | Storage | Methane | MI | Dispatch-Storage | FuelCost | 0 | [6 empty] | 0.8548 | 0
LCP_Inputs_ON_Diverse_2023_04_03 | 2024 | CH4 Salt Cavern Storage - ON | Storage | Methane | MI | Dispatch-Storage | VOM | 0 | [6 empty] | 0.8548 | 0
LCP_Inputs_ON_Diverse_2023_04_03 | 2024 | CH4 Salt Cavern Storage - ON | Storage | Methane | NY | Dispatch-Storage | EmissionsCost | 0 | [6 empty] | 0.8548 | 0
LCP_Inputs_ON_Diverse_2023_04_03 | 2024 | CH4 Salt Cavern Storage - ON | Storage | Methane | NY | Dispatch-Storage | FuelCost | 0 | [6 empty] | 0.8548 | 0
LCP_Inputs_ON_Diverse_2023_04_03 | 2024 | CH4 Salt Cavern Storage - ON | Storage | Methane | NY | Dispatch-Storage | VOM | 0 | [6 empty] | 0.8548 | 0
LCP_Inputs_ON_Diverse_2023_04_03 | 2024 | CH4 Salt Cavern Storage - ON | Storage | Methane | ON | Dispatch-Storage | EmissionsCost | 0 | [6 empty] | 0.8548 | 0
LCP_Inputs_ON_Diverse_2023_04_03 | 2024 | CH4 Salt Cavern Storage - ON | Storage | Methane | ON | Dispatch-Storage | FuelCost | 0 | [6 empty] | 0.8548 | 0
LCP_Inputs_ON_Diverse_2023_04_03 | 2024 | CH4 Salt Cavern Storage - ON | Storage | Methane | ON | Dispatch-Storage | VOM | 691417.795 | [6 empty] | 0.8548 | 591026.8289
LCP_Inputs_ON_Diverse_2023_04_03 | 2024 | CH4 Salt Cavern Storage - ON | Storage | Methane | PJ | Dispatch-Storage | EmissionsCost | 0 | [6 empty] | 0.8548 | 0
LCP_Inputs_ON_Diverse_2023_04_03 | 2024 | CH4 Salt Cavern Storage - ON | Storage | Methane | PJ | Dispatch-Storage | FuelCost | 0 | [6 empty] | 0.8548 | 0
LCP_Inputs_ON_Diverse_2023_04_03 | 2024 | CH4 Salt Cavern Storage - ON | Storage | Methane | PJ | Dispatch-Storage | VOM | 0 | [6 empty] | 0.8548 | 0
LCP_Inputs_ON_Diverse_2023_04_03 | 2024 | CH4 Salt Cavern Storage - ON | Storage | Methane | QC | Dispatch-Storage | EmissionsCost | 0 | [6 empty] | 0.8548 | 0
LCP_Inputs_ON_Diverse_2023_04_03 | 2024 | CH4 Salt Cavern Storage - ON | Storage | Methane | QC | Dispatch-Storage | FuelCost | 0 | [6 empty] | 0.8548 | 0
LCP_Inputs_ON_Diverse_2023_04_03 | 2024 | CH4 Salt Cavern Storage - ON | Storage | Methane | QC | Dispatch-Storage | VOM | 0 | [6 empty] | 0.8548 | 0
LCP_Inputs_ON_Diverse_2023_04_03 | 2024 | CH4 Salt Cavern Storage - ON | Storage | Methane | WC | Dispatch-Storage | EmissionsCost | 0 | [6 empty] | 0.8548 | 0
LCP_Inputs_ON_Diverse_2023_04_03 | 2024 | CH4 Salt Cavern Storage - ON | Storage | Methane | WC | Dispatch-Storage | FuelCost | 0 | [6 empty] | 0.8548 | 0
LCP_Inputs_ON_Diverse_2023_04_03 | 2024 | CH4 Salt Cavern Storage - ON | Storage | Methane | WC | Dispatch-Storage | VOM | 0 | [6 empty] | 0.8548 | 0
LCP_Inputs_ON_Diverse_2023_04_03 | 2024 | Electrolyser 2020/2030 | Crossload | Hydrogen | MI | Dispatch-Crossload | EmissionsCost | 0 | [6 empty] | 0.8548 | 0
LCP_Inputs_ON_Diverse_2023_04_03 | 2024 | Electrolyser 2020/2030 | Crossload | Hydrogen | MI | Dispatch-Crossload | FuelCost | 0 | [6 empty] | 0.8548 | 0
LCP_Inputs_ON_Diverse_2023_04_03 | 2024 | Electrolyser 2020/2030 | Crossload | Hydrogen | MI | Dispatch-Crossload | VOM | 0 | [6 empty] | 0.8548 | 0
LCP_Inputs_ON_Diverse_2023_04_03 | 2024 | Electrolyser 2020/2030 | Crossload | Hydrogen | NY | Dispatch-Crossload | EmissionsCost | 0 | [6 empty] | 0.8548 | 0
LCP_Inputs_ON_Diverse_2023_04_03 | 2024 | Electrolyser 2020/2030 | Crossload | Hydrogen | NY | Dispatch-Crossload | FuelCost | 0 | [6 empty] | 0.8548 | 0
LCP_Inputs_ON_Diverse_2023_04_03 | 2024 | Electrolyser 2020/2030 | Crossload | Hydrogen | NY | Dispatch-Crossload | VOM | 0 | [6 empty] | 0.8548 | 0
LCP_Inputs_ON_Diverse_2023_04_03 | 2024 | Electrolyser 2020/2030 | Crossload | Hydrogen | ON | Dispatch-Crossload | EmissionsCost | 0 | [6 empty] | 0.8548 | 0
LCP_Inputs_ON_Diverse_2023_04_03 | 2024 | Electrolyser 2020/2030 | Crossload | Hydrogen | ON | Dispatch-Crossload | FuelCost | 0 | [6 empty] | 0.8548 | 0
LCP_Inputs_ON_Diverse_2023_04_03 | 2024 | Electrolyser 2020/2030 | Crossload | Hydrogen | ON | Dispatch-Crossload | VOM | 0 | [6 empty] | 0.8548 | 0
LCP_Inputs_ON_Diverse_2023_04_03 | 2024 | Electrolyser 2020/2030 | Crossload | Hydrogen | PJ | Dispatch-Crossload | EmissionsCost | 0 | [6 empty] | 0.8548 | 0
LCP_Inputs_ON_Diverse_2023_04_03 | 2024 | Electrolyser 2020/2030 | Crossload | Hydrogen | PJ | Dispatch-Crossload | FuelCost | 0 | [6 empty] | 0.8548 | 0
LCP_Inputs_ON_Diverse_2023_04_03 | 2024 | Electrolyser 2020/2030 | Crossload | Hydrogen | PJ | Dispatch-Crossload | VOM | 0 | [6 empty] | 0.8548 | 0
LCP_Inputs_ON_Diverse_2023_04_03 | 2024 | Electrolyser 2020/2030 | Crossload | Hydrogen | QC | Dispatch-Crossload | EmissionsCost | 0 | [6 empty] | 0.8548 | 0
LCP_Inputs_ON_Diverse_2023_04_03 | 2024 | Electrolyser 2020/2030 | Crossload | Hydrogen | QC | Dispatch-Crossload | FuelCost | 0 | [6 empty] | 0.8548 | 0
LCP_Inputs_ON_Diverse_2023_04_03 | 2024 | Electrolyser 2020/2030 | Crossload | Hydrogen | QC | Dispatch-Crossload | VOM | 0 | [6 empty] | 0.8548 | 0
LCP_Inputs_ON_Diverse_2023_04_03 | 2024 | Electrolyser 2020/2030 | Crossload | Hydrogen | WC | Dispatch-Crossload | EmissionsCost | 0 | [6 empty] | 0.8548 | 0
LCP_Inputs_ON_Diverse_2023_04_03 | 2024 | Electrolyser 2020/2030 | Crossload | Hydrogen | WC | Dispatch-Crossload | FuelCost | 0 | [6 empty] | 0.8548 | 0
LCP_Inputs_ON_Diverse_2023_04_03 | 2024 | Electrolyser 2020/2030 | Crossload | Hydrogen | WC | Dispatch-Crossload | VOM | 0 | [6 empty] | 0.8548 | 0
LCP_Inputs_ON_Diverse_2023_04_03 | 2024 | Electrolyser 2040 | Crossload | Hydrogen | MI | Dispatch-Crossload | EmissionsCost | 0 | [6 empty] | 0.8548 | 0
LCP_Inputs_ON_Diverse_2023_04_03 | 2024 | Electrolyser 2040 | Crossload | Hydrogen | MI | Dispatch-Crossload | FuelCost | 0 | [6 empty] | 0.8548 | 0
LCP_Inputs_ON_Diverse_2023_04_03 | 2024 | Electrolyser 2040 | Crossload | Hydrogen | MI | Dispatch-Crossload | VOM | 0 | [6 empty] | 0.8548 | 0
LCP_Inputs_ON_Diverse_2023_04_03 | 2024 | Electrolyser 2040 | Crossload | Hydrogen | NY | Dispatch-Crossload | EmissionsCost | 0 | [6 empty] | 0.8548 | 0
LCP_Inputs_ON_Diverse_2023_04_03 | 2024 | Electrolyser 2040 | Crossload | Hydrogen | NY | Dispatch-Crossload | FuelCost | 0 | [6 empty] | 0.8548 | 0
LCP_Inputs_ON_Diverse_2023_04_03 | 2024 | Electrolyser 2040 | Crossload | Hydrogen | NY | Dispatch-Crossload | VOM | 0 | [6 empty] | 0.8548 | 0
LCP_Inputs_ON_Diverse_2023_04_03 | 2024 | Electrolyser 2040 | Crossload | Hydrogen | ON | Dispatch-Crossload | EmissionsCost | 0 | [6 empty] | 0.8548 | 0
LCP_Inputs_ON_Diverse_2023_04_03 | 2024 | Electrolyser 2040 | Crossload | Hydrogen | ON | Dispatch-Crossload | FuelCost | 0 | [6 empty] | 0.8548 | 0
LCP_Inputs_ON_Diverse_2023_04_03 | 2024 | Electrolyser 2040 | Crossload | Hydrogen | ON | Dispatch-Crossload | VOM | 0 | [6 empty] | 0.8548 | 0
LCP_Inputs_ON_Diverse_2023_04_03 | 2024 | Electrolyser 2040 | Crossload | Hydrogen | PJ | Dispatch-Crossload | EmissionsCost | 0 | [6 empty] | 0.8548 | 0
LCP_Inputs_ON_Diverse_2023_04_03 | 2024 | Electrolyser 2040 | Crossload | Hydrogen | PJ | Dispatch-Crossload | FuelCost | 0 | [6 empty] | 0.8548 | 0
LCP_Inputs_ON_Diverse_2023_04_03 | 2024 | Electrolyser 2040 | Crossload | Hydrogen | PJ | Dispatch-Crossload | VOM | 0 | [6 empty] | 0.8548 | 0
LCP_Inputs_ON_Diverse_2023_04_03 | 2024 | Electrolyser 2040 | Crossload | Hydrogen | QC | Dispatch-Crossload | EmissionsCost | 0 | [6 empty] | 0.8548 | 0
LCP_Inputs_ON_Diverse_2023_04_03 | 2024 | Electrolyser 2040 | Crossload | Hydrogen | QC | Dispatch-Crossload | FuelCost | 0 | [6 empty] | 0.8548 | 0
LCP_Inputs_ON_Diverse_2023_04_03 | 2024 | Electrolyser 2040 | Crossload | Hydrogen | QC | Dispatch-Crossload | VOM | 0 | [6 empty] | 0.8548 | 0
LCP_Inputs_ON_Diverse_2023_04_03 | 2024 | Electrolyser 2040 | Crossload | Hydrogen | WC | Dispatch-Crossload | EmissionsCost | 0 | [6 empty] | 0.8548 | 0
LCP_Inputs_ON_Diverse_2023_04_03 | 2024 | Electrolyser 2040 | Crossload | Hydrogen | WC | Dispatch-Crossload | FuelCost | 0 | [6 empty] | 0.8548 | 0
LCP_Inputs_ON_Diverse_2023_04_03 | 2024 | Electrolyser 2040 | Crossload | Hydrogen | WC | Dispatch-Crossload | VOM | 0 | [6 empty] | 0.8548 | 0
LCP_Inputs_ON_Diverse_2023_04_03 | 2024 | Electrolyser 2050 | Crossload | Hydrogen | MI | Dispatch-Crossload | EmissionsCost | 0 | [6 empty] | 0.8548 | 0
LCP_Inputs_ON_Diverse_2023_04_03 | 2024 | Electrolyser 2050 | Crossload | Hydrogen | MI | Dispatch-Crossload | FuelCost | 0 | [6 empty] | 0.8548 | 0
LCP_Inputs_ON_Diverse_2023_04_03 | 2024 | Electrolyser 2050 | Crossload | Hydrogen | MI | Dispatch-Crossload | VOM | 0 | [6 empty] | 0.8548 | 0
LCP_Inputs_ON_Diverse_2023_04_03 | 2024 | Electrolyser 2050 | Crossload | Hydrogen | NY | Dispatch-Crossload | EmissionsCost | 0 | [6 empty] | 0.8548 | 0
LCP_Inputs_ON_Diverse_2023_04_03 | 2024 | Electrolyser 2050 | Crossload | Hydrogen | NY | Dispatch-Crossload | FuelCost | 0 | [6 empty] | 0.8548 | 0
LCP_Inputs_ON_Diverse_2023_04_03 | 2024 | Electrolyser 2050 | Crossload | Hydrogen | NY | Dispatch-Crossload | VOM | 0 | [6 empty] | 0.8548 | 0
LCP_Inputs_ON_Diverse_2023_04_03 | 2024 | Electrolyser 2050 | Crossload | Hydrogen | ON | Dispatch-Crossload | EmissionsCost | 0 | [6 empty] | 0.8548 | 0
LCP_Inputs_ON_Diverse_2023_04_03 | 2024 | Electrolyser 2050 | Crossload | Hydrogen | ON | Dispatch-Crossload | FuelCost | 0 | [6 empty] | 0.8548 | 0
LCP_Inputs_ON_Diverse_2023_04_03 | 2024 | Electrolyser 2050 | Crossload | Hydrogen | ON | Dispatch-Crossload | VOM | 0 | [6 empty] | 0.8548 | 0
LCP_Inputs_ON_Diverse_2023_04_03 | 2024 | Electrolyser 2050 | Crossload | Hydrogen | PJ | Dispatch-Crossload | EmissionsCost | 0 | [6 empty] | 0.8548 | 0
LCP_Inputs_ON_Diverse_2023_04_03 | 2024 | Electrolyser 2050 | Crossload | Hydrogen | PJ | Dispatch-Crossload | FuelCost | 0 | [6 empty] | 0.8548 | 0
LCP_Inputs_ON_Diverse_2023_04_03 | 2024 | Electrolyser 2050 | Crossload | Hydrogen | PJ | Dispatch-Crossload | VOM | 0 | [6 empty] | 0.8548 | 0
LCP_Inputs_ON_Diverse_2023_04_03 | 2024 | Electrolyser 2050 | Crossload | Hydrogen | QC | Dispatch-Crossload | EmissionsCost | 0 | [6 empty] | 0.8548 | 0
LCP_Inputs_ON_Diverse_2023_04_03 | 2024 | Electrolyser 2050 | Crossload | Hydrogen | QC | Dispatch-Crossload | FuelCost | 0 | [6 empty] | 0.8548 | 0
LCP_Inputs_ON_Diverse_2023_04_03 | 2024 | Electrolyser 2050 | Crossload | Hydrogen | QC | Dispatch-Crossload | VOM | 0 | [6 empty] | 0.8548 | 0
LCP_Inputs_ON_Diverse_2023_04_03 | 2024 | Electrolyser 2050 | Crossload | Hydrogen | WC | Dispatch-Crossload | EmissionsCost | 0 | [6 empty] | 0.8548 | 0
LCP_Inputs_ON_Diverse_2023_04_03 | 2024 | Electrolyser 2050 | Crossload | Hydrogen | WC | Dispatch-Crossload | FuelCost | 0 | [6 empty] | 0.8548 | 0
LCP_Inputs_ON_Diverse_2023_04_03 | 2024 | Electrolyser 2050 | Crossload | Hydrogen | WC | Dispatch-Crossload | VOM | 0 | [6 empty] | 0.8548 | 0
LCP_Inputs_ON_Diverse_2023_04_03 | 2024 | Fossil Fuel Thermal (Coal, Peat, Oil) | Generation | Electricity | MI | Dispatch-Generation | EmissionsCost | 0 | [6 empty] | 0.8548 | 0
LCP_Inputs_ON_Diverse_2023_04_03 | 2024 | Fossil Fuel Thermal (Coal, Peat, Oil) | Generation | Electricity | MI | Dispatch-Generation | FuelCost | 0 | [6 empty] | 0.8548 | 0
LCP_Inputs_ON_Diverse_2023_04_03 | 2024 | Fossil Fuel Thermal (Coal, Peat, Oil) | Generation | Electricity | MI | Dispatch-Generation | VOM | 0 | [6 empty] | 0.8548 | 0
LCP_Inputs_ON_Diverse_2023_04_03 | 2024 | Fossil Fuel Thermal (Coal, Peat, Oil) | Generation | Electricity | NY | Dispatch-Generation | EmissionsCost | 0 | [6 empty] | 0.8548 | 0
LCP_Inputs_ON_Diverse_2023_04_03 | 2024 | Fossil Fuel Thermal (Coal, Peat, Oil) | Generation | Electricity | NY | Dispatch-Generation | FuelCost | 0 | [6 empty] | 0.8548 | 0
LCP_Inputs_ON_Diverse_2023_04_03 | 2024 | Fossil Fuel Thermal (Coal, Peat, Oil) | Generation | Electricity | NY | Dispatch-Generation | VOM | 0 | [6 empty] | 0.8548 | 0
LCP_Inputs_ON_Diverse_2023_04_03 | 2024 | Fossil Fuel Thermal (Coal, Peat, Oil) | Generation | Electricity | ON | Dispatch-Generation | EmissionsCost | 0 | [6 empty] | 0.8548 | 0
LCP_Inputs_ON_Diverse_2023_04_03 | 2024 | Fossil Fuel Thermal (Coal, Peat, Oil) | Generation | Electricity | ON | Dispatch-Generation | FuelCost | 0 | [6 empty] | 0.8548 | 0
LCP_Inputs_ON_Diverse_2023_04_03 | 2024 | Fossil Fuel Thermal (Coal, Peat, Oil) | Generation | Electricity | ON | Dispatch-Generation | VOM | 0 | [6 empty] | 0.8548 | 0
LCP_Inputs_ON_Diverse_2023_04_03 | 2024 | Fossil Fuel Thermal (Coal, Peat, Oil) | Generation | Electricity | PJ | Dispatch-Generation | EmissionsCost | 0 | [6 empty] | 0.8548 | 0
LCP_Inputs_ON_Diverse_2023_04_03 | 2024 | Fossil Fuel Thermal (Coal, Peat, Oil) | Generation | Electricity | PJ | Dispatch-Generation | FuelCost | 0 | [6 empty] | 0.8548 | 0
LCP_Inputs_ON_Diverse_2023_04_03 | 2024 | Fossil Fuel Thermal (Coal, Peat, Oil) | Generation | Electricity | PJ | Dispatch-Generation | VOM | 0 | [6 empty] | 0.8548 | 0
LCP_Inputs_ON_Diverse_2023_04_03 | 2024 | Fossil Fuel Thermal (Coal, Peat, Oil) | Generation | Electricity | QC | Dispatch-Generation | EmissionsCost | 0 | [6 empty] | 0.8548 | 0
LCP_Inputs_ON_Diverse_2023_04_03 | 2024 | Fossil Fuel Thermal (Coal, Peat, Oil) | Generation | Electricity | QC | Dispatch-Generation | FuelCost | 0 | [6 empty] | 0.8548 | 0
LCP_Inputs_ON_Diverse_2023_04_03 | 2024 | Fossil Fuel Thermal (Coal, Peat, Oil) | Generation | Electricity | QC | Dispatch-Generation | VOM | 0 | [6 empty] | 0.8548 | 0
LCP_Inputs_ON_Diverse_2023_04_03 | 2024 | Fossil Fuel Thermal (Coal, Peat, Oil) | Generation | Electricity | WC | Dispatch-Generation | EmissionsCost | 0 | [6 empty] | 0.8548 | 0
LCP_Inputs_ON_Diverse_2023_04_03 | 2024 | Fossil Fuel Thermal (Coal, Peat, Oil) | Generation | Electricity | WC | Dispatch-Generation | FuelCost | 0 | [6 empty] | 0.8548 | 0
LCP_Inputs_ON_Diverse_2023_04_03 | 2024 | Fossil Fuel Thermal (Coal, Peat, Oil) | Generation | Electricity | WC | Dispatch-Generation | VOM | 0 | [6 empty] | 0.8548 | 0
LCP_Inputs_ON_Diverse_2023_04_03 | 2024 | Generic - Generator | Generation | Electricity | MI | Dispatch-Generation | EmissionsCost | 0 | [6 empty] | 0.8548 | 0
LCP_Inputs_ON_Diverse_2023_04_03 | 2024 | Generic - Generator | Generation | Electricity | MI | Dispatch-Generation | FuelCost | 3914188137.327 | [6 empty] | 0.8548 | 3345864424.2659
LCP_Inputs_ON_Diverse_2023_04_03 | 2024 | Generic - Generator | Generation | Electricity | MI | Dispatch-Generation | VOM | 404955202.3516 | [6 empty] | 0.8548 | 346157404.1494
LCP_Inputs_ON_Diverse_2023_04_03 | 2024 | Generic - Generator | Generation | Electricity | NY | Dispatch-Generation | EmissionsCost | 0 | [6 empty] | 0.8548 | 0
LCP_Inputs_ON_Diverse_2023_04_03 | 2024 | Generic - Generator | Generation | Electricity | NY | Dispatch-Generation | FuelCost | 1633248891.2382 | [6 empty] | 0.8548 | 1396107997.2251
LCP_Inputs_ON_Diverse_2023_04_03 | 2024 | Generic - Generator | Generation | Electricity | NY | Dispatch-Generation | VOM | 168973133.6454 | [6 empty] | 0.8548 | 144438942.8115
LCP_Inputs_ON_Diverse_2023_04_03 | 2024 | Generic - Generator | Generation | Electricity | ON | Dispatch-Generation | EmissionsCost | 0 | [6 empty] | 0.8548 | 0
LCP_Inputs_ON_Diverse_2023_04_03 | 2024 | Generic - Generator | Generation | Electricity | ON | Dispatch-Generation | FuelCost | 0 | [6 empty] | 0.8548 | 0
LCP_Inputs_ON_Diverse_2023_04_03 | 2024 | Generic - Generator | Generation | Electricity | ON | Dispatch-Generation | VOM | 0 | [6 empty] | 0.8548 | 0
LCP_Inputs_ON_Diverse_2023_04_03 | 2024 | Generic - Generator | Generation | Electricity | PJ | Dispatch-Generation | EmissionsCost | 0 | [6 empty] | 0.8548 | 0
LCP_Inputs_ON_Diverse_2023_04_03 | 2024 | Generic - Generator | Generation | Electricity | PJ | Dispatch-Generation | FuelCost | 14422259590.9655 | [6 empty] | 0.8548 | 12328207942.476
LCP_Inputs_ON_Diverse_2023_04_03 | 2024 | Generic - Generator | Generation | Electricity | PJ | Dispatch-Generation | VOM | 1492102281.7812 | [6 empty] | 0.8548 | 1275455283.9116
LCP_Inputs_ON_Diverse_2023_04_03 | 2024 | Generic - Generator | Generation | Electricity | QC | Dispatch-Generation | EmissionsCost | 0 | [6 empty] | 0.8548 | 0
LCP_Inputs_ON_Diverse_2023_04_03 | 2024 | Generic - Generator | Generation | Electricity | QC | Dispatch-Generation | FuelCost | 0 | [6 empty] | 0.8548 | 0
LCP_Inputs_ON_Diverse_2023_04_03 | 2024 | Generic - Generator | Generation | Electricity | QC | Dispatch-Generation | VOM | 0 | [6 empty] | 0.8548 | 0
LCP_Inputs_ON_Diverse_2023_04_03 | 2024 | Generic - Generator | Generation | Electricity | WC | Dispatch-Generation | EmissionsCost | 0 | [6 empty] | 0.8548 | 0
LCP_Inputs_ON_Diverse_2023_04_03 | 2024 | Generic - Generator | Generation | Electricity | WC | Dispatch-Generation | FuelCost | 1069473.0011 | [6 empty] | 0.8548 | 914190.0035
LCP_Inputs_ON_Diverse_2023_04_03 | 2024 | Generic - Generator | Generation | Electricity | WC | Dispatch-Generation | VOM | 110645.8454 | [6 empty] | 0.8548 | 94580.5324
LCP_Inputs_ON_Diverse_2023_04_03 | 2024 | H2 Import - QC | Import | Hydrogen | MI | Dispatch-Import | EmissionsCost | 0 | [6 empty] | 0.8548 | 0
LCP_Inputs_ON_Diverse_2023_04_03 | 2024 | H2 Import - QC | Import | Hydrogen | MI | Dispatch-Import | FuelCost | 0 | [6 empty] | 0.8548 | 0
LCP_Inputs_ON_Diverse_2023_04_03 | 2024 | H2 Import - QC | Import | Hydrogen | MI | Dispatch-Import | VOM | 0 | [6 empty] | 0.8548 | 0
LCP_Inputs_ON_Diverse_2023_04_03 | 2024 | H2 Import - QC | Import | Hydrogen | NY | Dispatch-Import | EmissionsCost | 0 | [6 empty] | 0.8548 | 0
LCP_Inputs_ON_Diverse_2023_04_03 | 2024 | H2 Import - QC | Import | Hydrogen | NY | Dispatch-Import | FuelCost | 0 | [6 empty] | 0.8548 | 0
LCP_Inputs_ON_Diverse_2023_04_03 | 2024 | H2 Import - QC | Import | Hydrogen | NY | Dispatch-Import | VOM | 0 | [6 empty] | 0.8548 | 0
LCP_Inputs_ON_Diverse_2023_04_03 | 2024 | H2 Import - QC | Import | Hydrogen | ON | Dispatch-Import | EmissionsCost | 0 | [6 empty] | 0.8548 | 0
LCP_Inputs_ON_Diverse_2023_04_03 | 2024 | H2 Import - QC | Import | Hydrogen | ON | Dispatch-Import | FuelCost | 0 | [6 empty] | 0.8548 | 0
LCP_Inputs_ON_Diverse_2023_04_03 | 2024 | H2 Import - QC | Import | Hydrogen | ON | Dispatch-Import | VOM | 0 | [6 empty] | 0.8548 | 0
LCP_Inputs_ON_Diverse_2023_04_03 | 2024 | H2 Import - QC | Import | Hydrogen | PJ | Dispatch-Import | EmissionsCost | 0 | [6 empty] | 0.8548 | 0
LCP_Inputs_ON_Diverse_2023_04_03 | 2024 | H2 Import - QC | Import | Hydrogen | PJ | Dispatch-Import | FuelCost | 0 | [6 empty] | 0.8548 | 0
LCP_Inputs_ON_Diverse_2023_04_03 | 2024 | H2 Import - QC | Import | Hydrogen | PJ | Dispatch-Import | VOM | 0 | [6 empty] | 0.8548 | 0
LCP_Inputs_ON_Diverse_2023_04_03 | 2024 | H2 Import - QC | Import | Hydrogen | QC | Dispatch-Import | EmissionsCost | 0 | [6 empty] | 0.8548 | 0
LCP_Inputs_ON_Diverse_2023_04_03 | 2024 | H2 Import - QC | Import | Hydrogen | QC | Dispatch-Import | FuelCost | 0 | [6 empty] | 0.8548 | 0
LCP_Inputs_ON_Diverse_2023_04_03 | 2024 | H2 Import - QC | Import | Hydrogen | QC | Dispatch-Import | VOM | 0 | [6 empty] | 0.8548 | 0
LCP_Inputs_ON_Diverse_2023_04_03 | 2024 | H2 Import - QC | Import | Hydrogen | WC | Dispatch-Import | EmissionsCost | 0 | [6 empty] | 0.8548 | 0
LCP_Inputs_ON_Diverse_2023_04_03 | 2024 | H2 Import - QC | Import | Hydrogen | WC | Dispatch-Import | FuelCost | 0 | [6 empty] | 0.8548 | 0
LCP_Inputs_ON_Diverse_2023_04_03 | 2024 | H2 Import - QC | Import | Hydrogen | WC | Dispatch-Import | VOM | 0 | [6 empty] | 0.8548 | 0
LCP_Inputs_ON_Diverse_2023_04_03 | 2024 | H2 Import - WC | Import | Hydrogen | MI | Dispatch-Import | EmissionsCost | 0 | [6 empty] | 0.8548 | 0
LCP_Inputs_ON_Diverse_2023_04_03 | 2024 | H2 Import - WC | Import | Hydrogen | MI | Dispatch-Import | FuelCost | 0 | [6 empty] | 0.8548 | 0
LCP_Inputs_ON_Diverse_2023_04_03 | 2024 | H2 Import - WC | Import | Hydrogen | MI | Dispatch-Import | VOM | 0 | [6 empty] | 0.8548 | 0
LCP_Inputs_ON_Diverse_2023_04_03 | 2024 | H2 Import - WC | Import | Hydrogen | NY | Dispatch-Import | EmissionsCost | 0 | [6 empty] | 0.8548 | 0
LCP_Inputs_ON_Diverse_2023_04_03 | 2024 | H2 Import - WC | Import | Hydrogen | NY | Dispatch-Import | FuelCost | 0 | [6 empty] | 0.8548 | 0
LCP_Inputs_ON_Diverse_2023_04_03 | 2024 | H2 Import - WC | Import | Hydrogen | NY | Dispatch-Import | VOM | 0 | [6 empty] | 0.8548 | 0
LCP_Inputs_ON_Diverse_2023_04_03 | 2024 | H2 Import - WC | Import | Hydrogen | ON | Dispatch-Import | EmissionsCost | 0 | [6 empty] | 0.8548 | 0
LCP_Inputs_ON_Diverse_2023_04_03 | 2024 | H2 Import - WC | Import | Hydrogen | ON | Dispatch-Import | FuelCost | 0 | [6 empty] | 0.8548 | 0
LCP_Inputs_ON_Diverse_2023_04_03 | 2024 | H2 Import - WC | Import | Hydrogen | ON | Dispatch-Import | VOM | 0 | [6 empty] | 0.8548 | 0
LCP_Inputs_ON_Diverse_2023_04_03 | 2024 | H2 Import - WC | Import | Hydrogen | PJ | Dispatch-Import | EmissionsCost | 0 | [6 empty] | 0.8548 | 0
LCP_Inputs_ON_Diverse_2023_04_03 | 2024 | H2 Import - WC | Import | Hydrogen | PJ | Dispatch-Import | FuelCost | 0 | [6 empty] | 0.8548 | 0
LCP_Inputs_ON_Diverse_2023_04_03 | 2024 | H2 Import - WC | Import | Hydrogen | PJ | Dispatch-Import | VOM | 0 | [6 empty] | 0.8548 | 0
LCP_Inputs_ON_Diverse_2023_04_03 | 2024 | H2 Import - WC | Import | Hydrogen | QC | Dispatch-Import | EmissionsCost | 0 | [6 empty] | 0.8548 | 0
LCP_Inputs_ON_Diverse_2023_04_03 | 2024 | H2 Import - WC | Import | Hydrogen | QC | Dispatch-Import | FuelCost | 0 | [6 empty] | 0.8548 | 0
LCP_Inputs_ON_Diverse_2023_04_03 | 2024 | H2 Import - WC | Import | Hydrogen | QC | Dispatch-Import | VOM | 0 | [6 empty] | 0.8548 | 0
LCP_Inputs_ON_Diverse_2023_04_03 | 2024 | H2 Import - WC | Import | Hydrogen | WC | Dispatch-Import | EmissionsCost | 0 | [6 empty] | 0.8548 | 0
LCP_Inputs_ON_Diverse_2023_04_03 | 2024 | H2 Import - WC | Import | Hydrogen | WC | Dispatch-Import | FuelCost | 0 | [6 empty] | 0.8548 | 0
LCP_Inputs_ON_Diverse_2023_04_03 | 2024 | H2 Import - WC | Import | Hydrogen | WC | Dispatch-Import | VOM | 0 | [6 empty] | 0.8548 | 0
LCP_Inputs_ON_Diverse_2023_04_03 | 2024 | H2 Salt Cavern Storage - ON | Storage | Hydrogen | MI | Dispatch-Storage | EmissionsCost | 0 | [6 empty] | 0.8548 | 0
LCP_Inputs_ON_Diverse_2023_04_03 | 2024 | H2 Salt Cavern Storage - ON | Storage | Hydrogen | MI | Dispatch-Storage | FuelCost | 0 | [6 empty] | 0.8548 | 0
LCP_Inputs_ON_Diverse_2023_04_03 | 2024 | H2 Salt Cavern Storage - ON | Storage | Hydrogen | MI | Dispatch-Storage | VOM | 0 | [6 empty] | 0.8548 | 0
LCP_Inputs_ON_Diverse_2023_04_03 | 2024 | H2 Salt Cavern Storage - ON | Storage | Hydrogen | NY | Dispatch-Storage | EmissionsCost | 0 | [6 empty] | 0.8548 | 0
LCP_Inputs_ON_Diverse_2023_04_03 | 2024 | H2 Salt Cavern Storage - ON | Storage | Hydrogen | NY | Dispatch-Storage | FuelCost | 0 | [6 empty] | 0.8548 | 0
LCP_Inputs_ON_Diverse_2023_04_03 | 2024 | H2 Salt Cavern Storage - ON | Storage | Hydrogen | NY | Dispatch-Storage | VOM | 0 | [6 empty] | 0.8548 | 0
LCP_Inputs_ON_Diverse_2023_04_03 | 2024 | H2 Salt Cavern Storage - ON | Storage | Hydrogen | ON | Dispatch-Storage | EmissionsCost | 0 | [6 empty] | 0.8548 | 0
LCP_Inputs_ON_Diverse_2023_04_03 | 2024 | H2 Salt Cavern Storage - ON | Storage | Hydrogen | ON | Dispatch-Storage | FuelCost | 0 | [6 empty] | 0.8548 | 0
LCP_Inputs_ON_Diverse_2023_04_03 | 2024 | H2 Salt Cavern Storage - ON | Storage | Hydrogen | ON | Dispatch-Storage | VOM | 0 | [6 empty] | 0.8548 | 0
LCP_Inputs_ON_Diverse_2023_04_03 | 2024 | H2 Salt Cavern Storage - ON | Storage | Hydrogen | PJ | Dispatch-Storage | EmissionsCost | 0 | [6 empty] | 0.8548 | 0
LCP_Inputs_ON_Diverse_2023_04_03 | 2024 | H2 Salt Cavern Storage - ON | Storage | Hydrogen | PJ | Dispatch-Storage | FuelCost | 0 | [6 empty] | 0.8548 | 0
LCP_Inputs_ON_Diverse_2023_04_03 | 2024 | H2 Salt Cavern Storage - ON | Storage | Hydrogen | PJ | Dispatch-Storage | VOM | 0 | [6 empty] | 0.8548 | 0
LCP_Inputs_ON_Diverse_2023_04_03 | 2024 | H2 Salt Cavern Storage - ON | Storage | Hydrogen | QC | Dispatch-Storage | EmissionsCost | 0 | [6 empty] | 0.8548 | 0
LCP_Inputs_ON_Diverse_2023_04_03 | 2024 | H2 Salt Cavern Storage - ON | Storage | Hydrogen | QC | Dispatch-Storage | FuelCost | 0 | [6 empty] | 0.8548 | 0
LCP_Inputs_ON_Diverse_2023_04_03 | 2024 | H2 Salt Cavern Storage - ON | Storage | Hydrogen | QC | Dispatch-Storage | VOM | 0 | [6 empty] | 0.8548 | 0
LCP_Inputs_ON_Diverse_2023_04_03 | 2024 | H2 Salt Cavern Storage - ON | Storage | Hydrogen | WC | Dispatch-Storage | EmissionsCost | 0 | [6 empty] | 0.8548 | 0
LCP_Inputs_ON_Diverse_2023_04_03 | 2024 | H2 Salt Cavern Storage - ON | Storage | Hydrogen | WC | Dispatch-Storage | FuelCost | 0 | [6 empty] | 0.8548 | 0
LCP_Inputs_ON_Diverse_2023_04_03 | 2024 | H2 Salt Cavern Storage - ON | Storage | Hydrogen | WC | Dispatch-Storage | VOM | 0 | [6 empty] | 0.8548 | 0
LCP_Inputs_ON_Diverse_2023_04_03 | 2024 | Hydro | Generation | Electricity | MI | Dispatch-Generation | EmissionsCost | 0 | [6 empty] | 0.8548 | 0
LCP_Inputs_ON_Diverse_2023_04_03 | 2024 | Hydro | Generation | Electricity | MI | Dispatch-Generation | FuelCost | 0 | [6 empty] | 0.8548 | 0
LCP_Inputs_ON_Diverse_2023_04_03 | 2024 | Hydro | Generation | Electricity | MI | Dispatch-Generation | VOM | 0 | [6 empty] | 0.8548 | 0
LCP_Inputs_ON_Diverse_2023_04_03 | 2024 | Hydro | Generation | Electricity | NY | Dispatch-Generation | EmissionsCost | 0 | [6 empty] | 0.8548 | 0
LCP_Inputs_ON_Diverse_2023_04_03 | 2024 | Hydro | Generation | Electricity | NY | Dispatch-Generation | FuelCost | 0 | [6 empty] | 0.8548 | 0
LCP_Inputs_ON_Diverse_2023_04_03 | 2024 | Hydro | Generation | Electricity | NY | Dispatch-Generation | VOM | 0 | [6 empty] | 0.8548 | 0
LCP_Inputs_ON_Diverse_2023_04_03 | 2024 | Hydro | Generation | Electricity | ON | Dispatch-Generation | EmissionsCost | 0 | [6 empty] | 0.8548 | 0
LCP_Inputs_ON_Diverse_2023_04_03 | 2024 | Hydro | Generation | Electricity | ON | Dispatch-Generation | FuelCost | 0 | [6 empty] | 0.8548 | 0
LCP_Inputs_ON_Diverse_2023_04_03 | 2024 | Hydro | Generation | Electricity | ON | Dispatch-Generation | VOM | 0 | [6 empty] | 0.8548 | 0
LCP_Inputs_ON_Diverse_2023_04_03 | 2024 | Hydro | Generation | Electricity | PJ | Dispatch-Generation | EmissionsCost | 0 | [6 empty] | 0.8548 | 0
LCP_Inputs_ON_Diverse_2023_04_03 | 2024 | Hydro | Generation | Electricity | PJ | Dispatch-Generation | FuelCost | 0 | [6 empty] | 0.8548 | 0
LCP_Inputs_ON_Diverse_2023_04_03 | 2024 | Hydro | Generation | Electricity | PJ | Dispatch-Generation | VOM | 0 | [6 empty] | 0.8548 | 0
LCP_Inputs_ON_Diverse_2023_04_03 | 2024 | Hydro | Generation | Electricity | QC | Dispatch-Generation | EmissionsCost | 0 | [6 empty] | 0.8548 | 0
LCP_Inputs_ON_Diverse_2023_04_03 | 2024 | Hydro | Generation | Electricity | QC | Dispatch-Generation | FuelCost | 0 | [6 empty] | 0.8548 | 0
LCP_Inputs_ON_Diverse_2023_04_03 | 2024 | Hydro | Generation | Electricity | QC | Dispatch-Generation | VOM | 0 | [6 empty] | 0.8548 | 0
LCP_Inputs_ON_Diverse_2023_04_03 | 2024 | Hydro | Generation | Electricity | WC | Dispatch-Generation | EmissionsCost | 0 | [6 empty] | 0.8548 | 0
LCP_Inputs_ON_Diverse_2023_04_03 | 2024 | Hydro | Generation | Electricity | WC | Dispatch-Generation | FuelCost | 0 | [6 empty] | 0.8548 | 0
LCP_Inputs_ON_Diverse_2023_04_03 | 2024 | Hydro | Generation | Electricity | WC | Dispatch-Generation | VOM | 0 | [6 empty] | 0.8548 | 0
LCP_Inputs_ON_Diverse_2023_04_03 | 2024 | Hydro Pumped Storage | Storage | Electricity | MI | Dispatch-Storage | EmissionsCost | 0 | [6 empty] | 0.8548 | 0
LCP_Inputs_ON_Diverse_2023_04_03 | 2024 | Hydro Pumped Storage | Storage | Electricity | MI | Dispatch-Storage | FuelCost | 0 | [6 empty] | 0.8548 | 0
LCP_Inputs_ON_Diverse_2023_04_03 | 2024 | Hydro Pumped Storage | Storage | Electricity | MI | Dispatch-Storage | VOM | 0 | [6 empty] | 0.8548 | 0
LCP_Inputs_ON_Diverse_2023_04_03 | 2024 | Hydro Pumped Storage | Storage | Electricity | NY | Dispatch-Storage | EmissionsCost | 0 | [6 empty] | 0.8548 | 0
LCP_Inputs_ON_Diverse_2023_04_03 | 2024 | Hydro Pumped Storage | Storage | Electricity | NY | Dispatch-Storage | FuelCost | 0 | [6 empty] | 0.8548 | 0
LCP_Inputs_ON_Diverse_2023_04_03 | 2024 | Hydro Pumped Storage | Storage | Electricity | NY | Dispatch-Storage | VOM | 0 | [6 empty] | 0.8548 | 0
LCP_Inputs_ON_Diverse_2023_04_03 | 2024 | Hydro Pumped Storage | Storage | Electricity | ON | Dispatch-Storage | EmissionsCost | 0 | [6 empty] | 0.8548 | 0
LCP_Inputs_ON_Diverse_2023_04_03 | 2024 | Hydro Pumped Storage | Storage | Electricity | ON | Dispatch-Storage | FuelCost | 0 | [6 empty] | 0.8548 | 0
LCP_Inputs_ON_Diverse_2023_04_03 | 2024 | Hydro Pumped Storage | Storage | Electricity | ON | Dispatch-Storage | VOM | 0 | [6 empty] | 0.8548 | 0
LCP_Inputs_ON_Diverse_2023_04_03 | 2024 | Hydro Pumped Storage | Storage | Electricity | PJ | Dispatch-Storage | EmissionsCost | 0 | [6 empty] | 0.8548 | 0
LCP_Inputs_ON_Diverse_2023_04_03 | 2024 | Hydro Pumped Storage | Storage | Electricity | PJ | Dispatch-Storage | FuelCost | 0 | [6 empty] | 0.8548 | 0
LCP_Inputs_ON_Diverse_2023_04_03 | 2024 | Hydro Pumped Storage | Storage | Electricity | PJ | Dispatch-Storage | VOM | 0 | [6 empty] | 0.8548 | 0
LCP_Inputs_ON_Diverse_2023_04_03 | 2024 | Hydro Pumped Storage | Storage | Electricity | QC | Dispatch-Storage | EmissionsCost | 0 | [6 empty] | 0.8548 | 0
LCP_Inputs_ON_Diverse_2023_04_03 | 2024 | Hydro Pumped Storage | Storage | Electricity | QC | Dispatch-Storage | FuelCost | 0 | [6 empty] | 0.8548 | 0
LCP_Inputs_ON_Diverse_2023_04_03 | 2024 | Hydro Pumped Storage | Storage | Electricity | QC | Dispatch-Storage | VOM | 0 | [6 empty] | 0.8548 | 0
LCP_Inputs_ON_Diverse_2023_04_03 | 2024 | Hydro Pumped Storage | Storage | Electricity | WC | Dispatch-Storage | EmissionsCost | 0 | [6 empty] | 0.8548 | 0
LCP_Inputs_ON_Diverse_2023_04_03 | 2024 | Hydro Pumped Storage | Storage | Electricity | WC | Dispatch-Storage | FuelCost | 0 | [6 empty] | 0.8548 | 0
LCP_Inputs_ON_Diverse_2023_04_03 | 2024 | Hydro Pumped Storage | Storage | Electricity | WC | Dispatch-Storage | VOM | 0 | [6 empty] | 0.8548 | 0
LCP_Inputs_ON_Diverse_2023_04_03 | 2024 | Nuclear | Generation | Electricity | MI | Dispatch-Generation | EmissionsCost | 0 | [6 empty] | 0.8548 | 0
LCP_Inputs_ON_Diverse_2023_04_03 | 2024 | Nuclear | Generation | Electricity | MI | Dispatch-Generation | FuelCost | 0 | [6 empty] | 0.8548 | 0
LCP_Inputs_ON_Diverse_2023_04_03 | 2024 | Nuclear | Generation | Electricity | MI | Dispatch-Generation | VOM | 3301336446.912 | [6 empty] | 0.8548 | 2821996230.8196
LCP_Inputs_ON_Diverse_2023_04_03 | 2024 | Nuclear | Generation | Electricity | NY | Dispatch-Generation | EmissionsCost | 0 | [6 empty] | 0.8548 | 0
LCP_Inputs_ON_Diverse_2023_04_03 | 2024 | Nuclear | Generation | Electricity | NY | Dispatch-Generation | FuelCost | 0 | [6 empty] | 0.8548 | 0
LCP_Inputs_ON_Diverse_2023_04_03 | 2024 | Nuclear | Generation | Electricity | NY | Dispatch-Generation | VOM | 2246155230.144 | [6 empty] | 0.8548 | 1920022904.4304
LCP_Inputs_ON_Diverse_2023_04_03 | 2024 | Nuclear | Generation | Electricity | ON | Dispatch-Generation | EmissionsCost | 0 | [6 empty] | 0.8548 | 0
LCP_Inputs_ON_Diverse_2023_04_03 | 2024 | Nuclear | Generation | Electricity | ON | Dispatch-Generation | FuelCost | 0 | [6 empty] | 0.8548 | 0
LCP_Inputs_ON_Diverse_2023_04_03 | 2024 | Nuclear | Generation | Electricity | ON | Dispatch-Generation | VOM | 8790266640.96 | [6 empty] | 0.8548 | 7513956764.9614
LCP_Inputs_ON_Diverse_2023_04_03 | 2024 | Nuclear | Generation | Electricity | PJ | Dispatch-Generation | EmissionsCost | 0 | [6 empty] | 0.8548 | 0
LCP_Inputs_ON_Diverse_2023_04_03 | 2024 | Nuclear | Generation | Electricity | PJ | Dispatch-Generation | FuelCost | 0 | [6 empty] | 0.8548 | 0
LCP_Inputs_ON_Diverse_2023_04_03 | 2024 | Nuclear | Generation | Electricity | PJ | Dispatch-Generation | VOM | 9110487814.4448 | [6 empty] | 0.8548 | 7787683166.1127
LCP_Inputs_ON_Diverse_2023_04_03 | 2024 | Nuclear | Generation | Electricity | QC | Dispatch-Generation | EmissionsCost | 0 | [6 empty] | 0.8548 | 0
LCP_Inputs_ON_Diverse_2023_04_03 | 2024 | Nuclear | Generation | Electricity | QC | Dispatch-Generation | FuelCost | 0 | [6 empty] | 0.8548 | 0
LCP_Inputs_ON_Diverse_2023_04_03 | 2024 | Nuclear | Generation | Electricity | QC | Dispatch-Generation | VOM | 0 | [6 empty] | 0.8548 | 0
LCP_Inputs_ON_Diverse_2023_04_03 | 2024 | Nuclear | Generation | Electricity | WC | Dispatch-Generation | EmissionsCost | 0 | [6 empty] | 0.8548 | 0
LCP_Inputs_ON_Diverse_2023_04_03 | 2024 | Nuclear | Generation | Electricity | WC | Dispatch-Generation | FuelCost | 0 | [6 empty] | 0.8548 | 0
LCP_Inputs_ON_Diverse_2023_04_03 | 2024 | Nuclear | Generation | Electricity | WC | Dispatch-Generation | VOM | 0 | [6 empty] | 0.8548 | 0
LCP_Inputs_ON_Diverse_2023_04_03 | 2024 | Nuclear SMR | Generation | Electricity | MI | Dispatch-Generation | EmissionsCost | 0 | [6 empty] | 0.8548 | 0
LCP_Inputs_ON_Diverse_2023_04_03 | 2024 | Nuclear SMR | Generation | Electricity | MI | Dispatch-Generation | FuelCost | 0 | [6 empty] | 0.8548 | 0
LCP_Inputs_ON_Diverse_2023_04_03 | 2024 | Nuclear SMR | Generation | Electricity | MI | Dispatch-Generation | VOM | 0 | [6 empty] | 0.8548 | 0
LCP_Inputs_ON_Diverse_2023_04_03 | 2024 | Nuclear SMR | Generation | Electricity | NY | Dispatch-Generation | EmissionsCost | 0 | [6 empty] | 0.8548 | 0
LCP_Inputs_ON_Diverse_2023_04_03 | 2024 | Nuclear SMR | Generation | Electricity | NY | Dispatch-Generation | FuelCost | 0 | [6 empty] | 0.8548 | 0
LCP_Inputs_ON_Diverse_2023_04_03 | 2024 | Nuclear SMR | Generation | Electricity | NY | Dispatch-Generation | VOM | 0 | [6 empty] | 0.8548 | 0
LCP_Inputs_ON_Diverse_2023_04_03 | 2024 | Nuclear SMR | Generation | Electricity | ON | Dispatch-Generation | EmissionsCost | 0 | [6 empty] | 0.8548 | 0
LCP_Inputs_ON_Diverse_2023_04_03 | 2024 | Nuclear SMR | Generation | Electricity | ON | Dispatch-Generation | FuelCost | 0 | [6 empty] | 0.8548 | 0
LCP_Inputs_ON_Diverse_2023_04_03 | 2024 | Nuclear SMR | Generation | Electricity | ON | Dispatch-Generation | VOM | 0 | [6 empty] | 0.8548 | 0
LCP_Inputs_ON_Diverse_2023_04_03 | 2024 | Nuclear SMR | Generation | Electricity | PJ | Dispatch-Generation | EmissionsCost | 0 | [6 empty] | 0.8548 | 0
LCP_Inputs_ON_Diverse_2023_04_03 | 2024 | Nuclear SMR | Generation | Electricity | PJ | Dispatch-Generation | FuelCost | 0 | [6 empty] | 0.8548 | 0
LCP_Inputs_ON_Diverse_2023_04_03 | 2024 | Nuclear SMR | Generation | Electricity | PJ | Dispatch-Generation | VOM | 0 | [6 empty] | 0.8548 | 0
LCP_Inputs_ON_Diverse_2023_04_03 | 2024 | Nuclear SMR | Generation | Electricity | QC | Dispatch-Generation | EmissionsCost | 0 | [6 empty] | 0.8548 | 0
LCP_Inputs_ON_Diverse_2023_04_03 | 2024 | Nuclear SMR | Generation | Electricity | QC | Dispatch-Generation | FuelCost | 0 | [6 empty] | 0.8548 | 0
LCP_Inputs_ON_Diverse_2023_04_03 | 2024 | Nuclear SMR | Generation | Electricity | QC | Dispatch-Generation | VOM | 0 | [6 empty] | 0.8548 | 0
LCP_Inputs_ON_Diverse_2023_04_03 | 2024 | Nuclear SMR | Generation | Electricity | WC | Dispatch-Generation | EmissionsCost | 0 | [6 empty] | 0.8548 | 0
LCP_Inputs_ON_Diverse_2023_04_03 | 2024 | Nuclear SMR | Generation | Electricity | WC | Dispatch-Generation | FuelCost | 0 | [6 empty] | 0.8548 | 0
LCP_Inputs_ON_Diverse_2023_04_03 | 2024 | Nuclear SMR | Generation | Electricity | WC | Dispatch-Generation | VOM | 0 | [6 empty] | 0.8548 | 0
LCP_Inputs_ON_Diverse_2023_04_03 | 2024 | O/CCGT - CH4 Existing | Crossload | Electricity | MI | Dispatch-Crossload | EmissionsCost | 0 | [6 empty] | 0.8548 | 0
LCP_Inputs_ON_Diverse_2023_04_03 | 2024 | O/CCGT - CH4 Existing | Crossload | Electricity | MI | Dispatch-Crossload | FuelCost | 0 | [6 empty] | 0.8548 | 0
LCP_Inputs_ON_Diverse_2023_04_03 | 2024 | O/CCGT - CH4 Existing | Crossload | Electricity | MI | Dispatch-Crossload | VOM | 0 | [6 empty] | 0.8548 | 0
LCP_Inputs_ON_Diverse_2023_04_03 | 2024 | O/CCGT - CH4 Existing | Crossload | Electricity | NY | Dispatch-Crossload | EmissionsCost | 0 | [6 empty] | 0.8548 | 0
LCP_Inputs_ON_Diverse_2023_04_03 | 2024 | O/CCGT - CH4 Existing | Crossload | Electricity | NY | Dispatch-Crossload | FuelCost | 0 | [6 empty] | 0.8548 | 0
LCP_Inputs_ON_Diverse_2023_04_03 | 2024 | O/CCGT - CH4 Existing | Crossload | Electricity | NY | Dispatch-Crossload | VOM | 0 | [6 empty] | 0.8548 | 0
LCP_Inputs_ON_Diverse_2023_04_03 | 2024 | O/CCGT - CH4 Existing | Crossload | Electricity | ON | Dispatch-Crossload | EmissionsCost | 0 | [6 empty] | 0.8548 | 0
LCP_Inputs_ON_Diverse_2023_04_03 | 2024 | O/CCGT - CH4 Existing | Crossload | Electricity | ON | Dispatch-Crossload | FuelCost | 0 | [6 empty] | 0.8548 | 0
LCP_Inputs_ON_Diverse_2023_04_03 | 2024 | O/CCGT - CH4 Existing | Crossload | Electricity | ON | Dispatch-Crossload | VOM | 0 | [6 empty] | 0.8548 | 0
LCP_Inputs_ON_Diverse_2023_04_03 | 2024 | O/CCGT - CH4 Existing | Crossload | Electricity | PJ | Dispatch-Crossload | EmissionsCost | 0 | [6 empty] | 0.8548 | 0
LCP_Inputs_ON_Diverse_2023_04_03 | 2024 | O/CCGT - CH4 Existing | Crossload | Electricity | PJ | Dispatch-Crossload | FuelCost | 0 | [6 empty] | 0.8548 | 0
LCP_Inputs_ON_Diverse_2023_04_03 | 2024 | O/CCGT - CH4 Existing | Crossload | Electricity | PJ | Dispatch-Crossload | VOM | 0 | [6 empty] | 0.8548 | 0
LCP_Inputs_ON_Diverse_2023_04_03 | 2024 | O/CCGT - CH4 Existing | Crossload | Electricity | QC | Dispatch-Crossload | EmissionsCost | 0 | [6 empty] | 0.8548 | 0
LCP_Inputs_ON_Diverse_2023_04_03 | 2024 | O/CCGT - CH4 Existing | Crossload | Electricity | QC | Dispatch-Crossload | FuelCost | 0 | [6 empty] | 0.8548 | 0
LCP_Inputs_ON_Diverse_2023_04_03 | 2024 | O/CCGT - CH4 Existing | Crossload | Electricity | QC | Dispatch-Crossload | VOM | 0 | [6 empty] | 0.8548 | 0
LCP_Inputs_ON_Diverse_2023_04_03 | 2024 | O/CCGT - CH4 Existing | Crossload | Electricity | WC | Dispatch-Crossload | EmissionsCost | 0 | [6 empty] | 0.8548 | 0
LCP_Inputs_ON_Diverse_2023_04_03 | 2024 | O/CCGT - CH4 Existing | Crossload | Electricity | WC | Dispatch-Crossload | FuelCost | 0 | [6 empty] | 0.8548 | 0
LCP_Inputs_ON_Diverse_2023_04_03 | 2024 | O/CCGT - CH4 Existing | Crossload | Electricity | WC | Dispatch-Crossload | VOM | 0 | [6 empty] | 0.8548 | 0
LCP_Inputs_ON_Diverse_2023_04_03 | 2024 | O/CCGT - CH4 New | Crossload | Electricity | MI | Dispatch-Crossload | EmissionsCost | 0 | [6 empty] | 0.8548 | 0
LCP_Inputs_ON_Diverse_2023_04_03 | 2024 | O/CCGT - CH4 New | Crossload | Electricity | MI | Dispatch-Crossload | FuelCost | 0 | [6 empty] | 0.8548 | 0
LCP_Inputs_ON_Diverse_2023_04_03 | 2024 | O/CCGT - CH4 New | Crossload | Electricity | MI | Dispatch-Crossload | VOM | 0 | [6 empty] | 0.8548 | 0
LCP_Inputs_ON_Diverse_2023_04_03 | 2024 | O/CCGT - CH4 New | Crossload | Electricity | NY | Dispatch-Crossload | EmissionsCost | 0 | [6 empty] | 0.8548 | 0
LCP_Inputs_ON_Diverse_2023_04_03 | 2024 | O/CCGT - CH4 New | Crossload | Electricity | NY | Dispatch-Crossload | FuelCost | 0 | [6 empty] | 0.8548 | 0
LCP_Inputs_ON_Diverse_2023_04_03 | 2024 | O/CCGT - CH4 New | Crossload | Electricity | NY | Dispatch-Crossload | VOM | 0 | [6 empty] | 0.8548 | 0
LCP_Inputs_ON_Diverse_2023_04_03 | 2024 | O/CCGT - CH4 New | Crossload | Electricity | ON | Dispatch-Crossload | EmissionsCost | 0 | [6 empty] | 0.8548 | 0
LCP_Inputs_ON_Diverse_2023_04_03 | 2024 | O/CCGT - CH4 New | Crossload | Electricity | ON | Dispatch-Crossload | FuelCost | 0 | [6 empty] | 0.8548 | 0
LCP_Inputs_ON_Diverse_2023_04_03 | 2024 | O/CCGT - CH4 New | Crossload | Electricity | ON | Dispatch-Crossload | VOM | 0 | [6 empty] | 0.8548 | 0
LCP_Inputs_ON_Diverse_2023_04_03 | 2024 | O/CCGT - CH4 New | Crossload | Electricity | PJ | Dispatch-Crossload | EmissionsCost | 0 | [6 empty] | 0.8548 | 0
LCP_Inputs_ON_Diverse_2023_04_03 | 2024 | O/CCGT - CH4 New | Crossload | Electricity | PJ | Dispatch-Crossload | FuelCost | 0 | [6 empty] | 0.8548 | 0
LCP_Inputs_ON_Diverse_2023_04_03 | 2024 | O/CCGT - CH4 New | Crossload | Electricity | PJ | Dispatch-Crossload | VOM | 0 | [6 empty] | 0.8548 | 0
LCP_Inputs_ON_Diverse_2023_04_03 | 2024 | O/CCGT - CH4 New | Crossload | Electricity | QC | Dispatch-Crossload | EmissionsCost | 0 | [6 empty] | 0.8548 | 0
LCP_Inputs_ON_Diverse_2023_04_03 | 2024 | O/CCGT - CH4 New | Crossload | Electricity | QC | Dispatch-Crossload | FuelCost | 0 | [6 empty] | 0.8548 | 0
LCP_Inputs_ON_Diverse_2023_04_03 | 2024 | O/CCGT - CH4 New | Crossload | Electricity | QC | Dispatch-Crossload | VOM | 0 | [6 empty] | 0.8548 | 0
LCP_Inputs_ON_Diverse_2023_04_03 | 2024 | O/CCGT - CH4 New | Crossload | Electricity | WC | Dispatch-Crossload | EmissionsCost | 0 | [6 empty] | 0.8548 | 0
LCP_Inputs_ON_Diverse_2023_04_03 | 2024 | O/CCGT - CH4 New | Crossload | Electricity | WC | Dispatch-Crossload | FuelCost | 0 | [6 empty] | 0.8548 | 0
LCP_Inputs_ON_Diverse_2023_04_03 | 2024 | O/CCGT - CH4 New | Crossload | Electricity | WC | Dispatch-Crossload | VOM | 0 | [6 empty] | 0.8548 | 0
LCP_Inputs_ON_Diverse_2023_04_03 | 2024 | O/CCGT - H2 New | Crossload | Electricity | MI | Dispatch-Crossload | EmissionsCost | 0 | [6 empty] | 0.8548 | 0
LCP_Inputs_ON_Diverse_2023_04_03 | 2024 | O/CCGT - H2 New | Crossload | Electricity | MI | Dispatch-Crossload | FuelCost | 0 | [6 empty] | 0.8548 | 0
LCP_Inputs_ON_Diverse_2023_04_03 | 2024 | O/CCGT - H2 New | Crossload | Electricity | MI | Dispatch-Crossload | VOM | 0 | [6 empty] | 0.8548 | 0
LCP_Inputs_ON_Diverse_2023_04_03 | 2024 | O/CCGT - H2 New | Crossload | Electricity | NY | Dispatch-Crossload | EmissionsCost | 0 | [6 empty] | 0.8548 | 0
LCP_Inputs_ON_Diverse_2023_04_03 | 2024 | O/CCGT - H2 New | Crossload | Electricity | NY | Dispatch-Crossload | FuelCost | 0 | [6 empty] | 0.8548 | 0
LCP_Inputs_ON_Diverse_2023_04_03 | 2024 | O/CCGT - H2 New | Crossload | Electricity | NY | Dispatch-Crossload | VOM | 0 | [6 empty] | 0.8548 | 0
LCP_Inputs_ON_Diverse_2023_04_03 | 2024 | O/CCGT - H2 New | Crossload | Electricity | ON | Dispatch-Crossload | EmissionsCost | 0 | [6 empty] | 0.8548 | 0
LCP_Inputs_ON_Diverse_2023_04_03 | 2024 | O/CCGT - H2 New | Crossload | Electricity | ON | Dispatch-Crossload | FuelCost | 0 | [6 empty] | 0.8548 | 0
LCP_Inputs_ON_Diverse_2023_04_03 | 2024 | O/CCGT - H2 New | Crossload | Electricity | ON | Dispatch-Crossload | VOM | 0 | [6 empty] | 0.8548 | 0
LCP_Inputs_ON_Diverse_2023_04_03 | 2024 | O/CCGT - H2 New | Crossload | Electricity | PJ | Dispatch-Crossload | EmissionsCost | 0 | [6 empty] | 0.8548 | 0
LCP_Inputs_ON_Diverse_2023_04_03 | 2024 | O/CCGT - H2 New | Crossload | Electricity | PJ | Dispatch-Crossload | FuelCost | 0 | [6 empty] | 0.8548 | 0
LCP_Inputs_ON_Diverse_2023_04_03 | 2024 | O/CCGT - H2 New | Crossload | Electricity | PJ | Dispatch-Crossload | VOM | 0 | [6 empty] | 0.8548 | 0
LCP_Inputs_ON_Diverse_2023_04_03 | 2024 | O/CCGT - H2 New | Crossload | Electricity | QC | Dispatch-Crossload | EmissionsCost | 0 | [6 empty] | 0.8548 | 0
LCP_Inputs_ON_Diverse_2023_04_03 | 2024 | O/CCGT - H2 New | Crossload | Electricity | QC | Dispatch-Crossload | FuelCost | 0 | [6 empty] | 0.8548 | 0
LCP_Inputs_ON_Diverse_2023_04_03 | 2024 | O/CCGT - H2 New | Crossload | Electricity | QC | Dispatch-Crossload | VOM | 0 | [6 empty] | 0.8548 | 0
LCP_Inputs_ON_Diverse_2023_04_03 | 2024 | O/CCGT - H2 New | Crossload | Electricity | WC | Dispatch-Crossload | EmissionsCost | 0 | [6 empty] | 0.8548 | 0
LCP_Inputs_ON_Diverse_2023_04_03 | 2024 | O/CCGT - H2 New | Crossload | Electricity | WC | Dispatch-Crossload | FuelCost | 0 | [6 empty] | 0.8548 | 0
LCP_Inputs_ON_Diverse_2023_04_03 | 2024 | O/CCGT - H2 New | Crossload | Electricity | WC | Dispatch-Crossload | VOM | 0 | [6 empty] | 0.8548 | 0
LCP_Inputs_ON_Diverse_2023_04_03 | 2024 | SMR CCS | Crossload | Hydrogen | MI | Dispatch-Crossload | EmissionsCost | 0 | [6 empty] | 0.8548 | 0
LCP_Inputs_ON_Diverse_2023_04_03 | 2024 | SMR CCS | Crossload | Hydrogen | MI | Dispatch-Crossload | FuelCost | 0 | [6 empty] | 0.8548 | 0
LCP_Inputs_ON_Diverse_2023_04_03 | 2024 | SMR CCS | Crossload | Hydrogen | MI | Dispatch-Crossload | VOM | 0 | [6 empty] | 0.8548 | 0
LCP_Inputs_ON_Diverse_2023_04_03 | 2024 | SMR CCS | Crossload | Hydrogen | NY | Dispatch-Crossload | EmissionsCost | 0 | [6 empty] | 0.8548 | 0
LCP_Inputs_ON_Diverse_2023_04_03 | 2024 | SMR CCS | Crossload | Hydrogen | NY | Dispatch-Crossload | FuelCost | 0 | [6 empty] | 0.8548 | 0
LCP_Inputs_ON_Diverse_2023_04_03 | 2024 | SMR CCS | Crossload | Hydrogen | NY | Dispatch-Crossload | VOM | 0 | [6 empty] | 0.8548 | 0
LCP_Inputs_ON_Diverse_2023_04_03 | 2024 | SMR CCS | Crossload | Hydrogen | ON | Dispatch-Crossload | EmissionsCost | 0 | [6 empty] | 0.8548 | 0
LCP_Inputs_ON_Diverse_2023_04_03 | 2024 | SMR CCS | Crossload | Hydrogen | ON | Dispatch-Crossload | FuelCost | 0 | [6 empty] | 0.8548 | 0
LCP_Inputs_ON_Diverse_2023_04_03 | 2024 | SMR CCS | Crossload | Hydrogen | ON | Dispatch-Crossload | VOM | 0 | [6 empty] | 0.8548 | 0
LCP_Inputs_ON_Diverse_2023_04_03 | 2024 | SMR CCS | Crossload | Hydrogen | PJ | Dispatch-Crossload | EmissionsCost | 0 | [6 empty] | 0.8548 | 0
LCP_Inputs_ON_Diverse_2023_04_03 | 2024 | SMR CCS | Crossload | Hydrogen | PJ | Dispatch-Crossload | FuelCost | 0 | [6 empty] | 0.8548 | 0
LCP_Inputs_ON_Diverse_2023_04_03 | 2024 | SMR CCS | Crossload | Hydrogen | PJ | Dispatch-Crossload | VOM | 0 | [6 empty] | 0.8548 | 0
LCP_Inputs_ON_Diverse_2023_04_03 | 2024 | SMR CCS | Crossload | Hydrogen | QC | Dispatch-Crossload | EmissionsCost | 0 | [6 empty] | 0.8548 | 0
LCP_Inputs_ON_Diverse_2023_04_03 | 2024 | SMR CCS | Crossload | Hydrogen | QC | Dispatch-Crossload | FuelCost | 0 | [6 empty] | 0.8548 | 0
LCP_Inputs_ON_Diverse_2023_04_03 | 2024 | SMR CCS | Crossload | Hydrogen | QC | Dispatch-Crossload | VOM | 0 | [6 empty] | 0.8548 | 0
LCP_Inputs_ON_Diverse_2023_04_03 | 2024 | SMR CCS | Crossload | Hydrogen | WC | Dispatch-Crossload | EmissionsCost | 0 | [6 empty] | 0.8548 | 0
LCP_Inputs_ON_Diverse_2023_04_03 | 2024 | SMR CCS | Crossload | Hydrogen | WC | Dispatch-Crossload | FuelCost | 0 | [6 empty] | 0.8548 | 0
LCP_Inputs_ON_Diverse_2023_04_03 | 2024 | SMR CCS | Crossload | Hydrogen | WC | Dispatch-Crossload | VOM | 0 | [6 empty] | 0.8548 | 0
LCP_Inputs_ON_Diverse_2023_04_03 | 2024 | Solar PV | Generation | Electricity | MI | Dispatch-Generation | EmissionsCost | 0 | [6 empty] | 0.8548 | 0
LCP_Inputs_ON_Diverse_2023_04_03 | 2024 | Solar PV | Generation | Electricity | MI | Dispatch-Generation | FuelCost | 0 | [6 empty] | 0.8548 | 0
LCP_Inputs_ON_Diverse_2023_04_03 | 2024 | Solar PV | Generation | Electricity | MI | Dispatch-Generation | VOM | 0 | [6 empty] | 0.8548 | 0
LCP_Inputs_ON_Diverse_2023_04_03 | 2024 | Solar PV | Generation | Electricity | NY | Dispatch-Generation | EmissionsCost | 0 | [6 empty] | 0.8548 | 0
LCP_Inputs_ON_Diverse_2023_04_03 | 2024 | Solar PV | Generation | Electricity | NY | Dispatch-Generation | FuelCost | 0 | [6 empty] | 0.8548 | 0
LCP_Inputs_ON_Diverse_2023_04_03 | 2024 | Solar PV | Generation | Electricity | NY | Dispatch-Generation | VOM | 0 | [6 empty] | 0.8548 | 0
LCP_Inputs_ON_Diverse_2023_04_03 | 2024 | Solar PV | Generation | Electricity | ON | Dispatch-Generation | EmissionsCost | 0 | [6 empty] | 0.8548 | 0
LCP_Inputs_ON_Diverse_2023_04_03 | 2024 | Solar PV | Generation | Electricity | ON | Dispatch-Generation | FuelCost | 0 | [6 empty] | 0.8548 | 0
LCP_Inputs_ON_Diverse_2023_04_03 | 2024 | Solar PV | Generation | Electricity | ON | Dispatch-Generation | VOM | 0 | [6 empty] | 0.8548 | 0
LCP_Inputs_ON_Diverse_2023_04_03 | 2024 | Solar PV | Generation | Electricity | PJ | Dispatch-Generation | EmissionsCost | 0 | [6 empty] | 0.8548 | 0
LCP_Inputs_ON_Diverse_2023_04_03 | 2024 | Solar PV | Generation | Electricity | PJ | Dispatch-Generation | FuelCost | 0 | [6 empty] | 0.8548 | 0
LCP_Inputs_ON_Diverse_2023_04_03 | 2024 | Solar PV | Generation | Electricity | PJ | Dispatch-Generation | VOM | 0 | [6 empty] | 0.8548 | 0
LCP_Inputs_ON_Diverse_2023_04_03 | 2024 | Solar PV | Generation | Electricity | QC | Dispatch-Generation | EmissionsCost | 0 | [6 empty] | 0.8548 | 0
LCP_Inputs_ON_Diverse_2023_04_03 | 2024 | Solar PV | Generation | Electricity | QC | Dispatch-Generation | FuelCost | 0 | [6 empty] | 0.8548 | 0
LCP_Inputs_ON_Diverse_2023_04_03 | 2024 | Solar PV | Generation | Electricity | QC | Dispatch-Generation | VOM | 0 | [6 empty] | 0.8548 | 0
LCP_Inputs_ON_Diverse_2023_04_03 | 2024 | Solar PV | Generation | Electricity | WC | Dispatch-Generation | EmissionsCost | 0 | [6 empty] | 0.8548 | 0
LCP_Inputs_ON_Diverse_2023_04_03 | 2024 | Solar PV | Generation | Electricity | WC | Dispatch-Generation | FuelCost | 0 | [6 empty] | 0.8548 | 0
LCP_Inputs_ON_Diverse_2023_04_03 | 2024 | Solar PV | Generation | Electricity | WC | Dispatch-Generation | VOM | 0 | [6 empty] | 0.8548 | 0
LCP_Inputs_ON_Diverse_2023_04_03 | 2024 | Wind Offshore | Generation | Electricity | MI | Dispatch-Generation | EmissionsCost | 0 | [6 empty] | 0.8548 | 0
LCP_Inputs_ON_Diverse_2023_04_03 | 2024 | Wind Offshore | Generation | Electricity | MI | Dispatch-Generation | FuelCost | 0 | [6 empty] | 0.8548 | 0
LCP_Inputs_ON_Diverse_2023_04_03 | 2024 | Wind Offshore | Generation | Electricity | MI | Dispatch-Generation | VOM | 0 | [6 empty] | 0.8548 | 0
LCP_Inputs_ON_Diverse_2023_04_03 | 2024 | Wind Offshore | Generation | Electricity | NY | Dispatch-Generation | EmissionsCost | 0 | [6 empty] | 0.8548 | 0
LCP_Inputs_ON_Diverse_2023_04_03 | 2024 | Wind Offshore | Generation | Electricity | NY | Dispatch-Generation | FuelCost | 0 | [6 empty] | 0.8548 | 0
LCP_Inputs_ON_Diverse_2023_04_03 | 2024 | Wind Offshore | Generation | Electricity | NY | Dispatch-Generation | VOM | 0 | [6 empty] | 0.8548 | 0
LCP_Inputs_ON_Diverse_2023_04_03 | 2024 | Wind Offshore | Generation | Electricity | ON | Dispatch-Generation | EmissionsCost | 0 | [6 empty] | 0.8548 | 0
LCP_Inputs_ON_Diverse_2023_04_03 | 2024 | Wind Offshore | Generation | Electricity | ON | Dispatch-Generation | FuelCost | 0 | [6 empty] | 0.8548 | 0
LCP_Inputs_ON_Diverse_2023_04_03 | 2024 | Wind Offshore | Generation | Electricity | ON | Dispatch-Generation | VOM | 0 | [6 empty] | 0.8548 | 0
LCP_Inputs_ON_Diverse_2023_04_03 | 2024 | Wind Offshore | Generation | Electricity | PJ | Dispatch-Generation | EmissionsCost | 0 | [6 empty] | 0.8548 | 0
LCP_Inputs_ON_Diverse_2023_04_03 | 2024 | Wind Offshore | Generation | Electricity | PJ | Dispatch-Generation | FuelCost | 0 | [6 empty] | 0.8548 | 0
LCP_Inputs_ON_Diverse_2023_04_03 | 2024 | Wind Offshore | Generation | Electricity | PJ | Dispatch-Generation | VOM | 0 | [6 empty] | 0.8548 | 0
LCP_Inputs_ON_Diverse_2023_04_03 | 2024 | Wind Offshore | Generation | Electricity | QC | Dispatch-Generation | EmissionsCost | 0 | [6 empty] | 0.8548 | 0
LCP_Inputs_ON_Diverse_2023_04_03 | 2024 | Wind Offshore | Generation | Electricity | QC | Dispatch-Generation | FuelCost | 0 | [6 empty] | 0.8548 | 0
LCP_Inputs_ON_Diverse_2023_04_03 | 2024 | Wind Offshore | Generation | Electricity | QC | Dispatch-Generation | VOM | 0 | [6 empty] | 0.8548 | 0
LCP_Inputs_ON_Diverse_2023_04_03 | 2024 | Wind Offshore | Generation | Electricity | WC | Dispatch-Generation | EmissionsCost | 0 | [6 empty] | 0.8548 | 0
LCP_Inputs_ON_Diverse_2023_04_03 | 2024 | Wind Offshore | Generation | Electricity | WC | Dispatch-Generation | FuelCost | 0 | [6 empty] | 0.8548 | 0
LCP_Inputs_ON_Diverse_2023_04_03 | 2024 | Wind Offshore | Generation | Electricity | WC | Dispatch-Generation | VOM | 0 | [6 empty] | 0.8548 | 0
LCP_Inputs_ON_Diverse_2023_04_03 | 2024 | Wind Onshore | Generation | Electricity | MI | Dispatch-Generation | EmissionsCost | 0 | [6 empty] | 0.8548 | 0
LCP_Inputs_ON_Diverse_2023_04_03 | 2024 | Wind Onshore | Generation | Electricity | MI | Dispatch-Generation | FuelCost | 0 | [6 empty] | 0.8548 | 0
LCP_Inputs_ON_Diverse_2023_04_03 | 2024 | Wind Onshore | Generation | Electricity | MI | Dispatch-Generation | VOM | 0 | [6 empty] | 0.8548 | 0
LCP_Inputs_ON_Diverse_2023_04_03 | 2024 | Wind Onshore | Generation | Electricity | NY | Dispatch-Generation | EmissionsCost | 0 | [6 empty] | 0.8548 | 0
LCP_Inputs_ON_Diverse_2023_04_03 | 2024 | Wind Onshore | Generation | Electricity | NY | Dispatch-Generation | FuelCost | 0 | [6 empty] | 0.8548 | 0
LCP_Inputs_ON_Diverse_2023_04_03 | 2024 | Wind Onshore | Generation | Electricity | NY | Dispatch-Generation | VOM | 0 | [6 empty] | 0.8548 | 0
LCP_Inputs_ON_Diverse_2023_04_03 | 2024 | Wind Onshore | Generation | Electricity | ON | Dispatch-Generation | EmissionsCost | 0 | [6 empty] | 0.8548 | 0
LCP_Inputs_ON_Diverse_2023_04_03 | 2024 | Wind Onshore | Generation | Electricity | ON | Dispatch-Generation | FuelCost | 0 | [6 empty] | 0.8548 | 0
LCP_Inputs_ON_Diverse_2023_04_03 | 2024 | Wind Onshore | Generation | Electricity | ON | Dispatch-Generation | VOM | 0 | [6 empty] | 0.8548 | 0
LCP_Inputs_ON_Diverse_2023_04_03 | 2024 | Wind Onshore | Generation | Electricity | PJ | Dispatch-Generation | EmissionsCost | 0 | [6 empty] | 0.8548 | 0
LCP_Inputs_ON_Diverse_2023_04_03 | 2024 | Wind Onshore | Generation | Electricity | PJ | Dispatch-Generation | FuelCost | 0 | [6 empty] | 0.8548 | 0
LCP_Inputs_ON_Diverse_2023_04_03 | 2024 | Wind Onshore | Generation | Electricity | PJ | Dispatch-Generation | VOM | 0 | [6 empty] | 0.8548 | 0
LCP_Inputs_ON_Diverse_2023_04_03 | 2024 | Wind Onshore | Generation | Electricity | QC | Dispatch-Generation | EmissionsCost | 0 | [6 empty] | 0.8548 | 0
LCP_Inputs_ON_Diverse_2023_04_03 | 2024 | Wind Onshore | Generation | Electricity | QC | Dispatch-Generation | FuelCost | 0 | [6 empty] | 0.8548 | 0
LCP_Inputs_ON_Diverse_2023_04_03 | 2024 | Wind Onshore | Generation | Electricity | QC | Dispatch-Generation | VOM | 0 | [6 empty] | 0.8548 | 0
LCP_Inputs_ON_Diverse_2023_04_03 | 2024 | Wind Onshore | Generation | Electricity | WC | Dispatch-Generation | EmissionsCost | 0 | [6 empty] | 0.8548 | 0
LCP_Inputs_ON_Diverse_2023_04_03 | 2024 | Wind Onshore | Generation | Electricity | WC | Dispatch-Generation | FuelCost | 0 | [6 empty] | 0.8548 | 0
LCP_Inputs_ON_Diverse_2023_04_03 | 2024 | Wind Onshore | Generation | Electricity | WC | Dispatch-Generation | VOM | 0 | [6 empty] | 0.8548 | 0
LCP_Inputs_ON_Diverse_2023_04_03 | 2025 | Anaerobic Digestion | Generation | Methane | MI | Dispatch-Generation | EmissionsCost | 0 | [6 empty] | 0.82193 | 0
LCP_Inputs_ON_Diverse_2023_04_03 | 2025 | Anaerobic Digestion | Generation | Methane | MI | Dispatch-Generation | FuelCost | 0 | [6 empty] | 0.82193 | 0
LCP_Inputs_ON_Diverse_2023_04_03 | 2025 | Anaerobic Digestion | Generation | Methane | MI | Dispatch-Generation | VOM | 0 | [6 empty] | 0.82193 | 0
LCP_Inputs_ON_Diverse_2023_04_03 | 2025 | Anaerobic Digestion | Generation | Methane | NY | Dispatch-Generation | EmissionsCost | 0 | [6 empty] | 0.82193 | 0
LCP_Inputs_ON_Diverse_2023_04_03 | 2025 | Anaerobic Digestion | Generation | Methane | NY | Dispatch-Generation | FuelCost | 0 | [6 empty] | 0.82193 | 0
LCP_Inputs_ON_Diverse_2023_04_03 | 2025 | Anaerobic Digestion | Generation | Methane | NY | Dispatch-Generation | VOM | 0 | [6 empty] | 0.82193 | 0
LCP_Inputs_ON_Diverse_2023_04_03 | 2025 | Anaerobic Digestion | Generation | Methane | ON | Dispatch-Generation | EmissionsCost | 0 | [6 empty] | 0.82193 | 0
LCP_Inputs_ON_Diverse_2023_04_03 | 2025 | Anaerobic Digestion | Generation | Methane | ON | Dispatch-Generation | FuelCost | 0 | [6 empty] | 0.82193 | 0
LCP_Inputs_ON_Diverse_2023_04_03 | 2025 | Anaerobic Digestion | Generation | Methane | ON | Dispatch-Generation | VOM | 0 | [6 empty] | 0.82193 | 0
LCP_Inputs_ON_Diverse_2023_04_03 | 2025 | Anaerobic Digestion | Generation | Methane | PJ | Dispatch-Generation | EmissionsCost | 0 | [6 empty] | 0.82193 | 0
LCP_Inputs_ON_Diverse_2023_04_03 | 2025 | Anaerobic Digestion | Generation | Methane | PJ | Dispatch-Generation | FuelCost | 0 | [6 empty] | 0.82193 | 0
LCP_Inputs_ON_Diverse_2023_04_03 | 2025 | Anaerobic Digestion | Generation | Methane | PJ | Dispatch-Generation | VOM | 0 | [6 empty] | 0.82193 | 0
LCP_Inputs_ON_Diverse_2023_04_03 | 2025 | Anaerobic Digestion | Generation | Methane | QC | Dispatch-Generation | EmissionsCost | 0 | [6 empty] | 0.82193 | 0
LCP_Inputs_ON_Diverse_2023_04_03 | 2025 | Anaerobic Digestion | Generation | Methane | QC | Dispatch-Generation | FuelCost | 0 | [6 empty] | 0.82193 | 0
LCP_Inputs_ON_Diverse_2023_04_03 | 2025 | Anaerobic Digestion | Generation | Methane | QC | Dispatch-Generation | VOM | 0 | [6 empty] | 0.82193 | 0
LCP_Inputs_ON_Diverse_2023_04_03 | 2025 | Anaerobic Digestion | Generation | Methane | WC | Dispatch-Generation | EmissionsCost | 0 | [6 empty] | 0.82193 | 0
LCP_Inputs_ON_Diverse_2023_04_03 | 2025 | Anaerobic Digestion | Generation | Methane | WC | Dispatch-Generation | FuelCost | 0 | [6 empty] | 0.82193 | 0
LCP_Inputs_ON_Diverse_2023_04_03 | 2025 | Anaerobic Digestion | Generation | Methane | WC | Dispatch-Generation | VOM | 0 | [6 empty] | 0.82193 | 0
LCP_Inputs_ON_Diverse_2023_04_03 | 2025 | Battery Storage | Storage | Electricity | MI | Dispatch-Storage | EmissionsCost | 0 | [6 empty] | 0.82193 | 0
LCP_Inputs_ON_Diverse_2023_04_03 | 2025 | Battery Storage | Storage | Electricity | MI | Dispatch-Storage | FuelCost | 0 | [6 empty] | 0.82193 | 0
LCP_Inputs_ON_Diverse_2023_04_03 | 2025 | Battery Storage | Storage | Electricity | MI | Dispatch-Storage | VOM | 0 | [6 empty] | 0.82193 | 0
LCP_Inputs_ON_Diverse_2023_04_03 | 2025 | Battery Storage | Storage | Electricity | NY | Dispatch-Storage | EmissionsCost | 0 | [6 empty] | 0.82193 | 0
LCP_Inputs_ON_Diverse_2023_04_03 | 2025 | Battery Storage | Storage | Electricity | NY | Dispatch-Storage | FuelCost | 0 | [6 empty] | 0.82193 | 0
LCP_Inputs_ON_Diverse_2023_04_03 | 2025 | Battery Storage | Storage | Electricity | NY | Dispatch-Storage | VOM | 0 | [6 empty] | 0.82193 | 0
LCP_Inputs_ON_Diverse_2023_04_03 | 2025 | Battery Storage | Storage | Electricity | ON | Dispatch-Storage | EmissionsCost | 0 | [6 empty] | 0.82193 | 0
LCP_Inputs_ON_Diverse_2023_04_03 | 2025 | Battery Storage | Storage | Electricity | ON | Dispatch-Storage | FuelCost | 0 | [6 empty] | 0.82193 | 0
LCP_Inputs_ON_Diverse_2023_04_03 | 2025 | Battery Storage | Storage | Electricity | ON | Dispatch-Storage | VOM | 0 | [6 empty] | 0.82193 | 0
LCP_Inputs_ON_Diverse_2023_04_03 | 2025 | Battery Storage | Storage | Electricity | PJ | Dispatch-Storage | EmissionsCost | 0 | [6 empty] | 0.82193 | 0
LCP_Inputs_ON_Diverse_2023_04_03 | 2025 | Battery Storage | Storage | Electricity | PJ | Dispatch-Storage | FuelCost | 0 | [6 empty] | 0.82193 | 0
LCP_Inputs_ON_Diverse_2023_04_03 | 2025 | Battery Storage | Storage | Electricity | PJ | Dispatch-Storage | VOM | 0 | [6 empty] | 0.82193 | 0
LCP_Inputs_ON_Diverse_2023_04_03 | 2025 | Battery Storage | Storage | Electricity | QC | Dispatch-Storage | EmissionsCost | 0 | [6 empty] | 0.82193 | 0
LCP_Inputs_ON_Diverse_2023_04_03 | 2025 | Battery Storage | Storage | Electricity | QC | Dispatch-Storage | FuelCost | 0 | [6 empty] | 0.82193 | 0
LCP_Inputs_ON_Diverse_2023_04_03 | 2025 | Battery Storage | Storage | Electricity | QC | Dispatch-Storage | VOM | 0 | [6 empty] | 0.82193 | 0
LCP_Inputs_ON_Diverse_2023_04_03 | 2025 | Battery Storage | Storage | Electricity | WC | Dispatch-Storage | EmissionsCost | 0 | [6 empty] | 0.82193 | 0
LCP_Inputs_ON_Diverse_2023_04_03 | 2025 | Battery Storage | Storage | Electricity | WC | Dispatch-Storage | FuelCost | 0 | [6 empty] | 0.82193 | 0
LCP_Inputs_ON_Diverse_2023_04_03 | 2025 | Battery Storage | Storage | Electricity | WC | Dispatch-Storage | VOM | 0 | [6 empty] | 0.82193 | 0
LCP_Inputs_ON_Diverse_2023_04_03 | 2025 | Biomass | Generation | Electricity | MI | Dispatch-Generation | EmissionsCost | 0 | [6 empty] | 0.82193 | 0
LCP_Inputs_ON_Diverse_2023_04_03 | 2025 | Biomass | Generation | Electricity | MI | Dispatch-Generation | FuelCost | 0 | [6 empty] | 0.82193 | 0
LCP_Inputs_ON_Diverse_2023_04_03 | 2025 | Biomass | Generation | Electricity | MI | Dispatch-Generation | VOM | 0 | [6 empty] | 0.82193 | 0
LCP_Inputs_ON_Diverse_2023_04_03 | 2025 | Biomass | Generation | Electricity | NY | Dispatch-Generation | EmissionsCost | 0 | [6 empty] | 0.82193 | 0
LCP_Inputs_ON_Diverse_2023_04_03 | 2025 | Biomass | Generation | Electricity | NY | Dispatch-Generation | FuelCost | 0 | [6 empty] | 0.82193 | 0
LCP_Inputs_ON_Diverse_2023_04_03 | 2025 | Biomass | Generation | Electricity | NY | Dispatch-Generation | VOM | 0 | [6 empty] | 0.82193 | 0
LCP_Inputs_ON_Diverse_2023_04_03 | 2025 | Biomass | Generation | Electricity | ON | Dispatch-Generation | EmissionsCost | 0 | [6 empty] | 0.82193 | 0
LCP_Inputs_ON_Diverse_2023_04_03 | 2025 | Biomass | Generation | Electricity | ON | Dispatch-Generation | FuelCost | 0 | [6 empty] | 0.82193 | 0
LCP_Inputs_ON_Diverse_2023_04_03 | 2025 | Biomass | Generation | Electricity | ON | Dispatch-Generation | VOM | 0 | [6 empty] | 0.82193 | 0
LCP_Inputs_ON_Diverse_2023_04_03 | 2025 | Biomass | Generation | Electricity | PJ | Dispatch-Generation | EmissionsCost | 0 | [6 empty] | 0.82193 | 0
LCP_Inputs_ON_Diverse_2023_04_03 | 2025 | Biomass | Generation | Electricity | PJ | Dispatch-Generation | FuelCost | 0 | [6 empty] | 0.82193 | 0
LCP_Inputs_ON_Diverse_2023_04_03 | 2025 | Biomass | Generation | Electricity | PJ | Dispatch-Generation | VOM | 0 | [6 empty] | 0.82193 | 0
LCP_Inputs_ON_Diverse_2023_04_03 | 2025 | Biomass | Generation | Electricity | QC | Dispatch-Generation | EmissionsCost | 0 | [6 empty] | 0.82193 | 0
LCP_Inputs_ON_Diverse_2023_04_03 | 2025 | Biomass | Generation | Electricity | QC | Dispatch-Generation | FuelCost | 0 | [6 empty] | 0.82193 | 0
LCP_Inputs_ON_Diverse_2023_04_03 | 2025 | Biomass | Generation | Electricity | QC | Dispatch-Generation | VOM | 0 | [6 empty] | 0.82193 | 0
LCP_Inputs_ON_Diverse_2023_04_03 | 2025 | Biomass | Generation | Electricity | WC | Dispatch-Generation | EmissionsCost | 0 | [6 empty] | 0.82193 | 0
LCP_Inputs_ON_Diverse_2023_04_03 | 2025 | Biomass | Generation | Electricity | WC | Dispatch-Generation | FuelCost | 0 | [6 empty] | 0.82193 | 0
LCP_Inputs_ON_Diverse_2023_04_03 | 2025 | Biomass | Generation | Electricity | WC | Dispatch-Generation | VOM | 0 | [6 empty] | 0.82193 | 0
LCP_Inputs_ON_Diverse_2023_04_03 | 2025 | Biomass + CCS | Generation | Electricity | MI | Dispatch-Generation | EmissionsCost | 0 | [6 empty] | 0.82193 | 0
LCP_Inputs_ON_Diverse_2023_04_03 | 2025 | Biomass + CCS | Generation | Electricity | MI | Dispatch-Generation | FuelCost | 0 | [6 empty] | 0.82193 | 0
LCP_Inputs_ON_Diverse_2023_04_03 | 2025 | Biomass + CCS | Generation | Electricity | MI | Dispatch-Generation | VOM | 0 | [6 empty] | 0.82193 | 0
LCP_Inputs_ON_Diverse_2023_04_03 | 2025 | Biomass + CCS | Generation | Electricity | NY | Dispatch-Generation | EmissionsCost | 0 | [6 empty] | 0.82193 | 0
LCP_Inputs_ON_Diverse_2023_04_03 | 2025 | Biomass + CCS | Generation | Electricity | NY | Dispatch-Generation | FuelCost | 0 | [6 empty] | 0.82193 | 0
LCP_Inputs_ON_Diverse_2023_04_03 | 2025 | Biomass + CCS | Generation | Electricity | NY | Dispatch-Generation | VOM | 0 | [6 empty] | 0.82193 | 0
LCP_Inputs_ON_Diverse_2023_04_03 | 2025 | Biomass + CCS | Generation | Electricity | ON | Dispatch-Generation | EmissionsCost | 0 | [6 empty] | 0.82193 | 0
LCP_Inputs_ON_Diverse_2023_04_03 | 2025 | Biomass + CCS | Generation | Electricity | ON | Dispatch-Generation | FuelCost | 0 | [6 empty] | 0.82193 | 0
LCP_Inputs_ON_Diverse_2023_04_03 | 2025 | Biomass + CCS | Generation | Electricity | ON | Dispatch-Generation | VOM | 0 | [6 empty] | 0.82193 | 0
LCP_Inputs_ON_Diverse_2023_04_03 | 2025 | Biomass + CCS | Generation | Electricity | PJ | Dispatch-Generation | EmissionsCost | 0 | [6 empty] | 0.82193 | 0
LCP_Inputs_ON_Diverse_2023_04_03 | 2025 | Biomass + CCS | Generation | Electricity | PJ | Dispatch-Generation | FuelCost | 0 | [6 empty] | 0.82193 | 0
LCP_Inputs_ON_Diverse_2023_04_03 | 2025 | Biomass + CCS | Generation | Electricity | PJ | Dispatch-Generation | VOM | 0 | [6 empty] | 0.82193 | 0
LCP_Inputs_ON_Diverse_2023_04_03 | 2025 | Biomass + CCS | Generation | Electricity | QC | Dispatch-Generation | EmissionsCost | 0 | [6 empty] | 0.82193 | 0
LCP_Inputs_ON_Diverse_2023_04_03 | 2025 | Biomass + CCS | Generation | Electricity | QC | Dispatch-Generation | FuelCost | 0 | [6 empty] | 0.82193 | 0
LCP_Inputs_ON_Diverse_2023_04_03 | 2025 | Biomass + CCS | Generation | Electricity | QC | Dispatch-Generation | VOM | 0 | [6 empty] | 0.82193 | 0
LCP_Inputs_ON_Diverse_2023_04_03 | 2025 | Biomass + CCS | Generation | Electricity | WC | Dispatch-Generation | EmissionsCost | 0 | [6 empty] | 0.82193 | 0
LCP_Inputs_ON_Diverse_2023_04_03 | 2025 | Biomass + CCS | Generation | Electricity | WC | Dispatch-Generation | FuelCost | 0 | [6 empty] | 0.82193 | 0
LCP_Inputs_ON_Diverse_2023_04_03 | 2025 | Biomass + CCS | Generation | Electricity | WC | Dispatch-Generation | VOM | 0 | [6 empty] | 0.82193 | 0
LCP_Inputs_ON_Diverse_2023_04_03 | 2025 | CH4 + CCS | Generation | Methane | MI | Dispatch-Generation | EmissionsCost | 0 | [6 empty] | 0.82193 | 0
LCP_Inputs_ON_Diverse_2023_04_03 | 2025 | CH4 + CCS | Generation | Methane | MI | Dispatch-Generation | FuelCost | 0 | [6 empty] | 0.82193 | 0
LCP_Inputs_ON_Diverse_2023_04_03 | 2025 | CH4 + CCS | Generation | Methane | MI | Dispatch-Generation | VOM | 0 | [6 empty] | 0.82193 | 0
LCP_Inputs_ON_Diverse_2023_04_03 | 2025 | CH4 + CCS | Generation | Methane | NY | Dispatch-Generation | EmissionsCost | 0 | [6 empty] | 0.82193 | 0
LCP_Inputs_ON_Diverse_2023_04_03 | 2025 | CH4 + CCS | Generation | Methane | NY | Dispatch-Generation | FuelCost | 0 | [6 empty] | 0.82193 | 0
LCP_Inputs_ON_Diverse_2023_04_03 | 2025 | CH4 + CCS | Generation | Methane | NY | Dispatch-Generation | VOM | 0 | [6 empty] | 0.82193 | 0
LCP_Inputs_ON_Diverse_2023_04_03 | 2025 | CH4 + CCS | Generation | Methane | ON | Dispatch-Generation | EmissionsCost | 0 | [6 empty] | 0.82193 | 0
LCP_Inputs_ON_Diverse_2023_04_03 | 2025 | CH4 + CCS | Generation | Methane | ON | Dispatch-Generation | FuelCost | 0 | [6 empty] | 0.82193 | 0
LCP_Inputs_ON_Diverse_2023_04_03 | 2025 | CH4 + CCS | Generation | Methane | ON | Dispatch-Generation | VOM | 0 | [6 empty] | 0.82193 | 0
LCP_Inputs_ON_Diverse_2023_04_03 | 2025 | CH4 + CCS | Generation | Methane | PJ | Dispatch-Generation | EmissionsCost | 0 | [6 empty] | 0.82193 | 0
LCP_Inputs_ON_Diverse_2023_04_03 | 2025 | CH4 + CCS | Generation | Methane | PJ | Dispatch-Generation | FuelCost | 0 | [6 empty] | 0.82193 | 0
LCP_Inputs_ON_Diverse_2023_04_03 | 2025 | CH4 + CCS | Generation | Methane | PJ | Dispatch-Generation | VOM | 0 | [6 empty] | 0.82193 | 0
LCP_Inputs_ON_Diverse_2023_04_03 | 2025 | CH4 + CCS | Generation | Methane | QC | Dispatch-Generation | EmissionsCost | 0 | [6 empty] | 0.82193 | 0
LCP_Inputs_ON_Diverse_2023_04_03 | 2025 | CH4 + CCS | Generation | Methane | QC | Dispatch-Generation | FuelCost | 0 | [6 empty] | 0.82193 | 0
LCP_Inputs_ON_Diverse_2023_04_03 | 2025 | CH4 + CCS | Generation | Methane | QC | Dispatch-Generation | VOM | 0 | [6 empty] | 0.82193 | 0
LCP_Inputs_ON_Diverse_2023_04_03 | 2025 | CH4 + CCS | Generation | Methane | WC | Dispatch-Generation | EmissionsCost | 0 | [6 empty] | 0.82193 | 0
LCP_Inputs_ON_Diverse_2023_04_03 | 2025 | CH4 + CCS | Generation | Methane | WC | Dispatch-Generation | FuelCost | 0 | [6 empty] | 0.82193 | 0
LCP_Inputs_ON_Diverse_2023_04_03 | 2025 | CH4 + CCS | Generation | Methane | WC | Dispatch-Generation | VOM | 0 | [6 empty] | 0.82193 | 0
LCP_Inputs_ON_Diverse_2023_04_03 | 2025 | CH4 Import - NY 2020 | Import | Methane | MI | Dispatch-Import | EmissionsCost | 0 | [6 empty] | 0.82193 | 0
LCP_Inputs_ON_Diverse_2023_04_03 | 2025 | CH4 Import - NY 2020 | Import | Methane | MI | Dispatch-Import | FuelCost | 0 | [6 empty] | 0.82193 | 0
LCP_Inputs_ON_Diverse_2023_04_03 | 2025 | CH4 Import - NY 2020 | Import | Methane | MI | Dispatch-Import | VOM | 0 | [6 empty] | 0.82193 | 0
LCP_Inputs_ON_Diverse_2023_04_03 | 2025 | CH4 Import - NY 2020 | Import | Methane | NY | Dispatch-Import | EmissionsCost | 282343065.1873 | [6 empty] | 0.82193 | 232065418.6829
LCP_Inputs_ON_Diverse_2023_04_03 | 2025 | CH4 Import - NY 2020 | Import | Methane | NY | Dispatch-Import | FuelCost | 407790143.0843 | [6 empty] | 0.82193 | 335173772.4702
LCP_Inputs_ON_Diverse_2023_04_03 | 2025 | CH4 Import - NY 2020 | Import | Methane | NY | Dispatch-Import | VOM | 0 | [6 empty] | 0.82193 | 0
LCP_Inputs_ON_Diverse_2023_04_03 | 2025 | CH4 Import - NY 2020 | Import | Methane | ON | Dispatch-Import | EmissionsCost | 0 | [6 empty] | 0.82193 | 0
LCP_Inputs_ON_Diverse_2023_04_03 | 2025 | CH4 Import - NY 2020 | Import | Methane | ON | Dispatch-Import | FuelCost | 0 | [6 empty] | 0.82193 | 0
LCP_Inputs_ON_Diverse_2023_04_03 | 2025 | CH4 Import - NY 2020 | Import | Methane | ON | Dispatch-Import | VOM | 0 | [6 empty] | 0.82193 | 0
LCP_Inputs_ON_Diverse_2023_04_03 | 2025 | CH4 Import - NY 2020 | Import | Methane | PJ | Dispatch-Import | EmissionsCost | 0 | [6 empty] | 0.82193 | 0
LCP_Inputs_ON_Diverse_2023_04_03 | 2025 | CH4 Import - NY 2020 | Import | Methane | PJ | Dispatch-Import | FuelCost | 0 | [6 empty] | 0.82193 | 0
LCP_Inputs_ON_Diverse_2023_04_03 | 2025 | CH4 Import - NY 2020 | Import | Methane | PJ | Dispatch-Import | VOM | 0 | [6 empty] | 0.82193 | 0
LCP_Inputs_ON_Diverse_2023_04_03 | 2025 | CH4 Import - NY 2020 | Import | Methane | QC | Dispatch-Import | EmissionsCost | 0 | [6 empty] | 0.82193 | 0
LCP_Inputs_ON_Diverse_2023_04_03 | 2025 | CH4 Import - NY 2020 | Import | Methane | QC | Dispatch-Import | FuelCost | 0 | [6 empty] | 0.82193 | 0
LCP_Inputs_ON_Diverse_2023_04_03 | 2025 | CH4 Import - NY 2020 | Import | Methane | QC | Dispatch-Import | VOM | 0 | [6 empty] | 0.82193 | 0
LCP_Inputs_ON_Diverse_2023_04_03 | 2025 | CH4 Import - NY 2020 | Import | Methane | WC | Dispatch-Import | EmissionsCost | 0 | [6 empty] | 0.82193 | 0
LCP_Inputs_ON_Diverse_2023_04_03 | 2025 | CH4 Import - NY 2020 | Import | Methane | WC | Dispatch-Import | FuelCost | 0 | [6 empty] | 0.82193 | 0
LCP_Inputs_ON_Diverse_2023_04_03 | 2025 | CH4 Import - NY 2020 | Import | Methane | WC | Dispatch-Import | VOM | 0 | [6 empty] | 0.82193 | 0
LCP_Inputs_ON_Diverse_2023_04_03 | 2025 | CH4 Import - NY 2030 | Import | Methane | MI | Dispatch-Import | EmissionsCost | 0 | [6 empty] | 0.82193 | 0
LCP_Inputs_ON_Diverse_2023_04_03 | 2025 | CH4 Import - NY 2030 | Import | Methane | MI | Dispatch-Import | FuelCost | 0 | [6 empty] | 0.82193 | 0
LCP_Inputs_ON_Diverse_2023_04_03 | 2025 | CH4 Import - NY 2030 | Import | Methane | MI | Dispatch-Import | VOM | 0 | [6 empty] | 0.82193 | 0
LCP_Inputs_ON_Diverse_2023_04_03 | 2025 | CH4 Import - NY 2030 | Import | Methane | NY | Dispatch-Import | EmissionsCost | 0 | [6 empty] | 0.82193 | 0
LCP_Inputs_ON_Diverse_2023_04_03 | 2025 | CH4 Import - NY 2030 | Import | Methane | NY | Dispatch-Import | FuelCost | 0 | [6 empty] | 0.82193 | 0
LCP_Inputs_ON_Diverse_2023_04_03 | 2025 | CH4 Import - NY 2030 | Import | Methane | NY | Dispatch-Import | VOM | 0 | [6 empty] | 0.82193 | 0
LCP_Inputs_ON_Diverse_2023_04_03 | 2025 | CH4 Import - NY 2030 | Import | Methane | ON | Dispatch-Import | EmissionsCost | 0 | [6 empty] | 0.82193 | 0
LCP_Inputs_ON_Diverse_2023_04_03 | 2025 | CH4 Import - NY 2030 | Import | Methane | ON | Dispatch-Import | FuelCost | 0 | [6 empty] | 0.82193 | 0
LCP_Inputs_ON_Diverse_2023_04_03 | 2025 | CH4 Import - NY 2030 | Import | Methane | ON | Dispatch-Import | VOM | 0 | [6 empty] | 0.82193 | 0
LCP_Inputs_ON_Diverse_2023_04_03 | 2025 | CH4 Import - NY 2030 | Import | Methane | PJ | Dispatch-Import | EmissionsCost | 0 | [6 empty] | 0.82193 | 0
LCP_Inputs_ON_Diverse_2023_04_03 | 2025 | CH4 Import - NY 2030 | Import | Methane | PJ | Dispatch-Import | FuelCost | 0 | [6 empty] | 0.82193 | 0
LCP_Inputs_ON_Diverse_2023_04_03 | 2025 | CH4 Import - NY 2030 | Import | Methane | PJ | Dispatch-Import | VOM | 0 | [6 empty] | 0.82193 | 0
LCP_Inputs_ON_Diverse_2023_04_03 | 2025 | CH4 Import - NY 2030 | Import | Methane | QC | Dispatch-Import | EmissionsCost | 0 | [6 empty] | 0.82193 | 0
LCP_Inputs_ON_Diverse_2023_04_03 | 2025 | CH4 Import - NY 2030 | Import | Methane | QC | Dispatch-Import | FuelCost | 0 | [6 empty] | 0.82193 | 0
LCP_Inputs_ON_Diverse_2023_04_03 | 2025 | CH4 Import - NY 2030 | Import | Methane | QC | Dispatch-Import | VOM | 0 | [6 empty] | 0.82193 | 0
LCP_Inputs_ON_Diverse_2023_04_03 | 2025 | CH4 Import - NY 2030 | Import | Methane | WC | Dispatch-Import | EmissionsCost | 0 | [6 empty] | 0.82193 | 0
LCP_Inputs_ON_Diverse_2023_04_03 | 2025 | CH4 Import - NY 2030 | Import | Methane | WC | Dispatch-Import | FuelCost | 0 | [6 empty] | 0.82193 | 0
LCP_Inputs_ON_Diverse_2023_04_03 | 2025 | CH4 Import - NY 2030 | Import | Methane | WC | Dispatch-Import | VOM | 0 | [6 empty] | 0.82193 | 0
LCP_Inputs_ON_Diverse_2023_04_03 | 2025 | CH4 Import - NY 2040 | Import | Methane | MI | Dispatch-Import | EmissionsCost | 0 | [6 empty] | 0.82193 | 0
LCP_Inputs_ON_Diverse_2023_04_03 | 2025 | CH4 Import - NY 2040 | Import | Methane | MI | Dispatch-Import | FuelCost | 0 | [6 empty] | 0.82193 | 0
LCP_Inputs_ON_Diverse_2023_04_03 | 2025 | CH4 Import - NY 2040 | Import | Methane | MI | Dispatch-Import | VOM | 0 | [6 empty] | 0.82193 | 0
LCP_Inputs_ON_Diverse_2023_04_03 | 2025 | CH4 Import - NY 2040 | Import | Methane | NY | Dispatch-Import | EmissionsCost | 0 | [6 empty] | 0.82193 | 0
LCP_Inputs_ON_Diverse_2023_04_03 | 2025 | CH4 Import - NY 2040 | Import | Methane | NY | Dispatch-Import | FuelCost | 0 | [6 empty] | 0.82193 | 0
LCP_Inputs_ON_Diverse_2023_04_03 | 2025 | CH4 Import - NY 2040 | Import | Methane | NY | Dispatch-Import | VOM | 0 | [6 empty] | 0.82193 | 0
LCP_Inputs_ON_Diverse_2023_04_03 | 2025 | CH4 Import - NY 2040 | Import | Methane | ON | Dispatch-Import | EmissionsCost | 0 | [6 empty] | 0.82193 | 0
LCP_Inputs_ON_Diverse_2023_04_03 | 2025 | CH4 Import - NY 2040 | Import | Methane | ON | Dispatch-Import | FuelCost | 0 | [6 empty] | 0.82193 | 0
LCP_Inputs_ON_Diverse_2023_04_03 | 2025 | CH4 Import - NY 2040 | Import | Methane | ON | Dispatch-Import | VOM | 0 | [6 empty] | 0.82193 | 0
LCP_Inputs_ON_Diverse_2023_04_03 | 2025 | CH4 Import - NY 2040 | Import | Methane | PJ | Dispatch-Import | EmissionsCost | 0 | [6 empty] | 0.82193 | 0
LCP_Inputs_ON_Diverse_2023_04_03 | 2025 | CH4 Import - NY 2040 | Import | Methane | PJ | Dispatch-Import | FuelCost | 0 | [6 empty] | 0.82193 | 0
LCP_Inputs_ON_Diverse_2023_04_03 | 2025 | CH4 Import - NY 2040 | Import | Methane | PJ | Dispatch-Import | VOM | 0 | [6 empty] | 0.82193 | 0
LCP_Inputs_ON_Diverse_2023_04_03 | 2025 | CH4 Import - NY 2040 | Import | Methane | QC | Dispatch-Import | EmissionsCost | 0 | [6 empty] | 0.82193 | 0
LCP_Inputs_ON_Diverse_2023_04_03 | 2025 | CH4 Import - NY 2040 | Import | Methane | QC | Dispatch-Import | FuelCost | 0 | [6 empty] | 0.82193 | 0
LCP_Inputs_ON_Diverse_2023_04_03 | 2025 | CH4 Import - NY 2040 | Import | Methane | QC | Dispatch-Import | VOM | 0 | [6 empty] | 0.82193 | 0
LCP_Inputs_ON_Diverse_2023_04_03 | 2025 | CH4 Import - NY 2040 | Import | Methane | WC | Dispatch-Import | EmissionsCost | 0 | [6 empty] | 0.82193 | 0
LCP_Inputs_ON_Diverse_2023_04_03 | 2025 | CH4 Import - NY 2040 | Import | Methane | WC | Dispatch-Import | FuelCost | 0 | [6 empty] | 0.82193 | 0
LCP_Inputs_ON_Diverse_2023_04_03 | 2025 | CH4 Import - NY 2040 | Import | Methane | WC | Dispatch-Import | VOM | 0 | [6 empty] | 0.82193 | 0
LCP_Inputs_ON_Diverse_2023_04_03 | 2025 | CH4 Import - NY 2050 | Import | Methane | MI | Dispatch-Import | EmissionsCost | 0 | [6 empty] | 0.82193 | 0
LCP_Inputs_ON_Diverse_2023_04_03 | 2025 | CH4 Import - NY 2050 | Import | Methane | MI | Dispatch-Import | FuelCost | 0 | [6 empty] | 0.82193 | 0
LCP_Inputs_ON_Diverse_2023_04_03 | 2025 | CH4 Import - NY 2050 | Import | Methane | MI | Dispatch-Import | VOM | 0 | [6 empty] | 0.82193 | 0
LCP_Inputs_ON_Diverse_2023_04_03 | 2025 | CH4 Import - NY 2050 | Import | Methane | NY | Dispatch-Import | EmissionsCost | 0 | [6 empty] | 0.82193 | 0
LCP_Inputs_ON_Diverse_2023_04_03 | 2025 | CH4 Import - NY 2050 | Import | Methane | NY | Dispatch-Import | FuelCost | 0 | [6 empty] | 0.82193 | 0
LCP_Inputs_ON_Diverse_2023_04_03 | 2025 | CH4 Import - NY 2050 | Import | Methane | NY | Dispatch-Import | VOM | 0 | [6 empty] | 0.82193 | 0
LCP_Inputs_ON_Diverse_2023_04_03 | 2025 | CH4 Import - NY 2050 | Import | Methane | ON | Dispatch-Import | EmissionsCost | 0 | [6 empty] | 0.82193 | 0
LCP_Inputs_ON_Diverse_2023_04_03 | 2025 | CH4 Import - NY 2050 | Import | Methane | ON | Dispatch-Import | FuelCost | 0 | [6 empty] | 0.82193 | 0
LCP_Inputs_ON_Diverse_2023_04_03 | 2025 | CH4 Import - NY 2050 | Import | Methane | ON | Dispatch-Import | VOM | 0 | [6 empty] | 0.82193 | 0
LCP_Inputs_ON_Diverse_2023_04_03 | 2025 | CH4 Import - NY 2050 | Import | Methane | PJ | Dispatch-Import | EmissionsCost | 0 | [6 empty] | 0.82193 | 0
LCP_Inputs_ON_Diverse_2023_04_03 | 2025 | CH4 Import - NY 2050 | Import | Methane | PJ | Dispatch-Import | FuelCost | 0 | [6 empty] | 0.82193 | 0
LCP_Inputs_ON_Diverse_2023_04_03 | 2025 | CH4 Import - NY 2050 | Import | Methane | PJ | Dispatch-Import | VOM | 0 | [6 empty] | 0.82193 | 0
LCP_Inputs_ON_Diverse_2023_04_03 | 2025 | CH4 Import - NY 2050 | Import | Methane | QC | Dispatch-Import | EmissionsCost | 0 | [6 empty] | 0.82193 | 0
LCP_Inputs_ON_Diverse_2023_04_03 | 2025 | CH4 Import - NY 2050 | Import | Methane | QC | Dispatch-Import | FuelCost | 0 | [6 empty] | 0.82193 | 0
LCP_Inputs_ON_Diverse_2023_04_03 | 2025 | CH4 Import - NY 2050 | Import | Methane | QC | Dispatch-Import | VOM | 0 | [6 empty] | 0.82193 | 0
LCP_Inputs_ON_Diverse_2023_04_03 | 2025 | CH4 Import - NY 2050 | Import | Methane | WC | Dispatch-Import | EmissionsCost | 0 | [6 empty] | 0.82193 | 0
LCP_Inputs_ON_Diverse_2023_04_03 | 2025 | CH4 Import - NY 2050 | Import | Methane | WC | Dispatch-Import | FuelCost | 0 | [6 empty] | 0.82193 | 0
LCP_Inputs_ON_Diverse_2023_04_03 | 2025 | CH4 Import - NY 2050 | Import | Methane | WC | Dispatch-Import | VOM | 0 | [6 empty] | 0.82193 | 0
LCP_Inputs_ON_Diverse_2023_04_03 | 2025 | CH4 Import - WC 2020 | Import | Methane | MI | Dispatch-Import | EmissionsCost | 0 | [6 empty] | 0.82193 | 0
LCP_Inputs_ON_Diverse_2023_04_03 | 2025 | CH4 Import - WC 2020 | Import | Methane | MI | Dispatch-Import | FuelCost | 0 | [6 empty] | 0.82193 | 0
LCP_Inputs_ON_Diverse_2023_04_03 | 2025 | CH4 Import - WC 2020 | Import | Methane | MI | Dispatch-Import | VOM | 0 | [6 empty] | 0.82193 | 0
LCP_Inputs_ON_Diverse_2023_04_03 | 2025 | CH4 Import - WC 2020 | Import | Methane | NY | Dispatch-Import | EmissionsCost | 0 | [6 empty] | 0.82193 | 0
LCP_Inputs_ON_Diverse_2023_04_03 | 2025 | CH4 Import - WC 2020 | Import | Methane | NY | Dispatch-Import | FuelCost | 0 | [6 empty] | 0.82193 | 0
LCP_Inputs_ON_Diverse_2023_04_03 | 2025 | CH4 Import - WC 2020 | Import | Methane | NY | Dispatch-Import | VOM | 0 | [6 empty] | 0.82193 | 0
LCP_Inputs_ON_Diverse_2023_04_03 | 2025 | CH4 Import - WC 2020 | Import | Methane | ON | Dispatch-Import | EmissionsCost | 0 | [6 empty] | 0.82193 | 0
LCP_Inputs_ON_Diverse_2023_04_03 | 2025 | CH4 Import - WC 2020 | Import | Methane | ON | Dispatch-Import | FuelCost | 0 | [6 empty] | 0.82193 | 0
LCP_Inputs_ON_Diverse_2023_04_03 | 2025 | CH4 Import - WC 2020 | Import | Methane | ON | Dispatch-Import | VOM | 0 | [6 empty] | 0.82193 | 0
LCP_Inputs_ON_Diverse_2023_04_03 | 2025 | CH4 Import - WC 2020 | Import | Methane | PJ | Dispatch-Import | EmissionsCost | 0 | [6 empty] | 0.82193 | 0
LCP_Inputs_ON_Diverse_2023_04_03 | 2025 | CH4 Import - WC 2020 | Import | Methane | PJ | Dispatch-Import | FuelCost | 0 | [6 empty] | 0.82193 | 0
LCP_Inputs_ON_Diverse_2023_04_03 | 2025 | CH4 Import - WC 2020 | Import | Methane | PJ | Dispatch-Import | VOM | 0 | [6 empty] | 0.82193 | 0
LCP_Inputs_ON_Diverse_2023_04_03 | 2025 | CH4 Import - WC 2020 | Import | Methane | QC | Dispatch-Import | EmissionsCost | 0 | [6 empty] | 0.82193 | 0
LCP_Inputs_ON_Diverse_2023_04_03 | 2025 | CH4 Import - WC 2020 | Import | Methane | QC | Dispatch-Import | FuelCost | 0 | [6 empty] | 0.82193 | 0
LCP_Inputs_ON_Diverse_2023_04_03 | 2025 | CH4 Import - WC 2020 | Import | Methane | QC | Dispatch-Import | VOM | 0 | [6 empty] | 0.82193 | 0
LCP_Inputs_ON_Diverse_2023_04_03 | 2025 | CH4 Import - WC 2020 | Import | Methane | WC | Dispatch-Import | EmissionsCost | 1306945425.5377 | [6 empty] | 0.82193 | 1074213872.3046
LCP_Inputs_ON_Diverse_2023_04_03 | 2025 | CH4 Import - WC 2020 | Import | Methane | WC | Dispatch-Import | FuelCost | 1887630786.0789 | [6 empty] | 0.82193 | 1551494910.6317
LCP_Inputs_ON_Diverse_2023_04_03 | 2025 | CH4 Import - WC 2020 | Import | Methane | WC | Dispatch-Import | VOM | 0 | [6 empty] | 0.82193 | 0
LCP_Inputs_ON_Diverse_2023_04_03 | 2025 | CH4 Import - WC 2030 | Import | Methane | MI | Dispatch-Import | EmissionsCost | 0 | [6 empty] | 0.82193 | 0
LCP_Inputs_ON_Diverse_2023_04_03 | 2025 | CH4 Import - WC 2030 | Import | Methane | MI | Dispatch-Import | FuelCost | 0 | [6 empty] | 0.82193 | 0
LCP_Inputs_ON_Diverse_2023_04_03 | 2025 | CH4 Import - WC 2030 | Import | Methane | MI | Dispatch-Import | VOM | 0 | [6 empty] | 0.82193 | 0
LCP_Inputs_ON_Diverse_2023_04_03 | 2025 | CH4 Import - WC 2030 | Import | Methane | NY | Dispatch-Import | EmissionsCost | 0 | [6 empty] | 0.82193 | 0
LCP_Inputs_ON_Diverse_2023_04_03 | 2025 | CH4 Import - WC 2030 | Import | Methane | NY | Dispatch-Import | FuelCost | 0 | [6 empty] | 0.82193 | 0
LCP_Inputs_ON_Diverse_2023_04_03 | 2025 | CH4 Import - WC 2030 | Import | Methane | NY | Dispatch-Import | VOM | 0 | [6 empty] | 0.82193 | 0
LCP_Inputs_ON_Diverse_2023_04_03 | 2025 | CH4 Import - WC 2030 | Import | Methane | ON | Dispatch-Import | EmissionsCost | 0 | [6 empty] | 0.82193 | 0
LCP_Inputs_ON_Diverse_2023_04_03 | 2025 | CH4 Import - WC 2030 | Import | Methane | ON | Dispatch-Import | FuelCost | 0 | [6 empty] | 0.82193 | 0
LCP_Inputs_ON_Diverse_2023_04_03 | 2025 | CH4 Import - WC 2030 | Import | Methane | ON | Dispatch-Import | VOM | 0 | [6 empty] | 0.82193 | 0
LCP_Inputs_ON_Diverse_2023_04_03 | 2025 | CH4 Import - WC 2030 | Import | Methane | PJ | Dispatch-Import | EmissionsCost | 0 | [6 empty] | 0.82193 | 0
LCP_Inputs_ON_Diverse_2023_04_03 | 2025 | CH4 Import - WC 2030 | Import | Methane | PJ | Dispatch-Import | FuelCost | 0 | [6 empty] | 0.82193 | 0
LCP_Inputs_ON_Diverse_2023_04_03 | 2025 | CH4 Import - WC 2030 | Import | Methane | PJ | Dispatch-Import | VOM | 0 | [6 empty] | 0.82193 | 0
LCP_Inputs_ON_Diverse_2023_04_03 | 2025 | CH4 Import - WC 2030 | Import | Methane | QC | Dispatch-Import | EmissionsCost | 0 | [6 empty] | 0.82193 | 0
LCP_Inputs_ON_Diverse_2023_04_03 | 2025 | CH4 Import - WC 2030 | Import | Methane | QC | Dispatch-Import | FuelCost | 0 | [6 empty] | 0.82193 | 0
LCP_Inputs_ON_Diverse_2023_04_03 | 2025 | CH4 Import - WC 2030 | Import | Methane | QC | Dispatch-Import | VOM | 0 | [6 empty] | 0.82193 | 0
LCP_Inputs_ON_Diverse_2023_04_03 | 2025 | CH4 Import - WC 2030 | Import | Methane | WC | Dispatch-Import | EmissionsCost | 0 | [6 empty] | 0.82193 | 0
LCP_Inputs_ON_Diverse_2023_04_03 | 2025 | CH4 Import - WC 2030 | Import | Methane | WC | Dispatch-Import | FuelCost | 0 | [6 empty] | 0.82193 | 0
LCP_Inputs_ON_Diverse_2023_04_03 | 2025 | CH4 Import - WC 2030 | Import | Methane | WC | Dispatch-Import | VOM | 0 | [6 empty] | 0.82193 | 0
LCP_Inputs_ON_Diverse_2023_04_03 | 2025 | CH4 Import - WC 2040 | Import | Methane | MI | Dispatch-Import | EmissionsCost | 0 | [6 empty] | 0.82193 | 0
LCP_Inputs_ON_Diverse_2023_04_03 | 2025 | CH4 Import - WC 2040 | Import | Methane | MI | Dispatch-Import | FuelCost | 0 | [6 empty] | 0.82193 | 0
LCP_Inputs_ON_Diverse_2023_04_03 | 2025 | CH4 Import - WC 2040 | Import | Methane | MI | Dispatch-Import | VOM | 0 | [6 empty] | 0.82193 | 0
LCP_Inputs_ON_Diverse_2023_04_03 | 2025 | CH4 Import - WC 2040 | Import | Methane | NY | Dispatch-Import | EmissionsCost | 0 | [6 empty] | 0.82193 | 0
LCP_Inputs_ON_Diverse_2023_04_03 | 2025 | CH4 Import - WC 2040 | Import | Methane | NY | Dispatch-Import | FuelCost | 0 | [6 empty] | 0.82193 | 0
LCP_Inputs_ON_Diverse_2023_04_03 | 2025 | CH4 Import - WC 2040 | Import | Methane | NY | Dispatch-Import | VOM | 0 | [6 empty] | 0.82193 | 0
LCP_Inputs_ON_Diverse_2023_04_03 | 2025 | CH4 Import - WC 2040 | Import | Methane | ON | Dispatch-Import | EmissionsCost | 0 | [6 empty] | 0.82193 | 0
LCP_Inputs_ON_Diverse_2023_04_03 | 2025 | CH4 Import - WC 2040 | Import | Methane | ON | Dispatch-Import | FuelCost | 0 | [6 empty] | 0.82193 | 0
LCP_Inputs_ON_Diverse_2023_04_03 | 2025 | CH4 Import - WC 2040 | Import | Methane | ON | Dispatch-Import | VOM | 0 | [6 empty] | 0.82193 | 0
LCP_Inputs_ON_Diverse_2023_04_03 | 2025 | CH4 Import - WC 2040 | Import | Methane | PJ | Dispatch-Import | EmissionsCost | 0 | [6 empty] | 0.82193 | 0
LCP_Inputs_ON_Diverse_2023_04_03 | 2025 | CH4 Import - WC 2040 | Import | Methane | PJ | Dispatch-Import | FuelCost | 0 | [6 empty] | 0.82193 | 0
LCP_Inputs_ON_Diverse_2023_04_03 | 2025 | CH4 Import - WC 2040 | Import | Methane | PJ | Dispatch-Import | VOM | 0 | [6 empty] | 0.82193 | 0
LCP_Inputs_ON_Diverse_2023_04_03 | 2025 | CH4 Import - WC 2040 | Import | Methane | QC | Dispatch-Import | EmissionsCost | 0 | [6 empty] | 0.82193 | 0
LCP_Inputs_ON_Diverse_2023_04_03 | 2025 | CH4 Import - WC 2040 | Import | Methane | QC | Dispatch-Import | FuelCost | 0 | [6 empty] | 0.82193 | 0
LCP_Inputs_ON_Diverse_2023_04_03 | 2025 | CH4 Import - WC 2040 | Import | Methane | QC | Dispatch-Import | VOM | 0 | [6 empty] | 0.82193 | 0
LCP_Inputs_ON_Diverse_2023_04_03 | 2025 | CH4 Import - WC 2040 | Import | Methane | WC | Dispatch-Import | EmissionsCost | 0 | [6 empty] | 0.82193 | 0
LCP_Inputs_ON_Diverse_2023_04_03 | 2025 | CH4 Import - WC 2040 | Import | Methane | WC | Dispatch-Import | FuelCost | 0 | [6 empty] | 0.82193 | 0
LCP_Inputs_ON_Diverse_2023_04_03 | 2025 | CH4 Import - WC 2040 | Import | Methane | WC | Dispatch-Import | VOM | 0 | [6 empty] | 0.82193 | 0
LCP_Inputs_ON_Diverse_2023_04_03 | 2025 | CH4 Import - WC 2050 | Import | Methane | MI | Dispatch-Import | EmissionsCost | 0 | [6 empty] | 0.82193 | 0
LCP_Inputs_ON_Diverse_2023_04_03 | 2025 | CH4 Import - WC 2050 | Import | Methane | MI | Dispatch-Import | FuelCost | 0 | [6 empty] | 0.82193 | 0
LCP_Inputs_ON_Diverse_2023_04_03 | 2025 | CH4 Import - WC 2050 | Import | Methane | MI | Dispatch-Import | VOM | 0 | [6 empty] | 0.82193 | 0
LCP_Inputs_ON_Diverse_2023_04_03 | 2025 | CH4 Import - WC 2050 | Import | Methane | NY | Dispatch-Import | EmissionsCost | 0 | [6 empty] | 0.82193 | 0
LCP_Inputs_ON_Diverse_2023_04_03 | 2025 | CH4 Import - WC 2050 | Import | Methane | NY | Dispatch-Import | FuelCost | 0 | [6 empty] | 0.82193 | 0
LCP_Inputs_ON_Diverse_2023_04_03 | 2025 | CH4 Import - WC 2050 | Import | Methane | NY | Dispatch-Import | VOM | 0 | [6 empty] | 0.82193 | 0
LCP_Inputs_ON_Diverse_2023_04_03 | 2025 | CH4 Import - WC 2050 | Import | Methane | ON | Dispatch-Import | EmissionsCost | 0 | [6 empty] | 0.82193 | 0
LCP_Inputs_ON_Diverse_2023_04_03 | 2025 | CH4 Import - WC 2050 | Import | Methane | ON | Dispatch-Import | FuelCost | 0 | [6 empty] | 0.82193 | 0
LCP_Inputs_ON_Diverse_2023_04_03 | 2025 | CH4 Import - WC 2050 | Import | Methane | ON | Dispatch-Import | VOM | 0 | [6 empty] | 0.82193 | 0
LCP_Inputs_ON_Diverse_2023_04_03 | 2025 | CH4 Import - WC 2050 | Import | Methane | PJ | Dispatch-Import | EmissionsCost | 0 | [6 empty] | 0.82193 | 0
LCP_Inputs_ON_Diverse_2023_04_03 | 2025 | CH4 Import - WC 2050 | Import | Methane | PJ | Dispatch-Import | FuelCost | 0 | [6 empty] | 0.82193 | 0
LCP_Inputs_ON_Diverse_2023_04_03 | 2025 | CH4 Import - WC 2050 | Import | Methane | PJ | Dispatch-Import | VOM | 0 | [6 empty] | 0.82193 | 0
LCP_Inputs_ON_Diverse_2023_04_03 | 2025 | CH4 Import - WC 2050 | Import | Methane | QC | Dispatch-Import | EmissionsCost | 0 | [6 empty] | 0.82193 | 0
LCP_Inputs_ON_Diverse_2023_04_03 | 2025 | CH4 Import - WC 2050 | Import | Methane | QC | Dispatch-Import | FuelCost | 0 | [6 empty] | 0.82193 | 0
LCP_Inputs_ON_Diverse_2023_04_03 | 2025 | CH4 Import - WC 2050 | Import | Methane | QC | Dispatch-Import | VOM | 0 | [6 empty] | 0.82193 | 0
LCP_Inputs_ON_Diverse_2023_04_03 | 2025 | CH4 Import - WC 2050 | Import | Methane | WC | Dispatch-Import | EmissionsCost | 0 | [6 empty] | 0.82193 | 0
LCP_Inputs_ON_Diverse_2023_04_03 | 2025 | CH4 Import - WC 2050 | Import | Methane | WC | Dispatch-Import | FuelCost | 0 | [6 empty] | 0.82193 | 0
LCP_Inputs_ON_Diverse_2023_04_03 | 2025 | CH4 Import - WC 2050 | Import | Methane | WC | Dispatch-Import | VOM | 0 | [6 empty] | 0.82193 | 0
LCP_Inputs_ON_Diverse_2023_04_03 | 2025 | CH4 Salt Cavern Storage - ON | Storage | Methane | MI | Dispatch-Storage | EmissionsCost | 0 | [6 empty] | 0.82193 | 0
LCP_Inputs_ON_Diverse_2023_04_03 | 2025 | CH4 Salt Cavern Storage - ON | Storage | Methane | MI | Dispatch-Storage | FuelCost | 0 | [6 empty] | 0.82193 | 0
LCP_Inputs_ON_Diverse_2023_04_03 | 2025 | CH4 Salt Cavern Storage - ON | Storage | Methane | MI | Dispatch-Storage | VOM | 0 | [6 empty] | 0.82193 | 0
LCP_Inputs_ON_Diverse_2023_04_03 | 2025 | CH4 Salt Cavern Storage - ON | Storage | Methane | NY | Dispatch-Storage | EmissionsCost | 0 | [6 empty] | 0.82193 | 0
LCP_Inputs_ON_Diverse_2023_04_03 | 2025 | CH4 Salt Cavern Storage - ON | Storage | Methane | NY | Dispatch-Storage | FuelCost | 0 | [6 empty] | 0.82193 | 0
LCP_Inputs_ON_Diverse_2023_04_03 | 2025 | CH4 Salt Cavern Storage - ON | Storage | Methane | NY | Dispatch-Storage | VOM | 0 | [6 empty] | 0.82193 | 0
LCP_Inputs_ON_Diverse_2023_04_03 | 2025 | CH4 Salt Cavern Storage - ON | Storage | Methane | ON | Dispatch-Storage | EmissionsCost | 0 | [6 empty] | 0.82193 | 0
LCP_Inputs_ON_Diverse_2023_04_03 | 2025 | CH4 Salt Cavern Storage - ON | Storage | Methane | ON | Dispatch-Storage | FuelCost | 0 | [6 empty] | 0.82193 | 0
LCP_Inputs_ON_Diverse_2023_04_03 | 2025 | CH4 Salt Cavern Storage - ON | Storage | Methane | ON | Dispatch-Storage | VOM | 691417.795 | [6 empty] | 0.82193 | 568295.0278
LCP_Inputs_ON_Diverse_2023_04_03 | 2025 | CH4 Salt Cavern Storage - ON | Storage | Methane | PJ | Dispatch-Storage | EmissionsCost | 0 | [6 empty] | 0.82193 | 0
LCP_Inputs_ON_Diverse_2023_04_03 | 2025 | CH4 Salt Cavern Storage - ON | Storage | Methane | PJ | Dispatch-Storage | FuelCost | 0 | [6 empty] | 0.82193 | 0
LCP_Inputs_ON_Diverse_2023_04_03 | 2025 | CH4 Salt Cavern Storage - ON | Storage | Methane | PJ | Dispatch-Storage | VOM | 0 | [6 empty] | 0.82193 | 0
LCP_Inputs_ON_Diverse_2023_04_03 | 2025 | CH4 Salt Cavern Storage - ON | Storage | Methane | QC | Dispatch-Storage | EmissionsCost | 0 | [6 empty] | 0.82193 | 0
LCP_Inputs_ON_Diverse_2023_04_03 | 2025 | CH4 Salt Cavern Storage - ON | Storage | Methane | QC | Dispatch-Storage | FuelCost | 0 | [6 empty] | 0.82193 | 0
LCP_Inputs_ON_Diverse_2023_04_03 | 2025 | CH4 Salt Cavern Storage - ON | Storage | Methane | QC | Dispatch-Storage | VOM | 0 | [6 empty] | 0.82193 | 0
LCP_Inputs_ON_Diverse_2023_04_03 | 2025 | CH4 Salt Cavern Storage - ON | Storage | Methane | WC | Dispatch-Storage | EmissionsCost | 0 | [6 empty] | 0.82193 | 0
LCP_Inputs_ON_Diverse_2023_04_03 | 2025 | CH4 Salt Cavern Storage - ON | Storage | Methane | WC | Dispatch-Storage | FuelCost | 0 | [6 empty] | 0.82193 | 0
LCP_Inputs_ON_Diverse_2023_04_03 | 2025 | CH4 Salt Cavern Storage - ON | Storage | Methane | WC | Dispatch-Storage | VOM | 0 | [6 empty] | 0.82193 | 0
LCP_Inputs_ON_Diverse_2023_04_03 | 2025 | Electrolyser 2020/2030 | Crossload | Hydrogen | MI | Dispatch-Crossload | EmissionsCost | 0 | [6 empty] | 0.82193 | 0
LCP_Inputs_ON_Diverse_2023_04_03 | 2025 | Electrolyser 2020/2030 | Crossload | Hydrogen | MI | Dispatch-Crossload | FuelCost | 0 | [6 empty] | 0.82193 | 0
LCP_Inputs_ON_Diverse_2023_04_03 | 2025 | Electrolyser 2020/2030 | Crossload | Hydrogen | MI | Dispatch-Crossload | VOM | 0 | [6 empty] | 0.82193 | 0
LCP_Inputs_ON_Diverse_2023_04_03 | 2025 | Electrolyser 2020/2030 | Crossload | Hydrogen | NY | Dispatch-Crossload | EmissionsCost | 0 | [6 empty] | 0.82193 | 0
LCP_Inputs_ON_Diverse_2023_04_03 | 2025 | Electrolyser 2020/2030 | Crossload | Hydrogen | NY | Dispatch-Crossload | FuelCost | 0 | [6 empty] | 0.82193 | 0
LCP_Inputs_ON_Diverse_2023_04_03 | 2025 | Electrolyser 2020/2030 | Crossload | Hydrogen | NY | Dispatch-Crossload | VOM | 0 | [6 empty] | 0.82193 | 0
LCP_Inputs_ON_Diverse_2023_04_03 | 2025 | Electrolyser 2020/2030 | Crossload | Hydrogen | ON | Dispatch-Crossload | EmissionsCost | 0 | [6 empty] | 0.82193 | 0
LCP_Inputs_ON_Diverse_2023_04_03 | 2025 | Electrolyser 2020/2030 | Crossload | Hydrogen | ON | Dispatch-Crossload | FuelCost | 0 | [6 empty] | 0.82193 | 0
LCP_Inputs_ON_Diverse_2023_04_03 | 2025 | Electrolyser 2020/2030 | Crossload | Hydrogen | ON | Dispatch-Crossload | VOM | 0 | [6 empty] | 0.82193 | 0
LCP_Inputs_ON_Diverse_2023_04_03 | 2025 | Electrolyser 2020/2030 | Crossload | Hydrogen | PJ | Dispatch-Crossload | EmissionsCost | 0 | [6 empty] | 0.82193 | 0
LCP_Inputs_ON_Diverse_2023_04_03 | 2025 | Electrolyser 2020/2030 | Crossload | Hydrogen | PJ | Dispatch-Crossload | FuelCost | 0 | [6 empty] | 0.82193 | 0
LCP_Inputs_ON_Diverse_2023_04_03 | 2025 | Electrolyser 2020/2030 | Crossload | Hydrogen | PJ | Dispatch-Crossload | VOM | 0 | [6 empty] | 0.82193 | 0
LCP_Inputs_ON_Diverse_2023_04_03 | 2025 | Electrolyser 2020/2030 | Crossload | Hydrogen | QC | Dispatch-Crossload | EmissionsCost | 0 | [6 empty] | 0.82193 | 0
LCP_Inputs_ON_Diverse_2023_04_03 | 2025 | Electrolyser 2020/2030 | Crossload | Hydrogen | QC | Dispatch-Crossload | FuelCost | 0 | [6 empty] | 0.82193 | 0
LCP_Inputs_ON_Diverse_2023_04_03 | 2025 | Electrolyser 2020/2030 | Crossload | Hydrogen | QC | Dispatch-Crossload | VOM | 0 | [6 empty] | 0.82193 | 0
LCP_Inputs_ON_Diverse_2023_04_03 | 2025 | Electrolyser 2020/2030 | Crossload | Hydrogen | WC | Dispatch-Crossload | EmissionsCost | 0 | [6 empty] | 0.82193 | 0
LCP_Inputs_ON_Diverse_2023_04_03 | 2025 | Electrolyser 2020/2030 | Crossload | Hydrogen | WC | Dispatch-Crossload | FuelCost | 0 | [6 empty] | 0.82193 | 0
LCP_Inputs_ON_Diverse_2023_04_03 | 2025 | Electrolyser 2020/2030 | Crossload | Hydrogen | WC | Dispatch-Crossload | VOM | 0 | [6 empty] | 0.82193 | 0
LCP_Inputs_ON_Diverse_2023_04_03 | 2025 | Electrolyser 2040 | Crossload | Hydrogen | MI | Dispatch-Crossload | EmissionsCost | 0 | [6 empty] | 0.82193 | 0
LCP_Inputs_ON_Diverse_2023_04_03 | 2025 | Electrolyser 2040 | Crossload | Hydrogen | MI | Dispatch-Crossload | FuelCost | 0 | [6 empty] | 0.82193 | 0
LCP_Inputs_ON_Diverse_2023_04_03 | 2025 | Electrolyser 2040 | Crossload | Hydrogen | MI | Dispatch-Crossload | VOM | 0 | [6 empty] | 0.82193 | 0
LCP_Inputs_ON_Diverse_2023_04_03 | 2025 | Electrolyser 2040 | Crossload | Hydrogen | NY | Dispatch-Crossload | EmissionsCost | 0 | [6 empty] | 0.82193 | 0
LCP_Inputs_ON_Diverse_2023_04_03 | 2025 | Electrolyser 2040 | Crossload | Hydrogen | NY | Dispatch-Crossload | FuelCost | 0 | [6 empty] | 0.82193 | 0
LCP_Inputs_ON_Diverse_2023_04_03 | 2025 | Electrolyser 2040 | Crossload | Hydrogen | NY | Dispatch-Crossload | VOM | 0 | [6 empty] | 0.82193 | 0
LCP_Inputs_ON_Diverse_2023_04_03 | 2025 | Electrolyser 2040 | Crossload | Hydrogen | ON | Dispatch-Crossload | EmissionsCost | 0 | [6 empty] | 0.82193 | 0
LCP_Inputs_ON_Diverse_2023_04_03 | 2025 | Electrolyser 2040 | Crossload | Hydrogen | ON | Dispatch-Crossload | FuelCost | 0 | [6 empty] | 0.82193 | 0
LCP_Inputs_ON_Diverse_2023_04_03 | 2025 | Electrolyser 2040 | Crossload | Hydrogen | ON | Dispatch-Crossload | VOM | 0 | [6 empty] | 0.82193 | 0
LCP_Inputs_ON_Diverse_2023_04_03 | 2025 | Electrolyser 2040 | Crossload | Hydrogen | PJ | Dispatch-Crossload | EmissionsCost | 0 | [6 empty] | 0.82193 | 0
LCP_Inputs_ON_Diverse_2023_04_03 | 2025 | Electrolyser 2040 | Crossload | Hydrogen | PJ | Dispatch-Crossload | FuelCost | 0 | [6 empty] | 0.82193 | 0
LCP_Inputs_ON_Diverse_2023_04_03 | 2025 | Electrolyser 2040 | Crossload | Hydrogen | PJ | Dispatch-Crossload | VOM | 0 | [6 empty] | 0.82193 | 0
LCP_Inputs_ON_Diverse_2023_04_03 | 2025 | Electrolyser 2040 | Crossload | Hydrogen | QC | Dispatch-Crossload | EmissionsCost | 0 | [6 empty] | 0.82193 | 0
LCP_Inputs_ON_Diverse_2023_04_03 | 2025 | Electrolyser 2040 | Crossload | Hydrogen | QC | Dispatch-Crossload | FuelCost | 0 | [6 empty] | 0.82193 | 0
LCP_Inputs_ON_Diverse_2023_04_03 | 2025 | Electrolyser 2040 | Crossload | Hydrogen | QC | Dispatch-Crossload | VOM | 0 | [6 empty] | 0.82193 | 0
LCP_Inputs_ON_Diverse_2023_04_03 | 2025 | Electrolyser 2040 | Crossload | Hydrogen | WC | Dispatch-Crossload | EmissionsCost | 0 | [6 empty] | 0.82193 | 0
LCP_Inputs_ON_Diverse_2023_04_03 | 2025 | Electrolyser 2040 | Crossload | Hydrogen | WC | Dispatch-Crossload | FuelCost | 0 | [6 empty] | 0.82193 | 0
LCP_Inputs_ON_Diverse_2023_04_03 | 2025 | Electrolyser 2040 | Crossload | Hydrogen | WC | Dispatch-Crossload | VOM | 0 | [6 empty] | 0.82193 | 0
LCP_Inputs_ON_Diverse_2023_04_03 | 2025 | Electrolyser 2050 | Crossload | Hydrogen | MI | Dispatch-Crossload | EmissionsCost | 0 | [6 empty] | 0.82193 | 0
LCP_Inputs_ON_Diverse_2023_04_03 | 2025 | Electrolyser 2050 | Crossload | Hydrogen | MI | Dispatch-Crossload | FuelCost | 0 | [6 empty] | 0.82193 | 0
LCP_Inputs_ON_Diverse_2023_04_03 | 2025 | Electrolyser 2050 | Crossload | Hydrogen | MI | Dispatch-Crossload | VOM | 0 | [6 empty] | 0.82193 | 0
LCP_Inputs_ON_Diverse_2023_04_03 | 2025 | Electrolyser 2050 | Crossload | Hydrogen | NY | Dispatch-Crossload | EmissionsCost | 0 | [6 empty] | 0.82193 | 0
LCP_Inputs_ON_Diverse_2023_04_03 | 2025 | Electrolyser 2050 | Crossload | Hydrogen | NY | Dispatch-Crossload | FuelCost | 0 | [6 empty] | 0.82193 | 0
LCP_Inputs_ON_Diverse_2023_04_03 | 2025 | Electrolyser 2050 | Crossload | Hydrogen | NY | Dispatch-Crossload | VOM | 0 | [6 empty] | 0.82193 | 0
LCP_Inputs_ON_Diverse_2023_04_03 | 2025 | Electrolyser 2050 | Crossload | Hydrogen | ON | Dispatch-Crossload | EmissionsCost | 0 | [6 empty] | 0.82193 | 0
LCP_Inputs_ON_Diverse_2023_04_03 | 2025 | Electrolyser 2050 | Crossload | Hydrogen | ON | Dispatch-Crossload | FuelCost | 0 | [6 empty] | 0.82193 | 0
LCP_Inputs_ON_Diverse_2023_04_03 | 2025 | Electrolyser 2050 | Crossload | Hydrogen | ON | Dispatch-Crossload | VOM | 0 | [6 empty] | 0.82193 | 0
LCP_Inputs_ON_Diverse_2023_04_03 | 2025 | Electrolyser 2050 | Crossload | Hydrogen | PJ | Dispatch-Crossload | EmissionsCost | 0 | [6 empty] | 0.82193 | 0
LCP_Inputs_ON_Diverse_2023_04_03 | 2025 | Electrolyser 2050 | Crossload | Hydrogen | PJ | Dispatch-Crossload | FuelCost | 0 | [6 empty] | 0.82193 | 0
LCP_Inputs_ON_Diverse_2023_04_03 | 2025 | Electrolyser 2050 | Crossload | Hydrogen | PJ | Dispatch-Crossload | VOM | 0 | [6 empty] | 0.82193 | 0
LCP_Inputs_ON_Diverse_2023_04_03 | 2025 | Electrolyser 2050 | Crossload | Hydrogen | QC | Dispatch-Crossload | EmissionsCost | 0 | [6 empty] | 0.82193 | 0
LCP_Inputs_ON_Diverse_2023_04_03 | 2025 | Electrolyser 2050 | Crossload | Hydrogen | QC | Dispatch-Crossload | FuelCost | 0 | [6 empty] | 0.82193 | 0
LCP_Inputs_ON_Diverse_2023_04_03 | 2025 | Electrolyser 2050 | Crossload | Hydrogen | QC | Dispatch-Crossload | VOM | 0 | [6 empty] | 0.82193 | 0
LCP_Inputs_ON_Diverse_2023_04_03 | 2025 | Electrolyser 2050 | Crossload | Hydrogen | WC | Dispatch-Crossload | EmissionsCost | 0 | [6 empty] | 0.82193 | 0
LCP_Inputs_ON_Diverse_2023_04_03 | 2025 | Electrolyser 2050 | Crossload | Hydrogen | WC | Dispatch-Crossload | FuelCost | 0 | [6 empty] | 0.82193 | 0
LCP_Inputs_ON_Diverse_2023_04_03 | 2025 | Electrolyser 2050 | Crossload | Hydrogen | WC | Dispatch-Crossload | VOM | 0 | [6 empty] | 0.82193 | 0
LCP_Inputs_ON_Diverse_2023_04_03 | 2025 | Fossil Fuel Thermal (Coal, Peat, Oil) | Generation | Electricity | MI | Dispatch-Generation | EmissionsCost | 0 | [6 empty] | 0.82193 | 0
LCP_Inputs_ON_Diverse_2023_04_03 | 2025 | Fossil Fuel Thermal (Coal, Peat, Oil) | Generation | Electricity | MI | Dispatch-Generation | FuelCost | 0 | [6 empty] | 0.82193 | 0
LCP_Inputs_ON_Diverse_2023_04_03 | 2025 | Fossil Fuel Thermal (Coal, Peat, Oil) | Generation | Electricity | MI | Dispatch-Generation | VOM | 0 | [6 empty] | 0.82193 | 0
LCP_Inputs_ON_Diverse_2023_04_03 | 2025 | Fossil Fuel Thermal (Coal, Peat, Oil) | Generation | Electricity | NY | Dispatch-Generation | EmissionsCost | 0 | [6 empty] | 0.82193 | 0
LCP_Inputs_ON_Diverse_2023_04_03 | 2025 | Fossil Fuel Thermal (Coal, Peat, Oil) | Generation | Electricity | NY | Dispatch-Generation | FuelCost | 0 | [6 empty] | 0.82193 | 0
LCP_Inputs_ON_Diverse_2023_04_03 | 2025 | Fossil Fuel Thermal (Coal, Peat, Oil) | Generation | Electricity | NY | Dispatch-Generation | VOM | 0 | [6 empty] | 0.82193 | 0
LCP_Inputs_ON_Diverse_2023_04_03 | 2025 | Fossil Fuel Thermal (Coal, Peat, Oil) | Generation | Electricity | ON | Dispatch-Generation | EmissionsCost | 0 | [6 empty] | 0.82193 | 0
LCP_Inputs_ON_Diverse_2023_04_03 | 2025 | Fossil Fuel Thermal (Coal, Peat, Oil) | Generation | Electricity | ON | Dispatch-Generation | FuelCost | 0 | [6 empty] | 0.82193 | 0
LCP_Inputs_ON_Diverse_2023_04_03 | 2025 | Fossil Fuel Thermal (Coal, Peat, Oil) | Generation | Electricity | ON | Dispatch-Generation | VOM | 0 | [6 empty] | 0.82193 | 0
LCP_Inputs_ON_Diverse_2023_04_03 | 2025 | Fossil Fuel Thermal (Coal, Peat, Oil) | Generation | Electricity | PJ | Dispatch-Generation | EmissionsCost | 0 | [6 empty] | 0.82193 | 0
LCP_Inputs_ON_Diverse_2023_04_03 | 2025 | Fossil Fuel Thermal (Coal, Peat, Oil) | Generation | Electricity | PJ | Dispatch-Generation | FuelCost | 0 | [6 empty] | 0.82193 | 0
LCP_Inputs_ON_Diverse_2023_04_03 | 2025 | Fossil Fuel Thermal (Coal, Peat, Oil) | Generation | Electricity | PJ | Dispatch-Generation | VOM | 0 | [6 empty] | 0.82193 | 0
LCP_Inputs_ON_Diverse_2023_04_03 | 2025 | Fossil Fuel Thermal (Coal, Peat, Oil) | Generation | Electricity | QC | Dispatch-Generation | EmissionsCost | 0 | [6 empty] | 0.82193 | 0
LCP_Inputs_ON_Diverse_2023_04_03 | 2025 | Fossil Fuel Thermal (Coal, Peat, Oil) | Generation | Electricity | QC | Dispatch-Generation | FuelCost | 0 | [6 empty] | 0.82193 | 0
LCP_Inputs_ON_Diverse_2023_04_03 | 2025 | Fossil Fuel Thermal (Coal, Peat, Oil) | Generation | Electricity | QC | Dispatch-Generation | VOM | 0 | [6 empty] | 0.82193 | 0
LCP_Inputs_ON_Diverse_2023_04_03 | 2025 | Fossil Fuel Thermal (Coal, Peat, Oil) | Generation | Electricity | WC | Dispatch-Generation | EmissionsCost | 0 | [6 empty] | 0.82193 | 0
LCP_Inputs_ON_Diverse_2023_04_03 | 2025 | Fossil Fuel Thermal (Coal, Peat, Oil) | Generation | Electricity | WC | Dispatch-Generation | FuelCost | 0 | [6 empty] | 0.82193 | 0
LCP_Inputs_ON_Diverse_2023_04_03 | 2025 | Fossil Fuel Thermal (Coal, Peat, Oil) | Generation | Electricity | WC | Dispatch-Generation | VOM | 0 | [6 empty] | 0.82193 | 0
LCP_Inputs_ON_Diverse_2023_04_03 | 2025 | Generic - Generator | Generation | Electricity | MI | Dispatch-Generation | EmissionsCost | 0 | [6 empty] | 0.82193 | 0
LCP_Inputs_ON_Diverse_2023_04_03 | 2025 | Generic - Generator | Generation | Electricity | MI | Dispatch-Generation | FuelCost | 3914188137.327 | [6 empty] | 0.82193 | 3217177331.0249
LCP_Inputs_ON_Diverse_2023_04_03 | 2025 | Generic - Generator | Generation | Electricity | MI | Dispatch-Generation | VOM | 404955202.3516 | [6 empty] | 0.82193 | 332843657.836
LCP_Inputs_ON_Diverse_2023_04_03 | 2025 | Generic - Generator | Generation | Electricity | NY | Dispatch-Generation | EmissionsCost | 0 | [6 empty] | 0.82193 | 0
LCP_Inputs_ON_Diverse_2023_04_03 | 2025 | Generic - Generator | Generation | Electricity | NY | Dispatch-Generation | FuelCost | 1633248891.2382 | [6 empty] | 0.82193 | 1342411535.7933
LCP_Inputs_ON_Diverse_2023_04_03 | 2025 | Generic - Generator | Generation | Electricity | NY | Dispatch-Generation | VOM | 168973133.6454 | [6 empty] | 0.82193 | 138883598.8572
LCP_Inputs_ON_Diverse_2023_04_03 | 2025 | Generic - Generator | Generation | Electricity | ON | Dispatch-Generation | EmissionsCost | 0 | [6 empty] | 0.82193 | 0
LCP_Inputs_ON_Diverse_2023_04_03 | 2025 | Generic - Generator | Generation | Electricity | ON | Dispatch-Generation | FuelCost | 0 | [6 empty] | 0.82193 | 0
LCP_Inputs_ON_Diverse_2023_04_03 | 2025 | Generic - Generator | Generation | Electricity | ON | Dispatch-Generation | VOM | 0 | [6 empty] | 0.82193 | 0
LCP_Inputs_ON_Diverse_2023_04_03 | 2025 | Generic - Generator | Generation | Electricity | PJ | Dispatch-Generation | EmissionsCost | 0 | [6 empty] | 0.82193 | 0
LCP_Inputs_ON_Diverse_2023_04_03 | 2025 | Generic - Generator | Generation | Electricity | PJ | Dispatch-Generation | FuelCost | 14422259590.9655 | [6 empty] | 0.82193 | 11854046098.5346
LCP_Inputs_ON_Diverse_2023_04_03 | 2025 | Generic - Generator | Generation | Electricity | PJ | Dispatch-Generation | VOM | 1492102281.7812 | [6 empty] | 0.82193 | 1226399311.4535
LCP_Inputs_ON_Diverse_2023_04_03 | 2025 | Generic - Generator | Generation | Electricity | QC | Dispatch-Generation | EmissionsCost | 0 | [6 empty] | 0.82193 | 0
LCP_Inputs_ON_Diverse_2023_04_03 | 2025 | Generic - Generator | Generation | Electricity | QC | Dispatch-Generation | FuelCost | 0 | [6 empty] | 0.82193 | 0
LCP_Inputs_ON_Diverse_2023_04_03 | 2025 | Generic - Generator | Generation | Electricity | QC | Dispatch-Generation | VOM | 0 | [6 empty] | 0.82193 | 0
LCP_Inputs_ON_Diverse_2023_04_03 | 2025 | Generic - Generator | Generation | Electricity | WC | Dispatch-Generation | EmissionsCost | 0 | [6 empty] | 0.82193 | 0
LCP_Inputs_ON_Diverse_2023_04_03 | 2025 | Generic - Generator | Generation | Electricity | WC | Dispatch-Generation | FuelCost | 1069473.0011 | [6 empty] | 0.82193 | 879028.8495
LCP_Inputs_ON_Diverse_2023_04_03 | 2025 | Generic - Generator | Generation | Electricity | WC | Dispatch-Generation | VOM | 110645.8454 | [6 empty] | 0.82193 | 90942.8196
LCP_Inputs_ON_Diverse_2023_04_03 | 2025 | H2 Import - QC | Import | Hydrogen | MI | Dispatch-Import | EmissionsCost | 0 | [6 empty] | 0.82193 | 0
LCP_Inputs_ON_Diverse_2023_04_03 | 2025 | H2 Import - QC | Import | Hydrogen | MI | Dispatch-Import | FuelCost | 0 | [6 empty] | 0.82193 | 0
LCP_Inputs_ON_Diverse_2023_04_03 | 2025 | H2 Import - QC | Import | Hydrogen | MI | Dispatch-Import | VOM | 0 | [6 empty] | 0.82193 | 0
LCP_Inputs_ON_Diverse_2023_04_03 | 2025 | H2 Import - QC | Import | Hydrogen | NY | Dispatch-Import | EmissionsCost | 0 | [6 empty] | 0.82193 | 0
LCP_Inputs_ON_Diverse_2023_04_03 | 2025 | H2 Import - QC | Import | Hydrogen | NY | Dispatch-Import | FuelCost | 0 | [6 empty] | 0.82193 | 0
LCP_Inputs_ON_Diverse_2023_04_03 | 2025 | H2 Import - QC | Import | Hydrogen | NY | Dispatch-Import | VOM | 0 | [6 empty] | 0.82193 | 0
LCP_Inputs_ON_Diverse_2023_04_03 | 2025 | H2 Import - QC | Import | Hydrogen | ON | Dispatch-Import | EmissionsCost | 0 | [6 empty] | 0.82193 | 0
LCP_Inputs_ON_Diverse_2023_04_03 | 2025 | H2 Import - QC | Import | Hydrogen | ON | Dispatch-Import | FuelCost | 0 | [6 empty] | 0.82193 | 0
LCP_Inputs_ON_Diverse_2023_04_03 | 2025 | H2 Import - QC | Import | Hydrogen | ON | Dispatch-Import | VOM | 0 | [6 empty] | 0.82193 | 0
LCP_Inputs_ON_Diverse_2023_04_03 | 2025 | H2 Import - QC | Import | Hydrogen | PJ | Dispatch-Import | EmissionsCost | 0 | [6 empty] | 0.82193 | 0
LCP_Inputs_ON_Diverse_2023_04_03 | 2025 | H2 Import - QC | Import | Hydrogen | PJ | Dispatch-Import | FuelCost | 0 | [6 empty] | 0.82193 | 0
LCP_Inputs_ON_Diverse_2023_04_03 | 2025 | H2 Import - QC | Import | Hydrogen | PJ | Dispatch-Import | VOM | 0 | [6 empty] | 0.82193 | 0
LCP_Inputs_ON_Diverse_2023_04_03 | 2025 | H2 Import - QC | Import | Hydrogen | QC | Dispatch-Import | EmissionsCost | 0 | [6 empty] | 0.82193 | 0
LCP_Inputs_ON_Diverse_2023_04_03 | 2025 | H2 Import - QC | Import | Hydrogen | QC | Dispatch-Import | FuelCost | 0 | [6 empty] | 0.82193 | 0
LCP_Inputs_ON_Diverse_2023_04_03 | 2025 | H2 Import - QC | Import | Hydrogen | QC | Dispatch-Import | VOM | 0 | [6 empty] | 0.82193 | 0
LCP_Inputs_ON_Diverse_2023_04_03 | 2025 | H2 Import - QC | Import | Hydrogen | WC | Dispatch-Import | EmissionsCost | 0 | [6 empty] | 0.82193 | 0
LCP_Inputs_ON_Diverse_2023_04_03 | 2025 | H2 Import - QC | Import | Hydrogen | WC | Dispatch-Import | FuelCost | 0 | [6 empty] | 0.82193 | 0
LCP_Inputs_ON_Diverse_2023_04_03 | 2025 | H2 Import - QC | Import | Hydrogen | WC | Dispatch-Import | VOM | 0 | [6 empty] | 0.82193 | 0
LCP_Inputs_ON_Diverse_2023_04_03 | 2025 | H2 Import - WC | Import | Hydrogen | MI | Dispatch-Import | EmissionsCost | 0 | [6 empty] | 0.82193 | 0
LCP_Inputs_ON_Diverse_2023_04_03 | 2025 | H2 Import - WC | Import | Hydrogen | MI | Dispatch-Import | FuelCost | 0 | [6 empty] | 0.82193 | 0
LCP_Inputs_ON_Diverse_2023_04_03 | 2025 | H2 Import - WC | Import | Hydrogen | MI | Dispatch-Import | VOM | 0 | [6 empty] | 0.82193 | 0
LCP_Inputs_ON_Diverse_2023_04_03 | 2025 | H2 Import - WC | Import | Hydrogen | NY | Dispatch-Import | EmissionsCost | 0 | [6 empty] | 0.82193 | 0
LCP_Inputs_ON_Diverse_2023_04_03 | 2025 | H2 Import - WC | Import | Hydrogen | NY | Dispatch-Import | FuelCost | 0 | [6 empty] | 0.82193 | 0
LCP_Inputs_ON_Diverse_2023_04_03 | 2025 | H2 Import - WC | Import | Hydrogen | NY | Dispatch-Import | VOM | 0 | [6 empty] | 0.82193 | 0
LCP_Inputs_ON_Diverse_2023_04_03 | 2025 | H2 Import - WC | Import | Hydrogen | ON | Dispatch-Import | EmissionsCost | 0 | [6 empty] | 0.82193 | 0
LCP_Inputs_ON_Diverse_2023_04_03 | 2025 | H2 Import - WC | Import | Hydrogen | ON | Dispatch-Import | FuelCost | 0 | [6 empty] | 0.82193 | 0
LCP_Inputs_ON_Diverse_2023_04_03 | 2025 | H2 Import - WC | Import | Hydrogen | ON | Dispatch-Import | VOM | 0 | [6 empty] | 0.82193 | 0
LCP_Inputs_ON_Diverse_2023_04_03 | 2025 | H2 Import - WC | Import | Hydrogen | PJ | Dispatch-Import | EmissionsCost | 0 | [6 empty] | 0.82193 | 0
LCP_Inputs_ON_Diverse_2023_04_03 | 2025 | H2 Import - WC | Import | Hydrogen | PJ | Dispatch-Import | FuelCost | 0 | [6 empty] | 0.82193 | 0
LCP_Inputs_ON_Diverse_2023_04_03 | 2025 | H2 Import - WC | Import | Hydrogen | PJ | Dispatch-Import | VOM | 0 | [6 empty] | 0.82193 | 0
LCP_Inputs_ON_Diverse_2023_04_03 | 2025 | H2 Import - WC | Import | Hydrogen | QC | Dispatch-Import | EmissionsCost | 0 | [6 empty] | 0.82193 | 0
LCP_Inputs_ON_Diverse_2023_04_03 | 2025 | H2 Import - WC | Import | Hydrogen | QC | Dispatch-Import | FuelCost | 0 | [6 empty] | 0.82193 | 0
LCP_Inputs_ON_Diverse_2023_04_03 | 2025 | H2 Import - WC | Import | Hydrogen | QC | Dispatch-Import | VOM | 0 | [6 empty] | 0.82193 | 0
LCP_Inputs_ON_Diverse_2023_04_03 | 2025 | H2 Import - WC | Import | Hydrogen | WC | Dispatch-Import | EmissionsCost | 0 | [6 empty] | 0.82193 | 0
LCP_Inputs_ON_Diverse_2023_04_03 | 2025 | H2 Import - WC | Import | Hydrogen | WC | Dispatch-Import | FuelCost | 0 | [6 empty] | 0.82193 | 0
LCP_Inputs_ON_Diverse_2023_04_03 | 2025 | H2 Import - WC | Import | Hydrogen | WC | Dispatch-Import | VOM | 0 | [6 empty] | 0.82193 | 0
LCP_Inputs_ON_Diverse_2023_04_03 | 2025 | H2 Salt Cavern Storage - ON | Storage | Hydrogen | MI | Dispatch-Storage | EmissionsCost | 0 | [6 empty] | 0.82193 | 0
LCP_Inputs_ON_Diverse_2023_04_03 | 2025 | H2 Salt Cavern Storage - ON | Storage | Hydrogen | MI | Dispatch-Storage | FuelCost | 0 | [6 empty] | 0.82193 | 0
LCP_Inputs_ON_Diverse_2023_04_03 | 2025 | H2 Salt Cavern Storage - ON | Storage | Hydrogen | MI | Dispatch-Storage | VOM | 0 | [6 empty] | 0.82193 | 0
LCP_Inputs_ON_Diverse_2023_04_03 | 2025 | H2 Salt Cavern Storage - ON | Storage | Hydrogen | NY | Dispatch-Storage | EmissionsCost | 0 | [6 empty] | 0.82193 | 0
LCP_Inputs_ON_Diverse_2023_04_03 | 2025 | H2 Salt Cavern Storage - ON | Storage | Hydrogen | NY | Dispatch-Storage | FuelCost | 0 | [6 empty] | 0.82193 | 0
LCP_Inputs_ON_Diverse_2023_04_03 | 2025 | H2 Salt Cavern Storage - ON | Storage | Hydrogen | NY | Dispatch-Storage | VOM | 0 | [6 empty] | 0.82193 | 0
LCP_Inputs_ON_Diverse_2023_04_03 | 2025 | H2 Salt Cavern Storage - ON | Storage | Hydrogen | ON | Dispatch-Storage | EmissionsCost | 0 | [6 empty] | 0.82193 | 0
LCP_Inputs_ON_Diverse_2023_04_03 | 2025 | H2 Salt Cavern Storage - ON | Storage | Hydrogen | ON | Dispatch-Storage | FuelCost | 0 | [6 empty] | 0.82193 | 0
LCP_Inputs_ON_Diverse_2023_04_03 | 2025 | H2 Salt Cavern Storage - ON | Storage | Hydrogen | ON | Dispatch-Storage | VOM | 0 | [6 empty] | 0.82193 | 0
LCP_Inputs_ON_Diverse_2023_04_03 | 2025 | H2 Salt Cavern Storage - ON | Storage | Hydrogen | PJ | Dispatch-Storage | EmissionsCost | 0 | [6 empty] | 0.82193 | 0
LCP_Inputs_ON_Diverse_2023_04_03 | 2025 | H2 Salt Cavern Storage - ON | Storage | Hydrogen | PJ | Dispatch-Storage | FuelCost | 0 | [6 empty] | 0.82193 | 0
LCP_Inputs_ON_Diverse_2023_04_03 | 2025 | H2 Salt Cavern Storage - ON | Storage | Hydrogen | PJ | Dispatch-Storage | VOM | 0 | [6 empty] | 0.82193 | 0
LCP_Inputs_ON_Diverse_2023_04_03 | 2025 | H2 Salt Cavern Storage - ON | Storage | Hydrogen | QC | Dispatch-Storage | EmissionsCost | 0 | [6 empty] | 0.82193 | 0
LCP_Inputs_ON_Diverse_2023_04_03 | 2025 | H2 Salt Cavern Storage - ON | Storage | Hydrogen | QC | Dispatch-Storage | FuelCost | 0 | [6 empty] | 0.82193 | 0
LCP_Inputs_ON_Diverse_2023_04_03 | 2025 | H2 Salt Cavern Storage - ON | Storage | Hydrogen | QC | Dispatch-Storage | VOM | 0 | [6 empty] | 0.82193 | 0
LCP_Inputs_ON_Diverse_2023_04_03 | 2025 | H2 Salt Cavern Storage - ON | Storage | Hydrogen | WC | Dispatch-Storage | EmissionsCost | 0 | [6 empty] | 0.82193 | 0
LCP_Inputs_ON_Diverse_2023_04_03 | 2025 | H2 Salt Cavern Storage - ON | Storage | Hydrogen | WC | Dispatch-Storage | FuelCost | 0 | [6 empty] | 0.82193 | 0
LCP_Inputs_ON_Diverse_2023_04_03 | 2025 | H2 Salt Cavern Storage - ON | Storage | Hydrogen | WC | Dispatch-Storage | VOM | 0 | [6 empty] | 0.82193 | 0
LCP_Inputs_ON_Diverse_2023_04_03 | 2025 | Hydro | Generation | Electricity | MI | Dispatch-Generation | EmissionsCost | 0 | [6 empty] | 0.82193 | 0
LCP_Inputs_ON_Diverse_2023_04_03 | 2025 | Hydro | Generation | Electricity | MI | Dispatch-Generation | FuelCost | 0 | [6 empty] | 0.82193 | 0
LCP_Inputs_ON_Diverse_2023_04_03 | 2025 | Hydro | Generation | Electricity | MI | Dispatch-Generation | VOM | 0 | [6 empty] | 0.82193 | 0
LCP_Inputs_ON_Diverse_2023_04_03 | 2025 | Hydro | Generation | Electricity | NY | Dispatch-Generation | EmissionsCost | 0 | [6 empty] | 0.82193 | 0
LCP_Inputs_ON_Diverse_2023_04_03 | 2025 | Hydro | Generation | Electricity | NY | Dispatch-Generation | FuelCost | 0 | [6 empty] | 0.82193 | 0
LCP_Inputs_ON_Diverse_2023_04_03 | 2025 | Hydro | Generation | Electricity | NY | Dispatch-Generation | VOM | 0 | [6 empty] | 0.82193 | 0
LCP_Inputs_ON_Diverse_2023_04_03 | 2025 | Hydro | Generation | Electricity | ON | Dispatch-Generation | EmissionsCost | 0 | [6 empty] | 0.82193 | 0
LCP_Inputs_ON_Diverse_2023_04_03 | 2025 | Hydro | Generation | Electricity | ON | Dispatch-Generation | FuelCost | 0 | [6 empty] | 0.82193 | 0
LCP_Inputs_ON_Diverse_2023_04_03 | 2025 | Hydro | Generation | Electricity | ON | Dispatch-Generation | VOM | 0 | [6 empty] | 0.82193 | 0
LCP_Inputs_ON_Diverse_2023_04_03 | 2025 | Hydro | Generation | Electricity | PJ | Dispatch-Generation | EmissionsCost | 0 | [6 empty] | 0.82193 | 0
LCP_Inputs_ON_Diverse_2023_04_03 | 2025 | Hydro | Generation | Electricity | PJ | Dispatch-Generation | FuelCost | 0 | [6 empty] | 0.82193 | 0
LCP_Inputs_ON_Diverse_2023_04_03 | 2025 | Hydro | Generation | Electricity | PJ | Dispatch-Generation | VOM | 0 | [6 empty] | 0.82193 | 0
LCP_Inputs_ON_Diverse_2023_04_03 | 2025 | Hydro | Generation | Electricity | QC | Dispatch-Generation | EmissionsCost | 0 | [6 empty] | 0.82193 | 0
LCP_Inputs_ON_Diverse_2023_04_03 | 2025 | Hydro | Generation | Electricity | QC | Dispatch-Generation | FuelCost | 0 | [6 empty] | 0.82193 | 0
LCP_Inputs_ON_Diverse_2023_04_03 | 2025 | Hydro | Generation | Electricity | QC | Dispatch-Generation | VOM | 0 | [6 empty] | 0.82193 | 0
LCP_Inputs_ON_Diverse_2023_04_03 | 2025 | Hydro | Generation | Electricity | WC | Dispatch-Generation | EmissionsCost | 0 | [6 empty] | 0.82193 | 0
LCP_Inputs_ON_Diverse_2023_04_03 | 2025 | Hydro | Generation | Electricity | WC | Dispatch-Generation | FuelCost | 0 | [6 empty] | 0.82193 | 0
LCP_Inputs_ON_Diverse_2023_04_03 | 2025 | Hydro | Generation | Electricity | WC | Dispatch-Generation | VOM | 0 | [6 empty] | 0.82193 | 0
LCP_Inputs_ON_Diverse_2023_04_03 | 2025 | Hydro Pumped Storage | Storage | Electricity | MI | Dispatch-Storage | EmissionsCost | 0 | [6 empty] | 0.82193 | 0
LCP_Inputs_ON_Diverse_2023_04_03 | 2025 | Hydro Pumped Storage | Storage | Electricity | MI | Dispatch-Storage | FuelCost | 0 | [6 empty] | 0.82193 | 0
LCP_Inputs_ON_Diverse_2023_04_03 | 2025 | Hydro Pumped Storage | Storage | Electricity | MI | Dispatch-Storage | VOM | 0 | [6 empty] | 0.82193 | 0
LCP_Inputs_ON_Diverse_2023_04_03 | 2025 | Hydro Pumped Storage | Storage | Electricity | NY | Dispatch-Storage | EmissionsCost | 0 | [6 empty] | 0.82193 | 0
LCP_Inputs_ON_Diverse_2023_04_03 | 2025 | Hydro Pumped Storage | Storage | Electricity | NY | Dispatch-Storage | FuelCost | 0 | [6 empty] | 0.82193 | 0
LCP_Inputs_ON_Diverse_2023_04_03 | 2025 | Hydro Pumped Storage | Storage | Electricity | NY | Dispatch-Storage | VOM | 0 | [6 empty] | 0.82193 | 0
LCP_Inputs_ON_Diverse_2023_04_03 | 2025 | Hydro Pumped Storage | Storage | Electricity | ON | Dispatch-Storage | EmissionsCost | 0 | [6 empty] | 0.82193 | 0
LCP_Inputs_ON_Diverse_2023_04_03 | 2025 | Hydro Pumped Storage | Storage | Electricity | ON | Dispatch-Storage | FuelCost | 0 | [6 empty] | 0.82193 | 0
LCP_Inputs_ON_Diverse_2023_04_03 | 2025 | Hydro Pumped Storage | Storage | Electricity | ON | Dispatch-Storage | VOM | 0 | [6 empty] | 0.82193 | 0
LCP_Inputs_ON_Diverse_2023_04_03 | 2025 | Hydro Pumped Storage | Storage | Electricity | PJ | Dispatch-Storage | EmissionsCost | 0 | [6 empty] | 0.82193 | 0
LCP_Inputs_ON_Diverse_2023_04_03 | 2025 | Hydro Pumped Storage | Storage | Electricity | PJ | Dispatch-Storage | FuelCost | 0 | [6 empty] | 0.82193 | 0
LCP_Inputs_ON_Diverse_2023_04_03 | 2025 | Hydro Pumped Storage | Storage | Electricity | PJ | Dispatch-Storage | VOM | 0 | [6 empty] | 0.82193 | 0
LCP_Inputs_ON_Diverse_2023_04_03 | 2025 | Hydro Pumped Storage | Storage | Electricity | QC | Dispatch-Storage | EmissionsCost | 0 | [6 empty] | 0.82193 | 0
LCP_Inputs_ON_Diverse_2023_04_03 | 2025 | Hydro Pumped Storage | Storage | Electricity | QC | Dispatch-Storage | FuelCost | 0 | [6 empty] | 0.82193 | 0
LCP_Inputs_ON_Diverse_2023_04_03 | 2025 | Hydro Pumped Storage | Storage | Electricity | QC | Dispatch-Storage | VOM | 0 | [6 empty] | 0.82193 | 0
LCP_Inputs_ON_Diverse_2023_04_03 | 2025 | Hydro Pumped Storage | Storage | Electricity | WC | Dispatch-Storage | EmissionsCost | 0 | [6 empty] | 0.82193 | 0
LCP_Inputs_ON_Diverse_2023_04_03 | 2025 | Hydro Pumped Storage | Storage | Electricity | WC | Dispatch-Storage | FuelCost | 0 | [6 empty] | 0.82193 | 0
LCP_Inputs_ON_Diverse_2023_04_03 | 2025 | Hydro Pumped Storage | Storage | Electricity | WC | Dispatch-Storage | VOM | 0 | [6 empty] | 0.82193 | 0
LCP_Inputs_ON_Diverse_2023_04_03 | 2025 | Nuclear | Generation | Electricity | MI | Dispatch-Generation | EmissionsCost | 0 | [6 empty] | 0.82193 | 0
LCP_Inputs_ON_Diverse_2023_04_03 | 2025 | Nuclear | Generation | Electricity | MI | Dispatch-Generation | FuelCost | 0 | [6 empty] | 0.82193 | 0
LCP_Inputs_ON_Diverse_2023_04_03 | 2025 | Nuclear | Generation | Electricity | MI | Dispatch-Generation | VOM | 3301336446.912 | [6 empty] | 0.82193 | 2713457914.2496
LCP_Inputs_ON_Diverse_2023_04_03 | 2025 | Nuclear | Generation | Electricity | NY | Dispatch-Generation | EmissionsCost | 0 | [6 empty] | 0.82193 | 0
LCP_Inputs_ON_Diverse_2023_04_03 | 2025 | Nuclear | Generation | Electricity | NY | Dispatch-Generation | FuelCost | 0 | [6 empty] | 0.82193 | 0
LCP_Inputs_ON_Diverse_2023_04_03 | 2025 | Nuclear | Generation | Electricity | NY | Dispatch-Generation | VOM | 2246155230.144 | [6 empty] | 0.82193 | 1846175869.6446
LCP_Inputs_ON_Diverse_2023_04_03 | 2025 | Nuclear | Generation | Electricity | ON | Dispatch-Generation | EmissionsCost | 0 | [6 empty] | 0.82193 | 0
LCP_Inputs_ON_Diverse_2023_04_03 | 2025 | Nuclear | Generation | Electricity | ON | Dispatch-Generation | FuelCost | 0 | [6 empty] | 0.82193 | 0
LCP_Inputs_ON_Diverse_2023_04_03 | 2025 | Nuclear | Generation | Electricity | ON | Dispatch-Generation | VOM | 8790266640.96 | [6 empty] | 0.82193 | 7224958427.8475
LCP_Inputs_ON_Diverse_2023_04_03 | 2025 | Nuclear | Generation | Electricity | PJ | Dispatch-Generation | EmissionsCost | 0 | [6 empty] | 0.82193 | 0
LCP_Inputs_ON_Diverse_2023_04_03 | 2025 | Nuclear | Generation | Electricity | PJ | Dispatch-Generation | FuelCost | 0 | [6 empty] | 0.82193 | 0
LCP_Inputs_ON_Diverse_2023_04_03 | 2025 | Nuclear | Generation | Electricity | PJ | Dispatch-Generation | VOM | 9110487814.4448 | [6 empty] | 0.82193 | 7488156890.4929
LCP_Inputs_ON_Diverse_2023_04_03 | 2025 | Nuclear | Generation | Electricity | QC | Dispatch-Generation | EmissionsCost | 0 | [6 empty] | 0.82193 | 0
LCP_Inputs_ON_Diverse_2023_04_03 | 2025 | Nuclear | Generation | Electricity | QC | Dispatch-Generation | FuelCost | 0 | [6 empty] | 0.82193 | 0
LCP_Inputs_ON_Diverse_2023_04_03 | 2025 | Nuclear | Generation | Electricity | QC | Dispatch-Generation | VOM | 0 | [6 empty] | 0.82193 | 0
LCP_Inputs_ON_Diverse_2023_04_03 | 2025 | Nuclear | Generation | Electricity | WC | Dispatch-Generation | EmissionsCost | 0 | [6 empty] | 0.82193 | 0
LCP_Inputs_ON_Diverse_2023_04_03 | 2025 | Nuclear | Generation | Electricity | WC | Dispatch-Generation | FuelCost | 0 | [6 empty] | 0.82193 | 0
LCP_Inputs_ON_Diverse_2023_04_03 | 2025 | Nuclear | Generation | Electricity | WC | Dispatch-Generation | VOM | 0 | [6 empty] | 0.82193 | 0
LCP_Inputs_ON_Diverse_2023_04_03 | 2025 | Nuclear SMR | Generation | Electricity | MI | Dispatch-Generation | EmissionsCost | 0 | [6 empty] | 0.82193 | 0
LCP_Inputs_ON_Diverse_2023_04_03 | 2025 | Nuclear SMR | Generation | Electricity | MI | Dispatch-Generation | FuelCost | 0 | [6 empty] | 0.82193 | 0
LCP_Inputs_ON_Diverse_2023_04_03 | 2025 | Nuclear SMR | Generation | Electricity | MI | Dispatch-Generation | VOM | 0 | [6 empty] | 0.82193 | 0
LCP_Inputs_ON_Diverse_2023_04_03 | 2025 | Nuclear SMR | Generation | Electricity | NY | Dispatch-Generation | EmissionsCost | 0 | [6 empty] | 0.82193 | 0
LCP_Inputs_ON_Diverse_2023_04_03 | 2025 | Nuclear SMR | Generation | Electricity | NY | Dispatch-Generation | FuelCost | 0 | [6 empty] | 0.82193 | 0
LCP_Inputs_ON_Diverse_2023_04_03 | 2025 | Nuclear SMR | Generation | Electricity | NY | Dispatch-Generation | VOM | 0 | [6 empty] | 0.82193 | 0
LCP_Inputs_ON_Diverse_2023_04_03 | 2025 | Nuclear SMR | Generation | Electricity | ON | Dispatch-Generation | EmissionsCost | 0 | [6 empty] | 0.82193 | 0
LCP_Inputs_ON_Diverse_2023_04_03 | 2025 | Nuclear SMR | Generation | Electricity | ON | Dispatch-Generation | FuelCost | 0 | [6 empty] | 0.82193 | 0
LCP_Inputs_ON_Diverse_2023_04_03 | 2025 | Nuclear SMR | Generation | Electricity | ON | Dispatch-Generation | VOM | 0 | [6 empty] | 0.82193 | 0
LCP_Inputs_ON_Diverse_2023_04_03 | 2025 | Nuclear SMR | Generation | Electricity | PJ | Dispatch-Generation | EmissionsCost | 0 | [6 empty] | 0.82193 | 0
LCP_Inputs_ON_Diverse_2023_04_03 | 2025 | Nuclear SMR | Generation | Electricity | PJ | Dispatch-Generation | FuelCost | 0 | [6 empty] | 0.82193 | 0
LCP_Inputs_ON_Diverse_2023_04_03 | 2025 | Nuclear SMR | Generation | Electricity | PJ | Dispatch-Generation | VOM | 0 | [6 empty] | 0.82193 | 0
LCP_Inputs_ON_Diverse_2023_04_03 | 2025 | Nuclear SMR | Generation | Electricity | QC | Dispatch-Generation | EmissionsCost | 0 | [6 empty] | 0.82193 | 0
LCP_Inputs_ON_Diverse_2023_04_03 | 2025 | Nuclear SMR | Generation | Electricity | QC | Dispatch-Generation | FuelCost | 0 | [6 empty] | 0.82193 | 0
LCP_Inputs_ON_Diverse_2023_04_03 | 2025 | Nuclear SMR | Generation | Electricity | QC | Dispatch-Generation | VOM | 0 | [6 empty] | 0.82193 | 0
LCP_Inputs_ON_Diverse_2023_04_03 | 2025 | Nuclear SMR | Generation | Electricity | WC | Dispatch-Generation | EmissionsCost | 0 | [6 empty] | 0.82193 | 0
LCP_Inputs_ON_Diverse_2023_04_03 | 2025 | Nuclear SMR | Generation | Electricity | WC | Dispatch-Generation | FuelCost | 0 | [6 empty] | 0.82193 | 0
LCP_Inputs_ON_Diverse_2023_04_03 | 2025 | Nuclear SMR | Generation | Electricity | WC | Dispatch-Generation | VOM | 0 | [6 empty] | 0.82193 | 0
LCP_Inputs_ON_Diverse_2023_04_03 | 2025 | O/CCGT - CH4 Existing | Crossload | Electricity | MI | Dispatch-Crossload | EmissionsCost | 0 | [6 empty] | 0.82193 | 0
LCP_Inputs_ON_Diverse_2023_04_03 | 2025 | O/CCGT - CH4 Existing | Crossload | Electricity | MI | Dispatch-Crossload | FuelCost | 0 | [6 empty] | 0.82193 | 0
LCP_Inputs_ON_Diverse_2023_04_03 | 2025 | O/CCGT - CH4 Existing | Crossload | Electricity | MI | Dispatch-Crossload | VOM | 0 | [6 empty] | 0.82193 | 0
LCP_Inputs_ON_Diverse_2023_04_03 | 2025 | O/CCGT - CH4 Existing | Crossload | Electricity | NY | Dispatch-Crossload | EmissionsCost | 0 | [6 empty] | 0.82193 | 0
LCP_Inputs_ON_Diverse_2023_04_03 | 2025 | O/CCGT - CH4 Existing | Crossload | Electricity | NY | Dispatch-Crossload | FuelCost | 0 | [6 empty] | 0.82193 | 0
LCP_Inputs_ON_Diverse_2023_04_03 | 2025 | O/CCGT - CH4 Existing | Crossload | Electricity | NY | Dispatch-Crossload | VOM | 0 | [6 empty] | 0.82193 | 0
LCP_Inputs_ON_Diverse_2023_04_03 | 2025 | O/CCGT - CH4 Existing | Crossload | Electricity | ON | Dispatch-Crossload | EmissionsCost | 0 | [6 empty] | 0.82193 | 0
LCP_Inputs_ON_Diverse_2023_04_03 | 2025 | O/CCGT - CH4 Existing | Crossload | Electricity | ON | Dispatch-Crossload | FuelCost | 0 | [6 empty] | 0.82193 | 0
LCP_Inputs_ON_Diverse_2023_04_03 | 2025 | O/CCGT - CH4 Existing | Crossload | Electricity | ON | Dispatch-Crossload | VOM | 0 | [6 empty] | 0.82193 | 0
LCP_Inputs_ON_Diverse_2023_04_03 | 2025 | O/CCGT - CH4 Existing | Crossload | Electricity | PJ | Dispatch-Crossload | EmissionsCost | 0 | [6 empty] | 0.82193 | 0
LCP_Inputs_ON_Diverse_2023_04_03 | 2025 | O/CCGT - CH4 Existing | Crossload | Electricity | PJ | Dispatch-Crossload | FuelCost | 0 | [6 empty] | 0.82193 | 0
LCP_Inputs_ON_Diverse_2023_04_03 | 2025 | O/CCGT - CH4 Existing | Crossload | Electricity | PJ | Dispatch-Crossload | VOM | 0 | [6 empty] | 0.82193 | 0
LCP_Inputs_ON_Diverse_2023_04_03 | 2025 | O/CCGT - CH4 Existing | Crossload | Electricity | QC | Dispatch-Crossload | EmissionsCost | 0 | [6 empty] | 0.82193 | 0
LCP_Inputs_ON_Diverse_2023_04_03 | 2025 | O/CCGT - CH4 Existing | Crossload | Electricity | QC | Dispatch-Crossload | FuelCost | 0 | [6 empty] | 0.82193 | 0
LCP_Inputs_ON_Diverse_2023_04_03 | 2025 | O/CCGT - CH4 Existing | Crossload | Electricity | QC | Dispatch-Crossload | VOM | 0 | [6 empty] | 0.82193 | 0
LCP_Inputs_ON_Diverse_2023_04_03 | 2025 | O/CCGT - CH4 Existing | Crossload | Electricity | WC | Dispatch-Crossload | EmissionsCost | 0 | [6 empty] | 0.82193 | 0
LCP_Inputs_ON_Diverse_2023_04_03 | 2025 | O/CCGT - CH4 Existing | Crossload | Electricity | WC | Dispatch-Crossload | FuelCost | 0 | [6 empty] | 0.82193 | 0
LCP_Inputs_ON_Diverse_2023_04_03 | 2025 | O/CCGT - CH4 Existing | Crossload | Electricity | WC | Dispatch-Crossload | VOM | 0 | [6 empty] | 0.82193 | 0
LCP_Inputs_ON_Diverse_2023_04_03 | 2025 | O/CCGT - CH4 New | Crossload | Electricity | MI | Dispatch-Crossload | EmissionsCost | 0 | [6 empty] | 0.82193 | 0
LCP_Inputs_ON_Diverse_2023_04_03 | 2025 | O/CCGT - CH4 New | Crossload | Electricity | MI | Dispatch-Crossload | FuelCost | 0 | [6 empty] | 0.82193 | 0
LCP_Inputs_ON_Diverse_2023_04_03 | 2025 | O/CCGT - CH4 New | Crossload | Electricity | MI | Dispatch-Crossload | VOM | 0 | [6 empty] | 0.82193 | 0
LCP_Inputs_ON_Diverse_2023_04_03 | 2025 | O/CCGT - CH4 New | Crossload | Electricity | NY | Dispatch-Crossload | EmissionsCost | 0 | [6 empty] | 0.82193 | 0
LCP_Inputs_ON_Diverse_2023_04_03 | 2025 | O/CCGT - CH4 New | Crossload | Electricity | NY | Dispatch-Crossload | FuelCost | 0 | [6 empty] | 0.82193 | 0
LCP_Inputs_ON_Diverse_2023_04_03 | 2025 | O/CCGT - CH4 New | Crossload | Electricity | NY | Dispatch-Crossload | VOM | 0 | [6 empty] | 0.82193 | 0
LCP_Inputs_ON_Diverse_2023_04_03 | 2025 | O/CCGT - CH4 New | Crossload | Electricity | ON | Dispatch-Crossload | EmissionsCost | 0 | [6 empty] | 0.82193 | 0
LCP_Inputs_ON_Diverse_2023_04_03 | 2025 | O/CCGT - CH4 New | Crossload | Electricity | ON | Dispatch-Crossload | FuelCost | 0 | [6 empty] | 0.82193 | 0
LCP_Inputs_ON_Diverse_2023_04_03 | 2025 | O/CCGT - CH4 New | Crossload | Electricity | ON | Dispatch-Crossload | VOM | 0 | [6 empty] | 0.82193 | 0
LCP_Inputs_ON_Diverse_2023_04_03 | 2025 | O/CCGT - CH4 New | Crossload | Electricity | PJ | Dispatch-Crossload | EmissionsCost | 0 | [6 empty] | 0.82193 | 0
LCP_Inputs_ON_Diverse_2023_04_03 | 2025 | O/CCGT - CH4 New | Crossload | Electricity | PJ | Dispatch-Crossload | FuelCost | 0 | [6 empty] | 0.82193 | 0
LCP_Inputs_ON_Diverse_2023_04_03 | 2025 | O/CCGT - CH4 New | Crossload | Electricity | PJ | Dispatch-Crossload | VOM | 0 | [6 empty] | 0.82193 | 0
LCP_Inputs_ON_Diverse_2023_04_03 | 2025 | O/CCGT - CH4 New | Crossload | Electricity | QC | Dispatch-Crossload | EmissionsCost | 0 | [6 empty] | 0.82193 | 0
LCP_Inputs_ON_Diverse_2023_04_03 | 2025 | O/CCGT - CH4 New | Crossload | Electricity | QC | Dispatch-Crossload | FuelCost | 0 | [6 empty] | 0.82193 | 0
LCP_Inputs_ON_Diverse_2023_04_03 | 2025 | O/CCGT - CH4 New | Crossload | Electricity | QC | Dispatch-Crossload | VOM | 0 | [6 empty] | 0.82193 | 0
LCP_Inputs_ON_Diverse_2023_04_03 | 2025 | O/CCGT - CH4 New | Crossload | Electricity | WC | Dispatch-Crossload | EmissionsCost | 0 | [6 empty] | 0.82193 | 0
LCP_Inputs_ON_Diverse_2023_04_03 | 2025 | O/CCGT - CH4 New | Crossload | Electricity | WC | Dispatch-Crossload | FuelCost | 0 | [6 empty] | 0.82193 | 0
LCP_Inputs_ON_Diverse_2023_04_03 | 2025 | O/CCGT - CH4 New | Crossload | Electricity | WC | Dispatch-Crossload | VOM | 0 | [6 empty] | 0.82193 | 0
LCP_Inputs_ON_Diverse_2023_04_03 | 2025 | O/CCGT - H2 New | Crossload | Electricity | MI | Dispatch-Crossload | EmissionsCost | 0 | [6 empty] | 0.82193 | 0
LCP_Inputs_ON_Diverse_2023_04_03 | 2025 | O/CCGT - H2 New | Crossload | Electricity | MI | Dispatch-Crossload | FuelCost | 0 | [6 empty] | 0.82193 | 0
LCP_Inputs_ON_Diverse_2023_04_03 | 2025 | O/CCGT - H2 New | Crossload | Electricity | MI | Dispatch-Crossload | VOM | 0 | [6 empty] | 0.82193 | 0
LCP_Inputs_ON_Diverse_2023_04_03 | 2025 | O/CCGT - H2 New | Crossload | Electricity | NY | Dispatch-Crossload | EmissionsCost | 0 | [6 empty] | 0.82193 | 0
LCP_Inputs_ON_Diverse_2023_04_03 | 2025 | O/CCGT - H2 New | Crossload | Electricity | NY | Dispatch-Crossload | FuelCost | 0 | [6 empty] | 0.82193 | 0
LCP_Inputs_ON_Diverse_2023_04_03 | 2025 | O/CCGT - H2 New | Crossload | Electricity | NY | Dispatch-Crossload | VOM | 0 | [6 empty] | 0.82193 | 0
LCP_Inputs_ON_Diverse_2023_04_03 | 2025 | O/CCGT - H2 New | Crossload | Electricity | ON | Dispatch-Crossload | EmissionsCost | 0 | [6 empty] | 0.82193 | 0
LCP_Inputs_ON_Diverse_2023_04_03 | 2025 | O/CCGT - H2 New | Crossload | Electricity | ON | Dispatch-Crossload | FuelCost | 0 | [6 empty] | 0.82193 | 0
LCP_Inputs_ON_Diverse_2023_04_03 | 2025 | O/CCGT - H2 New | Crossload | Electricity | ON | Dispatch-Crossload | VOM | 0 | [6 empty] | 0.82193 | 0
LCP_Inputs_ON_Diverse_2023_04_03 | 2025 | O/CCGT - H2 New | Crossload | Electricity | PJ | Dispatch-Crossload | EmissionsCost | 0 | [6 empty] | 0.82193 | 0
LCP_Inputs_ON_Diverse_2023_04_03 | 2025 | O/CCGT - H2 New | Crossload | Electricity | PJ | Dispatch-Crossload | FuelCost | 0 | [6 empty] | 0.82193 | 0
LCP_Inputs_ON_Diverse_2023_04_03 | 2025 | O/CCGT - H2 New | Crossload | Electricity | PJ | Dispatch-Crossload | VOM | 0 | [6 empty] | 0.82193 | 0
LCP_Inputs_ON_Diverse_2023_04_03 | 2025 | O/CCGT - H2 New | Crossload | Electricity | QC | Dispatch-Crossload | EmissionsCost | 0 | [6 empty] | 0.82193 | 0
LCP_Inputs_ON_Diverse_2023_04_03 | 2025 | O/CCGT - H2 New | Crossload | Electricity | QC | Dispatch-Crossload | FuelCost | 0 | [6 empty] | 0.82193 | 0
LCP_Inputs_ON_Diverse_2023_04_03 | 2025 | O/CCGT - H2 New | Crossload | Electricity | QC | Dispatch-Crossload | VOM | 0 | [6 empty] | 0.82193 | 0
LCP_Inputs_ON_Diverse_2023_04_03 | 2025 | O/CCGT - H2 New | Crossload | Electricity | WC | Dispatch-Crossload | EmissionsCost | 0 | [6 empty] | 0.82193 | 0
LCP_Inputs_ON_Diverse_2023_04_03 | 2025 | O/CCGT - H2 New | Crossload | Electricity | WC | Dispatch-Crossload | FuelCost | 0 | [6 empty] | 0.82193 | 0
LCP_Inputs_ON_Diverse_2023_04_03 | 2025 | O/CCGT - H2 New | Crossload | Electricity | WC | Dispatch-Crossload | VOM | 0 | [6 empty] | 0.82193 | 0
LCP_Inputs_ON_Diverse_2023_04_03 | 2025 | SMR CCS | Crossload | Hydrogen | MI | Dispatch-Crossload | EmissionsCost | 0 | [6 empty] | 0.82193 | 0
LCP_Inputs_ON_Diverse_2023_04_03 | 2025 | SMR CCS | Crossload | Hydrogen | MI | Dispatch-Crossload | FuelCost | 0 | [6 empty] | 0.82193 | 0
LCP_Inputs_ON_Diverse_2023_04_03 | 2025 | SMR CCS | Crossload | Hydrogen | MI | Dispatch-Crossload | VOM | 0 | [6 empty] | 0.82193 | 0
LCP_Inputs_ON_Diverse_2023_04_03 | 2025 | SMR CCS | Crossload | Hydrogen | NY | Dispatch-Crossload | EmissionsCost | 0 | [6 empty] | 0.82193 | 0
LCP_Inputs_ON_Diverse_2023_04_03 | 2025 | SMR CCS | Crossload | Hydrogen | NY | Dispatch-Crossload | FuelCost | 0 | [6 empty] | 0.82193 | 0
LCP_Inputs_ON_Diverse_2023_04_03 | 2025 | SMR CCS | Crossload | Hydrogen | NY | Dispatch-Crossload | VOM | 0 | [6 empty] | 0.82193 | 0
LCP_Inputs_ON_Diverse_2023_04_03 | 2025 | SMR CCS | Crossload | Hydrogen | ON | Dispatch-Crossload | EmissionsCost | 0 | [6 empty] | 0.82193 | 0
LCP_Inputs_ON_Diverse_2023_04_03 | 2025 | SMR CCS | Crossload | Hydrogen | ON | Dispatch-Crossload | FuelCost | 0 | [6 empty] | 0.82193 | 0
LCP_Inputs_ON_Diverse_2023_04_03 | 2025 | SMR CCS | Crossload | Hydrogen | ON | Dispatch-Crossload | VOM | 0 | [6 empty] | 0.82193 | 0
LCP_Inputs_ON_Diverse_2023_04_03 | 2025 | SMR CCS | Crossload | Hydrogen | PJ | Dispatch-Crossload | EmissionsCost | 0 | [6 empty] | 0.82193 | 0
LCP_Inputs_ON_Diverse_2023_04_03 | 2025 | SMR CCS | Crossload | Hydrogen | PJ | Dispatch-Crossload | FuelCost | 0 | [6 empty] | 0.82193 | 0
LCP_Inputs_ON_Diverse_2023_04_03 | 2025 | SMR CCS | Crossload | Hydrogen | PJ | Dispatch-Crossload | VOM | 0 | [6 empty] | 0.82193 | 0
LCP_Inputs_ON_Diverse_2023_04_03 | 2025 | SMR CCS | Crossload | Hydrogen | QC | Dispatch-Crossload | EmissionsCost | 0 | [6 empty] | 0.82193 | 0
LCP_Inputs_ON_Diverse_2023_04_03 | 2025 | SMR CCS | Crossload | Hydrogen | QC | Dispatch-Crossload | FuelCost | 0 | [6 empty] | 0.82193 | 0
LCP_Inputs_ON_Diverse_2023_04_03 | 2025 | SMR CCS | Crossload | Hydrogen | QC | Dispatch-Crossload | VOM | 0 | [6 empty] | 0.82193 | 0
LCP_Inputs_ON_Diverse_2023_04_03 | 2025 | SMR CCS | Crossload | Hydrogen | WC | Dispatch-Crossload | EmissionsCost | 0 | [6 empty] | 0.82193 | 0
LCP_Inputs_ON_Diverse_2023_04_03 | 2025 | SMR CCS | Crossload | Hydrogen | WC | Dispatch-Crossload | FuelCost | 0 | [6 empty] | 0.82193 | 0
LCP_Inputs_ON_Diverse_2023_04_03 | 2025 | SMR CCS | Crossload | Hydrogen | WC | Dispatch-Crossload | VOM | 0 | [6 empty] | 0.82193 | 0
LCP_Inputs_ON_Diverse_2023_04_03 | 2025 | Solar PV | Generation | Electricity | MI | Dispatch-Generation | EmissionsCost | 0 | [6 empty] | 0.82193 | 0
LCP_Inputs_ON_Diverse_2023_04_03 | 2025 | Solar PV | Generation | Electricity | MI | Dispatch-Generation | FuelCost | 0 | [6 empty] | 0.82193 | 0
LCP_Inputs_ON_Diverse_2023_04_03 | 2025 | Solar PV | Generation | Electricity | MI | Dispatch-Generation | VOM | 0 | [6 empty] | 0.82193 | 0
LCP_Inputs_ON_Diverse_2023_04_03 | 2025 | Solar PV | Generation | Electricity | NY | Dispatch-Generation | EmissionsCost | 0 | [6 empty] | 0.82193 | 0
LCP_Inputs_ON_Diverse_2023_04_03 | 2025 | Solar PV | Generation | Electricity | NY | Dispatch-Generation | FuelCost | 0 | [6 empty] | 0.82193 | 0
LCP_Inputs_ON_Diverse_2023_04_03 | 2025 | Solar PV | Generation | Electricity | NY | Dispatch-Generation | VOM | 0 | [6 empty] | 0.82193 | 0
LCP_Inputs_ON_Diverse_2023_04_03 | 2025 | Solar PV | Generation | Electricity | ON | Dispatch-Generation | EmissionsCost | 0 | [6 empty] | 0.82193 | 0
LCP_Inputs_ON_Diverse_2023_04_03 | 2025 | Solar PV | Generation | Electricity | ON | Dispatch-Generation | FuelCost | 0 | [6 empty] | 0.82193 | 0
LCP_Inputs_ON_Diverse_2023_04_03 | 2025 | Solar PV | Generation | Electricity | ON | Dispatch-Generation | VOM | 0 | [6 empty] | 0.82193 | 0
LCP_Inputs_ON_Diverse_2023_04_03 | 2025 | Solar PV | Generation | Electricity | PJ | Dispatch-Generation | EmissionsCost | 0 | [6 empty] | 0.82193 | 0
LCP_Inputs_ON_Diverse_2023_04_03 | 2025 | Solar PV | Generation | Electricity | PJ | Dispatch-Generation | FuelCost | 0 | [6 empty] | 0.82193 | 0
LCP_Inputs_ON_Diverse_2023_04_03 | 2025 | Solar PV | Generation | Electricity | PJ | Dispatch-Generation | VOM | 0 | [6 empty] | 0.82193 | 0
LCP_Inputs_ON_Diverse_2023_04_03 | 2025 | Solar PV | Generation | Electricity | QC | Dispatch-Generation | EmissionsCost | 0 | [6 empty] | 0.82193 | 0
LCP_Inputs_ON_Diverse_2023_04_03 | 2025 | Solar PV | Generation | Electricity | QC | Dispatch-Generation | FuelCost | 0 | [6 empty] | 0.82193 | 0
LCP_Inputs_ON_Diverse_2023_04_03 | 2025 | Solar PV | Generation | Electricity | QC | Dispatch-Generation | VOM | 0 | [6 empty] | 0.82193 | 0
LCP_Inputs_ON_Diverse_2023_04_03 | 2025 | Solar PV | Generation | Electricity | WC | Dispatch-Generation | EmissionsCost | 0 | [6 empty] | 0.82193 | 0
LCP_Inputs_ON_Diverse_2023_04_03 | 2025 | Solar PV | Generation | Electricity | WC | Dispatch-Generation | FuelCost | 0 | [6 empty] | 0.82193 | 0
LCP_Inputs_ON_Diverse_2023_04_03 | 2025 | Solar PV | Generation | Electricity | WC | Dispatch-Generation | VOM | 0 | [6 empty] | 0.82193 | 0
LCP_Inputs_ON_Diverse_2023_04_03 | 2025 | Wind Offshore | Generation | Electricity | MI | Dispatch-Generation | EmissionsCost | 0 | [6 empty] | 0.82193 | 0
LCP_Inputs_ON_Diverse_2023_04_03 | 2025 | Wind Offshore | Generation | Electricity | MI | Dispatch-Generation | FuelCost | 0 | [6 empty] | 0.82193 | 0
LCP_Inputs_ON_Diverse_2023_04_03 | 2025 | Wind Offshore | Generation | Electricity | MI | Dispatch-Generation | VOM | 0 | [6 empty] | 0.82193 | 0
LCP_Inputs_ON_Diverse_2023_04_03 | 2025 | Wind Offshore | Generation | Electricity | NY | Dispatch-Generation | EmissionsCost | 0 | [6 empty] | 0.82193 | 0
LCP_Inputs_ON_Diverse_2023_04_03 | 2025 | Wind Offshore | Generation | Electricity | NY | Dispatch-Generation | FuelCost | 0 | [6 empty] | 0.82193 | 0
LCP_Inputs_ON_Diverse_2023_04_03 | 2025 | Wind Offshore | Generation | Electricity | NY | Dispatch-Generation | VOM | 0 | [6 empty] | 0.82193 | 0
LCP_Inputs_ON_Diverse_2023_04_03 | 2025 | Wind Offshore | Generation | Electricity | ON | Dispatch-Generation | EmissionsCost | 0 | [6 empty] | 0.82193 | 0
LCP_Inputs_ON_Diverse_2023_04_03 | 2025 | Wind Offshore | Generation | Electricity | ON | Dispatch-Generation | FuelCost | 0 | [6 empty] | 0.82193 | 0
LCP_Inputs_ON_Diverse_2023_04_03 | 2025 | Wind Offshore | Generation | Electricity | ON | Dispatch-Generation | VOM | 0 | [6 empty] | 0.82193 | 0
LCP_Inputs_ON_Diverse_2023_04_03 | 2025 | Wind Offshore | Generation | Electricity | PJ | Dispatch-Generation | EmissionsCost | 0 | [6 empty] | 0.82193 | 0
LCP_Inputs_ON_Diverse_2023_04_03 | 2025 | Wind Offshore | Generation | Electricity | PJ | Dispatch-Generation | FuelCost | 0 | [6 empty] | 0.82193 | 0
LCP_Inputs_ON_Diverse_2023_04_03 | 2025 | Wind Offshore | Generation | Electricity | PJ | Dispatch-Generation | VOM | 0 | [6 empty] | 0.82193 | 0
LCP_Inputs_ON_Diverse_2023_04_03 | 2025 | Wind Offshore | Generation | Electricity | QC | Dispatch-Generation | EmissionsCost | 0 | [6 empty] | 0.82193 | 0
LCP_Inputs_ON_Diverse_2023_04_03 | 2025 | Wind Offshore | Generation | Electricity | QC | Dispatch-Generation | FuelCost | 0 | [6 empty] | 0.82193 | 0
LCP_Inputs_ON_Diverse_2023_04_03 | 2025 | Wind Offshore | Generation | Electricity | QC | Dispatch-Generation | VOM | 0 | [6 empty] | 0.82193 | 0
LCP_Inputs_ON_Diverse_2023_04_03 | 2025 | Wind Offshore | Generation | Electricity | WC | Dispatch-Generation | EmissionsCost | 0 | [6 empty] | 0.82193 | 0
LCP_Inputs_ON_Diverse_2023_04_03 | 2025 | Wind Offshore | Generation | Electricity | WC | Dispatch-Generation | FuelCost | 0 | [6 empty] | 0.82193 | 0
LCP_Inputs_ON_Diverse_2023_04_03 | 2025 | Wind Offshore | Generation | Electricity | WC | Dispatch-Generation | VOM | 0 | [6 empty] | 0.82193 | 0
LCP_Inputs_ON_Diverse_2023_04_03 | 2025 | Wind Onshore | Generation | Electricity | MI | Dispatch-Generation | EmissionsCost | 0 | [6 empty] | 0.82193 | 0
LCP_Inputs_ON_Diverse_2023_04_03 | 2025 | Wind Onshore | Generation | Electricity | MI | Dispatch-Generation | FuelCost | 0 | [6 empty] | 0.82193 | 0
LCP_Inputs_ON_Diverse_2023_04_03 | 2025 | Wind Onshore | Generation | Electricity | MI | Dispatch-Generation | VOM | 0 | [6 empty] | 0.82193 | 0
LCP_Inputs_ON_Diverse_2023_04_03 | 2025 | Wind Onshore | Generation | Electricity | NY | Dispatch-Generation | EmissionsCost | 0 | [6 empty] | 0.82193 | 0
LCP_Inputs_ON_Diverse_2023_04_03 | 2025 | Wind Onshore | Generation | Electricity | NY | Dispatch-Generation | FuelCost | 0 | [6 empty] | 0.82193 | 0
LCP_Inputs_ON_Diverse_2023_04_03 | 2025 | Wind Onshore | Generation | Electricity | NY | Dispatch-Generation | VOM | 0 | [6 empty] | 0.82193 | 0
LCP_Inputs_ON_Diverse_2023_04_03 | 2025 | Wind Onshore | Generation | Electricity | ON | Dispatch-Generation | EmissionsCost | 0 | [6 empty] | 0.82193 | 0
LCP_Inputs_ON_Diverse_2023_04_03 | 2025 | Wind Onshore | Generation | Electricity | ON | Dispatch-Generation | FuelCost | 0 | [6 empty] | 0.82193 | 0
LCP_Inputs_ON_Diverse_2023_04_03 | 2025 | Wind Onshore | Generation | Electricity | ON | Dispatch-Generation | VOM | 0 | [6 empty] | 0.82193 | 0
LCP_Inputs_ON_Diverse_2023_04_03 | 2025 | Wind Onshore | Generation | Electricity | PJ | Dispatch-Generation | EmissionsCost | 0 | [6 empty] | 0.82193 | 0
LCP_Inputs_ON_Diverse_2023_04_03 | 2025 | Wind Onshore | Generation | Electricity | PJ | Dispatch-Generation | FuelCost | 0 | [6 empty] | 0.82193 | 0
LCP_Inputs_ON_Diverse_2023_04_03 | 2025 | Wind Onshore | Generation | Electricity | PJ | Dispatch-Generation | VOM | 0 | [6 empty] | 0.82193 | 0
LCP_Inputs_ON_Diverse_2023_04_03 | 2025 | Wind Onshore | Generation | Electricity | QC | Dispatch-Generation | EmissionsCost | 0 | [6 empty] | 0.82193 | 0
LCP_Inputs_ON_Diverse_2023_04_03 | 2025 | Wind Onshore | Generation | Electricity | QC | Dispatch-Generation | FuelCost | 0 | [6 empty] | 0.82193 | 0
LCP_Inputs_ON_Diverse_2023_04_03 | 2025 | Wind Onshore | Generation | Electricity | QC | Dispatch-Generation | VOM | 0 | [6 empty] | 0.82193 | 0
LCP_Inputs_ON_Diverse_2023_04_03 | 2025 | Wind Onshore | Generation | Electricity | WC | Dispatch-Generation | EmissionsCost | 0 | [6 empty] | 0.82193 | 0
LCP_Inputs_ON_Diverse_2023_04_03 | 2025 | Wind Onshore | Generation | Electricity | WC | Dispatch-Generation | FuelCost | 0 | [6 empty] | 0.82193 | 0
LCP_Inputs_ON_Diverse_2023_04_03 | 2025 | Wind Onshore | Generation | Electricity | WC | Dispatch-Generation | VOM | 0 | [6 empty] | 0.82193 | 0
LCP_Inputs_ON_Diverse_2023_04_03 | 2026 | Anaerobic Digestion | Generation | Methane | MI | Dispatch-Generation | EmissionsCost | 0 | [6 empty] | 0.79031 | 0
LCP_Inputs_ON_Diverse_2023_04_03 | 2026 | Anaerobic Digestion | Generation | Methane | MI | Dispatch-Generation | FuelCost | 0 | [6 empty] | 0.79031 | 0
LCP_Inputs_ON_Diverse_2023_04_03 | 2026 | Anaerobic Digestion | Generation | Methane | MI | Dispatch-Generation | VOM | 0 | [6 empty] | 0.79031 | 0
LCP_Inputs_ON_Diverse_2023_04_03 | 2026 | Anaerobic Digestion | Generation | Methane | NY | Dispatch-Generation | EmissionsCost | 0 | [6 empty] | 0.79031 | 0
LCP_Inputs_ON_Diverse_2023_04_03 | 2026 | Anaerobic Digestion | Generation | Methane | NY | Dispatch-Generation | FuelCost | 0 | [6 empty] | 0.79031 | 0
LCP_Inputs_ON_Diverse_2023_04_03 | 2026 | Anaerobic Digestion | Generation | Methane | NY | Dispatch-Generation | VOM | 0 | [6 empty] | 0.79031 | 0
LCP_Inputs_ON_Diverse_2023_04_03 | 2026 | Anaerobic Digestion | Generation | Methane | ON | Dispatch-Generation | EmissionsCost | 0 | [6 empty] | 0.79031 | 0
LCP_Inputs_ON_Diverse_2023_04_03 | 2026 | Anaerobic Digestion | Generation | Methane | ON | Dispatch-Generation | FuelCost | 0 | [6 empty] | 0.79031 | 0
LCP_Inputs_ON_Diverse_2023_04_03 | 2026 | Anaerobic Digestion | Generation | Methane | ON | Dispatch-Generation | VOM | 0 | [6 empty] | 0.79031 | 0
LCP_Inputs_ON_Diverse_2023_04_03 | 2026 | Anaerobic Digestion | Generation | Methane | PJ | Dispatch-Generation | EmissionsCost | 0 | [6 empty] | 0.79031 | 0
LCP_Inputs_ON_Diverse_2023_04_03 | 2026 | Anaerobic Digestion | Generation | Methane | PJ | Dispatch-Generation | FuelCost | 0 | [6 empty] | 0.79031 | 0
LCP_Inputs_ON_Diverse_2023_04_03 | 2026 | Anaerobic Digestion | Generation | Methane | PJ | Dispatch-Generation | VOM | 0 | [6 empty] | 0.79031 | 0
LCP_Inputs_ON_Diverse_2023_04_03 | 2026 | Anaerobic Digestion | Generation | Methane | QC | Dispatch-Generation | EmissionsCost | 0 | [6 empty] | 0.79031 | 0
LCP_Inputs_ON_Diverse_2023_04_03 | 2026 | Anaerobic Digestion | Generation | Methane | QC | Dispatch-Generation | FuelCost | 0 | [6 empty] | 0.79031 | 0
LCP_Inputs_ON_Diverse_2023_04_03 | 2026 | Anaerobic Digestion | Generation | Methane | QC | Dispatch-Generation | VOM | 0 | [6 empty] | 0.79031 | 0
LCP_Inputs_ON_Diverse_2023_04_03 | 2026 | Anaerobic Digestion | Generation | Methane | WC | Dispatch-Generation | EmissionsCost | 0 | [6 empty] | 0.79031 | 0
LCP_Inputs_ON_Diverse_2023_04_03 | 2026 | Anaerobic Digestion | Generation | Methane | WC | Dispatch-Generation | FuelCost | 0 | [6 empty] | 0.79031 | 0
LCP_Inputs_ON_Diverse_2023_04_03 | 2026 | Anaerobic Digestion | Generation | Methane | WC | Dispatch-Generation | VOM | 0 | [6 empty] | 0.79031 | 0
LCP_Inputs_ON_Diverse_2023_04_03 | 2026 | Battery Storage | Storage | Electricity | MI | Dispatch-Storage | EmissionsCost | 0 | [6 empty] | 0.79031 | 0
LCP_Inputs_ON_Diverse_2023_04_03 | 2026 | Battery Storage | Storage | Electricity | MI | Dispatch-Storage | FuelCost | 0 | [6 empty] | 0.79031 | 0
LCP_Inputs_ON_Diverse_2023_04_03 | 2026 | Battery Storage | Storage | Electricity | MI | Dispatch-Storage | VOM | 0 | [6 empty] | 0.79031 | 0
LCP_Inputs_ON_Diverse_2023_04_03 | 2026 | Battery Storage | Storage | Electricity | NY | Dispatch-Storage | EmissionsCost | 0 | [6 empty] | 0.79031 | 0
LCP_Inputs_ON_Diverse_2023_04_03 | 2026 | Battery Storage | Storage | Electricity | NY | Dispatch-Storage | FuelCost | 0 | [6 empty] | 0.79031 | 0
LCP_Inputs_ON_Diverse_2023_04_03 | 2026 | Battery Storage | Storage | Electricity | NY | Dispatch-Storage | VOM | 0 | [6 empty] | 0.79031 | 0
LCP_Inputs_ON_Diverse_2023_04_03 | 2026 | Battery Storage | Storage | Electricity | ON | Dispatch-Storage | EmissionsCost | 0 | [6 empty] | 0.79031 | 0
LCP_Inputs_ON_Diverse_2023_04_03 | 2026 | Battery Storage | Storage | Electricity | ON | Dispatch-Storage | FuelCost | 0 | [6 empty] | 0.79031 | 0
LCP_Inputs_ON_Diverse_2023_04_03 | 2026 | Battery Storage | Storage | Electricity | ON | Dispatch-Storage | VOM | 0 | [6 empty] | 0.79031 | 0
LCP_Inputs_ON_Diverse_2023_04_03 | 2026 | Battery Storage | Storage | Electricity | PJ | Dispatch-Storage | EmissionsCost | 0 | [6 empty] | 0.79031 | 0
LCP_Inputs_ON_Diverse_2023_04_03 | 2026 | Battery Storage | Storage | Electricity | PJ | Dispatch-Storage | FuelCost | 0 | [6 empty] | 0.79031 | 0
LCP_Inputs_ON_Diverse_2023_04_03 | 2026 | Battery Storage | Storage | Electricity | PJ | Dispatch-Storage | VOM | 0 | [6 empty] | 0.79031 | 0
LCP_Inputs_ON_Diverse_2023_04_03 | 2026 | Battery Storage | Storage | Electricity | QC | Dispatch-Storage | EmissionsCost | 0 | [6 empty] | 0.79031 | 0
LCP_Inputs_ON_Diverse_2023_04_03 | 2026 | Battery Storage | Storage | Electricity | QC | Dispatch-Storage | FuelCost | 0 | [6 empty] | 0.79031 | 0
LCP_Inputs_ON_Diverse_2023_04_03 | 2026 | Battery Storage | Storage | Electricity | QC | Dispatch-Storage | VOM | 0 | [6 empty] | 0.79031 | 0
LCP_Inputs_ON_Diverse_2023_04_03 | 2026 | Battery Storage | Storage | Electricity | WC | Dispatch-Storage | EmissionsCost | 0 | [6 empty] | 0.79031 | 0
LCP_Inputs_ON_Diverse_2023_04_03 | 2026 | Battery Storage | Storage | Electricity | WC | Dispatch-Storage | FuelCost | 0 | [6 empty] | 0.79031 | 0
LCP_Inputs_ON_Diverse_2023_04_03 | 2026 | Battery Storage | Storage | Electricity | WC | Dispatch-Storage | VOM | 0 | [6 empty] | 0.79031 | 0
LCP_Inputs_ON_Diverse_2023_04_03 | 2026 | Biomass | Generation | Electricity | MI | Dispatch-Generation | EmissionsCost | 0 | [6 empty] | 0.79031 | 0
LCP_Inputs_ON_Diverse_2023_04_03 | 2026 | Biomass | Generation | Electricity | MI | Dispatch-Generation | FuelCost | 0 | [6 empty] | 0.79031 | 0
LCP_Inputs_ON_Diverse_2023_04_03 | 2026 | Biomass | Generation | Electricity | MI | Dispatch-Generation | VOM | 0 | [6 empty] | 0.79031 | 0
LCP_Inputs_ON_Diverse_2023_04_03 | 2026 | Biomass | Generation | Electricity | NY | Dispatch-Generation | EmissionsCost | 0 | [6 empty] | 0.79031 | 0
LCP_Inputs_ON_Diverse_2023_04_03 | 2026 | Biomass | Generation | Electricity | NY | Dispatch-Generation | FuelCost | 0 | [6 empty] | 0.79031 | 0
LCP_Inputs_ON_Diverse_2023_04_03 | 2026 | Biomass | Generation | Electricity | NY | Dispatch-Generation | VOM | 0 | [6 empty] | 0.79031 | 0
LCP_Inputs_ON_Diverse_2023_04_03 | 2026 | Biomass | Generation | Electricity | ON | Dispatch-Generation | EmissionsCost | 0 | [6 empty] | 0.79031 | 0
LCP_Inputs_ON_Diverse_2023_04_03 | 2026 | Biomass | Generation | Electricity | ON | Dispatch-Generation | FuelCost | 0 | [6 empty] | 0.79031 | 0
LCP_Inputs_ON_Diverse_2023_04_03 | 2026 | Biomass | Generation | Electricity | ON | Dispatch-Generation | VOM | 0 | [6 empty] | 0.79031 | 0
LCP_Inputs_ON_Diverse_2023_04_03 | 2026 | Biomass | Generation | Electricity | PJ | Dispatch-Generation | EmissionsCost | 0 | [6 empty] | 0.79031 | 0
LCP_Inputs_ON_Diverse_2023_04_03 | 2026 | Biomass | Generation | Electricity | PJ | Dispatch-Generation | FuelCost | 0 | [6 empty] | 0.79031 | 0
LCP_Inputs_ON_Diverse_2023_04_03 | 2026 | Biomass | Generation | Electricity | PJ | Dispatch-Generation | VOM | 0 | [6 empty] | 0.79031 | 0
LCP_Inputs_ON_Diverse_2023_04_03 | 2026 | Biomass | Generation | Electricity | QC | Dispatch-Generation | EmissionsCost | 0 | [6 empty] | 0.79031 | 0
LCP_Inputs_ON_Diverse_2023_04_03 | 2026 | Biomass | Generation | Electricity | QC | Dispatch-Generation | FuelCost | 0 | [6 empty] | 0.79031 | 0
LCP_Inputs_ON_Diverse_2023_04_03 | 2026 | Biomass | Generation | Electricity | QC | Dispatch-Generation | VOM | 0 | [6 empty] | 0.79031 | 0
LCP_Inputs_ON_Diverse_2023_04_03 | 2026 | Biomass | Generation | Electricity | WC | Dispatch-Generation | EmissionsCost | 0 | [6 empty] | 0.79031 | 0
LCP_Inputs_ON_Diverse_2023_04_03 | 2026 | Biomass | Generation | Electricity | WC | Dispatch-Generation | FuelCost | 0 | [6 empty] | 0.79031 | 0
LCP_Inputs_ON_Diverse_2023_04_03 | 2026 | Biomass | Generation | Electricity | WC | Dispatch-Generation | VOM | 0 | [6 empty] | 0.79031 | 0
LCP_Inputs_ON_Diverse_2023_04_03 | 2026 | Biomass + CCS | Generation | Electricity | MI | Dispatch-Generation | EmissionsCost | 0 | [6 empty] | 0.79031 | 0
LCP_Inputs_ON_Diverse_2023_04_03 | 2026 | Biomass + CCS | Generation | Electricity | MI | Dispatch-Generation | FuelCost | 0 | [6 empty] | 0.79031 | 0
LCP_Inputs_ON_Diverse_2023_04_03 | 2026 | Biomass + CCS | Generation | Electricity | MI | Dispatch-Generation | VOM | 0 | [6 empty] | 0.79031 | 0
LCP_Inputs_ON_Diverse_2023_04_03 | 2026 | Biomass + CCS | Generation | Electricity | NY | Dispatch-Generation | EmissionsCost | 0 | [6 empty] | 0.79031 | 0
LCP_Inputs_ON_Diverse_2023_04_03 | 2026 | Biomass + CCS | Generation | Electricity | NY | Dispatch-Generation | FuelCost | 0 | [6 empty] | 0.79031 | 0
LCP_Inputs_ON_Diverse_2023_04_03 | 2026 | Biomass + CCS | Generation | Electricity | NY | Dispatch-Generation | VOM | 0 | [6 empty] | 0.79031 | 0
LCP_Inputs_ON_Diverse_2023_04_03 | 2026 | Biomass + CCS | Generation | Electricity | ON | Dispatch-Generation | EmissionsCost | 0 | [6 empty] | 0.79031 | 0
LCP_Inputs_ON_Diverse_2023_04_03 | 2026 | Biomass + CCS | Generation | Electricity | ON | Dispatch-Generation | FuelCost | 0 | [6 empty] | 0.79031 | 0
LCP_Inputs_ON_Diverse_2023_04_03 | 2026 | Biomass + CCS | Generation | Electricity | ON | Dispatch-Generation | VOM | 0 | [6 empty] | 0.79031 | 0
LCP_Inputs_ON_Diverse_2023_04_03 | 2026 | Biomass + CCS | Generation | Electricity | PJ | Dispatch-Generation | EmissionsCost | 0 | [6 empty] | 0.79031 | 0
LCP_Inputs_ON_Diverse_2023_04_03 | 2026 | Biomass + CCS | Generation | Electricity | PJ | Dispatch-Generation | FuelCost | 0 | [6 empty] | 0.79031 | 0
LCP_Inputs_ON_Diverse_2023_04_03 | 2026 | Biomass + CCS | Generation | Electricity | PJ | Dispatch-Generation | VOM | 0 | [6 empty] | 0.79031 | 0
LCP_Inputs_ON_Diverse_2023_04_03 | 2026 | Biomass + CCS | Generation | Electricity | QC | Dispatch-Generation | EmissionsCost | 0 | [6 empty] | 0.79031 | 0
LCP_Inputs_ON_Diverse_2023_04_03 | 2026 | Biomass + CCS | Generation | Electricity | QC | Dispatch-Generation | FuelCost | 0 | [6 empty] | 0.79031 | 0
LCP_Inputs_ON_Diverse_2023_04_03 | 2026 | Biomass + CCS | Generation | Electricity | QC | Dispatch-Generation | VOM | 0 | [6 empty] | 0.79031 | 0
LCP_Inputs_ON_Diverse_2023_04_03 | 2026 | Biomass + CCS | Generation | Electricity | WC | Dispatch-Generation | EmissionsCost | 0 | [6 empty] | 0.79031 | 0
LCP_Inputs_ON_Diverse_2023_04_03 | 2026 | Biomass + CCS | Generation | Electricity | WC | Dispatch-Generation | FuelCost | 0 | [6 empty] | 0.79031 | 0
LCP_Inputs_ON_Diverse_2023_04_03 | 2026 | Biomass + CCS | Generation | Electricity | WC | Dispatch-Generation | VOM | 0 | [6 empty] | 0.79031 | 0
LCP_Inputs_ON_Diverse_2023_04_03 | 2026 | CH4 + CCS | Generation | Methane | MI | Dispatch-Generation | EmissionsCost | 0 | [6 empty] | 0.79031 | 0
LCP_Inputs_ON_Diverse_2023_04_03 | 2026 | CH4 + CCS | Generation | Methane | MI | Dispatch-Generation | FuelCost | 0 | [6 empty] | 0.79031 | 0
LCP_Inputs_ON_Diverse_2023_04_03 | 2026 | CH4 + CCS | Generation | Methane | MI | Dispatch-Generation | VOM | 0 | [6 empty] | 0.79031 | 0
LCP_Inputs_ON_Diverse_2023_04_03 | 2026 | CH4 + CCS | Generation | Methane | NY | Dispatch-Generation | EmissionsCost | 0 | [6 empty] | 0.79031 | 0
LCP_Inputs_ON_Diverse_2023_04_03 | 2026 | CH4 + CCS | Generation | Methane | NY | Dispatch-Generation | FuelCost | 0 | [6 empty] | 0.79031 | 0
LCP_Inputs_ON_Diverse_2023_04_03 | 2026 | CH4 + CCS | Generation | Methane | NY | Dispatch-Generation | VOM | 0 | [6 empty] | 0.79031 | 0
LCP_Inputs_ON_Diverse_2023_04_03 | 2026 | CH4 + CCS | Generation | Methane | ON | Dispatch-Generation | EmissionsCost | 0 | [6 empty] | 0.79031 | 0
LCP_Inputs_ON_Diverse_2023_04_03 | 2026 | CH4 + CCS | Generation | Methane | ON | Dispatch-Generation | FuelCost | 0 | [6 empty] | 0.79031 | 0
LCP_Inputs_ON_Diverse_2023_04_03 | 2026 | CH4 + CCS | Generation | Methane | ON | Dispatch-Generation | VOM | 0 | [6 empty] | 0.79031 | 0
LCP_Inputs_ON_Diverse_2023_04_03 | 2026 | CH4 + CCS | Generation | Methane | PJ | Dispatch-Generation | EmissionsCost | 0 | [6 empty] | 0.79031 | 0
LCP_Inputs_ON_Diverse_2023_04_03 | 2026 | CH4 + CCS | Generation | Methane | PJ | Dispatch-Generation | FuelCost | 0 | [6 empty] | 0.79031 | 0
LCP_Inputs_ON_Diverse_2023_04_03 | 2026 | CH4 + CCS | Generation | Methane | PJ | Dispatch-Generation | VOM | 0 | [6 empty] | 0.79031 | 0
LCP_Inputs_ON_Diverse_2023_04_03 | 2026 | CH4 + CCS | Generation | Methane | QC | Dispatch-Generation | EmissionsCost | 0 | [6 empty] | 0.79031 | 0
LCP_Inputs_ON_Diverse_2023_04_03 | 2026 | CH4 + CCS | Generation | Methane | QC | Dispatch-Generation | FuelCost | 0 | [6 empty] | 0.79031 | 0
LCP_Inputs_ON_Diverse_2023_04_03 | 2026 | CH4 + CCS | Generation | Methane | QC | Dispatch-Generation | VOM | 0 | [6 empty] | 0.79031 | 0
LCP_Inputs_ON_Diverse_2023_04_03 | 2026 | CH4 + CCS | Generation | Methane | WC | Dispatch-Generation | EmissionsCost | 0 | [6 empty] | 0.79031 | 0
LCP_Inputs_ON_Diverse_2023_04_03 | 2026 | CH4 + CCS | Generation | Methane | WC | Dispatch-Generation | FuelCost | 0 | [6 empty] | 0.79031 | 0
LCP_Inputs_ON_Diverse_2023_04_03 | 2026 | CH4 + CCS | Generation | Methane | WC | Dispatch-Generation | VOM | 0 | [6 empty] | 0.79031 | 0
LCP_Inputs_ON_Diverse_2023_04_03 | 2026 | CH4 Import - NY 2020 | Import | Methane | MI | Dispatch-Import | EmissionsCost | 0 | [6 empty] | 0.79031 | 0
LCP_Inputs_ON_Diverse_2023_04_03 | 2026 | CH4 Import - NY 2020 | Import | Methane | MI | Dispatch-Import | FuelCost | 0 | [6 empty] | 0.79031 | 0
LCP_Inputs_ON_Diverse_2023_04_03 | 2026 | CH4 Import - NY 2020 | Import | Methane | MI | Dispatch-Import | VOM | 0 | [6 empty] | 0.79031 | 0
LCP_Inputs_ON_Diverse_2023_04_03 | 2026 | CH4 Import - NY 2020 | Import | Methane | NY | Dispatch-Import | EmissionsCost | 282343065.1873 | [6 empty] | 0.79031 | 223139825.6567
LCP_Inputs_ON_Diverse_2023_04_03 | 2026 | CH4 Import - NY 2020 | Import | Methane | NY | Dispatch-Import | FuelCost | 407790143.0843 | [6 empty] | 0.79031 | 322282473.5291
LCP_Inputs_ON_Diverse_2023_04_03 | 2026 | CH4 Import - NY 2020 | Import | Methane | NY | Dispatch-Import | VOM | 0 | [6 empty] | 0.79031 | 0
LCP_Inputs_ON_Diverse_2023_04_03 | 2026 | CH4 Import - NY 2020 | Import | Methane | ON | Dispatch-Import | EmissionsCost | 0 | [6 empty] | 0.79031 | 0
LCP_Inputs_ON_Diverse_2023_04_03 | 2026 | CH4 Import - NY 2020 | Import | Methane | ON | Dispatch-Import | FuelCost | 0 | [6 empty] | 0.79031 | 0
LCP_Inputs_ON_Diverse_2023_04_03 | 2026 | CH4 Import - NY 2020 | Import | Methane | ON | Dispatch-Import | VOM | 0 | [6 empty] | 0.79031 | 0
LCP_Inputs_ON_Diverse_2023_04_03 | 2026 | CH4 Import - NY 2020 | Import | Methane | PJ | Dispatch-Import | EmissionsCost | 0 | [6 empty] | 0.79031 | 0
LCP_Inputs_ON_Diverse_2023_04_03 | 2026 | CH4 Import - NY 2020 | Import | Methane | PJ | Dispatch-Import | FuelCost | 0 | [6 empty] | 0.79031 | 0
LCP_Inputs_ON_Diverse_2023_04_03 | 2026 | CH4 Import - NY 2020 | Import | Methane | PJ | Dispatch-Import | VOM | 0 | [6 empty] | 0.79031 | 0
LCP_Inputs_ON_Diverse_2023_04_03 | 2026 | CH4 Import - NY 2020 | Import | Methane | QC | Dispatch-Import | EmissionsCost | 0 | [6 empty] | 0.79031 | 0
LCP_Inputs_ON_Diverse_2023_04_03 | 2026 | CH4 Import - NY 2020 | Import | Methane | QC | Dispatch-Import | FuelCost | 0 | [6 empty] | 0.79031 | 0
LCP_Inputs_ON_Diverse_2023_04_03 | 2026 | CH4 Import - NY 2020 | Import | Methane | QC | Dispatch-Import | VOM | 0 | [6 empty] | 0.79031 | 0
LCP_Inputs_ON_Diverse_2023_04_03 | 2026 | CH4 Import - NY 2020 | Import | Methane | WC | Dispatch-Import | EmissionsCost | 0 | [6 empty] | 0.79031 | 0
LCP_Inputs_ON_Diverse_2023_04_03 | 2026 | CH4 Import - NY 2020 | Import | Methane | WC | Dispatch-Import | FuelCost | 0 | [6 empty] | 0.79031 | 0
LCP_Inputs_ON_Diverse_2023_04_03 | 2026 | CH4 Import - NY 2020 | Import | Methane | WC | Dispatch-Import | VOM | 0 | [6 empty] | 0.79031 | 0
LCP_Inputs_ON_Diverse_2023_04_03 | 2026 | CH4 Import - NY 2030 | Import | Methane | MI | Dispatch-Import | EmissionsCost | 0 | [6 empty] | 0.79031 | 0
LCP_Inputs_ON_Diverse_2023_04_03 | 2026 | CH4 Import - NY 2030 | Import | Methane | MI | Dispatch-Import | FuelCost | 0 | [6 empty] | 0.79031 | 0
LCP_Inputs_ON_Diverse_2023_04_03 | 2026 | CH4 Import - NY 2030 | Import | Methane | MI | Dispatch-Import | VOM | 0 | [6 empty] | 0.79031 | 0
LCP_Inputs_ON_Diverse_2023_04_03 | 2026 | CH4 Import - NY 2030 | Import | Methane | NY | Dispatch-Import | EmissionsCost | 0 | [6 empty] | 0.79031 | 0
LCP_Inputs_ON_Diverse_2023_04_03 | 2026 | CH4 Import - NY 2030 | Import | Methane | NY | Dispatch-Import | FuelCost | 0 | [6 empty] | 0.79031 | 0
LCP_Inputs_ON_Diverse_2023_04_03 | 2026 | CH4 Import - NY 2030 | Import | Methane | NY | Dispatch-Import | VOM | 0 | [6 empty] | 0.79031 | 0
LCP_Inputs_ON_Diverse_2023_04_03 | 2026 | CH4 Import - NY 2030 | Import | Methane | ON | Dispatch-Import | EmissionsCost | 0 | [6 empty] | 0.79031 | 0
LCP_Inputs_ON_Diverse_2023_04_03 | 2026 | CH4 Import - NY 2030 | Import | Methane | ON | Dispatch-Import | FuelCost | 0 | [6 empty] | 0.79031 | 0
LCP_Inputs_ON_Diverse_2023_04_03 | 2026 | CH4 Import - NY 2030 | Import | Methane | ON | Dispatch-Import | VOM | 0 | [6 empty] | 0.79031 | 0
LCP_Inputs_ON_Diverse_2023_04_03 | 2026 | CH4 Import - NY 2030 | Import | Methane | PJ | Dispatch-Import | EmissionsCost | 0 | [6 empty] | 0.79031 | 0
LCP_Inputs_ON_Diverse_2023_04_03 | 2026 | CH4 Import - NY 2030 | Import | Methane | PJ | Dispatch-Import | FuelCost | 0 | [6 empty] | 0.79031 | 0
LCP_Inputs_ON_Diverse_2023_04_03 | 2026 | CH4 Import - NY 2030 | Import | Methane | PJ | Dispatch-Import | VOM | 0 | [6 empty] | 0.79031 | 0
LCP_Inputs_ON_Diverse_2023_04_03 | 2026 | CH4 Import - NY 2030 | Import | Methane | QC | Dispatch-Import | EmissionsCost | 0 | [6 empty] | 0.79031 | 0
LCP_Inputs_ON_Diverse_2023_04_03 | 2026 | CH4 Import - NY 2030 | Import | Methane | QC | Dispatch-Import | FuelCost | 0 | [6 empty] | 0.79031 | 0
LCP_Inputs_ON_Diverse_2023_04_03 | 2026 | CH4 Import - NY 2030 | Import | Methane | QC | Dispatch-Import | VOM | 0 | [6 empty] | 0.79031 | 0
LCP_Inputs_ON_Diverse_2023_04_03 | 2026 | CH4 Import - NY 2030 | Import | Methane | WC | Dispatch-Import | EmissionsCost | 0 | [6 empty] | 0.79031 | 0
LCP_Inputs_ON_Diverse_2023_04_03 | 2026 | CH4 Import - NY 2030 | Import | Methane | WC | Dispatch-Import | FuelCost | 0 | [6 empty] | 0.79031 | 0
LCP_Inputs_ON_Diverse_2023_04_03 | 2026 | CH4 Import - NY 2030 | Import | Methane | WC | Dispatch-Import | VOM | 0 | [6 empty] | 0.79031 | 0
LCP_Inputs_ON_Diverse_2023_04_03 | 2026 | CH4 Import - NY 2040 | Import | Methane | MI | Dispatch-Import | EmissionsCost | 0 | [6 empty] | 0.79031 | 0
LCP_Inputs_ON_Diverse_2023_04_03 | 2026 | CH4 Import - NY 2040 | Import | Methane | MI | Dispatch-Import | FuelCost | 0 | [6 empty] | 0.79031 | 0
LCP_Inputs_ON_Diverse_2023_04_03 | 2026 | CH4 Import - NY 2040 | Import | Methane | MI | Dispatch-Import | VOM | 0 | [6 empty] | 0.79031 | 0
LCP_Inputs_ON_Diverse_2023_04_03 | 2026 | CH4 Import - NY 2040 | Import | Methane | NY | Dispatch-Import | EmissionsCost | 0 | [6 empty] | 0.79031 | 0
LCP_Inputs_ON_Diverse_2023_04_03 | 2026 | CH4 Import - NY 2040 | Import | Methane | NY | Dispatch-Import | FuelCost | 0 | [6 empty] | 0.79031 | 0
LCP_Inputs_ON_Diverse_2023_04_03 | 2026 | CH4 Import - NY 2040 | Import | Methane | NY | Dispatch-Import | VOM | 0 | [6 empty] | 0.79031 | 0
LCP_Inputs_ON_Diverse_2023_04_03 | 2026 | CH4 Import - NY 2040 | Import | Methane | ON | Dispatch-Import | EmissionsCost | 0 | [6 empty] | 0.79031 | 0
LCP_Inputs_ON_Diverse_2023_04_03 | 2026 | CH4 Import - NY 2040 | Import | Methane | ON | Dispatch-Import | FuelCost | 0 | [6 empty] | 0.79031 | 0
LCP_Inputs_ON_Diverse_2023_04_03 | 2026 | CH4 Import - NY 2040 | Import | Methane | ON | Dispatch-Import | VOM | 0 | [6 empty] | 0.79031 | 0
LCP_Inputs_ON_Diverse_2023_04_03 | 2026 | CH4 Import - NY 2040 | Import | Methane | PJ | Dispatch-Import | EmissionsCost | 0 | [6 empty] | 0.79031 | 0
LCP_Inputs_ON_Diverse_2023_04_03 | 2026 | CH4 Import - NY 2040 | Import | Methane | PJ | Dispatch-Import | FuelCost | 0 | [6 empty] | 0.79031 | 0
LCP_Inputs_ON_Diverse_2023_04_03 | 2026 | CH4 Import - NY 2040 | Import | Methane | PJ | Dispatch-Import | VOM | 0 | [6 empty] | 0.79031 | 0
LCP_Inputs_ON_Diverse_2023_04_03 | 2026 | CH4 Import - NY 2040 | Import | Methane | QC | Dispatch-Import | EmissionsCost | 0 | [6 empty] | 0.79031 | 0
LCP_Inputs_ON_Diverse_2023_04_03 | 2026 | CH4 Import - NY 2040 | Import | Methane | QC | Dispatch-Import | FuelCost | 0 | [6 empty] | 0.79031 | 0
LCP_Inputs_ON_Diverse_2023_04_03 | 2026 | CH4 Import - NY 2040 | Import | Methane | QC | Dispatch-Import | VOM | 0 | [6 empty] | 0.79031 | 0
LCP_Inputs_ON_Diverse_2023_04_03 | 2026 | CH4 Import - NY 2040 | Import | Methane | WC | Dispatch-Import | EmissionsCost | 0 | [6 empty] | 0.79031 | 0
LCP_Inputs_ON_Diverse_2023_04_03 | 2026 | CH4 Import - NY 2040 | Import | Methane | WC | Dispatch-Import | FuelCost | 0 | [6 empty] | 0.79031 | 0
LCP_Inputs_ON_Diverse_2023_04_03 | 2026 | CH4 Import - NY 2040 | Import | Methane | WC | Dispatch-Import | VOM | 0 | [6 empty] | 0.79031 | 0
LCP_Inputs_ON_Diverse_2023_04_03 | 2026 | CH4 Import - NY 2050 | Import | Methane | MI | Dispatch-Import | EmissionsCost | 0 | [6 empty] | 0.79031 | 0
LCP_Inputs_ON_Diverse_2023_04_03 | 2026 | CH4 Import - NY 2050 | Import | Methane | MI | Dispatch-Import | FuelCost | 0 | [6 empty] | 0.79031 | 0
LCP_Inputs_ON_Diverse_2023_04_03 | 2026 | CH4 Import - NY 2050 | Import | Methane | MI | Dispatch-Import | VOM | 0 | [6 empty] | 0.79031 | 0
LCP_Inputs_ON_Diverse_2023_04_03 | 2026 | CH4 Import - NY 2050 | Import | Methane | NY | Dispatch-Import | EmissionsCost | 0 | [6 empty] | 0.79031 | 0
LCP_Inputs_ON_Diverse_2023_04_03 | 2026 | CH4 Import - NY 2050 | Import | Methane | NY | Dispatch-Import | FuelCost | 0 | [6 empty] | 0.79031 | 0
LCP_Inputs_ON_Diverse_2023_04_03 | 2026 | CH4 Import - NY 2050 | Import | Methane | NY | Dispatch-Import | VOM | 0 | [6 empty] | 0.79031 | 0
LCP_Inputs_ON_Diverse_2023_04_03 | 2026 | CH4 Import - NY 2050 | Import | Methane | ON | Dispatch-Import | EmissionsCost | 0 | [6 empty] | 0.79031 | 0
LCP_Inputs_ON_Diverse_2023_04_03 | 2026 | CH4 Import - NY 2050 | Import | Methane | ON | Dispatch-Import | FuelCost | 0 | [6 empty] | 0.79031 | 0
LCP_Inputs_ON_Diverse_2023_04_03 | 2026 | CH4 Import - NY 2050 | Import | Methane | ON | Dispatch-Import | VOM | 0 | [6 empty] | 0.79031 | 0
LCP_Inputs_ON_Diverse_2023_04_03 | 2026 | CH4 Import - NY 2050 | Import | Methane | PJ | Dispatch-Import | EmissionsCost | 0 | [6 empty] | 0.79031 | 0
LCP_Inputs_ON_Diverse_2023_04_03 | 2026 | CH4 Import - NY 2050 | Import | Methane | PJ | Dispatch-Import | FuelCost | 0 | [6 empty] | 0.79031 | 0
LCP_Inputs_ON_Diverse_2023_04_03 | 2026 | CH4 Import - NY 2050 | Import | Methane | PJ | Dispatch-Import | VOM | 0 | [6 empty] | 0.79031 | 0
LCP_Inputs_ON_Diverse_2023_04_03 | 2026 | CH4 Import - NY 2050 | Import | Methane | QC | Dispatch-Import | EmissionsCost | 0 | [6 empty] | 0.79031 | 0
LCP_Inputs_ON_Diverse_2023_04_03 | 2026 | CH4 Import - NY 2050 | Import | Methane | QC | Dispatch-Import | FuelCost | 0 | [6 empty] | 0.79031 | 0
LCP_Inputs_ON_Diverse_2023_04_03 | 2026 | CH4 Import - NY 2050 | Import | Methane | QC | Dispatch-Import | VOM | 0 | [6 empty] | 0.79031 | 0
LCP_Inputs_ON_Diverse_2023_04_03 | 2026 | CH4 Import - NY 2050 | Import | Methane | WC | Dispatch-Import | EmissionsCost | 0 | [6 empty] | 0.79031 | 0
LCP_Inputs_ON_Diverse_2023_04_03 | 2026 | CH4 Import - NY 2050 | Import | Methane | WC | Dispatch-Import | FuelCost | 0 | [6 empty] | 0.79031 | 0
LCP_Inputs_ON_Diverse_2023_04_03 | 2026 | CH4 Import - NY 2050 | Import | Methane | WC | Dispatch-Import | VOM | 0 | [6 empty] | 0.79031 | 0
LCP_Inputs_ON_Diverse_2023_04_03 | 2026 | CH4 Import - WC 2020 | Import | Methane | MI | Dispatch-Import | EmissionsCost | 0 | [6 empty] | 0.79031 | 0
LCP_Inputs_ON_Diverse_2023_04_03 | 2026 | CH4 Import - WC 2020 | Import | Methane | MI | Dispatch-Import | FuelCost | 0 | [6 empty] | 0.79031 | 0
LCP_Inputs_ON_Diverse_2023_04_03 | 2026 | CH4 Import - WC 2020 | Import | Methane | MI | Dispatch-Import | VOM | 0 | [6 empty] | 0.79031 | 0
LCP_Inputs_ON_Diverse_2023_04_03 | 2026 | CH4 Import - WC 2020 | Import | Methane | NY | Dispatch-Import | EmissionsCost | 0 | [6 empty] | 0.79031 | 0
LCP_Inputs_ON_Diverse_2023_04_03 | 2026 | CH4 Import - WC 2020 | Import | Methane | NY | Dispatch-Import | FuelCost | 0 | [6 empty] | 0.79031 | 0
LCP_Inputs_ON_Diverse_2023_04_03 | 2026 | CH4 Import - WC 2020 | Import | Methane | NY | Dispatch-Import | VOM | 0 | [6 empty] | 0.79031 | 0
LCP_Inputs_ON_Diverse_2023_04_03 | 2026 | CH4 Import - WC 2020 | Import | Methane | ON | Dispatch-Import | EmissionsCost | 0 | [6 empty] | 0.79031 | 0
LCP_Inputs_ON_Diverse_2023_04_03 | 2026 | CH4 Import - WC 2020 | Import | Methane | ON | Dispatch-Import | FuelCost | 0 | [6 empty] | 0.79031 | 0
LCP_Inputs_ON_Diverse_2023_04_03 | 2026 | CH4 Import - WC 2020 | Import | Methane | ON | Dispatch-Import | VOM | 0 | [6 empty] | 0.79031 | 0
LCP_Inputs_ON_Diverse_2023_04_03 | 2026 | CH4 Import - WC 2020 | Import | Methane | PJ | Dispatch-Import | EmissionsCost | 0 | [6 empty] | 0.79031 | 0
LCP_Inputs_ON_Diverse_2023_04_03 | 2026 | CH4 Import - WC 2020 | Import | Methane | PJ | Dispatch-Import | FuelCost | 0 | [6 empty] | 0.79031 | 0
LCP_Inputs_ON_Diverse_2023_04_03 | 2026 | CH4 Import - WC 2020 | Import | Methane | PJ | Dispatch-Import | VOM | 0 | [6 empty] | 0.79031 | 0
LCP_Inputs_ON_Diverse_2023_04_03 | 2026 | CH4 Import - WC 2020 | Import | Methane | QC | Dispatch-Import | EmissionsCost | 0 | [6 empty] | 0.79031 | 0
LCP_Inputs_ON_Diverse_2023_04_03 | 2026 | CH4 Import - WC 2020 | Import | Methane | QC | Dispatch-Import | FuelCost | 0 | [6 empty] | 0.79031 | 0
LCP_Inputs_ON_Diverse_2023_04_03 | 2026 | CH4 Import - WC 2020 | Import | Methane | QC | Dispatch-Import | VOM | 0 | [6 empty] | 0.79031 | 0
LCP_Inputs_ON_Diverse_2023_04_03 | 2026 | CH4 Import - WC 2020 | Import | Methane | WC | Dispatch-Import | EmissionsCost | 1306945425.5377 | [6 empty] | 0.79031 | 1032897954.139
LCP_Inputs_ON_Diverse_2023_04_03 | 2026 | CH4 Import - WC 2020 | Import | Methane | WC | Dispatch-Import | FuelCost | 1887630786.0789 | [6 empty] | 0.79031 | 1491822029.4536
LCP_Inputs_ON_Diverse_2023_04_03 | 2026 | CH4 Import - WC 2020 | Import | Methane | WC | Dispatch-Import | VOM | 0 | [6 empty] | 0.79031 | 0
LCP_Inputs_ON_Diverse_2023_04_03 | 2026 | CH4 Import - WC 2030 | Import | Methane | MI | Dispatch-Import | EmissionsCost | 0 | [6 empty] | 0.79031 | 0
LCP_Inputs_ON_Diverse_2023_04_03 | 2026 | CH4 Import - WC 2030 | Import | Methane | MI | Dispatch-Import | FuelCost | 0 | [6 empty] | 0.79031 | 0
LCP_Inputs_ON_Diverse_2023_04_03 | 2026 | CH4 Import - WC 2030 | Import | Methane | MI | Dispatch-Import | VOM | 0 | [6 empty] | 0.79031 | 0
LCP_Inputs_ON_Diverse_2023_04_03 | 2026 | CH4 Import - WC 2030 | Import | Methane | NY | Dispatch-Import | EmissionsCost | 0 | [6 empty] | 0.79031 | 0
LCP_Inputs_ON_Diverse_2023_04_03 | 2026 | CH4 Import - WC 2030 | Import | Methane | NY | Dispatch-Import | FuelCost | 0 | [6 empty] | 0.79031 | 0
LCP_Inputs_ON_Diverse_2023_04_03 | 2026 | CH4 Import - WC 2030 | Import | Methane | NY | Dispatch-Import | VOM | 0 | [6 empty] | 0.79031 | 0
LCP_Inputs_ON_Diverse_2023_04_03 | 2026 | CH4 Import - WC 2030 | Import | Methane | ON | Dispatch-Import | EmissionsCost | 0 | [6 empty] | 0.79031 | 0
LCP_Inputs_ON_Diverse_2023_04_03 | 2026 | CH4 Import - WC 2030 | Import | Methane | ON | Dispatch-Import | FuelCost | 0 | [6 empty] | 0.79031 | 0
LCP_Inputs_ON_Diverse_2023_04_03 | 2026 | CH4 Import - WC 2030 | Import | Methane | ON | Dispatch-Import | VOM | 0 | [6 empty] | 0.79031 | 0
LCP_Inputs_ON_Diverse_2023_04_03 | 2026 | CH4 Import - WC 2030 | Import | Methane | PJ | Dispatch-Import | EmissionsCost | 0 | [6 empty] | 0.79031 | 0
LCP_Inputs_ON_Diverse_2023_04_03 | 2026 | CH4 Import - WC 2030 | Import | Methane | PJ | Dispatch-Import | FuelCost | 0 | [6 empty] | 0.79031 | 0
LCP_Inputs_ON_Diverse_2023_04_03 | 2026 | CH4 Import - WC 2030 | Import | Methane | PJ | Dispatch-Import | VOM | 0 | [6 empty] | 0.79031 | 0
LCP_Inputs_ON_Diverse_2023_04_03 | 2026 | CH4 Import - WC 2030 | Import | Methane | QC | Dispatch-Import | EmissionsCost | 0 | [6 empty] | 0.79031 | 0
LCP_Inputs_ON_Diverse_2023_04_03 | 2026 | CH4 Import - WC 2030 | Import | Methane | QC | Dispatch-Import | FuelCost | 0 | [6 empty] | 0.79031 | 0
LCP_Inputs_ON_Diverse_2023_04_03 | 2026 | CH4 Import - WC 2030 | Import | Methane | QC | Dispatch-Import | VOM | 0 | [6 empty] | 0.79031 | 0
LCP_Inputs_ON_Diverse_2023_04_03 | 2026 | CH4 Import - WC 2030 | Import | Methane | WC | Dispatch-Import | EmissionsCost | 0 | [6 empty] | 0.79031 | 0
LCP_Inputs_ON_Diverse_2023_04_03 | 2026 | CH4 Import - WC 2030 | Import | Methane | WC | Dispatch-Import | FuelCost | 0 | [6 empty] | 0.79031 | 0
LCP_Inputs_ON_Diverse_2023_04_03 | 2026 | CH4 Import - WC 2030 | Import | Methane | WC | Dispatch-Import | VOM | 0 | [6 empty] | 0.79031 | 0
LCP_Inputs_ON_Diverse_2023_04_03 | 2026 | CH4 Import - WC 2040 | Import | Methane | MI | Dispatch-Import | EmissionsCost | 0 | [6 empty] | 0.79031 | 0
LCP_Inputs_ON_Diverse_2023_04_03 | 2026 | CH4 Import - WC 2040 | Import | Methane | MI | Dispatch-Import | FuelCost | 0 | [6 empty] | 0.79031 | 0
LCP_Inputs_ON_Diverse_2023_04_03 | 2026 | CH4 Import - WC 2040 | Import | Methane | MI | Dispatch-Import | VOM | 0 | [6 empty] | 0.79031 | 0
LCP_Inputs_ON_Diverse_2023_04_03 | 2026 | CH4 Import - WC 2040 | Import | Methane | NY | Dispatch-Import | EmissionsCost | 0 | [6 empty] | 0.79031 | 0
LCP_Inputs_ON_Diverse_2023_04_03 | 2026 | CH4 Import - WC 2040 | Import | Methane | NY | Dispatch-Import | FuelCost | 0 | [6 empty] | 0.79031 | 0
LCP_Inputs_ON_Diverse_2023_04_03 | 2026 | CH4 Import - WC 2040 | Import | Methane | NY | Dispatch-Import | VOM | 0 | [6 empty] | 0.79031 | 0
LCP_Inputs_ON_Diverse_2023_04_03 | 2026 | CH4 Import - WC 2040 | Import | Methane | ON | Dispatch-Import | EmissionsCost | 0 | [6 empty] | 0.79031 | 0
LCP_Inputs_ON_Diverse_2023_04_03 | 2026 | CH4 Import - WC 2040 | Import | Methane | ON | Dispatch-Import | FuelCost | 0 | [6 empty] | 0.79031 | 0
LCP_Inputs_ON_Diverse_2023_04_03 | 2026 | CH4 Import - WC 2040 | Import | Methane | ON | Dispatch-Import | VOM | 0 | [6 empty] | 0.79031 | 0
LCP_Inputs_ON_Diverse_2023_04_03 | 2026 | CH4 Import - WC 2040 | Import | Methane | PJ | Dispatch-Import | EmissionsCost | 0 | [6 empty] | 0.79031 | 0
LCP_Inputs_ON_Diverse_2023_04_03 | 2026 | CH4 Import - WC 2040 | Import | Methane | PJ | Dispatch-Import | FuelCost | 0 | [6 empty] | 0.79031 | 0
LCP_Inputs_ON_Diverse_2023_04_03 | 2026 | CH4 Import - WC 2040 | Import | Methane | PJ | Dispatch-Import | VOM | 0 | [6 empty] | 0.79031 | 0
LCP_Inputs_ON_Diverse_2023_04_03 | 2026 | CH4 Import - WC 2040 | Import | Methane | QC | Dispatch-Import | EmissionsCost | 0 | [6 empty] | 0.79031 | 0
LCP_Inputs_ON_Diverse_2023_04_03 | 2026 | CH4 Import - WC 2040 | Import | Methane | QC | Dispatch-Import | FuelCost | 0 | [6 empty] | 0.79031 | 0
LCP_Inputs_ON_Diverse_2023_04_03 | 2026 | CH4 Import - WC 2040 | Import | Methane | QC | Dispatch-Import | VOM | 0 | [6 empty] | 0.79031 | 0
LCP_Inputs_ON_Diverse_2023_04_03 | 2026 | CH4 Import - WC 2040 | Import | Methane | WC | Dispatch-Import | EmissionsCost | 0 | [6 empty] | 0.79031 | 0
LCP_Inputs_ON_Diverse_2023_04_03 | 2026 | CH4 Import - WC 2040 | Import | Methane | WC | Dispatch-Import | FuelCost | 0 | [6 empty] | 0.79031 | 0
LCP_Inputs_ON_Diverse_2023_04_03 | 2026 | CH4 Import - WC 2040 | Import | Methane | WC | Dispatch-Import | VOM | 0 | [6 empty] | 0.79031 | 0
LCP_Inputs_ON_Diverse_2023_04_03 | 2026 | CH4 Import - WC 2050 | Import | Methane | MI | Dispatch-Import | EmissionsCost | 0 | [6 empty] | 0.79031 | 0
LCP_Inputs_ON_Diverse_2023_04_03 | 2026 | CH4 Import - WC 2050 | Import | Methane | MI | Dispatch-Import | FuelCost | 0 | [6 empty] | 0.79031 | 0
LCP_Inputs_ON_Diverse_2023_04_03 | 2026 | CH4 Import - WC 2050 | Import | Methane | MI | Dispatch-Import | VOM | 0 | [6 empty] | 0.79031 | 0
LCP_Inputs_ON_Diverse_2023_04_03 | 2026 | CH4 Import - WC 2050 | Import | Methane | NY | Dispatch-Import | EmissionsCost | 0 | [6 empty] | 0.79031 | 0
LCP_Inputs_ON_Diverse_2023_04_03 | 2026 | CH4 Import - WC 2050 | Import | Methane | NY | Dispatch-Import | FuelCost | 0 | [6 empty] | 0.79031 | 0
LCP_Inputs_ON_Diverse_2023_04_03 | 2026 | CH4 Import - WC 2050 | Import | Methane | NY | Dispatch-Import | VOM | 0 | [6 empty] | 0.79031 | 0
LCP_Inputs_ON_Diverse_2023_04_03 | 2026 | CH4 Import - WC 2050 | Import | Methane | ON | Dispatch-Import | EmissionsCost | 0 | [6 empty] | 0.79031 | 0
LCP_Inputs_ON_Diverse_2023_04_03 | 2026 | CH4 Import - WC 2050 | Import | Methane | ON | Dispatch-Import | FuelCost | 0 | [6 empty] | 0.79031 | 0
LCP_Inputs_ON_Diverse_2023_04_03 | 2026 | CH4 Import - WC 2050 | Import | Methane | ON | Dispatch-Import | VOM | 0 | [6 empty] | 0.79031 | 0
LCP_Inputs_ON_Diverse_2023_04_03 | 2026 | CH4 Import - WC 2050 | Import | Methane | PJ | Dispatch-Import | EmissionsCost | 0 | [6 empty] | 0.79031 | 0
LCP_Inputs_ON_Diverse_2023_04_03 | 2026 | CH4 Import - WC 2050 | Import | Methane | PJ | Dispatch-Import | FuelCost | 0 | [6 empty] | 0.79031 | 0
LCP_Inputs_ON_Diverse_2023_04_03 | 2026 | CH4 Import - WC 2050 | Import | Methane | PJ | Dispatch-Import | VOM | 0 | [6 empty] | 0.79031 | 0
LCP_Inputs_ON_Diverse_2023_04_03 | 2026 | CH4 Import - WC 2050 | Import | Methane | QC | Dispatch-Import | EmissionsCost | 0 | [6 empty] | 0.79031 | 0
LCP_Inputs_ON_Diverse_2023_04_03 | 2026 | CH4 Import - WC 2050 | Import | Methane | QC | Dispatch-Import | FuelCost | 0 | [6 empty] | 0.79031 | 0
LCP_Inputs_ON_Diverse_2023_04_03 | 2026 | CH4 Import - WC 2050 | Import | Methane | QC | Dispatch-Import | VOM | 0 | [6 empty] | 0.79031 | 0
LCP_Inputs_ON_Diverse_2023_04_03 | 2026 | CH4 Import - WC 2050 | Import | Methane | WC | Dispatch-Import | EmissionsCost | 0 | [6 empty] | 0.79031 | 0
LCP_Inputs_ON_Diverse_2023_04_03 | 2026 | CH4 Import - WC 2050 | Import | Methane | WC | Dispatch-Import | FuelCost | 0 | [6 empty] | 0.79031 | 0
LCP_Inputs_ON_Diverse_2023_04_03 | 2026 | CH4 Import - WC 2050 | Import | Methane | WC | Dispatch-Import | VOM | 0 | [6 empty] | 0.79031 | 0
LCP_Inputs_ON_Diverse_2023_04_03 | 2026 | CH4 Salt Cavern Storage - ON | Storage | Methane | MI | Dispatch-Storage | EmissionsCost | 0 | [6 empty] | 0.79031 | 0
LCP_Inputs_ON_Diverse_2023_04_03 | 2026 | CH4 Salt Cavern Storage - ON | Storage | Methane | MI | Dispatch-Storage | FuelCost | 0 | [6 empty] | 0.79031 | 0
LCP_Inputs_ON_Diverse_2023_04_03 | 2026 | CH4 Salt Cavern Storage - ON | Storage | Methane | MI | Dispatch-Storage | VOM | 0 | [6 empty] | 0.79031 | 0
LCP_Inputs_ON_Diverse_2023_04_03 | 2026 | CH4 Salt Cavern Storage - ON | Storage | Methane | NY | Dispatch-Storage | EmissionsCost | 0 | [6 empty] | 0.79031 | 0
LCP_Inputs_ON_Diverse_2023_04_03 | 2026 | CH4 Salt Cavern Storage - ON | Storage | Methane | NY | Dispatch-Storage | FuelCost | 0 | [6 empty] | 0.79031 | 0
LCP_Inputs_ON_Diverse_2023_04_03 | 2026 | CH4 Salt Cavern Storage - ON | Storage | Methane | NY | Dispatch-Storage | VOM | 0 | [6 empty] | 0.79031 | 0
LCP_Inputs_ON_Diverse_2023_04_03 | 2026 | CH4 Salt Cavern Storage - ON | Storage | Methane | ON | Dispatch-Storage | EmissionsCost | 0 | [6 empty] | 0.79031 | 0
LCP_Inputs_ON_Diverse_2023_04_03 | 2026 | CH4 Salt Cavern Storage - ON | Storage | Methane | ON | Dispatch-Storage | FuelCost | 0 | [6 empty] | 0.79031 | 0
LCP_Inputs_ON_Diverse_2023_04_03 | 2026 | CH4 Salt Cavern Storage - ON | Storage | Methane | ON | Dispatch-Storage | VOM | 691417.795 | [6 empty] | 0.79031 | 546437.5267
LCP_Inputs_ON_Diverse_2023_04_03 | 2026 | CH4 Salt Cavern Storage - ON | Storage | Methane | PJ | Dispatch-Storage | EmissionsCost | 0 | [6 empty] | 0.79031 | 0
LCP_Inputs_ON_Diverse_2023_04_03 | 2026 | CH4 Salt Cavern Storage - ON | Storage | Methane | PJ | Dispatch-Storage | FuelCost | 0 | [6 empty] | 0.79031 | 0
LCP_Inputs_ON_Diverse_2023_04_03 | 2026 | CH4 Salt Cavern Storage - ON | Storage | Methane | PJ | Dispatch-Storage | VOM | 0 | [6 empty] | 0.79031 | 0
LCP_Inputs_ON_Diverse_2023_04_03 | 2026 | CH4 Salt Cavern Storage - ON | Storage | Methane | QC | Dispatch-Storage | EmissionsCost | 0 | [6 empty] | 0.79031 | 0
LCP_Inputs_ON_Diverse_2023_04_03 | 2026 | CH4 Salt Cavern Storage - ON | Storage | Methane | QC | Dispatch-Storage | FuelCost | 0 | [6 empty] | 0.79031 | 0
LCP_Inputs_ON_Diverse_2023_04_03 | 2026 | CH4 Salt Cavern Storage - ON | Storage | Methane | QC | Dispatch-Storage | VOM | 0 | [6 empty] | 0.79031 | 0
LCP_Inputs_ON_Diverse_2023_04_03 | 2026 | CH4 Salt Cavern Storage - ON | Storage | Methane | WC | Dispatch-Storage | EmissionsCost | 0 | [6 empty] | 0.79031 | 0
LCP_Inputs_ON_Diverse_2023_04_03 | 2026 | CH4 Salt Cavern Storage - ON | Storage | Methane | WC | Dispatch-Storage | FuelCost | 0 | [6 empty] | 0.79031 | 0
LCP_Inputs_ON_Diverse_2023_04_03 | 2026 | CH4 Salt Cavern Storage - ON | Storage | Methane | WC | Dispatch-Storage | VOM | 0 | [6 empty] | 0.79031 | 0
LCP_Inputs_ON_Diverse_2023_04_03 | 2026 | Electrolyser 2020/2030 | Crossload | Hydrogen | MI | Dispatch-Crossload | EmissionsCost | 0 | [6 empty] | 0.79031 | 0
LCP_Inputs_ON_Diverse_2023_04_03 | 2026 | Electrolyser 2020/2030 | Crossload | Hydrogen | MI | Dispatch-Crossload | FuelCost | 0 | [6 empty] | 0.79031 | 0
LCP_Inputs_ON_Diverse_2023_04_03 | 2026 | Electrolyser 2020/2030 | Crossload | Hydrogen | MI | Dispatch-Crossload | VOM | 0 | [6 empty] | 0.79031 | 0
LCP_Inputs_ON_Diverse_2023_04_03 | 2026 | Electrolyser 2020/2030 | Crossload | Hydrogen | NY | Dispatch-Crossload | EmissionsCost | 0 | [6 empty] | 0.79031 | 0
LCP_Inputs_ON_Diverse_2023_04_03 | 2026 | Electrolyser 2020/2030 | Crossload | Hydrogen | NY | Dispatch-Crossload | FuelCost | 0 | [6 empty] | 0.79031 | 0
LCP_Inputs_ON_Diverse_2023_04_03 | 2026 | Electrolyser 2020/2030 | Crossload | Hydrogen | NY | Dispatch-Crossload | VOM | 0 | [6 empty] | 0.79031 | 0
LCP_Inputs_ON_Diverse_2023_04_03 | 2026 | Electrolyser 2020/2030 | Crossload | Hydrogen | ON | Dispatch-Crossload | EmissionsCost | 0 | [6 empty] | 0.79031 | 0
LCP_Inputs_ON_Diverse_2023_04_03 | 2026 | Electrolyser 2020/2030 | Crossload | Hydrogen | ON | Dispatch-Crossload | FuelCost | 0 | [6 empty] | 0.79031 | 0
LCP_Inputs_ON_Diverse_2023_04_03 | 2026 | Electrolyser 2020/2030 | Crossload | Hydrogen | ON | Dispatch-Crossload | VOM | 0 | [6 empty] | 0.79031 | 0
LCP_Inputs_ON_Diverse_2023_04_03 | 2026 | Electrolyser 2020/2030 | Crossload | Hydrogen | PJ | Dispatch-Crossload | EmissionsCost | 0 | [6 empty] | 0.79031 | 0
LCP_Inputs_ON_Diverse_2023_04_03 | 2026 | Electrolyser 2020/2030 | Crossload | Hydrogen | PJ | Dispatch-Crossload | FuelCost | 0 | [6 empty] | 0.79031 | 0
LCP_Inputs_ON_Diverse_2023_04_03 | 2026 | Electrolyser 2020/2030 | Crossload | Hydrogen | PJ | Dispatch-Crossload | VOM | 0 | [6 empty] | 0.79031 | 0
LCP_Inputs_ON_Diverse_2023_04_03 | 2026 | Electrolyser 2020/2030 | Crossload | Hydrogen | QC | Dispatch-Crossload | EmissionsCost | 0 | [6 empty] | 0.79031 | 0
LCP_Inputs_ON_Diverse_2023_04_03 | 2026 | Electrolyser 2020/2030 | Crossload | Hydrogen | QC | Dispatch-Crossload | FuelCost | 0 | [6 empty] | 0.79031 | 0
LCP_Inputs_ON_Diverse_2023_04_03 | 2026 | Electrolyser 2020/2030 | Crossload | Hydrogen | QC | Dispatch-Crossload | VOM | 0 | [6 empty] | 0.79031 | 0
LCP_Inputs_ON_Diverse_2023_04_03 | 2026 | Electrolyser 2020/2030 | Crossload | Hydrogen | WC | Dispatch-Crossload | EmissionsCost | 0 | [6 empty] | 0.79031 | 0
LCP_Inputs_ON_Diverse_2023_04_03 | 2026 | Electrolyser 2020/2030 | Crossload | Hydrogen | WC | Dispatch-Crossload | FuelCost | 0 | [6 empty] | 0.79031 | 0
LCP_Inputs_ON_Diverse_2023_04_03 | 2026 | Electrolyser 2020/2030 | Crossload | Hydrogen | WC | Dispatch-Crossload | VOM | 0 | [6 empty] | 0.79031 | 0
LCP_Inputs_ON_Diverse_2023_04_03 | 2026 | Electrolyser 2040 | Crossload | Hydrogen | MI | Dispatch-Crossload | EmissionsCost | 0 | [6 empty] | 0.79031 | 0
LCP_Inputs_ON_Diverse_2023_04_03 | 2026 | Electrolyser 2040 | Crossload | Hydrogen | MI | Dispatch-Crossload | FuelCost | 0 | [6 empty] | 0.79031 | 0
LCP_Inputs_ON_Diverse_2023_04_03 | 2026 | Electrolyser 2040 | Crossload | Hydrogen | MI | Dispatch-Crossload | VOM | 0 | [6 empty] | 0.79031 | 0
LCP_Inputs_ON_Diverse_2023_04_03 | 2026 | Electrolyser 2040 | Crossload | Hydrogen | NY | Dispatch-Crossload | EmissionsCost | 0 | [6 empty] | 0.79031 | 0
LCP_Inputs_ON_Diverse_2023_04_03 | 2026 | Electrolyser 2040 | Crossload | Hydrogen | NY | Dispatch-Crossload | FuelCost | 0 | [6 empty] | 0.79031 | 0
LCP_Inputs_ON_Diverse_2023_04_03 | 2026 | Electrolyser 2040 | Crossload | Hydrogen | NY | Dispatch-Crossload | VOM | 0 | [6 empty] | 0.79031 | 0
LCP_Inputs_ON_Diverse_2023_04_03 | 2026 | Electrolyser 2040 | Crossload | Hydrogen | ON | Dispatch-Crossload | EmissionsCost | 0 | [6 empty] | 0.79031 | 0
LCP_Inputs_ON_Diverse_2023_04_03 | 2026 | Electrolyser 2040 | Crossload | Hydrogen | ON | Dispatch-Crossload | FuelCost | 0 | [6 empty] | 0.79031 | 0
LCP_Inputs_ON_Diverse_2023_04_03 | 2026 | Electrolyser 2040 | Crossload | Hydrogen | ON | Dispatch-Crossload | VOM | 0 | [6 empty] | 0.79031 | 0
LCP_Inputs_ON_Diverse_2023_04_03 | 2026 | Electrolyser 2040 | Crossload | Hydrogen | PJ | Dispatch-Crossload | EmissionsCost | 0 | [6 empty] | 0.79031 | 0
LCP_Inputs_ON_Diverse_2023_04_03 | 2026 | Electrolyser 2040 | Crossload | Hydrogen | PJ | Dispatch-Crossload | FuelCost | 0 | [6 empty] | 0.79031 | 0
LCP_Inputs_ON_Diverse_2023_04_03 | 2026 | Electrolyser 2040 | Crossload | Hydrogen | PJ | Dispatch-Crossload | VOM | 0 | [6 empty] | 0.79031 | 0
LCP_Inputs_ON_Diverse_2023_04_03 | 2026 | Electrolyser 2040 | Crossload | Hydrogen | QC | Dispatch-Crossload | EmissionsCost | 0 | [6 empty] | 0.79031 | 0
LCP_Inputs_ON_Diverse_2023_04_03 | 2026 | Electrolyser 2040 | Crossload | Hydrogen | QC | Dispatch-Crossload | FuelCost | 0 | [6 empty] | 0.79031 | 0
LCP_Inputs_ON_Diverse_2023_04_03 | 2026 | Electrolyser 2040 | Crossload | Hydrogen | QC | Dispatch-Crossload | VOM | 0 | [6 empty] | 0.79031 | 0
LCP_Inputs_ON_Diverse_2023_04_03 | 2026 | Electrolyser 2040 | Crossload | Hydrogen | WC | Dispatch-Crossload | EmissionsCost | 0 | [6 empty] | 0.79031 | 0
LCP_Inputs_ON_Diverse_2023_04_03 | 2026 | Electrolyser 2040 | Crossload | Hydrogen | WC | Dispatch-Crossload | FuelCost | 0 | [6 empty] | 0.79031 | 0
LCP_Inputs_ON_Diverse_2023_04_03 | 2026 | Electrolyser 2040 | Crossload | Hydrogen | WC | Dispatch-Crossload | VOM | 0 | [6 empty] | 0.79031 | 0
LCP_Inputs_ON_Diverse_2023_04_03 | 2026 | Electrolyser 2050 | Crossload | Hydrogen | MI | Dispatch-Crossload | EmissionsCost | 0 | [6 empty] | 0.79031 | 0
LCP_Inputs_ON_Diverse_2023_04_03 | 2026 | Electrolyser 2050 | Crossload | Hydrogen | MI | Dispatch-Crossload | FuelCost | 0 | [6 empty] | 0.79031 | 0
LCP_Inputs_ON_Diverse_2023_04_03 | 2026 | Electrolyser 2050 | Crossload | Hydrogen | MI | Dispatch-Crossload | VOM | 0 | [6 empty] | 0.79031 | 0
LCP_Inputs_ON_Diverse_2023_04_03 | 2026 | Electrolyser 2050 | Crossload | Hydrogen | NY | Dispatch-Crossload | EmissionsCost | 0 | [6 empty] | 0.79031 | 0
LCP_Inputs_ON_Diverse_2023_04_03 | 2026 | Electrolyser 2050 | Crossload | Hydrogen | NY | Dispatch-Crossload | FuelCost | 0 | [6 empty] | 0.79031 | 0
LCP_Inputs_ON_Diverse_2023_04_03 | 2026 | Electrolyser 2050 | Crossload | Hydrogen | NY | Dispatch-Crossload | VOM | 0 | [6 empty] | 0.79031 | 0
LCP_Inputs_ON_Diverse_2023_04_03 | 2026 | Electrolyser 2050 | Crossload | Hydrogen | ON | Dispatch-Crossload | EmissionsCost | 0 | [6 empty] | 0.79031 | 0
LCP_Inputs_ON_Diverse_2023_04_03 | 2026 | Electrolyser 2050 | Crossload | Hydrogen | ON | Dispatch-Crossload | FuelCost | 0 | [6 empty] | 0.79031 | 0
LCP_Inputs_ON_Diverse_2023_04_03 | 2026 | Electrolyser 2050 | Crossload | Hydrogen | ON | Dispatch-Crossload | VOM | 0 | [6 empty] | 0.79031 | 0
LCP_Inputs_ON_Diverse_2023_04_03 | 2026 | Electrolyser 2050 | Crossload | Hydrogen | PJ | Dispatch-Crossload | EmissionsCost | 0 | [6 empty] | 0.79031 | 0
LCP_Inputs_ON_Diverse_2023_04_03 | 2026 | Electrolyser 2050 | Crossload | Hydrogen | PJ | Dispatch-Crossload | FuelCost | 0 | [6 empty] | 0.79031 | 0
LCP_Inputs_ON_Diverse_2023_04_03 | 2026 | Electrolyser 2050 | Crossload | Hydrogen | PJ | Dispatch-Crossload | VOM | 0 | [6 empty] | 0.79031 | 0
LCP_Inputs_ON_Diverse_2023_04_03 | 2026 | Electrolyser 2050 | Crossload | Hydrogen | QC | Dispatch-Crossload | EmissionsCost | 0 | [6 empty] | 0.79031 | 0
LCP_Inputs_ON_Diverse_2023_04_03 | 2026 | Electrolyser 2050 | Crossload | Hydrogen | QC | Dispatch-Crossload | FuelCost | 0 | [6 empty] | 0.79031 | 0
LCP_Inputs_ON_Diverse_2023_04_03 | 2026 | Electrolyser 2050 | Crossload | Hydrogen | QC | Dispatch-Crossload | VOM | 0 | [6 empty] | 0.79031 | 0
LCP_Inputs_ON_Diverse_2023_04_03 | 2026 | Electrolyser 2050 | Crossload | Hydrogen | WC | Dispatch-Crossload | EmissionsCost | 0 | [6 empty] | 0.79031 | 0
LCP_Inputs_ON_Diverse_2023_04_03 | 2026 | Electrolyser 2050 | Crossload | Hydrogen | WC | Dispatch-Crossload | FuelCost | 0 | [6 empty] | 0.79031 | 0
LCP_Inputs_ON_Diverse_2023_04_03 | 2026 | Electrolyser 2050 | Crossload | Hydrogen | WC | Dispatch-Crossload | VOM | 0 | [6 empty] | 0.79031 | 0
LCP_Inputs_ON_Diverse_2023_04_03 | 2026 | Fossil Fuel Thermal (Coal, Peat, Oil) | Generation | Electricity | MI | Dispatch-Generation | EmissionsCost | 0 | [6 empty] | 0.79031 | 0
LCP_Inputs_ON_Diverse_2023_04_03 | 2026 | Fossil Fuel Thermal (Coal, Peat, Oil) | Generation | Electricity | MI | Dispatch-Generation | FuelCost | 0 | [6 empty] | 0.79031 | 0
LCP_Inputs_ON_Diverse_2023_04_03 | 2026 | Fossil Fuel Thermal (Coal, Peat, Oil) | Generation | Electricity | MI | Dispatch-Generation | VOM | 0 | [6 empty] | 0.79031 | 0
LCP_Inputs_ON_Diverse_2023_04_03 | 2026 | Fossil Fuel Thermal (Coal, Peat, Oil) | Generation | Electricity | NY | Dispatch-Generation | EmissionsCost | 0 | [6 empty] | 0.79031 | 0
LCP_Inputs_ON_Diverse_2023_04_03 | 2026 | Fossil Fuel Thermal (Coal, Peat, Oil) | Generation | Electricity | NY | Dispatch-Generation | FuelCost | 0 | [6 empty] | 0.79031 | 0
LCP_Inputs_ON_Diverse_2023_04_03 | 2026 | Fossil Fuel Thermal (Coal, Peat, Oil) | Generation | Electricity | NY | Dispatch-Generation | VOM | 0 | [6 empty] | 0.79031 | 0
LCP_Inputs_ON_Diverse_2023_04_03 | 2026 | Fossil Fuel Thermal (Coal, Peat, Oil) | Generation | Electricity | ON | Dispatch-Generation | EmissionsCost | 0 | [6 empty] | 0.79031 | 0
LCP_Inputs_ON_Diverse_2023_04_03 | 2026 | Fossil Fuel Thermal (Coal, Peat, Oil) | Generation | Electricity | ON | Dispatch-Generation | FuelCost | 0 | [6 empty] | 0.79031 | 0
LCP_Inputs_ON_Diverse_2023_04_03 | 2026 | Fossil Fuel Thermal (Coal, Peat, Oil) | Generation | Electricity | ON | Dispatch-Generation | VOM | 0 | [6 empty] | 0.79031 | 0
LCP_Inputs_ON_Diverse_2023_04_03 | 2026 | Fossil Fuel Thermal (Coal, Peat, Oil) | Generation | Electricity | PJ | Dispatch-Generation | EmissionsCost | 0 | [6 empty] | 0.79031 | 0
LCP_Inputs_ON_Diverse_2023_04_03 | 2026 | Fossil Fuel Thermal (Coal, Peat, Oil) | Generation | Electricity | PJ | Dispatch-Generation | FuelCost | 0 | [6 empty] | 0.79031 | 0
LCP_Inputs_ON_Diverse_2023_04_03 | 2026 | Fossil Fuel Thermal (Coal, Peat, Oil) | Generation | Electricity | PJ | Dispatch-Generation | VOM | 0 | [6 empty] | 0.79031 | 0
LCP_Inputs_ON_Diverse_2023_04_03 | 2026 | Fossil Fuel Thermal (Coal, Peat, Oil) | Generation | Electricity | QC | Dispatch-Generation | EmissionsCost | 0 | [6 empty] | 0.79031 | 0
LCP_Inputs_ON_Diverse_2023_04_03 | 2026 | Fossil Fuel Thermal (Coal, Peat, Oil) | Generation | Electricity | QC | Dispatch-Generation | FuelCost | 0 | [6 empty] | 0.79031 | 0
LCP_Inputs_ON_Diverse_2023_04_03 | 2026 | Fossil Fuel Thermal (Coal, Peat, Oil) | Generation | Electricity | QC | Dispatch-Generation | VOM | 0 | [6 empty] | 0.79031 | 0
LCP_Inputs_ON_Diverse_2023_04_03 | 2026 | Fossil Fuel Thermal (Coal, Peat, Oil) | Generation | Electricity | WC | Dispatch-Generation | EmissionsCost | 0 | [6 empty] | 0.79031 | 0
LCP_Inputs_ON_Diverse_2023_04_03 | 2026 | Fossil Fuel Thermal (Coal, Peat, Oil) | Generation | Electricity | WC | Dispatch-Generation | FuelCost | 0 | [6 empty] | 0.79031 | 0
LCP_Inputs_ON_Diverse_2023_04_03 | 2026 | Fossil Fuel Thermal (Coal, Peat, Oil) | Generation | Electricity | WC | Dispatch-Generation | VOM | 0 | [6 empty] | 0.79031 | 0
LCP_Inputs_ON_Diverse_2023_04_03 | 2026 | Generic - Generator | Generation | Electricity | MI | Dispatch-Generation | EmissionsCost | 0 | [6 empty] | 0.79031 | 0
LCP_Inputs_ON_Diverse_2023_04_03 | 2026 | Generic - Generator | Generation | Electricity | MI | Dispatch-Generation | FuelCost | 3914188137.327 | [6 empty] | 0.79031 | 3093439741.3701
LCP_Inputs_ON_Diverse_2023_04_03 | 2026 | Generic - Generator | Generation | Electricity | MI | Dispatch-Generation | VOM | 404955202.3516 | [6 empty] | 0.79031 | 320041978.6885
LCP_Inputs_ON_Diverse_2023_04_03 | 2026 | Generic - Generator | Generation | Electricity | NY | Dispatch-Generation | EmissionsCost | 0 | [6 empty] | 0.79031 | 0
LCP_Inputs_ON_Diverse_2023_04_03 | 2026 | Generic - Generator | Generation | Electricity | NY | Dispatch-Generation | FuelCost | 1633248891.2382 | [6 empty] | 0.79031 | 1290780322.8782
LCP_Inputs_ON_Diverse_2023_04_03 | 2026 | Generic - Generator | Generation | Electricity | NY | Dispatch-Generation | VOM | 168973133.6454 | [6 empty] | 0.79031 | 133541921.9781
LCP_Inputs_ON_Diverse_2023_04_03 | 2026 | Generic - Generator | Generation | Electricity | ON | Dispatch-Generation | EmissionsCost | 0 | [6 empty] | 0.79031 | 0
LCP_Inputs_ON_Diverse_2023_04_03 | 2026 | Generic - Generator | Generation | Electricity | ON | Dispatch-Generation | FuelCost | 0 | [6 empty] | 0.79031 | 0
LCP_Inputs_ON_Diverse_2023_04_03 | 2026 | Generic - Generator | Generation | Electricity | ON | Dispatch-Generation | VOM | 0 | [6 empty] | 0.79031 | 0
LCP_Inputs_ON_Diverse_2023_04_03 | 2026 | Generic - Generator | Generation | Electricity | PJ | Dispatch-Generation | EmissionsCost | 0 | [6 empty] | 0.79031 | 0
LCP_Inputs_ON_Diverse_2023_04_03 | 2026 | Generic - Generator | Generation | Electricity | PJ | Dispatch-Generation | FuelCost | 14422259590.9655 | [6 empty] | 0.79031 | 11398121248.591
LCP_Inputs_ON_Diverse_2023_04_03 | 2026 | Generic - Generator | Generation | Electricity | PJ | Dispatch-Generation | VOM | 1492102281.7812 | [6 empty] | 0.79031 | 1179230107.1668
LCP_Inputs_ON_Diverse_2023_04_03 | 2026 | Generic - Generator | Generation | Electricity | QC | Dispatch-Generation | EmissionsCost | 0 | [6 empty] | 0.79031 | 0
LCP_Inputs_ON_Diverse_2023_04_03 | 2026 | Generic - Generator | Generation | Electricity | QC | Dispatch-Generation | FuelCost | 0 | [6 empty] | 0.79031 | 0
LCP_Inputs_ON_Diverse_2023_04_03 | 2026 | Generic - Generator | Generation | Electricity | QC | Dispatch-Generation | VOM | 0 | [6 empty] | 0.79031 | 0
LCP_Inputs_ON_Diverse_2023_04_03 | 2026 | Generic - Generator | Generation | Electricity | WC | Dispatch-Generation | EmissionsCost | 0 | [6 empty] | 0.79031 | 0
LCP_Inputs_ON_Diverse_2023_04_03 | 2026 | Generic - Generator | Generation | Electricity | WC | Dispatch-Generation | FuelCost | 1069473.0011 | [6 empty] | 0.79031 | 845220.0476
LCP_Inputs_ON_Diverse_2023_04_03 | 2026 | Generic - Generator | Generation | Electricity | WC | Dispatch-Generation | VOM | 110645.8454 | [6 empty] | 0.79031 | 87445.0188
LCP_Inputs_ON_Diverse_2023_04_03 | 2026 | H2 Import - QC | Import | Hydrogen | MI | Dispatch-Import | EmissionsCost | 0 | [6 empty] | 0.79031 | 0
LCP_Inputs_ON_Diverse_2023_04_03 | 2026 | H2 Import - QC | Import | Hydrogen | MI | Dispatch-Import | FuelCost | 0 | [6 empty] | 0.79031 | 0
LCP_Inputs_ON_Diverse_2023_04_03 | 2026 | H2 Import - QC | Import | Hydrogen | MI | Dispatch-Import | VOM | 0 | [6 empty] | 0.79031 | 0
LCP_Inputs_ON_Diverse_2023_04_03 | 2026 | H2 Import - QC | Import | Hydrogen | NY | Dispatch-Import | EmissionsCost | 0 | [6 empty] | 0.79031 | 0
LCP_Inputs_ON_Diverse_2023_04_03 | 2026 | H2 Import - QC | Import | Hydrogen | NY | Dispatch-Import | FuelCost | 0 | [6 empty] | 0.79031 | 0
LCP_Inputs_ON_Diverse_2023_04_03 | 2026 | H2 Import - QC | Import | Hydrogen | NY | Dispatch-Import | VOM | 0 | [6 empty] | 0.79031 | 0
LCP_Inputs_ON_Diverse_2023_04_03 | 2026 | H2 Import - QC | Import | Hydrogen | ON | Dispatch-Import | EmissionsCost | 0 | [6 empty] | 0.79031 | 0
LCP_Inputs_ON_Diverse_2023_04_03 | 2026 | H2 Import - QC | Import | Hydrogen | ON | Dispatch-Import | FuelCost | 0 | [6 empty] | 0.79031 | 0
LCP_Inputs_ON_Diverse_2023_04_03 | 2026 | H2 Import - QC | Import | Hydrogen | ON | Dispatch-Import | VOM | 0 | [6 empty] | 0.79031 | 0
LCP_Inputs_ON_Diverse_2023_04_03 | 2026 | H2 Import - QC | Import | Hydrogen | PJ | Dispatch-Import | EmissionsCost | 0 | [6 empty] | 0.79031 | 0
LCP_Inputs_ON_Diverse_2023_04_03 | 2026 | H2 Import - QC | Import | Hydrogen | PJ | Dispatch-Import | FuelCost | 0 | [6 empty] | 0.79031 | 0
LCP_Inputs_ON_Diverse_2023_04_03 | 2026 | H2 Import - QC | Import | Hydrogen | PJ | Dispatch-Import | VOM | 0 | [6 empty] | 0.79031 | 0
LCP_Inputs_ON_Diverse_2023_04_03 | 2026 | H2 Import - QC | Import | Hydrogen | QC | Dispatch-Import | EmissionsCost | 0 | [6 empty] | 0.79031 | 0
LCP_Inputs_ON_Diverse_2023_04_03 | 2026 | H2 Import - QC | Import | Hydrogen | QC | Dispatch-Import | FuelCost | 0 | [6 empty] | 0.79031 | 0
LCP_Inputs_ON_Diverse_2023_04_03 | 2026 | H2 Import - QC | Import | Hydrogen | QC | Dispatch-Import | VOM | 0 | [6 empty] | 0.79031 | 0
LCP_Inputs_ON_Diverse_2023_04_03 | 2026 | H2 Import - QC | Import | Hydrogen | WC | Dispatch-Import | EmissionsCost | 0 | [6 empty] | 0.79031 | 0
LCP_Inputs_ON_Diverse_2023_04_03 | 2026 | H2 Import - QC | Import | Hydrogen | WC | Dispatch-Import | FuelCost | 0 | [6 empty] | 0.79031 | 0
LCP_Inputs_ON_Diverse_2023_04_03 | 2026 | H2 Import - QC | Import | Hydrogen | WC | Dispatch-Import | VOM | 0 | [6 empty] | 0.79031 | 0
LCP_Inputs_ON_Diverse_2023_04_03 | 2026 | H2 Import - WC | Import | Hydrogen | MI | Dispatch-Import | EmissionsCost | 0 | [6 empty] | 0.79031 | 0
LCP_Inputs_ON_Diverse_2023_04_03 | 2026 | H2 Import - WC | Import | Hydrogen | MI | Dispatch-Import | FuelCost | 0 | [6 empty] | 0.79031 | 0
LCP_Inputs_ON_Diverse_2023_04_03 | 2026 | H2 Import - WC | Import | Hydrogen | MI | Dispatch-Import | VOM | 0 | [6 empty] | 0.79031 | 0
LCP_Inputs_ON_Diverse_2023_04_03 | 2026 | H2 Import - WC | Import | Hydrogen | NY | Dispatch-Import | EmissionsCost | 0 | [6 empty] | 0.79031 | 0
LCP_Inputs_ON_Diverse_2023_04_03 | 2026 | H2 Import - WC | Import | Hydrogen | NY | Dispatch-Import | FuelCost | 0 | [6 empty] | 0.79031 | 0
LCP_Inputs_ON_Diverse_2023_04_03 | 2026 | H2 Import - WC | Import | Hydrogen | NY | Dispatch-Import | VOM | 0 | [6 empty] | 0.79031 | 0
LCP_Inputs_ON_Diverse_2023_04_03 | 2026 | H2 Import - WC | Import | Hydrogen | ON | Dispatch-Import | EmissionsCost | 0 | [6 empty] | 0.79031 | 0
LCP_Inputs_ON_Diverse_2023_04_03 | 2026 | H2 Import - WC | Import | Hydrogen | ON | Dispatch-Import | FuelCost | 0 | [6 empty] | 0.79031 | 0
LCP_Inputs_ON_Diverse_2023_04_03 | 2026 | H2 Import - WC | Import | Hydrogen | ON | Dispatch-Import | VOM | 0 | [6 empty] | 0.79031 | 0
LCP_Inputs_ON_Diverse_2023_04_03 | 2026 | H2 Import - WC | Import | Hydrogen | PJ | Dispatch-Import | EmissionsCost | 0 | [6 empty] | 0.79031 | 0
LCP_Inputs_ON_Diverse_2023_04_03 | 2026 | H2 Import - WC | Import | Hydrogen | PJ | Dispatch-Import | FuelCost | 0 | [6 empty] | 0.79031 | 0
LCP_Inputs_ON_Diverse_2023_04_03 | 2026 | H2 Import - WC | Import | Hydrogen | PJ | Dispatch-Import | VOM | 0 | [6 empty] | 0.79031 | 0
LCP_Inputs_ON_Diverse_2023_04_03 | 2026 | H2 Import - WC | Import | Hydrogen | QC | Dispatch-Import | EmissionsCost | 0 | [6 empty] | 0.79031 | 0
LCP_Inputs_ON_Diverse_2023_04_03 | 2026 | H2 Import - WC | Import | Hydrogen | QC | Dispatch-Import | FuelCost | 0 | [6 empty] | 0.79031 | 0
LCP_Inputs_ON_Diverse_2023_04_03 | 2026 | H2 Import - WC | Import | Hydrogen | QC | Dispatch-Import | VOM | 0 | [6 empty] | 0.79031 | 0
LCP_Inputs_ON_Diverse_2023_04_03 | 2026 | H2 Import - WC | Import | Hydrogen | WC | Dispatch-Import | EmissionsCost | 0 | [6 empty] | 0.79031 | 0
LCP_Inputs_ON_Diverse_2023_04_03 | 2026 | H2 Import - WC | Import | Hydrogen | WC | Dispatch-Import | FuelCost | 0 | [6 empty] | 0.79031 | 0
LCP_Inputs_ON_Diverse_2023_04_03 | 2026 | H2 Import - WC | Import | Hydrogen | WC | Dispatch-Import | VOM | 0 | [6 empty] | 0.79031 | 0
LCP_Inputs_ON_Diverse_2023_04_03 | 2026 | H2 Salt Cavern Storage - ON | Storage | Hydrogen | MI | Dispatch-Storage | EmissionsCost | 0 | [6 empty] | 0.79031 | 0
LCP_Inputs_ON_Diverse_2023_04_03 | 2026 | H2 Salt Cavern Storage - ON | Storage | Hydrogen | MI | Dispatch-Storage | FuelCost | 0 | [6 empty] | 0.79031 | 0
LCP_Inputs_ON_Diverse_2023_04_03 | 2026 | H2 Salt Cavern Storage - ON | Storage | Hydrogen | MI | Dispatch-Storage | VOM | 0 | [6 empty] | 0.79031 | 0
LCP_Inputs_ON_Diverse_2023_04_03 | 2026 | H2 Salt Cavern Storage - ON | Storage | Hydrogen | NY | Dispatch-Storage | EmissionsCost | 0 | [6 empty] | 0.79031 | 0
LCP_Inputs_ON_Diverse_2023_04_03 | 2026 | H2 Salt Cavern Storage - ON | Storage | Hydrogen | NY | Dispatch-Storage | FuelCost | 0 | [6 empty] | 0.79031 | 0
LCP_Inputs_ON_Diverse_2023_04_03 | 2026 | H2 Salt Cavern Storage - ON | Storage | Hydrogen | NY | Dispatch-Storage | VOM | 0 | [6 empty] | 0.79031 | 0
LCP_Inputs_ON_Diverse_2023_04_03 | 2026 | H2 Salt Cavern Storage - ON | Storage | Hydrogen | ON | Dispatch-Storage | EmissionsCost | 0 | [6 empty] | 0.79031 | 0
LCP_Inputs_ON_Diverse_2023_04_03 | 2026 | H2 Salt Cavern Storage - ON | Storage | Hydrogen | ON | Dispatch-Storage | FuelCost | 0 | [6 empty] | 0.79031 | 0
LCP_Inputs_ON_Diverse_2023_04_03 | 2026 | H2 Salt Cavern Storage - ON | Storage | Hydrogen | ON | Dispatch-Storage | VOM | 0 | [6 empty] | 0.79031 | 0
LCP_Inputs_ON_Diverse_2023_04_03 | 2026 | H2 Salt Cavern Storage - ON | Storage | Hydrogen | PJ | Dispatch-Storage | EmissionsCost | 0 | [6 empty] | 0.79031 | 0
LCP_Inputs_ON_Diverse_2023_04_03 | 2026 | H2 Salt Cavern Storage - ON | Storage | Hydrogen | PJ | Dispatch-Storage | FuelCost | 0 | [6 empty] | 0.79031 | 0
LCP_Inputs_ON_Diverse_2023_04_03 | 2026 | H2 Salt Cavern Storage - ON | Storage | Hydrogen | PJ | Dispatch-Storage | VOM | 0 | [6 empty] | 0.79031 | 0
LCP_Inputs_ON_Diverse_2023_04_03 | 2026 | H2 Salt Cavern Storage - ON | Storage | Hydrogen | QC | Dispatch-Storage | EmissionsCost | 0 | [6 empty] | 0.79031 | 0
LCP_Inputs_ON_Diverse_2023_04_03 | 2026 | H2 Salt Cavern Storage - ON | Storage | Hydrogen | QC | Dispatch-Storage | FuelCost | 0 | [6 empty] | 0.79031 | 0
LCP_Inputs_ON_Diverse_2023_04_03 | 2026 | H2 Salt Cavern Storage - ON | Storage | Hydrogen | QC | Dispatch-Storage | VOM | 0 | [6 empty] | 0.79031 | 0
LCP_Inputs_ON_Diverse_2023_04_03 | 2026 | H2 Salt Cavern Storage - ON | Storage | Hydrogen | WC | Dispatch-Storage | EmissionsCost | 0 | [6 empty] | 0.79031 | 0
LCP_Inputs_ON_Diverse_2023_04_03 | 2026 | H2 Salt Cavern Storage - ON | Storage | Hydrogen | WC | Dispatch-Storage | FuelCost | 0 | [6 empty] | 0.79031 | 0
LCP_Inputs_ON_Diverse_2023_04_03 | 2026 | H2 Salt Cavern Storage - ON | Storage | Hydrogen | WC | Dispatch-Storage | VOM | 0 | [6 empty] | 0.79031 | 0
LCP_Inputs_ON_Diverse_2023_04_03 | 2026 | Hydro | Generation | Electricity | MI | Dispatch-Generation | EmissionsCost | 0 | [6 empty] | 0.79031 | 0
LCP_Inputs_ON_Diverse_2023_04_03 | 2026 | Hydro | Generation | Electricity | MI | Dispatch-Generation | FuelCost | 0 | [6 empty] | 0.79031 | 0
LCP_Inputs_ON_Diverse_2023_04_03 | 2026 | Hydro | Generation | Electricity | MI | Dispatch-Generation | VOM | 0 | [6 empty] | 0.79031 | 0
LCP_Inputs_ON_Diverse_2023_04_03 | 2026 | Hydro | Generation | Electricity | NY | Dispatch-Generation | EmissionsCost | 0 | [6 empty] | 0.79031 | 0
LCP_Inputs_ON_Diverse_2023_04_03 | 2026 | Hydro | Generation | Electricity | NY | Dispatch-Generation | FuelCost | 0 | [6 empty] | 0.79031 | 0
LCP_Inputs_ON_Diverse_2023_04_03 | 2026 | Hydro | Generation | Electricity | NY | Dispatch-Generation | VOM | 0 | [6 empty] | 0.79031 | 0
LCP_Inputs_ON_Diverse_2023_04_03 | 2026 | Hydro | Generation | Electricity | ON | Dispatch-Generation | EmissionsCost | 0 | [6 empty] | 0.79031 | 0
LCP_Inputs_ON_Diverse_2023_04_03 | 2026 | Hydro | Generation | Electricity | ON | Dispatch-Generation | FuelCost | 0 | [6 empty] | 0.79031 | 0
LCP_Inputs_ON_Diverse_2023_04_03 | 2026 | Hydro | Generation | Electricity | ON | Dispatch-Generation | VOM | 0 | [6 empty] | 0.79031 | 0
LCP_Inputs_ON_Diverse_2023_04_03 | 2026 | Hydro | Generation | Electricity | PJ | Dispatch-Generation | EmissionsCost | 0 | [6 empty] | 0.79031 | 0
LCP_Inputs_ON_Diverse_2023_04_03 | 2026 | Hydro | Generation | Electricity | PJ | Dispatch-Generation | FuelCost | 0 | [6 empty] | 0.79031 | 0
LCP_Inputs_ON_Diverse_2023_04_03 | 2026 | Hydro | Generation | Electricity | PJ | Dispatch-Generation | VOM | 0 | [6 empty] | 0.79031 | 0
LCP_Inputs_ON_Diverse_2023_04_03 | 2026 | Hydro | Generation | Electricity | QC | Dispatch-Generation | EmissionsCost | 0 | [6 empty] | 0.79031 | 0
LCP_Inputs_ON_Diverse_2023_04_03 | 2026 | Hydro | Generation | Electricity | QC | Dispatch-Generation | FuelCost | 0 | [6 empty] | 0.79031 | 0
LCP_Inputs_ON_Diverse_2023_04_03 | 2026 | Hydro | Generation | Electricity | QC | Dispatch-Generation | VOM | 0 | [6 empty] | 0.79031 | 0
LCP_Inputs_ON_Diverse_2023_04_03 | 2026 | Hydro | Generation | Electricity | WC | Dispatch-Generation | EmissionsCost | 0 | [6 empty] | 0.79031 | 0
LCP_Inputs_ON_Diverse_2023_04_03 | 2026 | Hydro | Generation | Electricity | WC | Dispatch-Generation | FuelCost | 0 | [6 empty] | 0.79031 | 0
LCP_Inputs_ON_Diverse_2023_04_03 | 2026 | Hydro | Generation | Electricity | WC | Dispatch-Generation | VOM | 0 | [6 empty] | 0.79031 | 0
LCP_Inputs_ON_Diverse_2023_04_03 | 2026 | Hydro Pumped Storage | Storage | Electricity | MI | Dispatch-Storage | EmissionsCost | 0 | [6 empty] | 0.79031 | 0
LCP_Inputs_ON_Diverse_2023_04_03 | 2026 | Hydro Pumped Storage | Storage | Electricity | MI | Dispatch-Storage | FuelCost | 0 | [6 empty] | 0.79031 | 0
LCP_Inputs_ON_Diverse_2023_04_03 | 2026 | Hydro Pumped Storage | Storage | Electricity | MI | Dispatch-Storage | VOM | 0 | [6 empty] | 0.79031 | 0
LCP_Inputs_ON_Diverse_2023_04_03 | 2026 | Hydro Pumped Storage | Storage | Electricity | NY | Dispatch-Storage | EmissionsCost | 0 | [6 empty] | 0.79031 | 0
LCP_Inputs_ON_Diverse_2023_04_03 | 2026 | Hydro Pumped Storage | Storage | Electricity | NY | Dispatch-Storage | FuelCost | 0 | [6 empty] | 0.79031 | 0
LCP_Inputs_ON_Diverse_2023_04_03 | 2026 | Hydro Pumped Storage | Storage | Electricity | NY | Dispatch-Storage | VOM | 0 | [6 empty] | 0.79031 | 0
LCP_Inputs_ON_Diverse_2023_04_03 | 2026 | Hydro Pumped Storage | Storage | Electricity | ON | Dispatch-Storage | EmissionsCost | 0 | [6 empty] | 0.79031 | 0
LCP_Inputs_ON_Diverse_2023_04_03 | 2026 | Hydro Pumped Storage | Storage | Electricity | ON | Dispatch-Storage | FuelCost | 0 | [6 empty] | 0.79031 | 0
LCP_Inputs_ON_Diverse_2023_04_03 | 2026 | Hydro Pumped Storage | Storage | Electricity | ON | Dispatch-Storage | VOM | 0 | [6 empty] | 0.79031 | 0
LCP_Inputs_ON_Diverse_2023_04_03 | 2026 | Hydro Pumped Storage | Storage | Electricity | PJ | Dispatch-Storage | EmissionsCost | 0 | [6 empty] | 0.79031 | 0
LCP_Inputs_ON_Diverse_2023_04_03 | 2026 | Hydro Pumped Storage | Storage | Electricity | PJ | Dispatch-Storage | FuelCost | 0 | [6 empty] | 0.79031 | 0
LCP_Inputs_ON_Diverse_2023_04_03 | 2026 | Hydro Pumped Storage | Storage | Electricity | PJ | Dispatch-Storage | VOM | 0 | [6 empty] | 0.79031 | 0
LCP_Inputs_ON_Diverse_2023_04_03 | 2026 | Hydro Pumped Storage | Storage | Electricity | QC | Dispatch-Storage | EmissionsCost | 0 | [6 empty] | 0.79031 | 0
LCP_Inputs_ON_Diverse_2023_04_03 | 2026 | Hydro Pumped Storage | Storage | Electricity | QC | Dispatch-Storage | FuelCost | 0 | [6 empty] | 0.79031 | 0
LCP_Inputs_ON_Diverse_2023_04_03 | 2026 | Hydro Pumped Storage | Storage | Electricity | QC | Dispatch-Storage | VOM | 0 | [6 empty] | 0.79031 | 0
LCP_Inputs_ON_Diverse_2023_04_03 | 2026 | Hydro Pumped Storage | Storage | Electricity | WC | Dispatch-Storage | EmissionsCost | 0 | [6 empty] | 0.79031 | 0
LCP_Inputs_ON_Diverse_2023_04_03 | 2026 | Hydro Pumped Storage | Storage | Electricity | WC | Dispatch-Storage | FuelCost | 0 | [6 empty] | 0.79031 | 0
LCP_Inputs_ON_Diverse_2023_04_03 | 2026 | Hydro Pumped Storage | Storage | Electricity | WC | Dispatch-Storage | VOM | 0 | [6 empty] | 0.79031 | 0
LCP_Inputs_ON_Diverse_2023_04_03 | 2026 | Nuclear | Generation | Electricity | MI | Dispatch-Generation | EmissionsCost | 0 | [6 empty] | 0.79031 | 0
LCP_Inputs_ON_Diverse_2023_04_03 | 2026 | Nuclear | Generation | Electricity | MI | Dispatch-Generation | FuelCost | 0 | [6 empty] | 0.79031 | 0
LCP_Inputs_ON_Diverse_2023_04_03 | 2026 | Nuclear | Generation | Electricity | MI | Dispatch-Generation | VOM | 3301336446.912 | [6 empty] | 0.79031 | 2609094148.3169
LCP_Inputs_ON_Diverse_2023_04_03 | 2026 | Nuclear | Generation | Electricity | NY | Dispatch-Generation | EmissionsCost | 0 | [6 empty] | 0.79031 | 0
LCP_Inputs_ON_Diverse_2023_04_03 | 2026 | Nuclear | Generation | Electricity | NY | Dispatch-Generation | FuelCost | 0 | [6 empty] | 0.79031 | 0
LCP_Inputs_ON_Diverse_2023_04_03 | 2026 | Nuclear | Generation | Electricity | NY | Dispatch-Generation | VOM | 2246155230.144 | [6 empty] | 0.79031 | 1775169105.4275
LCP_Inputs_ON_Diverse_2023_04_03 | 2026 | Nuclear | Generation | Electricity | ON | Dispatch-Generation | EmissionsCost | 0 | [6 empty] | 0.79031 | 0
LCP_Inputs_ON_Diverse_2023_04_03 | 2026 | Nuclear | Generation | Electricity | ON | Dispatch-Generation | FuelCost | 0 | [6 empty] | 0.79031 | 0
LCP_Inputs_ON_Diverse_2023_04_03 | 2026 | Nuclear | Generation | Electricity | ON | Dispatch-Generation | VOM | 8790266640.96 | [6 empty] | 0.79031 | 6947075411.3918
LCP_Inputs_ON_Diverse_2023_04_03 | 2026 | Nuclear | Generation | Electricity | PJ | Dispatch-Generation | EmissionsCost | 0 | [6 empty] | 0.79031 | 0
LCP_Inputs_ON_Diverse_2023_04_03 | 2026 | Nuclear | Generation | Electricity | PJ | Dispatch-Generation | FuelCost | 0 | [6 empty] | 0.79031 | 0
LCP_Inputs_ON_Diverse_2023_04_03 | 2026 | Nuclear | Generation | Electricity | PJ | Dispatch-Generation | VOM | 9110487814.4448 | [6 empty] | 0.79031 | 7200150856.2432
LCP_Inputs_ON_Diverse_2023_04_03 | 2026 | Nuclear | Generation | Electricity | QC | Dispatch-Generation | EmissionsCost | 0 | [6 empty] | 0.79031 | 0
LCP_Inputs_ON_Diverse_2023_04_03 | 2026 | Nuclear | Generation | Electricity | QC | Dispatch-Generation | FuelCost | 0 | [6 empty] | 0.79031 | 0
LCP_Inputs_ON_Diverse_2023_04_03 | 2026 | Nuclear | Generation | Electricity | QC | Dispatch-Generation | VOM | 0 | [6 empty] | 0.79031 | 0
LCP_Inputs_ON_Diverse_2023_04_03 | 2026 | Nuclear | Generation | Electricity | WC | Dispatch-Generation | EmissionsCost | 0 | [6 empty] | 0.79031 | 0
LCP_Inputs_ON_Diverse_2023_04_03 | 2026 | Nuclear | Generation | Electricity | WC | Dispatch-Generation | FuelCost | 0 | [6 empty] | 0.79031 | 0
LCP_Inputs_ON_Diverse_2023_04_03 | 2026 | Nuclear | Generation | Electricity | WC | Dispatch-Generation | VOM | 0 | [6 empty] | 0.79031 | 0
LCP_Inputs_ON_Diverse_2023_04_03 | 2026 | Nuclear SMR | Generation | Electricity | MI | Dispatch-Generation | EmissionsCost | 0 | [6 empty] | 0.79031 | 0
LCP_Inputs_ON_Diverse_2023_04_03 | 2026 | Nuclear SMR | Generation | Electricity | MI | Dispatch-Generation | FuelCost | 0 | [6 empty] | 0.79031 | 0
LCP_Inputs_ON_Diverse_2023_04_03 | 2026 | Nuclear SMR | Generation | Electricity | MI | Dispatch-Generation | VOM | 0 | [6 empty] | 0.79031 | 0
LCP_Inputs_ON_Diverse_2023_04_03 | 2026 | Nuclear SMR | Generation | Electricity | NY | Dispatch-Generation | EmissionsCost | 0 | [6 empty] | 0.79031 | 0
LCP_Inputs_ON_Diverse_2023_04_03 | 2026 | Nuclear SMR | Generation | Electricity | NY | Dispatch-Generation | FuelCost | 0 | [6 empty] | 0.79031 | 0
LCP_Inputs_ON_Diverse_2023_04_03 | 2026 | Nuclear SMR | Generation | Electricity | NY | Dispatch-Generation | VOM | 0 | [6 empty] | 0.79031 | 0
LCP_Inputs_ON_Diverse_2023_04_03 | 2026 | Nuclear SMR | Generation | Electricity | ON | Dispatch-Generation | EmissionsCost | 0 | [6 empty] | 0.79031 | 0
LCP_Inputs_ON_Diverse_2023_04_03 | 2026 | Nuclear SMR | Generation | Electricity | ON | Dispatch-Generation | FuelCost | 0 | [6 empty] | 0.79031 | 0
LCP_Inputs_ON_Diverse_2023_04_03 | 2026 | Nuclear SMR | Generation | Electricity | ON | Dispatch-Generation | VOM | 0 | [6 empty] | 0.79031 | 0
LCP_Inputs_ON_Diverse_2023_04_03 | 2026 | Nuclear SMR | Generation | Electricity | PJ | Dispatch-Generation | EmissionsCost | 0 | [6 empty] | 0.79031 | 0
LCP_Inputs_ON_Diverse_2023_04_03 | 2026 | Nuclear SMR | Generation | Electricity | PJ | Dispatch-Generation | FuelCost | 0 | [6 empty] | 0.79031 | 0
LCP_Inputs_ON_Diverse_2023_04_03 | 2026 | Nuclear SMR | Generation | Electricity | PJ | Dispatch-Generation | VOM | 0 | [6 empty] | 0.79031 | 0
LCP_Inputs_ON_Diverse_2023_04_03 | 2026 | Nuclear SMR | Generation | Electricity | QC | Dispatch-Generation | EmissionsCost | 0 | [6 empty] | 0.79031 | 0
LCP_Inputs_ON_Diverse_2023_04_03 | 2026 | Nuclear SMR | Generation | Electricity | QC | Dispatch-Generation | FuelCost | 0 | [6 empty] | 0.79031 | 0
LCP_Inputs_ON_Diverse_2023_04_03 | 2026 | Nuclear SMR | Generation | Electricity | QC | Dispatch-Generation | VOM | 0 | [6 empty] | 0.79031 | 0
LCP_Inputs_ON_Diverse_2023_04_03 | 2026 | Nuclear SMR | Generation | Electricity | WC | Dispatch-Generation | EmissionsCost | 0 | [6 empty] | 0.79031 | 0
LCP_Inputs_ON_Diverse_2023_04_03 | 2026 | Nuclear SMR | Generation | Electricity | WC | Dispatch-Generation | FuelCost | 0 | [6 empty] | 0.79031 | 0
LCP_Inputs_ON_Diverse_2023_04_03 | 2026 | Nuclear SMR | Generation | Electricity | WC | Dispatch-Generation | VOM | 0 | [6 empty] | 0.79031 | 0
LCP_Inputs_ON_Diverse_2023_04_03 | 2026 | O/CCGT - CH4 Existing | Crossload | Electricity | MI | Dispatch-Crossload | EmissionsCost | 0 | [6 empty] | 0.79031 | 0
LCP_Inputs_ON_Diverse_2023_04_03 | 2026 | O/CCGT - CH4 Existing | Crossload | Electricity | MI | Dispatch-Crossload | FuelCost | 0 | [6 empty] | 0.79031 | 0
LCP_Inputs_ON_Diverse_2023_04_03 | 2026 | O/CCGT - CH4 Existing | Crossload | Electricity | MI | Dispatch-Crossload | VOM | 0 | [6 empty] | 0.79031 | 0
LCP_Inputs_ON_Diverse_2023_04_03 | 2026 | O/CCGT - CH4 Existing | Crossload | Electricity | NY | Dispatch-Crossload | EmissionsCost | 0 | [6 empty] | 0.79031 | 0
LCP_Inputs_ON_Diverse_2023_04_03 | 2026 | O/CCGT - CH4 Existing | Crossload | Electricity | NY | Dispatch-Crossload | FuelCost | 0 | [6 empty] | 0.79031 | 0
LCP_Inputs_ON_Diverse_2023_04_03 | 2026 | O/CCGT - CH4 Existing | Crossload | Electricity | NY | Dispatch-Crossload | VOM | 0 | [6 empty] | 0.79031 | 0
LCP_Inputs_ON_Diverse_2023_04_03 | 2026 | O/CCGT - CH4 Existing | Crossload | Electricity | ON | Dispatch-Crossload | EmissionsCost | 0 | [6 empty] | 0.79031 | 0
LCP_Inputs_ON_Diverse_2023_04_03 | 2026 | O/CCGT - CH4 Existing | Crossload | Electricity | ON | Dispatch-Crossload | FuelCost | 0 | [6 empty] | 0.79031 | 0
LCP_Inputs_ON_Diverse_2023_04_03 | 2026 | O/CCGT - CH4 Existing | Crossload | Electricity | ON | Dispatch-Crossload | VOM | 0 | [6 empty] | 0.79031 | 0
LCP_Inputs_ON_Diverse_2023_04_03 | 2026 | O/CCGT - CH4 Existing | Crossload | Electricity | PJ | Dispatch-Crossload | EmissionsCost | 0 | [6 empty] | 0.79031 | 0
LCP_Inputs_ON_Diverse_2023_04_03 | 2026 | O/CCGT - CH4 Existing | Crossload | Electricity | PJ | Dispatch-Crossload | FuelCost | 0 | [6 empty] | 0.79031 | 0
LCP_Inputs_ON_Diverse_2023_04_03 | 2026 | O/CCGT - CH4 Existing | Crossload | Electricity | PJ | Dispatch-Crossload | VOM | 0 | [6 empty] | 0.79031 | 0
LCP_Inputs_ON_Diverse_2023_04_03 | 2026 | O/CCGT - CH4 Existing | Crossload | Electricity | QC | Dispatch-Crossload | EmissionsCost | 0 | [6 empty] | 0.79031 | 0
LCP_Inputs_ON_Diverse_2023_04_03 | 2026 | O/CCGT - CH4 Existing | Crossload | Electricity | QC | Dispatch-Crossload | FuelCost | 0 | [6 empty] | 0.79031 | 0
LCP_Inputs_ON_Diverse_2023_04_03 | 2026 | O/CCGT - CH4 Existing | Crossload | Electricity | QC | Dispatch-Crossload | VOM | 0 | [6 empty] | 0.79031 | 0
LCP_Inputs_ON_Diverse_2023_04_03 | 2026 | O/CCGT - CH4 Existing | Crossload | Electricity | WC | Dispatch-Crossload | EmissionsCost | 0 | [6 empty] | 0.79031 | 0
LCP_Inputs_ON_Diverse_2023_04_03 | 2026 | O/CCGT - CH4 Existing | Crossload | Electricity | WC | Dispatch-Crossload | FuelCost | 0 | [6 empty] | 0.79031 | 0
LCP_Inputs_ON_Diverse_2023_04_03 | 2026 | O/CCGT - CH4 Existing | Crossload | Electricity | WC | Dispatch-Crossload | VOM | 0 | [6 empty] | 0.79031 | 0
LCP_Inputs_ON_Diverse_2023_04_03 | 2026 | O/CCGT - CH4 New | Crossload | Electricity | MI | Dispatch-Crossload | EmissionsCost | 0 | [6 empty] | 0.79031 | 0
LCP_Inputs_ON_Diverse_2023_04_03 | 2026 | O/CCGT - CH4 New | Crossload | Electricity | MI | Dispatch-Crossload | FuelCost | 0 | [6 empty] | 0.79031 | 0
LCP_Inputs_ON_Diverse_2023_04_03 | 2026 | O/CCGT - CH4 New | Crossload | Electricity | MI | Dispatch-Crossload | VOM | 0 | [6 empty] | 0.79031 | 0
LCP_Inputs_ON_Diverse_2023_04_03 | 2026 | O/CCGT - CH4 New | Crossload | Electricity | NY | Dispatch-Crossload | EmissionsCost | 0 | [6 empty] | 0.79031 | 0
LCP_Inputs_ON_Diverse_2023_04_03 | 2026 | O/CCGT - CH4 New | Crossload | Electricity | NY | Dispatch-Crossload | FuelCost | 0 | [6 empty] | 0.79031 | 0
LCP_Inputs_ON_Diverse_2023_04_03 | 2026 | O/CCGT - CH4 New | Crossload | Electricity | NY | Dispatch-Crossload | VOM | 0 | [6 empty] | 0.79031 | 0
LCP_Inputs_ON_Diverse_2023_04_03 | 2026 | O/CCGT - CH4 New | Crossload | Electricity | ON | Dispatch-Crossload | EmissionsCost | 0 | [6 empty] | 0.79031 | 0
LCP_Inputs_ON_Diverse_2023_04_03 | 2026 | O/CCGT - CH4 New | Crossload | Electricity | ON | Dispatch-Crossload | FuelCost | 0 | [6 empty] | 0.79031 | 0
LCP_Inputs_ON_Diverse_2023_04_03 | 2026 | O/CCGT - CH4 New | Crossload | Electricity | ON | Dispatch-Crossload | VOM | 0 | [6 empty] | 0.79031 | 0
LCP_Inputs_ON_Diverse_2023_04_03 | 2026 | O/CCGT - CH4 New | Crossload | Electricity | PJ | Dispatch-Crossload | EmissionsCost | 0 | [6 empty] | 0.79031 | 0
LCP_Inputs_ON_Diverse_2023_04_03 | 2026 | O/CCGT - CH4 New | Crossload | Electricity | PJ | Dispatch-Crossload | FuelCost | 0 | [6 empty] | 0.79031 | 0
LCP_Inputs_ON_Diverse_2023_04_03 | 2026 | O/CCGT - CH4 New | Crossload | Electricity | PJ | Dispatch-Crossload | VOM | 0 | [6 empty] | 0.79031 | 0
LCP_Inputs_ON_Diverse_2023_04_03 | 2026 | O/CCGT - CH4 New | Crossload | Electricity | QC | Dispatch-Crossload | EmissionsCost | 0 | [6 empty] | 0.79031 | 0
LCP_Inputs_ON_Diverse_2023_04_03 | 2026 | O/CCGT - CH4 New | Crossload | Electricity | QC | Dispatch-Crossload | FuelCost | 0 | [6 empty] | 0.79031 | 0
LCP_Inputs_ON_Diverse_2023_04_03 | 2026 | O/CCGT - CH4 New | Crossload | Electricity | QC | Dispatch-Crossload | VOM | 0 | [6 empty] | 0.79031 | 0
LCP_Inputs_ON_Diverse_2023_04_03 | 2026 | O/CCGT - CH4 New | Crossload | Electricity | WC | Dispatch-Crossload | EmissionsCost | 0 | [6 empty] | 0.79031 | 0
LCP_Inputs_ON_Diverse_2023_04_03 | 2026 | O/CCGT - CH4 New | Crossload | Electricity | WC | Dispatch-Crossload | FuelCost | 0 | [6 empty] | 0.79031 | 0
LCP_Inputs_ON_Diverse_2023_04_03 | 2026 | O/CCGT - CH4 New | Crossload | Electricity | WC | Dispatch-Crossload | VOM | 0 | [6 empty] | 0.79031 | 0
LCP_Inputs_ON_Diverse_2023_04_03 | 2026 | O/CCGT - H2 New | Crossload | Electricity | MI | Dispatch-Crossload | EmissionsCost | 0 | [6 empty] | 0.79031 | 0
LCP_Inputs_ON_Diverse_2023_04_03 | 2026 | O/CCGT - H2 New | Crossload | Electricity | MI | Dispatch-Crossload | FuelCost | 0 | [6 empty] | 0.79031 | 0
LCP_Inputs_ON_Diverse_2023_04_03 | 2026 | O/CCGT - H2 New | Crossload | Electricity | MI | Dispatch-Crossload | VOM | 0 | [6 empty] | 0.79031 | 0
LCP_Inputs_ON_Diverse_2023_04_03 | 2026 | O/CCGT - H2 New | Crossload | Electricity | NY | Dispatch-Crossload | EmissionsCost | 0 | [6 empty] | 0.79031 | 0
LCP_Inputs_ON_Diverse_2023_04_03 | 2026 | O/CCGT - H2 New | Crossload | Electricity | NY | Dispatch-Crossload | FuelCost | 0 | [6 empty] | 0.79031 | 0
LCP_Inputs_ON_Diverse_2023_04_03 | 2026 | O/CCGT - H2 New | Crossload | Electricity | NY | Dispatch-Crossload | VOM | 0 | [6 empty] | 0.79031 | 0
LCP_Inputs_ON_Diverse_2023_04_03 | 2026 | O/CCGT - H2 New | Crossload | Electricity | ON | Dispatch-Crossload | EmissionsCost | 0 | [6 empty] | 0.79031 | 0
LCP_Inputs_ON_Diverse_2023_04_03 | 2026 | O/CCGT - H2 New | Crossload | Electricity | ON | Dispatch-Crossload | FuelCost | 0 | [6 empty] | 0.79031 | 0
LCP_Inputs_ON_Diverse_2023_04_03 | 2026 | O/CCGT - H2 New | Crossload | Electricity | ON | Dispatch-Crossload | VOM | 0 | [6 empty] | 0.79031 | 0
LCP_Inputs_ON_Diverse_2023_04_03 | 2026 | O/CCGT - H2 New | Crossload | Electricity | PJ | Dispatch-Crossload | EmissionsCost | 0 | [6 empty] | 0.79031 | 0
LCP_Inputs_ON_Diverse_2023_04_03 | 2026 | O/CCGT - H2 New | Crossload | Electricity | PJ | Dispatch-Crossload | FuelCost | 0 | [6 empty] | 0.79031 | 0
LCP_Inputs_ON_Diverse_2023_04_03 | 2026 | O/CCGT - H2 New | Crossload | Electricity | PJ | Dispatch-Crossload | VOM | 0 | [6 empty] | 0.79031 | 0
LCP_Inputs_ON_Diverse_2023_04_03 | 2026 | O/CCGT - H2 New | Crossload | Electricity | QC | Dispatch-Crossload | EmissionsCost | 0 | [6 empty] | 0.79031 | 0
LCP_Inputs_ON_Diverse_2023_04_03 | 2026 | O/CCGT - H2 New | Crossload | Electricity | QC | Dispatch-Crossload | FuelCost | 0 | [6 empty] | 0.79031 | 0
LCP_Inputs_ON_Diverse_2023_04_03 | 2026 | O/CCGT - H2 New | Crossload | Electricity | QC | Dispatch-Crossload | VOM | 0 | [6 empty] | 0.79031 | 0
LCP_Inputs_ON_Diverse_2023_04_03 | 2026 | O/CCGT - H2 New | Crossload | Electricity | WC | Dispatch-Crossload | EmissionsCost | 0 | [6 empty] | 0.79031 | 0
LCP_Inputs_ON_Diverse_2023_04_03 | 2026 | O/CCGT - H2 New | Crossload | Electricity | WC | Dispatch-Crossload | FuelCost | 0 | [6 empty] | 0.79031 | 0
LCP_Inputs_ON_Diverse_2023_04_03 | 2026 | O/CCGT - H2 New | Crossload | Electricity | WC | Dispatch-Crossload | VOM | 0 | [6 empty] | 0.79031 | 0
LCP_Inputs_ON_Diverse_2023_04_03 | 2026 | SMR CCS | Crossload | Hydrogen | MI | Dispatch-Crossload | EmissionsCost | 0 | [6 empty] | 0.79031 | 0
LCP_Inputs_ON_Diverse_2023_04_03 | 2026 | SMR CCS | Crossload | Hydrogen | MI | Dispatch-Crossload | FuelCost | 0 | [6 empty] | 0.79031 | 0
LCP_Inputs_ON_Diverse_2023_04_03 | 2026 | SMR CCS | Crossload | Hydrogen | MI | Dispatch-Crossload | VOM | 0 | [6 empty] | 0.79031 | 0
LCP_Inputs_ON_Diverse_2023_04_03 | 2026 | SMR CCS | Crossload | Hydrogen | NY | Dispatch-Crossload | EmissionsCost | 0 | [6 empty] | 0.79031 | 0
LCP_Inputs_ON_Diverse_2023_04_03 | 2026 | SMR CCS | Crossload | Hydrogen | NY | Dispatch-Crossload | FuelCost | 0 | [6 empty] | 0.79031 | 0
LCP_Inputs_ON_Diverse_2023_04_03 | 2026 | SMR CCS | Crossload | Hydrogen | NY | Dispatch-Crossload | VOM | 0 | [6 empty] | 0.79031 | 0
LCP_Inputs_ON_Diverse_2023_04_03 | 2026 | SMR CCS | Crossload | Hydrogen | ON | Dispatch-Crossload | EmissionsCost | 0 | [6 empty] | 0.79031 | 0
LCP_Inputs_ON_Diverse_2023_04_03 | 2026 | SMR CCS | Crossload | Hydrogen | ON | Dispatch-Crossload | FuelCost | 0 | [6 empty] | 0.79031 | 0
LCP_Inputs_ON_Diverse_2023_04_03 | 2026 | SMR CCS | Crossload | Hydrogen | ON | Dispatch-Crossload | VOM | 0 | [6 empty] | 0.79031 | 0
LCP_Inputs_ON_Diverse_2023_04_03 | 2026 | SMR CCS | Crossload | Hydrogen | PJ | Dispatch-Crossload | EmissionsCost | 0 | [6 empty] | 0.79031 | 0
LCP_Inputs_ON_Diverse_2023_04_03 | 2026 | SMR CCS | Crossload | Hydrogen | PJ | Dispatch-Crossload | FuelCost | 0 | [6 empty] | 0.79031 | 0
LCP_Inputs_ON_Diverse_2023_04_03 | 2026 | SMR CCS | Crossload | Hydrogen | PJ | Dispatch-Crossload | VOM | 0 | [6 empty] | 0.79031 | 0
LCP_Inputs_ON_Diverse_2023_04_03 | 2026 | SMR CCS | Crossload | Hydrogen | QC | Dispatch-Crossload | EmissionsCost | 0 | [6 empty] | 0.79031 | 0
LCP_Inputs_ON_Diverse_2023_04_03 | 2026 | SMR CCS | Crossload | Hydrogen | QC | Dispatch-Crossload | FuelCost | 0 | [6 empty] | 0.79031 | 0
LCP_Inputs_ON_Diverse_2023_04_03 | 2026 | SMR CCS | Crossload | Hydrogen | QC | Dispatch-Crossload | VOM | 0 | [6 empty] | 0.79031 | 0
LCP_Inputs_ON_Diverse_2023_04_03 | 2026 | SMR CCS | Crossload | Hydrogen | WC | Dispatch-Crossload | EmissionsCost | 0 | [6 empty] | 0.79031 | 0
LCP_Inputs_ON_Diverse_2023_04_03 | 2026 | SMR CCS | Crossload | Hydrogen | WC | Dispatch-Crossload | FuelCost | 0 | [6 empty] | 0.79031 | 0
LCP_Inputs_ON_Diverse_2023_04_03 | 2026 | SMR CCS | Crossload | Hydrogen | WC | Dispatch-Crossload | VOM | 0 | [6 empty] | 0.79031 | 0
LCP_Inputs_ON_Diverse_2023_04_03 | 2026 | Solar PV | Generation | Electricity | MI | Dispatch-Generation | EmissionsCost | 0 | [6 empty] | 0.79031 | 0
LCP_Inputs_ON_Diverse_2023_04_03 | 2026 | Solar PV | Generation | Electricity | MI | Dispatch-Generation | FuelCost | 0 | [6 empty] | 0.79031 | 0
LCP_Inputs_ON_Diverse_2023_04_03 | 2026 | Solar PV | Generation | Electricity | MI | Dispatch-Generation | VOM | 0 | [6 empty] | 0.79031 | 0
LCP_Inputs_ON_Diverse_2023_04_03 | 2026 | Solar PV | Generation | Electricity | NY | Dispatch-Generation | EmissionsCost | 0 | [6 empty] | 0.79031 | 0
LCP_Inputs_ON_Diverse_2023_04_03 | 2026 | Solar PV | Generation | Electricity | NY | Dispatch-Generation | FuelCost | 0 | [6 empty] | 0.79031 | 0
LCP_Inputs_ON_Diverse_2023_04_03 | 2026 | Solar PV | Generation | Electricity | NY | Dispatch-Generation | VOM | 0 | [6 empty] | 0.79031 | 0
LCP_Inputs_ON_Diverse_2023_04_03 | 2026 | Solar PV | Generation | Electricity | ON | Dispatch-Generation | EmissionsCost | 0 | [6 empty] | 0.79031 | 0
LCP_Inputs_ON_Diverse_2023_04_03 | 2026 | Solar PV | Generation | Electricity | ON | Dispatch-Generation | FuelCost | 0 | [6 empty] | 0.79031 | 0
LCP_Inputs_ON_Diverse_2023_04_03 | 2026 | Solar PV | Generation | Electricity | ON | Dispatch-Generation | VOM | 0 | [6 empty] | 0.79031 | 0
LCP_Inputs_ON_Diverse_2023_04_03 | 2026 | Solar PV | Generation | Electricity | PJ | Dispatch-Generation | EmissionsCost | 0 | [6 empty] | 0.79031 | 0
LCP_Inputs_ON_Diverse_2023_04_03 | 2026 | Solar PV | Generation | Electricity | PJ | Dispatch-Generation | FuelCost | 0 | [6 empty] | 0.79031 | 0
LCP_Inputs_ON_Diverse_2023_04_03 | 2026 | Solar PV | Generation | Electricity | PJ | Dispatch-Generation | VOM | 0 | [6 empty] | 0.79031 | 0
LCP_Inputs_ON_Diverse_2023_04_03 | 2026 | Solar PV | Generation | Electricity | QC | Dispatch-Generation | EmissionsCost | 0 | [6 empty] | 0.79031 | 0
LCP_Inputs_ON_Diverse_2023_04_03 | 2026 | Solar PV | Generation | Electricity | QC | Dispatch-Generation | FuelCost | 0 | [6 empty] | 0.79031 | 0
LCP_Inputs_ON_Diverse_2023_04_03 | 2026 | Solar PV | Generation | Electricity | QC | Dispatch-Generation | VOM | 0 | [6 empty] | 0.79031 | 0
LCP_Inputs_ON_Diverse_2023_04_03 | 2026 | Solar PV | Generation | Electricity | WC | Dispatch-Generation | EmissionsCost | 0 | [6 empty] | 0.79031 | 0
LCP_Inputs_ON_Diverse_2023_04_03 | 2026 | Solar PV | Generation | Electricity | WC | Dispatch-Generation | FuelCost | 0 | [6 empty] | 0.79031 | 0
LCP_Inputs_ON_Diverse_2023_04_03 | 2026 | Solar PV | Generation | Electricity | WC | Dispatch-Generation | VOM | 0 | [6 empty] | 0.79031 | 0
LCP_Inputs_ON_Diverse_2023_04_03 | 2026 | Wind Offshore | Generation | Electricity | MI | Dispatch-Generation | EmissionsCost | 0 | [6 empty] | 0.79031 | 0
LCP_Inputs_ON_Diverse_2023_04_03 | 2026 | Wind Offshore | Generation | Electricity | MI | Dispatch-Generation | FuelCost | 0 | [6 empty] | 0.79031 | 0
LCP_Inputs_ON_Diverse_2023_04_03 | 2026 | Wind Offshore | Generation | Electricity | MI | Dispatch-Generation | VOM | 0 | [6 empty] | 0.79031 | 0
LCP_Inputs_ON_Diverse_2023_04_03 | 2026 | Wind Offshore | Generation | Electricity | NY | Dispatch-Generation | EmissionsCost | 0 | [6 empty] | 0.79031 | 0
LCP_Inputs_ON_Diverse_2023_04_03 | 2026 | Wind Offshore | Generation | Electricity | NY | Dispatch-Generation | FuelCost | 0 | [6 empty] | 0.79031 | 0
LCP_Inputs_ON_Diverse_2023_04_03 | 2026 | Wind Offshore | Generation | Electricity | NY | Dispatch-Generation | VOM | 0 | [6 empty] | 0.79031 | 0
LCP_Inputs_ON_Diverse_2023_04_03 | 2026 | Wind Offshore | Generation | Electricity | ON | Dispatch-Generation | EmissionsCost | 0 | [6 empty] | 0.79031 | 0
LCP_Inputs_ON_Diverse_2023_04_03 | 2026 | Wind Offshore | Generation | Electricity | ON | Dispatch-Generation | FuelCost | 0 | [6 empty] | 0.79031 | 0
LCP_Inputs_ON_Diverse_2023_04_03 | 2026 | Wind Offshore | Generation | Electricity | ON | Dispatch-Generation | VOM | 0 | [6 empty] | 0.79031 | 0
LCP_Inputs_ON_Diverse_2023_04_03 | 2026 | Wind Offshore | Generation | Electricity | PJ | Dispatch-Generation | EmissionsCost | 0 | [6 empty] | 0.79031 | 0
LCP_Inputs_ON_Diverse_2023_04_03 | 2026 | Wind Offshore | Generation | Electricity | PJ | Dispatch-Generation | FuelCost | 0 | [6 empty] | 0.79031 | 0
LCP_Inputs_ON_Diverse_2023_04_03 | 2026 | Wind Offshore | Generation | Electricity | PJ | Dispatch-Generation | VOM | 0 | [6 empty] | 0.79031 | 0
LCP_Inputs_ON_Diverse_2023_04_03 | 2026 | Wind Offshore | Generation | Electricity | QC | Dispatch-Generation | EmissionsCost | 0 | [6 empty] | 0.79031 | 0
LCP_Inputs_ON_Diverse_2023_04_03 | 2026 | Wind Offshore | Generation | Electricity | QC | Dispatch-Generation | FuelCost | 0 | [6 empty] | 0.79031 | 0
LCP_Inputs_ON_Diverse_2023_04_03 | 2026 | Wind Offshore | Generation | Electricity | QC | Dispatch-Generation | VOM | 0 | [6 empty] | 0.79031 | 0
LCP_Inputs_ON_Diverse_2023_04_03 | 2026 | Wind Offshore | Generation | Electricity | WC | Dispatch-Generation | EmissionsCost | 0 | [6 empty] | 0.79031 | 0
LCP_Inputs_ON_Diverse_2023_04_03 | 2026 | Wind Offshore | Generation | Electricity | WC | Dispatch-Generation | FuelCost | 0 | [6 empty] | 0.79031 | 0
LCP_Inputs_ON_Diverse_2023_04_03 | 2026 | Wind Offshore | Generation | Electricity | WC | Dispatch-Generation | VOM | 0 | [6 empty] | 0.79031 | 0
LCP_Inputs_ON_Diverse_2023_04_03 | 2026 | Wind Onshore | Generation | Electricity | MI | Dispatch-Generation | EmissionsCost | 0 | [6 empty] | 0.79031 | 0
LCP_Inputs_ON_Diverse_2023_04_03 | 2026 | Wind Onshore | Generation | Electricity | MI | Dispatch-Generation | FuelCost | 0 | [6 empty] | 0.79031 | 0
LCP_Inputs_ON_Diverse_2023_04_03 | 2026 | Wind Onshore | Generation | Electricity | MI | Dispatch-Generation | VOM | 0 | [6 empty] | 0.79031 | 0
LCP_Inputs_ON_Diverse_2023_04_03 | 2026 | Wind Onshore | Generation | Electricity | NY | Dispatch-Generation | EmissionsCost | 0 | [6 empty] | 0.79031 | 0
LCP_Inputs_ON_Diverse_2023_04_03 | 2026 | Wind Onshore | Generation | Electricity | NY | Dispatch-Generation | FuelCost | 0 | [6 empty] | 0.79031 | 0
LCP_Inputs_ON_Diverse_2023_04_03 | 2026 | Wind Onshore | Generation | Electricity | NY | Dispatch-Generation | VOM | 0 | [6 empty] | 0.79031 | 0
LCP_Inputs_ON_Diverse_2023_04_03 | 2026 | Wind Onshore | Generation | Electricity | ON | Dispatch-Generation | EmissionsCost | 0 | [6 empty] | 0.79031 | 0
LCP_Inputs_ON_Diverse_2023_04_03 | 2026 | Wind Onshore | Generation | Electricity | ON | Dispatch-Generation | FuelCost | 0 | [6 empty] | 0.79031 | 0
LCP_Inputs_ON_Diverse_2023_04_03 | 2026 | Wind Onshore | Generation | Electricity | ON | Dispatch-Generation | VOM | 0 | [6 empty] | 0.79031 | 0
LCP_Inputs_ON_Diverse_2023_04_03 | 2026 | Wind Onshore | Generation | Electricity | PJ | Dispatch-Generation | EmissionsCost | 0 | [6 empty] | 0.79031 | 0
LCP_Inputs_ON_Diverse_2023_04_03 | 2026 | Wind Onshore | Generation | Electricity | PJ | Dispatch-Generation | FuelCost | 0 | [6 empty] | 0.79031 | 0
LCP_Inputs_ON_Diverse_2023_04_03 | 2026 | Wind Onshore | Generation | Electricity | PJ | Dispatch-Generation | VOM | 0 | [6 empty] | 0.79031 | 0
LCP_Inputs_ON_Diverse_2023_04_03 | 2026 | Wind Onshore | Generation | Electricity | QC | Dispatch-Generation | EmissionsCost | 0 | [6 empty] | 0.79031 | 0
LCP_Inputs_ON_Diverse_2023_04_03 | 2026 | Wind Onshore | Generation | Electricity | QC | Dispatch-Generation | FuelCost | 0 | [6 empty] | 0.79031 | 0
LCP_Inputs_ON_Diverse_2023_04_03 | 2026 | Wind Onshore | Generation | Electricity | QC | Dispatch-Generation | VOM | 0 | [6 empty] | 0.79031 | 0
LCP_Inputs_ON_Diverse_2023_04_03 | 2026 | Wind Onshore | Generation | Electricity | WC | Dispatch-Generation | EmissionsCost | 0 | [6 empty] | 0.79031 | 0
LCP_Inputs_ON_Diverse_2023_04_03 | 2026 | Wind Onshore | Generation | Electricity | WC | Dispatch-Generation | FuelCost | 0 | [6 empty] | 0.79031 | 0
LCP_Inputs_ON_Diverse_2023_04_03 | 2026 | Wind Onshore | Generation | Electricity | WC | Dispatch-Generation | VOM | 0 | [6 empty] | 0.79031 | 0
LCP_Inputs_ON_Diverse_2023_04_03 | 2027 | Anaerobic Digestion | Generation | Methane | MI | Dispatch-Generation | EmissionsCost | 0 | [6 empty] | 0.75992 | 0
LCP_Inputs_ON_Diverse_2023_04_03 | 2027 | Anaerobic Digestion | Generation | Methane | MI | Dispatch-Generation | FuelCost | 0 | [6 empty] | 0.75992 | 0
LCP_Inputs_ON_Diverse_2023_04_03 | 2027 | Anaerobic Digestion | Generation | Methane | MI | Dispatch-Generation | VOM | 0 | [6 empty] | 0.75992 | 0
LCP_Inputs_ON_Diverse_2023_04_03 | 2027 | Anaerobic Digestion | Generation | Methane | NY | Dispatch-Generation | EmissionsCost | 0 | [6 empty] | 0.75992 | 0
LCP_Inputs_ON_Diverse_2023_04_03 | 2027 | Anaerobic Digestion | Generation | Methane | NY | Dispatch-Generation | FuelCost | 0 | [6 empty] | 0.75992 | 0
LCP_Inputs_ON_Diverse_2023_04_03 | 2027 | Anaerobic Digestion | Generation | Methane | NY | Dispatch-Generation | VOM | 0 | [6 empty] | 0.75992 | 0
LCP_Inputs_ON_Diverse_2023_04_03 | 2027 | Anaerobic Digestion | Generation | Methane | ON | Dispatch-Generation | EmissionsCost | 0 | [6 empty] | 0.75992 | 0
LCP_Inputs_ON_Diverse_2023_04_03 | 2027 | Anaerobic Digestion | Generation | Methane | ON | Dispatch-Generation | FuelCost | 0 | [6 empty] | 0.75992 | 0
LCP_Inputs_ON_Diverse_2023_04_03 | 2027 | Anaerobic Digestion | Generation | Methane | ON | Dispatch-Generation | VOM | 0 | [6 empty] | 0.75992 | 0
LCP_Inputs_ON_Diverse_2023_04_03 | 2027 | Anaerobic Digestion | Generation | Methane | PJ | Dispatch-Generation | EmissionsCost | 0 | [6 empty] | 0.75992 | 0
LCP_Inputs_ON_Diverse_2023_04_03 | 2027 | Anaerobic Digestion | Generation | Methane | PJ | Dispatch-Generation | FuelCost | 0 | [6 empty] | 0.75992 | 0
LCP_Inputs_ON_Diverse_2023_04_03 | 2027 | Anaerobic Digestion | Generation | Methane | PJ | Dispatch-Generation | VOM | 0 | [6 empty] | 0.75992 | 0
LCP_Inputs_ON_Diverse_2023_04_03 | 2027 | Anaerobic Digestion | Generation | Methane | QC | Dispatch-Generation | EmissionsCost | 0 | [6 empty] | 0.75992 | 0
LCP_Inputs_ON_Diverse_2023_04_03 | 2027 | Anaerobic Digestion | Generation | Methane | QC | Dispatch-Generation | FuelCost | 0 | [6 empty] | 0.75992 | 0
LCP_Inputs_ON_Diverse_2023_04_03 | 2027 | Anaerobic Digestion | Generation | Methane | QC | Dispatch-Generation | VOM | 0 | [6 empty] | 0.75992 | 0
LCP_Inputs_ON_Diverse_2023_04_03 | 2027 | Anaerobic Digestion | Generation | Methane | WC | Dispatch-Generation | EmissionsCost | 0 | [6 empty] | 0.75992 | 0
LCP_Inputs_ON_Diverse_2023_04_03 | 2027 | Anaerobic Digestion | Generation | Methane | WC | Dispatch-Generation | FuelCost | 0 | [6 empty] | 0.75992 | 0
LCP_Inputs_ON_Diverse_2023_04_03 | 2027 | Anaerobic Digestion | Generation | Methane | WC | Dispatch-Generation | VOM | 0 | [6 empty] | 0.75992 | 0
LCP_Inputs_ON_Diverse_2023_04_03 | 2027 | Battery Storage | Storage | Electricity | MI | Dispatch-Storage | EmissionsCost | 0 | [6 empty] | 0.75992 | 0
LCP_Inputs_ON_Diverse_2023_04_03 | 2027 | Battery Storage | Storage | Electricity | MI | Dispatch-Storage | FuelCost | 0 | [6 empty] | 0.75992 | 0
LCP_Inputs_ON_Diverse_2023_04_03 | 2027 | Battery Storage | Storage | Electricity | MI | Dispatch-Storage | VOM | 0 | [6 empty] | 0.75992 | 0
LCP_Inputs_ON_Diverse_2023_04_03 | 2027 | Battery Storage | Storage | Electricity | NY | Dispatch-Storage | EmissionsCost | 0 | [6 empty] | 0.75992 | 0
LCP_Inputs_ON_Diverse_2023_04_03 | 2027 | Battery Storage | Storage | Electricity | NY | Dispatch-Storage | FuelCost | 0 | [6 empty] | 0.75992 | 0
LCP_Inputs_ON_Diverse_2023_04_03 | 2027 | Battery Storage | Storage | Electricity | NY | Dispatch-Storage | VOM | 0 | [6 empty] | 0.75992 | 0
LCP_Inputs_ON_Diverse_2023_04_03 | 2027 | Battery Storage | Storage | Electricity | ON | Dispatch-Storage | EmissionsCost | 0 | [6 empty] | 0.75992 | 0
LCP_Inputs_ON_Diverse_2023_04_03 | 2027 | Battery Storage | Storage | Electricity | ON | Dispatch-Storage | FuelCost | 0 | [6 empty] | 0.75992 | 0
LCP_Inputs_ON_Diverse_2023_04_03 | 2027 | Battery Storage | Storage | Electricity | ON | Dispatch-Storage | VOM | 0 | [6 empty] | 0.75992 | 0
LCP_Inputs_ON_Diverse_2023_04_03 | 2027 | Battery Storage | Storage | Electricity | PJ | Dispatch-Storage | EmissionsCost | 0 | [6 empty] | 0.75992 | 0
LCP_Inputs_ON_Diverse_2023_04_03 | 2027 | Battery Storage | Storage | Electricity | PJ | Dispatch-Storage | FuelCost | 0 | [6 empty] | 0.75992 | 0
LCP_Inputs_ON_Diverse_2023_04_03 | 2027 | Battery Storage | Storage | Electricity | PJ | Dispatch-Storage | VOM | 0 | [6 empty] | 0.75992 | 0
LCP_Inputs_ON_Diverse_2023_04_03 | 2027 | Battery Storage | Storage | Electricity | QC | Dispatch-Storage | EmissionsCost | 0 | [6 empty] | 0.75992 | 0
LCP_Inputs_ON_Diverse_2023_04_03 | 2027 | Battery Storage | Storage | Electricity | QC | Dispatch-Storage | FuelCost | 0 | [6 empty] | 0.75992 | 0
LCP_Inputs_ON_Diverse_2023_04_03 | 2027 | Battery Storage | Storage | Electricity | QC | Dispatch-Storage | VOM | 0 | [6 empty] | 0.75992 | 0
LCP_Inputs_ON_Diverse_2023_04_03 | 2027 | Battery Storage | Storage | Electricity | WC | Dispatch-Storage | EmissionsCost | 0 | [6 empty] | 0.75992 | 0
LCP_Inputs_ON_Diverse_2023_04_03 | 2027 | Battery Storage | Storage | Electricity | WC | Dispatch-Storage | FuelCost | 0 | [6 empty] | 0.75992 | 0
LCP_Inputs_ON_Diverse_2023_04_03 | 2027 | Battery Storage | Storage | Electricity | WC | Dispatch-Storage | VOM | 0 | [6 empty] | 0.75992 | 0
LCP_Inputs_ON_Diverse_2023_04_03 | 2027 | Biomass | Generation | Electricity | MI | Dispatch-Generation | EmissionsCost | 0 | [6 empty] | 0.75992 | 0
LCP_Inputs_ON_Diverse_2023_04_03 | 2027 | Biomass | Generation | Electricity | MI | Dispatch-Generation | FuelCost | 0 | [6 empty] | 0.75992 | 0
LCP_Inputs_ON_Diverse_2023_04_03 | 2027 | Biomass | Generation | Electricity | MI | Dispatch-Generation | VOM | 0 | [6 empty] | 0.75992 | 0
LCP_Inputs_ON_Diverse_2023_04_03 | 2027 | Biomass | Generation | Electricity | NY | Dispatch-Generation | EmissionsCost | 0 | [6 empty] | 0.75992 | 0
LCP_Inputs_ON_Diverse_2023_04_03 | 2027 | Biomass | Generation | Electricity | NY | Dispatch-Generation | FuelCost | 0 | [6 empty] | 0.75992 | 0
LCP_Inputs_ON_Diverse_2023_04_03 | 2027 | Biomass | Generation | Electricity | NY | Dispatch-Generation | VOM | 0 | [6 empty] | 0.75992 | 0
LCP_Inputs_ON_Diverse_2023_04_03 | 2027 | Biomass | Generation | Electricity | ON | Dispatch-Generation | EmissionsCost | 0 | [6 empty] | 0.75992 | 0
LCP_Inputs_ON_Diverse_2023_04_03 | 2027 | Biomass | Generation | Electricity | ON | Dispatch-Generation | FuelCost | 0 | [6 empty] | 0.75992 | 0
LCP_Inputs_ON_Diverse_2023_04_03 | 2027 | Biomass | Generation | Electricity | ON | Dispatch-Generation | VOM | 0 | [6 empty] | 0.75992 | 0
LCP_Inputs_ON_Diverse_2023_04_03 | 2027 | Biomass | Generation | Electricity | PJ | Dispatch-Generation | EmissionsCost | 0 | [6 empty] | 0.75992 | 0
LCP_Inputs_ON_Diverse_2023_04_03 | 2027 | Biomass | Generation | Electricity | PJ | Dispatch-Generation | FuelCost | 0 | [6 empty] | 0.75992 | 0
LCP_Inputs_ON_Diverse_2023_04_03 | 2027 | Biomass | Generation | Electricity | PJ | Dispatch-Generation | VOM | 0 | [6 empty] | 0.75992 | 0
LCP_Inputs_ON_Diverse_2023_04_03 | 2027 | Biomass | Generation | Electricity | QC | Dispatch-Generation | EmissionsCost | 0 | [6 empty] | 0.75992 | 0
LCP_Inputs_ON_Diverse_2023_04_03 | 2027 | Biomass | Generation | Electricity | QC | Dispatch-Generation | FuelCost | 0 | [6 empty] | 0.75992 | 0
LCP_Inputs_ON_Diverse_2023_04_03 | 2027 | Biomass | Generation | Electricity | QC | Dispatch-Generation | VOM | 0 | [6 empty] | 0.75992 | 0
LCP_Inputs_ON_Diverse_2023_04_03 | 2027 | Biomass | Generation | Electricity | WC | Dispatch-Generation | EmissionsCost | 0 | [6 empty] | 0.75992 | 0
LCP_Inputs_ON_Diverse_2023_04_03 | 2027 | Biomass | Generation | Electricity | WC | Dispatch-Generation | FuelCost | 0 | [6 empty] | 0.75992 | 0
LCP_Inputs_ON_Diverse_2023_04_03 | 2027 | Biomass | Generation | Electricity | WC | Dispatch-Generation | VOM | 0 | [6 empty] | 0.75992 | 0
LCP_Inputs_ON_Diverse_2023_04_03 | 2027 | Biomass + CCS | Generation | Electricity | MI | Dispatch-Generation | EmissionsCost | 0 | [6 empty] | 0.75992 | 0
LCP_Inputs_ON_Diverse_2023_04_03 | 2027 | Biomass + CCS | Generation | Electricity | MI | Dispatch-Generation | FuelCost | 0 | [6 empty] | 0.75992 | 0
LCP_Inputs_ON_Diverse_2023_04_03 | 2027 | Biomass + CCS | Generation | Electricity | MI | Dispatch-Generation | VOM | 0 | [6 empty] | 0.75992 | 0
LCP_Inputs_ON_Diverse_2023_04_03 | 2027 | Biomass + CCS | Generation | Electricity | NY | Dispatch-Generation | EmissionsCost | 0 | [6 empty] | 0.75992 | 0
LCP_Inputs_ON_Diverse_2023_04_03 | 2027 | Biomass + CCS | Generation | Electricity | NY | Dispatch-Generation | FuelCost | 0 | [6 empty] | 0.75992 | 0
LCP_Inputs_ON_Diverse_2023_04_03 | 2027 | Biomass + CCS | Generation | Electricity | NY | Dispatch-Generation | VOM | 0 | [6 empty] | 0.75992 | 0
LCP_Inputs_ON_Diverse_2023_04_03 | 2027 | Biomass + CCS | Generation | Electricity | ON | Dispatch-Generation | EmissionsCost | 0 | [6 empty] | 0.75992 | 0
LCP_Inputs_ON_Diverse_2023_04_03 | 2027 | Biomass + CCS | Generation | Electricity | ON | Dispatch-Generation | FuelCost | 0 | [6 empty] | 0.75992 | 0
LCP_Inputs_ON_Diverse_2023_04_03 | 2027 | Biomass + CCS | Generation | Electricity | ON | Dispatch-Generation | VOM | 0 | [6 empty] | 0.75992 | 0
LCP_Inputs_ON_Diverse_2023_04_03 | 2027 | Biomass + CCS | Generation | Electricity | PJ | Dispatch-Generation | EmissionsCost | 0 | [6 empty] | 0.75992 | 0
LCP_Inputs_ON_Diverse_2023_04_03 | 2027 | Biomass + CCS | Generation | Electricity | PJ | Dispatch-Generation | FuelCost | 0 | [6 empty] | 0.75992 | 0
LCP_Inputs_ON_Diverse_2023_04_03 | 2027 | Biomass + CCS | Generation | Electricity | PJ | Dispatch-Generation | VOM | 0 | [6 empty] | 0.75992 | 0
LCP_Inputs_ON_Diverse_2023_04_03 | 2027 | Biomass + CCS | Generation | Electricity | QC | Dispatch-Generation | EmissionsCost | 0 | [6 empty] | 0.75992 | 0
LCP_Inputs_ON_Diverse_2023_04_03 | 2027 | Biomass + CCS | Generation | Electricity | QC | Dispatch-Generation | FuelCost | 0 | [6 empty] | 0.75992 | 0
LCP_Inputs_ON_Diverse_2023_04_03 | 2027 | Biomass + CCS | Generation | Electricity | QC | Dispatch-Generation | VOM | 0 | [6 empty] | 0.75992 | 0
LCP_Inputs_ON_Diverse_2023_04_03 | 2027 | Biomass + CCS | Generation | Electricity | WC | Dispatch-Generation | EmissionsCost | 0 | [6 empty] | 0.75992 | 0
LCP_Inputs_ON_Diverse_2023_04_03 | 2027 | Biomass + CCS | Generation | Electricity | WC | Dispatch-Generation | FuelCost | 0 | [6 empty] | 0.75992 | 0
LCP_Inputs_ON_Diverse_2023_04_03 | 2027 | Biomass + CCS | Generation | Electricity | WC | Dispatch-Generation | VOM | 0 | [6 empty] | 0.75992 | 0
LCP_Inputs_ON_Diverse_2023_04_03 | 2027 | CH4 + CCS | Generation | Methane | MI | Dispatch-Generation | EmissionsCost | 0 | [6 empty] | 0.75992 | 0
LCP_Inputs_ON_Diverse_2023_04_03 | 2027 | CH4 + CCS | Generation | Methane | MI | Dispatch-Generation | FuelCost | 0 | [6 empty] | 0.75992 | 0
LCP_Inputs_ON_Diverse_2023_04_03 | 2027 | CH4 + CCS | Generation | Methane | MI | Dispatch-Generation | VOM | 0 | [6 empty] | 0.75992 | 0
LCP_Inputs_ON_Diverse_2023_04_03 | 2027 | CH4 + CCS | Generation | Methane | NY | Dispatch-Generation | EmissionsCost | 0 | [6 empty] | 0.75992 | 0
LCP_Inputs_ON_Diverse_2023_04_03 | 2027 | CH4 + CCS | Generation | Methane | NY | Dispatch-Generation | FuelCost | 0 | [6 empty] | 0.75992 | 0
LCP_Inputs_ON_Diverse_2023_04_03 | 2027 | CH4 + CCS | Generation | Methane | NY | Dispatch-Generation | VOM | 0 | [6 empty] | 0.75992 | 0
LCP_Inputs_ON_Diverse_2023_04_03 | 2027 | CH4 + CCS | Generation | Methane | ON | Dispatch-Generation | EmissionsCost | 0 | [6 empty] | 0.75992 | 0
LCP_Inputs_ON_Diverse_2023_04_03 | 2027 | CH4 + CCS | Generation | Methane | ON | Dispatch-Generation | FuelCost | 0 | [6 empty] | 0.75992 | 0
LCP_Inputs_ON_Diverse_2023_04_03 | 2027 | CH4 + CCS | Generation | Methane | ON | Dispatch-Generation | VOM | 0 | [6 empty] | 0.75992 | 0
LCP_Inputs_ON_Diverse_2023_04_03 | 2027 | CH4 + CCS | Generation | Methane | PJ | Dispatch-Generation | EmissionsCost | 0 | [6 empty] | 0.75992 | 0
LCP_Inputs_ON_Diverse_2023_04_03 | 2027 | CH4 + CCS | Generation | Methane | PJ | Dispatch-Generation | FuelCost | 0 | [6 empty] | 0.75992 | 0
LCP_Inputs_ON_Diverse_2023_04_03 | 2027 | CH4 + CCS | Generation | Methane | PJ | Dispatch-Generation | VOM | 0 | [6 empty] | 0.75992 | 0
LCP_Inputs_ON_Diverse_2023_04_03 | 2027 | CH4 + CCS | Generation | Methane | QC | Dispatch-Generation | EmissionsCost | 0 | [6 empty] | 0.75992 | 0
LCP_Inputs_ON_Diverse_2023_04_03 | 2027 | CH4 + CCS | Generation | Methane | QC | Dispatch-Generation | FuelCost | 0 | [6 empty] | 0.75992 | 0
LCP_Inputs_ON_Diverse_2023_04_03 | 2027 | CH4 + CCS | Generation | Methane | QC | Dispatch-Generation | VOM | 0 | [6 empty] | 0.75992 | 0
LCP_Inputs_ON_Diverse_2023_04_03 | 2027 | CH4 + CCS | Generation | Methane | WC | Dispatch-Generation | EmissionsCost | 0 | [6 empty] | 0.75992 | 0
LCP_Inputs_ON_Diverse_2023_04_03 | 2027 | CH4 + CCS | Generation | Methane | WC | Dispatch-Generation | FuelCost | 0 | [6 empty] | 0.75992 | 0
LCP_Inputs_ON_Diverse_2023_04_03 | 2027 | CH4 + CCS | Generation | Methane | WC | Dispatch-Generation | VOM | 0 | [6 empty] | 0.75992 | 0
LCP_Inputs_ON_Diverse_2023_04_03 | 2027 | CH4 Import - NY 2020 | Import | Methane | MI | Dispatch-Import | EmissionsCost | 0 | [6 empty] | 0.75992 | 0
LCP_Inputs_ON_Diverse_2023_04_03 | 2027 | CH4 Import - NY 2020 | Import | Methane | MI | Dispatch-Import | FuelCost | 0 | [6 empty] | 0.75992 | 0
LCP_Inputs_ON_Diverse_2023_04_03 | 2027 | CH4 Import - NY 2020 | Import | Methane | MI | Dispatch-Import | VOM | 0 | [6 empty] | 0.75992 | 0
LCP_Inputs_ON_Diverse_2023_04_03 | 2027 | CH4 Import - NY 2020 | Import | Methane | NY | Dispatch-Import | EmissionsCost | 282343065.1873 | [6 empty] | 0.75992 | 214557524.6699
LCP_Inputs_ON_Diverse_2023_04_03 | 2027 | CH4 Import - NY 2020 | Import | Methane | NY | Dispatch-Import | FuelCost | 407790143.0843 | [6 empty] | 0.75992 | 309886993.7779
LCP_Inputs_ON_Diverse_2023_04_03 | 2027 | CH4 Import - NY 2020 | Import | Methane | NY | Dispatch-Import | VOM | 0 | [6 empty] | 0.75992 | 0
LCP_Inputs_ON_Diverse_2023_04_03 | 2027 | CH4 Import - NY 2020 | Import | Methane | ON | Dispatch-Import | EmissionsCost | 0 | [6 empty] | 0.75992 | 0
LCP_Inputs_ON_Diverse_2023_04_03 | 2027 | CH4 Import - NY 2020 | Import | Methane | ON | Dispatch-Import | FuelCost | 0 | [6 empty] | 0.75992 | 0
LCP_Inputs_ON_Diverse_2023_04_03 | 2027 | CH4 Import - NY 2020 | Import | Methane | ON | Dispatch-Import | VOM | 0 | [6 empty] | 0.75992 | 0
LCP_Inputs_ON_Diverse_2023_04_03 | 2027 | CH4 Import - NY 2020 | Import | Methane | PJ | Dispatch-Import | EmissionsCost | 0 | [6 empty] | 0.75992 | 0
LCP_Inputs_ON_Diverse_2023_04_03 | 2027 | CH4 Import - NY 2020 | Import | Methane | PJ | Dispatch-Import | FuelCost | 0 | [6 empty] | 0.75992 | 0
LCP_Inputs_ON_Diverse_2023_04_03 | 2027 | CH4 Import - NY 2020 | Import | Methane | PJ | Dispatch-Import | VOM | 0 | [6 empty] | 0.75992 | 0
LCP_Inputs_ON_Diverse_2023_04_03 | 2027 | CH4 Import - NY 2020 | Import | Methane | QC | Dispatch-Import | EmissionsCost | 0 | [6 empty] | 0.75992 | 0
LCP_Inputs_ON_Diverse_2023_04_03 | 2027 | CH4 Import - NY 2020 | Import | Methane | QC | Dispatch-Import | FuelCost | 0 | [6 empty] | 0.75992 | 0
LCP_Inputs_ON_Diverse_2023_04_03 | 2027 | CH4 Import - NY 2020 | Import | Methane | QC | Dispatch-Import | VOM | 0 | [6 empty] | 0.75992 | 0
LCP_Inputs_ON_Diverse_2023_04_03 | 2027 | CH4 Import - NY 2020 | Import | Methane | WC | Dispatch-Import | EmissionsCost | 0 | [6 empty] | 0.75992 | 0
LCP_Inputs_ON_Diverse_2023_04_03 | 2027 | CH4 Import - NY 2020 | Import | Methane | WC | Dispatch-Import | FuelCost | 0 | [6 empty] | 0.75992 | 0
LCP_Inputs_ON_Diverse_2023_04_03 | 2027 | CH4 Import - NY 2020 | Import | Methane | WC | Dispatch-Import | VOM | 0 | [6 empty] | 0.75992 | 0
LCP_Inputs_ON_Diverse_2023_04_03 | 2027 | CH4 Import - NY 2030 | Import | Methane | MI | Dispatch-Import | EmissionsCost | 0 | [6 empty] | 0.75992 | 0
LCP_Inputs_ON_Diverse_2023_04_03 | 2027 | CH4 Import - NY 2030 | Import | Methane | MI | Dispatch-Import | FuelCost | 0 | [6 empty] | 0.75992 | 0
LCP_Inputs_ON_Diverse_2023_04_03 | 2027 | CH4 Import - NY 2030 | Import | Methane | MI | Dispatch-Import | VOM | 0 | [6 empty] | 0.75992 | 0
LCP_Inputs_ON_Diverse_2023_04_03 | 2027 | CH4 Import - NY 2030 | Import | Methane | NY | Dispatch-Import | EmissionsCost | 0 | [6 empty] | 0.75992 | 0
LCP_Inputs_ON_Diverse_2023_04_03 | 2027 | CH4 Import - NY 2030 | Import | Methane | NY | Dispatch-Import | FuelCost | 0 | [6 empty] | 0.75992 | 0
LCP_Inputs_ON_Diverse_2023_04_03 | 2027 | CH4 Import - NY 2030 | Import | Methane | NY | Dispatch-Import | VOM | 0 | [6 empty] | 0.75992 | 0
LCP_Inputs_ON_Diverse_2023_04_03 | 2027 | CH4 Import - NY 2030 | Import | Methane | ON | Dispatch-Import | EmissionsCost | 0 | [6 empty] | 0.75992 | 0
LCP_Inputs_ON_Diverse_2023_04_03 | 2027 | CH4 Import - NY 2030 | Import | Methane | ON | Dispatch-Import | FuelCost | 0 | [6 empty] | 0.75992 | 0
LCP_Inputs_ON_Diverse_2023_04_03 | 2027 | CH4 Import - NY 2030 | Import | Methane | ON | Dispatch-Import | VOM | 0 | [6 empty] | 0.75992 | 0
LCP_Inputs_ON_Diverse_2023_04_03 | 2027 | CH4 Import - NY 2030 | Import | Methane | PJ | Dispatch-Import | EmissionsCost | 0 | [6 empty] | 0.75992 | 0
LCP_Inputs_ON_Diverse_2023_04_03 | 2027 | CH4 Import - NY 2030 | Import | Methane | PJ | Dispatch-Import | FuelCost | 0 | [6 empty] | 0.75992 | 0
LCP_Inputs_ON_Diverse_2023_04_03 | 2027 | CH4 Import - NY 2030 | Import | Methane | PJ | Dispatch-Import | VOM | 0 | [6 empty] | 0.75992 | 0
LCP_Inputs_ON_Diverse_2023_04_03 | 2027 | CH4 Import - NY 2030 | Import | Methane | QC | Dispatch-Import | EmissionsCost | 0 | [6 empty] | 0.75992 | 0
LCP_Inputs_ON_Diverse_2023_04_03 | 2027 | CH4 Import - NY 2030 | Import | Methane | QC | Dispatch-Import | FuelCost | 0 | [6 empty] | 0.75992 | 0
LCP_Inputs_ON_Diverse_2023_04_03 | 2027 | CH4 Import - NY 2030 | Import | Methane | QC | Dispatch-Import | VOM | 0 | [6 empty] | 0.75992 | 0
LCP_Inputs_ON_Diverse_2023_04_03 | 2027 | CH4 Import - NY 2030 | Import | Methane | WC | Dispatch-Import | EmissionsCost | 0 | [6 empty] | 0.75992 | 0
LCP_Inputs_ON_Diverse_2023_04_03 | 2027 | CH4 Import - NY 2030 | Import | Methane | WC | Dispatch-Import | FuelCost | 0 | [6 empty] | 0.75992 | 0
LCP_Inputs_ON_Diverse_2023_04_03 | 2027 | CH4 Import - NY 2030 | Import | Methane | WC | Dispatch-Import | VOM | 0 | [6 empty] | 0.75992 | 0
LCP_Inputs_ON_Diverse_2023_04_03 | 2027 | CH4 Import - NY 2040 | Import | Methane | MI | Dispatch-Import | EmissionsCost | 0 | [6 empty] | 0.75992 | 0
LCP_Inputs_ON_Diverse_2023_04_03 | 2027 | CH4 Import - NY 2040 | Import | Methane | MI | Dispatch-Import | FuelCost | 0 | [6 empty] | 0.75992 | 0
LCP_Inputs_ON_Diverse_2023_04_03 | 2027 | CH4 Import - NY 2040 | Import | Methane | MI | Dispatch-Import | VOM | 0 | [6 empty] | 0.75992 | 0
LCP_Inputs_ON_Diverse_2023_04_03 | 2027 | CH4 Import - NY 2040 | Import | Methane | NY | Dispatch-Import | EmissionsCost | 0 | [6 empty] | 0.75992 | 0
LCP_Inputs_ON_Diverse_2023_04_03 | 2027 | CH4 Import - NY 2040 | Import | Methane | NY | Dispatch-Import | FuelCost | 0 | [6 empty] | 0.75992 | 0
LCP_Inputs_ON_Diverse_2023_04_03 | 2027 | CH4 Import - NY 2040 | Import | Methane | NY | Dispatch-Import | VOM | 0 | [6 empty] | 0.75992 | 0
LCP_Inputs_ON_Diverse_2023_04_03 | 2027 | CH4 Import - NY 2040 | Import | Methane | ON | Dispatch-Import | EmissionsCost | 0 | [6 empty] | 0.75992 | 0
LCP_Inputs_ON_Diverse_2023_04_03 | 2027 | CH4 Import - NY 2040 | Import | Methane | ON | Dispatch-Import | FuelCost | 0 | [6 empty] | 0.75992 | 0
LCP_Inputs_ON_Diverse_2023_04_03 | 2027 | CH4 Import - NY 2040 | Import | Methane | ON | Dispatch-Import | VOM | 0 | [6 empty] | 0.75992 | 0
LCP_Inputs_ON_Diverse_2023_04_03 | 2027 | CH4 Import - NY 2040 | Import | Methane | PJ | Dispatch-Import | EmissionsCost | 0 | [6 empty] | 0.75992 | 0
LCP_Inputs_ON_Diverse_2023_04_03 | 2027 | CH4 Import - NY 2040 | Import | Methane | PJ | Dispatch-Import | FuelCost | 0 | [6 empty] | 0.75992 | 0
LCP_Inputs_ON_Diverse_2023_04_03 | 2027 | CH4 Import - NY 2040 | Import | Methane | PJ | Dispatch-Import | VOM | 0 | [6 empty] | 0.75992 | 0
LCP_Inputs_ON_Diverse_2023_04_03 | 2027 | CH4 Import - NY 2040 | Import | Methane | QC | Dispatch-Import | EmissionsCost | 0 | [6 empty] | 0.75992 | 0
LCP_Inputs_ON_Diverse_2023_04_03 | 2027 | CH4 Import - NY 2040 | Import | Methane | QC | Dispatch-Import | FuelCost | 0 | [6 empty] | 0.75992 | 0
LCP_Inputs_ON_Diverse_2023_04_03 | 2027 | CH4 Import - NY 2040 | Import | Methane | QC | Dispatch-Import | VOM | 0 | [6 empty] | 0.75992 | 0
LCP_Inputs_ON_Diverse_2023_04_03 | 2027 | CH4 Import - NY 2040 | Import | Methane | WC | Dispatch-Import | EmissionsCost | 0 | [6 empty] | 0.75992 | 0
LCP_Inputs_ON_Diverse_2023_04_03 | 2027 | CH4 Import - NY 2040 | Import | Methane | WC | Dispatch-Import | FuelCost | 0 | [6 empty] | 0.75992 | 0
LCP_Inputs_ON_Diverse_2023_04_03 | 2027 | CH4 Import - NY 2040 | Import | Methane | WC | Dispatch-Import | VOM | 0 | [6 empty] | 0.75992 | 0
LCP_Inputs_ON_Diverse_2023_04_03 | 2027 | CH4 Import - NY 2050 | Import | Methane | MI | Dispatch-Import | EmissionsCost | 0 | [6 empty] | 0.75992 | 0
LCP_Inputs_ON_Diverse_2023_04_03 | 2027 | CH4 Import - NY 2050 | Import | Methane | MI | Dispatch-Import | FuelCost | 0 | [6 empty] | 0.75992 | 0
LCP_Inputs_ON_Diverse_2023_04_03 | 2027 | CH4 Import - NY 2050 | Import | Methane | MI | Dispatch-Import | VOM | 0 | [6 empty] | 0.75992 | 0
LCP_Inputs_ON_Diverse_2023_04_03 | 2027 | CH4 Import - NY 2050 | Import | Methane | NY | Dispatch-Import | EmissionsCost | 0 | [6 empty] | 0.75992 | 0
LCP_Inputs_ON_Diverse_2023_04_03 | 2027 | CH4 Import - NY 2050 | Import | Methane | NY | Dispatch-Import | FuelCost | 0 | [6 empty] | 0.75992 | 0
LCP_Inputs_ON_Diverse_2023_04_03 | 2027 | CH4 Import - NY 2050 | Import | Methane | NY | Dispatch-Import | VOM | 0 | [6 empty] | 0.75992 | 0
LCP_Inputs_ON_Diverse_2023_04_03 | 2027 | CH4 Import - NY 2050 | Import | Methane | ON | Dispatch-Import | EmissionsCost | 0 | [6 empty] | 0.75992 | 0
LCP_Inputs_ON_Diverse_2023_04_03 | 2027 | CH4 Import - NY 2050 | Import | Methane | ON | Dispatch-Import | FuelCost | 0 | [6 empty] | 0.75992 | 0
LCP_Inputs_ON_Diverse_2023_04_03 | 2027 | CH4 Import - NY 2050 | Import | Methane | ON | Dispatch-Import | VOM | 0 | [6 empty] | 0.75992 | 0
LCP_Inputs_ON_Diverse_2023_04_03 | 2027 | CH4 Import - NY 2050 | Import | Methane | PJ | Dispatch-Import | EmissionsCost | 0 | [6 empty] | 0.75992 | 0
LCP_Inputs_ON_Diverse_2023_04_03 | 2027 | CH4 Import - NY 2050 | Import | Methane | PJ | Dispatch-Import | FuelCost | 0 | [6 empty] | 0.75992 | 0
LCP_Inputs_ON_Diverse_2023_04_03 | 2027 | CH4 Import - NY 2050 | Import | Methane | PJ | Dispatch-Import | VOM | 0 | [6 empty] | 0.75992 | 0
LCP_Inputs_ON_Diverse_2023_04_03 | 2027 | CH4 Import - NY 2050 | Import | Methane | QC | Dispatch-Import | EmissionsCost | 0 | [6 empty] | 0.75992 | 0
LCP_Inputs_ON_Diverse_2023_04_03 | 2027 | CH4 Import - NY 2050 | Import | Methane | QC | Dispatch-Import | FuelCost | 0 | [6 empty] | 0.75992 | 0
LCP_Inputs_ON_Diverse_2023_04_03 | 2027 | CH4 Import - NY 2050 | Import | Methane | QC | Dispatch-Import | VOM | 0 | [6 empty] | 0.75992 | 0
LCP_Inputs_ON_Diverse_2023_04_03 | 2027 | CH4 Import - NY 2050 | Import | Methane | WC | Dispatch-Import | EmissionsCost | 0 | [6 empty] | 0.75992 | 0
LCP_Inputs_ON_Diverse_2023_04_03 | 2027 | CH4 Import - NY 2050 | Import | Methane | WC | Dispatch-Import | FuelCost | 0 | [6 empty] | 0.75992 | 0
LCP_Inputs_ON_Diverse_2023_04_03 | 2027 | CH4 Import - NY 2050 | Import | Methane | WC | Dispatch-Import | VOM | 0 | [6 empty] | 0.75992 | 0
LCP_Inputs_ON_Diverse_2023_04_03 | 2027 | CH4 Import - WC 2020 | Import | Methane | MI | Dispatch-Import | EmissionsCost | 0 | [6 empty] | 0.75992 | 0
LCP_Inputs_ON_Diverse_2023_04_03 | 2027 | CH4 Import - WC 2020 | Import | Methane | MI | Dispatch-Import | FuelCost | 0 | [6 empty] | 0.75992 | 0
LCP_Inputs_ON_Diverse_2023_04_03 | 2027 | CH4 Import - WC 2020 | Import | Methane | MI | Dispatch-Import | VOM | 0 | [6 empty] | 0.75992 | 0
LCP_Inputs_ON_Diverse_2023_04_03 | 2027 | CH4 Import - WC 2020 | Import | Methane | NY | Dispatch-Import | EmissionsCost | 0 | [6 empty] | 0.75992 | 0
LCP_Inputs_ON_Diverse_2023_04_03 | 2027 | CH4 Import - WC 2020 | Import | Methane | NY | Dispatch-Import | FuelCost | 0 | [6 empty] | 0.75992 | 0
LCP_Inputs_ON_Diverse_2023_04_03 | 2027 | CH4 Import - WC 2020 | Import | Methane | NY | Dispatch-Import | VOM | 0 | [6 empty] | 0.75992 | 0
LCP_Inputs_ON_Diverse_2023_04_03 | 2027 | CH4 Import - WC 2020 | Import | Methane | ON | Dispatch-Import | EmissionsCost | 0 | [6 empty] | 0.75992 | 0
LCP_Inputs_ON_Diverse_2023_04_03 | 2027 | CH4 Import - WC 2020 | Import | Methane | ON | Dispatch-Import | FuelCost | 0 | [6 empty] | 0.75992 | 0
LCP_Inputs_ON_Diverse_2023_04_03 | 2027 | CH4 Import - WC 2020 | Import | Methane | ON | Dispatch-Import | VOM | 0 | [6 empty] | 0.75992 | 0
LCP_Inputs_ON_Diverse_2023_04_03 | 2027 | CH4 Import - WC 2020 | Import | Methane | PJ | Dispatch-Import | EmissionsCost | 0 | [6 empty] | 0.75992 | 0
LCP_Inputs_ON_Diverse_2023_04_03 | 2027 | CH4 Import - WC 2020 | Import | Methane | PJ | Dispatch-Import | FuelCost | 0 | [6 empty] | 0.75992 | 0
LCP_Inputs_ON_Diverse_2023_04_03 | 2027 | CH4 Import - WC 2020 | Import | Methane | PJ | Dispatch-Import | VOM | 0 | [6 empty] | 0.75992 | 0
LCP_Inputs_ON_Diverse_2023_04_03 | 2027 | CH4 Import - WC 2020 | Import | Methane | QC | Dispatch-Import | EmissionsCost | 0 | [6 empty] | 0.75992 | 0
LCP_Inputs_ON_Diverse_2023_04_03 | 2027 | CH4 Import - WC 2020 | Import | Methane | QC | Dispatch-Import | FuelCost | 0 | [6 empty] | 0.75992 | 0
LCP_Inputs_ON_Diverse_2023_04_03 | 2027 | CH4 Import - WC 2020 | Import | Methane | QC | Dispatch-Import | VOM | 0 | [6 empty] | 0.75992 | 0
LCP_Inputs_ON_Diverse_2023_04_03 | 2027 | CH4 Import - WC 2020 | Import | Methane | WC | Dispatch-Import | EmissionsCost | 1306945425.5377 | [6 empty] | 0.75992 | 993171109.7491
LCP_Inputs_ON_Diverse_2023_04_03 | 2027 | CH4 Import - WC 2020 | Import | Methane | WC | Dispatch-Import | FuelCost | 1887630786.0789 | [6 empty] | 0.75992 | 1434444259.09
LCP_Inputs_ON_Diverse_2023_04_03 | 2027 | CH4 Import - WC 2020 | Import | Methane | WC | Dispatch-Import | VOM | 0 | [6 empty] | 0.75992 | 0
LCP_Inputs_ON_Diverse_2023_04_03 | 2027 | CH4 Import - WC 2030 | Import | Methane | MI | Dispatch-Import | EmissionsCost | 0 | [6 empty] | 0.75992 | 0
LCP_Inputs_ON_Diverse_2023_04_03 | 2027 | CH4 Import - WC 2030 | Import | Methane | MI | Dispatch-Import | FuelCost | 0 | [6 empty] | 0.75992 | 0
LCP_Inputs_ON_Diverse_2023_04_03 | 2027 | CH4 Import - WC 2030 | Import | Methane | MI | Dispatch-Import | VOM | 0 | [6 empty] | 0.75992 | 0
LCP_Inputs_ON_Diverse_2023_04_03 | 2027 | CH4 Import - WC 2030 | Import | Methane | NY | Dispatch-Import | EmissionsCost | 0 | [6 empty] | 0.75992 | 0
LCP_Inputs_ON_Diverse_2023_04_03 | 2027 | CH4 Import - WC 2030 | Import | Methane | NY | Dispatch-Import | FuelCost | 0 | [6 empty] | 0.75992 | 0
LCP_Inputs_ON_Diverse_2023_04_03 | 2027 | CH4 Import - WC 2030 | Import | Methane | NY | Dispatch-Import | VOM | 0 | [6 empty] | 0.75992 | 0
LCP_Inputs_ON_Diverse_2023_04_03 | 2027 | CH4 Import - WC 2030 | Import | Methane | ON | Dispatch-Import | EmissionsCost | 0 | [6 empty] | 0.75992 | 0
LCP_Inputs_ON_Diverse_2023_04_03 | 2027 | CH4 Import - WC 2030 | Import | Methane | ON | Dispatch-Import | FuelCost | 0 | [6 empty] | 0.75992 | 0
LCP_Inputs_ON_Diverse_2023_04_03 | 2027 | CH4 Import - WC 2030 | Import | Methane | ON | Dispatch-Import | VOM | 0 | [6 empty] | 0.75992 | 0
LCP_Inputs_ON_Diverse_2023_04_03 | 2027 | CH4 Import - WC 2030 | Import | Methane | PJ | Dispatch-Import | EmissionsCost | 0 | [6 empty] | 0.75992 | 0
LCP_Inputs_ON_Diverse_2023_04_03 | 2027 | CH4 Import - WC 2030 | Import | Methane | PJ | Dispatch-Import | FuelCost | 0 | [6 empty] | 0.75992 | 0
LCP_Inputs_ON_Diverse_2023_04_03 | 2027 | CH4 Import - WC 2030 | Import | Methane | PJ | Dispatch-Import | VOM | 0 | [6 empty] | 0.75992 | 0
LCP_Inputs_ON_Diverse_2023_04_03 | 2027 | CH4 Import - WC 2030 | Import | Methane | QC | Dispatch-Import | EmissionsCost | 0 | [6 empty] | 0.75992 | 0
LCP_Inputs_ON_Diverse_2023_04_03 | 2027 | CH4 Import - WC 2030 | Import | Methane | QC | Dispatch-Import | FuelCost | 0 | [6 empty] | 0.75992 | 0
LCP_Inputs_ON_Diverse_2023_04_03 | 2027 | CH4 Import - WC 2030 | Import | Methane | QC | Dispatch-Import | VOM | 0 | [6 empty] | 0.75992 | 0
LCP_Inputs_ON_Diverse_2023_04_03 | 2027 | CH4 Import - WC 2030 | Import | Methane | WC | Dispatch-Import | EmissionsCost | 0 | [6 empty] | 0.75992 | 0
LCP_Inputs_ON_Diverse_2023_04_03 | 2027 | CH4 Import - WC 2030 | Import | Methane | WC | Dispatch-Import | FuelCost | 0 | [6 empty] | 0.75992 | 0
LCP_Inputs_ON_Diverse_2023_04_03 | 2027 | CH4 Import - WC 2030 | Import | Methane | WC | Dispatch-Import | VOM | 0 | [6 empty] | 0.75992 | 0
LCP_Inputs_ON_Diverse_2023_04_03 | 2027 | CH4 Import - WC 2040 | Import | Methane | MI | Dispatch-Import | EmissionsCost | 0 | [6 empty] | 0.75992 | 0
LCP_Inputs_ON_Diverse_2023_04_03 | 2027 | CH4 Import - WC 2040 | Import | Methane | MI | Dispatch-Import | FuelCost | 0 | [6 empty] | 0.75992 | 0
LCP_Inputs_ON_Diverse_2023_04_03 | 2027 | CH4 Import - WC 2040 | Import | Methane | MI | Dispatch-Import | VOM | 0 | [6 empty] | 0.75992 | 0
LCP_Inputs_ON_Diverse_2023_04_03 | 2027 | CH4 Import - WC 2040 | Import | Methane | NY | Dispatch-Import | EmissionsCost | 0 | [6 empty] | 0.75992 | 0
LCP_Inputs_ON_Diverse_2023_04_03 | 2027 | CH4 Import - WC 2040 | Import | Methane | NY | Dispatch-Import | FuelCost | 0 | [6 empty] | 0.75992 | 0
LCP_Inputs_ON_Diverse_2023_04_03 | 2027 | CH4 Import - WC 2040 | Import | Methane | NY | Dispatch-Import | VOM | 0 | [6 empty] | 0.75992 | 0
LCP_Inputs_ON_Diverse_2023_04_03 | 2027 | CH4 Import - WC 2040 | Import | Methane | ON | Dispatch-Import | EmissionsCost | 0 | [6 empty] | 0.75992 | 0
LCP_Inputs_ON_Diverse_2023_04_03 | 2027 | CH4 Import - WC 2040 | Import | Methane | ON | Dispatch-Import | FuelCost | 0 | [6 empty] | 0.75992 | 0
LCP_Inputs_ON_Diverse_2023_04_03 | 2027 | CH4 Import - WC 2040 | Import | Methane | ON | Dispatch-Import | VOM | 0 | [6 empty] | 0.75992 | 0
LCP_Inputs_ON_Diverse_2023_04_03 | 2027 | CH4 Import - WC 2040 | Import | Methane | PJ | Dispatch-Import | EmissionsCost | 0 | [6 empty] | 0.75992 | 0
LCP_Inputs_ON_Diverse_2023_04_03 | 2027 | CH4 Import - WC 2040 | Import | Methane | PJ | Dispatch-Import | FuelCost | 0 | [6 empty] | 0.75992 | 0
LCP_Inputs_ON_Diverse_2023_04_03 | 2027 | CH4 Import - WC 2040 | Import | Methane | PJ | Dispatch-Import | VOM | 0 | [6 empty] | 0.75992 | 0
LCP_Inputs_ON_Diverse_2023_04_03 | 2027 | CH4 Import - WC 2040 | Import | Methane | QC | Dispatch-Import | EmissionsCost | 0 | [6 empty] | 0.75992 | 0
LCP_Inputs_ON_Diverse_2023_04_03 | 2027 | CH4 Import - WC 2040 | Import | Methane | QC | Dispatch-Import | FuelCost | 0 | [6 empty] | 0.75992 | 0
LCP_Inputs_ON_Diverse_2023_04_03 | 2027 | CH4 Import - WC 2040 | Import | Methane | QC | Dispatch-Import | VOM | 0 | [6 empty] | 0.75992 | 0
LCP_Inputs_ON_Diverse_2023_04_03 | 2027 | CH4 Import - WC 2040 | Import | Methane | WC | Dispatch-Import | EmissionsCost | 0 | [6 empty] | 0.75992 | 0
LCP_Inputs_ON_Diverse_2023_04_03 | 2027 | CH4 Import - WC 2040 | Import | Methane | WC | Dispatch-Import | FuelCost | 0 | [6 empty] | 0.75992 | 0
LCP_Inputs_ON_Diverse_2023_04_03 | 2027 | CH4 Import - WC 2040 | Import | Methane | WC | Dispatch-Import | VOM | 0 | [6 empty] | 0.75992 | 0
LCP_Inputs_ON_Diverse_2023_04_03 | 2027 | CH4 Import - WC 2050 | Import | Methane | MI | Dispatch-Import | EmissionsCost | 0 | [6 empty] | 0.75992 | 0
LCP_Inputs_ON_Diverse_2023_04_03 | 2027 | CH4 Import - WC 2050 | Import | Methane | MI | Dispatch-Import | FuelCost | 0 | [6 empty] | 0.75992 | 0
LCP_Inputs_ON_Diverse_2023_04_03 | 2027 | CH4 Import - WC 2050 | Import | Methane | MI | Dispatch-Import | VOM | 0 | [6 empty] | 0.75992 | 0
LCP_Inputs_ON_Diverse_2023_04_03 | 2027 | CH4 Import - WC 2050 | Import | Methane | NY | Dispatch-Import | EmissionsCost | 0 | [6 empty] | 0.75992 | 0
LCP_Inputs_ON_Diverse_2023_04_03 | 2027 | CH4 Import - WC 2050 | Import | Methane | NY | Dispatch-Import | FuelCost | 0 | [6 empty] | 0.75992 | 0
LCP_Inputs_ON_Diverse_2023_04_03 | 2027 | CH4 Import - WC 2050 | Import | Methane | NY | Dispatch-Import | VOM | 0 | [6 empty] | 0.75992 | 0
LCP_Inputs_ON_Diverse_2023_04_03 | 2027 | CH4 Import - WC 2050 | Import | Methane | ON | Dispatch-Import | EmissionsCost | 0 | [6 empty] | 0.75992 | 0
LCP_Inputs_ON_Diverse_2023_04_03 | 2027 | CH4 Import - WC 2050 | Import | Methane | ON | Dispatch-Import | FuelCost | 0 | [6 empty] | 0.75992 | 0
LCP_Inputs_ON_Diverse_2023_04_03 | 2027 | CH4 Import - WC 2050 | Import | Methane | ON | Dispatch-Import | VOM | 0 | [6 empty] | 0.75992 | 0
LCP_Inputs_ON_Diverse_2023_04_03 | 2027 | CH4 Import - WC 2050 | Import | Methane | PJ | Dispatch-Import | EmissionsCost | 0 | [6 empty] | 0.75992 | 0
LCP_Inputs_ON_Diverse_2023_04_03 | 2027 | CH4 Import - WC 2050 | Import | Methane | PJ | Dispatch-Import | FuelCost | 0 | [6 empty] | 0.75992 | 0
LCP_Inputs_ON_Diverse_2023_04_03 | 2027 | CH4 Import - WC 2050 | Import | Methane | PJ | Dispatch-Import | VOM | 0 | [6 empty] | 0.75992 | 0
LCP_Inputs_ON_Diverse_2023_04_03 | 2027 | CH4 Import - WC 2050 | Import | Methane | QC | Dispatch-Import | EmissionsCost | 0 | [6 empty] | 0.75992 | 0
LCP_Inputs_ON_Diverse_2023_04_03 | 2027 | CH4 Import - WC 2050 | Import | Methane | QC | Dispatch-Import | FuelCost | 0 | [6 empty] | 0.75992 | 0
LCP_Inputs_ON_Diverse_2023_04_03 | 2027 | CH4 Import - WC 2050 | Import | Methane | QC | Dispatch-Import | VOM | 0 | [6 empty] | 0.75992 | 0
LCP_Inputs_ON_Diverse_2023_04_03 | 2027 | CH4 Import - WC 2050 | Import | Methane | WC | Dispatch-Import | EmissionsCost | 0 | [6 empty] | 0.75992 | 0
LCP_Inputs_ON_Diverse_2023_04_03 | 2027 | CH4 Import - WC 2050 | Import | Methane | WC | Dispatch-Import | FuelCost | 0 | [6 empty] | 0.75992 | 0
LCP_Inputs_ON_Diverse_2023_04_03 | 2027 | CH4 Import - WC 2050 | Import | Methane | WC | Dispatch-Import | VOM | 0 | [6 empty] | 0.75992 | 0
LCP_Inputs_ON_Diverse_2023_04_03 | 2027 | CH4 Salt Cavern Storage - ON | Storage | Methane | MI | Dispatch-Storage | EmissionsCost | 0 | [6 empty] | 0.75992 | 0
LCP_Inputs_ON_Diverse_2023_04_03 | 2027 | CH4 Salt Cavern Storage - ON | Storage | Methane | MI | Dispatch-Storage | FuelCost | 0 | [6 empty] | 0.75992 | 0
LCP_Inputs_ON_Diverse_2023_04_03 | 2027 | CH4 Salt Cavern Storage - ON | Storage | Methane | MI | Dispatch-Storage | VOM | 0 | [6 empty] | 0.75992 | 0
LCP_Inputs_ON_Diverse_2023_04_03 | 2027 | CH4 Salt Cavern Storage - ON | Storage | Methane | NY | Dispatch-Storage | EmissionsCost | 0 | [6 empty] | 0.75992 | 0
LCP_Inputs_ON_Diverse_2023_04_03 | 2027 | CH4 Salt Cavern Storage - ON | Storage | Methane | NY | Dispatch-Storage | FuelCost | 0 | [6 empty] | 0.75992 | 0
LCP_Inputs_ON_Diverse_2023_04_03 | 2027 | CH4 Salt Cavern Storage - ON | Storage | Methane | NY | Dispatch-Storage | VOM | 0 | [6 empty] | 0.75992 | 0
LCP_Inputs_ON_Diverse_2023_04_03 | 2027 | CH4 Salt Cavern Storage - ON | Storage | Methane | ON | Dispatch-Storage | EmissionsCost | 0 | [6 empty] | 0.75992 | 0
LCP_Inputs_ON_Diverse_2023_04_03 | 2027 | CH4 Salt Cavern Storage - ON | Storage | Methane | ON | Dispatch-Storage | FuelCost | 0 | [6 empty] | 0.75992 | 0
LCP_Inputs_ON_Diverse_2023_04_03 | 2027 | CH4 Salt Cavern Storage - ON | Storage | Methane | ON | Dispatch-Storage | VOM | 691417.795 | [6 empty] | 0.75992 | 525420.6988
LCP_Inputs_ON_Diverse_2023_04_03 | 2027 | CH4 Salt Cavern Storage - ON | Storage | Methane | PJ | Dispatch-Storage | EmissionsCost | 0 | [6 empty] | 0.75992 | 0
LCP_Inputs_ON_Diverse_2023_04_03 | 2027 | CH4 Salt Cavern Storage - ON | Storage | Methane | PJ | Dispatch-Storage | FuelCost | 0 | [6 empty] | 0.75992 | 0
LCP_Inputs_ON_Diverse_2023_04_03 | 2027 | CH4 Salt Cavern Storage - ON | Storage | Methane | PJ | Dispatch-Storage | VOM | 0 | [6 empty] | 0.75992 | 0
LCP_Inputs_ON_Diverse_2023_04_03 | 2027 | CH4 Salt Cavern Storage - ON | Storage | Methane | QC | Dispatch-Storage | EmissionsCost | 0 | [6 empty] | 0.75992 | 0
LCP_Inputs_ON_Diverse_2023_04_03 | 2027 | CH4 Salt Cavern Storage - ON | Storage | Methane | QC | Dispatch-Storage | FuelCost | 0 | [6 empty] | 0.75992 | 0
LCP_Inputs_ON_Diverse_2023_04_03 | 2027 | CH4 Salt Cavern Storage - ON | Storage | Methane | QC | Dispatch-Storage | VOM | 0 | [6 empty] | 0.75992 | 0
LCP_Inputs_ON_Diverse_2023_04_03 | 2027 | CH4 Salt Cavern Storage - ON | Storage | Methane | WC | Dispatch-Storage | EmissionsCost | 0 | [6 empty] | 0.75992 | 0
LCP_Inputs_ON_Diverse_2023_04_03 | 2027 | CH4 Salt Cavern Storage - ON | Storage | Methane | WC | Dispatch-Storage | FuelCost | 0 | [6 empty] | 0.75992 | 0
LCP_Inputs_ON_Diverse_2023_04_03 | 2027 | CH4 Salt Cavern Storage - ON | Storage | Methane | WC | Dispatch-Storage | VOM | 0 | [6 empty] | 0.75992 | 0
LCP_Inputs_ON_Diverse_2023_04_03 | 2027 | Electrolyser 2020/2030 | Crossload | Hydrogen | MI | Dispatch-Crossload | EmissionsCost | 0 | [6 empty] | 0.75992 | 0
LCP_Inputs_ON_Diverse_2023_04_03 | 2027 | Electrolyser 2020/2030 | Crossload | Hydrogen | MI | Dispatch-Crossload | FuelCost | 0 | [6 empty] | 0.75992 | 0
LCP_Inputs_ON_Diverse_2023_04_03 | 2027 | Electrolyser 2020/2030 | Crossload | Hydrogen | MI | Dispatch-Crossload | VOM | 0 | [6 empty] | 0.75992 | 0
LCP_Inputs_ON_Diverse_2023_04_03 | 2027 | Electrolyser 2020/2030 | Crossload | Hydrogen | NY | Dispatch-Crossload | EmissionsCost | 0 | [6 empty] | 0.75992 | 0
LCP_Inputs_ON_Diverse_2023_04_03 | 2027 | Electrolyser 2020/2030 | Crossload | Hydrogen | NY | Dispatch-Crossload | FuelCost | 0 | [6 empty] | 0.75992 | 0
LCP_Inputs_ON_Diverse_2023_04_03 | 2027 | Electrolyser 2020/2030 | Crossload | Hydrogen | NY | Dispatch-Crossload | VOM | 0 | [6 empty] | 0.75992 | 0
LCP_Inputs_ON_Diverse_2023_04_03 | 2027 | Electrolyser 2020/2030 | Crossload | Hydrogen | ON | Dispatch-Crossload | EmissionsCost | 0 | [6 empty] | 0.75992 | 0
LCP_Inputs_ON_Diverse_2023_04_03 | 2027 | Electrolyser 2020/2030 | Crossload | Hydrogen | ON | Dispatch-Crossload | FuelCost | 0 | [6 empty] | 0.75992 | 0
LCP_Inputs_ON_Diverse_2023_04_03 | 2027 | Electrolyser 2020/2030 | Crossload | Hydrogen | ON | Dispatch-Crossload | VOM | 0 | [6 empty] | 0.75992 | 0
LCP_Inputs_ON_Diverse_2023_04_03 | 2027 | Electrolyser 2020/2030 | Crossload | Hydrogen | PJ | Dispatch-Crossload | EmissionsCost | 0 | [6 empty] | 0.75992 | 0
LCP_Inputs_ON_Diverse_2023_04_03 | 2027 | Electrolyser 2020/2030 | Crossload | Hydrogen | PJ | Dispatch-Crossload | FuelCost | 0 | [6 empty] | 0.75992 | 0
LCP_Inputs_ON_Diverse_2023_04_03 | 2027 | Electrolyser 2020/2030 | Crossload | Hydrogen | PJ | Dispatch-Crossload | VOM | 0 | [6 empty] | 0.75992 | 0
LCP_Inputs_ON_Diverse_2023_04_03 | 2027 | Electrolyser 2020/2030 | Crossload | Hydrogen | QC | Dispatch-Crossload | EmissionsCost | 0 | [6 empty] | 0.75992 | 0
LCP_Inputs_ON_Diverse_2023_04_03 | 2027 | Electrolyser 2020/2030 | Crossload | Hydrogen | QC | Dispatch-Crossload | FuelCost | 0 | [6 empty] | 0.75992 | 0
LCP_Inputs_ON_Diverse_2023_04_03 | 2027 | Electrolyser 2020/2030 | Crossload | Hydrogen | QC | Dispatch-Crossload | VOM | 0 | [6 empty] | 0.75992 | 0
LCP_Inputs_ON_Diverse_2023_04_03 | 2027 | Electrolyser 2020/2030 | Crossload | Hydrogen | WC | Dispatch-Crossload | EmissionsCost | 0 | [6 empty] | 0.75992 | 0
LCP_Inputs_ON_Diverse_2023_04_03 | 2027 | Electrolyser 2020/2030 | Crossload | Hydrogen | WC | Dispatch-Crossload | FuelCost | 0 | [6 empty] | 0.75992 | 0
LCP_Inputs_ON_Diverse_2023_04_03 | 2027 | Electrolyser 2020/2030 | Crossload | Hydrogen | WC | Dispatch-Crossload | VOM | 0 | [6 empty] | 0.75992 | 0
LCP_Inputs_ON_Diverse_2023_04_03 | 2027 | Electrolyser 2040 | Crossload | Hydrogen | MI | Dispatch-Crossload | EmissionsCost | 0 | [6 empty] | 0.75992 | 0
LCP_Inputs_ON_Diverse_2023_04_03 | 2027 | Electrolyser 2040 | Crossload | Hydrogen | MI | Dispatch-Crossload | FuelCost | 0 | [6 empty] | 0.75992 | 0
LCP_Inputs_ON_Diverse_2023_04_03 | 2027 | Electrolyser 2040 | Crossload | Hydrogen | MI | Dispatch-Crossload | VOM | 0 | [6 empty] | 0.75992 | 0
LCP_Inputs_ON_Diverse_2023_04_03 | 2027 | Electrolyser 2040 | Crossload | Hydrogen | NY | Dispatch-Crossload | EmissionsCost | 0 | [6 empty] | 0.75992 | 0
LCP_Inputs_ON_Diverse_2023_04_03 | 2027 | Electrolyser 2040 | Crossload | Hydrogen | NY | Dispatch-Crossload | FuelCost | 0 | [6 empty] | 0.75992 | 0
LCP_Inputs_ON_Diverse_2023_04_03 | 2027 | Electrolyser 2040 | Crossload | Hydrogen | NY | Dispatch-Crossload | VOM | 0 | [6 empty] | 0.75992 | 0
LCP_Inputs_ON_Diverse_2023_04_03 | 2027 | Electrolyser 2040 | Crossload | Hydrogen | ON | Dispatch-Crossload | EmissionsCost | 0 | [6 empty] | 0.75992 | 0
LCP_Inputs_ON_Diverse_2023_04_03 | 2027 | Electrolyser 2040 | Crossload | Hydrogen | ON | Dispatch-Crossload | FuelCost | 0 | [6 empty] | 0.75992 | 0
LCP_Inputs_ON_Diverse_2023_04_03 | 2027 | Electrolyser 2040 | Crossload | Hydrogen | ON | Dispatch-Crossload | VOM | 0 | [6 empty] | 0.75992 | 0
LCP_Inputs_ON_Diverse_2023_04_03 | 2027 | Electrolyser 2040 | Crossload | Hydrogen | PJ | Dispatch-Crossload | EmissionsCost | 0 | [6 empty] | 0.75992 | 0
LCP_Inputs_ON_Diverse_2023_04_03 | 2027 | Electrolyser 2040 | Crossload | Hydrogen | PJ | Dispatch-Crossload | FuelCost | 0 | [6 empty] | 0.75992 | 0
LCP_Inputs_ON_Diverse_2023_04_03 | 2027 | Electrolyser 2040 | Crossload | Hydrogen | PJ | Dispatch-Crossload | VOM | 0 | [6 empty] | 0.75992 | 0
LCP_Inputs_ON_Diverse_2023_04_03 | 2027 | Electrolyser 2040 | Crossload | Hydrogen | QC | Dispatch-Crossload | EmissionsCost | 0 | [6 empty] | 0.75992 | 0
LCP_Inputs_ON_Diverse_2023_04_03 | 2027 | Electrolyser 2040 | Crossload | Hydrogen | QC | Dispatch-Crossload | FuelCost | 0 | [6 empty] | 0.75992 | 0
LCP_Inputs_ON_Diverse_2023_04_03 | 2027 | Electrolyser 2040 | Crossload | Hydrogen | QC | Dispatch-Crossload | VOM | 0 | [6 empty] | 0.75992 | 0
LCP_Inputs_ON_Diverse_2023_04_03 | 2027 | Electrolyser 2040 | Crossload | Hydrogen | WC | Dispatch-Crossload | EmissionsCost | 0 | [6 empty] | 0.75992 | 0
LCP_Inputs_ON_Diverse_2023_04_03 | 2027 | Electrolyser 2040 | Crossload | Hydrogen | WC | Dispatch-Crossload | FuelCost | 0 | [6 empty] | 0.75992 | 0
LCP_Inputs_ON_Diverse_2023_04_03 | 2027 | Electrolyser 2040 | Crossload | Hydrogen | WC | Dispatch-Crossload | VOM | 0 | [6 empty] | 0.75992 | 0
LCP_Inputs_ON_Diverse_2023_04_03 | 2027 | Electrolyser 2050 | Crossload | Hydrogen | MI | Dispatch-Crossload | EmissionsCost | 0 | [6 empty] | 0.75992 | 0
LCP_Inputs_ON_Diverse_2023_04_03 | 2027 | Electrolyser 2050 | Crossload | Hydrogen | MI | Dispatch-Crossload | FuelCost | 0 | [6 empty] | 0.75992 | 0
LCP_Inputs_ON_Diverse_2023_04_03 | 2027 | Electrolyser 2050 | Crossload | Hydrogen | MI | Dispatch-Crossload | VOM | 0 | [6 empty] | 0.75992 | 0
LCP_Inputs_ON_Diverse_2023_04_03 | 2027 | Electrolyser 2050 | Crossload | Hydrogen | NY | Dispatch-Crossload | EmissionsCost | 0 | [6 empty] | 0.75992 | 0
LCP_Inputs_ON_Diverse_2023_04_03 | 2027 | Electrolyser 2050 | Crossload | Hydrogen | NY | Dispatch-Crossload | FuelCost | 0 | [6 empty] | 0.75992 | 0
LCP_Inputs_ON_Diverse_2023_04_03 | 2027 | Electrolyser 2050 | Crossload | Hydrogen | NY | Dispatch-Crossload | VOM | 0 | [6 empty] | 0.75992 | 0
LCP_Inputs_ON_Diverse_2023_04_03 | 2027 | Electrolyser 2050 | Crossload | Hydrogen | ON | Dispatch-Crossload | EmissionsCost | 0 | [6 empty] | 0.75992 | 0
LCP_Inputs_ON_Diverse_2023_04_03 | 2027 | Electrolyser 2050 | Crossload | Hydrogen | ON | Dispatch-Crossload | FuelCost | 0 | [6 empty] | 0.75992 | 0
LCP_Inputs_ON_Diverse_2023_04_03 | 2027 | Electrolyser 2050 | Crossload | Hydrogen | ON | Dispatch-Crossload | VOM | 0 | [6 empty] | 0.75992 | 0
LCP_Inputs_ON_Diverse_2023_04_03 | 2027 | Electrolyser 2050 | Crossload | Hydrogen | PJ | Dispatch-Crossload | EmissionsCost | 0 | [6 empty] | 0.75992 | 0
LCP_Inputs_ON_Diverse_2023_04_03 | 2027 | Electrolyser 2050 | Crossload | Hydrogen | PJ | Dispatch-Crossload | FuelCost | 0 | [6 empty] | 0.75992 | 0
LCP_Inputs_ON_Diverse_2023_04_03 | 2027 | Electrolyser 2050 | Crossload | Hydrogen | PJ | Dispatch-Crossload | VOM | 0 | [6 empty] | 0.75992 | 0
LCP_Inputs_ON_Diverse_2023_04_03 | 2027 | Electrolyser 2050 | Crossload | Hydrogen | QC | Dispatch-Crossload | EmissionsCost | 0 | [6 empty] | 0.75992 | 0
LCP_Inputs_ON_Diverse_2023_04_03 | 2027 | Electrolyser 2050 | Crossload | Hydrogen | QC | Dispatch-Crossload | FuelCost | 0 | [6 empty] | 0.75992 | 0
LCP_Inputs_ON_Diverse_2023_04_03 | 2027 | Electrolyser 2050 | Crossload | Hydrogen | QC | Dispatch-Crossload | VOM | 0 | [6 empty] | 0.75992 | 0
LCP_Inputs_ON_Diverse_2023_04_03 | 2027 | Electrolyser 2050 | Crossload | Hydrogen | WC | Dispatch-Crossload | EmissionsCost | 0 | [6 empty] | 0.75992 | 0
LCP_Inputs_ON_Diverse_2023_04_03 | 2027 | Electrolyser 2050 | Crossload | Hydrogen | WC | Dispatch-Crossload | FuelCost | 0 | [6 empty] | 0.75992 | 0
LCP_Inputs_ON_Diverse_2023_04_03 | 2027 | Electrolyser 2050 | Crossload | Hydrogen | WC | Dispatch-Crossload | VOM | 0 | [6 empty] | 0.75992 | 0
LCP_Inputs_ON_Diverse_2023_04_03 | 2027 | Fossil Fuel Thermal (Coal, Peat, Oil) | Generation | Electricity | MI | Dispatch-Generation | EmissionsCost | 0 | [6 empty] | 0.75992 | 0
LCP_Inputs_ON_Diverse_2023_04_03 | 2027 | Fossil Fuel Thermal (Coal, Peat, Oil) | Generation | Electricity | MI | Dispatch-Generation | FuelCost | 0 | [6 empty] | 0.75992 | 0
LCP_Inputs_ON_Diverse_2023_04_03 | 2027 | Fossil Fuel Thermal (Coal, Peat, Oil) | Generation | Electricity | MI | Dispatch-Generation | VOM | 0 | [6 empty] | 0.75992 | 0
LCP_Inputs_ON_Diverse_2023_04_03 | 2027 | Fossil Fuel Thermal (Coal, Peat, Oil) | Generation | Electricity | NY | Dispatch-Generation | EmissionsCost | 0 | [6 empty] | 0.75992 | 0
LCP_Inputs_ON_Diverse_2023_04_03 | 2027 | Fossil Fuel Thermal (Coal, Peat, Oil) | Generation | Electricity | NY | Dispatch-Generation | FuelCost | 0 | [6 empty] | 0.75992 | 0
LCP_Inputs_ON_Diverse_2023_04_03 | 2027 | Fossil Fuel Thermal (Coal, Peat, Oil) | Generation | Electricity | NY | Dispatch-Generation | VOM | 0 | [6 empty] | 0.75992 | 0
LCP_Inputs_ON_Diverse_2023_04_03 | 2027 | Fossil Fuel Thermal (Coal, Peat, Oil) | Generation | Electricity | ON | Dispatch-Generation | EmissionsCost | 0 | [6 empty] | 0.75992 | 0
LCP_Inputs_ON_Diverse_2023_04_03 | 2027 | Fossil Fuel Thermal (Coal, Peat, Oil) | Generation | Electricity | ON | Dispatch-Generation | FuelCost | 0 | [6 empty] | 0.75992 | 0
LCP_Inputs_ON_Diverse_2023_04_03 | 2027 | Fossil Fuel Thermal (Coal, Peat, Oil) | Generation | Electricity | ON | Dispatch-Generation | VOM | 0 | [6 empty] | 0.75992 | 0
LCP_Inputs_ON_Diverse_2023_04_03 | 2027 | Fossil Fuel Thermal (Coal, Peat, Oil) | Generation | Electricity | PJ | Dispatch-Generation | EmissionsCost | 0 | [6 empty] | 0.75992 | 0
LCP_Inputs_ON_Diverse_2023_04_03 | 2027 | Fossil Fuel Thermal (Coal, Peat, Oil) | Generation | Electricity | PJ | Dispatch-Generation | FuelCost | 0 | [6 empty] | 0.75992 | 0
LCP_Inputs_ON_Diverse_2023_04_03 | 2027 | Fossil Fuel Thermal (Coal, Peat, Oil) | Generation | Electricity | PJ | Dispatch-Generation | VOM | 0 | [6 empty] | 0.75992 | 0
LCP_Inputs_ON_Diverse_2023_04_03 | 2027 | Fossil Fuel Thermal (Coal, Peat, Oil) | Generation | Electricity | QC | Dispatch-Generation | EmissionsCost | 0 | [6 empty] | 0.75992 | 0
LCP_Inputs_ON_Diverse_2023_04_03 | 2027 | Fossil Fuel Thermal (Coal, Peat, Oil) | Generation | Electricity | QC | Dispatch-Generation | FuelCost | 0 | [6 empty] | 0.75992 | 0
LCP_Inputs_ON_Diverse_2023_04_03 | 2027 | Fossil Fuel Thermal (Coal, Peat, Oil) | Generation | Electricity | QC | Dispatch-Generation | VOM | 0 | [6 empty] | 0.75992 | 0
LCP_Inputs_ON_Diverse_2023_04_03 | 2027 | Fossil Fuel Thermal (Coal, Peat, Oil) | Generation | Electricity | WC | Dispatch-Generation | EmissionsCost | 0 | [6 empty] | 0.75992 | 0
LCP_Inputs_ON_Diverse_2023_04_03 | 2027 | Fossil Fuel Thermal (Coal, Peat, Oil) | Generation | Electricity | WC | Dispatch-Generation | FuelCost | 0 | [6 empty] | 0.75992 | 0
LCP_Inputs_ON_Diverse_2023_04_03 | 2027 | Fossil Fuel Thermal (Coal, Peat, Oil) | Generation | Electricity | WC | Dispatch-Generation | VOM | 0 | [6 empty] | 0.75992 | 0
LCP_Inputs_ON_Diverse_2023_04_03 | 2027 | Generic - Generator | Generation | Electricity | MI | Dispatch-Generation | EmissionsCost | 0 | [6 empty] | 0.75992 | 0
LCP_Inputs_ON_Diverse_2023_04_03 | 2027 | Generic - Generator | Generation | Electricity | MI | Dispatch-Generation | FuelCost | 3914188137.327 | [6 empty] | 0.75992 | 2974461289.779
LCP_Inputs_ON_Diverse_2023_04_03 | 2027 | Generic - Generator | Generation | Electricity | MI | Dispatch-Generation | VOM | 404955202.3516 | [6 empty] | 0.75992 | 307732671.8158
LCP_Inputs_ON_Diverse_2023_04_03 | 2027 | Generic - Generator | Generation | Electricity | NY | Dispatch-Generation | EmissionsCost | 0 | [6 empty] | 0.75992 | 0
LCP_Inputs_ON_Diverse_2023_04_03 | 2027 | Generic - Generator | Generation | Electricity | NY | Dispatch-Generation | FuelCost | 1633248891.2382 | [6 empty] | 0.75992 | 1241134925.8444
LCP_Inputs_ON_Diverse_2023_04_03 | 2027 | Generic - Generator | Generation | Electricity | NY | Dispatch-Generation | VOM | 168973133.6454 | [6 empty] | 0.75992 | 128405694.2097
LCP_Inputs_ON_Diverse_2023_04_03 | 2027 | Generic - Generator | Generation | Electricity | ON | Dispatch-Generation | EmissionsCost | 0 | [6 empty] | 0.75992 | 0
LCP_Inputs_ON_Diverse_2023_04_03 | 2027 | Generic - Generator | Generation | Electricity | ON | Dispatch-Generation | FuelCost | 0 | [6 empty] | 0.75992 | 0
LCP_Inputs_ON_Diverse_2023_04_03 | 2027 | Generic - Generator | Generation | Electricity | ON | Dispatch-Generation | VOM | 0 | [6 empty] | 0.75992 | 0
LCP_Inputs_ON_Diverse_2023_04_03 | 2027 | Generic - Generator | Generation | Electricity | PJ | Dispatch-Generation | EmissionsCost | 0 | [6 empty] | 0.75992 | 0
LCP_Inputs_ON_Diverse_2023_04_03 | 2027 | Generic - Generator | Generation | Electricity | PJ | Dispatch-Generation | FuelCost | 14422259590.9655 | [6 empty] | 0.75992 | 10959731969.799
LCP_Inputs_ON_Diverse_2023_04_03 | 2027 | Generic - Generator | Generation | Electricity | PJ | Dispatch-Generation | VOM | 1492102281.7812 | [6 empty] | 0.75992 | 1133875103.045
LCP_Inputs_ON_Diverse_2023_04_03 | 2027 | Generic - Generator | Generation | Electricity | QC | Dispatch-Generation | EmissionsCost | 0 | [6 empty] | 0.75992 | 0
LCP_Inputs_ON_Diverse_2023_04_03 | 2027 | Generic - Generator | Generation | Electricity | QC | Dispatch-Generation | FuelCost | 0 | [6 empty] | 0.75992 | 0
LCP_Inputs_ON_Diverse_2023_04_03 | 2027 | Generic - Generator | Generation | Electricity | QC | Dispatch-Generation | VOM | 0 | [6 empty] | 0.75992 | 0
LCP_Inputs_ON_Diverse_2023_04_03 | 2027 | Generic - Generator | Generation | Electricity | WC | Dispatch-Generation | EmissionsCost | 0 | [6 empty] | 0.75992 | 0
LCP_Inputs_ON_Diverse_2023_04_03 | 2027 | Generic - Generator | Generation | Electricity | WC | Dispatch-Generation | FuelCost | 1069473.0011 | [6 empty] | 0.75992 | 812711.5843
LCP_Inputs_ON_Diverse_2023_04_03 | 2027 | Generic - Generator | Generation | Electricity | WC | Dispatch-Generation | VOM | 110645.8454 | [6 empty] | 0.75992 | 84081.7489
LCP_Inputs_ON_Diverse_2023_04_03 | 2027 | H2 Import - QC | Import | Hydrogen | MI | Dispatch-Import | EmissionsCost | 0 | [6 empty] | 0.75992 | 0
LCP_Inputs_ON_Diverse_2023_04_03 | 2027 | H2 Import - QC | Import | Hydrogen | MI | Dispatch-Import | FuelCost | 0 | [6 empty] | 0.75992 | 0
LCP_Inputs_ON_Diverse_2023_04_03 | 2027 | H2 Import - QC | Import | Hydrogen | MI | Dispatch-Import | VOM | 0 | [6 empty] | 0.75992 | 0
LCP_Inputs_ON_Diverse_2023_04_03 | 2027 | H2 Import - QC | Import | Hydrogen | NY | Dispatch-Import | EmissionsCost | 0 | [6 empty] | 0.75992 | 0
LCP_Inputs_ON_Diverse_2023_04_03 | 2027 | H2 Import - QC | Import | Hydrogen | NY | Dispatch-Import | FuelCost | 0 | [6 empty] | 0.75992 | 0
LCP_Inputs_ON_Diverse_2023_04_03 | 2027 | H2 Import - QC | Import | Hydrogen | NY | Dispatch-Import | VOM | 0 | [6 empty] | 0.75992 | 0
LCP_Inputs_ON_Diverse_2023_04_03 | 2027 | H2 Import - QC | Import | Hydrogen | ON | Dispatch-Import | EmissionsCost | 0 | [6 empty] | 0.75992 | 0
LCP_Inputs_ON_Diverse_2023_04_03 | 2027 | H2 Import - QC | Import | Hydrogen | ON | Dispatch-Import | FuelCost | 0 | [6 empty] | 0.75992 | 0
LCP_Inputs_ON_Diverse_2023_04_03 | 2027 | H2 Import - QC | Import | Hydrogen | ON | Dispatch-Import | VOM | 0 | [6 empty] | 0.75992 | 0
LCP_Inputs_ON_Diverse_2023_04_03 | 2027 | H2 Import - QC | Import | Hydrogen | PJ | Dispatch-Import | EmissionsCost | 0 | [6 empty] | 0.75992 | 0
LCP_Inputs_ON_Diverse_2023_04_03 | 2027 | H2 Import - QC | Import | Hydrogen | PJ | Dispatch-Import | FuelCost | 0 | [6 empty] | 0.75992 | 0
LCP_Inputs_ON_Diverse_2023_04_03 | 2027 | H2 Import - QC | Import | Hydrogen | PJ | Dispatch-Import | VOM | 0 | [6 empty] | 0.75992 | 0
LCP_Inputs_ON_Diverse_2023_04_03 | 2027 | H2 Import - QC | Import | Hydrogen | QC | Dispatch-Import | EmissionsCost | 0 | [6 empty] | 0.75992 | 0
LCP_Inputs_ON_Diverse_2023_04_03 | 2027 | H2 Import - QC | Import | Hydrogen | QC | Dispatch-Import | FuelCost | 0 | [6 empty] | 0.75992 | 0
LCP_Inputs_ON_Diverse_2023_04_03 | 2027 | H2 Import - QC | Import | Hydrogen | QC | Dispatch-Import | VOM | 0 | [6 empty] | 0.75992 | 0
LCP_Inputs_ON_Diverse_2023_04_03 | 2027 | H2 Import - QC | Import | Hydrogen | WC | Dispatch-Import | EmissionsCost | 0 | [6 empty] | 0.75992 | 0
LCP_Inputs_ON_Diverse_2023_04_03 | 2027 | H2 Import - QC | Import | Hydrogen | WC | Dispatch-Import | FuelCost | 0 | [6 empty] | 0.75992 | 0
LCP_Inputs_ON_Diverse_2023_04_03 | 2027 | H2 Import - QC | Import | Hydrogen | WC | Dispatch-Import | VOM | 0 | [6 empty] | 0.75992 | 0
LCP_Inputs_ON_Diverse_2023_04_03 | 2027 | H2 Import - WC | Import | Hydrogen | MI | Dispatch-Import | EmissionsCost | 0 | [6 empty] | 0.75992 | 0
LCP_Inputs_ON_Diverse_2023_04_03 | 2027 | H2 Import - WC | Import | Hydrogen | MI | Dispatch-Import | FuelCost | 0 | [6 empty] | 0.75992 | 0
LCP_Inputs_ON_Diverse_2023_04_03 | 2027 | H2 Import - WC | Import | Hydrogen | MI | Dispatch-Import | VOM | 0 | [6 empty] | 0.75992 | 0
LCP_Inputs_ON_Diverse_2023_04_03 | 2027 | H2 Import - WC | Import | Hydrogen | NY | Dispatch-Import | EmissionsCost | 0 | [6 empty] | 0.75992 | 0
LCP_Inputs_ON_Diverse_2023_04_03 | 2027 | H2 Import - WC | Import | Hydrogen | NY | Dispatch-Import | FuelCost | 0 | [6 empty] | 0.75992 | 0
LCP_Inputs_ON_Diverse_2023_04_03 | 2027 | H2 Import - WC | Import | Hydrogen | NY | Dispatch-Import | VOM | 0 | [6 empty] | 0.75992 | 0
LCP_Inputs_ON_Diverse_2023_04_03 | 2027 | H2 Import - WC | Import | Hydrogen | ON | Dispatch-Import | EmissionsCost | 0 | [6 empty] | 0.75992 | 0
LCP_Inputs_ON_Diverse_2023_04_03 | 2027 | H2 Import - WC | Import | Hydrogen | ON | Dispatch-Import | FuelCost | 0 | [6 empty] | 0.75992 | 0
LCP_Inputs_ON_Diverse_2023_04_03 | 2027 | H2 Import - WC | Import | Hydrogen | ON | Dispatch-Import | VOM | 0 | [6 empty] | 0.75992 | 0
LCP_Inputs_ON_Diverse_2023_04_03 | 2027 | H2 Import - WC | Import | Hydrogen | PJ | Dispatch-Import | EmissionsCost | 0 | [6 empty] | 0.75992 | 0
LCP_Inputs_ON_Diverse_2023_04_03 | 2027 | H2 Import - WC | Import | Hydrogen | PJ | Dispatch-Import | FuelCost | 0 | [6 empty] | 0.75992 | 0
LCP_Inputs_ON_Diverse_2023_04_03 | 2027 | H2 Import - WC | Import | Hydrogen | PJ | Dispatch-Import | VOM | 0 | [6 empty] | 0.75992 | 0
LCP_Inputs_ON_Diverse_2023_04_03 | 2027 | H2 Import - WC | Import | Hydrogen | QC | Dispatch-Import | EmissionsCost | 0 | [6 empty] | 0.75992 | 0
LCP_Inputs_ON_Diverse_2023_04_03 | 2027 | H2 Import - WC | Import | Hydrogen | QC | Dispatch-Import | FuelCost | 0 | [6 empty] | 0.75992 | 0
LCP_Inputs_ON_Diverse_2023_04_03 | 2027 | H2 Import - WC | Import | Hydrogen | QC | Dispatch-Import | VOM | 0 | [6 empty] | 0.75992 | 0
LCP_Inputs_ON_Diverse_2023_04_03 | 2027 | H2 Import - WC | Import | Hydrogen | WC | Dispatch-Import | EmissionsCost | 0 | [6 empty] | 0.75992 | 0
LCP_Inputs_ON_Diverse_2023_04_03 | 2027 | H2 Import - WC | Import | Hydrogen | WC | Dispatch-Import | FuelCost | 0 | [6 empty] | 0.75992 | 0
LCP_Inputs_ON_Diverse_2023_04_03 | 2027 | H2 Import - WC | Import | Hydrogen | WC | Dispatch-Import | VOM | 0 | [6 empty] | 0.75992 | 0
LCP_Inputs_ON_Diverse_2023_04_03 | 2027 | H2 Salt Cavern Storage - ON | Storage | Hydrogen | MI | Dispatch-Storage | EmissionsCost | 0 | [6 empty] | 0.75992 | 0
LCP_Inputs_ON_Diverse_2023_04_03 | 2027 | H2 Salt Cavern Storage - ON | Storage | Hydrogen | MI | Dispatch-Storage | FuelCost | 0 | [6 empty] | 0.75992 | 0
LCP_Inputs_ON_Diverse_2023_04_03 | 2027 | H2 Salt Cavern Storage - ON | Storage | Hydrogen | MI | Dispatch-Storage | VOM | 0 | [6 empty] | 0.75992 | 0
LCP_Inputs_ON_Diverse_2023_04_03 | 2027 | H2 Salt Cavern Storage - ON | Storage | Hydrogen | NY | Dispatch-Storage | EmissionsCost | 0 | [6 empty] | 0.75992 | 0
LCP_Inputs_ON_Diverse_2023_04_03 | 2027 | H2 Salt Cavern Storage - ON | Storage | Hydrogen | NY | Dispatch-Storage | FuelCost | 0 | [6 empty] | 0.75992 | 0
LCP_Inputs_ON_Diverse_2023_04_03 | 2027 | H2 Salt Cavern Storage - ON | Storage | Hydrogen | NY | Dispatch-Storage | VOM | 0 | [6 empty] | 0.75992 | 0
LCP_Inputs_ON_Diverse_2023_04_03 | 2027 | H2 Salt Cavern Storage - ON | Storage | Hydrogen | ON | Dispatch-Storage | EmissionsCost | 0 | [6 empty] | 0.75992 | 0
LCP_Inputs_ON_Diverse_2023_04_03 | 2027 | H2 Salt Cavern Storage - ON | Storage | Hydrogen | ON | Dispatch-Storage | FuelCost | 0 | [6 empty] | 0.75992 | 0
LCP_Inputs_ON_Diverse_2023_04_03 | 2027 | H2 Salt Cavern Storage - ON | Storage | Hydrogen | ON | Dispatch-Storage | VOM | 0 | [6 empty] | 0.75992 | 0
LCP_Inputs_ON_Diverse_2023_04_03 | 2027 | H2 Salt Cavern Storage - ON | Storage | Hydrogen | PJ | Dispatch-Storage | EmissionsCost | 0 | [6 empty] | 0.75992 | 0
LCP_Inputs_ON_Diverse_2023_04_03 | 2027 | H2 Salt Cavern Storage - ON | Storage | Hydrogen | PJ | Dispatch-Storage | FuelCost | 0 | [6 empty] | 0.75992 | 0
LCP_Inputs_ON_Diverse_2023_04_03 | 2027 | H2 Salt Cavern Storage - ON | Storage | Hydrogen | PJ | Dispatch-Storage | VOM | 0 | [6 empty] | 0.75992 | 0
LCP_Inputs_ON_Diverse_2023_04_03 | 2027 | H2 Salt Cavern Storage - ON | Storage | Hydrogen | QC | Dispatch-Storage | EmissionsCost | 0 | [6 empty] | 0.75992 | 0
LCP_Inputs_ON_Diverse_2023_04_03 | 2027 | H2 Salt Cavern Storage - ON | Storage | Hydrogen | QC | Dispatch-Storage | FuelCost | 0 | [6 empty] | 0.75992 | 0
LCP_Inputs_ON_Diverse_2023_04_03 | 2027 | H2 Salt Cavern Storage - ON | Storage | Hydrogen | QC | Dispatch-Storage | VOM | 0 | [6 empty] | 0.75992 | 0
LCP_Inputs_ON_Diverse_2023_04_03 | 2027 | H2 Salt Cavern Storage - ON | Storage | Hydrogen | WC | Dispatch-Storage | EmissionsCost | 0 | [6 empty] | 0.75992 | 0
LCP_Inputs_ON_Diverse_2023_04_03 | 2027 | H2 Salt Cavern Storage - ON | Storage | Hydrogen | WC | Dispatch-Storage | FuelCost | 0 | [6 empty] | 0.75992 | 0
LCP_Inputs_ON_Diverse_2023_04_03 | 2027 | H2 Salt Cavern Storage - ON | Storage | Hydrogen | WC | Dispatch-Storage | VOM | 0 | [6 empty] | 0.75992 | 0
LCP_Inputs_ON_Diverse_2023_04_03 | 2027 | Hydro | Generation | Electricity | MI | Dispatch-Generation | EmissionsCost | 0 | [6 empty] | 0.75992 | 0
LCP_Inputs_ON_Diverse_2023_04_03 | 2027 | Hydro | Generation | Electricity | MI | Dispatch-Generation | FuelCost | 0 | [6 empty] | 0.75992 | 0
LCP_Inputs_ON_Diverse_2023_04_03 | 2027 | Hydro | Generation | Electricity | MI | Dispatch-Generation | VOM | 0 | [6 empty] | 0.75992 | 0
LCP_Inputs_ON_Diverse_2023_04_03 | 2027 | Hydro | Generation | Electricity | NY | Dispatch-Generation | EmissionsCost | 0 | [6 empty] | 0.75992 | 0
LCP_Inputs_ON_Diverse_2023_04_03 | 2027 | Hydro | Generation | Electricity | NY | Dispatch-Generation | FuelCost | 0 | [6 empty] | 0.75992 | 0
LCP_Inputs_ON_Diverse_2023_04_03 | 2027 | Hydro | Generation | Electricity | NY | Dispatch-Generation | VOM | 0 | [6 empty] | 0.75992 | 0
LCP_Inputs_ON_Diverse_2023_04_03 | 2027 | Hydro | Generation | Electricity | ON | Dispatch-Generation | EmissionsCost | 0 | [6 empty] | 0.75992 | 0
LCP_Inputs_ON_Diverse_2023_04_03 | 2027 | Hydro | Generation | Electricity | ON | Dispatch-Generation | FuelCost | 0 | [6 empty] | 0.75992 | 0
LCP_Inputs_ON_Diverse_2023_04_03 | 2027 | Hydro | Generation | Electricity | ON | Dispatch-Generation | VOM | 0 | [6 empty] | 0.75992 | 0
LCP_Inputs_ON_Diverse_2023_04_03 | 2027 | Hydro | Generation | Electricity | PJ | Dispatch-Generation | EmissionsCost | 0 | [6 empty] | 0.75992 | 0
LCP_Inputs_ON_Diverse_2023_04_03 | 2027 | Hydro | Generation | Electricity | PJ | Dispatch-Generation | FuelCost | 0 | [6 empty] | 0.75992 | 0
LCP_Inputs_ON_Diverse_2023_04_03 | 2027 | Hydro | Generation | Electricity | PJ | Dispatch-Generation | VOM | 0 | [6 empty] | 0.75992 | 0
LCP_Inputs_ON_Diverse_2023_04_03 | 2027 | Hydro | Generation | Electricity | QC | Dispatch-Generation | EmissionsCost | 0 | [6 empty] | 0.75992 | 0
LCP_Inputs_ON_Diverse_2023_04_03 | 2027 | Hydro | Generation | Electricity | QC | Dispatch-Generation | FuelCost | 0 | [6 empty] | 0.75992 | 0
LCP_Inputs_ON_Diverse_2023_04_03 | 2027 | Hydro | Generation | Electricity | QC | Dispatch-Generation | VOM | 0 | [6 empty] | 0.75992 | 0
LCP_Inputs_ON_Diverse_2023_04_03 | 2027 | Hydro | Generation | Electricity | WC | Dispatch-Generation | EmissionsCost | 0 | [6 empty] | 0.75992 | 0
LCP_Inputs_ON_Diverse_2023_04_03 | 2027 | Hydro | Generation | Electricity | WC | Dispatch-Generation | FuelCost | 0 | [6 empty] | 0.75992 | 0
LCP_Inputs_ON_Diverse_2023_04_03 | 2027 | Hydro | Generation | Electricity | WC | Dispatch-Generation | VOM | 0 | [6 empty] | 0.75992 | 0
LCP_Inputs_ON_Diverse_2023_04_03 | 2027 | Hydro Pumped Storage | Storage | Electricity | MI | Dispatch-Storage | EmissionsCost | 0 | [6 empty] | 0.75992 | 0
LCP_Inputs_ON_Diverse_2023_04_03 | 2027 | Hydro Pumped Storage | Storage | Electricity | MI | Dispatch-Storage | FuelCost | 0 | [6 empty] | 0.75992 | 0
LCP_Inputs_ON_Diverse_2023_04_03 | 2027 | Hydro Pumped Storage | Storage | Electricity | MI | Dispatch-Storage | VOM | 0 | [6 empty] | 0.75992 | 0
LCP_Inputs_ON_Diverse_2023_04_03 | 2027 | Hydro Pumped Storage | Storage | Electricity | NY | Dispatch-Storage | EmissionsCost | 0 | [6 empty] | 0.75992 | 0
LCP_Inputs_ON_Diverse_2023_04_03 | 2027 | Hydro Pumped Storage | Storage | Electricity | NY | Dispatch-Storage | FuelCost | 0 | [6 empty] | 0.75992 | 0
LCP_Inputs_ON_Diverse_2023_04_03 | 2027 | Hydro Pumped Storage | Storage | Electricity | NY | Dispatch-Storage | VOM | 0 | [6 empty] | 0.75992 | 0
LCP_Inputs_ON_Diverse_2023_04_03 | 2027 | Hydro Pumped Storage | Storage | Electricity | ON | Dispatch-Storage | EmissionsCost | 0 | [6 empty] | 0.75992 | 0
LCP_Inputs_ON_Diverse_2023_04_03 | 2027 | Hydro Pumped Storage | Storage | Electricity | ON | Dispatch-Storage | FuelCost | 0 | [6 empty] | 0.75992 | 0
LCP_Inputs_ON_Diverse_2023_04_03 | 2027 | Hydro Pumped Storage | Storage | Electricity | ON | Dispatch-Storage | VOM | 0 | [6 empty] | 0.75992 | 0
LCP_Inputs_ON_Diverse_2023_04_03 | 2027 | Hydro Pumped Storage | Storage | Electricity | PJ | Dispatch-Storage | EmissionsCost | 0 | [6 empty] | 0.75992 | 0
LCP_Inputs_ON_Diverse_2023_04_03 | 2027 | Hydro Pumped Storage | Storage | Electricity | PJ | Dispatch-Storage | FuelCost | 0 | [6 empty] | 0.75992 | 0
LCP_Inputs_ON_Diverse_2023_04_03 | 2027 | Hydro Pumped Storage | Storage | Electricity | PJ | Dispatch-Storage | VOM | 0 | [6 empty] | 0.75992 | 0
LCP_Inputs_ON_Diverse_2023_04_03 | 2027 | Hydro Pumped Storage | Storage | Electricity | QC | Dispatch-Storage | EmissionsCost | 0 | [6 empty] | 0.75992 | 0
LCP_Inputs_ON_Diverse_2023_04_03 | 2027 | Hydro Pumped Storage | Storage | Electricity | QC | Dispatch-Storage | FuelCost | 0 | [6 empty] | 0.75992 | 0
LCP_Inputs_ON_Diverse_2023_04_03 | 2027 | Hydro Pumped Storage | Storage | Electricity | QC | Dispatch-Storage | VOM | 0 | [6 empty] | 0.75992 | 0
LCP_Inputs_ON_Diverse_2023_04_03 | 2027 | Hydro Pumped Storage | Storage | Electricity | WC | Dispatch-Storage | EmissionsCost | 0 | [6 empty] | 0.75992 | 0
LCP_Inputs_ON_Diverse_2023_04_03 | 2027 | Hydro Pumped Storage | Storage | Electricity | WC | Dispatch-Storage | FuelCost | 0 | [6 empty] | 0.75992 | 0
LCP_Inputs_ON_Diverse_2023_04_03 | 2027 | Hydro Pumped Storage | Storage | Electricity | WC | Dispatch-Storage | VOM | 0 | [6 empty] | 0.75992 | 0
LCP_Inputs_ON_Diverse_2023_04_03 | 2027 | Nuclear | Generation | Electricity | MI | Dispatch-Generation | EmissionsCost | 0 | [6 empty] | 0.75992 | 0
LCP_Inputs_ON_Diverse_2023_04_03 | 2027 | Nuclear | Generation | Electricity | MI | Dispatch-Generation | FuelCost | 0 | [6 empty] | 0.75992 | 0
LCP_Inputs_ON_Diverse_2023_04_03 | 2027 | Nuclear | Generation | Electricity | MI | Dispatch-Generation | VOM | 3301336446.912 | [6 empty] | 0.75992 | 2508744373.3816
LCP_Inputs_ON_Diverse_2023_04_03 | 2027 | Nuclear | Generation | Electricity | NY | Dispatch-Generation | EmissionsCost | 0 | [6 empty] | 0.75992 | 0
LCP_Inputs_ON_Diverse_2023_04_03 | 2027 | Nuclear | Generation | Electricity | NY | Dispatch-Generation | FuelCost | 0 | [6 empty] | 0.75992 | 0
LCP_Inputs_ON_Diverse_2023_04_03 | 2027 | Nuclear | Generation | Electricity | NY | Dispatch-Generation | VOM | 2246155230.144 | [6 empty] | 0.75992 | 1706893370.6034
LCP_Inputs_ON_Diverse_2023_04_03 | 2027 | Nuclear | Generation | Electricity | ON | Dispatch-Generation | EmissionsCost | 0 | [6 empty] | 0.75992 | 0
LCP_Inputs_ON_Diverse_2023_04_03 | 2027 | Nuclear | Generation | Electricity | ON | Dispatch-Generation | FuelCost | 0 | [6 empty] | 0.75992 | 0
LCP_Inputs_ON_Diverse_2023_04_03 | 2027 | Nuclear | Generation | Electricity | ON | Dispatch-Generation | VOM | 8790266640.96 | [6 empty] | 0.75992 | 6679880203.2614
LCP_Inputs_ON_Diverse_2023_04_03 | 2027 | Nuclear | Generation | Electricity | PJ | Dispatch-Generation | EmissionsCost | 0 | [6 empty] | 0.75992 | 0
LCP_Inputs_ON_Diverse_2023_04_03 | 2027 | Nuclear | Generation | Electricity | PJ | Dispatch-Generation | FuelCost | 0 | [6 empty] | 0.75992 | 0
LCP_Inputs_ON_Diverse_2023_04_03 | 2027 | Nuclear | Generation | Electricity | PJ | Dispatch-Generation | VOM | 9110487814.4448 | [6 empty] | 0.75992 | 6923221977.1569
LCP_Inputs_ON_Diverse_2023_04_03 | 2027 | Nuclear | Generation | Electricity | QC | Dispatch-Generation | EmissionsCost | 0 | [6 empty] | 0.75992 | 0
LCP_Inputs_ON_Diverse_2023_04_03 | 2027 | Nuclear | Generation | Electricity | QC | Dispatch-Generation | FuelCost | 0 | [6 empty] | 0.75992 | 0
LCP_Inputs_ON_Diverse_2023_04_03 | 2027 | Nuclear | Generation | Electricity | QC | Dispatch-Generation | VOM | 0 | [6 empty] | 0.75992 | 0
LCP_Inputs_ON_Diverse_2023_04_03 | 2027 | Nuclear | Generation | Electricity | WC | Dispatch-Generation | EmissionsCost | 0 | [6 empty] | 0.75992 | 0
LCP_Inputs_ON_Diverse_2023_04_03 | 2027 | Nuclear | Generation | Electricity | WC | Dispatch-Generation | FuelCost | 0 | [6 empty] | 0.75992 | 0
LCP_Inputs_ON_Diverse_2023_04_03 | 2027 | Nuclear | Generation | Electricity | WC | Dispatch-Generation | VOM | 0 | [6 empty] | 0.75992 | 0
LCP_Inputs_ON_Diverse_2023_04_03 | 2027 | Nuclear SMR | Generation | Electricity | MI | Dispatch-Generation | EmissionsCost | 0 | [6 empty] | 0.75992 | 0
LCP_Inputs_ON_Diverse_2023_04_03 | 2027 | Nuclear SMR | Generation | Electricity | MI | Dispatch-Generation | FuelCost | 0 | [6 empty] | 0.75992 | 0
LCP_Inputs_ON_Diverse_2023_04_03 | 2027 | Nuclear SMR | Generation | Electricity | MI | Dispatch-Generation | VOM | 0 | [6 empty] | 0.75992 | 0
LCP_Inputs_ON_Diverse_2023_04_03 | 2027 | Nuclear SMR | Generation | Electricity | NY | Dispatch-Generation | EmissionsCost | 0 | [6 empty] | 0.75992 | 0
LCP_Inputs_ON_Diverse_2023_04_03 | 2027 | Nuclear SMR | Generation | Electricity | NY | Dispatch-Generation | FuelCost | 0 | [6 empty] | 0.75992 | 0
LCP_Inputs_ON_Diverse_2023_04_03 | 2027 | Nuclear SMR | Generation | Electricity | NY | Dispatch-Generation | VOM | 0 | [6 empty] | 0.75992 | 0
LCP_Inputs_ON_Diverse_2023_04_03 | 2027 | Nuclear SMR | Generation | Electricity | ON | Dispatch-Generation | EmissionsCost | 0 | [6 empty] | 0.75992 | 0
LCP_Inputs_ON_Diverse_2023_04_03 | 2027 | Nuclear SMR | Generation | Electricity | ON | Dispatch-Generation | FuelCost | 0 | [6 empty] | 0.75992 | 0
LCP_Inputs_ON_Diverse_2023_04_03 | 2027 | Nuclear SMR | Generation | Electricity | ON | Dispatch-Generation | VOM | 0 | [6 empty] | 0.75992 | 0
LCP_Inputs_ON_Diverse_2023_04_03 | 2027 | Nuclear SMR | Generation | Electricity | PJ | Dispatch-Generation | EmissionsCost | 0 | [6 empty] | 0.75992 | 0
LCP_Inputs_ON_Diverse_2023_04_03 | 2027 | Nuclear SMR | Generation | Electricity | PJ | Dispatch-Generation | FuelCost | 0 | [6 empty] | 0.75992 | 0
LCP_Inputs_ON_Diverse_2023_04_03 | 2027 | Nuclear SMR | Generation | Electricity | PJ | Dispatch-Generation | VOM | 0 | [6 empty] | 0.75992 | 0
LCP_Inputs_ON_Diverse_2023_04_03 | 2027 | Nuclear SMR | Generation | Electricity | QC | Dispatch-Generation | EmissionsCost | 0 | [6 empty] | 0.75992 | 0
LCP_Inputs_ON_Diverse_2023_04_03 | 2027 | Nuclear SMR | Generation | Electricity | QC | Dispatch-Generation | FuelCost | 0 | [6 empty] | 0.75992 | 0
LCP_Inputs_ON_Diverse_2023_04_03 | 2027 | Nuclear SMR | Generation | Electricity | QC | Dispatch-Generation | VOM | 0 | [6 empty] | 0.75992 | 0
LCP_Inputs_ON_Diverse_2023_04_03 | 2027 | Nuclear SMR | Generation | Electricity | WC | Dispatch-Generation | EmissionsCost | 0 | [6 empty] | 0.75992 | 0
LCP_Inputs_ON_Diverse_2023_04_03 | 2027 | Nuclear SMR | Generation | Electricity | WC | Dispatch-Generation | FuelCost | 0 | [6 empty] | 0.75992 | 0
LCP_Inputs_ON_Diverse_2023_04_03 | 2027 | Nuclear SMR | Generation | Electricity | WC | Dispatch-Generation | VOM | 0 | [6 empty] | 0.75992 | 0
LCP_Inputs_ON_Diverse_2023_04_03 | 2027 | O/CCGT - CH4 Existing | Crossload | Electricity | MI | Dispatch-Crossload | EmissionsCost | 0 | [6 empty] | 0.75992 | 0
LCP_Inputs_ON_Diverse_2023_04_03 | 2027 | O/CCGT - CH4 Existing | Crossload | Electricity | MI | Dispatch-Crossload | FuelCost | 0 | [6 empty] | 0.75992 | 0
LCP_Inputs_ON_Diverse_2023_04_03 | 2027 | O/CCGT - CH4 Existing | Crossload | Electricity | MI | Dispatch-Crossload | VOM | 0 | [6 empty] | 0.75992 | 0
LCP_Inputs_ON_Diverse_2023_04_03 | 2027 | O/CCGT - CH4 Existing | Crossload | Electricity | NY | Dispatch-Crossload | EmissionsCost | 0 | [6 empty] | 0.75992 | 0
LCP_Inputs_ON_Diverse_2023_04_03 | 2027 | O/CCGT - CH4 Existing | Crossload | Electricity | NY | Dispatch-Crossload | FuelCost | 0 | [6 empty] | 0.75992 | 0
LCP_Inputs_ON_Diverse_2023_04_03 | 2027 | O/CCGT - CH4 Existing | Crossload | Electricity | NY | Dispatch-Crossload | VOM | 0 | [6 empty] | 0.75992 | 0
LCP_Inputs_ON_Diverse_2023_04_03 | 2027 | O/CCGT - CH4 Existing | Crossload | Electricity | ON | Dispatch-Crossload | EmissionsCost | 0 | [6 empty] | 0.75992 | 0
LCP_Inputs_ON_Diverse_2023_04_03 | 2027 | O/CCGT - CH4 Existing | Crossload | Electricity | ON | Dispatch-Crossload | FuelCost | 0 | [6 empty] | 0.75992 | 0
LCP_Inputs_ON_Diverse_2023_04_03 | 2027 | O/CCGT - CH4 Existing | Crossload | Electricity | ON | Dispatch-Crossload | VOM | 0 | [6 empty] | 0.75992 | 0
LCP_Inputs_ON_Diverse_2023_04_03 | 2027 | O/CCGT - CH4 Existing | Crossload | Electricity | PJ | Dispatch-Crossload | EmissionsCost | 0 | [6 empty] | 0.75992 | 0
LCP_Inputs_ON_Diverse_2023_04_03 | 2027 | O/CCGT - CH4 Existing | Crossload | Electricity | PJ | Dispatch-Crossload | FuelCost | 0 | [6 empty] | 0.75992 | 0
LCP_Inputs_ON_Diverse_2023_04_03 | 2027 | O/CCGT - CH4 Existing | Crossload | Electricity | PJ | Dispatch-Crossload | VOM | 0 | [6 empty] | 0.75992 | 0
LCP_Inputs_ON_Diverse_2023_04_03 | 2027 | O/CCGT - CH4 Existing | Crossload | Electricity | QC | Dispatch-Crossload | EmissionsCost | 0 | [6 empty] | 0.75992 | 0
LCP_Inputs_ON_Diverse_2023_04_03 | 2027 | O/CCGT - CH4 Existing | Crossload | Electricity | QC | Dispatch-Crossload | FuelCost | 0 | [6 empty] | 0.75992 | 0
LCP_Inputs_ON_Diverse_2023_04_03 | 2027 | O/CCGT - CH4 Existing | Crossload | Electricity | QC | Dispatch-Crossload | VOM | 0 | [6 empty] | 0.75992 | 0
LCP_Inputs_ON_Diverse_2023_04_03 | 2027 | O/CCGT - CH4 Existing | Crossload | Electricity | WC | Dispatch-Crossload | EmissionsCost | 0 | [6 empty] | 0.75992 | 0
LCP_Inputs_ON_Diverse_2023_04_03 | 2027 | O/CCGT - CH4 Existing | Crossload | Electricity | WC | Dispatch-Crossload | FuelCost | 0 | [6 empty] | 0.75992 | 0
LCP_Inputs_ON_Diverse_2023_04_03 | 2027 | O/CCGT - CH4 Existing | Crossload | Electricity | WC | Dispatch-Crossload | VOM | 0 | [6 empty] | 0.75992 | 0
LCP_Inputs_ON_Diverse_2023_04_03 | 2027 | O/CCGT - CH4 New | Crossload | Electricity | MI | Dispatch-Crossload | EmissionsCost | 0 | [6 empty] | 0.75992 | 0
LCP_Inputs_ON_Diverse_2023_04_03 | 2027 | O/CCGT - CH4 New | Crossload | Electricity | MI | Dispatch-Crossload | FuelCost | 0 | [6 empty] | 0.75992 | 0
LCP_Inputs_ON_Diverse_2023_04_03 | 2027 | O/CCGT - CH4 New | Crossload | Electricity | MI | Dispatch-Crossload | VOM | 0 | [6 empty] | 0.75992 | 0
LCP_Inputs_ON_Diverse_2023_04_03 | 2027 | O/CCGT - CH4 New | Crossload | Electricity | NY | Dispatch-Crossload | EmissionsCost | 0 | [6 empty] | 0.75992 | 0
LCP_Inputs_ON_Diverse_2023_04_03 | 2027 | O/CCGT - CH4 New | Crossload | Electricity | NY | Dispatch-Crossload | FuelCost | 0 | [6 empty] | 0.75992 | 0
LCP_Inputs_ON_Diverse_2023_04_03 | 2027 | O/CCGT - CH4 New | Crossload | Electricity | NY | Dispatch-Crossload | VOM | 0 | [6 empty] | 0.75992 | 0
LCP_Inputs_ON_Diverse_2023_04_03 | 2027 | O/CCGT - CH4 New | Crossload | Electricity | ON | Dispatch-Crossload | EmissionsCost | 0 | [6 empty] | 0.75992 | 0
LCP_Inputs_ON_Diverse_2023_04_03 | 2027 | O/CCGT - CH4 New | Crossload | Electricity | ON | Dispatch-Crossload | FuelCost | 0 | [6 empty] | 0.75992 | 0
LCP_Inputs_ON_Diverse_2023_04_03 | 2027 | O/CCGT - CH4 New | Crossload | Electricity | ON | Dispatch-Crossload | VOM | 0 | [6 empty] | 0.75992 | 0
LCP_Inputs_ON_Diverse_2023_04_03 | 2027 | O/CCGT - CH4 New | Crossload | Electricity | PJ | Dispatch-Crossload | EmissionsCost | 0 | [6 empty] | 0.75992 | 0
LCP_Inputs_ON_Diverse_2023_04_03 | 2027 | O/CCGT - CH4 New | Crossload | Electricity | PJ | Dispatch-Crossload | FuelCost | 0 | [6 empty] | 0.75992 | 0
LCP_Inputs_ON_Diverse_2023_04_03 | 2027 | O/CCGT - CH4 New | Crossload | Electricity | PJ | Dispatch-Crossload | VOM | 0 | [6 empty] | 0.75992 | 0
LCP_Inputs_ON_Diverse_2023_04_03 | 2027 | O/CCGT - CH4 New | Crossload | Electricity | QC | Dispatch-Crossload | EmissionsCost | 0 | [6 empty] | 0.75992 | 0
LCP_Inputs_ON_Diverse_2023_04_03 | 2027 | O/CCGT - CH4 New | Crossload | Electricity | QC | Dispatch-Crossload | FuelCost | 0 | [6 empty] | 0.75992 | 0
LCP_Inputs_ON_Diverse_2023_04_03 | 2027 | O/CCGT - CH4 New | Crossload | Electricity | QC | Dispatch-Crossload | VOM | 0 | [6 empty] | 0.75992 | 0
LCP_Inputs_ON_Diverse_2023_04_03 | 2027 | O/CCGT - CH4 New | Crossload | Electricity | WC | Dispatch-Crossload | EmissionsCost | 0 | [6 empty] | 0.75992 | 0
LCP_Inputs_ON_Diverse_2023_04_03 | 2027 | O/CCGT - CH4 New | Crossload | Electricity | WC | Dispatch-Crossload | FuelCost | 0 | [6 empty] | 0.75992 | 0
LCP_Inputs_ON_Diverse_2023_04_03 | 2027 | O/CCGT - CH4 New | Crossload | Electricity | WC | Dispatch-Crossload | VOM | 0 | [6 empty] | 0.75992 | 0
LCP_Inputs_ON_Diverse_2023_04_03 | 2027 | O/CCGT - H2 New | Crossload | Electricity | MI | Dispatch-Crossload | EmissionsCost | 0 | [6 empty] | 0.75992 | 0
LCP_Inputs_ON_Diverse_2023_04_03 | 2027 | O/CCGT - H2 New | Crossload | Electricity | MI | Dispatch-Crossload | FuelCost | 0 | [6 empty] | 0.75992 | 0
LCP_Inputs_ON_Diverse_2023_04_03 | 2027 | O/CCGT - H2 New | Crossload | Electricity | MI | Dispatch-Crossload | VOM | 0 | [6 empty] | 0.75992 | 0
LCP_Inputs_ON_Diverse_2023_04_03 | 2027 | O/CCGT - H2 New | Crossload | Electricity | NY | Dispatch-Crossload | EmissionsCost | 0 | [6 empty] | 0.75992 | 0
LCP_Inputs_ON_Diverse_2023_04_03 | 2027 | O/CCGT - H2 New | Crossload | Electricity | NY | Dispatch-Crossload | FuelCost | 0 | [6 empty] | 0.75992 | 0
LCP_Inputs_ON_Diverse_2023_04_03 | 2027 | O/CCGT - H2 New | Crossload | Electricity | NY | Dispatch-Crossload | VOM | 0 | [6 empty] | 0.75992 | 0
LCP_Inputs_ON_Diverse_2023_04_03 | 2027 | O/CCGT - H2 New | Crossload | Electricity | ON | Dispatch-Crossload | EmissionsCost | 0 | [6 empty] | 0.75992 | 0
LCP_Inputs_ON_Diverse_2023_04_03 | 2027 | O/CCGT - H2 New | Crossload | Electricity | ON | Dispatch-Crossload | FuelCost | 0 | [6 empty] | 0.75992 | 0
LCP_Inputs_ON_Diverse_2023_04_03 | 2027 | O/CCGT - H2 New | Crossload | Electricity | ON | Dispatch-Crossload | VOM | 0 | [6 empty] | 0.75992 | 0
LCP_Inputs_ON_Diverse_2023_04_03 | 2027 | O/CCGT - H2 New | Crossload | Electricity | PJ | Dispatch-Crossload | EmissionsCost | 0 | [6 empty] | 0.75992 | 0
LCP_Inputs_ON_Diverse_2023_04_03 | 2027 | O/CCGT - H2 New | Crossload | Electricity | PJ | Dispatch-Crossload | FuelCost | 0 | [6 empty] | 0.75992 | 0
LCP_Inputs_ON_Diverse_2023_04_03 | 2027 | O/CCGT - H2 New | Crossload | Electricity | PJ | Dispatch-Crossload | VOM | 0 | [6 empty] | 0.75992 | 0
LCP_Inputs_ON_Diverse_2023_04_03 | 2027 | O/CCGT - H2 New | Crossload | Electricity | QC | Dispatch-Crossload | EmissionsCost | 0 | [6 empty] | 0.75992 | 0
LCP_Inputs_ON_Diverse_2023_04_03 | 2027 | O/CCGT - H2 New | Crossload | Electricity | QC | Dispatch-Crossload | FuelCost | 0 | [6 empty] | 0.75992 | 0
LCP_Inputs_ON_Diverse_2023_04_03 | 2027 | O/CCGT - H2 New | Crossload | Electricity | QC | Dispatch-Crossload | VOM | 0 | [6 empty] | 0.75992 | 0
LCP_Inputs_ON_Diverse_2023_04_03 | 2027 | O/CCGT - H2 New | Crossload | Electricity | WC | Dispatch-Crossload | EmissionsCost | 0 | [6 empty] | 0.75992 | 0
LCP_Inputs_ON_Diverse_2023_04_03 | 2027 | O/CCGT - H2 New | Crossload | Electricity | WC | Dispatch-Crossload | FuelCost | 0 | [6 empty] | 0.75992 | 0
LCP_Inputs_ON_Diverse_2023_04_03 | 2027 | O/CCGT - H2 New | Crossload | Electricity | WC | Dispatch-Crossload | VOM | 0 | [6 empty] | 0.75992 | 0
LCP_Inputs_ON_Diverse_2023_04_03 | 2027 | SMR CCS | Crossload | Hydrogen | MI | Dispatch-Crossload | EmissionsCost | 0 | [6 empty] | 0.75992 | 0
LCP_Inputs_ON_Diverse_2023_04_03 | 2027 | SMR CCS | Crossload | Hydrogen | MI | Dispatch-Crossload | FuelCost | 0 | [6 empty] | 0.75992 | 0
LCP_Inputs_ON_Diverse_2023_04_03 | 2027 | SMR CCS | Crossload | Hydrogen | MI | Dispatch-Crossload | VOM | 0 | [6 empty] | 0.75992 | 0
LCP_Inputs_ON_Diverse_2023_04_03 | 2027 | SMR CCS | Crossload | Hydrogen | NY | Dispatch-Crossload | EmissionsCost | 0 | [6 empty] | 0.75992 | 0
LCP_Inputs_ON_Diverse_2023_04_03 | 2027 | SMR CCS | Crossload | Hydrogen | NY | Dispatch-Crossload | FuelCost | 0 | [6 empty] | 0.75992 | 0
LCP_Inputs_ON_Diverse_2023_04_03 | 2027 | SMR CCS | Crossload | Hydrogen | NY | Dispatch-Crossload | VOM | 0 | [6 empty] | 0.75992 | 0
LCP_Inputs_ON_Diverse_2023_04_03 | 2027 | SMR CCS | Crossload | Hydrogen | ON | Dispatch-Crossload | EmissionsCost | 0 | [6 empty] | 0.75992 | 0
LCP_Inputs_ON_Diverse_2023_04_03 | 2027 | SMR CCS | Crossload | Hydrogen | ON | Dispatch-Crossload | FuelCost | 0 | [6 empty] | 0.75992 | 0
LCP_Inputs_ON_Diverse_2023_04_03 | 2027 | SMR CCS | Crossload | Hydrogen | ON | Dispatch-Crossload | VOM | 0 | [6 empty] | 0.75992 | 0
LCP_Inputs_ON_Diverse_2023_04_03 | 2027 | SMR CCS | Crossload | Hydrogen | PJ | Dispatch-Crossload | EmissionsCost | 0 | [6 empty] | 0.75992 | 0
LCP_Inputs_ON_Diverse_2023_04_03 | 2027 | SMR CCS | Crossload | Hydrogen | PJ | Dispatch-Crossload | FuelCost | 0 | [6 empty] | 0.75992 | 0
LCP_Inputs_ON_Diverse_2023_04_03 | 2027 | SMR CCS | Crossload | Hydrogen | PJ | Dispatch-Crossload | VOM | 0 | [6 empty] | 0.75992 | 0
LCP_Inputs_ON_Diverse_2023_04_03 | 2027 | SMR CCS | Crossload | Hydrogen | QC | Dispatch-Crossload | EmissionsCost | 0 | [6 empty] | 0.75992 | 0
LCP_Inputs_ON_Diverse_2023_04_03 | 2027 | SMR CCS | Crossload | Hydrogen | QC | Dispatch-Crossload | FuelCost | 0 | [6 empty] | 0.75992 | 0
LCP_Inputs_ON_Diverse_2023_04_03 | 2027 | SMR CCS | Crossload | Hydrogen | QC | Dispatch-Crossload | VOM | 0 | [6 empty] | 0.75992 | 0
LCP_Inputs_ON_Diverse_2023_04_03 | 2027 | SMR CCS | Crossload | Hydrogen | WC | Dispatch-Crossload | EmissionsCost | 0 | [6 empty] | 0.75992 | 0
LCP_Inputs_ON_Diverse_2023_04_03 | 2027 | SMR CCS | Crossload | Hydrogen | WC | Dispatch-Crossload | FuelCost | 0 | [6 empty] | 0.75992 | 0
LCP_Inputs_ON_Diverse_2023_04_03 | 2027 | SMR CCS | Crossload | Hydrogen | WC | Dispatch-Crossload | VOM | 0 | [6 empty] | 0.75992 | 0
LCP_Inputs_ON_Diverse_2023_04_03 | 2027 | Solar PV | Generation | Electricity | MI | Dispatch-Generation | EmissionsCost | 0 | [6 empty] | 0.75992 | 0
LCP_Inputs_ON_Diverse_2023_04_03 | 2027 | Solar PV | Generation | Electricity | MI | Dispatch-Generation | FuelCost | 0 | [6 empty] | 0.75992 | 0
LCP_Inputs_ON_Diverse_2023_04_03 | 2027 | Solar PV | Generation | Electricity | MI | Dispatch-Generation | VOM | 0 | [6 empty] | 0.75992 | 0
LCP_Inputs_ON_Diverse_2023_04_03 | 2027 | Solar PV | Generation | Electricity | NY | Dispatch-Generation | EmissionsCost | 0 | [6 empty] | 0.75992 | 0
LCP_Inputs_ON_Diverse_2023_04_03 | 2027 | Solar PV | Generation | Electricity | NY | Dispatch-Generation | FuelCost | 0 | [6 empty] | 0.75992 | 0
LCP_Inputs_ON_Diverse_2023_04_03 | 2027 | Solar PV | Generation | Electricity | NY | Dispatch-Generation | VOM | 0 | [6 empty] | 0.75992 | 0
LCP_Inputs_ON_Diverse_2023_04_03 | 2027 | Solar PV | Generation | Electricity | ON | Dispatch-Generation | EmissionsCost | 0 | [6 empty] | 0.75992 | 0
LCP_Inputs_ON_Diverse_2023_04_03 | 2027 | Solar PV | Generation | Electricity | ON | Dispatch-Generation | FuelCost | 0 | [6 empty] | 0.75992 | 0
LCP_Inputs_ON_Diverse_2023_04_03 | 2027 | Solar PV | Generation | Electricity | ON | Dispatch-Generation | VOM | 0 | [6 empty] | 0.75992 | 0
LCP_Inputs_ON_Diverse_2023_04_03 | 2027 | Solar PV | Generation | Electricity | PJ | Dispatch-Generation | EmissionsCost | 0 | [6 empty] | 0.75992 | 0
LCP_Inputs_ON_Diverse_2023_04_03 | 2027 | Solar PV | Generation | Electricity | PJ | Dispatch-Generation | FuelCost | 0 | [6 empty] | 0.75992 | 0
LCP_Inputs_ON_Diverse_2023_04_03 | 2027 | Solar PV | Generation | Electricity | PJ | Dispatch-Generation | VOM | 0 | [6 empty] | 0.75992 | 0
LCP_Inputs_ON_Diverse_2023_04_03 | 2027 | Solar PV | Generation | Electricity | QC | Dispatch-Generation | EmissionsCost | 0 | [6 empty] | 0.75992 | 0
LCP_Inputs_ON_Diverse_2023_04_03 | 2027 | Solar PV | Generation | Electricity | QC | Dispatch-Generation | FuelCost | 0 | [6 empty] | 0.75992 | 0
LCP_Inputs_ON_Diverse_2023_04_03 | 2027 | Solar PV | Generation | Electricity | QC | Dispatch-Generation | VOM | 0 | [6 empty] | 0.75992 | 0
LCP_Inputs_ON_Diverse_2023_04_03 | 2027 | Solar PV | Generation | Electricity | WC | Dispatch-Generation | EmissionsCost | 0 | [6 empty] | 0.75992 | 0
LCP_Inputs_ON_Diverse_2023_04_03 | 2027 | Solar PV | Generation | Electricity | WC | Dispatch-Generation | FuelCost | 0 | [6 empty] | 0.75992 | 0
LCP_Inputs_ON_Diverse_2023_04_03 | 2027 | Solar PV | Generation | Electricity | WC | Dispatch-Generation | VOM | 0 | [6 empty] | 0.75992 | 0
LCP_Inputs_ON_Diverse_2023_04_03 | 2027 | Wind Offshore | Generation | Electricity | MI | Dispatch-Generation | EmissionsCost | 0 | [6 empty] | 0.75992 | 0
LCP_Inputs_ON_Diverse_2023_04_03 | 2027 | Wind Offshore | Generation | Electricity | MI | Dispatch-Generation | FuelCost | 0 | [6 empty] | 0.75992 | 0
LCP_Inputs_ON_Diverse_2023_04_03 | 2027 | Wind Offshore | Generation | Electricity | MI | Dispatch-Generation | VOM | 0 | [6 empty] | 0.75992 | 0
LCP_Inputs_ON_Diverse_2023_04_03 | 2027 | Wind Offshore | Generation | Electricity | NY | Dispatch-Generation | EmissionsCost | 0 | [6 empty] | 0.75992 | 0
LCP_Inputs_ON_Diverse_2023_04_03 | 2027 | Wind Offshore | Generation | Electricity | NY | Dispatch-Generation | FuelCost | 0 | [6 empty] | 0.75992 | 0
LCP_Inputs_ON_Diverse_2023_04_03 | 2027 | Wind Offshore | Generation | Electricity | NY | Dispatch-Generation | VOM | 0 | [6 empty] | 0.75992 | 0
LCP_Inputs_ON_Diverse_2023_04_03 | 2027 | Wind Offshore | Generation | Electricity | ON | Dispatch-Generation | EmissionsCost | 0 | [6 empty] | 0.75992 | 0
LCP_Inputs_ON_Diverse_2023_04_03 | 2027 | Wind Offshore | Generation | Electricity | ON | Dispatch-Generation | FuelCost | 0 | [6 empty] | 0.75992 | 0
LCP_Inputs_ON_Diverse_2023_04_03 | 2027 | Wind Offshore | Generation | Electricity | ON | Dispatch-Generation | VOM | 0 | [6 empty] | 0.75992 | 0
LCP_Inputs_ON_Diverse_2023_04_03 | 2027 | Wind Offshore | Generation | Electricity | PJ | Dispatch-Generation | EmissionsCost | 0 | [6 empty] | 0.75992 | 0
LCP_Inputs_ON_Diverse_2023_04_03 | 2027 | Wind Offshore | Generation | Electricity | PJ | Dispatch-Generation | FuelCost | 0 | [6 empty] | 0.75992 | 0
LCP_Inputs_ON_Diverse_2023_04_03 | 2027 | Wind Offshore | Generation | Electricity | PJ | Dispatch-Generation | VOM | 0 | [6 empty] | 0.75992 | 0
LCP_Inputs_ON_Diverse_2023_04_03 | 2027 | Wind Offshore | Generation | Electricity | QC | Dispatch-Generation | EmissionsCost | 0 | [6 empty] | 0.75992 | 0
LCP_Inputs_ON_Diverse_2023_04_03 | 2027 | Wind Offshore | Generation | Electricity | QC | Dispatch-Generation | FuelCost | 0 | [6 empty] | 0.75992 | 0
LCP_Inputs_ON_Diverse_2023_04_03 | 2027 | Wind Offshore | Generation | Electricity | QC | Dispatch-Generation | VOM | 0 | [6 empty] | 0.75992 | 0
LCP_Inputs_ON_Diverse_2023_04_03 | 2027 | Wind Offshore | Generation | Electricity | WC | Dispatch-Generation | EmissionsCost | 0 | [6 empty] | 0.75992 | 0
LCP_Inputs_ON_Diverse_2023_04_03 | 2027 | Wind Offshore | Generation | Electricity | WC | Dispatch-Generation | FuelCost | 0 | [6 empty] | 0.75992 | 0
LCP_Inputs_ON_Diverse_2023_04_03 | 2027 | Wind Offshore | Generation | Electricity | WC | Dispatch-Generation | VOM | 0 | [6 empty] | 0.75992 | 0
LCP_Inputs_ON_Diverse_2023_04_03 | 2027 | Wind Onshore | Generation | Electricity | MI | Dispatch-Generation | EmissionsCost | 0 | [6 empty] | 0.75992 | 0
LCP_Inputs_ON_Diverse_2023_04_03 | 2027 | Wind Onshore | Generation | Electricity | MI | Dispatch-Generation | FuelCost | 0 | [6 empty] | 0.75992 | 0
LCP_Inputs_ON_Diverse_2023_04_03 | 2027 | Wind Onshore | Generation | Electricity | MI | Dispatch-Generation | VOM | 0 | [6 empty] | 0.75992 | 0
LCP_Inputs_ON_Diverse_2023_04_03 | 2027 | Wind Onshore | Generation | Electricity | NY | Dispatch-Generation | EmissionsCost | 0 | [6 empty] | 0.75992 | 0
LCP_Inputs_ON_Diverse_2023_04_03 | 2027 | Wind Onshore | Generation | Electricity | NY | Dispatch-Generation | FuelCost | 0 | [6 empty] | 0.75992 | 0
LCP_Inputs_ON_Diverse_2023_04_03 | 2027 | Wind Onshore | Generation | Electricity | NY | Dispatch-Generation | VOM | 0 | [6 empty] | 0.75992 | 0
LCP_Inputs_ON_Diverse_2023_04_03 | 2027 | Wind Onshore | Generation | Electricity | ON | Dispatch-Generation | EmissionsCost | 0 | [6 empty] | 0.75992 | 0
LCP_Inputs_ON_Diverse_2023_04_03 | 2027 | Wind Onshore | Generation | Electricity | ON | Dispatch-Generation | FuelCost | 0 | [6 empty] | 0.75992 | 0
LCP_Inputs_ON_Diverse_2023_04_03 | 2027 | Wind Onshore | Generation | Electricity | ON | Dispatch-Generation | VOM | 0 | [6 empty] | 0.75992 | 0
LCP_Inputs_ON_Diverse_2023_04_03 | 2027 | Wind Onshore | Generation | Electricity | PJ | Dispatch-Generation | EmissionsCost | 0 | [6 empty] | 0.75992 | 0
LCP_Inputs_ON_Diverse_2023_04_03 | 2027 | Wind Onshore | Generation | Electricity | PJ | Dispatch-Generation | FuelCost | 0 | [6 empty] | 0.75992 | 0
LCP_Inputs_ON_Diverse_2023_04_03 | 2027 | Wind Onshore | Generation | Electricity | PJ | Dispatch-Generation | VOM | 0 | [6 empty] | 0.75992 | 0
LCP_Inputs_ON_Diverse_2023_04_03 | 2027 | Wind Onshore | Generation | Electricity | QC | Dispatch-Generation | EmissionsCost | 0 | [6 empty] | 0.75992 | 0
LCP_Inputs_ON_Diverse_2023_04_03 | 2027 | Wind Onshore | Generation | Electricity | QC | Dispatch-Generation | FuelCost | 0 | [6 empty] | 0.75992 | 0
LCP_Inputs_ON_Diverse_2023_04_03 | 2027 | Wind Onshore | Generation | Electricity | QC | Dispatch-Generation | VOM | 0 | [6 empty] | 0.75992 | 0
LCP_Inputs_ON_Diverse_2023_04_03 | 2027 | Wind Onshore | Generation | Electricity | WC | Dispatch-Generation | EmissionsCost | 0 | [6 empty] | 0.75992 | 0
LCP_Inputs_ON_Diverse_2023_04_03 | 2027 | Wind Onshore | Generation | Electricity | WC | Dispatch-Generation | FuelCost | 0 | [6 empty] | 0.75992 | 0
LCP_Inputs_ON_Diverse_2023_04_03 | 2027 | Wind Onshore | Generation | Electricity | WC | Dispatch-Generation | VOM | 0 | [6 empty] | 0.75992 | 0
LCP_Inputs_ON_Diverse_2023_04_03 | 2028 | Anaerobic Digestion | Generation | Methane | MI | Dispatch-Generation | EmissionsCost | 0 | [6 empty] | 0.73069 | 0
LCP_Inputs_ON_Diverse_2023_04_03 | 2028 | Anaerobic Digestion | Generation | Methane | MI | Dispatch-Generation | FuelCost | 0 | [6 empty] | 0.73069 | 0
LCP_Inputs_ON_Diverse_2023_04_03 | 2028 | Anaerobic Digestion | Generation | Methane | MI | Dispatch-Generation | VOM | 0 | [6 empty] | 0.73069 | 0
LCP_Inputs_ON_Diverse_2023_04_03 | 2028 | Anaerobic Digestion | Generation | Methane | NY | Dispatch-Generation | EmissionsCost | 0 | [6 empty] | 0.73069 | 0
LCP_Inputs_ON_Diverse_2023_04_03 | 2028 | Anaerobic Digestion | Generation | Methane | NY | Dispatch-Generation | FuelCost | 0 | [6 empty] | 0.73069 | 0
LCP_Inputs_ON_Diverse_2023_04_03 | 2028 | Anaerobic Digestion | Generation | Methane | NY | Dispatch-Generation | VOM | 0 | [6 empty] | 0.73069 | 0
LCP_Inputs_ON_Diverse_2023_04_03 | 2028 | Anaerobic Digestion | Generation | Methane | ON | Dispatch-Generation | EmissionsCost | 0 | [6 empty] | 0.73069 | 0
LCP_Inputs_ON_Diverse_2023_04_03 | 2028 | Anaerobic Digestion | Generation | Methane | ON | Dispatch-Generation | FuelCost | 0 | [6 empty] | 0.73069 | 0
LCP_Inputs_ON_Diverse_2023_04_03 | 2028 | Anaerobic Digestion | Generation | Methane | ON | Dispatch-Generation | VOM | 0 | [6 empty] | 0.73069 | 0
LCP_Inputs_ON_Diverse_2023_04_03 | 2028 | Anaerobic Digestion | Generation | Methane | PJ | Dispatch-Generation | EmissionsCost | 0 | [6 empty] | 0.73069 | 0
LCP_Inputs_ON_Diverse_2023_04_03 | 2028 | Anaerobic Digestion | Generation | Methane | PJ | Dispatch-Generation | FuelCost | 0 | [6 empty] | 0.73069 | 0
LCP_Inputs_ON_Diverse_2023_04_03 | 2028 | Anaerobic Digestion | Generation | Methane | PJ | Dispatch-Generation | VOM | 0 | [6 empty] | 0.73069 | 0
LCP_Inputs_ON_Diverse_2023_04_03 | 2028 | Anaerobic Digestion | Generation | Methane | QC | Dispatch-Generation | EmissionsCost | 0 | [6 empty] | 0.73069 | 0
LCP_Inputs_ON_Diverse_2023_04_03 | 2028 | Anaerobic Digestion | Generation | Methane | QC | Dispatch-Generation | FuelCost | 0 | [6 empty] | 0.73069 | 0
LCP_Inputs_ON_Diverse_2023_04_03 | 2028 | Anaerobic Digestion | Generation | Methane | QC | Dispatch-Generation | VOM | 0 | [6 empty] | 0.73069 | 0
LCP_Inputs_ON_Diverse_2023_04_03 | 2028 | Anaerobic Digestion | Generation | Methane | WC | Dispatch-Generation | EmissionsCost | 0 | [6 empty] | 0.73069 | 0
LCP_Inputs_ON_Diverse_2023_04_03 | 2028 | Anaerobic Digestion | Generation | Methane | WC | Dispatch-Generation | FuelCost | 0 | [6 empty] | 0.73069 | 0
LCP_Inputs_ON_Diverse_2023_04_03 | 2028 | Anaerobic Digestion | Generation | Methane | WC | Dispatch-Generation | VOM | 0 | [6 empty] | 0.73069 | 0
LCP_Inputs_ON_Diverse_2023_04_03 | 2028 | Battery Storage | Storage | Electricity | MI | Dispatch-Storage | EmissionsCost | 0 | [6 empty] | 0.73069 | 0
LCP_Inputs_ON_Diverse_2023_04_03 | 2028 | Battery Storage | Storage | Electricity | MI | Dispatch-Storage | FuelCost | 0 | [6 empty] | 0.73069 | 0
LCP_Inputs_ON_Diverse_2023_04_03 | 2028 | Battery Storage | Storage | Electricity | MI | Dispatch-Storage | VOM | 0 | [6 empty] | 0.73069 | 0
LCP_Inputs_ON_Diverse_2023_04_03 | 2028 | Battery Storage | Storage | Electricity | NY | Dispatch-Storage | EmissionsCost | 0 | [6 empty] | 0.73069 | 0
LCP_Inputs_ON_Diverse_2023_04_03 | 2028 | Battery Storage | Storage | Electricity | NY | Dispatch-Storage | FuelCost | 0 | [6 empty] | 0.73069 | 0
LCP_Inputs_ON_Diverse_2023_04_03 | 2028 | Battery Storage | Storage | Electricity | NY | Dispatch-Storage | VOM | 0 | [6 empty] | 0.73069 | 0
LCP_Inputs_ON_Diverse_2023_04_03 | 2028 | Battery Storage | Storage | Electricity | ON | Dispatch-Storage | EmissionsCost | 0 | [6 empty] | 0.73069 | 0
LCP_Inputs_ON_Diverse_2023_04_03 | 2028 | Battery Storage | Storage | Electricity | ON | Dispatch-Storage | FuelCost | 0 | [6 empty] | 0.73069 | 0
LCP_Inputs_ON_Diverse_2023_04_03 | 2028 | Battery Storage | Storage | Electricity | ON | Dispatch-Storage | VOM | 0 | [6 empty] | 0.73069 | 0
LCP_Inputs_ON_Diverse_2023_04_03 | 2028 | Battery Storage | Storage | Electricity | PJ | Dispatch-Storage | EmissionsCost | 0 | [6 empty] | 0.73069 | 0
LCP_Inputs_ON_Diverse_2023_04_03 | 2028 | Battery Storage | Storage | Electricity | PJ | Dispatch-Storage | FuelCost | 0 | [6 empty] | 0.73069 | 0
LCP_Inputs_ON_Diverse_2023_04_03 | 2028 | Battery Storage | Storage | Electricity | PJ | Dispatch-Storage | VOM | 0 | [6 empty] | 0.73069 | 0
LCP_Inputs_ON_Diverse_2023_04_03 | 2028 | Battery Storage | Storage | Electricity | QC | Dispatch-Storage | EmissionsCost | 0 | [6 empty] | 0.73069 | 0
LCP_Inputs_ON_Diverse_2023_04_03 | 2028 | Battery Storage | Storage | Electricity | QC | Dispatch-Storage | FuelCost | 0 | [6 empty] | 0.73069 | 0
LCP_Inputs_ON_Diverse_2023_04_03 | 2028 | Battery Storage | Storage | Electricity | QC | Dispatch-Storage | VOM | 0 | [6 empty] | 0.73069 | 0
LCP_Inputs_ON_Diverse_2023_04_03 | 2028 | Battery Storage | Storage | Electricity | WC | Dispatch-Storage | EmissionsCost | 0 | [6 empty] | 0.73069 | 0
LCP_Inputs_ON_Diverse_2023_04_03 | 2028 | Battery Storage | Storage | Electricity | WC | Dispatch-Storage | FuelCost | 0 | [6 empty] | 0.73069 | 0
LCP_Inputs_ON_Diverse_2023_04_03 | 2028 | Battery Storage | Storage | Electricity | WC | Dispatch-Storage | VOM | 0 | [6 empty] | 0.73069 | 0
LCP_Inputs_ON_Diverse_2023_04_03 | 2028 | Biomass | Generation | Electricity | MI | Dispatch-Generation | EmissionsCost | 0 | [6 empty] | 0.73069 | 0
LCP_Inputs_ON_Diverse_2023_04_03 | 2028 | Biomass | Generation | Electricity | MI | Dispatch-Generation | FuelCost | 0 | [6 empty] | 0.73069 | 0
LCP_Inputs_ON_Diverse_2023_04_03 | 2028 | Biomass | Generation | Electricity | MI | Dispatch-Generation | VOM | 0 | [6 empty] | 0.73069 | 0
LCP_Inputs_ON_Diverse_2023_04_03 | 2028 | Biomass | Generation | Electricity | NY | Dispatch-Generation | EmissionsCost | 0 | [6 empty] | 0.73069 | 0
LCP_Inputs_ON_Diverse_2023_04_03 | 2028 | Biomass | Generation | Electricity | NY | Dispatch-Generation | FuelCost | 0 | [6 empty] | 0.73069 | 0
LCP_Inputs_ON_Diverse_2023_04_03 | 2028 | Biomass | Generation | Electricity | NY | Dispatch-Generation | VOM | 0 | [6 empty] | 0.73069 | 0
LCP_Inputs_ON_Diverse_2023_04_03 | 2028 | Biomass | Generation | Electricity | ON | Dispatch-Generation | EmissionsCost | 0 | [6 empty] | 0.73069 | 0
LCP_Inputs_ON_Diverse_2023_04_03 | 2028 | Biomass | Generation | Electricity | ON | Dispatch-Generation | FuelCost | 0 | [6 empty] | 0.73069 | 0
LCP_Inputs_ON_Diverse_2023_04_03 | 2028 | Biomass | Generation | Electricity | ON | Dispatch-Generation | VOM | 0 | [6 empty] | 0.73069 | 0
LCP_Inputs_ON_Diverse_2023_04_03 | 2028 | Biomass | Generation | Electricity | PJ | Dispatch-Generation | EmissionsCost | 0 | [6 empty] | 0.73069 | 0
LCP_Inputs_ON_Diverse_2023_04_03 | 2028 | Biomass | Generation | Electricity | PJ | Dispatch-Generation | FuelCost | 0 | [6 empty] | 0.73069 | 0
LCP_Inputs_ON_Diverse_2023_04_03 | 2028 | Biomass | Generation | Electricity | PJ | Dispatch-Generation | VOM | 0 | [6 empty] | 0.73069 | 0
LCP_Inputs_ON_Diverse_2023_04_03 | 2028 | Biomass | Generation | Electricity | QC | Dispatch-Generation | EmissionsCost | 0 | [6 empty] | 0.73069 | 0
LCP_Inputs_ON_Diverse_2023_04_03 | 2028 | Biomass | Generation | Electricity | QC | Dispatch-Generation | FuelCost | 0 | [6 empty] | 0.73069 | 0
LCP_Inputs_ON_Diverse_2023_04_03 | 2028 | Biomass | Generation | Electricity | QC | Dispatch-Generation | VOM | 0 | [6 empty] | 0.73069 | 0
LCP_Inputs_ON_Diverse_2023_04_03 | 2028 | Biomass | Generation | Electricity | WC | Dispatch-Generation | EmissionsCost | 0 | [6 empty] | 0.73069 | 0
LCP_Inputs_ON_Diverse_2023_04_03 | 2028 | Biomass | Generation | Electricity | WC | Dispatch-Generation | FuelCost | 0 | [6 empty] | 0.73069 | 0
LCP_Inputs_ON_Diverse_2023_04_03 | 2028 | Biomass | Generation | Electricity | WC | Dispatch-Generation | VOM | 0 | [6 empty] | 0.73069 | 0
LCP_Inputs_ON_Diverse_2023_04_03 | 2028 | Biomass + CCS | Generation | Electricity | MI | Dispatch-Generation | EmissionsCost | 0 | [6 empty] | 0.73069 | 0
LCP_Inputs_ON_Diverse_2023_04_03 | 2028 | Biomass + CCS | Generation | Electricity | MI | Dispatch-Generation | FuelCost | 0 | [6 empty] | 0.73069 | 0
LCP_Inputs_ON_Diverse_2023_04_03 | 2028 | Biomass + CCS | Generation | Electricity | MI | Dispatch-Generation | VOM | 0 | [6 empty] | 0.73069 | 0
LCP_Inputs_ON_Diverse_2023_04_03 | 2028 | Biomass + CCS | Generation | Electricity | NY | Dispatch-Generation | EmissionsCost | 0 | [6 empty] | 0.73069 | 0
LCP_Inputs_ON_Diverse_2023_04_03 | 2028 | Biomass + CCS | Generation | Electricity | NY | Dispatch-Generation | FuelCost | 0 | [6 empty] | 0.73069 | 0
LCP_Inputs_ON_Diverse_2023_04_03 | 2028 | Biomass + CCS | Generation | Electricity | NY | Dispatch-Generation | VOM | 0 | [6 empty] | 0.73069 | 0
LCP_Inputs_ON_Diverse_2023_04_03 | 2028 | Biomass + CCS | Generation | Electricity | ON | Dispatch-Generation | EmissionsCost | 0 | [6 empty] | 0.73069 | 0
LCP_Inputs_ON_Diverse_2023_04_03 | 2028 | Biomass + CCS | Generation | Electricity | ON | Dispatch-Generation | FuelCost | 0 | [6 empty] | 0.73069 | 0
LCP_Inputs_ON_Diverse_2023_04_03 | 2028 | Biomass + CCS | Generation | Electricity | ON | Dispatch-Generation | VOM | 0 | [6 empty] | 0.73069 | 0
LCP_Inputs_ON_Diverse_2023_04_03 | 2028 | Biomass + CCS | Generation | Electricity | PJ | Dispatch-Generation | EmissionsCost | 0 | [6 empty] | 0.73069 | 0
LCP_Inputs_ON_Diverse_2023_04_03 | 2028 | Biomass + CCS | Generation | Electricity | PJ | Dispatch-Generation | FuelCost | 0 | [6 empty] | 0.73069 | 0
LCP_Inputs_ON_Diverse_2023_04_03 | 2028 | Biomass + CCS | Generation | Electricity | PJ | Dispatch-Generation | VOM | 0 | [6 empty] | 0.73069 | 0
LCP_Inputs_ON_Diverse_2023_04_03 | 2028 | Biomass + CCS | Generation | Electricity | QC | Dispatch-Generation | EmissionsCost | 0 | [6 empty] | 0.73069 | 0
LCP_Inputs_ON_Diverse_2023_04_03 | 2028 | Biomass + CCS | Generation | Electricity | QC | Dispatch-Generation | FuelCost | 0 | [6 empty] | 0.73069 | 0
LCP_Inputs_ON_Diverse_2023_04_03 | 2028 | Biomass + CCS | Generation | Electricity | QC | Dispatch-Generation | VOM | 0 | [6 empty] | 0.73069 | 0
LCP_Inputs_ON_Diverse_2023_04_03 | 2028 | Biomass + CCS | Generation | Electricity | WC | Dispatch-Generation | EmissionsCost | 0 | [6 empty] | 0.73069 | 0
LCP_Inputs_ON_Diverse_2023_04_03 | 2028 | Biomass + CCS | Generation | Electricity | WC | Dispatch-Generation | FuelCost | 0 | [6 empty] | 0.73069 | 0
LCP_Inputs_ON_Diverse_2023_04_03 | 2028 | Biomass + CCS | Generation | Electricity | WC | Dispatch-Generation | VOM | 0 | [6 empty] | 0.73069 | 0
LCP_Inputs_ON_Diverse_2023_04_03 | 2028 | CH4 + CCS | Generation | Methane | MI | Dispatch-Generation | EmissionsCost | 0 | [6 empty] | 0.73069 | 0
LCP_Inputs_ON_Diverse_2023_04_03 | 2028 | CH4 + CCS | Generation | Methane | MI | Dispatch-Generation | FuelCost | 0 | [6 empty] | 0.73069 | 0
LCP_Inputs_ON_Diverse_2023_04_03 | 2028 | CH4 + CCS | Generation | Methane | MI | Dispatch-Generation | VOM | 0 | [6 empty] | 0.73069 | 0
LCP_Inputs_ON_Diverse_2023_04_03 | 2028 | CH4 + CCS | Generation | Methane | NY | Dispatch-Generation | EmissionsCost | 0 | [6 empty] | 0.73069 | 0
LCP_Inputs_ON_Diverse_2023_04_03 | 2028 | CH4 + CCS | Generation | Methane | NY | Dispatch-Generation | FuelCost | 0 | [6 empty] | 0.73069 | 0
LCP_Inputs_ON_Diverse_2023_04_03 | 2028 | CH4 + CCS | Generation | Methane | NY | Dispatch-Generation | VOM | 0 | [6 empty] | 0.73069 | 0
LCP_Inputs_ON_Diverse_2023_04_03 | 2028 | CH4 + CCS | Generation | Methane | ON | Dispatch-Generation | EmissionsCost | 0 | [6 empty] | 0.73069 | 0
LCP_Inputs_ON_Diverse_2023_04_03 | 2028 | CH4 + CCS | Generation | Methane | ON | Dispatch-Generation | FuelCost | 0 | [6 empty] | 0.73069 | 0
LCP_Inputs_ON_Diverse_2023_04_03 | 2028 | CH4 + CCS | Generation | Methane | ON | Dispatch-Generation | VOM | 0 | [6 empty] | 0.73069 | 0
LCP_Inputs_ON_Diverse_2023_04_03 | 2028 | CH4 + CCS | Generation | Methane | PJ | Dispatch-Generation | EmissionsCost | 0 | [6 empty] | 0.73069 | 0
LCP_Inputs_ON_Diverse_2023_04_03 | 2028 | CH4 + CCS | Generation | Methane | PJ | Dispatch-Generation | FuelCost | 0 | [6 empty] | 0.73069 | 0
LCP_Inputs_ON_Diverse_2023_04_03 | 2028 | CH4 + CCS | Generation | Methane | PJ | Dispatch-Generation | VOM | 0 | [6 empty] | 0.73069 | 0
LCP_Inputs_ON_Diverse_2023_04_03 | 2028 | CH4 + CCS | Generation | Methane | QC | Dispatch-Generation | EmissionsCost | 0 | [6 empty] | 0.73069 | 0
LCP_Inputs_ON_Diverse_2023_04_03 | 2028 | CH4 + CCS | Generation | Methane | QC | Dispatch-Generation | FuelCost | 0 | [6 empty] | 0.73069 | 0
LCP_Inputs_ON_Diverse_2023_04_03 | 2028 | CH4 + CCS | Generation | Methane | QC | Dispatch-Generation | VOM | 0 | [6 empty] | 0.73069 | 0
LCP_Inputs_ON_Diverse_2023_04_03 | 2028 | CH4 + CCS | Generation | Methane | WC | Dispatch-Generation | EmissionsCost | 0 | [6 empty] | 0.73069 | 0
LCP_Inputs_ON_Diverse_2023_04_03 | 2028 | CH4 + CCS | Generation | Methane | WC | Dispatch-Generation | FuelCost | 0 | [6 empty] | 0.73069 | 0
LCP_Inputs_ON_Diverse_2023_04_03 | 2028 | CH4 + CCS | Generation | Methane | WC | Dispatch-Generation | VOM | 0 | [6 empty] | 0.73069 | 0
LCP_Inputs_ON_Diverse_2023_04_03 | 2028 | CH4 Import - NY 2020 | Import | Methane | MI | Dispatch-Import | EmissionsCost | 0 | [6 empty] | 0.73069 | 0
LCP_Inputs_ON_Diverse_2023_04_03 | 2028 | CH4 Import - NY 2020 | Import | Methane | MI | Dispatch-Import | FuelCost | 0 | [6 empty] | 0.73069 | 0
LCP_Inputs_ON_Diverse_2023_04_03 | 2028 | CH4 Import - NY 2020 | Import | Methane | MI | Dispatch-Import | VOM | 0 | [6 empty] | 0.73069 | 0
LCP_Inputs_ON_Diverse_2023_04_03 | 2028 | CH4 Import - NY 2020 | Import | Methane | NY | Dispatch-Import | EmissionsCost | 282343065.1873 | [6 empty] | 0.73069 | 206305312.1826
LCP_Inputs_ON_Diverse_2023_04_03 | 2028 | CH4 Import - NY 2020 | Import | Methane | NY | Dispatch-Import | FuelCost | 407790143.0843 | [6 empty] | 0.73069 | 297968263.248
LCP_Inputs_ON_Diverse_2023_04_03 | 2028 | CH4 Import - NY 2020 | Import | Methane | NY | Dispatch-Import | VOM | 0 | [6 empty] | 0.73069 | 0
LCP_Inputs_ON_Diverse_2023_04_03 | 2028 | CH4 Import - NY 2020 | Import | Methane | ON | Dispatch-Import | EmissionsCost | 0 | [6 empty] | 0.73069 | 0
LCP_Inputs_ON_Diverse_2023_04_03 | 2028 | CH4 Import - NY 2020 | Import | Methane | ON | Dispatch-Import | FuelCost | 0 | [6 empty] | 0.73069 | 0
LCP_Inputs_ON_Diverse_2023_04_03 | 2028 | CH4 Import - NY 2020 | Import | Methane | ON | Dispatch-Import | VOM | 0 | [6 empty] | 0.73069 | 0
LCP_Inputs_ON_Diverse_2023_04_03 | 2028 | CH4 Import - NY 2020 | Import | Methane | PJ | Dispatch-Import | EmissionsCost | 0 | [6 empty] | 0.73069 | 0
LCP_Inputs_ON_Diverse_2023_04_03 | 2028 | CH4 Import - NY 2020 | Import | Methane | PJ | Dispatch-Import | FuelCost | 0 | [6 empty] | 0.73069 | 0
LCP_Inputs_ON_Diverse_2023_04_03 | 2028 | CH4 Import - NY 2020 | Import | Methane | PJ | Dispatch-Import | VOM | 0 | [6 empty] | 0.73069 | 0
LCP_Inputs_ON_Diverse_2023_04_03 | 2028 | CH4 Import - NY 2020 | Import | Methane | QC | Dispatch-Import | EmissionsCost | 0 | [6 empty] | 0.73069 | 0
LCP_Inputs_ON_Diverse_2023_04_03 | 2028 | CH4 Import - NY 2020 | Import | Methane | QC | Dispatch-Import | FuelCost | 0 | [6 empty] | 0.73069 | 0
LCP_Inputs_ON_Diverse_2023_04_03 | 2028 | CH4 Import - NY 2020 | Import | Methane | QC | Dispatch-Import | VOM | 0 | [6 empty] | 0.73069 | 0
LCP_Inputs_ON_Diverse_2023_04_03 | 2028 | CH4 Import - NY 2020 | Import | Methane | WC | Dispatch-Import | EmissionsCost | 0 | [6 empty] | 0.73069 | 0
LCP_Inputs_ON_Diverse_2023_04_03 | 2028 | CH4 Import - NY 2020 | Import | Methane | WC | Dispatch-Import | FuelCost | 0 | [6 empty] | 0.73069 | 0
LCP_Inputs_ON_Diverse_2023_04_03 | 2028 | CH4 Import - NY 2020 | Import | Methane | WC | Dispatch-Import | VOM | 0 | [6 empty] | 0.73069 | 0
LCP_Inputs_ON_Diverse_2023_04_03 | 2028 | CH4 Import - NY 2030 | Import | Methane | MI | Dispatch-Import | EmissionsCost | 0 | [6 empty] | 0.73069 | 0
LCP_Inputs_ON_Diverse_2023_04_03 | 2028 | CH4 Import - NY 2030 | Import | Methane | MI | Dispatch-Import | FuelCost | 0 | [6 empty] | 0.73069 | 0
LCP_Inputs_ON_Diverse_2023_04_03 | 2028 | CH4 Import - NY 2030 | Import | Methane | MI | Dispatch-Import | VOM | 0 | [6 empty] | 0.73069 | 0
LCP_Inputs_ON_Diverse_2023_04_03 | 2028 | CH4 Import - NY 2030 | Import | Methane | NY | Dispatch-Import | EmissionsCost | 0 | [6 empty] | 0.73069 | 0
LCP_Inputs_ON_Diverse_2023_04_03 | 2028 | CH4 Import - NY 2030 | Import | Methane | NY | Dispatch-Import | FuelCost | 0 | [6 empty] | 0.73069 | 0
LCP_Inputs_ON_Diverse_2023_04_03 | 2028 | CH4 Import - NY 2030 | Import | Methane | NY | Dispatch-Import | VOM | 0 | [6 empty] | 0.73069 | 0
LCP_Inputs_ON_Diverse_2023_04_03 | 2028 | CH4 Import - NY 2030 | Import | Methane | ON | Dispatch-Import | EmissionsCost | 0 | [6 empty] | 0.73069 | 0
LCP_Inputs_ON_Diverse_2023_04_03 | 2028 | CH4 Import - NY 2030 | Import | Methane | ON | Dispatch-Import | FuelCost | 0 | [6 empty] | 0.73069 | 0
LCP_Inputs_ON_Diverse_2023_04_03 | 2028 | CH4 Import - NY 2030 | Import | Methane | ON | Dispatch-Import | VOM | 0 | [6 empty] | 0.73069 | 0
LCP_Inputs_ON_Diverse_2023_04_03 | 2028 | CH4 Import - NY 2030 | Import | Methane | PJ | Dispatch-Import | EmissionsCost | 0 | [6 empty] | 0.73069 | 0
LCP_Inputs_ON_Diverse_2023_04_03 | 2028 | CH4 Import - NY 2030 | Import | Methane | PJ | Dispatch-Import | FuelCost | 0 | [6 empty] | 0.73069 | 0
LCP_Inputs_ON_Diverse_2023_04_03 | 2028 | CH4 Import - NY 2030 | Import | Methane | PJ | Dispatch-Import | VOM | 0 | [6 empty] | 0.73069 | 0
LCP_Inputs_ON_Diverse_2023_04_03 | 2028 | CH4 Import - NY 2030 | Import | Methane | QC | Dispatch-Import | EmissionsCost | 0 | [6 empty] | 0.73069 | 0
LCP_Inputs_ON_Diverse_2023_04_03 | 2028 | CH4 Import - NY 2030 | Import | Methane | QC | Dispatch-Import | FuelCost | 0 | [6 empty] | 0.73069 | 0
LCP_Inputs_ON_Diverse_2023_04_03 | 2028 | CH4 Import - NY 2030 | Import | Methane | QC | Dispatch-Import | VOM | 0 | [6 empty] | 0.73069 | 0
LCP_Inputs_ON_Diverse_2023_04_03 | 2028 | CH4 Import - NY 2030 | Import | Methane | WC | Dispatch-Import | EmissionsCost | 0 | [6 empty] | 0.73069 | 0
LCP_Inputs_ON_Diverse_2023_04_03 | 2028 | CH4 Import - NY 2030 | Import | Methane | WC | Dispatch-Import | FuelCost | 0 | [6 empty] | 0.73069 | 0
LCP_Inputs_ON_Diverse_2023_04_03 | 2028 | CH4 Import - NY 2030 | Import | Methane | WC | Dispatch-Import | VOM | 0 | [6 empty] | 0.73069 | 0
LCP_Inputs_ON_Diverse_2023_04_03 | 2028 | CH4 Import - NY 2040 | Import | Methane | MI | Dispatch-Import | EmissionsCost | 0 | [6 empty] | 0.73069 | 0
LCP_Inputs_ON_Diverse_2023_04_03 | 2028 | CH4 Import - NY 2040 | Import | Methane | MI | Dispatch-Import | FuelCost | 0 | [6 empty] | 0.73069 | 0
LCP_Inputs_ON_Diverse_2023_04_03 | 2028 | CH4 Import - NY 2040 | Import | Methane | MI | Dispatch-Import | VOM | 0 | [6 empty] | 0.73069 | 0
LCP_Inputs_ON_Diverse_2023_04_03 | 2028 | CH4 Import - NY 2040 | Import | Methane | NY | Dispatch-Import | EmissionsCost | 0 | [6 empty] | 0.73069 | 0
LCP_Inputs_ON_Diverse_2023_04_03 | 2028 | CH4 Import - NY 2040 | Import | Methane | NY | Dispatch-Import | FuelCost | 0 | [6 empty] | 0.73069 | 0
LCP_Inputs_ON_Diverse_2023_04_03 | 2028 | CH4 Import - NY 2040 | Import | Methane | NY | Dispatch-Import | VOM | 0 | [6 empty] | 0.73069 | 0
LCP_Inputs_ON_Diverse_2023_04_03 | 2028 | CH4 Import - NY 2040 | Import | Methane | ON | Dispatch-Import | EmissionsCost | 0 | [6 empty] | 0.73069 | 0
LCP_Inputs_ON_Diverse_2023_04_03 | 2028 | CH4 Import - NY 2040 | Import | Methane | ON | Dispatch-Import | FuelCost | 0 | [6 empty] | 0.73069 | 0
LCP_Inputs_ON_Diverse_2023_04_03 | 2028 | CH4 Import - NY 2040 | Import | Methane | ON | Dispatch-Import | VOM | 0 | [6 empty] | 0.73069 | 0
LCP_Inputs_ON_Diverse_2023_04_03 | 2028 | CH4 Import - NY 2040 | Import | Methane | PJ | Dispatch-Import | EmissionsCost | 0 | [6 empty] | 0.73069 | 0
LCP_Inputs_ON_Diverse_2023_04_03 | 2028 | CH4 Import - NY 2040 | Import | Methane | PJ | Dispatch-Import | FuelCost | 0 | [6 empty] | 0.73069 | 0
LCP_Inputs_ON_Diverse_2023_04_03 | 2028 | CH4 Import - NY 2040 | Import | Methane | PJ | Dispatch-Import | VOM | 0 | [6 empty] | 0.73069 | 0
LCP_Inputs_ON_Diverse_2023_04_03 | 2028 | CH4 Import - NY 2040 | Import | Methane | QC | Dispatch-Import | EmissionsCost | 0 | [6 empty] | 0.73069 | 0
LCP_Inputs_ON_Diverse_2023_04_03 | 2028 | CH4 Import - NY 2040 | Import | Methane | QC | Dispatch-Import | FuelCost | 0 | [6 empty] | 0.73069 | 0
LCP_Inputs_ON_Diverse_2023_04_03 | 2028 | CH4 Import - NY 2040 | Import | Methane | QC | Dispatch-Import | VOM | 0 | [6 empty] | 0.73069 | 0
LCP_Inputs_ON_Diverse_2023_04_03 | 2028 | CH4 Import - NY 2040 | Import | Methane | WC | Dispatch-Import | EmissionsCost | 0 | [6 empty] | 0.73069 | 0
LCP_Inputs_ON_Diverse_2023_04_03 | 2028 | CH4 Import - NY 2040 | Import | Methane | WC | Dispatch-Import | FuelCost | 0 | [6 empty] | 0.73069 | 0
LCP_Inputs_ON_Diverse_2023_04_03 | 2028 | CH4 Import - NY 2040 | Import | Methane | WC | Dispatch-Import | VOM | 0 | [6 empty] | 0.73069 | 0
LCP_Inputs_ON_Diverse_2023_04_03 | 2028 | CH4 Import - NY 2050 | Import | Methane | MI | Dispatch-Import | EmissionsCost | 0 | [6 empty] | 0.73069 | 0
LCP_Inputs_ON_Diverse_2023_04_03 | 2028 | CH4 Import - NY 2050 | Import | Methane | MI | Dispatch-Import | FuelCost | 0 | [6 empty] | 0.73069 | 0
LCP_Inputs_ON_Diverse_2023_04_03 | 2028 | CH4 Import - NY 2050 | Import | Methane | MI | Dispatch-Import | VOM | 0 | [6 empty] | 0.73069 | 0
LCP_Inputs_ON_Diverse_2023_04_03 | 2028 | CH4 Import - NY 2050 | Import | Methane | NY | Dispatch-Import | EmissionsCost | 0 | [6 empty] | 0.73069 | 0
LCP_Inputs_ON_Diverse_2023_04_03 | 2028 | CH4 Import - NY 2050 | Import | Methane | NY | Dispatch-Import | FuelCost | 0 | [6 empty] | 0.73069 | 0
LCP_Inputs_ON_Diverse_2023_04_03 | 2028 | CH4 Import - NY 2050 | Import | Methane | NY | Dispatch-Import | VOM | 0 | [6 empty] | 0.73069 | 0
LCP_Inputs_ON_Diverse_2023_04_03 | 2028 | CH4 Import - NY 2050 | Import | Methane | ON | Dispatch-Import | EmissionsCost | 0 | [6 empty] | 0.73069 | 0
LCP_Inputs_ON_Diverse_2023_04_03 | 2028 | CH4 Import - NY 2050 | Import | Methane | ON | Dispatch-Import | FuelCost | 0 | [6 empty] | 0.73069 | 0
LCP_Inputs_ON_Diverse_2023_04_03 | 2028 | CH4 Import - NY 2050 | Import | Methane | ON | Dispatch-Import | VOM | 0 | [6 empty] | 0.73069 | 0
LCP_Inputs_ON_Diverse_2023_04_03 | 2028 | CH4 Import - NY 2050 | Import | Methane | PJ | Dispatch-Import | EmissionsCost | 0 | [6 empty] | 0.73069 | 0
LCP_Inputs_ON_Diverse_2023_04_03 | 2028 | CH4 Import - NY 2050 | Import | Methane | PJ | Dispatch-Import | FuelCost | 0 | [6 empty] | 0.73069 | 0
LCP_Inputs_ON_Diverse_2023_04_03 | 2028 | CH4 Import - NY 2050 | Import | Methane | PJ | Dispatch-Import | VOM | 0 | [6 empty] | 0.73069 | 0
LCP_Inputs_ON_Diverse_2023_04_03 | 2028 | CH4 Import - NY 2050 | Import | Methane | QC | Dispatch-Import | EmissionsCost | 0 | [6 empty] | 0.73069 | 0
LCP_Inputs_ON_Diverse_2023_04_03 | 2028 | CH4 Import - NY 2050 | Import | Methane | QC | Dispatch-Import | FuelCost | 0 | [6 empty] | 0.73069 | 0
LCP_Inputs_ON_Diverse_2023_04_03 | 2028 | CH4 Import - NY 2050 | Import | Methane | QC | Dispatch-Import | VOM | 0 | [6 empty] | 0.73069 | 0
LCP_Inputs_ON_Diverse_2023_04_03 | 2028 | CH4 Import - NY 2050 | Import | Methane | WC | Dispatch-Import | EmissionsCost | 0 | [6 empty] | 0.73069 | 0
LCP_Inputs_ON_Diverse_2023_04_03 | 2028 | CH4 Import - NY 2050 | Import | Methane | WC | Dispatch-Import | FuelCost | 0 | [6 empty] | 0.73069 | 0
LCP_Inputs_ON_Diverse_2023_04_03 | 2028 | CH4 Import - NY 2050 | Import | Methane | WC | Dispatch-Import | VOM | 0 | [6 empty] | 0.73069 | 0
LCP_Inputs_ON_Diverse_2023_04_03 | 2028 | CH4 Import - WC 2020 | Import | Methane | MI | Dispatch-Import | EmissionsCost | 0 | [6 empty] | 0.73069 | 0
LCP_Inputs_ON_Diverse_2023_04_03 | 2028 | CH4 Import - WC 2020 | Import | Methane | MI | Dispatch-Import | FuelCost | 0 | [6 empty] | 0.73069 | 0
LCP_Inputs_ON_Diverse_2023_04_03 | 2028 | CH4 Import - WC 2020 | Import | Methane | MI | Dispatch-Import | VOM | 0 | [6 empty] | 0.73069 | 0
LCP_Inputs_ON_Diverse_2023_04_03 | 2028 | CH4 Import - WC 2020 | Import | Methane | NY | Dispatch-Import | EmissionsCost | 0 | [6 empty] | 0.73069 | 0
LCP_Inputs_ON_Diverse_2023_04_03 | 2028 | CH4 Import - WC 2020 | Import | Methane | NY | Dispatch-Import | FuelCost | 0 | [6 empty] | 0.73069 | 0
LCP_Inputs_ON_Diverse_2023_04_03 | 2028 | CH4 Import - WC 2020 | Import | Methane | NY | Dispatch-Import | VOM | 0 | [6 empty] | 0.73069 | 0
LCP_Inputs_ON_Diverse_2023_04_03 | 2028 | CH4 Import - WC 2020 | Import | Methane | ON | Dispatch-Import | EmissionsCost | 0 | [6 empty] | 0.73069 | 0
LCP_Inputs_ON_Diverse_2023_04_03 | 2028 | CH4 Import - WC 2020 | Import | Methane | ON | Dispatch-Import | FuelCost | 0 | [6 empty] | 0.73069 | 0
LCP_Inputs_ON_Diverse_2023_04_03 | 2028 | CH4 Import - WC 2020 | Import | Methane | ON | Dispatch-Import | VOM | 0 | [6 empty] | 0.73069 | 0
LCP_Inputs_ON_Diverse_2023_04_03 | 2028 | CH4 Import - WC 2020 | Import | Methane | PJ | Dispatch-Import | EmissionsCost | 0 | [6 empty] | 0.73069 | 0
LCP_Inputs_ON_Diverse_2023_04_03 | 2028 | CH4 Import - WC 2020 | Import | Methane | PJ | Dispatch-Import | FuelCost | 0 | [6 empty] | 0.73069 | 0
LCP_Inputs_ON_Diverse_2023_04_03 | 2028 | CH4 Import - WC 2020 | Import | Methane | PJ | Dispatch-Import | VOM | 0 | [6 empty] | 0.73069 | 0
LCP_Inputs_ON_Diverse_2023_04_03 | 2028 | CH4 Import - WC 2020 | Import | Methane | QC | Dispatch-Import | EmissionsCost | 0 | [6 empty] | 0.73069 | 0
LCP_Inputs_ON_Diverse_2023_04_03 | 2028 | CH4 Import - WC 2020 | Import | Methane | QC | Dispatch-Import | FuelCost | 0 | [6 empty] | 0.73069 | 0
LCP_Inputs_ON_Diverse_2023_04_03 | 2028 | CH4 Import - WC 2020 | Import | Methane | QC | Dispatch-Import | VOM | 0 | [6 empty] | 0.73069 | 0
LCP_Inputs_ON_Diverse_2023_04_03 | 2028 | CH4 Import - WC 2020 | Import | Methane | WC | Dispatch-Import | EmissionsCost | 1306945425.5377 | [6 empty] | 0.73069 | 954972220.9126
LCP_Inputs_ON_Diverse_2023_04_03 | 2028 | CH4 Import - WC 2020 | Import | Methane | WC | Dispatch-Import | FuelCost | 1887630786.0789 | [6 empty] | 0.73069 | 1379273326.048
LCP_Inputs_ON_Diverse_2023_04_03 | 2028 | CH4 Import - WC 2020 | Import | Methane | WC | Dispatch-Import | VOM | 0 | [6 empty] | 0.73069 | 0
LCP_Inputs_ON_Diverse_2023_04_03 | 2028 | CH4 Import - WC 2030 | Import | Methane | MI | Dispatch-Import | EmissionsCost | 0 | [6 empty] | 0.73069 | 0
LCP_Inputs_ON_Diverse_2023_04_03 | 2028 | CH4 Import - WC 2030 | Import | Methane | MI | Dispatch-Import | FuelCost | 0 | [6 empty] | 0.73069 | 0
LCP_Inputs_ON_Diverse_2023_04_03 | 2028 | CH4 Import - WC 2030 | Import | Methane | MI | Dispatch-Import | VOM | 0 | [6 empty] | 0.73069 | 0
LCP_Inputs_ON_Diverse_2023_04_03 | 2028 | CH4 Import - WC 2030 | Import | Methane | NY | Dispatch-Import | EmissionsCost | 0 | [6 empty] | 0.73069 | 0
LCP_Inputs_ON_Diverse_2023_04_03 | 2028 | CH4 Import - WC 2030 | Import | Methane | NY | Dispatch-Import | FuelCost | 0 | [6 empty] | 0.73069 | 0
LCP_Inputs_ON_Diverse_2023_04_03 | 2028 | CH4 Import - WC 2030 | Import | Methane | NY | Dispatch-Import | VOM | 0 | [6 empty] | 0.73069 | 0
LCP_Inputs_ON_Diverse_2023_04_03 | 2028 | CH4 Import - WC 2030 | Import | Methane | ON | Dispatch-Import | EmissionsCost | 0 | [6 empty] | 0.73069 | 0
LCP_Inputs_ON_Diverse_2023_04_03 | 2028 | CH4 Import - WC 2030 | Import | Methane | ON | Dispatch-Import | FuelCost | 0 | [6 empty] | 0.73069 | 0
LCP_Inputs_ON_Diverse_2023_04_03 | 2028 | CH4 Import - WC 2030 | Import | Methane | ON | Dispatch-Import | VOM | 0 | [6 empty] | 0.73069 | 0
LCP_Inputs_ON_Diverse_2023_04_03 | 2028 | CH4 Import - WC 2030 | Import | Methane | PJ | Dispatch-Import | EmissionsCost | 0 | [6 empty] | 0.73069 | 0
LCP_Inputs_ON_Diverse_2023_04_03 | 2028 | CH4 Import - WC 2030 | Import | Methane | PJ | Dispatch-Import | FuelCost | 0 | [6 empty] | 0.73069 | 0
LCP_Inputs_ON_Diverse_2023_04_03 | 2028 | CH4 Import - WC 2030 | Import | Methane | PJ | Dispatch-Import | VOM | 0 | [6 empty] | 0.73069 | 0
LCP_Inputs_ON_Diverse_2023_04_03 | 2028 | CH4 Import - WC 2030 | Import | Methane | QC | Dispatch-Import | EmissionsCost | 0 | [6 empty] | 0.73069 | 0
LCP_Inputs_ON_Diverse_2023_04_03 | 2028 | CH4 Import - WC 2030 | Import | Methane | QC | Dispatch-Import | FuelCost | 0 | [6 empty] | 0.73069 | 0
LCP_Inputs_ON_Diverse_2023_04_03 | 2028 | CH4 Import - WC 2030 | Import | Methane | QC | Dispatch-Import | VOM | 0 | [6 empty] | 0.73069 | 0
LCP_Inputs_ON_Diverse_2023_04_03 | 2028 | CH4 Import - WC 2030 | Import | Methane | WC | Dispatch-Import | EmissionsCost | 0 | [6 empty] | 0.73069 | 0
LCP_Inputs_ON_Diverse_2023_04_03 | 2028 | CH4 Import - WC 2030 | Import | Methane | WC | Dispatch-Import | FuelCost | 0 | [6 empty] | 0.73069 | 0
LCP_Inputs_ON_Diverse_2023_04_03 | 2028 | CH4 Import - WC 2030 | Import | Methane | WC | Dispatch-Import | VOM | 0 | [6 empty] | 0.73069 | 0
LCP_Inputs_ON_Diverse_2023_04_03 | 2028 | CH4 Import - WC 2040 | Import | Methane | MI | Dispatch-Import | EmissionsCost | 0 | [6 empty] | 0.73069 | 0
LCP_Inputs_ON_Diverse_2023_04_03 | 2028 | CH4 Import - WC 2040 | Import | Methane | MI | Dispatch-Import | FuelCost | 0 | [6 empty] | 0.73069 | 0
LCP_Inputs_ON_Diverse_2023_04_03 | 2028 | CH4 Import - WC 2040 | Import | Methane | MI | Dispatch-Import | VOM | 0 | [6 empty] | 0.73069 | 0
LCP_Inputs_ON_Diverse_2023_04_03 | 2028 | CH4 Import - WC 2040 | Import | Methane | NY | Dispatch-Import | EmissionsCost | 0 | [6 empty] | 0.73069 | 0
LCP_Inputs_ON_Diverse_2023_04_03 | 2028 | CH4 Import - WC 2040 | Import | Methane | NY | Dispatch-Import | FuelCost | 0 | [6 empty] | 0.73069 | 0
LCP_Inputs_ON_Diverse_2023_04_03 | 2028 | CH4 Import - WC 2040 | Import | Methane | NY | Dispatch-Import | VOM | 0 | [6 empty] | 0.73069 | 0
LCP_Inputs_ON_Diverse_2023_04_03 | 2028 | CH4 Import - WC 2040 | Import | Methane | ON | Dispatch-Import | EmissionsCost | 0 | [6 empty] | 0.73069 | 0
LCP_Inputs_ON_Diverse_2023_04_03 | 2028 | CH4 Import - WC 2040 | Import | Methane | ON | Dispatch-Import | FuelCost | 0 | [6 empty] | 0.73069 | 0
LCP_Inputs_ON_Diverse_2023_04_03 | 2028 | CH4 Import - WC 2040 | Import | Methane | ON | Dispatch-Import | VOM | 0 | [6 empty] | 0.73069 | 0
LCP_Inputs_ON_Diverse_2023_04_03 | 2028 | CH4 Import - WC 2040 | Import | Methane | PJ | Dispatch-Import | EmissionsCost | 0 | [6 empty] | 0.73069 | 0
LCP_Inputs_ON_Diverse_2023_04_03 | 2028 | CH4 Import - WC 2040 | Import | Methane | PJ | Dispatch-Import | FuelCost | 0 | [6 empty] | 0.73069 | 0
LCP_Inputs_ON_Diverse_2023_04_03 | 2028 | CH4 Import - WC 2040 | Import | Methane | PJ | Dispatch-Import | VOM | 0 | [6 empty] | 0.73069 | 0
LCP_Inputs_ON_Diverse_2023_04_03 | 2028 | CH4 Import - WC 2040 | Import | Methane | QC | Dispatch-Import | EmissionsCost | 0 | [6 empty] | 0.73069 | 0
LCP_Inputs_ON_Diverse_2023_04_03 | 2028 | CH4 Import - WC 2040 | Import | Methane | QC | Dispatch-Import | FuelCost | 0 | [6 empty] | 0.73069 | 0
LCP_Inputs_ON_Diverse_2023_04_03 | 2028 | CH4 Import - WC 2040 | Import | Methane | QC | Dispatch-Import | VOM | 0 | [6 empty] | 0.73069 | 0
LCP_Inputs_ON_Diverse_2023_04_03 | 2028 | CH4 Import - WC 2040 | Import | Methane | WC | Dispatch-Import | EmissionsCost | 0 | [6 empty] | 0.73069 | 0
LCP_Inputs_ON_Diverse_2023_04_03 | 2028 | CH4 Import - WC 2040 | Import | Methane | WC | Dispatch-Import | FuelCost | 0 | [6 empty] | 0.73069 | 0
LCP_Inputs_ON_Diverse_2023_04_03 | 2028 | CH4 Import - WC 2040 | Import | Methane | WC | Dispatch-Import | VOM | 0 | [6 empty] | 0.73069 | 0
LCP_Inputs_ON_Diverse_2023_04_03 | 2028 | CH4 Import - WC 2050 | Import | Methane | MI | Dispatch-Import | EmissionsCost | 0 | [6 empty] | 0.73069 | 0
LCP_Inputs_ON_Diverse_2023_04_03 | 2028 | CH4 Import - WC 2050 | Import | Methane | MI | Dispatch-Import | FuelCost | 0 | [6 empty] | 0.73069 | 0
LCP_Inputs_ON_Diverse_2023_04_03 | 2028 | CH4 Import - WC 2050 | Import | Methane | MI | Dispatch-Import | VOM | 0 | [6 empty] | 0.73069 | 0
LCP_Inputs_ON_Diverse_2023_04_03 | 2028 | CH4 Import - WC 2050 | Import | Methane | NY | Dispatch-Import | EmissionsCost | 0 | [6 empty] | 0.73069 | 0
LCP_Inputs_ON_Diverse_2023_04_03 | 2028 | CH4 Import - WC 2050 | Import | Methane | NY | Dispatch-Import | FuelCost | 0 | [6 empty] | 0.73069 | 0
LCP_Inputs_ON_Diverse_2023_04_03 | 2028 | CH4 Import - WC 2050 | Import | Methane | NY | Dispatch-Import | VOM | 0 | [6 empty] | 0.73069 | 0
LCP_Inputs_ON_Diverse_2023_04_03 | 2028 | CH4 Import - WC 2050 | Import | Methane | ON | Dispatch-Import | EmissionsCost | 0 | [6 empty] | 0.73069 | 0
LCP_Inputs_ON_Diverse_2023_04_03 | 2028 | CH4 Import - WC 2050 | Import | Methane | ON | Dispatch-Import | FuelCost | 0 | [6 empty] | 0.73069 | 0
LCP_Inputs_ON_Diverse_2023_04_03 | 2028 | CH4 Import - WC 2050 | Import | Methane | ON | Dispatch-Import | VOM | 0 | [6 empty] | 0.73069 | 0
LCP_Inputs_ON_Diverse_2023_04_03 | 2028 | CH4 Import - WC 2050 | Import | Methane | PJ | Dispatch-Import | EmissionsCost | 0 | [6 empty] | 0.73069 | 0
LCP_Inputs_ON_Diverse_2023_04_03 | 2028 | CH4 Import - WC 2050 | Import | Methane | PJ | Dispatch-Import | FuelCost | 0 | [6 empty] | 0.73069 | 0
LCP_Inputs_ON_Diverse_2023_04_03 | 2028 | CH4 Import - WC 2050 | Import | Methane | PJ | Dispatch-Import | VOM | 0 | [6 empty] | 0.73069 | 0
LCP_Inputs_ON_Diverse_2023_04_03 | 2028 | CH4 Import - WC 2050 | Import | Methane | QC | Dispatch-Import | EmissionsCost | 0 | [6 empty] | 0.73069 | 0
LCP_Inputs_ON_Diverse_2023_04_03 | 2028 | CH4 Import - WC 2050 | Import | Methane | QC | Dispatch-Import | FuelCost | 0 | [6 empty] | 0.73069 | 0
LCP_Inputs_ON_Diverse_2023_04_03 | 2028 | CH4 Import - WC 2050 | Import | Methane | QC | Dispatch-Import | VOM | 0 | [6 empty] | 0.73069 | 0
LCP_Inputs_ON_Diverse_2023_04_03 | 2028 | CH4 Import - WC 2050 | Import | Methane | WC | Dispatch-Import | EmissionsCost | 0 | [6 empty] | 0.73069 | 0
LCP_Inputs_ON_Diverse_2023_04_03 | 2028 | CH4 Import - WC 2050 | Import | Methane | WC | Dispatch-Import | FuelCost | 0 | [6 empty] | 0.73069 | 0
LCP_Inputs_ON_Diverse_2023_04_03 | 2028 | CH4 Import - WC 2050 | Import | Methane | WC | Dispatch-Import | VOM | 0 | [6 empty] | 0.73069 | 0
LCP_Inputs_ON_Diverse_2023_04_03 | 2028 | CH4 Salt Cavern Storage - ON | Storage | Methane | MI | Dispatch-Storage | EmissionsCost | 0 | [6 empty] | 0.73069 | 0
LCP_Inputs_ON_Diverse_2023_04_03 | 2028 | CH4 Salt Cavern Storage - ON | Storage | Methane | MI | Dispatch-Storage | FuelCost | 0 | [6 empty] | 0.73069 | 0
LCP_Inputs_ON_Diverse_2023_04_03 | 2028 | CH4 Salt Cavern Storage - ON | Storage | Methane | MI | Dispatch-Storage | VOM | 0 | [6 empty] | 0.73069 | 0
LCP_Inputs_ON_Diverse_2023_04_03 | 2028 | CH4 Salt Cavern Storage - ON | Storage | Methane | NY | Dispatch-Storage | EmissionsCost | 0 | [6 empty] | 0.73069 | 0
LCP_Inputs_ON_Diverse_2023_04_03 | 2028 | CH4 Salt Cavern Storage - ON | Storage | Methane | NY | Dispatch-Storage | FuelCost | 0 | [6 empty] | 0.73069 | 0
LCP_Inputs_ON_Diverse_2023_04_03 | 2028 | CH4 Salt Cavern Storage - ON | Storage | Methane | NY | Dispatch-Storage | VOM | 0 | [6 empty] | 0.73069 | 0
LCP_Inputs_ON_Diverse_2023_04_03 | 2028 | CH4 Salt Cavern Storage - ON | Storage | Methane | ON | Dispatch-Storage | EmissionsCost | 0 | [6 empty] | 0.73069 | 0
LCP_Inputs_ON_Diverse_2023_04_03 | 2028 | CH4 Salt Cavern Storage - ON | Storage | Methane | ON | Dispatch-Storage | FuelCost | 0 | [6 empty] | 0.73069 | 0
LCP_Inputs_ON_Diverse_2023_04_03 | 2028 | CH4 Salt Cavern Storage - ON | Storage | Methane | ON | Dispatch-Storage | VOM | 691417.795 | [6 empty] | 0.73069 | 505212.2104
LCP_Inputs_ON_Diverse_2023_04_03 | 2028 | CH4 Salt Cavern Storage - ON | Storage | Methane | PJ | Dispatch-Storage | EmissionsCost | 0 | [6 empty] | 0.73069 | 0
LCP_Inputs_ON_Diverse_2023_04_03 | 2028 | CH4 Salt Cavern Storage - ON | Storage | Methane | PJ | Dispatch-Storage | FuelCost | 0 | [6 empty] | 0.73069 | 0
LCP_Inputs_ON_Diverse_2023_04_03 | 2028 | CH4 Salt Cavern Storage - ON | Storage | Methane | PJ | Dispatch-Storage | VOM | 0 | [6 empty] | 0.73069 | 0
LCP_Inputs_ON_Diverse_2023_04_03 | 2028 | CH4 Salt Cavern Storage - ON | Storage | Methane | QC | Dispatch-Storage | EmissionsCost | 0 | [6 empty] | 0.73069 | 0
LCP_Inputs_ON_Diverse_2023_04_03 | 2028 | CH4 Salt Cavern Storage - ON | Storage | Methane | QC | Dispatch-Storage | FuelCost | 0 | [6 empty] | 0.73069 | 0
LCP_Inputs_ON_Diverse_2023_04_03 | 2028 | CH4 Salt Cavern Storage - ON | Storage | Methane | QC | Dispatch-Storage | VOM | 0 | [6 empty] | 0.73069 | 0
LCP_Inputs_ON_Diverse_2023_04_03 | 2028 | CH4 Salt Cavern Storage - ON | Storage | Methane | WC | Dispatch-Storage | EmissionsCost | 0 | [6 empty] | 0.73069 | 0
LCP_Inputs_ON_Diverse_2023_04_03 | 2028 | CH4 Salt Cavern Storage - ON | Storage | Methane | WC | Dispatch-Storage | FuelCost | 0 | [6 empty] | 0.73069 | 0
LCP_Inputs_ON_Diverse_2023_04_03 | 2028 | CH4 Salt Cavern Storage - ON | Storage | Methane | WC | Dispatch-Storage | VOM | 0 | [6 empty] | 0.73069 | 0
LCP_Inputs_ON_Diverse_2023_04_03 | 2028 | Electrolyser 2020/2030 | Crossload | Hydrogen | MI | Dispatch-Crossload | EmissionsCost | 0 | [6 empty] | 0.73069 | 0
LCP_Inputs_ON_Diverse_2023_04_03 | 2028 | Electrolyser 2020/2030 | Crossload | Hydrogen | MI | Dispatch-Crossload | FuelCost | 0 | [6 empty] | 0.73069 | 0
LCP_Inputs_ON_Diverse_2023_04_03 | 2028 | Electrolyser 2020/2030 | Crossload | Hydrogen | MI | Dispatch-Crossload | VOM | 0 | [6 empty] | 0.73069 | 0
LCP_Inputs_ON_Diverse_2023_04_03 | 2028 | Electrolyser 2020/2030 | Crossload | Hydrogen | NY | Dispatch-Crossload | EmissionsCost | 0 | [6 empty] | 0.73069 | 0
LCP_Inputs_ON_Diverse_2023_04_03 | 2028 | Electrolyser 2020/2030 | Crossload | Hydrogen | NY | Dispatch-Crossload | FuelCost | 0 | [6 empty] | 0.73069 | 0
LCP_Inputs_ON_Diverse_2023_04_03 | 2028 | Electrolyser 2020/2030 | Crossload | Hydrogen | NY | Dispatch-Crossload | VOM | 0 | [6 empty] | 0.73069 | 0
LCP_Inputs_ON_Diverse_2023_04_03 | 2028 | Electrolyser 2020/2030 | Crossload | Hydrogen | ON | Dispatch-Crossload | EmissionsCost | 0 | [6 empty] | 0.73069 | 0
LCP_Inputs_ON_Diverse_2023_04_03 | 2028 | Electrolyser 2020/2030 | Crossload | Hydrogen | ON | Dispatch-Crossload | FuelCost | 0 | [6 empty] | 0.73069 | 0
LCP_Inputs_ON_Diverse_2023_04_03 | 2028 | Electrolyser 2020/2030 | Crossload | Hydrogen | ON | Dispatch-Crossload | VOM | 0 | [6 empty] | 0.73069 | 0
LCP_Inputs_ON_Diverse_2023_04_03 | 2028 | Electrolyser 2020/2030 | Crossload | Hydrogen | PJ | Dispatch-Crossload | EmissionsCost | 0 | [6 empty] | 0.73069 | 0
LCP_Inputs_ON_Diverse_2023_04_03 | 2028 | Electrolyser 2020/2030 | Crossload | Hydrogen | PJ | Dispatch-Crossload | FuelCost | 0 | [6 empty] | 0.73069 | 0
LCP_Inputs_ON_Diverse_2023_04_03 | 2028 | Electrolyser 2020/2030 | Crossload | Hydrogen | PJ | Dispatch-Crossload | VOM | 0 | [6 empty] | 0.73069 | 0
LCP_Inputs_ON_Diverse_2023_04_03 | 2028 | Electrolyser 2020/2030 | Crossload | Hydrogen | QC | Dispatch-Crossload | EmissionsCost | 0 | [6 empty] | 0.73069 | 0
LCP_Inputs_ON_Diverse_2023_04_03 | 2028 | Electrolyser 2020/2030 | Crossload | Hydrogen | QC | Dispatch-Crossload | FuelCost | 0 | [6 empty] | 0.73069 | 0
LCP_Inputs_ON_Diverse_2023_04_03 | 2028 | Electrolyser 2020/2030 | Crossload | Hydrogen | QC | Dispatch-Crossload | VOM | 0 | [6 empty] | 0.73069 | 0
LCP_Inputs_ON_Diverse_2023_04_03 | 2028 | Electrolyser 2020/2030 | Crossload | Hydrogen | WC | Dispatch-Crossload | EmissionsCost | 0 | [6 empty] | 0.73069 | 0
LCP_Inputs_ON_Diverse_2023_04_03 | 2028 | Electrolyser 2020/2030 | Crossload | Hydrogen | WC | Dispatch-Crossload | FuelCost | 0 | [6 empty] | 0.73069 | 0
LCP_Inputs_ON_Diverse_2023_04_03 | 2028 | Electrolyser 2020/2030 | Crossload | Hydrogen | WC | Dispatch-Crossload | VOM | 0 | [6 empty] | 0.73069 | 0
LCP_Inputs_ON_Diverse_2023_04_03 | 2028 | Electrolyser 2040 | Crossload | Hydrogen | MI | Dispatch-Crossload | EmissionsCost | 0 | [6 empty] | 0.73069 | 0
LCP_Inputs_ON_Diverse_2023_04_03 | 2028 | Electrolyser 2040 | Crossload | Hydrogen | MI | Dispatch-Crossload | FuelCost | 0 | [6 empty] | 0.73069 | 0
LCP_Inputs_ON_Diverse_2023_04_03 | 2028 | Electrolyser 2040 | Crossload | Hydrogen | MI | Dispatch-Crossload | VOM | 0 | [6 empty] | 0.73069 | 0
LCP_Inputs_ON_Diverse_2023_04_03 | 2028 | Electrolyser 2040 | Crossload | Hydrogen | NY | Dispatch-Crossload | EmissionsCost | 0 | [6 empty] | 0.73069 | 0
LCP_Inputs_ON_Diverse_2023_04_03 | 2028 | Electrolyser 2040 | Crossload | Hydrogen | NY | Dispatch-Crossload | FuelCost | 0 | [6 empty] | 0.73069 | 0
LCP_Inputs_ON_Diverse_2023_04_03 | 2028 | Electrolyser 2040 | Crossload | Hydrogen | NY | Dispatch-Crossload | VOM | 0 | [6 empty] | 0.73069 | 0
LCP_Inputs_ON_Diverse_2023_04_03 | 2028 | Electrolyser 2040 | Crossload | Hydrogen | ON | Dispatch-Crossload | EmissionsCost | 0 | [6 empty] | 0.73069 | 0
LCP_Inputs_ON_Diverse_2023_04_03 | 2028 | Electrolyser 2040 | Crossload | Hydrogen | ON | Dispatch-Crossload | FuelCost | 0 | [6 empty] | 0.73069 | 0
LCP_Inputs_ON_Diverse_2023_04_03 | 2028 | Electrolyser 2040 | Crossload | Hydrogen | ON | Dispatch-Crossload | VOM | 0 | [6 empty] | 0.73069 | 0
LCP_Inputs_ON_Diverse_2023_04_03 | 2028 | Electrolyser 2040 | Crossload | Hydrogen | PJ | Dispatch-Crossload | EmissionsCost | 0 | [6 empty] | 0.73069 | 0
LCP_Inputs_ON_Diverse_2023_04_03 | 2028 | Electrolyser 2040 | Crossload | Hydrogen | PJ | Dispatch-Crossload | FuelCost | 0 | [6 empty] | 0.73069 | 0
LCP_Inputs_ON_Diverse_2023_04_03 | 2028 | Electrolyser 2040 | Crossload | Hydrogen | PJ | Dispatch-Crossload | VOM | 0 | [6 empty] | 0.73069 | 0
LCP_Inputs_ON_Diverse_2023_04_03 | 2028 | Electrolyser 2040 | Crossload | Hydrogen | QC | Dispatch-Crossload | EmissionsCost | 0 | [6 empty] | 0.73069 | 0
LCP_Inputs_ON_Diverse_2023_04_03 | 2028 | Electrolyser 2040 | Crossload | Hydrogen | QC | Dispatch-Crossload | FuelCost | 0 | [6 empty] | 0.73069 | 0
LCP_Inputs_ON_Diverse_2023_04_03 | 2028 | Electrolyser 2040 | Crossload | Hydrogen | QC | Dispatch-Crossload | VOM | 0 | [6 empty] | 0.73069 | 0
LCP_Inputs_ON_Diverse_2023_04_03 | 2028 | Electrolyser 2040 | Crossload | Hydrogen | WC | Dispatch-Crossload | EmissionsCost | 0 | [6 empty] | 0.73069 | 0
LCP_Inputs_ON_Diverse_2023_04_03 | 2028 | Electrolyser 2040 | Crossload | Hydrogen | WC | Dispatch-Crossload | FuelCost | 0 | [6 empty] | 0.73069 | 0
LCP_Inputs_ON_Diverse_2023_04_03 | 2028 | Electrolyser 2040 | Crossload | Hydrogen | WC | Dispatch-Crossload | VOM | 0 | [6 empty] | 0.73069 | 0
LCP_Inputs_ON_Diverse_2023_04_03 | 2028 | Electrolyser 2050 | Crossload | Hydrogen | MI | Dispatch-Crossload | EmissionsCost | 0 | [6 empty] | 0.73069 | 0
LCP_Inputs_ON_Diverse_2023_04_03 | 2028 | Electrolyser 2050 | Crossload | Hydrogen | MI | Dispatch-Crossload | FuelCost | 0 | [6 empty] | 0.73069 | 0
LCP_Inputs_ON_Diverse_2023_04_03 | 2028 | Electrolyser 2050 | Crossload | Hydrogen | MI | Dispatch-Crossload | VOM | 0 | [6 empty] | 0.73069 | 0
LCP_Inputs_ON_Diverse_2023_04_03 | 2028 | Electrolyser 2050 | Crossload | Hydrogen | NY | Dispatch-Crossload | EmissionsCost | 0 | [6 empty] | 0.73069 | 0
LCP_Inputs_ON_Diverse_2023_04_03 | 2028 | Electrolyser 2050 | Crossload | Hydrogen | NY | Dispatch-Crossload | FuelCost | 0 | [6 empty] | 0.73069 | 0
LCP_Inputs_ON_Diverse_2023_04_03 | 2028 | Electrolyser 2050 | Crossload | Hydrogen | NY | Dispatch-Crossload | VOM | 0 | [6 empty] | 0.73069 | 0
LCP_Inputs_ON_Diverse_2023_04_03 | 2028 | Electrolyser 2050 | Crossload | Hydrogen | ON | Dispatch-Crossload | EmissionsCost | 0 | [6 empty] | 0.73069 | 0
LCP_Inputs_ON_Diverse_2023_04_03 | 2028 | Electrolyser 2050 | Crossload | Hydrogen | ON | Dispatch-Crossload | FuelCost | 0 | [6 empty] | 0.73069 | 0
LCP_Inputs_ON_Diverse_2023_04_03 | 2028 | Electrolyser 2050 | Crossload | Hydrogen | ON | Dispatch-Crossload | VOM | 0 | [6 empty] | 0.73069 | 0
LCP_Inputs_ON_Diverse_2023_04_03 | 2028 | Electrolyser 2050 | Crossload | Hydrogen | PJ | Dispatch-Crossload | EmissionsCost | 0 | [6 empty] | 0.73069 | 0
LCP_Inputs_ON_Diverse_2023_04_03 | 2028 | Electrolyser 2050 | Crossload | Hydrogen | PJ | Dispatch-Crossload | FuelCost | 0 | [6 empty] | 0.73069 | 0
LCP_Inputs_ON_Diverse_2023_04_03 | 2028 | Electrolyser 2050 | Crossload | Hydrogen | PJ | Dispatch-Crossload | VOM | 0 | [6 empty] | 0.73069 | 0
LCP_Inputs_ON_Diverse_2023_04_03 | 2028 | Electrolyser 2050 | Crossload | Hydrogen | QC | Dispatch-Crossload | EmissionsCost | 0 | [6 empty] | 0.73069 | 0
LCP_Inputs_ON_Diverse_2023_04_03 | 2028 | Electrolyser 2050 | Crossload | Hydrogen | QC | Dispatch-Crossload | FuelCost | 0 | [6 empty] | 0.73069 | 0
LCP_Inputs_ON_Diverse_2023_04_03 | 2028 | Electrolyser 2050 | Crossload | Hydrogen | QC | Dispatch-Crossload | VOM | 0 | [6 empty] | 0.73069 | 0
LCP_Inputs_ON_Diverse_2023_04_03 | 2028 | Electrolyser 2050 | Crossload | Hydrogen | WC | Dispatch-Crossload | EmissionsCost | 0 | [6 empty] | 0.73069 | 0
LCP_Inputs_ON_Diverse_2023_04_03 | 2028 | Electrolyser 2050 | Crossload | Hydrogen | WC | Dispatch-Crossload | FuelCost | 0 | [6 empty] | 0.73069 | 0
LCP_Inputs_ON_Diverse_2023_04_03 | 2028 | Electrolyser 2050 | Crossload | Hydrogen | WC | Dispatch-Crossload | VOM | 0 | [6 empty] | 0.73069 | 0
LCP_Inputs_ON_Diverse_2023_04_03 | 2028 | Fossil Fuel Thermal (Coal, Peat, Oil) | Generation | Electricity | MI | Dispatch-Generation | EmissionsCost | 0 | [6 empty] | 0.73069 | 0
LCP_Inputs_ON_Diverse_2023_04_03 | 2028 | Fossil Fuel Thermal (Coal, Peat, Oil) | Generation | Electricity | MI | Dispatch-Generation | FuelCost | 0 | [6 empty] | 0.73069 | 0
LCP_Inputs_ON_Diverse_2023_04_03 | 2028 | Fossil Fuel Thermal (Coal, Peat, Oil) | Generation | Electricity | MI | Dispatch-Generation | VOM | 0 | [6 empty] | 0.73069 | 0
LCP_Inputs_ON_Diverse_2023_04_03 | 2028 | Fossil Fuel Thermal (Coal, Peat, Oil) | Generation | Electricity | NY | Dispatch-Generation | EmissionsCost | 0 | [6 empty] | 0.73069 | 0
LCP_Inputs_ON_Diverse_2023_04_03 | 2028 | Fossil Fuel Thermal (Coal, Peat, Oil) | Generation | Electricity | NY | Dispatch-Generation | FuelCost | 0 | [6 empty] | 0.73069 | 0
LCP_Inputs_ON_Diverse_2023_04_03 | 2028 | Fossil Fuel Thermal (Coal, Peat, Oil) | Generation | Electricity | NY | Dispatch-Generation | VOM | 0 | [6 empty] | 0.73069 | 0
LCP_Inputs_ON_Diverse_2023_04_03 | 2028 | Fossil Fuel Thermal (Coal, Peat, Oil) | Generation | Electricity | ON | Dispatch-Generation | EmissionsCost | 0 | [6 empty] | 0.73069 | 0
LCP_Inputs_ON_Diverse_2023_04_03 | 2028 | Fossil Fuel Thermal (Coal, Peat, Oil) | Generation | Electricity | ON | Dispatch-Generation | FuelCost | 0 | [6 empty] | 0.73069 | 0
LCP_Inputs_ON_Diverse_2023_04_03 | 2028 | Fossil Fuel Thermal (Coal, Peat, Oil) | Generation | Electricity | ON | Dispatch-Generation | VOM | 0 | [6 empty] | 0.73069 | 0
LCP_Inputs_ON_Diverse_2023_04_03 | 2028 | Fossil Fuel Thermal (Coal, Peat, Oil) | Generation | Electricity | PJ | Dispatch-Generation | EmissionsCost | 0 | [6 empty] | 0.73069 | 0
LCP_Inputs_ON_Diverse_2023_04_03 | 2028 | Fossil Fuel Thermal (Coal, Peat, Oil) | Generation | Electricity | PJ | Dispatch-Generation | FuelCost | 0 | [6 empty] | 0.73069 | 0
LCP_Inputs_ON_Diverse_2023_04_03 | 2028 | Fossil Fuel Thermal (Coal, Peat, Oil) | Generation | Electricity | PJ | Dispatch-Generation | VOM | 0 | [6 empty] | 0.73069 | 0
LCP_Inputs_ON_Diverse_2023_04_03 | 2028 | Fossil Fuel Thermal (Coal, Peat, Oil) | Generation | Electricity | QC | Dispatch-Generation | EmissionsCost | 0 | [6 empty] | 0.73069 | 0
LCP_Inputs_ON_Diverse_2023_04_03 | 2028 | Fossil Fuel Thermal (Coal, Peat, Oil) | Generation | Electricity | QC | Dispatch-Generation | FuelCost | 0 | [6 empty] | 0.73069 | 0
LCP_Inputs_ON_Diverse_2023_04_03 | 2028 | Fossil Fuel Thermal (Coal, Peat, Oil) | Generation | Electricity | QC | Dispatch-Generation | VOM | 0 | [6 empty] | 0.73069 | 0
LCP_Inputs_ON_Diverse_2023_04_03 | 2028 | Fossil Fuel Thermal (Coal, Peat, Oil) | Generation | Electricity | WC | Dispatch-Generation | EmissionsCost | 0 | [6 empty] | 0.73069 | 0
LCP_Inputs_ON_Diverse_2023_04_03 | 2028 | Fossil Fuel Thermal (Coal, Peat, Oil) | Generation | Electricity | WC | Dispatch-Generation | FuelCost | 0 | [6 empty] | 0.73069 | 0
LCP_Inputs_ON_Diverse_2023_04_03 | 2028 | Fossil Fuel Thermal (Coal, Peat, Oil) | Generation | Electricity | WC | Dispatch-Generation | VOM | 0 | [6 empty] | 0.73069 | 0
LCP_Inputs_ON_Diverse_2023_04_03 | 2028 | Generic - Generator | Generation | Electricity | MI | Dispatch-Generation | EmissionsCost | 0 | [6 empty] | 0.73069 | 0
LCP_Inputs_ON_Diverse_2023_04_03 | 2028 | Generic - Generator | Generation | Electricity | MI | Dispatch-Generation | FuelCost | 3914188137.327 | [6 empty] | 0.73069 | 2860058932.4798
LCP_Inputs_ON_Diverse_2023_04_03 | 2028 | Generic - Generator | Generation | Electricity | MI | Dispatch-Generation | VOM | 404955202.3516 | [6 empty] | 0.73069 | 295896799.8229
LCP_Inputs_ON_Diverse_2023_04_03 | 2028 | Generic - Generator | Generation | Electricity | NY | Dispatch-Generation | EmissionsCost | 0 | [6 empty] | 0.73069 | 0
LCP_Inputs_ON_Diverse_2023_04_03 | 2028 | Generic - Generator | Generation | Electricity | NY | Dispatch-Generation | FuelCost | 1633248891.2382 | [6 empty] | 0.73069 | 1193398967.1581
LCP_Inputs_ON_Diverse_2023_04_03 | 2028 | Generic - Generator | Generation | Electricity | NY | Dispatch-Generation | VOM | 168973133.6454 | [6 empty] | 0.73069 | 123467013.6632
LCP_Inputs_ON_Diverse_2023_04_03 | 2028 | Generic - Generator | Generation | Electricity | ON | Dispatch-Generation | EmissionsCost | 0 | [6 empty] | 0.73069 | 0
LCP_Inputs_ON_Diverse_2023_04_03 | 2028 | Generic - Generator | Generation | Electricity | ON | Dispatch-Generation | FuelCost | 0 | [6 empty] | 0.73069 | 0
LCP_Inputs_ON_Diverse_2023_04_03 | 2028 | Generic - Generator | Generation | Electricity | ON | Dispatch-Generation | VOM | 0 | [6 empty] | 0.73069 | 0
LCP_Inputs_ON_Diverse_2023_04_03 | 2028 | Generic - Generator | Generation | Electricity | PJ | Dispatch-Generation | EmissionsCost | 0 | [6 empty] | 0.73069 | 0
LCP_Inputs_ON_Diverse_2023_04_03 | 2028 | Generic - Generator | Generation | Electricity | PJ | Dispatch-Generation | FuelCost | 14422259590.9655 | [6 empty] | 0.73069 | 10538203817.1144
LCP_Inputs_ON_Diverse_2023_04_03 | 2028 | Generic - Generator | Generation | Electricity | PJ | Dispatch-Generation | VOM | 1492102281.7812 | [6 empty] | 0.73069 | 1090264522.1587
LCP_Inputs_ON_Diverse_2023_04_03 | 2028 | Generic - Generator | Generation | Electricity | QC | Dispatch-Generation | EmissionsCost | 0 | [6 empty] | 0.73069 | 0
LCP_Inputs_ON_Diverse_2023_04_03 | 2028 | Generic - Generator | Generation | Electricity | QC | Dispatch-Generation | FuelCost | 0 | [6 empty] | 0.73069 | 0
LCP_Inputs_ON_Diverse_2023_04_03 | 2028 | Generic - Generator | Generation | Electricity | QC | Dispatch-Generation | VOM | 0 | [6 empty] | 0.73069 | 0
LCP_Inputs_ON_Diverse_2023_04_03 | 2028 | Generic - Generator | Generation | Electricity | WC | Dispatch-Generation | EmissionsCost | 0 | [6 empty] | 0.73069 | 0
LCP_Inputs_ON_Diverse_2023_04_03 | 2028 | Generic - Generator | Generation | Electricity | WC | Dispatch-Generation | FuelCost | 1069473.0011 | [6 empty] | 0.73069 | 781453.4464
LCP_Inputs_ON_Diverse_2023_04_03 | 2028 | Generic - Generator | Generation | Electricity | WC | Dispatch-Generation | VOM | 110645.8454 | [6 empty] | 0.73069 | 80847.8355
LCP_Inputs_ON_Diverse_2023_04_03 | 2028 | H2 Import - QC | Import | Hydrogen | MI | Dispatch-Import | EmissionsCost | 0 | [6 empty] | 0.73069 | 0
LCP_Inputs_ON_Diverse_2023_04_03 | 2028 | H2 Import - QC | Import | Hydrogen | MI | Dispatch-Import | FuelCost | 0 | [6 empty] | 0.73069 | 0
LCP_Inputs_ON_Diverse_2023_04_03 | 2028 | H2 Import - QC | Import | Hydrogen | MI | Dispatch-Import | VOM | 0 | [6 empty] | 0.73069 | 0
LCP_Inputs_ON_Diverse_2023_04_03 | 2028 | H2 Import - QC | Import | Hydrogen | NY | Dispatch-Import | EmissionsCost | 0 | [6 empty] | 0.73069 | 0
LCP_Inputs_ON_Diverse_2023_04_03 | 2028 | H2 Import - QC | Import | Hydrogen | NY | Dispatch-Import | FuelCost | 0 | [6 empty] | 0.73069 | 0
LCP_Inputs_ON_Diverse_2023_04_03 | 2028 | H2 Import - QC | Import | Hydrogen | NY | Dispatch-Import | VOM | 0 | [6 empty] | 0.73069 | 0
LCP_Inputs_ON_Diverse_2023_04_03 | 2028 | H2 Import - QC | Import | Hydrogen | ON | Dispatch-Import | EmissionsCost | 0 | [6 empty] | 0.73069 | 0
LCP_Inputs_ON_Diverse_2023_04_03 | 2028 | H2 Import - QC | Import | Hydrogen | ON | Dispatch-Import | FuelCost | 0 | [6 empty] | 0.73069 | 0
LCP_Inputs_ON_Diverse_2023_04_03 | 2028 | H2 Import - QC | Import | Hydrogen | ON | Dispatch-Import | VOM | 0 | [6 empty] | 0.73069 | 0
LCP_Inputs_ON_Diverse_2023_04_03 | 2028 | H2 Import - QC | Import | Hydrogen | PJ | Dispatch-Import | EmissionsCost | 0 | [6 empty] | 0.73069 | 0
LCP_Inputs_ON_Diverse_2023_04_03 | 2028 | H2 Import - QC | Import | Hydrogen | PJ | Dispatch-Import | FuelCost | 0 | [6 empty] | 0.73069 | 0
LCP_Inputs_ON_Diverse_2023_04_03 | 2028 | H2 Import - QC | Import | Hydrogen | PJ | Dispatch-Import | VOM | 0 | [6 empty] | 0.73069 | 0
LCP_Inputs_ON_Diverse_2023_04_03 | 2028 | H2 Import - QC | Import | Hydrogen | QC | Dispatch-Import | EmissionsCost | 0 | [6 empty] | 0.73069 | 0
LCP_Inputs_ON_Diverse_2023_04_03 | 2028 | H2 Import - QC | Import | Hydrogen | QC | Dispatch-Import | FuelCost | 0 | [6 empty] | 0.73069 | 0
LCP_Inputs_ON_Diverse_2023_04_03 | 2028 | H2 Import - QC | Import | Hydrogen | QC | Dispatch-Import | VOM | 0 | [6 empty] | 0.73069 | 0
LCP_Inputs_ON_Diverse_2023_04_03 | 2028 | H2 Import - QC | Import | Hydrogen | WC | Dispatch-Import | EmissionsCost | 0 | [6 empty] | 0.73069 | 0
LCP_Inputs_ON_Diverse_2023_04_03 | 2028 | H2 Import - QC | Import | Hydrogen | WC | Dispatch-Import | FuelCost | 0 | [6 empty] | 0.73069 | 0
LCP_Inputs_ON_Diverse_2023_04_03 | 2028 | H2 Import - QC | Import | Hydrogen | WC | Dispatch-Import | VOM | 0 | [6 empty] | 0.73069 | 0
LCP_Inputs_ON_Diverse_2023_04_03 | 2028 | H2 Import - WC | Import | Hydrogen | MI | Dispatch-Import | EmissionsCost | 0 | [6 empty] | 0.73069 | 0
LCP_Inputs_ON_Diverse_2023_04_03 | 2028 | H2 Import - WC | Import | Hydrogen | MI | Dispatch-Import | FuelCost | 0 | [6 empty] | 0.73069 | 0
LCP_Inputs_ON_Diverse_2023_04_03 | 2028 | H2 Import - WC | Import | Hydrogen | MI | Dispatch-Import | VOM | 0 | [6 empty] | 0.73069 | 0
LCP_Inputs_ON_Diverse_2023_04_03 | 2028 | H2 Import - WC | Import | Hydrogen | NY | Dispatch-Import | EmissionsCost | 0 | [6 empty] | 0.73069 | 0
LCP_Inputs_ON_Diverse_2023_04_03 | 2028 | H2 Import - WC | Import | Hydrogen | NY | Dispatch-Import | FuelCost | 0 | [6 empty] | 0.73069 | 0
LCP_Inputs_ON_Diverse_2023_04_03 | 2028 | H2 Import - WC | Import | Hydrogen | NY | Dispatch-Import | VOM | 0 | [6 empty] | 0.73069 | 0
LCP_Inputs_ON_Diverse_2023_04_03 | 2028 | H2 Import - WC | Import | Hydrogen | ON | Dispatch-Import | EmissionsCost | 0 | [6 empty] | 0.73069 | 0
LCP_Inputs_ON_Diverse_2023_04_03 | 2028 | H2 Import - WC | Import | Hydrogen | ON | Dispatch-Import | FuelCost | 0 | [6 empty] | 0.73069 | 0
LCP_Inputs_ON_Diverse_2023_04_03 | 2028 | H2 Import - WC | Import | Hydrogen | ON | Dispatch-Import | VOM | 0 | [6 empty] | 0.73069 | 0
LCP_Inputs_ON_Diverse_2023_04_03 | 2028 | H2 Import - WC | Import | Hydrogen | PJ | Dispatch-Import | EmissionsCost | 0 | [6 empty] | 0.73069 | 0
LCP_Inputs_ON_Diverse_2023_04_03 | 2028 | H2 Import - WC | Import | Hydrogen | PJ | Dispatch-Import | FuelCost | 0 | [6 empty] | 0.73069 | 0
LCP_Inputs_ON_Diverse_2023_04_03 | 2028 | H2 Import - WC | Import | Hydrogen | PJ | Dispatch-Import | VOM | 0 | [6 empty] | 0.73069 | 0
LCP_Inputs_ON_Diverse_2023_04_03 | 2028 | H2 Import - WC | Import | Hydrogen | QC | Dispatch-Import | EmissionsCost | 0 | [6 empty] | 0.73069 | 0
LCP_Inputs_ON_Diverse_2023_04_03 | 2028 | H2 Import - WC | Import | Hydrogen | QC | Dispatch-Import | FuelCost | 0 | [6 empty] | 0.73069 | 0
LCP_Inputs_ON_Diverse_2023_04_03 | 2028 | H2 Import - WC | Import | Hydrogen | QC | Dispatch-Import | VOM | 0 | [6 empty] | 0.73069 | 0
LCP_Inputs_ON_Diverse_2023_04_03 | 2028 | H2 Import - WC | Import | Hydrogen | WC | Dispatch-Import | EmissionsCost | 0 | [6 empty] | 0.73069 | 0
LCP_Inputs_ON_Diverse_2023_04_03 | 2028 | H2 Import - WC | Import | Hydrogen | WC | Dispatch-Import | FuelCost | 0 | [6 empty] | 0.73069 | 0
LCP_Inputs_ON_Diverse_2023_04_03 | 2028 | H2 Import - WC | Import | Hydrogen | WC | Dispatch-Import | VOM | 0 | [6 empty] | 0.73069 | 0
LCP_Inputs_ON_Diverse_2023_04_03 | 2028 | H2 Salt Cavern Storage - ON | Storage | Hydrogen | MI | Dispatch-Storage | EmissionsCost | 0 | [6 empty] | 0.73069 | 0
LCP_Inputs_ON_Diverse_2023_04_03 | 2028 | H2 Salt Cavern Storage - ON | Storage | Hydrogen | MI | Dispatch-Storage | FuelCost | 0 | [6 empty] | 0.73069 | 0
LCP_Inputs_ON_Diverse_2023_04_03 | 2028 | H2 Salt Cavern Storage - ON | Storage | Hydrogen | MI | Dispatch-Storage | VOM | 0 | [6 empty] | 0.73069 | 0
LCP_Inputs_ON_Diverse_2023_04_03 | 2028 | H2 Salt Cavern Storage - ON | Storage | Hydrogen | NY | Dispatch-Storage | EmissionsCost | 0 | [6 empty] | 0.73069 | 0
LCP_Inputs_ON_Diverse_2023_04_03 | 2028 | H2 Salt Cavern Storage - ON | Storage | Hydrogen | NY | Dispatch-Storage | FuelCost | 0 | [6 empty] | 0.73069 | 0
LCP_Inputs_ON_Diverse_2023_04_03 | 2028 | H2 Salt Cavern Storage - ON | Storage | Hydrogen | NY | Dispatch-Storage | VOM | 0 | [6 empty] | 0.73069 | 0
LCP_Inputs_ON_Diverse_2023_04_03 | 2028 | H2 Salt Cavern Storage - ON | Storage | Hydrogen | ON | Dispatch-Storage | EmissionsCost | 0 | [6 empty] | 0.73069 | 0
LCP_Inputs_ON_Diverse_2023_04_03 | 2028 | H2 Salt Cavern Storage - ON | Storage | Hydrogen | ON | Dispatch-Storage | FuelCost | 0 | [6 empty] | 0.73069 | 0
LCP_Inputs_ON_Diverse_2023_04_03 | 2028 | H2 Salt Cavern Storage - ON | Storage | Hydrogen | ON | Dispatch-Storage | VOM | 0 | [6 empty] | 0.73069 | 0
LCP_Inputs_ON_Diverse_2023_04_03 | 2028 | H2 Salt Cavern Storage - ON | Storage | Hydrogen | PJ | Dispatch-Storage | EmissionsCost | 0 | [6 empty] | 0.73069 | 0
LCP_Inputs_ON_Diverse_2023_04_03 | 2028 | H2 Salt Cavern Storage - ON | Storage | Hydrogen | PJ | Dispatch-Storage | FuelCost | 0 | [6 empty] | 0.73069 | 0
LCP_Inputs_ON_Diverse_2023_04_03 | 2028 | H2 Salt Cavern Storage - ON | Storage | Hydrogen | PJ | Dispatch-Storage | VOM | 0 | [6 empty] | 0.73069 | 0
LCP_Inputs_ON_Diverse_2023_04_03 | 2028 | H2 Salt Cavern Storage - ON | Storage | Hydrogen | QC | Dispatch-Storage | EmissionsCost | 0 | [6 empty] | 0.73069 | 0
LCP_Inputs_ON_Diverse_2023_04_03 | 2028 | H2 Salt Cavern Storage - ON | Storage | Hydrogen | QC | Dispatch-Storage | FuelCost | 0 | [6 empty] | 0.73069 | 0
LCP_Inputs_ON_Diverse_2023_04_03 | 2028 | H2 Salt Cavern Storage - ON | Storage | Hydrogen | QC | Dispatch-Storage | VOM | 0 | [6 empty] | 0.73069 | 0
LCP_Inputs_ON_Diverse_2023_04_03 | 2028 | H2 Salt Cavern Storage - ON | Storage | Hydrogen | WC | Dispatch-Storage | EmissionsCost | 0 | [6 empty] | 0.73069 | 0
LCP_Inputs_ON_Diverse_2023_04_03 | 2028 | H2 Salt Cavern Storage - ON | Storage | Hydrogen | WC | Dispatch-Storage | FuelCost | 0 | [6 empty] | 0.73069 | 0
LCP_Inputs_ON_Diverse_2023_04_03 | 2028 | H2 Salt Cavern Storage - ON | Storage | Hydrogen | WC | Dispatch-Storage | VOM | 0 | [6 empty] | 0.73069 | 0
LCP_Inputs_ON_Diverse_2023_04_03 | 2028 | Hydro | Generation | Electricity | MI | Dispatch-Generation | EmissionsCost | 0 | [6 empty] | 0.73069 | 0
LCP_Inputs_ON_Diverse_2023_04_03 | 2028 | Hydro | Generation | Electricity | MI | Dispatch-Generation | FuelCost | 0 | [6 empty] | 0.73069 | 0
LCP_Inputs_ON_Diverse_2023_04_03 | 2028 | Hydro | Generation | Electricity | MI | Dispatch-Generation | VOM | 0 | [6 empty] | 0.73069 | 0
LCP_Inputs_ON_Diverse_2023_04_03 | 2028 | Hydro | Generation | Electricity | NY | Dispatch-Generation | EmissionsCost | 0 | [6 empty] | 0.73069 | 0
LCP_Inputs_ON_Diverse_2023_04_03 | 2028 | Hydro | Generation | Electricity | NY | Dispatch-Generation | FuelCost | 0 | [6 empty] | 0.73069 | 0
LCP_Inputs_ON_Diverse_2023_04_03 | 2028 | Hydro | Generation | Electricity | NY | Dispatch-Generation | VOM | 0 | [6 empty] | 0.73069 | 0
LCP_Inputs_ON_Diverse_2023_04_03 | 2028 | Hydro | Generation | Electricity | ON | Dispatch-Generation | EmissionsCost | 0 | [6 empty] | 0.73069 | 0
LCP_Inputs_ON_Diverse_2023_04_03 | 2028 | Hydro | Generation | Electricity | ON | Dispatch-Generation | FuelCost | 0 | [6 empty] | 0.73069 | 0
LCP_Inputs_ON_Diverse_2023_04_03 | 2028 | Hydro | Generation | Electricity | ON | Dispatch-Generation | VOM | 0 | [6 empty] | 0.73069 | 0
LCP_Inputs_ON_Diverse_2023_04_03 | 2028 | Hydro | Generation | Electricity | PJ | Dispatch-Generation | EmissionsCost | 0 | [6 empty] | 0.73069 | 0
LCP_Inputs_ON_Diverse_2023_04_03 | 2028 | Hydro | Generation | Electricity | PJ | Dispatch-Generation | FuelCost | 0 | [6 empty] | 0.73069 | 0
LCP_Inputs_ON_Diverse_2023_04_03 | 2028 | Hydro | Generation | Electricity | PJ | Dispatch-Generation | VOM | 0 | [6 empty] | 0.73069 | 0
LCP_Inputs_ON_Diverse_2023_04_03 | 2028 | Hydro | Generation | Electricity | QC | Dispatch-Generation | EmissionsCost | 0 | [6 empty] | 0.73069 | 0
LCP_Inputs_ON_Diverse_2023_04_03 | 2028 | Hydro | Generation | Electricity | QC | Dispatch-Generation | FuelCost | 0 | [6 empty] | 0.73069 | 0
LCP_Inputs_ON_Diverse_2023_04_03 | 2028 | Hydro | Generation | Electricity | QC | Dispatch-Generation | VOM | 0 | [6 empty] | 0.73069 | 0
LCP_Inputs_ON_Diverse_2023_04_03 | 2028 | Hydro | Generation | Electricity | WC | Dispatch-Generation | EmissionsCost | 0 | [6 empty] | 0.73069 | 0
LCP_Inputs_ON_Diverse_2023_04_03 | 2028 | Hydro | Generation | Electricity | WC | Dispatch-Generation | FuelCost | 0 | [6 empty] | 0.73069 | 0
LCP_Inputs_ON_Diverse_2023_04_03 | 2028 | Hydro | Generation | Electricity | WC | Dispatch-Generation | VOM | 0 | [6 empty] | 0.73069 | 0
LCP_Inputs_ON_Diverse_2023_04_03 | 2028 | Hydro Pumped Storage | Storage | Electricity | MI | Dispatch-Storage | EmissionsCost | 0 | [6 empty] | 0.73069 | 0
LCP_Inputs_ON_Diverse_2023_04_03 | 2028 | Hydro Pumped Storage | Storage | Electricity | MI | Dispatch-Storage | FuelCost | 0 | [6 empty] | 0.73069 | 0
LCP_Inputs_ON_Diverse_2023_04_03 | 2028 | Hydro Pumped Storage | Storage | Electricity | MI | Dispatch-Storage | VOM | 0 | [6 empty] | 0.73069 | 0
LCP_Inputs_ON_Diverse_2023_04_03 | 2028 | Hydro Pumped Storage | Storage | Electricity | NY | Dispatch-Storage | EmissionsCost | 0 | [6 empty] | 0.73069 | 0
LCP_Inputs_ON_Diverse_2023_04_03 | 2028 | Hydro Pumped Storage | Storage | Electricity | NY | Dispatch-Storage | FuelCost | 0 | [6 empty] | 0.73069 | 0
LCP_Inputs_ON_Diverse_2023_04_03 | 2028 | Hydro Pumped Storage | Storage | Electricity | NY | Dispatch-Storage | VOM | 0 | [6 empty] | 0.73069 | 0
LCP_Inputs_ON_Diverse_2023_04_03 | 2028 | Hydro Pumped Storage | Storage | Electricity | ON | Dispatch-Storage | EmissionsCost | 0 | [6 empty] | 0.73069 | 0
LCP_Inputs_ON_Diverse_2023_04_03 | 2028 | Hydro Pumped Storage | Storage | Electricity | ON | Dispatch-Storage | FuelCost | 0 | [6 empty] | 0.73069 | 0
LCP_Inputs_ON_Diverse_2023_04_03 | 2028 | Hydro Pumped Storage | Storage | Electricity | ON | Dispatch-Storage | VOM | 0 | [6 empty] | 0.73069 | 0
LCP_Inputs_ON_Diverse_2023_04_03 | 2028 | Hydro Pumped Storage | Storage | Electricity | PJ | Dispatch-Storage | EmissionsCost | 0 | [6 empty] | 0.73069 | 0
LCP_Inputs_ON_Diverse_2023_04_03 | 2028 | Hydro Pumped Storage | Storage | Electricity | PJ | Dispatch-Storage | FuelCost | 0 | [6 empty] | 0.73069 | 0
LCP_Inputs_ON_Diverse_2023_04_03 | 2028 | Hydro Pumped Storage | Storage | Electricity | PJ | Dispatch-Storage | VOM | 0 | [6 empty] | 0.73069 | 0
LCP_Inputs_ON_Diverse_2023_04_03 | 2028 | Hydro Pumped Storage | Storage | Electricity | QC | Dispatch-Storage | EmissionsCost | 0 | [6 empty] | 0.73069 | 0
LCP_Inputs_ON_Diverse_2023_04_03 | 2028 | Hydro Pumped Storage | Storage | Electricity | QC | Dispatch-Storage | FuelCost | 0 | [6 empty] | 0.73069 | 0
LCP_Inputs_ON_Diverse_2023_04_03 | 2028 | Hydro Pumped Storage | Storage | Electricity | QC | Dispatch-Storage | VOM | 0 | [6 empty] | 0.73069 | 0
LCP_Inputs_ON_Diverse_2023_04_03 | 2028 | Hydro Pumped Storage | Storage | Electricity | WC | Dispatch-Storage | EmissionsCost | 0 | [6 empty] | 0.73069 | 0
LCP_Inputs_ON_Diverse_2023_04_03 | 2028 | Hydro Pumped Storage | Storage | Electricity | WC | Dispatch-Storage | FuelCost | 0 | [6 empty] | 0.73069 | 0
LCP_Inputs_ON_Diverse_2023_04_03 | 2028 | Hydro Pumped Storage | Storage | Electricity | WC | Dispatch-Storage | VOM | 0 | [6 empty] | 0.73069 | 0
LCP_Inputs_ON_Diverse_2023_04_03 | 2028 | Nuclear | Generation | Electricity | MI | Dispatch-Generation | EmissionsCost | 0 | [6 empty] | 0.73069 | 0
LCP_Inputs_ON_Diverse_2023_04_03 | 2028 | Nuclear | Generation | Electricity | MI | Dispatch-Generation | FuelCost | 0 | [6 empty] | 0.73069 | 0
LCP_Inputs_ON_Diverse_2023_04_03 | 2028 | Nuclear | Generation | Electricity | MI | Dispatch-Generation | VOM | 3301336446.912 | [6 empty] | 0.73069 | 2412254205.1747
LCP_Inputs_ON_Diverse_2023_04_03 | 2028 | Nuclear | Generation | Electricity | NY | Dispatch-Generation | EmissionsCost | 0 | [6 empty] | 0.73069 | 0
LCP_Inputs_ON_Diverse_2023_04_03 | 2028 | Nuclear | Generation | Electricity | NY | Dispatch-Generation | FuelCost | 0 | [6 empty] | 0.73069 | 0
LCP_Inputs_ON_Diverse_2023_04_03 | 2028 | Nuclear | Generation | Electricity | NY | Dispatch-Generation | VOM | 2246155230.144 | [6 empty] | 0.73069 | 1641243625.5802
LCP_Inputs_ON_Diverse_2023_04_03 | 2028 | Nuclear | Generation | Electricity | ON | Dispatch-Generation | EmissionsCost | 0 | [6 empty] | 0.73069 | 0
LCP_Inputs_ON_Diverse_2023_04_03 | 2028 | Nuclear | Generation | Electricity | ON | Dispatch-Generation | FuelCost | 0 | [6 empty] | 0.73069 | 0
LCP_Inputs_ON_Diverse_2023_04_03 | 2028 | Nuclear | Generation | Electricity | ON | Dispatch-Generation | VOM | 8790266640.96 | [6 empty] | 0.73069 | 6422961733.9052
LCP_Inputs_ON_Diverse_2023_04_03 | 2028 | Nuclear | Generation | Electricity | PJ | Dispatch-Generation | EmissionsCost | 0 | [6 empty] | 0.73069 | 0
LCP_Inputs_ON_Diverse_2023_04_03 | 2028 | Nuclear | Generation | Electricity | PJ | Dispatch-Generation | FuelCost | 0 | [6 empty] | 0.73069 | 0
LCP_Inputs_ON_Diverse_2023_04_03 | 2028 | Nuclear | Generation | Electricity | PJ | Dispatch-Generation | VOM | 9110487814.4448 | [6 empty] | 0.73069 | 6656944208.8048
LCP_Inputs_ON_Diverse_2023_04_03 | 2028 | Nuclear | Generation | Electricity | QC | Dispatch-Generation | EmissionsCost | 0 | [6 empty] | 0.73069 | 0
LCP_Inputs_ON_Diverse_2023_04_03 | 2028 | Nuclear | Generation | Electricity | QC | Dispatch-Generation | FuelCost | 0 | [6 empty] | 0.73069 | 0
LCP_Inputs_ON_Diverse_2023_04_03 | 2028 | Nuclear | Generation | Electricity | QC | Dispatch-Generation | VOM | 0 | [6 empty] | 0.73069 | 0
LCP_Inputs_ON_Diverse_2023_04_03 | 2028 | Nuclear | Generation | Electricity | WC | Dispatch-Generation | EmissionsCost | 0 | [6 empty] | 0.73069 | 0
LCP_Inputs_ON_Diverse_2023_04_03 | 2028 | Nuclear | Generation | Electricity | WC | Dispatch-Generation | FuelCost | 0 | [6 empty] | 0.73069 | 0
LCP_Inputs_ON_Diverse_2023_04_03 | 2028 | Nuclear | Generation | Electricity | WC | Dispatch-Generation | VOM | 0 | [6 empty] | 0.73069 | 0
LCP_Inputs_ON_Diverse_2023_04_03 | 2028 | Nuclear SMR | Generation | Electricity | MI | Dispatch-Generation | EmissionsCost | 0 | [6 empty] | 0.73069 | 0
LCP_Inputs_ON_Diverse_2023_04_03 | 2028 | Nuclear SMR | Generation | Electricity | MI | Dispatch-Generation | FuelCost | 0 | [6 empty] | 0.73069 | 0
LCP_Inputs_ON_Diverse_2023_04_03 | 2028 | Nuclear SMR | Generation | Electricity | MI | Dispatch-Generation | VOM | 0 | [6 empty] | 0.73069 | 0
LCP_Inputs_ON_Diverse_2023_04_03 | 2028 | Nuclear SMR | Generation | Electricity | NY | Dispatch-Generation | EmissionsCost | 0 | [6 empty] | 0.73069 | 0
LCP_Inputs_ON_Diverse_2023_04_03 | 2028 | Nuclear SMR | Generation | Electricity | NY | Dispatch-Generation | FuelCost | 0 | [6 empty] | 0.73069 | 0
LCP_Inputs_ON_Diverse_2023_04_03 | 2028 | Nuclear SMR | Generation | Electricity | NY | Dispatch-Generation | VOM | 0 | [6 empty] | 0.73069 | 0
LCP_Inputs_ON_Diverse_2023_04_03 | 2028 | Nuclear SMR | Generation | Electricity | ON | Dispatch-Generation | EmissionsCost | 0 | [6 empty] | 0.73069 | 0
LCP_Inputs_ON_Diverse_2023_04_03 | 2028 | Nuclear SMR | Generation | Electricity | ON | Dispatch-Generation | FuelCost | 0 | [6 empty] | 0.73069 | 0
LCP_Inputs_ON_Diverse_2023_04_03 | 2028 | Nuclear SMR | Generation | Electricity | ON | Dispatch-Generation | VOM | 0 | [6 empty] | 0.73069 | 0
LCP_Inputs_ON_Diverse_2023_04_03 | 2028 | Nuclear SMR | Generation | Electricity | PJ | Dispatch-Generation | EmissionsCost | 0 | [6 empty] | 0.73069 | 0
LCP_Inputs_ON_Diverse_2023_04_03 | 2028 | Nuclear SMR | Generation | Electricity | PJ | Dispatch-Generation | FuelCost | 0 | [6 empty] | 0.73069 | 0
LCP_Inputs_ON_Diverse_2023_04_03 | 2028 | Nuclear SMR | Generation | Electricity | PJ | Dispatch-Generation | VOM | 0 | [6 empty] | 0.73069 | 0
LCP_Inputs_ON_Diverse_2023_04_03 | 2028 | Nuclear SMR | Generation | Electricity | QC | Dispatch-Generation | EmissionsCost | 0 | [6 empty] | 0.73069 | 0
LCP_Inputs_ON_Diverse_2023_04_03 | 2028 | Nuclear SMR | Generation | Electricity | QC | Dispatch-Generation | FuelCost | 0 | [6 empty] | 0.73069 | 0
LCP_Inputs_ON_Diverse_2023_04_03 | 2028 | Nuclear SMR | Generation | Electricity | QC | Dispatch-Generation | VOM | 0 | [6 empty] | 0.73069 | 0
LCP_Inputs_ON_Diverse_2023_04_03 | 2028 | Nuclear SMR | Generation | Electricity | WC | Dispatch-Generation | EmissionsCost | 0 | [6 empty] | 0.73069 | 0
LCP_Inputs_ON_Diverse_2023_04_03 | 2028 | Nuclear SMR | Generation | Electricity | WC | Dispatch-Generation | FuelCost | 0 | [6 empty] | 0.73069 | 0
LCP_Inputs_ON_Diverse_2023_04_03 | 2028 | Nuclear SMR | Generation | Electricity | WC | Dispatch-Generation | VOM | 0 | [6 empty] | 0.73069 | 0
LCP_Inputs_ON_Diverse_2023_04_03 | 2028 | O/CCGT - CH4 Existing | Crossload | Electricity | MI | Dispatch-Crossload | EmissionsCost | 0 | [6 empty] | 0.73069 | 0
LCP_Inputs_ON_Diverse_2023_04_03 | 2028 | O/CCGT - CH4 Existing | Crossload | Electricity | MI | Dispatch-Crossload | FuelCost | 0 | [6 empty] | 0.73069 | 0
LCP_Inputs_ON_Diverse_2023_04_03 | 2028 | O/CCGT - CH4 Existing | Crossload | Electricity | MI | Dispatch-Crossload | VOM | 0 | [6 empty] | 0.73069 | 0
LCP_Inputs_ON_Diverse_2023_04_03 | 2028 | O/CCGT - CH4 Existing | Crossload | Electricity | NY | Dispatch-Crossload | EmissionsCost | 0 | [6 empty] | 0.73069 | 0
LCP_Inputs_ON_Diverse_2023_04_03 | 2028 | O/CCGT - CH4 Existing | Crossload | Electricity | NY | Dispatch-Crossload | FuelCost | 0 | [6 empty] | 0.73069 | 0
LCP_Inputs_ON_Diverse_2023_04_03 | 2028 | O/CCGT - CH4 Existing | Crossload | Electricity | NY | Dispatch-Crossload | VOM | 0 | [6 empty] | 0.73069 | 0
LCP_Inputs_ON_Diverse_2023_04_03 | 2028 | O/CCGT - CH4 Existing | Crossload | Electricity | ON | Dispatch-Crossload | EmissionsCost | 0 | [6 empty] | 0.73069 | 0
LCP_Inputs_ON_Diverse_2023_04_03 | 2028 | O/CCGT - CH4 Existing | Crossload | Electricity | ON | Dispatch-Crossload | FuelCost | 0 | [6 empty] | 0.73069 | 0
LCP_Inputs_ON_Diverse_2023_04_03 | 2028 | O/CCGT - CH4 Existing | Crossload | Electricity | ON | Dispatch-Crossload | VOM | 0 | [6 empty] | 0.73069 | 0
LCP_Inputs_ON_Diverse_2023_04_03 | 2028 | O/CCGT - CH4 Existing | Crossload | Electricity | PJ | Dispatch-Crossload | EmissionsCost | 0 | [6 empty] | 0.73069 | 0
LCP_Inputs_ON_Diverse_2023_04_03 | 2028 | O/CCGT - CH4 Existing | Crossload | Electricity | PJ | Dispatch-Crossload | FuelCost | 0 | [6 empty] | 0.73069 | 0
LCP_Inputs_ON_Diverse_2023_04_03 | 2028 | O/CCGT - CH4 Existing | Crossload | Electricity | PJ | Dispatch-Crossload | VOM | 0 | [6 empty] | 0.73069 | 0
LCP_Inputs_ON_Diverse_2023_04_03 | 2028 | O/CCGT - CH4 Existing | Crossload | Electricity | QC | Dispatch-Crossload | EmissionsCost | 0 | [6 empty] | 0.73069 | 0
LCP_Inputs_ON_Diverse_2023_04_03 | 2028 | O/CCGT - CH4 Existing | Crossload | Electricity | QC | Dispatch-Crossload | FuelCost | 0 | [6 empty] | 0.73069 | 0
LCP_Inputs_ON_Diverse_2023_04_03 | 2028 | O/CCGT - CH4 Existing | Crossload | Electricity | QC | Dispatch-Crossload | VOM | 0 | [6 empty] | 0.73069 | 0
LCP_Inputs_ON_Diverse_2023_04_03 | 2028 | O/CCGT - CH4 Existing | Crossload | Electricity | WC | Dispatch-Crossload | EmissionsCost | 0 | [6 empty] | 0.73069 | 0
LCP_Inputs_ON_Diverse_2023_04_03 | 2028 | O/CCGT - CH4 Existing | Crossload | Electricity | WC | Dispatch-Crossload | FuelCost | 0 | [6 empty] | 0.73069 | 0
LCP_Inputs_ON_Diverse_2023_04_03 | 2028 | O/CCGT - CH4 Existing | Crossload | Electricity | WC | Dispatch-Crossload | VOM | 0 | [6 empty] | 0.73069 | 0
LCP_Inputs_ON_Diverse_2023_04_03 | 2028 | O/CCGT - CH4 New | Crossload | Electricity | MI | Dispatch-Crossload | EmissionsCost | 0 | [6 empty] | 0.73069 | 0
LCP_Inputs_ON_Diverse_2023_04_03 | 2028 | O/CCGT - CH4 New | Crossload | Electricity | MI | Dispatch-Crossload | FuelCost | 0 | [6 empty] | 0.73069 | 0
LCP_Inputs_ON_Diverse_2023_04_03 | 2028 | O/CCGT - CH4 New | Crossload | Electricity | MI | Dispatch-Crossload | VOM | 0 | [6 empty] | 0.73069 | 0
LCP_Inputs_ON_Diverse_2023_04_03 | 2028 | O/CCGT - CH4 New | Crossload | Electricity | NY | Dispatch-Crossload | EmissionsCost | 0 | [6 empty] | 0.73069 | 0
LCP_Inputs_ON_Diverse_2023_04_03 | 2028 | O/CCGT - CH4 New | Crossload | Electricity | NY | Dispatch-Crossload | FuelCost | 0 | [6 empty] | 0.73069 | 0
LCP_Inputs_ON_Diverse_2023_04_03 | 2028 | O/CCGT - CH4 New | Crossload | Electricity | NY | Dispatch-Crossload | VOM | 0 | [6 empty] | 0.73069 | 0
LCP_Inputs_ON_Diverse_2023_04_03 | 2028 | O/CCGT - CH4 New | Crossload | Electricity | ON | Dispatch-Crossload | EmissionsCost | 0 | [6 empty] | 0.73069 | 0
LCP_Inputs_ON_Diverse_2023_04_03 | 2028 | O/CCGT - CH4 New | Crossload | Electricity | ON | Dispatch-Crossload | FuelCost | 0 | [6 empty] | 0.73069 | 0
LCP_Inputs_ON_Diverse_2023_04_03 | 2028 | O/CCGT - CH4 New | Crossload | Electricity | ON | Dispatch-Crossload | VOM | 0 | [6 empty] | 0.73069 | 0
LCP_Inputs_ON_Diverse_2023_04_03 | 2028 | O/CCGT - CH4 New | Crossload | Electricity | PJ | Dispatch-Crossload | EmissionsCost | 0 | [6 empty] | 0.73069 | 0
LCP_Inputs_ON_Diverse_2023_04_03 | 2028 | O/CCGT - CH4 New | Crossload | Electricity | PJ | Dispatch-Crossload | FuelCost | 0 | [6 empty] | 0.73069 | 0
LCP_Inputs_ON_Diverse_2023_04_03 | 2028 | O/CCGT - CH4 New | Crossload | Electricity | PJ | Dispatch-Crossload | VOM | 0 | [6 empty] | 0.73069 | 0
LCP_Inputs_ON_Diverse_2023_04_03 | 2028 | O/CCGT - CH4 New | Crossload | Electricity | QC | Dispatch-Crossload | EmissionsCost | 0 | [6 empty] | 0.73069 | 0
LCP_Inputs_ON_Diverse_2023_04_03 | 2028 | O/CCGT - CH4 New | Crossload | Electricity | QC | Dispatch-Crossload | FuelCost | 0 | [6 empty] | 0.73069 | 0
LCP_Inputs_ON_Diverse_2023_04_03 | 2028 | O/CCGT - CH4 New | Crossload | Electricity | QC | Dispatch-Crossload | VOM | 0 | [6 empty] | 0.73069 | 0
LCP_Inputs_ON_Diverse_2023_04_03 | 2028 | O/CCGT - CH4 New | Crossload | Electricity | WC | Dispatch-Crossload | EmissionsCost | 0 | [6 empty] | 0.73069 | 0
LCP_Inputs_ON_Diverse_2023_04_03 | 2028 | O/CCGT - CH4 New | Crossload | Electricity | WC | Dispatch-Crossload | FuelCost | 0 | [6 empty] | 0.73069 | 0
LCP_Inputs_ON_Diverse_2023_04_03 | 2028 | O/CCGT - CH4 New | Crossload | Electricity | WC | Dispatch-Crossload | VOM | 0 | [6 empty] | 0.73069 | 0
LCP_Inputs_ON_Diverse_2023_04_03 | 2028 | O/CCGT - H2 New | Crossload | Electricity | MI | Dispatch-Crossload | EmissionsCost | 0 | [6 empty] | 0.73069 | 0
LCP_Inputs_ON_Diverse_2023_04_03 | 2028 | O/CCGT - H2 New | Crossload | Electricity | MI | Dispatch-Crossload | FuelCost | 0 | [6 empty] | 0.73069 | 0
LCP_Inputs_ON_Diverse_2023_04_03 | 2028 | O/CCGT - H2 New | Crossload | Electricity | MI | Dispatch-Crossload | VOM | 0 | [6 empty] | 0.73069 | 0
LCP_Inputs_ON_Diverse_2023_04_03 | 2028 | O/CCGT - H2 New | Crossload | Electricity | NY | Dispatch-Crossload | EmissionsCost | 0 | [6 empty] | 0.73069 | 0
LCP_Inputs_ON_Diverse_2023_04_03 | 2028 | O/CCGT - H2 New | Crossload | Electricity | NY | Dispatch-Crossload | FuelCost | 0 | [6 empty] | 0.73069 | 0
LCP_Inputs_ON_Diverse_2023_04_03 | 2028 | O/CCGT - H2 New | Crossload | Electricity | NY | Dispatch-Crossload | VOM | 0 | [6 empty] | 0.73069 | 0
LCP_Inputs_ON_Diverse_2023_04_03 | 2028 | O/CCGT - H2 New | Crossload | Electricity | ON | Dispatch-Crossload | EmissionsCost | 0 | [6 empty] | 0.73069 | 0
LCP_Inputs_ON_Diverse_2023_04_03 | 2028 | O/CCGT - H2 New | Crossload | Electricity | ON | Dispatch-Crossload | FuelCost | 0 | [6 empty] | 0.73069 | 0
LCP_Inputs_ON_Diverse_2023_04_03 | 2028 | O/CCGT - H2 New | Crossload | Electricity | ON | Dispatch-Crossload | VOM | 0 | [6 empty] | 0.73069 | 0
LCP_Inputs_ON_Diverse_2023_04_03 | 2028 | O/CCGT - H2 New | Crossload | Electricity | PJ | Dispatch-Crossload | EmissionsCost | 0 | [6 empty] | 0.73069 | 0
LCP_Inputs_ON_Diverse_2023_04_03 | 2028 | O/CCGT - H2 New | Crossload | Electricity | PJ | Dispatch-Crossload | FuelCost | 0 | [6 empty] | 0.73069 | 0
LCP_Inputs_ON_Diverse_2023_04_03 | 2028 | O/CCGT - H2 New | Crossload | Electricity | PJ | Dispatch-Crossload | VOM | 0 | [6 empty] | 0.73069 | 0
LCP_Inputs_ON_Diverse_2023_04_03 | 2028 | O/CCGT - H2 New | Crossload | Electricity | QC | Dispatch-Crossload | EmissionsCost | 0 | [6 empty] | 0.73069 | 0
LCP_Inputs_ON_Diverse_2023_04_03 | 2028 | O/CCGT - H2 New | Crossload | Electricity | QC | Dispatch-Crossload | FuelCost | 0 | [6 empty] | 0.73069 | 0
LCP_Inputs_ON_Diverse_2023_04_03 | 2028 | O/CCGT - H2 New | Crossload | Electricity | QC | Dispatch-Crossload | VOM | 0 | [6 empty] | 0.73069 | 0
LCP_Inputs_ON_Diverse_2023_04_03 | 2028 | O/CCGT - H2 New | Crossload | Electricity | WC | Dispatch-Crossload | EmissionsCost | 0 | [6 empty] | 0.73069 | 0
LCP_Inputs_ON_Diverse_2023_04_03 | 2028 | O/CCGT - H2 New | Crossload | Electricity | WC | Dispatch-Crossload | FuelCost | 0 | [6 empty] | 0.73069 | 0
LCP_Inputs_ON_Diverse_2023_04_03 | 2028 | O/CCGT - H2 New | Crossload | Electricity | WC | Dispatch-Crossload | VOM | 0 | [6 empty] | 0.73069 | 0
LCP_Inputs_ON_Diverse_2023_04_03 | 2028 | SMR CCS | Crossload | Hydrogen | MI | Dispatch-Crossload | EmissionsCost | 0 | [6 empty] | 0.73069 | 0
LCP_Inputs_ON_Diverse_2023_04_03 | 2028 | SMR CCS | Crossload | Hydrogen | MI | Dispatch-Crossload | FuelCost | 0 | [6 empty] | 0.73069 | 0
LCP_Inputs_ON_Diverse_2023_04_03 | 2028 | SMR CCS | Crossload | Hydrogen | MI | Dispatch-Crossload | VOM | 0 | [6 empty] | 0.73069 | 0
LCP_Inputs_ON_Diverse_2023_04_03 | 2028 | SMR CCS | Crossload | Hydrogen | NY | Dispatch-Crossload | EmissionsCost | 0 | [6 empty] | 0.73069 | 0
LCP_Inputs_ON_Diverse_2023_04_03 | 2028 | SMR CCS | Crossload | Hydrogen | NY | Dispatch-Crossload | FuelCost | 0 | [6 empty] | 0.73069 | 0
LCP_Inputs_ON_Diverse_2023_04_03 | 2028 | SMR CCS | Crossload | Hydrogen | NY | Dispatch-Crossload | VOM | 0 | [6 empty] | 0.73069 | 0
LCP_Inputs_ON_Diverse_2023_04_03 | 2028 | SMR CCS | Crossload | Hydrogen | ON | Dispatch-Crossload | EmissionsCost | 0 | [6 empty] | 0.73069 | 0
LCP_Inputs_ON_Diverse_2023_04_03 | 2028 | SMR CCS | Crossload | Hydrogen | ON | Dispatch-Crossload | FuelCost | 0 | [6 empty] | 0.73069 | 0
LCP_Inputs_ON_Diverse_2023_04_03 | 2028 | SMR CCS | Crossload | Hydrogen | ON | Dispatch-Crossload | VOM | 0 | [6 empty] | 0.73069 | 0
LCP_Inputs_ON_Diverse_2023_04_03 | 2028 | SMR CCS | Crossload | Hydrogen | PJ | Dispatch-Crossload | EmissionsCost | 0 | [6 empty] | 0.73069 | 0
LCP_Inputs_ON_Diverse_2023_04_03 | 2028 | SMR CCS | Crossload | Hydrogen | PJ | Dispatch-Crossload | FuelCost | 0 | [6 empty] | 0.73069 | 0
LCP_Inputs_ON_Diverse_2023_04_03 | 2028 | SMR CCS | Crossload | Hydrogen | PJ | Dispatch-Crossload | VOM | 0 | [6 empty] | 0.73069 | 0
LCP_Inputs_ON_Diverse_2023_04_03 | 2028 | SMR CCS | Crossload | Hydrogen | QC | Dispatch-Crossload | EmissionsCost | 0 | [6 empty] | 0.73069 | 0
LCP_Inputs_ON_Diverse_2023_04_03 | 2028 | SMR CCS | Crossload | Hydrogen | QC | Dispatch-Crossload | FuelCost | 0 | [6 empty] | 0.73069 | 0
LCP_Inputs_ON_Diverse_2023_04_03 | 2028 | SMR CCS | Crossload | Hydrogen | QC | Dispatch-Crossload | VOM | 0 | [6 empty] | 0.73069 | 0
LCP_Inputs_ON_Diverse_2023_04_03 | 2028 | SMR CCS | Crossload | Hydrogen | WC | Dispatch-Crossload | EmissionsCost | 0 | [6 empty] | 0.73069 | 0
LCP_Inputs_ON_Diverse_2023_04_03 | 2028 | SMR CCS | Crossload | Hydrogen | WC | Dispatch-Crossload | FuelCost | 0 | [6 empty] | 0.73069 | 0
LCP_Inputs_ON_Diverse_2023_04_03 | 2028 | SMR CCS | Crossload | Hydrogen | WC | Dispatch-Crossload | VOM | 0 | [6 empty] | 0.73069 | 0
LCP_Inputs_ON_Diverse_2023_04_03 | 2028 | Solar PV | Generation | Electricity | MI | Dispatch-Generation | EmissionsCost | 0 | [6 empty] | 0.73069 | 0
LCP_Inputs_ON_Diverse_2023_04_03 | 2028 | Solar PV | Generation | Electricity | MI | Dispatch-Generation | FuelCost | 0 | [6 empty] | 0.73069 | 0
LCP_Inputs_ON_Diverse_2023_04_03 | 2028 | Solar PV | Generation | Electricity | MI | Dispatch-Generation | VOM | 0 | [6 empty] | 0.73069 | 0
LCP_Inputs_ON_Diverse_2023_04_03 | 2028 | Solar PV | Generation | Electricity | NY | Dispatch-Generation | EmissionsCost | 0 | [6 empty] | 0.73069 | 0
LCP_Inputs_ON_Diverse_2023_04_03 | 2028 | Solar PV | Generation | Electricity | NY | Dispatch-Generation | FuelCost | 0 | [6 empty] | 0.73069 | 0
LCP_Inputs_ON_Diverse_2023_04_03 | 2028 | Solar PV | Generation | Electricity | NY | Dispatch-Generation | VOM | 0 | [6 empty] | 0.73069 | 0
LCP_Inputs_ON_Diverse_2023_04_03 | 2028 | Solar PV | Generation | Electricity | ON | Dispatch-Generation | EmissionsCost | 0 | [6 empty] | 0.73069 | 0
LCP_Inputs_ON_Diverse_2023_04_03 | 2028 | Solar PV | Generation | Electricity | ON | Dispatch-Generation | FuelCost | 0 | [6 empty] | 0.73069 | 0
LCP_Inputs_ON_Diverse_2023_04_03 | 2028 | Solar PV | Generation | Electricity | ON | Dispatch-Generation | VOM | 0 | [6 empty] | 0.73069 | 0
LCP_Inputs_ON_Diverse_2023_04_03 | 2028 | Solar PV | Generation | Electricity | PJ | Dispatch-Generation | EmissionsCost | 0 | [6 empty] | 0.73069 | 0
LCP_Inputs_ON_Diverse_2023_04_03 | 2028 | Solar PV | Generation | Electricity | PJ | Dispatch-Generation | FuelCost | 0 | [6 empty] | 0.73069 | 0
LCP_Inputs_ON_Diverse_2023_04_03 | 2028 | Solar PV | Generation | Electricity | PJ | Dispatch-Generation | VOM | 0 | [6 empty] | 0.73069 | 0
LCP_Inputs_ON_Diverse_2023_04_03 | 2028 | Solar PV | Generation | Electricity | QC | Dispatch-Generation | EmissionsCost | 0 | [6 empty] | 0.73069 | 0
LCP_Inputs_ON_Diverse_2023_04_03 | 2028 | Solar PV | Generation | Electricity | QC | Dispatch-Generation | FuelCost | 0 | [6 empty] | 0.73069 | 0
LCP_Inputs_ON_Diverse_2023_04_03 | 2028 | Solar PV | Generation | Electricity | QC | Dispatch-Generation | VOM | 0 | [6 empty] | 0.73069 | 0
LCP_Inputs_ON_Diverse_2023_04_03 | 2028 | Solar PV | Generation | Electricity | WC | Dispatch-Generation | EmissionsCost | 0 | [6 empty] | 0.73069 | 0
LCP_Inputs_ON_Diverse_2023_04_03 | 2028 | Solar PV | Generation | Electricity | WC | Dispatch-Generation | FuelCost | 0 | [6 empty] | 0.73069 | 0
LCP_Inputs_ON_Diverse_2023_04_03 | 2028 | Solar PV | Generation | Electricity | WC | Dispatch-Generation | VOM | 0 | [6 empty] | 0.73069 | 0
LCP_Inputs_ON_Diverse_2023_04_03 | 2028 | Wind Offshore | Generation | Electricity | MI | Dispatch-Generation | EmissionsCost | 0 | [6 empty] | 0.73069 | 0
LCP_Inputs_ON_Diverse_2023_04_03 | 2028 | Wind Offshore | Generation | Electricity | MI | Dispatch-Generation | FuelCost | 0 | [6 empty] | 0.73069 | 0
LCP_Inputs_ON_Diverse_2023_04_03 | 2028 | Wind Offshore | Generation | Electricity | MI | Dispatch-Generation | VOM | 0 | [6 empty] | 0.73069 | 0
LCP_Inputs_ON_Diverse_2023_04_03 | 2028 | Wind Offshore | Generation | Electricity | NY | Dispatch-Generation | EmissionsCost | 0 | [6 empty] | 0.73069 | 0
LCP_Inputs_ON_Diverse_2023_04_03 | 2028 | Wind Offshore | Generation | Electricity | NY | Dispatch-Generation | FuelCost | 0 | [6 empty] | 0.73069 | 0
LCP_Inputs_ON_Diverse_2023_04_03 | 2028 | Wind Offshore | Generation | Electricity | NY | Dispatch-Generation | VOM | 0 | [6 empty] | 0.73069 | 0
LCP_Inputs_ON_Diverse_2023_04_03 | 2028 | Wind Offshore | Generation | Electricity | ON | Dispatch-Generation | EmissionsCost | 0 | [6 empty] | 0.73069 | 0
LCP_Inputs_ON_Diverse_2023_04_03 | 2028 | Wind Offshore | Generation | Electricity | ON | Dispatch-Generation | FuelCost | 0 | [6 empty] | 0.73069 | 0
LCP_Inputs_ON_Diverse_2023_04_03 | 2028 | Wind Offshore | Generation | Electricity | ON | Dispatch-Generation | VOM | 0 | [6 empty] | 0.73069 | 0
LCP_Inputs_ON_Diverse_2023_04_03 | 2028 | Wind Offshore | Generation | Electricity | PJ | Dispatch-Generation | EmissionsCost | 0 | [6 empty] | 0.73069 | 0
LCP_Inputs_ON_Diverse_2023_04_03 | 2028 | Wind Offshore | Generation | Electricity | PJ | Dispatch-Generation | FuelCost | 0 | [6 empty] | 0.73069 | 0
LCP_Inputs_ON_Diverse_2023_04_03 | 2028 | Wind Offshore | Generation | Electricity | PJ | Dispatch-Generation | VOM | 0 | [6 empty] | 0.73069 | 0
LCP_Inputs_ON_Diverse_2023_04_03 | 2028 | Wind Offshore | Generation | Electricity | QC | Dispatch-Generation | EmissionsCost | 0 | [6 empty] | 0.73069 | 0
LCP_Inputs_ON_Diverse_2023_04_03 | 2028 | Wind Offshore | Generation | Electricity | QC | Dispatch-Generation | FuelCost | 0 | [6 empty] | 0.73069 | 0
LCP_Inputs_ON_Diverse_2023_04_03 | 2028 | Wind Offshore | Generation | Electricity | QC | Dispatch-Generation | VOM | 0 | [6 empty] | 0.73069 | 0
LCP_Inputs_ON_Diverse_2023_04_03 | 2028 | Wind Offshore | Generation | Electricity | WC | Dispatch-Generation | EmissionsCost | 0 | [6 empty] | 0.73069 | 0
LCP_Inputs_ON_Diverse_2023_04_03 | 2028 | Wind Offshore | Generation | Electricity | WC | Dispatch-Generation | FuelCost | 0 | [6 empty] | 0.73069 | 0
LCP_Inputs_ON_Diverse_2023_04_03 | 2028 | Wind Offshore | Generation | Electricity | WC | Dispatch-Generation | VOM | 0 | [6 empty] | 0.73069 | 0
LCP_Inputs_ON_Diverse_2023_04_03 | 2028 | Wind Onshore | Generation | Electricity | MI | Dispatch-Generation | EmissionsCost | 0 | [6 empty] | 0.73069 | 0
LCP_Inputs_ON_Diverse_2023_04_03 | 2028 | Wind Onshore | Generation | Electricity | MI | Dispatch-Generation | FuelCost | 0 | [6 empty] | 0.73069 | 0
LCP_Inputs_ON_Diverse_2023_04_03 | 2028 | Wind Onshore | Generation | Electricity | MI | Dispatch-Generation | VOM | 0 | [6 empty] | 0.73069 | 0
LCP_Inputs_ON_Diverse_2023_04_03 | 2028 | Wind Onshore | Generation | Electricity | NY | Dispatch-Generation | EmissionsCost | 0 | [6 empty] | 0.73069 | 0
LCP_Inputs_ON_Diverse_2023_04_03 | 2028 | Wind Onshore | Generation | Electricity | NY | Dispatch-Generation | FuelCost | 0 | [6 empty] | 0.73069 | 0
LCP_Inputs_ON_Diverse_2023_04_03 | 2028 | Wind Onshore | Generation | Electricity | NY | Dispatch-Generation | VOM | 0 | [6 empty] | 0.73069 | 0
LCP_Inputs_ON_Diverse_2023_04_03 | 2028 | Wind Onshore | Generation | Electricity | ON | Dispatch-Generation | EmissionsCost | 0 | [6 empty] | 0.73069 | 0
LCP_Inputs_ON_Diverse_2023_04_03 | 2028 | Wind Onshore | Generation | Electricity | ON | Dispatch-Generation | FuelCost | 0 | [6 empty] | 0.73069 | 0
LCP_Inputs_ON_Diverse_2023_04_03 | 2028 | Wind Onshore | Generation | Electricity | ON | Dispatch-Generation | VOM | 0 | [6 empty] | 0.73069 | 0
LCP_Inputs_ON_Diverse_2023_04_03 | 2028 | Wind Onshore | Generation | Electricity | PJ | Dispatch-Generation | EmissionsCost | 0 | [6 empty] | 0.73069 | 0
LCP_Inputs_ON_Diverse_2023_04_03 | 2028 | Wind Onshore | Generation | Electricity | PJ | Dispatch-Generation | FuelCost | 0 | [6 empty] | 0.73069 | 0
LCP_Inputs_ON_Diverse_2023_04_03 | 2028 | Wind Onshore | Generation | Electricity | PJ | Dispatch-Generation | VOM | 0 | [6 empty] | 0.73069 | 0
LCP_Inputs_ON_Diverse_2023_04_03 | 2028 | Wind Onshore | Generation | Electricity | QC | Dispatch-Generation | EmissionsCost | 0 | [6 empty] | 0.73069 | 0
LCP_Inputs_ON_Diverse_2023_04_03 | 2028 | Wind Onshore | Generation | Electricity | QC | Dispatch-Generation | FuelCost | 0 | [6 empty] | 0.73069 | 0
LCP_Inputs_ON_Diverse_2023_04_03 | 2028 | Wind Onshore | Generation | Electricity | QC | Dispatch-Generation | VOM | 0 | [6 empty] | 0.73069 | 0
LCP_Inputs_ON_Diverse_2023_04_03 | 2028 | Wind Onshore | Generation | Electricity | WC | Dispatch-Generation | EmissionsCost | 0 | [6 empty] | 0.73069 | 0
LCP_Inputs_ON_Diverse_2023_04_03 | 2028 | Wind Onshore | Generation | Electricity | WC | Dispatch-Generation | FuelCost | 0 | [6 empty] | 0.73069 | 0
LCP_Inputs_ON_Diverse_2023_04_03 | 2028 | Wind Onshore | Generation | Electricity | WC | Dispatch-Generation | VOM | 0 | [6 empty] | 0.73069 | 0
LCP_Inputs_ON_Diverse_2023_04_03 | 2029 | Anaerobic Digestion | Generation | Methane | MI | Dispatch-Generation | EmissionsCost | 0 | [6 empty] | 0.70259 | 0
LCP_Inputs_ON_Diverse_2023_04_03 | 2029 | Anaerobic Digestion | Generation | Methane | MI | Dispatch-Generation | FuelCost | 0 | [6 empty] | 0.70259 | 0
LCP_Inputs_ON_Diverse_2023_04_03 | 2029 | Anaerobic Digestion | Generation | Methane | MI | Dispatch-Generation | VOM | 0 | [6 empty] | 0.70259 | 0
LCP_Inputs_ON_Diverse_2023_04_03 | 2029 | Anaerobic Digestion | Generation | Methane | NY | Dispatch-Generation | EmissionsCost | 0 | [6 empty] | 0.70259 | 0
LCP_Inputs_ON_Diverse_2023_04_03 | 2029 | Anaerobic Digestion | Generation | Methane | NY | Dispatch-Generation | FuelCost | 0 | [6 empty] | 0.70259 | 0
LCP_Inputs_ON_Diverse_2023_04_03 | 2029 | Anaerobic Digestion | Generation | Methane | NY | Dispatch-Generation | VOM | 0 | [6 empty] | 0.70259 | 0
LCP_Inputs_ON_Diverse_2023_04_03 | 2029 | Anaerobic Digestion | Generation | Methane | ON | Dispatch-Generation | EmissionsCost | 0 | [6 empty] | 0.70259 | 0
LCP_Inputs_ON_Diverse_2023_04_03 | 2029 | Anaerobic Digestion | Generation | Methane | ON | Dispatch-Generation | FuelCost | 0 | [6 empty] | 0.70259 | 0
LCP_Inputs_ON_Diverse_2023_04_03 | 2029 | Anaerobic Digestion | Generation | Methane | ON | Dispatch-Generation | VOM | 0 | [6 empty] | 0.70259 | 0
LCP_Inputs_ON_Diverse_2023_04_03 | 2029 | Anaerobic Digestion | Generation | Methane | PJ | Dispatch-Generation | EmissionsCost | 0 | [6 empty] | 0.70259 | 0
LCP_Inputs_ON_Diverse_2023_04_03 | 2029 | Anaerobic Digestion | Generation | Methane | PJ | Dispatch-Generation | FuelCost | 0 | [6 empty] | 0.70259 | 0
LCP_Inputs_ON_Diverse_2023_04_03 | 2029 | Anaerobic Digestion | Generation | Methane | PJ | Dispatch-Generation | VOM | 0 | [6 empty] | 0.70259 | 0
LCP_Inputs_ON_Diverse_2023_04_03 | 2029 | Anaerobic Digestion | Generation | Methane | QC | Dispatch-Generation | EmissionsCost | 0 | [6 empty] | 0.70259 | 0
LCP_Inputs_ON_Diverse_2023_04_03 | 2029 | Anaerobic Digestion | Generation | Methane | QC | Dispatch-Generation | FuelCost | 0 | [6 empty] | 0.70259 | 0
LCP_Inputs_ON_Diverse_2023_04_03 | 2029 | Anaerobic Digestion | Generation | Methane | QC | Dispatch-Generation | VOM | 0 | [6 empty] | 0.70259 | 0
LCP_Inputs_ON_Diverse_2023_04_03 | 2029 | Anaerobic Digestion | Generation | Methane | WC | Dispatch-Generation | EmissionsCost | 0 | [6 empty] | 0.70259 | 0
LCP_Inputs_ON_Diverse_2023_04_03 | 2029 | Anaerobic Digestion | Generation | Methane | WC | Dispatch-Generation | FuelCost | 0 | [6 empty] | 0.70259 | 0
LCP_Inputs_ON_Diverse_2023_04_03 | 2029 | Anaerobic Digestion | Generation | Methane | WC | Dispatch-Generation | VOM | 0 | [6 empty] | 0.70259 | 0
LCP_Inputs_ON_Diverse_2023_04_03 | 2029 | Battery Storage | Storage | Electricity | MI | Dispatch-Storage | EmissionsCost | 0 | [6 empty] | 0.70259 | 0
LCP_Inputs_ON_Diverse_2023_04_03 | 2029 | Battery Storage | Storage | Electricity | MI | Dispatch-Storage | FuelCost | 0 | [6 empty] | 0.70259 | 0
LCP_Inputs_ON_Diverse_2023_04_03 | 2029 | Battery Storage | Storage | Electricity | MI | Dispatch-Storage | VOM | 0 | [6 empty] | 0.70259 | 0
LCP_Inputs_ON_Diverse_2023_04_03 | 2029 | Battery Storage | Storage | Electricity | NY | Dispatch-Storage | EmissionsCost | 0 | [6 empty] | 0.70259 | 0
LCP_Inputs_ON_Diverse_2023_04_03 | 2029 | Battery Storage | Storage | Electricity | NY | Dispatch-Storage | FuelCost | 0 | [6 empty] | 0.70259 | 0
LCP_Inputs_ON_Diverse_2023_04_03 | 2029 | Battery Storage | Storage | Electricity | NY | Dispatch-Storage | VOM | 0 | [6 empty] | 0.70259 | 0
LCP_Inputs_ON_Diverse_2023_04_03 | 2029 | Battery Storage | Storage | Electricity | ON | Dispatch-Storage | EmissionsCost | 0 | [6 empty] | 0.70259 | 0
LCP_Inputs_ON_Diverse_2023_04_03 | 2029 | Battery Storage | Storage | Electricity | ON | Dispatch-Storage | FuelCost | 0 | [6 empty] | 0.70259 | 0
LCP_Inputs_ON_Diverse_2023_04_03 | 2029 | Battery Storage | Storage | Electricity | ON | Dispatch-Storage | VOM | 0 | [6 empty] | 0.70259 | 0
LCP_Inputs_ON_Diverse_2023_04_03 | 2029 | Battery Storage | Storage | Electricity | PJ | Dispatch-Storage | EmissionsCost | 0 | [6 empty] | 0.70259 | 0
LCP_Inputs_ON_Diverse_2023_04_03 | 2029 | Battery Storage | Storage | Electricity | PJ | Dispatch-Storage | FuelCost | 0 | [6 empty] | 0.70259 | 0
LCP_Inputs_ON_Diverse_2023_04_03 | 2029 | Battery Storage | Storage | Electricity | PJ | Dispatch-Storage | VOM | 0 | [6 empty] | 0.70259 | 0
LCP_Inputs_ON_Diverse_2023_04_03 | 2029 | Battery Storage | Storage | Electricity | QC | Dispatch-Storage | EmissionsCost | 0 | [6 empty] | 0.70259 | 0
LCP_Inputs_ON_Diverse_2023_04_03 | 2029 | Battery Storage | Storage | Electricity | QC | Dispatch-Storage | FuelCost | 0 | [6 empty] | 0.70259 | 0
LCP_Inputs_ON_Diverse_2023_04_03 | 2029 | Battery Storage | Storage | Electricity | QC | Dispatch-Storage | VOM | 0 | [6 empty] | 0.70259 | 0
LCP_Inputs_ON_Diverse_2023_04_03 | 2029 | Battery Storage | Storage | Electricity | WC | Dispatch-Storage | EmissionsCost | 0 | [6 empty] | 0.70259 | 0
LCP_Inputs_ON_Diverse_2023_04_03 | 2029 | Battery Storage | Storage | Electricity | WC | Dispatch-Storage | FuelCost | 0 | [6 empty] | 0.70259 | 0
LCP_Inputs_ON_Diverse_2023_04_03 | 2029 | Battery Storage | Storage | Electricity | WC | Dispatch-Storage | VOM | 0 | [6 empty] | 0.70259 | 0
LCP_Inputs_ON_Diverse_2023_04_03 | 2029 | Biomass | Generation | Electricity | MI | Dispatch-Generation | EmissionsCost | 0 | [6 empty] | 0.70259 | 0
LCP_Inputs_ON_Diverse_2023_04_03 | 2029 | Biomass | Generation | Electricity | MI | Dispatch-Generation | FuelCost | 0 | [6 empty] | 0.70259 | 0
LCP_Inputs_ON_Diverse_2023_04_03 | 2029 | Biomass | Generation | Electricity | MI | Dispatch-Generation | VOM | 0 | [6 empty] | 0.70259 | 0
LCP_Inputs_ON_Diverse_2023_04_03 | 2029 | Biomass | Generation | Electricity | NY | Dispatch-Generation | EmissionsCost | 0 | [6 empty] | 0.70259 | 0
LCP_Inputs_ON_Diverse_2023_04_03 | 2029 | Biomass | Generation | Electricity | NY | Dispatch-Generation | FuelCost | 0 | [6 empty] | 0.70259 | 0
LCP_Inputs_ON_Diverse_2023_04_03 | 2029 | Biomass | Generation | Electricity | NY | Dispatch-Generation | VOM | 0 | [6 empty] | 0.70259 | 0
LCP_Inputs_ON_Diverse_2023_04_03 | 2029 | Biomass | Generation | Electricity | ON | Dispatch-Generation | EmissionsCost | 0 | [6 empty] | 0.70259 | 0
LCP_Inputs_ON_Diverse_2023_04_03 | 2029 | Biomass | Generation | Electricity | ON | Dispatch-Generation | FuelCost | 0 | [6 empty] | 0.70259 | 0
LCP_Inputs_ON_Diverse_2023_04_03 | 2029 | Biomass | Generation | Electricity | ON | Dispatch-Generation | VOM | 0 | [6 empty] | 0.70259 | 0
LCP_Inputs_ON_Diverse_2023_04_03 | 2029 | Biomass | Generation | Electricity | PJ | Dispatch-Generation | EmissionsCost | 0 | [6 empty] | 0.70259 | 0
LCP_Inputs_ON_Diverse_2023_04_03 | 2029 | Biomass | Generation | Electricity | PJ | Dispatch-Generation | FuelCost | 0 | [6 empty] | 0.70259 | 0
LCP_Inputs_ON_Diverse_2023_04_03 | 2029 | Biomass | Generation | Electricity | PJ | Dispatch-Generation | VOM | 0 | [6 empty] | 0.70259 | 0
LCP_Inputs_ON_Diverse_2023_04_03 | 2029 | Biomass | Generation | Electricity | QC | Dispatch-Generation | EmissionsCost | 0 | [6 empty] | 0.70259 | 0
LCP_Inputs_ON_Diverse_2023_04_03 | 2029 | Biomass | Generation | Electricity | QC | Dispatch-Generation | FuelCost | 0 | [6 empty] | 0.70259 | 0
LCP_Inputs_ON_Diverse_2023_04_03 | 2029 | Biomass | Generation | Electricity | QC | Dispatch-Generation | VOM | 0 | [6 empty] | 0.70259 | 0
LCP_Inputs_ON_Diverse_2023_04_03 | 2029 | Biomass | Generation | Electricity | WC | Dispatch-Generation | EmissionsCost | 0 | [6 empty] | 0.70259 | 0
LCP_Inputs_ON_Diverse_2023_04_03 | 2029 | Biomass | Generation | Electricity | WC | Dispatch-Generation | FuelCost | 0 | [6 empty] | 0.70259 | 0
LCP_Inputs_ON_Diverse_2023_04_03 | 2029 | Biomass | Generation | Electricity | WC | Dispatch-Generation | VOM | 0 | [6 empty] | 0.70259 | 0
LCP_Inputs_ON_Diverse_2023_04_03 | 2029 | Biomass + CCS | Generation | Electricity | MI | Dispatch-Generation | EmissionsCost | 0 | [6 empty] | 0.70259 | 0
LCP_Inputs_ON_Diverse_2023_04_03 | 2029 | Biomass + CCS | Generation | Electricity | MI | Dispatch-Generation | FuelCost | 0 | [6 empty] | 0.70259 | 0
LCP_Inputs_ON_Diverse_2023_04_03 | 2029 | Biomass + CCS | Generation | Electricity | MI | Dispatch-Generation | VOM | 0 | [6 empty] | 0.70259 | 0
LCP_Inputs_ON_Diverse_2023_04_03 | 2029 | Biomass + CCS | Generation | Electricity | NY | Dispatch-Generation | EmissionsCost | 0 | [6 empty] | 0.70259 | 0
LCP_Inputs_ON_Diverse_2023_04_03 | 2029 | Biomass + CCS | Generation | Electricity | NY | Dispatch-Generation | FuelCost | 0 | [6 empty] | 0.70259 | 0
LCP_Inputs_ON_Diverse_2023_04_03 | 2029 | Biomass + CCS | Generation | Electricity | NY | Dispatch-Generation | VOM | 0 | [6 empty] | 0.70259 | 0
LCP_Inputs_ON_Diverse_2023_04_03 | 2029 | Biomass + CCS | Generation | Electricity | ON | Dispatch-Generation | EmissionsCost | 0 | [6 empty] | 0.70259 | 0
LCP_Inputs_ON_Diverse_2023_04_03 | 2029 | Biomass + CCS | Generation | Electricity | ON | Dispatch-Generation | FuelCost | 0 | [6 empty] | 0.70259 | 0
LCP_Inputs_ON_Diverse_2023_04_03 | 2029 | Biomass + CCS | Generation | Electricity | ON | Dispatch-Generation | VOM | 0 | [6 empty] | 0.70259 | 0
LCP_Inputs_ON_Diverse_2023_04_03 | 2029 | Biomass + CCS | Generation | Electricity | PJ | Dispatch-Generation | EmissionsCost | 0 | [6 empty] | 0.70259 | 0
LCP_Inputs_ON_Diverse_2023_04_03 | 2029 | Biomass + CCS | Generation | Electricity | PJ | Dispatch-Generation | FuelCost | 0 | [6 empty] | 0.70259 | 0
LCP_Inputs_ON_Diverse_2023_04_03 | 2029 | Biomass + CCS | Generation | Electricity | PJ | Dispatch-Generation | VOM | 0 | [6 empty] | 0.70259 | 0
LCP_Inputs_ON_Diverse_2023_04_03 | 2029 | Biomass + CCS | Generation | Electricity | QC | Dispatch-Generation | EmissionsCost | 0 | [6 empty] | 0.70259 | 0
LCP_Inputs_ON_Diverse_2023_04_03 | 2029 | Biomass + CCS | Generation | Electricity | QC | Dispatch-Generation | FuelCost | 0 | [6 empty] | 0.70259 | 0
LCP_Inputs_ON_Diverse_2023_04_03 | 2029 | Biomass + CCS | Generation | Electricity | QC | Dispatch-Generation | VOM | 0 | [6 empty] | 0.70259 | 0
LCP_Inputs_ON_Diverse_2023_04_03 | 2029 | Biomass + CCS | Generation | Electricity | WC | Dispatch-Generation | EmissionsCost | 0 | [6 empty] | 0.70259 | 0
LCP_Inputs_ON_Diverse_2023_04_03 | 2029 | Biomass + CCS | Generation | Electricity | WC | Dispatch-Generation | FuelCost | 0 | [6 empty] | 0.70259 | 0
LCP_Inputs_ON_Diverse_2023_04_03 | 2029 | Biomass + CCS | Generation | Electricity | WC | Dispatch-Generation | VOM | 0 | [6 empty] | 0.70259 | 0
LCP_Inputs_ON_Diverse_2023_04_03 | 2029 | CH4 + CCS | Generation | Methane | MI | Dispatch-Generation | EmissionsCost | 0 | [6 empty] | 0.70259 | 0
LCP_Inputs_ON_Diverse_2023_04_03 | 2029 | CH4 + CCS | Generation | Methane | MI | Dispatch-Generation | FuelCost | 0 | [6 empty] | 0.70259 | 0
LCP_Inputs_ON_Diverse_2023_04_03 | 2029 | CH4 + CCS | Generation | Methane | MI | Dispatch-Generation | VOM | 0 | [6 empty] | 0.70259 | 0
LCP_Inputs_ON_Diverse_2023_04_03 | 2029 | CH4 + CCS | Generation | Methane | NY | Dispatch-Generation | EmissionsCost | 0 | [6 empty] | 0.70259 | 0
LCP_Inputs_ON_Diverse_2023_04_03 | 2029 | CH4 + CCS | Generation | Methane | NY | Dispatch-Generation | FuelCost | 0 | [6 empty] | 0.70259 | 0
LCP_Inputs_ON_Diverse_2023_04_03 | 2029 | CH4 + CCS | Generation | Methane | NY | Dispatch-Generation | VOM | 0 | [6 empty] | 0.70259 | 0
LCP_Inputs_ON_Diverse_2023_04_03 | 2029 | CH4 + CCS | Generation | Methane | ON | Dispatch-Generation | EmissionsCost | 0 | [6 empty] | 0.70259 | 0
LCP_Inputs_ON_Diverse_2023_04_03 | 2029 | CH4 + CCS | Generation | Methane | ON | Dispatch-Generation | FuelCost | 0 | [6 empty] | 0.70259 | 0
LCP_Inputs_ON_Diverse_2023_04_03 | 2029 | CH4 + CCS | Generation | Methane | ON | Dispatch-Generation | VOM | 0 | [6 empty] | 0.70259 | 0
LCP_Inputs_ON_Diverse_2023_04_03 | 2029 | CH4 + CCS | Generation | Methane | PJ | Dispatch-Generation | EmissionsCost | 0 | [6 empty] | 0.70259 | 0
LCP_Inputs_ON_Diverse_2023_04_03 | 2029 | CH4 + CCS | Generation | Methane | PJ | Dispatch-Generation | FuelCost | 0 | [6 empty] | 0.70259 | 0
LCP_Inputs_ON_Diverse_2023_04_03 | 2029 | CH4 + CCS | Generation | Methane | PJ | Dispatch-Generation | VOM | 0 | [6 empty] | 0.70259 | 0
LCP_Inputs_ON_Diverse_2023_04_03 | 2029 | CH4 + CCS | Generation | Methane | QC | Dispatch-Generation | EmissionsCost | 0 | [6 empty] | 0.70259 | 0
LCP_Inputs_ON_Diverse_2023_04_03 | 2029 | CH4 + CCS | Generation | Methane | QC | Dispatch-Generation | FuelCost | 0 | [6 empty] | 0.70259 | 0
LCP_Inputs_ON_Diverse_2023_04_03 | 2029 | CH4 + CCS | Generation | Methane | QC | Dispatch-Generation | VOM | 0 | [6 empty] | 0.70259 | 0
LCP_Inputs_ON_Diverse_2023_04_03 | 2029 | CH4 + CCS | Generation | Methane | WC | Dispatch-Generation | EmissionsCost | 0 | [6 empty] | 0.70259 | 0
LCP_Inputs_ON_Diverse_2023_04_03 | 2029 | CH4 + CCS | Generation | Methane | WC | Dispatch-Generation | FuelCost | 0 | [6 empty] | 0.70259 | 0
LCP_Inputs_ON_Diverse_2023_04_03 | 2029 | CH4 + CCS | Generation | Methane | WC | Dispatch-Generation | VOM | 0 | [6 empty] | 0.70259 | 0
LCP_Inputs_ON_Diverse_2023_04_03 | 2029 | CH4 Import - NY 2020 | Import | Methane | MI | Dispatch-Import | EmissionsCost | 0 | [6 empty] | 0.70259 | 0
LCP_Inputs_ON_Diverse_2023_04_03 | 2029 | CH4 Import - NY 2020 | Import | Methane | MI | Dispatch-Import | FuelCost | 0 | [6 empty] | 0.70259 | 0
LCP_Inputs_ON_Diverse_2023_04_03 | 2029 | CH4 Import - NY 2020 | Import | Methane | MI | Dispatch-Import | VOM | 0 | [6 empty] | 0.70259 | 0
LCP_Inputs_ON_Diverse_2023_04_03 | 2029 | CH4 Import - NY 2020 | Import | Methane | NY | Dispatch-Import | EmissionsCost | 282343065.1873 | [6 empty] | 0.70259 | 198370492.4832
LCP_Inputs_ON_Diverse_2023_04_03 | 2029 | CH4 Import - NY 2020 | Import | Methane | NY | Dispatch-Import | FuelCost | 407790143.0843 | [6 empty] | 0.70259 | 286507945.4308
LCP_Inputs_ON_Diverse_2023_04_03 | 2029 | CH4 Import - NY 2020 | Import | Methane | NY | Dispatch-Import | VOM | 0 | [6 empty] | 0.70259 | 0
LCP_Inputs_ON_Diverse_2023_04_03 | 2029 | CH4 Import - NY 2020 | Import | Methane | ON | Dispatch-Import | EmissionsCost | 0 | [6 empty] | 0.70259 | 0
LCP_Inputs_ON_Diverse_2023_04_03 | 2029 | CH4 Import - NY 2020 | Import | Methane | ON | Dispatch-Import | FuelCost | 0 | [6 empty] | 0.70259 | 0
LCP_Inputs_ON_Diverse_2023_04_03 | 2029 | CH4 Import - NY 2020 | Import | Methane | ON | Dispatch-Import | VOM | 0 | [6 empty] | 0.70259 | 0
LCP_Inputs_ON_Diverse_2023_04_03 | 2029 | CH4 Import - NY 2020 | Import | Methane | PJ | Dispatch-Import | EmissionsCost | 0 | [6 empty] | 0.70259 | 0
LCP_Inputs_ON_Diverse_2023_04_03 | 2029 | CH4 Import - NY 2020 | Import | Methane | PJ | Dispatch-Import | FuelCost | 0 | [6 empty] | 0.70259 | 0
LCP_Inputs_ON_Diverse_2023_04_03 | 2029 | CH4 Import - NY 2020 | Import | Methane | PJ | Dispatch-Import | VOM | 0 | [6 empty] | 0.70259 | 0
LCP_Inputs_ON_Diverse_2023_04_03 | 2029 | CH4 Import - NY 2020 | Import | Methane | QC | Dispatch-Import | EmissionsCost | 0 | [6 empty] | 0.70259 | 0
LCP_Inputs_ON_Diverse_2023_04_03 | 2029 | CH4 Import - NY 2020 | Import | Methane | QC | Dispatch-Import | FuelCost | 0 | [6 empty] | 0.70259 | 0
LCP_Inputs_ON_Diverse_2023_04_03 | 2029 | CH4 Import - NY 2020 | Import | Methane | QC | Dispatch-Import | VOM | 0 | [6 empty] | 0.70259 | 0
LCP_Inputs_ON_Diverse_2023_04_03 | 2029 | CH4 Import - NY 2020 | Import | Methane | WC | Dispatch-Import | EmissionsCost | 0 | [6 empty] | 0.70259 | 0
LCP_Inputs_ON_Diverse_2023_04_03 | 2029 | CH4 Import - NY 2020 | Import | Methane | WC | Dispatch-Import | FuelCost | 0 | [6 empty] | 0.70259 | 0
LCP_Inputs_ON_Diverse_2023_04_03 | 2029 | CH4 Import - NY 2020 | Import | Methane | WC | Dispatch-Import | VOM | 0 | [6 empty] | 0.70259 | 0
LCP_Inputs_ON_Diverse_2023_04_03 | 2029 | CH4 Import - NY 2030 | Import | Methane | MI | Dispatch-Import | EmissionsCost | 0 | [6 empty] | 0.70259 | 0
LCP_Inputs_ON_Diverse_2023_04_03 | 2029 | CH4 Import - NY 2030 | Import | Methane | MI | Dispatch-Import | FuelCost | 0 | [6 empty] | 0.70259 | 0
LCP_Inputs_ON_Diverse_2023_04_03 | 2029 | CH4 Import - NY 2030 | Import | Methane | MI | Dispatch-Import | VOM | 0 | [6 empty] | 0.70259 | 0
LCP_Inputs_ON_Diverse_2023_04_03 | 2029 | CH4 Import - NY 2030 | Import | Methane | NY | Dispatch-Import | EmissionsCost | 0 | [6 empty] | 0.70259 | 0
LCP_Inputs_ON_Diverse_2023_04_03 | 2029 | CH4 Import - NY 2030 | Import | Methane | NY | Dispatch-Import | FuelCost | 0 | [6 empty] | 0.70259 | 0
LCP_Inputs_ON_Diverse_2023_04_03 | 2029 | CH4 Import - NY 2030 | Import | Methane | NY | Dispatch-Import | VOM | 0 | [6 empty] | 0.70259 | 0
LCP_Inputs_ON_Diverse_2023_04_03 | 2029 | CH4 Import - NY 2030 | Import | Methane | ON | Dispatch-Import | EmissionsCost | 0 | [6 empty] | 0.70259 | 0
LCP_Inputs_ON_Diverse_2023_04_03 | 2029 | CH4 Import - NY 2030 | Import | Methane | ON | Dispatch-Import | FuelCost | 0 | [6 empty] | 0.70259 | 0
LCP_Inputs_ON_Diverse_2023_04_03 | 2029 | CH4 Import - NY 2030 | Import | Methane | ON | Dispatch-Import | VOM | 0 | [6 empty] | 0.70259 | 0
LCP_Inputs_ON_Diverse_2023_04_03 | 2029 | CH4 Import - NY 2030 | Import | Methane | PJ | Dispatch-Import | EmissionsCost | 0 | [6 empty] | 0.70259 | 0
LCP_Inputs_ON_Diverse_2023_04_03 | 2029 | CH4 Import - NY 2030 | Import | Methane | PJ | Dispatch-Import | FuelCost | 0 | [6 empty] | 0.70259 | 0
LCP_Inputs_ON_Diverse_2023_04_03 | 2029 | CH4 Import - NY 2030 | Import | Methane | PJ | Dispatch-Import | VOM | 0 | [6 empty] | 0.70259 | 0
LCP_Inputs_ON_Diverse_2023_04_03 | 2029 | CH4 Import - NY 2030 | Import | Methane | QC | Dispatch-Import | EmissionsCost | 0 | [6 empty] | 0.70259 | 0
LCP_Inputs_ON_Diverse_2023_04_03 | 2029 | CH4 Import - NY 2030 | Import | Methane | QC | Dispatch-Import | FuelCost | 0 | [6 empty] | 0.70259 | 0
LCP_Inputs_ON_Diverse_2023_04_03 | 2029 | CH4 Import - NY 2030 | Import | Methane | QC | Dispatch-Import | VOM | 0 | [6 empty] | 0.70259 | 0
LCP_Inputs_ON_Diverse_2023_04_03 | 2029 | CH4 Import - NY 2030 | Import | Methane | WC | Dispatch-Import | EmissionsCost | 0 | [6 empty] | 0.70259 | 0
LCP_Inputs_ON_Diverse_2023_04_03 | 2029 | CH4 Import - NY 2030 | Import | Methane | WC | Dispatch-Import | FuelCost | 0 | [6 empty] | 0.70259 | 0
LCP_Inputs_ON_Diverse_2023_04_03 | 2029 | CH4 Import - NY 2030 | Import | Methane | WC | Dispatch-Import | VOM | 0 | [6 empty] | 0.70259 | 0
LCP_Inputs_ON_Diverse_2023_04_03 | 2029 | CH4 Import - NY 2040 | Import | Methane | MI | Dispatch-Import | EmissionsCost | 0 | [6 empty] | 0.70259 | 0
LCP_Inputs_ON_Diverse_2023_04_03 | 2029 | CH4 Import - NY 2040 | Import | Methane | MI | Dispatch-Import | FuelCost | 0 | [6 empty] | 0.70259 | 0
LCP_Inputs_ON_Diverse_2023_04_03 | 2029 | CH4 Import - NY 2040 | Import | Methane | MI | Dispatch-Import | VOM | 0 | [6 empty] | 0.70259 | 0
LCP_Inputs_ON_Diverse_2023_04_03 | 2029 | CH4 Import - NY 2040 | Import | Methane | NY | Dispatch-Import | EmissionsCost | 0 | [6 empty] | 0.70259 | 0
LCP_Inputs_ON_Diverse_2023_04_03 | 2029 | CH4 Import - NY 2040 | Import | Methane | NY | Dispatch-Import | FuelCost | 0 | [6 empty] | 0.70259 | 0
LCP_Inputs_ON_Diverse_2023_04_03 | 2029 | CH4 Import - NY 2040 | Import | Methane | NY | Dispatch-Import | VOM | 0 | [6 empty] | 0.70259 | 0
LCP_Inputs_ON_Diverse_2023_04_03 | 2029 | CH4 Import - NY 2040 | Import | Methane | ON | Dispatch-Import | EmissionsCost | 0 | [6 empty] | 0.70259 | 0
LCP_Inputs_ON_Diverse_2023_04_03 | 2029 | CH4 Import - NY 2040 | Import | Methane | ON | Dispatch-Import | FuelCost | 0 | [6 empty] | 0.70259 | 0
LCP_Inputs_ON_Diverse_2023_04_03 | 2029 | CH4 Import - NY 2040 | Import | Methane | ON | Dispatch-Import | VOM | 0 | [6 empty] | 0.70259 | 0
LCP_Inputs_ON_Diverse_2023_04_03 | 2029 | CH4 Import - NY 2040 | Import | Methane | PJ | Dispatch-Import | EmissionsCost | 0 | [6 empty] | 0.70259 | 0
LCP_Inputs_ON_Diverse_2023_04_03 | 2029 | CH4 Import - NY 2040 | Import | Methane | PJ | Dispatch-Import | FuelCost | 0 | [6 empty] | 0.70259 | 0
LCP_Inputs_ON_Diverse_2023_04_03 | 2029 | CH4 Import - NY 2040 | Import | Methane | PJ | Dispatch-Import | VOM | 0 | [6 empty] | 0.70259 | 0
LCP_Inputs_ON_Diverse_2023_04_03 | 2029 | CH4 Import - NY 2040 | Import | Methane | QC | Dispatch-Import | EmissionsCost | 0 | [6 empty] | 0.70259 | 0
LCP_Inputs_ON_Diverse_2023_04_03 | 2029 | CH4 Import - NY 2040 | Import | Methane | QC | Dispatch-Import | FuelCost | 0 | [6 empty] | 0.70259 | 0
LCP_Inputs_ON_Diverse_2023_04_03 | 2029 | CH4 Import - NY 2040 | Import | Methane | QC | Dispatch-Import | VOM | 0 | [6 empty] | 0.70259 | 0
LCP_Inputs_ON_Diverse_2023_04_03 | 2029 | CH4 Import - NY 2040 | Import | Methane | WC | Dispatch-Import | EmissionsCost | 0 | [6 empty] | 0.70259 | 0
LCP_Inputs_ON_Diverse_2023_04_03 | 2029 | CH4 Import - NY 2040 | Import | Methane | WC | Dispatch-Import | FuelCost | 0 | [6 empty] | 0.70259 | 0
LCP_Inputs_ON_Diverse_2023_04_03 | 2029 | CH4 Import - NY 2040 | Import | Methane | WC | Dispatch-Import | VOM | 0 | [6 empty] | 0.70259 | 0
LCP_Inputs_ON_Diverse_2023_04_03 | 2029 | CH4 Import - NY 2050 | Import | Methane | MI | Dispatch-Import | EmissionsCost | 0 | [6 empty] | 0.70259 | 0
LCP_Inputs_ON_Diverse_2023_04_03 | 2029 | CH4 Import - NY 2050 | Import | Methane | MI | Dispatch-Import | FuelCost | 0 | [6 empty] | 0.70259 | 0
LCP_Inputs_ON_Diverse_2023_04_03 | 2029 | CH4 Import - NY 2050 | Import | Methane | MI | Dispatch-Import | VOM | 0 | [6 empty] | 0.70259 | 0
LCP_Inputs_ON_Diverse_2023_04_03 | 2029 | CH4 Import - NY 2050 | Import | Methane | NY | Dispatch-Import | EmissionsCost | 0 | [6 empty] | 0.70259 | 0
LCP_Inputs_ON_Diverse_2023_04_03 | 2029 | CH4 Import - NY 2050 | Import | Methane | NY | Dispatch-Import | FuelCost | 0 | [6 empty] | 0.70259 | 0
LCP_Inputs_ON_Diverse_2023_04_03 | 2029 | CH4 Import - NY 2050 | Import | Methane | NY | Dispatch-Import | VOM | 0 | [6 empty] | 0.70259 | 0
LCP_Inputs_ON_Diverse_2023_04_03 | 2029 | CH4 Import - NY 2050 | Import | Methane | ON | Dispatch-Import | EmissionsCost | 0 | [6 empty] | 0.70259 | 0
LCP_Inputs_ON_Diverse_2023_04_03 | 2029 | CH4 Import - NY 2050 | Import | Methane | ON | Dispatch-Import | FuelCost | 0 | [6 empty] | 0.70259 | 0
LCP_Inputs_ON_Diverse_2023_04_03 | 2029 | CH4 Import - NY 2050 | Import | Methane | ON | Dispatch-Import | VOM | 0 | [6 empty] | 0.70259 | 0
LCP_Inputs_ON_Diverse_2023_04_03 | 2029 | CH4 Import - NY 2050 | Import | Methane | PJ | Dispatch-Import | EmissionsCost | 0 | [6 empty] | 0.70259 | 0
LCP_Inputs_ON_Diverse_2023_04_03 | 2029 | CH4 Import - NY 2050 | Import | Methane | PJ | Dispatch-Import | FuelCost | 0 | [6 empty] | 0.70259 | 0
LCP_Inputs_ON_Diverse_2023_04_03 | 2029 | CH4 Import - NY 2050 | Import | Methane | PJ | Dispatch-Import | VOM | 0 | [6 empty] | 0.70259 | 0
LCP_Inputs_ON_Diverse_2023_04_03 | 2029 | CH4 Import - NY 2050 | Import | Methane | QC | Dispatch-Import | EmissionsCost | 0 | [6 empty] | 0.70259 | 0
LCP_Inputs_ON_Diverse_2023_04_03 | 2029 | CH4 Import - NY 2050 | Import | Methane | QC | Dispatch-Import | FuelCost | 0 | [6 empty] | 0.70259 | 0
LCP_Inputs_ON_Diverse_2023_04_03 | 2029 | CH4 Import - NY 2050 | Import | Methane | QC | Dispatch-Import | VOM | 0 | [6 empty] | 0.70259 | 0
LCP_Inputs_ON_Diverse_2023_04_03 | 2029 | CH4 Import - NY 2050 | Import | Methane | WC | Dispatch-Import | EmissionsCost | 0 | [6 empty] | 0.70259 | 0
LCP_Inputs_ON_Diverse_2023_04_03 | 2029 | CH4 Import - NY 2050 | Import | Methane | WC | Dispatch-Import | FuelCost | 0 | [6 empty] | 0.70259 | 0
LCP_Inputs_ON_Diverse_2023_04_03 | 2029 | CH4 Import - NY 2050 | Import | Methane | WC | Dispatch-Import | VOM | 0 | [6 empty] | 0.70259 | 0
LCP_Inputs_ON_Diverse_2023_04_03 | 2029 | CH4 Import - WC 2020 | Import | Methane | MI | Dispatch-Import | EmissionsCost | 0 | [6 empty] | 0.70259 | 0
LCP_Inputs_ON_Diverse_2023_04_03 | 2029 | CH4 Import - WC 2020 | Import | Methane | MI | Dispatch-Import | FuelCost | 0 | [6 empty] | 0.70259 | 0
LCP_Inputs_ON_Diverse_2023_04_03 | 2029 | CH4 Import - WC 2020 | Import | Methane | MI | Dispatch-Import | VOM | 0 | [6 empty] | 0.70259 | 0
LCP_Inputs_ON_Diverse_2023_04_03 | 2029 | CH4 Import - WC 2020 | Import | Methane | NY | Dispatch-Import | EmissionsCost | 0 | [6 empty] | 0.70259 | 0
LCP_Inputs_ON_Diverse_2023_04_03 | 2029 | CH4 Import - WC 2020 | Import | Methane | NY | Dispatch-Import | FuelCost | 0 | [6 empty] | 0.70259 | 0
LCP_Inputs_ON_Diverse_2023_04_03 | 2029 | CH4 Import - WC 2020 | Import | Methane | NY | Dispatch-Import | VOM | 0 | [6 empty] | 0.70259 | 0
LCP_Inputs_ON_Diverse_2023_04_03 | 2029 | CH4 Import - WC 2020 | Import | Methane | ON | Dispatch-Import | EmissionsCost | 0 | [6 empty] | 0.70259 | 0
LCP_Inputs_ON_Diverse_2023_04_03 | 2029 | CH4 Import - WC 2020 | Import | Methane | ON | Dispatch-Import | FuelCost | 0 | [6 empty] | 0.70259 | 0
LCP_Inputs_ON_Diverse_2023_04_03 | 2029 | CH4 Import - WC 2020 | Import | Methane | ON | Dispatch-Import | VOM | 0 | [6 empty] | 0.70259 | 0
LCP_Inputs_ON_Diverse_2023_04_03 | 2029 | CH4 Import - WC 2020 | Import | Methane | PJ | Dispatch-Import | EmissionsCost | 0 | [6 empty] | 0.70259 | 0
LCP_Inputs_ON_Diverse_2023_04_03 | 2029 | CH4 Import - WC 2020 | Import | Methane | PJ | Dispatch-Import | FuelCost | 0 | [6 empty] | 0.70259 | 0
LCP_Inputs_ON_Diverse_2023_04_03 | 2029 | CH4 Import - WC 2020 | Import | Methane | PJ | Dispatch-Import | VOM | 0 | [6 empty] | 0.70259 | 0
LCP_Inputs_ON_Diverse_2023_04_03 | 2029 | CH4 Import - WC 2020 | Import | Methane | QC | Dispatch-Import | EmissionsCost | 0 | [6 empty] | 0.70259 | 0
LCP_Inputs_ON_Diverse_2023_04_03 | 2029 | CH4 Import - WC 2020 | Import | Methane | QC | Dispatch-Import | FuelCost | 0 | [6 empty] | 0.70259 | 0
LCP_Inputs_ON_Diverse_2023_04_03 | 2029 | CH4 Import - WC 2020 | Import | Methane | QC | Dispatch-Import | VOM | 0 | [6 empty] | 0.70259 | 0
LCP_Inputs_ON_Diverse_2023_04_03 | 2029 | CH4 Import - WC 2020 | Import | Methane | WC | Dispatch-Import | EmissionsCost | 1306945425.5377 | [6 empty] | 0.70259 | 918242520.1082
LCP_Inputs_ON_Diverse_2023_04_03 | 2029 | CH4 Import - WC 2020 | Import | Methane | WC | Dispatch-Import | FuelCost | 1887630786.0789 | [6 empty] | 0.70259 | 1326224351.9693
LCP_Inputs_ON_Diverse_2023_04_03 | 2029 | CH4 Import - WC 2020 | Import | Methane | WC | Dispatch-Import | VOM | 0 | [6 empty] | 0.70259 | 0
LCP_Inputs_ON_Diverse_2023_04_03 | 2029 | CH4 Import - WC 2030 | Import | Methane | MI | Dispatch-Import | EmissionsCost | 0 | [6 empty] | 0.70259 | 0
LCP_Inputs_ON_Diverse_2023_04_03 | 2029 | CH4 Import - WC 2030 | Import | Methane | MI | Dispatch-Import | FuelCost | 0 | [6 empty] | 0.70259 | 0
LCP_Inputs_ON_Diverse_2023_04_03 | 2029 | CH4 Import - WC 2030 | Import | Methane | MI | Dispatch-Import | VOM | 0 | [6 empty] | 0.70259 | 0
LCP_Inputs_ON_Diverse_2023_04_03 | 2029 | CH4 Import - WC 2030 | Import | Methane | NY | Dispatch-Import | EmissionsCost | 0 | [6 empty] | 0.70259 | 0
LCP_Inputs_ON_Diverse_2023_04_03 | 2029 | CH4 Import - WC 2030 | Import | Methane | NY | Dispatch-Import | FuelCost | 0 | [6 empty] | 0.70259 | 0
LCP_Inputs_ON_Diverse_2023_04_03 | 2029 | CH4 Import - WC 2030 | Import | Methane | NY | Dispatch-Import | VOM | 0 | [6 empty] | 0.70259 | 0
LCP_Inputs_ON_Diverse_2023_04_03 | 2029 | CH4 Import - WC 2030 | Import | Methane | ON | Dispatch-Import | EmissionsCost | 0 | [6 empty] | 0.70259 | 0
LCP_Inputs_ON_Diverse_2023_04_03 | 2029 | CH4 Import - WC 2030 | Import | Methane | ON | Dispatch-Import | FuelCost | 0 | [6 empty] | 0.70259 | 0
LCP_Inputs_ON_Diverse_2023_04_03 | 2029 | CH4 Import - WC 2030 | Import | Methane | ON | Dispatch-Import | VOM | 0 | [6 empty] | 0.70259 | 0
LCP_Inputs_ON_Diverse_2023_04_03 | 2029 | CH4 Import - WC 2030 | Import | Methane | PJ | Dispatch-Import | EmissionsCost | 0 | [6 empty] | 0.70259 | 0
LCP_Inputs_ON_Diverse_2023_04_03 | 2029 | CH4 Import - WC 2030 | Import | Methane | PJ | Dispatch-Import | FuelCost | 0 | [6 empty] | 0.70259 | 0
LCP_Inputs_ON_Diverse_2023_04_03 | 2029 | CH4 Import - WC 2030 | Import | Methane | PJ | Dispatch-Import | VOM | 0 | [6 empty] | 0.70259 | 0
LCP_Inputs_ON_Diverse_2023_04_03 | 2029 | CH4 Import - WC 2030 | Import | Methane | QC | Dispatch-Import | EmissionsCost | 0 | [6 empty] | 0.70259 | 0
LCP_Inputs_ON_Diverse_2023_04_03 | 2029 | CH4 Import - WC 2030 | Import | Methane | QC | Dispatch-Import | FuelCost | 0 | [6 empty] | 0.70259 | 0
LCP_Inputs_ON_Diverse_2023_04_03 | 2029 | CH4 Import - WC 2030 | Import | Methane | QC | Dispatch-Import | VOM | 0 | [6 empty] | 0.70259 | 0
LCP_Inputs_ON_Diverse_2023_04_03 | 2029 | CH4 Import - WC 2030 | Import | Methane | WC | Dispatch-Import | EmissionsCost | 0 | [6 empty] | 0.70259 | 0
LCP_Inputs_ON_Diverse_2023_04_03 | 2029 | CH4 Import - WC 2030 | Import | Methane | WC | Dispatch-Import | FuelCost | 0 | [6 empty] | 0.70259 | 0
LCP_Inputs_ON_Diverse_2023_04_03 | 2029 | CH4 Import - WC 2030 | Import | Methane | WC | Dispatch-Import | VOM | 0 | [6 empty] | 0.70259 | 0
LCP_Inputs_ON_Diverse_2023_04_03 | 2029 | CH4 Import - WC 2040 | Import | Methane | MI | Dispatch-Import | EmissionsCost | 0 | [6 empty] | 0.70259 | 0
LCP_Inputs_ON_Diverse_2023_04_03 | 2029 | CH4 Import - WC 2040 | Import | Methane | MI | Dispatch-Import | FuelCost | 0 | [6 empty] | 0.70259 | 0
LCP_Inputs_ON_Diverse_2023_04_03 | 2029 | CH4 Import - WC 2040 | Import | Methane | MI | Dispatch-Import | VOM | 0 | [6 empty] | 0.70259 | 0
LCP_Inputs_ON_Diverse_2023_04_03 | 2029 | CH4 Import - WC 2040 | Import | Methane | NY | Dispatch-Import | EmissionsCost | 0 | [6 empty] | 0.70259 | 0
LCP_Inputs_ON_Diverse_2023_04_03 | 2029 | CH4 Import - WC 2040 | Import | Methane | NY | Dispatch-Import | FuelCost | 0 | [6 empty] | 0.70259 | 0
LCP_Inputs_ON_Diverse_2023_04_03 | 2029 | CH4 Import - WC 2040 | Import | Methane | NY | Dispatch-Import | VOM | 0 | [6 empty] | 0.70259 | 0
LCP_Inputs_ON_Diverse_2023_04_03 | 2029 | CH4 Import - WC 2040 | Import | Methane | ON | Dispatch-Import | EmissionsCost | 0 | [6 empty] | 0.70259 | 0
LCP_Inputs_ON_Diverse_2023_04_03 | 2029 | CH4 Import - WC 2040 | Import | Methane | ON | Dispatch-Import | FuelCost | 0 | [6 empty] | 0.70259 | 0
LCP_Inputs_ON_Diverse_2023_04_03 | 2029 | CH4 Import - WC 2040 | Import | Methane | ON | Dispatch-Import | VOM | 0 | [6 empty] | 0.70259 | 0
LCP_Inputs_ON_Diverse_2023_04_03 | 2029 | CH4 Import - WC 2040 | Import | Methane | PJ | Dispatch-Import | EmissionsCost | 0 | [6 empty] | 0.70259 | 0
LCP_Inputs_ON_Diverse_2023_04_03 | 2029 | CH4 Import - WC 2040 | Import | Methane | PJ | Dispatch-Import | FuelCost | 0 | [6 empty] | 0.70259 | 0
LCP_Inputs_ON_Diverse_2023_04_03 | 2029 | CH4 Import - WC 2040 | Import | Methane | PJ | Dispatch-Import | VOM | 0 | [6 empty] | 0.70259 | 0
LCP_Inputs_ON_Diverse_2023_04_03 | 2029 | CH4 Import - WC 2040 | Import | Methane | QC | Dispatch-Import | EmissionsCost | 0 | [6 empty] | 0.70259 | 0
LCP_Inputs_ON_Diverse_2023_04_03 | 2029 | CH4 Import - WC 2040 | Import | Methane | QC | Dispatch-Import | FuelCost | 0 | [6 empty] | 0.70259 | 0
LCP_Inputs_ON_Diverse_2023_04_03 | 2029 | CH4 Import - WC 2040 | Import | Methane | QC | Dispatch-Import | VOM | 0 | [6 empty] | 0.70259 | 0
LCP_Inputs_ON_Diverse_2023_04_03 | 2029 | CH4 Import - WC 2040 | Import | Methane | WC | Dispatch-Import | EmissionsCost | 0 | [6 empty] | 0.70259 | 0
LCP_Inputs_ON_Diverse_2023_04_03 | 2029 | CH4 Import - WC 2040 | Import | Methane | WC | Dispatch-Import | FuelCost | 0 | [6 empty] | 0.70259 | 0
LCP_Inputs_ON_Diverse_2023_04_03 | 2029 | CH4 Import - WC 2040 | Import | Methane | WC | Dispatch-Import | VOM | 0 | [6 empty] | 0.70259 | 0
LCP_Inputs_ON_Diverse_2023_04_03 | 2029 | CH4 Import - WC 2050 | Import | Methane | MI | Dispatch-Import | EmissionsCost | 0 | [6 empty] | 0.70259 | 0
LCP_Inputs_ON_Diverse_2023_04_03 | 2029 | CH4 Import - WC 2050 | Import | Methane | MI | Dispatch-Import | FuelCost | 0 | [6 empty] | 0.70259 | 0
LCP_Inputs_ON_Diverse_2023_04_03 | 2029 | CH4 Import - WC 2050 | Import | Methane | MI | Dispatch-Import | VOM | 0 | [6 empty] | 0.70259 | 0
LCP_Inputs_ON_Diverse_2023_04_03 | 2029 | CH4 Import - WC 2050 | Import | Methane | NY | Dispatch-Import | EmissionsCost | 0 | [6 empty] | 0.70259 | 0
LCP_Inputs_ON_Diverse_2023_04_03 | 2029 | CH4 Import - WC 2050 | Import | Methane | NY | Dispatch-Import | FuelCost | 0 | [6 empty] | 0.70259 | 0
LCP_Inputs_ON_Diverse_2023_04_03 | 2029 | CH4 Import - WC 2050 | Import | Methane | NY | Dispatch-Import | VOM | 0 | [6 empty] | 0.70259 | 0
LCP_Inputs_ON_Diverse_2023_04_03 | 2029 | CH4 Import - WC 2050 | Import | Methane | ON | Dispatch-Import | EmissionsCost | 0 | [6 empty] | 0.70259 | 0
LCP_Inputs_ON_Diverse_2023_04_03 | 2029 | CH4 Import - WC 2050 | Import | Methane | ON | Dispatch-Import | FuelCost | 0 | [6 empty] | 0.70259 | 0
LCP_Inputs_ON_Diverse_2023_04_03 | 2029 | CH4 Import - WC 2050 | Import | Methane | ON | Dispatch-Import | VOM | 0 | [6 empty] | 0.70259 | 0
LCP_Inputs_ON_Diverse_2023_04_03 | 2029 | CH4 Import - WC 2050 | Import | Methane | PJ | Dispatch-Import | EmissionsCost | 0 | [6 empty] | 0.70259 | 0
LCP_Inputs_ON_Diverse_2023_04_03 | 2029 | CH4 Import - WC 2050 | Import | Methane | PJ | Dispatch-Import | FuelCost | 0 | [6 empty] | 0.70259 | 0
LCP_Inputs_ON_Diverse_2023_04_03 | 2029 | CH4 Import - WC 2050 | Import | Methane | PJ | Dispatch-Import | VOM | 0 | [6 empty] | 0.70259 | 0
LCP_Inputs_ON_Diverse_2023_04_03 | 2029 | CH4 Import - WC 2050 | Import | Methane | QC | Dispatch-Import | EmissionsCost | 0 | [6 empty] | 0.70259 | 0
LCP_Inputs_ON_Diverse_2023_04_03 | 2029 | CH4 Import - WC 2050 | Import | Methane | QC | Dispatch-Import | FuelCost | 0 | [6 empty] | 0.70259 | 0
LCP_Inputs_ON_Diverse_2023_04_03 | 2029 | CH4 Import - WC 2050 | Import | Methane | QC | Dispatch-Import | VOM | 0 | [6 empty] | 0.70259 | 0
LCP_Inputs_ON_Diverse_2023_04_03 | 2029 | CH4 Import - WC 2050 | Import | Methane | WC | Dispatch-Import | EmissionsCost | 0 | [6 empty] | 0.70259 | 0
LCP_Inputs_ON_Diverse_2023_04_03 | 2029 | CH4 Import - WC 2050 | Import | Methane | WC | Dispatch-Import | FuelCost | 0 | [6 empty] | 0.70259 | 0
LCP_Inputs_ON_Diverse_2023_04_03 | 2029 | CH4 Import - WC 2050 | Import | Methane | WC | Dispatch-Import | VOM | 0 | [6 empty] | 0.70259 | 0
LCP_Inputs_ON_Diverse_2023_04_03 | 2029 | CH4 Salt Cavern Storage - ON | Storage | Methane | MI | Dispatch-Storage | EmissionsCost | 0 | [6 empty] | 0.70259 | 0
LCP_Inputs_ON_Diverse_2023_04_03 | 2029 | CH4 Salt Cavern Storage - ON | Storage | Methane | MI | Dispatch-Storage | FuelCost | 0 | [6 empty] | 0.70259 | 0
LCP_Inputs_ON_Diverse_2023_04_03 | 2029 | CH4 Salt Cavern Storage - ON | Storage | Methane | MI | Dispatch-Storage | VOM | 0 | [6 empty] | 0.70259 | 0
LCP_Inputs_ON_Diverse_2023_04_03 | 2029 | CH4 Salt Cavern Storage - ON | Storage | Methane | NY | Dispatch-Storage | EmissionsCost | 0 | [6 empty] | 0.70259 | 0
LCP_Inputs_ON_Diverse_2023_04_03 | 2029 | CH4 Salt Cavern Storage - ON | Storage | Methane | NY | Dispatch-Storage | FuelCost | 0 | [6 empty] | 0.70259 | 0
LCP_Inputs_ON_Diverse_2023_04_03 | 2029 | CH4 Salt Cavern Storage - ON | Storage | Methane | NY | Dispatch-Storage | VOM | 0 | [6 empty] | 0.70259 | 0
LCP_Inputs_ON_Diverse_2023_04_03 | 2029 | CH4 Salt Cavern Storage - ON | Storage | Methane | ON | Dispatch-Storage | EmissionsCost | 0 | [6 empty] | 0.70259 | 0
LCP_Inputs_ON_Diverse_2023_04_03 | 2029 | CH4 Salt Cavern Storage - ON | Storage | Methane | ON | Dispatch-Storage | FuelCost | 0 | [6 empty] | 0.70259 | 0
LCP_Inputs_ON_Diverse_2023_04_03 | 2029 | CH4 Salt Cavern Storage - ON | Storage | Methane | ON | Dispatch-Storage | VOM | 691417.795 | [6 empty] | 0.70259 | 485780.9715
LCP_Inputs_ON_Diverse_2023_04_03 | 2029 | CH4 Salt Cavern Storage - ON | Storage | Methane | PJ | Dispatch-Storage | EmissionsCost | 0 | [6 empty] | 0.70259 | 0
LCP_Inputs_ON_Diverse_2023_04_03 | 2029 | CH4 Salt Cavern Storage - ON | Storage | Methane | PJ | Dispatch-Storage | FuelCost | 0 | [6 empty] | 0.70259 | 0
LCP_Inputs_ON_Diverse_2023_04_03 | 2029 | CH4 Salt Cavern Storage - ON | Storage | Methane | PJ | Dispatch-Storage | VOM | 0 | [6 empty] | 0.70259 | 0
LCP_Inputs_ON_Diverse_2023_04_03 | 2029 | CH4 Salt Cavern Storage - ON | Storage | Methane | QC | Dispatch-Storage | EmissionsCost | 0 | [6 empty] | 0.70259 | 0
LCP_Inputs_ON_Diverse_2023_04_03 | 2029 | CH4 Salt Cavern Storage - ON | Storage | Methane | QC | Dispatch-Storage | FuelCost | 0 | [6 empty] | 0.70259 | 0
LCP_Inputs_ON_Diverse_2023_04_03 | 2029 | CH4 Salt Cavern Storage - ON | Storage | Methane | QC | Dispatch-Storage | VOM | 0 | [6 empty] | 0.70259 | 0
LCP_Inputs_ON_Diverse_2023_04_03 | 2029 | CH4 Salt Cavern Storage - ON | Storage | Methane | WC | Dispatch-Storage | EmissionsCost | 0 | [6 empty] | 0.70259 | 0
LCP_Inputs_ON_Diverse_2023_04_03 | 2029 | CH4 Salt Cavern Storage - ON | Storage | Methane | WC | Dispatch-Storage | FuelCost | 0 | [6 empty] | 0.70259 | 0
LCP_Inputs_ON_Diverse_2023_04_03 | 2029 | CH4 Salt Cavern Storage - ON | Storage | Methane | WC | Dispatch-Storage | VOM | 0 | [6 empty] | 0.70259 | 0
LCP_Inputs_ON_Diverse_2023_04_03 | 2029 | Electrolyser 2020/2030 | Crossload | Hydrogen | MI | Dispatch-Crossload | EmissionsCost | 0 | [6 empty] | 0.70259 | 0
LCP_Inputs_ON_Diverse_2023_04_03 | 2029 | Electrolyser 2020/2030 | Crossload | Hydrogen | MI | Dispatch-Crossload | FuelCost | 0 | [6 empty] | 0.70259 | 0
LCP_Inputs_ON_Diverse_2023_04_03 | 2029 | Electrolyser 2020/2030 | Crossload | Hydrogen | MI | Dispatch-Crossload | VOM | 0 | [6 empty] | 0.70259 | 0
LCP_Inputs_ON_Diverse_2023_04_03 | 2029 | Electrolyser 2020/2030 | Crossload | Hydrogen | NY | Dispatch-Crossload | EmissionsCost | 0 | [6 empty] | 0.70259 | 0
LCP_Inputs_ON_Diverse_2023_04_03 | 2029 | Electrolyser 2020/2030 | Crossload | Hydrogen | NY | Dispatch-Crossload | FuelCost | 0 | [6 empty] | 0.70259 | 0
LCP_Inputs_ON_Diverse_2023_04_03 | 2029 | Electrolyser 2020/2030 | Crossload | Hydrogen | NY | Dispatch-Crossload | VOM | 0 | [6 empty] | 0.70259 | 0
LCP_Inputs_ON_Diverse_2023_04_03 | 2029 | Electrolyser 2020/2030 | Crossload | Hydrogen | ON | Dispatch-Crossload | EmissionsCost | 0 | [6 empty] | 0.70259 | 0
LCP_Inputs_ON_Diverse_2023_04_03 | 2029 | Electrolyser 2020/2030 | Crossload | Hydrogen | ON | Dispatch-Crossload | FuelCost | 0 | [6 empty] | 0.70259 | 0
LCP_Inputs_ON_Diverse_2023_04_03 | 2029 | Electrolyser 2020/2030 | Crossload | Hydrogen | ON | Dispatch-Crossload | VOM | 0 | [6 empty] | 0.70259 | 0
LCP_Inputs_ON_Diverse_2023_04_03 | 2029 | Electrolyser 2020/2030 | Crossload | Hydrogen | PJ | Dispatch-Crossload | EmissionsCost | 0 | [6 empty] | 0.70259 | 0
LCP_Inputs_ON_Diverse_2023_04_03 | 2029 | Electrolyser 2020/2030 | Crossload | Hydrogen | PJ | Dispatch-Crossload | FuelCost | 0 | [6 empty] | 0.70259 | 0
LCP_Inputs_ON_Diverse_2023_04_03 | 2029 | Electrolyser 2020/2030 | Crossload | Hydrogen | PJ | Dispatch-Crossload | VOM | 0 | [6 empty] | 0.70259 | 0
LCP_Inputs_ON_Diverse_2023_04_03 | 2029 | Electrolyser 2020/2030 | Crossload | Hydrogen | QC | Dispatch-Crossload | EmissionsCost | 0 | [6 empty] | 0.70259 | 0
LCP_Inputs_ON_Diverse_2023_04_03 | 2029 | Electrolyser 2020/2030 | Crossload | Hydrogen | QC | Dispatch-Crossload | FuelCost | 0 | [6 empty] | 0.70259 | 0
LCP_Inputs_ON_Diverse_2023_04_03 | 2029 | Electrolyser 2020/2030 | Crossload | Hydrogen | QC | Dispatch-Crossload | VOM | 0 | [6 empty] | 0.70259 | 0
LCP_Inputs_ON_Diverse_2023_04_03 | 2029 | Electrolyser 2020/2030 | Crossload | Hydrogen | WC | Dispatch-Crossload | EmissionsCost | 0 | [6 empty] | 0.70259 | 0
LCP_Inputs_ON_Diverse_2023_04_03 | 2029 | Electrolyser 2020/2030 | Crossload | Hydrogen | WC | Dispatch-Crossload | FuelCost | 0 | [6 empty] | 0.70259 | 0
LCP_Inputs_ON_Diverse_2023_04_03 | 2029 | Electrolyser 2020/2030 | Crossload | Hydrogen | WC | Dispatch-Crossload | VOM | 0 | [6 empty] | 0.70259 | 0
LCP_Inputs_ON_Diverse_2023_04_03 | 2029 | Electrolyser 2040 | Crossload | Hydrogen | MI | Dispatch-Crossload | EmissionsCost | 0 | [6 empty] | 0.70259 | 0
LCP_Inputs_ON_Diverse_2023_04_03 | 2029 | Electrolyser 2040 | Crossload | Hydrogen | MI | Dispatch-Crossload | FuelCost | 0 | [6 empty] | 0.70259 | 0
LCP_Inputs_ON_Diverse_2023_04_03 | 2029 | Electrolyser 2040 | Crossload | Hydrogen | MI | Dispatch-Crossload | VOM | 0 | [6 empty] | 0.70259 | 0
LCP_Inputs_ON_Diverse_2023_04_03 | 2029 | Electrolyser 2040 | Crossload | Hydrogen | NY | Dispatch-Crossload | EmissionsCost | 0 | [6 empty] | 0.70259 | 0
LCP_Inputs_ON_Diverse_2023_04_03 | 2029 | Electrolyser 2040 | Crossload | Hydrogen | NY | Dispatch-Crossload | FuelCost | 0 | [6 empty] | 0.70259 | 0
LCP_Inputs_ON_Diverse_2023_04_03 | 2029 | Electrolyser 2040 | Crossload | Hydrogen | NY | Dispatch-Crossload | VOM | 0 | [6 empty] | 0.70259 | 0
LCP_Inputs_ON_Diverse_2023_04_03 | 2029 | Electrolyser 2040 | Crossload | Hydrogen | ON | Dispatch-Crossload | EmissionsCost | 0 | [6 empty] | 0.70259 | 0
LCP_Inputs_ON_Diverse_2023_04_03 | 2029 | Electrolyser 2040 | Crossload | Hydrogen | ON | Dispatch-Crossload | FuelCost | 0 | [6 empty] | 0.70259 | 0
LCP_Inputs_ON_Diverse_2023_04_03 | 2029 | Electrolyser 2040 | Crossload | Hydrogen | ON | Dispatch-Crossload | VOM | 0 | [6 empty] | 0.70259 | 0
LCP_Inputs_ON_Diverse_2023_04_03 | 2029 | Electrolyser 2040 | Crossload | Hydrogen | PJ | Dispatch-Crossload | EmissionsCost | 0 | [6 empty] | 0.70259 | 0
LCP_Inputs_ON_Diverse_2023_04_03 | 2029 | Electrolyser 2040 | Crossload | Hydrogen | PJ | Dispatch-Crossload | FuelCost | 0 | [6 empty] | 0.70259 | 0
LCP_Inputs_ON_Diverse_2023_04_03 | 2029 | Electrolyser 2040 | Crossload | Hydrogen | PJ | Dispatch-Crossload | VOM | 0 | [6 empty] | 0.70259 | 0
LCP_Inputs_ON_Diverse_2023_04_03 | 2029 | Electrolyser 2040 | Crossload | Hydrogen | QC | Dispatch-Crossload | EmissionsCost | 0 | [6 empty] | 0.70259 | 0
LCP_Inputs_ON_Diverse_2023_04_03 | 2029 | Electrolyser 2040 | Crossload | Hydrogen | QC | Dispatch-Crossload | FuelCost | 0 | [6 empty] | 0.70259 | 0
LCP_Inputs_ON_Diverse_2023_04_03 | 2029 | Electrolyser 2040 | Crossload | Hydrogen | QC | Dispatch-Crossload | VOM | 0 | [6 empty] | 0.70259 | 0
LCP_Inputs_ON_Diverse_2023_04_03 | 2029 | Electrolyser 2040 | Crossload | Hydrogen | WC | Dispatch-Crossload | EmissionsCost | 0 | [6 empty] | 0.70259 | 0
LCP_Inputs_ON_Diverse_2023_04_03 | 2029 | Electrolyser 2040 | Crossload | Hydrogen | WC | Dispatch-Crossload | FuelCost | 0 | [6 empty] | 0.70259 | 0
LCP_Inputs_ON_Diverse_2023_04_03 | 2029 | Electrolyser 2040 | Crossload | Hydrogen | WC | Dispatch-Crossload | VOM | 0 | [6 empty] | 0.70259 | 0
LCP_Inputs_ON_Diverse_2023_04_03 | 2029 | Electrolyser 2050 | Crossload | Hydrogen | MI | Dispatch-Crossload | EmissionsCost | 0 | [6 empty] | 0.70259 | 0
LCP_Inputs_ON_Diverse_2023_04_03 | 2029 | Electrolyser 2050 | Crossload | Hydrogen | MI | Dispatch-Crossload | FuelCost | 0 | [6 empty] | 0.70259 | 0
LCP_Inputs_ON_Diverse_2023_04_03 | 2029 | Electrolyser 2050 | Crossload | Hydrogen | MI | Dispatch-Crossload | VOM | 0 | [6 empty] | 0.70259 | 0
LCP_Inputs_ON_Diverse_2023_04_03 | 2029 | Electrolyser 2050 | Crossload | Hydrogen | NY | Dispatch-Crossload | EmissionsCost | 0 | [6 empty] | 0.70259 | 0
LCP_Inputs_ON_Diverse_2023_04_03 | 2029 | Electrolyser 2050 | Crossload | Hydrogen | NY | Dispatch-Crossload | FuelCost | 0 | [6 empty] | 0.70259 | 0
LCP_Inputs_ON_Diverse_2023_04_03 | 2029 | Electrolyser 2050 | Crossload | Hydrogen | NY | Dispatch-Crossload | VOM | 0 | [6 empty] | 0.70259 | 0
LCP_Inputs_ON_Diverse_2023_04_03 | 2029 | Electrolyser 2050 | Crossload | Hydrogen | ON | Dispatch-Crossload | EmissionsCost | 0 | [6 empty] | 0.70259 | 0
LCP_Inputs_ON_Diverse_2023_04_03 | 2029 | Electrolyser 2050 | Crossload | Hydrogen | ON | Dispatch-Crossload | FuelCost | 0 | [6 empty] | 0.70259 | 0
LCP_Inputs_ON_Diverse_2023_04_03 | 2029 | Electrolyser 2050 | Crossload | Hydrogen | ON | Dispatch-Crossload | VOM | 0 | [6 empty] | 0.70259 | 0
LCP_Inputs_ON_Diverse_2023_04_03 | 2029 | Electrolyser 2050 | Crossload | Hydrogen | PJ | Dispatch-Crossload | EmissionsCost | 0 | [6 empty] | 0.70259 | 0
LCP_Inputs_ON_Diverse_2023_04_03 | 2029 | Electrolyser 2050 | Crossload | Hydrogen | PJ | Dispatch-Crossload | FuelCost | 0 | [6 empty] | 0.70259 | 0
LCP_Inputs_ON_Diverse_2023_04_03 | 2029 | Electrolyser 2050 | Crossload | Hydrogen | PJ | Dispatch-Crossload | VOM | 0 | [6 empty] | 0.70259 | 0
LCP_Inputs_ON_Diverse_2023_04_03 | 2029 | Electrolyser 2050 | Crossload | Hydrogen | QC | Dispatch-Crossload | EmissionsCost | 0 | [6 empty] | 0.70259 | 0
LCP_Inputs_ON_Diverse_2023_04_03 | 2029 | Electrolyser 2050 | Crossload | Hydrogen | QC | Dispatch-Crossload | FuelCost | 0 | [6 empty] | 0.70259 | 0
LCP_Inputs_ON_Diverse_2023_04_03 | 2029 | Electrolyser 2050 | Crossload | Hydrogen | QC | Dispatch-Crossload | VOM | 0 | [6 empty] | 0.70259 | 0
LCP_Inputs_ON_Diverse_2023_04_03 | 2029 | Electrolyser 2050 | Crossload | Hydrogen | WC | Dispatch-Crossload | EmissionsCost | 0 | [6 empty] | 0.70259 | 0
LCP_Inputs_ON_Diverse_2023_04_03 | 2029 | Electrolyser 2050 | Crossload | Hydrogen | WC | Dispatch-Crossload | FuelCost | 0 | [6 empty] | 0.70259 | 0
LCP_Inputs_ON_Diverse_2023_04_03 | 2029 | Electrolyser 2050 | Crossload | Hydrogen | WC | Dispatch-Crossload | VOM | 0 | [6 empty] | 0.70259 | 0
LCP_Inputs_ON_Diverse_2023_04_03 | 2029 | Fossil Fuel Thermal (Coal, Peat, Oil) | Generation | Electricity | MI | Dispatch-Generation | EmissionsCost | 0 | [6 empty] | 0.70259 | 0
LCP_Inputs_ON_Diverse_2023_04_03 | 2029 | Fossil Fuel Thermal (Coal, Peat, Oil) | Generation | Electricity | MI | Dispatch-Generation | FuelCost | 0 | [6 empty] | 0.70259 | 0
LCP_Inputs_ON_Diverse_2023_04_03 | 2029 | Fossil Fuel Thermal (Coal, Peat, Oil) | Generation | Electricity | MI | Dispatch-Generation | VOM | 0 | [6 empty] | 0.70259 | 0
LCP_Inputs_ON_Diverse_2023_04_03 | 2029 | Fossil Fuel Thermal (Coal, Peat, Oil) | Generation | Electricity | NY | Dispatch-Generation | EmissionsCost | 0 | [6 empty] | 0.70259 | 0
LCP_Inputs_ON_Diverse_2023_04_03 | 2029 | Fossil Fuel Thermal (Coal, Peat, Oil) | Generation | Electricity | NY | Dispatch-Generation | FuelCost | 0 | [6 empty] | 0.70259 | 0
LCP_Inputs_ON_Diverse_2023_04_03 | 2029 | Fossil Fuel Thermal (Coal, Peat, Oil) | Generation | Electricity | NY | Dispatch-Generation | VOM | 0 | [6 empty] | 0.70259 | 0
LCP_Inputs_ON_Diverse_2023_04_03 | 2029 | Fossil Fuel Thermal (Coal, Peat, Oil) | Generation | Electricity | ON | Dispatch-Generation | EmissionsCost | 0 | [6 empty] | 0.70259 | 0
LCP_Inputs_ON_Diverse_2023_04_03 | 2029 | Fossil Fuel Thermal (Coal, Peat, Oil) | Generation | Electricity | ON | Dispatch-Generation | FuelCost | 0 | [6 empty] | 0.70259 | 0
LCP_Inputs_ON_Diverse_2023_04_03 | 2029 | Fossil Fuel Thermal (Coal, Peat, Oil) | Generation | Electricity | ON | Dispatch-Generation | VOM | 0 | [6 empty] | 0.70259 | 0
LCP_Inputs_ON_Diverse_2023_04_03 | 2029 | Fossil Fuel Thermal (Coal, Peat, Oil) | Generation | Electricity | PJ | Dispatch-Generation | EmissionsCost | 0 | [6 empty] | 0.70259 | 0
LCP_Inputs_ON_Diverse_2023_04_03 | 2029 | Fossil Fuel Thermal (Coal, Peat, Oil) | Generation | Electricity | PJ | Dispatch-Generation | FuelCost | 0 | [6 empty] | 0.70259 | 0
LCP_Inputs_ON_Diverse_2023_04_03 | 2029 | Fossil Fuel Thermal (Coal, Peat, Oil) | Generation | Electricity | PJ | Dispatch-Generation | VOM | 0 | [6 empty] | 0.70259 | 0
LCP_Inputs_ON_Diverse_2023_04_03 | 2029 | Fossil Fuel Thermal (Coal, Peat, Oil) | Generation | Electricity | QC | Dispatch-Generation | EmissionsCost | 0 | [6 empty] | 0.70259 | 0
LCP_Inputs_ON_Diverse_2023_04_03 | 2029 | Fossil Fuel Thermal (Coal, Peat, Oil) | Generation | Electricity | QC | Dispatch-Generation | FuelCost | 0 | [6 empty] | 0.70259 | 0
LCP_Inputs_ON_Diverse_2023_04_03 | 2029 | Fossil Fuel Thermal (Coal, Peat, Oil) | Generation | Electricity | QC | Dispatch-Generation | VOM | 0 | [6 empty] | 0.70259 | 0
LCP_Inputs_ON_Diverse_2023_04_03 | 2029 | Fossil Fuel Thermal (Coal, Peat, Oil) | Generation | Electricity | WC | Dispatch-Generation | EmissionsCost | 0 | [6 empty] | 0.70259 | 0
LCP_Inputs_ON_Diverse_2023_04_03 | 2029 | Fossil Fuel Thermal (Coal, Peat, Oil) | Generation | Electricity | WC | Dispatch-Generation | FuelCost | 0 | [6 empty] | 0.70259 | 0
LCP_Inputs_ON_Diverse_2023_04_03 | 2029 | Fossil Fuel Thermal (Coal, Peat, Oil) | Generation | Electricity | WC | Dispatch-Generation | VOM | 0 | [6 empty] | 0.70259 | 0
LCP_Inputs_ON_Diverse_2023_04_03 | 2029 | Generic - Generator | Generation | Electricity | MI | Dispatch-Generation | EmissionsCost | 0 | [6 empty] | 0.70259 | 0
LCP_Inputs_ON_Diverse_2023_04_03 | 2029 | Generic - Generator | Generation | Electricity | MI | Dispatch-Generation | FuelCost | 3914188137.327 | [6 empty] | 0.70259 | 2750056665.8459
LCP_Inputs_ON_Diverse_2023_04_03 | 2029 | Generic - Generator | Generation | Electricity | MI | Dispatch-Generation | VOM | 404955202.3516 | [6 empty] | 0.70259 | 284516153.6759
LCP_Inputs_ON_Diverse_2023_04_03 | 2029 | Generic - Generator | Generation | Electricity | NY | Dispatch-Generation | EmissionsCost | 0 | [6 empty] | 0.70259 | 0
LCP_Inputs_ON_Diverse_2023_04_03 | 2029 | Generic - Generator | Generation | Electricity | NY | Dispatch-Generation | FuelCost | 1633248891.2382 | [6 empty] | 0.70259 | 1147499006.8828
LCP_Inputs_ON_Diverse_2023_04_03 | 2029 | Generic - Generator | Generation | Electricity | NY | Dispatch-Generation | VOM | 168973133.6454 | [6 empty] | 0.70259 | 118718282.3685
LCP_Inputs_ON_Diverse_2023_04_03 | 2029 | Generic - Generator | Generation | Electricity | ON | Dispatch-Generation | EmissionsCost | 0 | [6 empty] | 0.70259 | 0
LCP_Inputs_ON_Diverse_2023_04_03 | 2029 | Generic - Generator | Generation | Electricity | ON | Dispatch-Generation | FuelCost | 0 | [6 empty] | 0.70259 | 0
LCP_Inputs_ON_Diverse_2023_04_03 | 2029 | Generic - Generator | Generation | Electricity | ON | Dispatch-Generation | VOM | 0 | [6 empty] | 0.70259 | 0
LCP_Inputs_ON_Diverse_2023_04_03 | 2029 | Generic - Generator | Generation | Electricity | PJ | Dispatch-Generation | EmissionsCost | 0 | [6 empty] | 0.70259 | 0
LCP_Inputs_ON_Diverse_2023_04_03 | 2029 | Generic - Generator | Generation | Electricity | PJ | Dispatch-Generation | FuelCost | 14422259590.9655 | [6 empty] | 0.70259 | 10132888285.6869
LCP_Inputs_ON_Diverse_2023_04_03 | 2029 | Generic - Generator | Generation | Electricity | PJ | Dispatch-Generation | VOM | 1492102281.7812 | [6 empty] | 0.70259 | 1048331271.3064
LCP_Inputs_ON_Diverse_2023_04_03 | 2029 | Generic - Generator | Generation | Electricity | QC | Dispatch-Generation | EmissionsCost | 0 | [6 empty] | 0.70259 | 0
LCP_Inputs_ON_Diverse_2023_04_03 | 2029 | Generic - Generator | Generation | Electricity | QC | Dispatch-Generation | FuelCost | 0 | [6 empty] | 0.70259 | 0
LCP_Inputs_ON_Diverse_2023_04_03 | 2029 | Generic - Generator | Generation | Electricity | QC | Dispatch-Generation | VOM | 0 | [6 empty] | 0.70259 | 0
LCP_Inputs_ON_Diverse_2023_04_03 | 2029 | Generic - Generator | Generation | Electricity | WC | Dispatch-Generation | EmissionsCost | 0 | [6 empty] | 0.70259 | 0
LCP_Inputs_ON_Diverse_2023_04_03 | 2029 | Generic - Generator | Generation | Electricity | WC | Dispatch-Generation | FuelCost | 1069473.0011 | [6 empty] | 0.70259 | 751397.5446
LCP_Inputs_ON_Diverse_2023_04_03 | 2029 | Generic - Generator | Generation | Electricity | WC | Dispatch-Generation | VOM | 110645.8454 | [6 empty] | 0.70259 | 77738.3033
LCP_Inputs_ON_Diverse_2023_04_03 | 2029 | H2 Import - QC | Import | Hydrogen | MI | Dispatch-Import | EmissionsCost | 0 | [6 empty] | 0.70259 | 0
LCP_Inputs_ON_Diverse_2023_04_03 | 2029 | H2 Import - QC | Import | Hydrogen | MI | Dispatch-Import | FuelCost | 0 | [6 empty] | 0.70259 | 0
LCP_Inputs_ON_Diverse_2023_04_03 | 2029 | H2 Import - QC | Import | Hydrogen | MI | Dispatch-Import | VOM | 0 | [6 empty] | 0.70259 | 0
LCP_Inputs_ON_Diverse_2023_04_03 | 2029 | H2 Import - QC | Import | Hydrogen | NY | Dispatch-Import | EmissionsCost | 0 | [6 empty] | 0.70259 | 0
LCP_Inputs_ON_Diverse_2023_04_03 | 2029 | H2 Import - QC | Import | Hydrogen | NY | Dispatch-Import | FuelCost | 0 | [6 empty] | 0.70259 | 0
LCP_Inputs_ON_Diverse_2023_04_03 | 2029 | H2 Import - QC | Import | Hydrogen | NY | Dispatch-Import | VOM | 0 | [6 empty] | 0.70259 | 0
LCP_Inputs_ON_Diverse_2023_04_03 | 2029 | H2 Import - QC | Import | Hydrogen | ON | Dispatch-Import | EmissionsCost | 0 | [6 empty] | 0.70259 | 0
LCP_Inputs_ON_Diverse_2023_04_03 | 2029 | H2 Import - QC | Import | Hydrogen | ON | Dispatch-Import | FuelCost | 0 | [6 empty] | 0.70259 | 0
LCP_Inputs_ON_Diverse_2023_04_03 | 2029 | H2 Import - QC | Import | Hydrogen | ON | Dispatch-Import | VOM | 0 | [6 empty] | 0.70259 | 0
LCP_Inputs_ON_Diverse_2023_04_03 | 2029 | H2 Import - QC | Import | Hydrogen | PJ | Dispatch-Import | EmissionsCost | 0 | [6 empty] | 0.70259 | 0
LCP_Inputs_ON_Diverse_2023_04_03 | 2029 | H2 Import - QC | Import | Hydrogen | PJ | Dispatch-Import | FuelCost | 0 | [6 empty] | 0.70259 | 0
LCP_Inputs_ON_Diverse_2023_04_03 | 2029 | H2 Import - QC | Import | Hydrogen | PJ | Dispatch-Import | VOM | 0 | [6 empty] | 0.70259 | 0
LCP_Inputs_ON_Diverse_2023_04_03 | 2029 | H2 Import - QC | Import | Hydrogen | QC | Dispatch-Import | EmissionsCost | 0 | [6 empty] | 0.70259 | 0
LCP_Inputs_ON_Diverse_2023_04_03 | 2029 | H2 Import - QC | Import | Hydrogen | QC | Dispatch-Import | FuelCost | 0 | [6 empty] | 0.70259 | 0
LCP_Inputs_ON_Diverse_2023_04_03 | 2029 | H2 Import - QC | Import | Hydrogen | QC | Dispatch-Import | VOM | 0 | [6 empty] | 0.70259 | 0
LCP_Inputs_ON_Diverse_2023_04_03 | 2029 | H2 Import - QC | Import | Hydrogen | WC | Dispatch-Import | EmissionsCost | 0 | [6 empty] | 0.70259 | 0
LCP_Inputs_ON_Diverse_2023_04_03 | 2029 | H2 Import - QC | Import | Hydrogen | WC | Dispatch-Import | FuelCost | 0 | [6 empty] | 0.70259 | 0
LCP_Inputs_ON_Diverse_2023_04_03 | 2029 | H2 Import - QC | Import | Hydrogen | WC | Dispatch-Import | VOM | 0 | [6 empty] | 0.70259 | 0
LCP_Inputs_ON_Diverse_2023_04_03 | 2029 | H2 Import - WC | Import | Hydrogen | MI | Dispatch-Import | EmissionsCost | 0 | [6 empty] | 0.70259 | 0
LCP_Inputs_ON_Diverse_2023_04_03 | 2029 | H2 Import - WC | Import | Hydrogen | MI | Dispatch-Import | FuelCost | 0 | [6 empty] | 0.70259 | 0
LCP_Inputs_ON_Diverse_2023_04_03 | 2029 | H2 Import - WC | Import | Hydrogen | MI | Dispatch-Import | VOM | 0 | [6 empty] | 0.70259 | 0
LCP_Inputs_ON_Diverse_2023_04_03 | 2029 | H2 Import - WC | Import | Hydrogen | NY | Dispatch-Import | EmissionsCost | 0 | [6 empty] | 0.70259 | 0
LCP_Inputs_ON_Diverse_2023_04_03 | 2029 | H2 Import - WC | Import | Hydrogen | NY | Dispatch-Import | FuelCost | 0 | [6 empty] | 0.70259 | 0
LCP_Inputs_ON_Diverse_2023_04_03 | 2029 | H2 Import - WC | Import | Hydrogen | NY | Dispatch-Import | VOM | 0 | [6 empty] | 0.70259 | 0
LCP_Inputs_ON_Diverse_2023_04_03 | 2029 | H2 Import - WC | Import | Hydrogen | ON | Dispatch-Import | EmissionsCost | 0 | [6 empty] | 0.70259 | 0
LCP_Inputs_ON_Diverse_2023_04_03 | 2029 | H2 Import - WC | Import | Hydrogen | ON | Dispatch-Import | FuelCost | 0 | [6 empty] | 0.70259 | 0
LCP_Inputs_ON_Diverse_2023_04_03 | 2029 | H2 Import - WC | Import | Hydrogen | ON | Dispatch-Import | VOM | 0 | [6 empty] | 0.70259 | 0
LCP_Inputs_ON_Diverse_2023_04_03 | 2029 | H2 Import - WC | Import | Hydrogen | PJ | Dispatch-Import | EmissionsCost | 0 | [6 empty] | 0.70259 | 0
LCP_Inputs_ON_Diverse_2023_04_03 | 2029 | H2 Import - WC | Import | Hydrogen | PJ | Dispatch-Import | FuelCost | 0 | [6 empty] | 0.70259 | 0
LCP_Inputs_ON_Diverse_2023_04_03 | 2029 | H2 Import - WC | Import | Hydrogen | PJ | Dispatch-Import | VOM | 0 | [6 empty] | 0.70259 | 0
LCP_Inputs_ON_Diverse_2023_04_03 | 2029 | H2 Import - WC | Import | Hydrogen | QC | Dispatch-Import | EmissionsCost | 0 | [6 empty] | 0.70259 | 0
LCP_Inputs_ON_Diverse_2023_04_03 | 2029 | H2 Import - WC | Import | Hydrogen | QC | Dispatch-Import | FuelCost | 0 | [6 empty] | 0.70259 | 0
LCP_Inputs_ON_Diverse_2023_04_03 | 2029 | H2 Import - WC | Import | Hydrogen | QC | Dispatch-Import | VOM | 0 | [6 empty] | 0.70259 | 0
LCP_Inputs_ON_Diverse_2023_04_03 | 2029 | H2 Import - WC | Import | Hydrogen | WC | Dispatch-Import | EmissionsCost | 0 | [6 empty] | 0.70259 | 0
LCP_Inputs_ON_Diverse_2023_04_03 | 2029 | H2 Import - WC | Import | Hydrogen | WC | Dispatch-Import | FuelCost | 0 | [6 empty] | 0.70259 | 0
LCP_Inputs_ON_Diverse_2023_04_03 | 2029 | H2 Import - WC | Import | Hydrogen | WC | Dispatch-Import | VOM | 0 | [6 empty] | 0.70259 | 0
LCP_Inputs_ON_Diverse_2023_04_03 | 2029 | H2 Salt Cavern Storage - ON | Storage | Hydrogen | MI | Dispatch-Storage | EmissionsCost | 0 | [6 empty] | 0.70259 | 0
LCP_Inputs_ON_Diverse_2023_04_03 | 2029 | H2 Salt Cavern Storage - ON | Storage | Hydrogen | MI | Dispatch-Storage | FuelCost | 0 | [6 empty] | 0.70259 | 0
LCP_Inputs_ON_Diverse_2023_04_03 | 2029 | H2 Salt Cavern Storage - ON | Storage | Hydrogen | MI | Dispatch-Storage | VOM | 0 | [6 empty] | 0.70259 | 0
LCP_Inputs_ON_Diverse_2023_04_03 | 2029 | H2 Salt Cavern Storage - ON | Storage | Hydrogen | NY | Dispatch-Storage | EmissionsCost | 0 | [6 empty] | 0.70259 | 0
LCP_Inputs_ON_Diverse_2023_04_03 | 2029 | H2 Salt Cavern Storage - ON | Storage | Hydrogen | NY | Dispatch-Storage | FuelCost | 0 | [6 empty] | 0.70259 | 0
LCP_Inputs_ON_Diverse_2023_04_03 | 2029 | H2 Salt Cavern Storage - ON | Storage | Hydrogen | NY | Dispatch-Storage | VOM | 0 | [6 empty] | 0.70259 | 0
LCP_Inputs_ON_Diverse_2023_04_03 | 2029 | H2 Salt Cavern Storage - ON | Storage | Hydrogen | ON | Dispatch-Storage | EmissionsCost | 0 | [6 empty] | 0.70259 | 0
LCP_Inputs_ON_Diverse_2023_04_03 | 2029 | H2 Salt Cavern Storage - ON | Storage | Hydrogen | ON | Dispatch-Storage | FuelCost | 0 | [6 empty] | 0.70259 | 0
LCP_Inputs_ON_Diverse_2023_04_03 | 2029 | H2 Salt Cavern Storage - ON | Storage | Hydrogen | ON | Dispatch-Storage | VOM | 0 | [6 empty] | 0.70259 | 0
LCP_Inputs_ON_Diverse_2023_04_03 | 2029 | H2 Salt Cavern Storage - ON | Storage | Hydrogen | PJ | Dispatch-Storage | EmissionsCost | 0 | [6 empty] | 0.70259 | 0
LCP_Inputs_ON_Diverse_2023_04_03 | 2029 | H2 Salt Cavern Storage - ON | Storage | Hydrogen | PJ | Dispatch-Storage | FuelCost | 0 | [6 empty] | 0.70259 | 0
LCP_Inputs_ON_Diverse_2023_04_03 | 2029 | H2 Salt Cavern Storage - ON | Storage | Hydrogen | PJ | Dispatch-Storage | VOM | 0 | [6 empty] | 0.70259 | 0
LCP_Inputs_ON_Diverse_2023_04_03 | 2029 | H2 Salt Cavern Storage - ON | Storage | Hydrogen | QC | Dispatch-Storage | EmissionsCost | 0 | [6 empty] | 0.70259 | 0
LCP_Inputs_ON_Diverse_2023_04_03 | 2029 | H2 Salt Cavern Storage - ON | Storage | Hydrogen | QC | Dispatch-Storage | FuelCost | 0 | [6 empty] | 0.70259 | 0
LCP_Inputs_ON_Diverse_2023_04_03 | 2029 | H2 Salt Cavern Storage - ON | Storage | Hydrogen | QC | Dispatch-Storage | VOM | 0 | [6 empty] | 0.70259 | 0
LCP_Inputs_ON_Diverse_2023_04_03 | 2029 | H2 Salt Cavern Storage - ON | Storage | Hydrogen | WC | Dispatch-Storage | EmissionsCost | 0 | [6 empty] | 0.70259 | 0
LCP_Inputs_ON_Diverse_2023_04_03 | 2029 | H2 Salt Cavern Storage - ON | Storage | Hydrogen | WC | Dispatch-Storage | FuelCost | 0 | [6 empty] | 0.70259 | 0
LCP_Inputs_ON_Diverse_2023_04_03 | 2029 | H2 Salt Cavern Storage - ON | Storage | Hydrogen | WC | Dispatch-Storage | VOM | 0 | [6 empty] | 0.70259 | 0
LCP_Inputs_ON_Diverse_2023_04_03 | 2029 | Hydro | Generation | Electricity | MI | Dispatch-Generation | EmissionsCost | 0 | [6 empty] | 0.70259 | 0
LCP_Inputs_ON_Diverse_2023_04_03 | 2029 | Hydro | Generation | Electricity | MI | Dispatch-Generation | FuelCost | 0 | [6 empty] | 0.70259 | 0
LCP_Inputs_ON_Diverse_2023_04_03 | 2029 | Hydro | Generation | Electricity | MI | Dispatch-Generation | VOM | 0 | [6 empty] | 0.70259 | 0
LCP_Inputs_ON_Diverse_2023_04_03 | 2029 | Hydro | Generation | Electricity | NY | Dispatch-Generation | EmissionsCost | 0 | [6 empty] | 0.70259 | 0
LCP_Inputs_ON_Diverse_2023_04_03 | 2029 | Hydro | Generation | Electricity | NY | Dispatch-Generation | FuelCost | 0 | [6 empty] | 0.70259 | 0
LCP_Inputs_ON_Diverse_2023_04_03 | 2029 | Hydro | Generation | Electricity | NY | Dispatch-Generation | VOM | 0 | [6 empty] | 0.70259 | 0
LCP_Inputs_ON_Diverse_2023_04_03 | 2029 | Hydro | Generation | Electricity | ON | Dispatch-Generation | EmissionsCost | 0 | [6 empty] | 0.70259 | 0
LCP_Inputs_ON_Diverse_2023_04_03 | 2029 | Hydro | Generation | Electricity | ON | Dispatch-Generation | FuelCost | 0 | [6 empty] | 0.70259 | 0
LCP_Inputs_ON_Diverse_2023_04_03 | 2029 | Hydro | Generation | Electricity | ON | Dispatch-Generation | VOM | 0 | [6 empty] | 0.70259 | 0
LCP_Inputs_ON_Diverse_2023_04_03 | 2029 | Hydro | Generation | Electricity | PJ | Dispatch-Generation | EmissionsCost | 0 | [6 empty] | 0.70259 | 0
LCP_Inputs_ON_Diverse_2023_04_03 | 2029 | Hydro | Generation | Electricity | PJ | Dispatch-Generation | FuelCost | 0 | [6 empty] | 0.70259 | 0
LCP_Inputs_ON_Diverse_2023_04_03 | 2029 | Hydro | Generation | Electricity | PJ | Dispatch-Generation | VOM | 0 | [6 empty] | 0.70259 | 0
LCP_Inputs_ON_Diverse_2023_04_03 | 2029 | Hydro | Generation | Electricity | QC | Dispatch-Generation | EmissionsCost | 0 | [6 empty] | 0.70259 | 0
LCP_Inputs_ON_Diverse_2023_04_03 | 2029 | Hydro | Generation | Electricity | QC | Dispatch-Generation | FuelCost | 0 | [6 empty] | 0.70259 | 0
LCP_Inputs_ON_Diverse_2023_04_03 | 2029 | Hydro | Generation | Electricity | QC | Dispatch-Generation | VOM | 0 | [6 empty] | 0.70259 | 0
LCP_Inputs_ON_Diverse_2023_04_03 | 2029 | Hydro | Generation | Electricity | WC | Dispatch-Generation | EmissionsCost | 0 | [6 empty] | 0.70259 | 0
LCP_Inputs_ON_Diverse_2023_04_03 | 2029 | Hydro | Generation | Electricity | WC | Dispatch-Generation | FuelCost | 0 | [6 empty] | 0.70259 | 0
LCP_Inputs_ON_Diverse_2023_04_03 | 2029 | Hydro | Generation | Electricity | WC | Dispatch-Generation | VOM | 0 | [6 empty] | 0.70259 | 0
LCP_Inputs_ON_Diverse_2023_04_03 | 2029 | Hydro Pumped Storage | Storage | Electricity | MI | Dispatch-Storage | EmissionsCost | 0 | [6 empty] | 0.70259 | 0
LCP_Inputs_ON_Diverse_2023_04_03 | 2029 | Hydro Pumped Storage | Storage | Electricity | MI | Dispatch-Storage | FuelCost | 0 | [6 empty] | 0.70259 | 0
LCP_Inputs_ON_Diverse_2023_04_03 | 2029 | Hydro Pumped Storage | Storage | Electricity | MI | Dispatch-Storage | VOM | 0 | [6 empty] | 0.70259 | 0
LCP_Inputs_ON_Diverse_2023_04_03 | 2029 | Hydro Pumped Storage | Storage | Electricity | NY | Dispatch-Storage | EmissionsCost | 0 | [6 empty] | 0.70259 | 0
LCP_Inputs_ON_Diverse_2023_04_03 | 2029 | Hydro Pumped Storage | Storage | Electricity | NY | Dispatch-Storage | FuelCost | 0 | [6 empty] | 0.70259 | 0
LCP_Inputs_ON_Diverse_2023_04_03 | 2029 | Hydro Pumped Storage | Storage | Electricity | NY | Dispatch-Storage | VOM | 0 | [6 empty] | 0.70259 | 0
LCP_Inputs_ON_Diverse_2023_04_03 | 2029 | Hydro Pumped Storage | Storage | Electricity | ON | Dispatch-Storage | EmissionsCost | 0 | [6 empty] | 0.70259 | 0
LCP_Inputs_ON_Diverse_2023_04_03 | 2029 | Hydro Pumped Storage | Storage | Electricity | ON | Dispatch-Storage | FuelCost | 0 | [6 empty] | 0.70259 | 0
LCP_Inputs_ON_Diverse_2023_04_03 | 2029 | Hydro Pumped Storage | Storage | Electricity | ON | Dispatch-Storage | VOM | 0 | [6 empty] | 0.70259 | 0
LCP_Inputs_ON_Diverse_2023_04_03 | 2029 | Hydro Pumped Storage | Storage | Electricity | PJ | Dispatch-Storage | EmissionsCost | 0 | [6 empty] | 0.70259 | 0
LCP_Inputs_ON_Diverse_2023_04_03 | 2029 | Hydro Pumped Storage | Storage | Electricity | PJ | Dispatch-Storage | FuelCost | 0 | [6 empty] | 0.70259 | 0
LCP_Inputs_ON_Diverse_2023_04_03 | 2029 | Hydro Pumped Storage | Storage | Electricity | PJ | Dispatch-Storage | VOM | 0 | [6 empty] | 0.70259 | 0
LCP_Inputs_ON_Diverse_2023_04_03 | 2029 | Hydro Pumped Storage | Storage | Electricity | QC | Dispatch-Storage | EmissionsCost | 0 | [6 empty] | 0.70259 | 0
LCP_Inputs_ON_Diverse_2023_04_03 | 2029 | Hydro Pumped Storage | Storage | Electricity | QC | Dispatch-Storage | FuelCost | 0 | [6 empty] | 0.70259 | 0
LCP_Inputs_ON_Diverse_2023_04_03 | 2029 | Hydro Pumped Storage | Storage | Electricity | QC | Dispatch-Storage | VOM | 0 | [6 empty] | 0.70259 | 0
LCP_Inputs_ON_Diverse_2023_04_03 | 2029 | Hydro Pumped Storage | Storage | Electricity | WC | Dispatch-Storage | EmissionsCost | 0 | [6 empty] | 0.70259 | 0
LCP_Inputs_ON_Diverse_2023_04_03 | 2029 | Hydro Pumped Storage | Storage | Electricity | WC | Dispatch-Storage | FuelCost | 0 | [6 empty] | 0.70259 | 0
LCP_Inputs_ON_Diverse_2023_04_03 | 2029 | Hydro Pumped Storage | Storage | Electricity | WC | Dispatch-Storage | VOM | 0 | [6 empty] | 0.70259 | 0
LCP_Inputs_ON_Diverse_2023_04_03 | 2029 | Nuclear | Generation | Electricity | MI | Dispatch-Generation | EmissionsCost | 0 | [6 empty] | 0.70259 | 0
LCP_Inputs_ON_Diverse_2023_04_03 | 2029 | Nuclear | Generation | Electricity | MI | Dispatch-Generation | FuelCost | 0 | [6 empty] | 0.70259 | 0
LCP_Inputs_ON_Diverse_2023_04_03 | 2029 | Nuclear | Generation | Electricity | MI | Dispatch-Generation | VOM | 3301336446.912 | [6 empty] | 0.70259 | 2319475197.2833
LCP_Inputs_ON_Diverse_2023_04_03 | 2029 | Nuclear | Generation | Electricity | NY | Dispatch-Generation | EmissionsCost | 0 | [6 empty] | 0.70259 | 0
LCP_Inputs_ON_Diverse_2023_04_03 | 2029 | Nuclear | Generation | Electricity | NY | Dispatch-Generation | FuelCost | 0 | [6 empty] | 0.70259 | 0
LCP_Inputs_ON_Diverse_2023_04_03 | 2029 | Nuclear | Generation | Electricity | NY | Dispatch-Generation | VOM | 2246155230.144 | [6 empty] | 0.70259 | 1578118870.7502
LCP_Inputs_ON_Diverse_2023_04_03 | 2029 | Nuclear | Generation | Electricity | ON | Dispatch-Generation | EmissionsCost | 0 | [6 empty] | 0.70259 | 0
LCP_Inputs_ON_Diverse_2023_04_03 | 2029 | Nuclear | Generation | Electricity | ON | Dispatch-Generation | FuelCost | 0 | [6 empty] | 0.70259 | 0
LCP_Inputs_ON_Diverse_2023_04_03 | 2029 | Nuclear | Generation | Electricity | ON | Dispatch-Generation | VOM | 8790266640.96 | [6 empty] | 0.70259 | 6175924744.1396
LCP_Inputs_ON_Diverse_2023_04_03 | 2029 | Nuclear | Generation | Electricity | PJ | Dispatch-Generation | EmissionsCost | 0 | [6 empty] | 0.70259 | 0
LCP_Inputs_ON_Diverse_2023_04_03 | 2029 | Nuclear | Generation | Electricity | PJ | Dispatch-Generation | FuelCost | 0 | [6 empty] | 0.70259 | 0
LCP_Inputs_ON_Diverse_2023_04_03 | 2029 | Nuclear | Generation | Electricity | PJ | Dispatch-Generation | VOM | 9110487814.4448 | [6 empty] | 0.70259 | 6400907893.0815
LCP_Inputs_ON_Diverse_2023_04_03 | 2029 | Nuclear | Generation | Electricity | QC | Dispatch-Generation | EmissionsCost | 0 | [6 empty] | 0.70259 | 0
LCP_Inputs_ON_Diverse_2023_04_03 | 2029 | Nuclear | Generation | Electricity | QC | Dispatch-Generation | FuelCost | 0 | [6 empty] | 0.70259 | 0
LCP_Inputs_ON_Diverse_2023_04_03 | 2029 | Nuclear | Generation | Electricity | QC | Dispatch-Generation | VOM | 0 | [6 empty] | 0.70259 | 0
LCP_Inputs_ON_Diverse_2023_04_03 | 2029 | Nuclear | Generation | Electricity | WC | Dispatch-Generation | EmissionsCost | 0 | [6 empty] | 0.70259 | 0
LCP_Inputs_ON_Diverse_2023_04_03 | 2029 | Nuclear | Generation | Electricity | WC | Dispatch-Generation | FuelCost | 0 | [6 empty] | 0.70259 | 0
LCP_Inputs_ON_Diverse_2023_04_03 | 2029 | Nuclear | Generation | Electricity | WC | Dispatch-Generation | VOM | 0 | [6 empty] | 0.70259 | 0
LCP_Inputs_ON_Diverse_2023_04_03 | 2029 | Nuclear SMR | Generation | Electricity | MI | Dispatch-Generation | EmissionsCost | 0 | [6 empty] | 0.70259 | 0
LCP_Inputs_ON_Diverse_2023_04_03 | 2029 | Nuclear SMR | Generation | Electricity | MI | Dispatch-Generation | FuelCost | 0 | [6 empty] | 0.70259 | 0
LCP_Inputs_ON_Diverse_2023_04_03 | 2029 | Nuclear SMR | Generation | Electricity | MI | Dispatch-Generation | VOM | 0 | [6 empty] | 0.70259 | 0
LCP_Inputs_ON_Diverse_2023_04_03 | 2029 | Nuclear SMR | Generation | Electricity | NY | Dispatch-Generation | EmissionsCost | 0 | [6 empty] | 0.70259 | 0
LCP_Inputs_ON_Diverse_2023_04_03 | 2029 | Nuclear SMR | Generation | Electricity | NY | Dispatch-Generation | FuelCost | 0 | [6 empty] | 0.70259 | 0
LCP_Inputs_ON_Diverse_2023_04_03 | 2029 | Nuclear SMR | Generation | Electricity | NY | Dispatch-Generation | VOM | 0 | [6 empty] | 0.70259 | 0
LCP_Inputs_ON_Diverse_2023_04_03 | 2029 | Nuclear SMR | Generation | Electricity | ON | Dispatch-Generation | EmissionsCost | 0 | [6 empty] | 0.70259 | 0
LCP_Inputs_ON_Diverse_2023_04_03 | 2029 | Nuclear SMR | Generation | Electricity | ON | Dispatch-Generation | FuelCost | 0 | [6 empty] | 0.70259 | 0
LCP_Inputs_ON_Diverse_2023_04_03 | 2029 | Nuclear SMR | Generation | Electricity | ON | Dispatch-Generation | VOM | 0 | [6 empty] | 0.70259 | 0
LCP_Inputs_ON_Diverse_2023_04_03 | 2029 | Nuclear SMR | Generation | Electricity | PJ | Dispatch-Generation | EmissionsCost | 0 | [6 empty] | 0.70259 | 0
LCP_Inputs_ON_Diverse_2023_04_03 | 2029 | Nuclear SMR | Generation | Electricity | PJ | Dispatch-Generation | FuelCost | 0 | [6 empty] | 0.70259 | 0
LCP_Inputs_ON_Diverse_2023_04_03 | 2029 | Nuclear SMR | Generation | Electricity | PJ | Dispatch-Generation | VOM | 0 | [6 empty] | 0.70259 | 0
LCP_Inputs_ON_Diverse_2023_04_03 | 2029 | Nuclear SMR | Generation | Electricity | QC | Dispatch-Generation | EmissionsCost | 0 | [6 empty] | 0.70259 | 0
LCP_Inputs_ON_Diverse_2023_04_03 | 2029 | Nuclear SMR | Generation | Electricity | QC | Dispatch-Generation | FuelCost | 0 | [6 empty] | 0.70259 | 0
LCP_Inputs_ON_Diverse_2023_04_03 | 2029 | Nuclear SMR | Generation | Electricity | QC | Dispatch-Generation | VOM | 0 | [6 empty] | 0.70259 | 0
LCP_Inputs_ON_Diverse_2023_04_03 | 2029 | Nuclear SMR | Generation | Electricity | WC | Dispatch-Generation | EmissionsCost | 0 | [6 empty] | 0.70259 | 0
LCP_Inputs_ON_Diverse_2023_04_03 | 2029 | Nuclear SMR | Generation | Electricity | WC | Dispatch-Generation | FuelCost | 0 | [6 empty] | 0.70259 | 0
LCP_Inputs_ON_Diverse_2023_04_03 | 2029 | Nuclear SMR | Generation | Electricity | WC | Dispatch-Generation | VOM | 0 | [6 empty] | 0.70259 | 0
LCP_Inputs_ON_Diverse_2023_04_03 | 2029 | O/CCGT - CH4 Existing | Crossload | Electricity | MI | Dispatch-Crossload | EmissionsCost | 0 | [6 empty] | 0.70259 | 0
LCP_Inputs_ON_Diverse_2023_04_03 | 2029 | O/CCGT - CH4 Existing | Crossload | Electricity | MI | Dispatch-Crossload | FuelCost | 0 | [6 empty] | 0.70259 | 0
LCP_Inputs_ON_Diverse_2023_04_03 | 2029 | O/CCGT - CH4 Existing | Crossload | Electricity | MI | Dispatch-Crossload | VOM | 0 | [6 empty] | 0.70259 | 0
LCP_Inputs_ON_Diverse_2023_04_03 | 2029 | O/CCGT - CH4 Existing | Crossload | Electricity | NY | Dispatch-Crossload | EmissionsCost | 0 | [6 empty] | 0.70259 | 0
LCP_Inputs_ON_Diverse_2023_04_03 | 2029 | O/CCGT - CH4 Existing | Crossload | Electricity | NY | Dispatch-Crossload | FuelCost | 0 | [6 empty] | 0.70259 | 0
LCP_Inputs_ON_Diverse_2023_04_03 | 2029 | O/CCGT - CH4 Existing | Crossload | Electricity | NY | Dispatch-Crossload | VOM | 0 | [6 empty] | 0.70259 | 0
LCP_Inputs_ON_Diverse_2023_04_03 | 2029 | O/CCGT - CH4 Existing | Crossload | Electricity | ON | Dispatch-Crossload | EmissionsCost | 0 | [6 empty] | 0.70259 | 0
LCP_Inputs_ON_Diverse_2023_04_03 | 2029 | O/CCGT - CH4 Existing | Crossload | Electricity | ON | Dispatch-Crossload | FuelCost | 0 | [6 empty] | 0.70259 | 0
LCP_Inputs_ON_Diverse_2023_04_03 | 2029 | O/CCGT - CH4 Existing | Crossload | Electricity | ON | Dispatch-Crossload | VOM | 0 | [6 empty] | 0.70259 | 0
LCP_Inputs_ON_Diverse_2023_04_03 | 2029 | O/CCGT - CH4 Existing | Crossload | Electricity | PJ | Dispatch-Crossload | EmissionsCost | 0 | [6 empty] | 0.70259 | 0
LCP_Inputs_ON_Diverse_2023_04_03 | 2029 | O/CCGT - CH4 Existing | Crossload | Electricity | PJ | Dispatch-Crossload | FuelCost | 0 | [6 empty] | 0.70259 | 0
LCP_Inputs_ON_Diverse_2023_04_03 | 2029 | O/CCGT - CH4 Existing | Crossload | Electricity | PJ | Dispatch-Crossload | VOM | 0 | [6 empty] | 0.70259 | 0
LCP_Inputs_ON_Diverse_2023_04_03 | 2029 | O/CCGT - CH4 Existing | Crossload | Electricity | QC | Dispatch-Crossload | EmissionsCost | 0 | [6 empty] | 0.70259 | 0
LCP_Inputs_ON_Diverse_2023_04_03 | 2029 | O/CCGT - CH4 Existing | Crossload | Electricity | QC | Dispatch-Crossload | FuelCost | 0 | [6 empty] | 0.70259 | 0
LCP_Inputs_ON_Diverse_2023_04_03 | 2029 | O/CCGT - CH4 Existing | Crossload | Electricity | QC | Dispatch-Crossload | VOM | 0 | [6 empty] | 0.70259 | 0
LCP_Inputs_ON_Diverse_2023_04_03 | 2029 | O/CCGT - CH4 Existing | Crossload | Electricity | WC | Dispatch-Crossload | EmissionsCost | 0 | [6 empty] | 0.70259 | 0
LCP_Inputs_ON_Diverse_2023_04_03 | 2029 | O/CCGT - CH4 Existing | Crossload | Electricity | WC | Dispatch-Crossload | FuelCost | 0 | [6 empty] | 0.70259 | 0
LCP_Inputs_ON_Diverse_2023_04_03 | 2029 | O/CCGT - CH4 Existing | Crossload | Electricity | WC | Dispatch-Crossload | VOM | 0 | [6 empty] | 0.70259 | 0
LCP_Inputs_ON_Diverse_2023_04_03 | 2029 | O/CCGT - CH4 New | Crossload | Electricity | MI | Dispatch-Crossload | EmissionsCost | 0 | [6 empty] | 0.70259 | 0
LCP_Inputs_ON_Diverse_2023_04_03 | 2029 | O/CCGT - CH4 New | Crossload | Electricity | MI | Dispatch-Crossload | FuelCost | 0 | [6 empty] | 0.70259 | 0
LCP_Inputs_ON_Diverse_2023_04_03 | 2029 | O/CCGT - CH4 New | Crossload | Electricity | MI | Dispatch-Crossload | VOM | 0 | [6 empty] | 0.70259 | 0
LCP_Inputs_ON_Diverse_2023_04_03 | 2029 | O/CCGT - CH4 New | Crossload | Electricity | NY | Dispatch-Crossload | EmissionsCost | 0 | [6 empty] | 0.70259 | 0
LCP_Inputs_ON_Diverse_2023_04_03 | 2029 | O/CCGT - CH4 New | Crossload | Electricity | NY | Dispatch-Crossload | FuelCost | 0 | [6 empty] | 0.70259 | 0
LCP_Inputs_ON_Diverse_2023_04_03 | 2029 | O/CCGT - CH4 New | Crossload | Electricity | NY | Dispatch-Crossload | VOM | 0 | [6 empty] | 0.70259 | 0
LCP_Inputs_ON_Diverse_2023_04_03 | 2029 | O/CCGT - CH4 New | Crossload | Electricity | ON | Dispatch-Crossload | EmissionsCost | 0 | [6 empty] | 0.70259 | 0
LCP_Inputs_ON_Diverse_2023_04_03 | 2029 | O/CCGT - CH4 New | Crossload | Electricity | ON | Dispatch-Crossload | FuelCost | 0 | [6 empty] | 0.70259 | 0
LCP_Inputs_ON_Diverse_2023_04_03 | 2029 | O/CCGT - CH4 New | Crossload | Electricity | ON | Dispatch-Crossload | VOM | 0 | [6 empty] | 0.70259 | 0
LCP_Inputs_ON_Diverse_2023_04_03 | 2029 | O/CCGT - CH4 New | Crossload | Electricity | PJ | Dispatch-Crossload | EmissionsCost | 0 | [6 empty] | 0.70259 | 0
LCP_Inputs_ON_Diverse_2023_04_03 | 2029 | O/CCGT - CH4 New | Crossload | Electricity | PJ | Dispatch-Crossload | FuelCost | 0 | [6 empty] | 0.70259 | 0
LCP_Inputs_ON_Diverse_2023_04_03 | 2029 | O/CCGT - CH4 New | Crossload | Electricity | PJ | Dispatch-Crossload | VOM | 0 | [6 empty] | 0.70259 | 0
LCP_Inputs_ON_Diverse_2023_04_03 | 2029 | O/CCGT - CH4 New | Crossload | Electricity | QC | Dispatch-Crossload | EmissionsCost | 0 | [6 empty] | 0.70259 | 0
LCP_Inputs_ON_Diverse_2023_04_03 | 2029 | O/CCGT - CH4 New | Crossload | Electricity | QC | Dispatch-Crossload | FuelCost | 0 | [6 empty] | 0.70259 | 0
LCP_Inputs_ON_Diverse_2023_04_03 | 2029 | O/CCGT - CH4 New | Crossload | Electricity | QC | Dispatch-Crossload | VOM | 0 | [6 empty] | 0.70259 | 0
LCP_Inputs_ON_Diverse_2023_04_03 | 2029 | O/CCGT - CH4 New | Crossload | Electricity | WC | Dispatch-Crossload | EmissionsCost | 0 | [6 empty] | 0.70259 | 0
LCP_Inputs_ON_Diverse_2023_04_03 | 2029 | O/CCGT - CH4 New | Crossload | Electricity | WC | Dispatch-Crossload | FuelCost | 0 | [6 empty] | 0.70259 | 0
LCP_Inputs_ON_Diverse_2023_04_03 | 2029 | O/CCGT - CH4 New | Crossload | Electricity | WC | Dispatch-Crossload | VOM | 0 | [6 empty] | 0.70259 | 0
LCP_Inputs_ON_Diverse_2023_04_03 | 2029 | O/CCGT - H2 New | Crossload | Electricity | MI | Dispatch-Crossload | EmissionsCost | 0 | [6 empty] | 0.70259 | 0
LCP_Inputs_ON_Diverse_2023_04_03 | 2029 | O/CCGT - H2 New | Crossload | Electricity | MI | Dispatch-Crossload | FuelCost | 0 | [6 empty] | 0.70259 | 0
LCP_Inputs_ON_Diverse_2023_04_03 | 2029 | O/CCGT - H2 New | Crossload | Electricity | MI | Dispatch-Crossload | VOM | 0 | [6 empty] | 0.70259 | 0
LCP_Inputs_ON_Diverse_2023_04_03 | 2029 | O/CCGT - H2 New | Crossload | Electricity | NY | Dispatch-Crossload | EmissionsCost | 0 | [6 empty] | 0.70259 | 0
LCP_Inputs_ON_Diverse_2023_04_03 | 2029 | O/CCGT - H2 New | Crossload | Electricity | NY | Dispatch-Crossload | FuelCost | 0 | [6 empty] | 0.70259 | 0
LCP_Inputs_ON_Diverse_2023_04_03 | 2029 | O/CCGT - H2 New | Crossload | Electricity | NY | Dispatch-Crossload | VOM | 0 | [6 empty] | 0.70259 | 0
LCP_Inputs_ON_Diverse_2023_04_03 | 2029 | O/CCGT - H2 New | Crossload | Electricity | ON | Dispatch-Crossload | EmissionsCost | 0 | [6 empty] | 0.70259 | 0
LCP_Inputs_ON_Diverse_2023_04_03 | 2029 | O/CCGT - H2 New | Crossload | Electricity | ON | Dispatch-Crossload | FuelCost | 0 | [6 empty] | 0.70259 | 0
LCP_Inputs_ON_Diverse_2023_04_03 | 2029 | O/CCGT - H2 New | Crossload | Electricity | ON | Dispatch-Crossload | VOM | 0 | [6 empty] | 0.70259 | 0
LCP_Inputs_ON_Diverse_2023_04_03 | 2029 | O/CCGT - H2 New | Crossload | Electricity | PJ | Dispatch-Crossload | EmissionsCost | 0 | [6 empty] | 0.70259 | 0
LCP_Inputs_ON_Diverse_2023_04_03 | 2029 | O/CCGT - H2 New | Crossload | Electricity | PJ | Dispatch-Crossload | FuelCost | 0 | [6 empty] | 0.70259 | 0
LCP_Inputs_ON_Diverse_2023_04_03 | 2029 | O/CCGT - H2 New | Crossload | Electricity | PJ | Dispatch-Crossload | VOM | 0 | [6 empty] | 0.70259 | 0
LCP_Inputs_ON_Diverse_2023_04_03 | 2029 | O/CCGT - H2 New | Crossload | Electricity | QC | Dispatch-Crossload | EmissionsCost | 0 | [6 empty] | 0.70259 | 0
LCP_Inputs_ON_Diverse_2023_04_03 | 2029 | O/CCGT - H2 New | Crossload | Electricity | QC | Dispatch-Crossload | FuelCost | 0 | [6 empty] | 0.70259 | 0
LCP_Inputs_ON_Diverse_2023_04_03 | 2029 | O/CCGT - H2 New | Crossload | Electricity | QC | Dispatch-Crossload | VOM | 0 | [6 empty] | 0.70259 | 0
LCP_Inputs_ON_Diverse_2023_04_03 | 2029 | O/CCGT - H2 New | Crossload | Electricity | WC | Dispatch-Crossload | EmissionsCost | 0 | [6 empty] | 0.70259 | 0
LCP_Inputs_ON_Diverse_2023_04_03 | 2029 | O/CCGT - H2 New | Crossload | Electricity | WC | Dispatch-Crossload | FuelCost | 0 | [6 empty] | 0.70259 | 0
LCP_Inputs_ON_Diverse_2023_04_03 | 2029 | O/CCGT - H2 New | Crossload | Electricity | WC | Dispatch-Crossload | VOM | 0 | [6 empty] | 0.70259 | 0
LCP_Inputs_ON_Diverse_2023_04_03 | 2029 | SMR CCS | Crossload | Hydrogen | MI | Dispatch-Crossload | EmissionsCost | 0 | [6 empty] | 0.70259 | 0
LCP_Inputs_ON_Diverse_2023_04_03 | 2029 | SMR CCS | Crossload | Hydrogen | MI | Dispatch-Crossload | FuelCost | 0 | [6 empty] | 0.70259 | 0
LCP_Inputs_ON_Diverse_2023_04_03 | 2029 | SMR CCS | Crossload | Hydrogen | MI | Dispatch-Crossload | VOM | 0 | [6 empty] | 0.70259 | 0
LCP_Inputs_ON_Diverse_2023_04_03 | 2029 | SMR CCS | Crossload | Hydrogen | NY | Dispatch-Crossload | EmissionsCost | 0 | [6 empty] | 0.70259 | 0
LCP_Inputs_ON_Diverse_2023_04_03 | 2029 | SMR CCS | Crossload | Hydrogen | NY | Dispatch-Crossload | FuelCost | 0 | [6 empty] | 0.70259 | 0
LCP_Inputs_ON_Diverse_2023_04_03 | 2029 | SMR CCS | Crossload | Hydrogen | NY | Dispatch-Crossload | VOM | 0 | [6 empty] | 0.70259 | 0
LCP_Inputs_ON_Diverse_2023_04_03 | 2029 | SMR CCS | Crossload | Hydrogen | ON | Dispatch-Crossload | EmissionsCost | 0 | [6 empty] | 0.70259 | 0
LCP_Inputs_ON_Diverse_2023_04_03 | 2029 | SMR CCS | Crossload | Hydrogen | ON | Dispatch-Crossload | FuelCost | 0 | [6 empty] | 0.70259 | 0
LCP_Inputs_ON_Diverse_2023_04_03 | 2029 | SMR CCS | Crossload | Hydrogen | ON | Dispatch-Crossload | VOM | 0 | [6 empty] | 0.70259 | 0
LCP_Inputs_ON_Diverse_2023_04_03 | 2029 | SMR CCS | Crossload | Hydrogen | PJ | Dispatch-Crossload | EmissionsCost | 0 | [6 empty] | 0.70259 | 0
LCP_Inputs_ON_Diverse_2023_04_03 | 2029 | SMR CCS | Crossload | Hydrogen | PJ | Dispatch-Crossload | FuelCost | 0 | [6 empty] | 0.70259 | 0
LCP_Inputs_ON_Diverse_2023_04_03 | 2029 | SMR CCS | Crossload | Hydrogen | PJ | Dispatch-Crossload | VOM | 0 | [6 empty] | 0.70259 | 0
LCP_Inputs_ON_Diverse_2023_04_03 | 2029 | SMR CCS | Crossload | Hydrogen | QC | Dispatch-Crossload | EmissionsCost | 0 | [6 empty] | 0.70259 | 0
LCP_Inputs_ON_Diverse_2023_04_03 | 2029 | SMR CCS | Crossload | Hydrogen | QC | Dispatch-Crossload | FuelCost | 0 | [6 empty] | 0.70259 | 0
LCP_Inputs_ON_Diverse_2023_04_03 | 2029 | SMR CCS | Crossload | Hydrogen | QC | Dispatch-Crossload | VOM | 0 | [6 empty] | 0.70259 | 0
LCP_Inputs_ON_Diverse_2023_04_03 | 2029 | SMR CCS | Crossload | Hydrogen | WC | Dispatch-Crossload | EmissionsCost | 0 | [6 empty] | 0.70259 | 0
LCP_Inputs_ON_Diverse_2023_04_03 | 2029 | SMR CCS | Crossload | Hydrogen | WC | Dispatch-Crossload | FuelCost | 0 | [6 empty] | 0.70259 | 0
LCP_Inputs_ON_Diverse_2023_04_03 | 2029 | SMR CCS | Crossload | Hydrogen | WC | Dispatch-Crossload | VOM | 0 | [6 empty] | 0.70259 | 0
LCP_Inputs_ON_Diverse_2023_04_03 | 2029 | Solar PV | Generation | Electricity | MI | Dispatch-Generation | EmissionsCost | 0 | [6 empty] | 0.70259 | 0
LCP_Inputs_ON_Diverse_2023_04_03 | 2029 | Solar PV | Generation | Electricity | MI | Dispatch-Generation | FuelCost | 0 | [6 empty] | 0.70259 | 0
LCP_Inputs_ON_Diverse_2023_04_03 | 2029 | Solar PV | Generation | Electricity | MI | Dispatch-Generation | VOM | 0 | [6 empty] | 0.70259 | 0
LCP_Inputs_ON_Diverse_2023_04_03 | 2029 | Solar PV | Generation | Electricity | NY | Dispatch-Generation | EmissionsCost | 0 | [6 empty] | 0.70259 | 0
LCP_Inputs_ON_Diverse_2023_04_03 | 2029 | Solar PV | Generation | Electricity | NY | Dispatch-Generation | FuelCost | 0 | [6 empty] | 0.70259 | 0
LCP_Inputs_ON_Diverse_2023_04_03 | 2029 | Solar PV | Generation | Electricity | NY | Dispatch-Generation | VOM | 0 | [6 empty] | 0.70259 | 0
LCP_Inputs_ON_Diverse_2023_04_03 | 2029 | Solar PV | Generation | Electricity | ON | Dispatch-Generation | EmissionsCost | 0 | [6 empty] | 0.70259 | 0
LCP_Inputs_ON_Diverse_2023_04_03 | 2029 | Solar PV | Generation | Electricity | ON | Dispatch-Generation | FuelCost | 0 | [6 empty] | 0.70259 | 0
LCP_Inputs_ON_Diverse_2023_04_03 | 2029 | Solar PV | Generation | Electricity | ON | Dispatch-Generation | VOM | 0 | [6 empty] | 0.70259 | 0
LCP_Inputs_ON_Diverse_2023_04_03 | 2029 | Solar PV | Generation | Electricity | PJ | Dispatch-Generation | EmissionsCost | 0 | [6 empty] | 0.70259 | 0
LCP_Inputs_ON_Diverse_2023_04_03 | 2029 | Solar PV | Generation | Electricity | PJ | Dispatch-Generation | FuelCost | 0 | [6 empty] | 0.70259 | 0
LCP_Inputs_ON_Diverse_2023_04_03 | 2029 | Solar PV | Generation | Electricity | PJ | Dispatch-Generation | VOM | 0 | [6 empty] | 0.70259 | 0
LCP_Inputs_ON_Diverse_2023_04_03 | 2029 | Solar PV | Generation | Electricity | QC | Dispatch-Generation | EmissionsCost | 0 | [6 empty] | 0.70259 | 0
LCP_Inputs_ON_Diverse_2023_04_03 | 2029 | Solar PV | Generation | Electricity | QC | Dispatch-Generation | FuelCost | 0 | [6 empty] | 0.70259 | 0
LCP_Inputs_ON_Diverse_2023_04_03 | 2029 | Solar PV | Generation | Electricity | QC | Dispatch-Generation | VOM | 0 | [6 empty] | 0.70259 | 0
LCP_Inputs_ON_Diverse_2023_04_03 | 2029 | Solar PV | Generation | Electricity | WC | Dispatch-Generation | EmissionsCost | 0 | [6 empty] | 0.70259 | 0
LCP_Inputs_ON_Diverse_2023_04_03 | 2029 | Solar PV | Generation | Electricity | WC | Dispatch-Generation | FuelCost | 0 | [6 empty] | 0.70259 | 0
LCP_Inputs_ON_Diverse_2023_04_03 | 2029 | Solar PV | Generation | Electricity | WC | Dispatch-Generation | VOM | 0 | [6 empty] | 0.70259 | 0
LCP_Inputs_ON_Diverse_2023_04_03 | 2029 | Wind Offshore | Generation | Electricity | MI | Dispatch-Generation | EmissionsCost | 0 | [6 empty] | 0.70259 | 0
LCP_Inputs_ON_Diverse_2023_04_03 | 2029 | Wind Offshore | Generation | Electricity | MI | Dispatch-Generation | FuelCost | 0 | [6 empty] | 0.70259 | 0
LCP_Inputs_ON_Diverse_2023_04_03 | 2029 | Wind Offshore | Generation | Electricity | MI | Dispatch-Generation | VOM | 0 | [6 empty] | 0.70259 | 0
LCP_Inputs_ON_Diverse_2023_04_03 | 2029 | Wind Offshore | Generation | Electricity | NY | Dispatch-Generation | EmissionsCost | 0 | [6 empty] | 0.70259 | 0
LCP_Inputs_ON_Diverse_2023_04_03 | 2029 | Wind Offshore | Generation | Electricity | NY | Dispatch-Generation | FuelCost | 0 | [6 empty] | 0.70259 | 0
LCP_Inputs_ON_Diverse_2023_04_03 | 2029 | Wind Offshore | Generation | Electricity | NY | Dispatch-Generation | VOM | 0 | [6 empty] | 0.70259 | 0
LCP_Inputs_ON_Diverse_2023_04_03 | 2029 | Wind Offshore | Generation | Electricity | ON | Dispatch-Generation | EmissionsCost | 0 | [6 empty] | 0.70259 | 0
LCP_Inputs_ON_Diverse_2023_04_03 | 2029 | Wind Offshore | Generation | Electricity | ON | Dispatch-Generation | FuelCost | 0 | [6 empty] | 0.70259 | 0
LCP_Inputs_ON_Diverse_2023_04_03 | 2029 | Wind Offshore | Generation | Electricity | ON | Dispatch-Generation | VOM | 0 | [6 empty] | 0.70259 | 0
LCP_Inputs_ON_Diverse_2023_04_03 | 2029 | Wind Offshore | Generation | Electricity | PJ | Dispatch-Generation | EmissionsCost | 0 | [6 empty] | 0.70259 | 0
LCP_Inputs_ON_Diverse_2023_04_03 | 2029 | Wind Offshore | Generation | Electricity | PJ | Dispatch-Generation | FuelCost | 0 | [6 empty] | 0.70259 | 0
LCP_Inputs_ON_Diverse_2023_04_03 | 2029 | Wind Offshore | Generation | Electricity | PJ | Dispatch-Generation | VOM | 0 | [6 empty] | 0.70259 | 0
LCP_Inputs_ON_Diverse_2023_04_03 | 2029 | Wind Offshore | Generation | Electricity | QC | Dispatch-Generation | EmissionsCost | 0 | [6 empty] | 0.70259 | 0
LCP_Inputs_ON_Diverse_2023_04_03 | 2029 | Wind Offshore | Generation | Electricity | QC | Dispatch-Generation | FuelCost | 0 | [6 empty] | 0.70259 | 0
LCP_Inputs_ON_Diverse_2023_04_03 | 2029 | Wind Offshore | Generation | Electricity | QC | Dispatch-Generation | VOM | 0 | [6 empty] | 0.70259 | 0
LCP_Inputs_ON_Diverse_2023_04_03 | 2029 | Wind Offshore | Generation | Electricity | WC | Dispatch-Generation | EmissionsCost | 0 | [6 empty] | 0.70259 | 0
LCP_Inputs_ON_Diverse_2023_04_03 | 2029 | Wind Offshore | Generation | Electricity | WC | Dispatch-Generation | FuelCost | 0 | [6 empty] | 0.70259 | 0
LCP_Inputs_ON_Diverse_2023_04_03 | 2029 | Wind Offshore | Generation | Electricity | WC | Dispatch-Generation | VOM | 0 | [6 empty] | 0.70259 | 0
LCP_Inputs_ON_Diverse_2023_04_03 | 2029 | Wind Onshore | Generation | Electricity | MI | Dispatch-Generation | EmissionsCost | 0 | [6 empty] | 0.70259 | 0
LCP_Inputs_ON_Diverse_2023_04_03 | 2029 | Wind Onshore | Generation | Electricity | MI | Dispatch-Generation | FuelCost | 0 | [6 empty] | 0.70259 | 0
LCP_Inputs_ON_Diverse_2023_04_03 | 2029 | Wind Onshore | Generation | Electricity | MI | Dispatch-Generation | VOM | 0 | [6 empty] | 0.70259 | 0
LCP_Inputs_ON_Diverse_2023_04_03 | 2029 | Wind Onshore | Generation | Electricity | NY | Dispatch-Generation | EmissionsCost | 0 | [6 empty] | 0.70259 | 0
LCP_Inputs_ON_Diverse_2023_04_03 | 2029 | Wind Onshore | Generation | Electricity | NY | Dispatch-Generation | FuelCost | 0 | [6 empty] | 0.70259 | 0
LCP_Inputs_ON_Diverse_2023_04_03 | 2029 | Wind Onshore | Generation | Electricity | NY | Dispatch-Generation | VOM | 0 | [6 empty] | 0.70259 | 0
LCP_Inputs_ON_Diverse_2023_04_03 | 2029 | Wind Onshore | Generation | Electricity | ON | Dispatch-Generation | EmissionsCost | 0 | [6 empty] | 0.70259 | 0
LCP_Inputs_ON_Diverse_2023_04_03 | 2029 | Wind Onshore | Generation | Electricity | ON | Dispatch-Generation | FuelCost | 0 | [6 empty] | 0.70259 | 0
LCP_Inputs_ON_Diverse_2023_04_03 | 2029 | Wind Onshore | Generation | Electricity | ON | Dispatch-Generation | VOM | 0 | [6 empty] | 0.70259 | 0
LCP_Inputs_ON_Diverse_2023_04_03 | 2029 | Wind Onshore | Generation | Electricity | PJ | Dispatch-Generation | EmissionsCost | 0 | [6 empty] | 0.70259 | 0
LCP_Inputs_ON_Diverse_2023_04_03 | 2029 | Wind Onshore | Generation | Electricity | PJ | Dispatch-Generation | FuelCost | 0 | [6 empty] | 0.70259 | 0
LCP_Inputs_ON_Diverse_2023_04_03 | 2029 | Wind Onshore | Generation | Electricity | PJ | Dispatch-Generation | VOM | 0 | [6 empty] | 0.70259 | 0
LCP_Inputs_ON_Diverse_2023_04_03 | 2029 | Wind Onshore | Generation | Electricity | QC | Dispatch-Generation | EmissionsCost | 0 | [6 empty] | 0.70259 | 0
LCP_Inputs_ON_Diverse_2023_04_03 | 2029 | Wind Onshore | Generation | Electricity | QC | Dispatch-Generation | FuelCost | 0 | [6 empty] | 0.70259 | 0
LCP_Inputs_ON_Diverse_2023_04_03 | 2029 | Wind Onshore | Generation | Electricity | QC | Dispatch-Generation | VOM | 0 | [6 empty] | 0.70259 | 0
LCP_Inputs_ON_Diverse_2023_04_03 | 2029 | Wind Onshore | Generation | Electricity | WC | Dispatch-Generation | EmissionsCost | 0 | [6 empty] | 0.70259 | 0
LCP_Inputs_ON_Diverse_2023_04_03 | 2029 | Wind Onshore | Generation | Electricity | WC | Dispatch-Generation | FuelCost | 0 | [6 empty] | 0.70259 | 0
LCP_Inputs_ON_Diverse_2023_04_03 | 2029 | Wind Onshore | Generation | Electricity | WC | Dispatch-Generation | VOM | 0 | [6 empty] | 0.70259 | 0
LCP_Inputs_ON_Diverse_2023_04_03 | 2030 | Anaerobic Digestion | Generation | Methane | MI | Dispatch-Generation | EmissionsCost | 0 | [6 empty] | 0.67556 | 0
LCP_Inputs_ON_Diverse_2023_04_03 | 2030 | Anaerobic Digestion | Generation | Methane | MI | Dispatch-Generation | FuelCost | 0 | [6 empty] | 0.67556 | 0
LCP_Inputs_ON_Diverse_2023_04_03 | 2030 | Anaerobic Digestion | Generation | Methane | MI | Dispatch-Generation | VOM | 0 | [6 empty] | 0.67556 | 0
LCP_Inputs_ON_Diverse_2023_04_03 | 2030 | Anaerobic Digestion | Generation | Methane | NY | Dispatch-Generation | EmissionsCost | 0 | [6 empty] | 0.67556 | 0
LCP_Inputs_ON_Diverse_2023_04_03 | 2030 | Anaerobic Digestion | Generation | Methane | NY | Dispatch-Generation | FuelCost | 0 | [6 empty] | 0.67556 | 0
LCP_Inputs_ON_Diverse_2023_04_03 | 2030 | Anaerobic Digestion | Generation | Methane | NY | Dispatch-Generation | VOM | 0 | [6 empty] | 0.67556 | 0
LCP_Inputs_ON_Diverse_2023_04_03 | 2030 | Anaerobic Digestion | Generation | Methane | ON | Dispatch-Generation | EmissionsCost | 1840449.9197 | [6 empty] | 0.67556 | 1243342.0203
LCP_Inputs_ON_Diverse_2023_04_03 | 2030 | Anaerobic Digestion | Generation | Methane | ON | Dispatch-Generation | FuelCost | 0 | [6 empty] | 0.67556 | 0
LCP_Inputs_ON_Diverse_2023_04_03 | 2030 | Anaerobic Digestion | Generation | Methane | ON | Dispatch-Generation | VOM | 862230000 | [6 empty] | 0.67556 | 582491693.2867
LCP_Inputs_ON_Diverse_2023_04_03 | 2030 | Anaerobic Digestion | Generation | Methane | PJ | Dispatch-Generation | EmissionsCost | 0 | [6 empty] | 0.67556 | 0
LCP_Inputs_ON_Diverse_2023_04_03 | 2030 | Anaerobic Digestion | Generation | Methane | PJ | Dispatch-Generation | FuelCost | 0 | [6 empty] | 0.67556 | 0
LCP_Inputs_ON_Diverse_2023_04_03 | 2030 | Anaerobic Digestion | Generation | Methane | PJ | Dispatch-Generation | VOM | 0 | [6 empty] | 0.67556 | 0
LCP_Inputs_ON_Diverse_2023_04_03 | 2030 | Anaerobic Digestion | Generation | Methane | QC | Dispatch-Generation | EmissionsCost | 0 | [6 empty] | 0.67556 | 0
LCP_Inputs_ON_Diverse_2023_04_03 | 2030 | Anaerobic Digestion | Generation | Methane | QC | Dispatch-Generation | FuelCost | 0 | [6 empty] | 0.67556 | 0
LCP_Inputs_ON_Diverse_2023_04_03 | 2030 | Anaerobic Digestion | Generation | Methane | QC | Dispatch-Generation | VOM | 0 | [6 empty] | 0.67556 | 0
LCP_Inputs_ON_Diverse_2023_04_03 | 2030 | Anaerobic Digestion | Generation | Methane | WC | Dispatch-Generation | EmissionsCost | 0 | [6 empty] | 0.67556 | 0
LCP_Inputs_ON_Diverse_2023_04_03 | 2030 | Anaerobic Digestion | Generation | Methane | WC | Dispatch-Generation | FuelCost | 0 | [6 empty] | 0.67556 | 0
LCP_Inputs_ON_Diverse_2023_04_03 | 2030 | Anaerobic Digestion | Generation | Methane | WC | Dispatch-Generation | VOM | 0 | [6 empty] | 0.67556 | 0
LCP_Inputs_ON_Diverse_2023_04_03 | 2030 | Battery Storage | Storage | Electricity | MI | Dispatch-Storage | EmissionsCost | 0 | [6 empty] | 0.67556 | 0
LCP_Inputs_ON_Diverse_2023_04_03 | 2030 | Battery Storage | Storage | Electricity | MI | Dispatch-Storage | FuelCost | 0 | [6 empty] | 0.67556 | 0
LCP_Inputs_ON_Diverse_2023_04_03 | 2030 | Battery Storage | Storage | Electricity | MI | Dispatch-Storage | VOM | 0 | [6 empty] | 0.67556 | 0
LCP_Inputs_ON_Diverse_2023_04_03 | 2030 | Battery Storage | Storage | Electricity | NY | Dispatch-Storage | EmissionsCost | 0 | [6 empty] | 0.67556 | 0
LCP_Inputs_ON_Diverse_2023_04_03 | 2030 | Battery Storage | Storage | Electricity | NY | Dispatch-Storage | FuelCost | 0 | [6 empty] | 0.67556 | 0
LCP_Inputs_ON_Diverse_2023_04_03 | 2030 | Battery Storage | Storage | Electricity | NY | Dispatch-Storage | VOM | 0 | [6 empty] | 0.67556 | 0
LCP_Inputs_ON_Diverse_2023_04_03 | 2030 | Battery Storage | Storage | Electricity | ON | Dispatch-Storage | EmissionsCost | 0 | [6 empty] | 0.67556 | 0
LCP_Inputs_ON_Diverse_2023_04_03 | 2030 | Battery Storage | Storage | Electricity | ON | Dispatch-Storage | FuelCost | 0 | [6 empty] | 0.67556 | 0
LCP_Inputs_ON_Diverse_2023_04_03 | 2030 | Battery Storage | Storage | Electricity | ON | Dispatch-Storage | VOM | 0 | [6 empty] | 0.67556 | 0
LCP_Inputs_ON_Diverse_2023_04_03 | 2030 | Battery Storage | Storage | Electricity | PJ | Dispatch-Storage | EmissionsCost | 0 | [6 empty] | 0.67556 | 0
LCP_Inputs_ON_Diverse_2023_04_03 | 2030 | Battery Storage | Storage | Electricity | PJ | Dispatch-Storage | FuelCost | 0 | [6 empty] | 0.67556 | 0
LCP_Inputs_ON_Diverse_2023_04_03 | 2030 | Battery Storage | Storage | Electricity | PJ | Dispatch-Storage | VOM | 0 | [6 empty] | 0.67556 | 0
LCP_Inputs_ON_Diverse_2023_04_03 | 2030 | Battery Storage | Storage | Electricity | QC | Dispatch-Storage | EmissionsCost | 0 | [6 empty] | 0.67556 | 0
LCP_Inputs_ON_Diverse_2023_04_03 | 2030 | Battery Storage | Storage | Electricity | QC | Dispatch-Storage | FuelCost | 0 | [6 empty] | 0.67556 | 0
LCP_Inputs_ON_Diverse_2023_04_03 | 2030 | Battery Storage | Storage | Electricity | QC | Dispatch-Storage | VOM | 0 | [6 empty] | 0.67556 | 0
LCP_Inputs_ON_Diverse_2023_04_03 | 2030 | Battery Storage | Storage | Electricity | WC | Dispatch-Storage | EmissionsCost | 0 | [6 empty] | 0.67556 | 0
LCP_Inputs_ON_Diverse_2023_04_03 | 2030 | Battery Storage | Storage | Electricity | WC | Dispatch-Storage | FuelCost | 0 | [6 empty] | 0.67556 | 0
LCP_Inputs_ON_Diverse_2023_04_03 | 2030 | Battery Storage | Storage | Electricity | WC | Dispatch-Storage | VOM | 0 | [6 empty] | 0.67556 | 0
LCP_Inputs_ON_Diverse_2023_04_03 | 2030 | Biomass | Generation | Electricity | MI | Dispatch-Generation | EmissionsCost | 0 | [6 empty] | 0.67556 | 0
LCP_Inputs_ON_Diverse_2023_04_03 | 2030 | Biomass | Generation | Electricity | MI | Dispatch-Generation | FuelCost | 0 | [6 empty] | 0.67556 | 0
LCP_Inputs_ON_Diverse_2023_04_03 | 2030 | Biomass | Generation | Electricity | MI | Dispatch-Generation | VOM | 0 | [6 empty] | 0.67556 | 0
LCP_Inputs_ON_Diverse_2023_04_03 | 2030 | Biomass | Generation | Electricity | NY | Dispatch-Generation | EmissionsCost | 0 | [6 empty] | 0.67556 | 0
LCP_Inputs_ON_Diverse_2023_04_03 | 2030 | Biomass | Generation | Electricity | NY | Dispatch-Generation | FuelCost | 0 | [6 empty] | 0.67556 | 0
LCP_Inputs_ON_Diverse_2023_04_03 | 2030 | Biomass | Generation | Electricity | NY | Dispatch-Generation | VOM | 0 | [6 empty] | 0.67556 | 0
LCP_Inputs_ON_Diverse_2023_04_03 | 2030 | Biomass | Generation | Electricity | ON | Dispatch-Generation | EmissionsCost | 0 | [6 empty] | 0.67556 | 0
LCP_Inputs_ON_Diverse_2023_04_03 | 2030 | Biomass | Generation | Electricity | ON | Dispatch-Generation | FuelCost | 0 | [6 empty] | 0.67556 | 0
LCP_Inputs_ON_Diverse_2023_04_03 | 2030 | Biomass | Generation | Electricity | ON | Dispatch-Generation | VOM | 0 | [6 empty] | 0.67556 | 0
LCP_Inputs_ON_Diverse_2023_04_03 | 2030 | Biomass | Generation | Electricity | PJ | Dispatch-Generation | EmissionsCost | 0 | [6 empty] | 0.67556 | 0
LCP_Inputs_ON_Diverse_2023_04_03 | 2030 | Biomass | Generation | Electricity | PJ | Dispatch-Generation | FuelCost | 0 | [6 empty] | 0.67556 | 0
LCP_Inputs_ON_Diverse_2023_04_03 | 2030 | Biomass | Generation | Electricity | PJ | Dispatch-Generation | VOM | 0 | [6 empty] | 0.67556 | 0
LCP_Inputs_ON_Diverse_2023_04_03 | 2030 | Biomass | Generation | Electricity | QC | Dispatch-Generation | EmissionsCost | 0 | [6 empty] | 0.67556 | 0
LCP_Inputs_ON_Diverse_2023_04_03 | 2030 | Biomass | Generation | Electricity | QC | Dispatch-Generation | FuelCost | 31690.6798 | [6 empty] | 0.67556 | 21409.0878
LCP_Inputs_ON_Diverse_2023_04_03 | 2030 | Biomass | Generation | Electricity | QC | Dispatch-Generation | VOM | 406.6971 | [6 empty] | 0.67556 | 274.75
LCP_Inputs_ON_Diverse_2023_04_03 | 2030 | Biomass | Generation | Electricity | WC | Dispatch-Generation | EmissionsCost | 0 | [6 empty] | 0.67556 | 0
LCP_Inputs_ON_Diverse_2023_04_03 | 2030 | Biomass | Generation | Electricity | WC | Dispatch-Generation | FuelCost | 0 | [6 empty] | 0.67556 | 0
LCP_Inputs_ON_Diverse_2023_04_03 | 2030 | Biomass | Generation | Electricity | WC | Dispatch-Generation | VOM | 0 | [6 empty] | 0.67556 | 0
LCP_Inputs_ON_Diverse_2023_04_03 | 2030 | Biomass + CCS | Generation | Electricity | MI | Dispatch-Generation | EmissionsCost | 0 | [6 empty] | 0.67556 | 0
LCP_Inputs_ON_Diverse_2023_04_03 | 2030 | Biomass + CCS | Generation | Electricity | MI | Dispatch-Generation | FuelCost | 0 | [6 empty] | 0.67556 | 0
LCP_Inputs_ON_Diverse_2023_04_03 | 2030 | Biomass + CCS | Generation | Electricity | MI | Dispatch-Generation | VOM | 0 | [6 empty] | 0.67556 | 0
LCP_Inputs_ON_Diverse_2023_04_03 | 2030 | Biomass + CCS | Generation | Electricity | NY | Dispatch-Generation | EmissionsCost | 0 | [6 empty] | 0.67556 | 0
LCP_Inputs_ON_Diverse_2023_04_03 | 2030 | Biomass + CCS | Generation | Electricity | NY | Dispatch-Generation | FuelCost | 0 | [6 empty] | 0.67556 | 0
LCP_Inputs_ON_Diverse_2023_04_03 | 2030 | Biomass + CCS | Generation | Electricity | NY | Dispatch-Generation | VOM | 0 | [6 empty] | 0.67556 | 0
LCP_Inputs_ON_Diverse_2023_04_03 | 2030 | Biomass + CCS | Generation | Electricity | ON | Dispatch-Generation | EmissionsCost | 0 | [6 empty] | 0.67556 | 0
LCP_Inputs_ON_Diverse_2023_04_03 | 2030 | Biomass + CCS | Generation | Electricity | ON | Dispatch-Generation | FuelCost | 0 | [6 empty] | 0.67556 | 0
LCP_Inputs_ON_Diverse_2023_04_03 | 2030 | Biomass + CCS | Generation | Electricity | ON | Dispatch-Generation | VOM | 0 | [6 empty] | 0.67556 | 0
LCP_Inputs_ON_Diverse_2023_04_03 | 2030 | Biomass + CCS | Generation | Electricity | PJ | Dispatch-Generation | EmissionsCost | 0 | [6 empty] | 0.67556 | 0
LCP_Inputs_ON_Diverse_2023_04_03 | 2030 | Biomass + CCS | Generation | Electricity | PJ | Dispatch-Generation | FuelCost | 0 | [6 empty] | 0.67556 | 0
LCP_Inputs_ON_Diverse_2023_04_03 | 2030 | Biomass + CCS | Generation | Electricity | PJ | Dispatch-Generation | VOM | 0 | [6 empty] | 0.67556 | 0
LCP_Inputs_ON_Diverse_2023_04_03 | 2030 | Biomass + CCS | Generation | Electricity | QC | Dispatch-Generation | EmissionsCost | 0 | [6 empty] | 0.67556 | 0
LCP_Inputs_ON_Diverse_2023_04_03 | 2030 | Biomass + CCS | Generation | Electricity | QC | Dispatch-Generation | FuelCost | 0 | [6 empty] | 0.67556 | 0
LCP_Inputs_ON_Diverse_2023_04_03 | 2030 | Biomass + CCS | Generation | Electricity | QC | Dispatch-Generation | VOM | 0 | [6 empty] | 0.67556 | 0
LCP_Inputs_ON_Diverse_2023_04_03 | 2030 | Biomass + CCS | Generation | Electricity | WC | Dispatch-Generation | EmissionsCost | 0 | [6 empty] | 0.67556 | 0
LCP_Inputs_ON_Diverse_2023_04_03 | 2030 | Biomass + CCS | Generation | Electricity | WC | Dispatch-Generation | FuelCost | 0 | [6 empty] | 0.67556 | 0
LCP_Inputs_ON_Diverse_2023_04_03 | 2030 | Biomass + CCS | Generation | Electricity | WC | Dispatch-Generation | VOM | 0 | [6 empty] | 0.67556 | 0
LCP_Inputs_ON_Diverse_2023_04_03 | 2030 | CH4 + CCS | Generation | Methane | MI | Dispatch-Generation | EmissionsCost | 0 | [6 empty] | 0.67556 | 0
LCP_Inputs_ON_Diverse_2023_04_03 | 2030 | CH4 + CCS | Generation | Methane | MI | Dispatch-Generation | FuelCost | 0 | [6 empty] | 0.67556 | 0
LCP_Inputs_ON_Diverse_2023_04_03 | 2030 | CH4 + CCS | Generation | Methane | MI | Dispatch-Generation | VOM | 0 | [6 empty] | 0.67556 | 0
LCP_Inputs_ON_Diverse_2023_04_03 | 2030 | CH4 + CCS | Generation | Methane | NY | Dispatch-Generation | EmissionsCost | 0 | [6 empty] | 0.67556 | 0
LCP_Inputs_ON_Diverse_2023_04_03 | 2030 | CH4 + CCS | Generation | Methane | NY | Dispatch-Generation | FuelCost | 0 | [6 empty] | 0.67556 | 0
LCP_Inputs_ON_Diverse_2023_04_03 | 2030 | CH4 + CCS | Generation | Methane | NY | Dispatch-Generation | VOM | 0 | [6 empty] | 0.67556 | 0
LCP_Inputs_ON_Diverse_2023_04_03 | 2030 | CH4 + CCS | Generation | Methane | ON | Dispatch-Generation | EmissionsCost | 36250644.3017 | [6 empty] | 0.67556 | 24489636.3871
LCP_Inputs_ON_Diverse_2023_04_03 | 2030 | CH4 + CCS | Generation | Methane | ON | Dispatch-Generation | FuelCost | 171398728.1399 | [6 empty] | 0.67556 | 115790839.3136
LCP_Inputs_ON_Diverse_2023_04_03 | 2030 | CH4 + CCS | Generation | Methane | ON | Dispatch-Generation | VOM | 19178821.6667 | [6 empty] | 0.67556 | 12956524.7183
LCP_Inputs_ON_Diverse_2023_04_03 | 2030 | CH4 + CCS | Generation | Methane | PJ | Dispatch-Generation | EmissionsCost | 0 | [6 empty] | 0.67556 | 0
LCP_Inputs_ON_Diverse_2023_04_03 | 2030 | CH4 + CCS | Generation | Methane | PJ | Dispatch-Generation | FuelCost | 0 | [6 empty] | 0.67556 | 0
LCP_Inputs_ON_Diverse_2023_04_03 | 2030 | CH4 + CCS | Generation | Methane | PJ | Dispatch-Generation | VOM | 0 | [6 empty] | 0.67556 | 0
LCP_Inputs_ON_Diverse_2023_04_03 | 2030 | CH4 + CCS | Generation | Methane | QC | Dispatch-Generation | EmissionsCost | 0 | [6 empty] | 0.67556 | 0
LCP_Inputs_ON_Diverse_2023_04_03 | 2030 | CH4 + CCS | Generation | Methane | QC | Dispatch-Generation | FuelCost | 0 | [6 empty] | 0.67556 | 0
LCP_Inputs_ON_Diverse_2023_04_03 | 2030 | CH4 + CCS | Generation | Methane | QC | Dispatch-Generation | VOM | 0 | [6 empty] | 0.67556 | 0
LCP_Inputs_ON_Diverse_2023_04_03 | 2030 | CH4 + CCS | Generation | Methane | WC | Dispatch-Generation | EmissionsCost | 0 | [6 empty] | 0.67556 | 0
LCP_Inputs_ON_Diverse_2023_04_03 | 2030 | CH4 + CCS | Generation | Methane | WC | Dispatch-Generation | FuelCost | 0 | [6 empty] | 0.67556 | 0
LCP_Inputs_ON_Diverse_2023_04_03 | 2030 | CH4 + CCS | Generation | Methane | WC | Dispatch-Generation | VOM | 0 | [6 empty] | 0.67556 | 0
LCP_Inputs_ON_Diverse_2023_04_03 | 2030 | CH4 Import - NY 2020 | Import | Methane | MI | Dispatch-Import | EmissionsCost | 0 | [6 empty] | 0.67556 | 0
LCP_Inputs_ON_Diverse_2023_04_03 | 2030 | CH4 Import - NY 2020 | Import | Methane | MI | Dispatch-Import | FuelCost | 0 | [6 empty] | 0.67556 | 0
LCP_Inputs_ON_Diverse_2023_04_03 | 2030 | CH4 Import - NY 2020 | Import | Methane | MI | Dispatch-Import | VOM | 0 | [6 empty] | 0.67556 | 0
LCP_Inputs_ON_Diverse_2023_04_03 | 2030 | CH4 Import - NY 2020 | Import | Methane | NY | Dispatch-Import | EmissionsCost | 0 | [6 empty] | 0.67556 | 0
LCP_Inputs_ON_Diverse_2023_04_03 | 2030 | CH4 Import - NY 2020 | Import | Methane | NY | Dispatch-Import | FuelCost | 0 | [6 empty] | 0.67556 | 0
LCP_Inputs_ON_Diverse_2023_04_03 | 2030 | CH4 Import - NY 2020 | Import | Methane | NY | Dispatch-Import | VOM | 0 | [6 empty] | 0.67556 | 0
LCP_Inputs_ON_Diverse_2023_04_03 | 2030 | CH4 Import - NY 2020 | Import | Methane | ON | Dispatch-Import | EmissionsCost | 0 | [6 empty] | 0.67556 | 0
LCP_Inputs_ON_Diverse_2023_04_03 | 2030 | CH4 Import - NY 2020 | Import | Methane | ON | Dispatch-Import | FuelCost | 0 | [6 empty] | 0.67556 | 0
LCP_Inputs_ON_Diverse_2023_04_03 | 2030 | CH4 Import - NY 2020 | Import | Methane | ON | Dispatch-Import | VOM | 0 | [6 empty] | 0.67556 | 0
LCP_Inputs_ON_Diverse_2023_04_03 | 2030 | CH4 Import - NY 2020 | Import | Methane | PJ | Dispatch-Import | EmissionsCost | 0 | [6 empty] | 0.67556 | 0
LCP_Inputs_ON_Diverse_2023_04_03 | 2030 | CH4 Import - NY 2020 | Import | Methane | PJ | Dispatch-Import | FuelCost | 0 | [6 empty] | 0.67556 | 0
LCP_Inputs_ON_Diverse_2023_04_03 | 2030 | CH4 Import - NY 2020 | Import | Methane | PJ | Dispatch-Import | VOM | 0 | [6 empty] | 0.67556 | 0
LCP_Inputs_ON_Diverse_2023_04_03 | 2030 | CH4 Import - NY 2020 | Import | Methane | QC | Dispatch-Import | EmissionsCost | 0 | [6 empty] | 0.67556 | 0
LCP_Inputs_ON_Diverse_2023_04_03 | 2030 | CH4 Import - NY 2020 | Import | Methane | QC | Dispatch-Import | FuelCost | 0 | [6 empty] | 0.67556 | 0
LCP_Inputs_ON_Diverse_2023_04_03 | 2030 | CH4 Import - NY 2020 | Import | Methane | QC | Dispatch-Import | VOM | 0 | [6 empty] | 0.67556 | 0
LCP_Inputs_ON_Diverse_2023_04_03 | 2030 | CH4 Import - NY 2020 | Import | Methane | WC | Dispatch-Import | EmissionsCost | 0 | [6 empty] | 0.67556 | 0
LCP_Inputs_ON_Diverse_2023_04_03 | 2030 | CH4 Import - NY 2020 | Import | Methane | WC | Dispatch-Import | FuelCost | 0 | [6 empty] | 0.67556 | 0
LCP_Inputs_ON_Diverse_2023_04_03 | 2030 | CH4 Import - NY 2020 | Import | Methane | WC | Dispatch-Import | VOM | 0 | [6 empty] | 0.67556 | 0
LCP_Inputs_ON_Diverse_2023_04_03 | 2030 | CH4 Import - NY 2030 | Import | Methane | MI | Dispatch-Import | EmissionsCost | 0 | [6 empty] | 0.67556 | 0
LCP_Inputs_ON_Diverse_2023_04_03 | 2030 | CH4 Import - NY 2030 | Import | Methane | MI | Dispatch-Import | FuelCost | 0 | [6 empty] | 0.67556 | 0
LCP_Inputs_ON_Diverse_2023_04_03 | 2030 | CH4 Import - NY 2030 | Import | Methane | MI | Dispatch-Import | VOM | 0 | [6 empty] | 0.67556 | 0
LCP_Inputs_ON_Diverse_2023_04_03 | 2030 | CH4 Import - NY 2030 | Import | Methane | NY | Dispatch-Import | EmissionsCost | 1400246087.116 | [6 empty] | 0.67556 | 945956083.9941
LCP_Inputs_ON_Diverse_2023_04_03 | 2030 | CH4 Import - NY 2030 | Import | Methane | NY | Dispatch-Import | FuelCost | 644356120.8267 | [6 empty] | 0.67556 | 435303907.1941
LCP_Inputs_ON_Diverse_2023_04_03 | 2030 | CH4 Import - NY 2030 | Import | Methane | NY | Dispatch-Import | VOM | 0 | [6 empty] | 0.67556 | 0
LCP_Inputs_ON_Diverse_2023_04_03 | 2030 | CH4 Import - NY 2030 | Import | Methane | ON | Dispatch-Import | EmissionsCost | 0 | [6 empty] | 0.67556 | 0
LCP_Inputs_ON_Diverse_2023_04_03 | 2030 | CH4 Import - NY 2030 | Import | Methane | ON | Dispatch-Import | FuelCost | 0 | [6 empty] | 0.67556 | 0
LCP_Inputs_ON_Diverse_2023_04_03 | 2030 | CH4 Import - NY 2030 | Import | Methane | ON | Dispatch-Import | VOM | 0 | [6 empty] | 0.67556 | 0
LCP_Inputs_ON_Diverse_2023_04_03 | 2030 | CH4 Import - NY 2030 | Import | Methane | PJ | Dispatch-Import | EmissionsCost | 0 | [6 empty] | 0.67556 | 0
LCP_Inputs_ON_Diverse_2023_04_03 | 2030 | CH4 Import - NY 2030 | Import | Methane | PJ | Dispatch-Import | FuelCost | 0 | [6 empty] | 0.67556 | 0
LCP_Inputs_ON_Diverse_2023_04_03 | 2030 | CH4 Import - NY 2030 | Import | Methane | PJ | Dispatch-Import | VOM | 0 | [6 empty] | 0.67556 | 0
LCP_Inputs_ON_Diverse_2023_04_03 | 2030 | CH4 Import - NY 2030 | Import | Methane | QC | Dispatch-Import | EmissionsCost | 0 | [6 empty] | 0.67556 | 0
LCP_Inputs_ON_Diverse_2023_04_03 | 2030 | CH4 Import - NY 2030 | Import | Methane | QC | Dispatch-Import | FuelCost | 0 | [6 empty] | 0.67556 | 0
LCP_Inputs_ON_Diverse_2023_04_03 | 2030 | CH4 Import - NY 2030 | Import | Methane | QC | Dispatch-Import | VOM | 0 | [6 empty] | 0.67556 | 0
LCP_Inputs_ON_Diverse_2023_04_03 | 2030 | CH4 Import - NY 2030 | Import | Methane | WC | Dispatch-Import | EmissionsCost | 0 | [6 empty] | 0.67556 | 0
LCP_Inputs_ON_Diverse_2023_04_03 | 2030 | CH4 Import - NY 2030 | Import | Methane | WC | Dispatch-Import | FuelCost | 0 | [6 empty] | 0.67556 | 0
LCP_Inputs_ON_Diverse_2023_04_03 | 2030 | CH4 Import - NY 2030 | Import | Methane | WC | Dispatch-Import | VOM | 0 | [6 empty] | 0.67556 | 0
LCP_Inputs_ON_Diverse_2023_04_03 | 2030 | CH4 Import - NY 2040 | Import | Methane | MI | Dispatch-Import | EmissionsCost | 0 | [6 empty] | 0.67556 | 0
LCP_Inputs_ON_Diverse_2023_04_03 | 2030 | CH4 Import - NY 2040 | Import | Methane | MI | Dispatch-Import | FuelCost | 0 | [6 empty] | 0.67556 | 0
LCP_Inputs_ON_Diverse_2023_04_03 | 2030 | CH4 Import - NY 2040 | Import | Methane | MI | Dispatch-Import | VOM | 0 | [6 empty] | 0.67556 | 0
LCP_Inputs_ON_Diverse_2023_04_03 | 2030 | CH4 Import - NY 2040 | Import | Methane | NY | Dispatch-Import | EmissionsCost | 0 | [6 empty] | 0.67556 | 0
LCP_Inputs_ON_Diverse_2023_04_03 | 2030 | CH4 Import - NY 2040 | Import | Methane | NY | Dispatch-Import | FuelCost | 0 | [6 empty] | 0.67556 | 0
LCP_Inputs_ON_Diverse_2023_04_03 | 2030 | CH4 Import - NY 2040 | Import | Methane | NY | Dispatch-Import | VOM | 0 | [6 empty] | 0.67556 | 0
LCP_Inputs_ON_Diverse_2023_04_03 | 2030 | CH4 Import - NY 2040 | Import | Methane | ON | Dispatch-Import | EmissionsCost | 0 | [6 empty] | 0.67556 | 0
LCP_Inputs_ON_Diverse_2023_04_03 | 2030 | CH4 Import - NY 2040 | Import | Methane | ON | Dispatch-Import | FuelCost | 0 | [6 empty] | 0.67556 | 0
LCP_Inputs_ON_Diverse_2023_04_03 | 2030 | CH4 Import - NY 2040 | Import | Methane | ON | Dispatch-Import | VOM | 0 | [6 empty] | 0.67556 | 0
LCP_Inputs_ON_Diverse_2023_04_03 | 2030 | CH4 Import - NY 2040 | Import | Methane | PJ | Dispatch-Import | EmissionsCost | 0 | [6 empty] | 0.67556 | 0
LCP_Inputs_ON_Diverse_2023_04_03 | 2030 | CH4 Import - NY 2040 | Import | Methane | PJ | Dispatch-Import | FuelCost | 0 | [6 empty] | 0.67556 | 0
LCP_Inputs_ON_Diverse_2023_04_03 | 2030 | CH4 Import - NY 2040 | Import | Methane | PJ | Dispatch-Import | VOM | 0 | [6 empty] | 0.67556 | 0
LCP_Inputs_ON_Diverse_2023_04_03 | 2030 | CH4 Import - NY 2040 | Import | Methane | QC | Dispatch-Import | EmissionsCost | 0 | [6 empty] | 0.67556 | 0
LCP_Inputs_ON_Diverse_2023_04_03 | 2030 | CH4 Import - NY 2040 | Import | Methane | QC | Dispatch-Import | FuelCost | 0 | [6 empty] | 0.67556 | 0
LCP_Inputs_ON_Diverse_2023_04_03 | 2030 | CH4 Import - NY 2040 | Import | Methane | QC | Dispatch-Import | VOM | 0 | [6 empty] | 0.67556 | 0
LCP_Inputs_ON_Diverse_2023_04_03 | 2030 | CH4 Import - NY 2040 | Import | Methane | WC | Dispatch-Import | EmissionsCost | 0 | [6 empty] | 0.67556 | 0
LCP_Inputs_ON_Diverse_2023_04_03 | 2030 | CH4 Import - NY 2040 | Import | Methane | WC | Dispatch-Import | FuelCost | 0 | [6 empty] | 0.67556 | 0
LCP_Inputs_ON_Diverse_2023_04_03 | 2030 | CH4 Import - NY 2040 | Import | Methane | WC | Dispatch-Import | VOM | 0 | [6 empty] | 0.67556 | 0
LCP_Inputs_ON_Diverse_2023_04_03 | 2030 | CH4 Import - NY 2050 | Import | Methane | MI | Dispatch-Import | EmissionsCost | 0 | [6 empty] | 0.67556 | 0
LCP_Inputs_ON_Diverse_2023_04_03 | 2030 | CH4 Import - NY 2050 | Import | Methane | MI | Dispatch-Import | FuelCost | 0 | [6 empty] | 0.67556 | 0
LCP_Inputs_ON_Diverse_2023_04_03 | 2030 | CH4 Import - NY 2050 | Import | Methane | MI | Dispatch-Import | VOM | 0 | [6 empty] | 0.67556 | 0
LCP_Inputs_ON_Diverse_2023_04_03 | 2030 | CH4 Import - NY 2050 | Import | Methane | NY | Dispatch-Import | EmissionsCost | 0 | [6 empty] | 0.67556 | 0
LCP_Inputs_ON_Diverse_2023_04_03 | 2030 | CH4 Import - NY 2050 | Import | Methane | NY | Dispatch-Import | FuelCost | 0 | [6 empty] | 0.67556 | 0
LCP_Inputs_ON_Diverse_2023_04_03 | 2030 | CH4 Import - NY 2050 | Import | Methane | NY | Dispatch-Import | VOM | 0 | [6 empty] | 0.67556 | 0
LCP_Inputs_ON_Diverse_2023_04_03 | 2030 | CH4 Import - NY 2050 | Import | Methane | ON | Dispatch-Import | EmissionsCost | 0 | [6 empty] | 0.67556 | 0
LCP_Inputs_ON_Diverse_2023_04_03 | 2030 | CH4 Import - NY 2050 | Import | Methane | ON | Dispatch-Import | FuelCost | 0 | [6 empty] | 0.67556 | 0
LCP_Inputs_ON_Diverse_2023_04_03 | 2030 | CH4 Import - NY 2050 | Import | Methane | ON | Dispatch-Import | VOM | 0 | [6 empty] | 0.67556 | 0
LCP_Inputs_ON_Diverse_2023_04_03 | 2030 | CH4 Import - NY 2050 | Import | Methane | PJ | Dispatch-Import | EmissionsCost | 0 | [6 empty] | 0.67556 | 0
LCP_Inputs_ON_Diverse_2023_04_03 | 2030 | CH4 Import - NY 2050 | Import | Methane | PJ | Dispatch-Import | FuelCost | 0 | [6 empty] | 0.67556 | 0
LCP_Inputs_ON_Diverse_2023_04_03 | 2030 | CH4 Import - NY 2050 | Import | Methane | PJ | Dispatch-Import | VOM | 0 | [6 empty] | 0.67556 | 0
LCP_Inputs_ON_Diverse_2023_04_03 | 2030 | CH4 Import - NY 2050 | Import | Methane | QC | Dispatch-Import | EmissionsCost | 0 | [6 empty] | 0.67556 | 0
LCP_Inputs_ON_Diverse_2023_04_03 | 2030 | CH4 Import - NY 2050 | Import | Methane | QC | Dispatch-Import | FuelCost | 0 | [6 empty] | 0.67556 | 0
LCP_Inputs_ON_Diverse_2023_04_03 | 2030 | CH4 Import - NY 2050 | Import | Methane | QC | Dispatch-Import | VOM | 0 | [6 empty] | 0.67556 | 0
LCP_Inputs_ON_Diverse_2023_04_03 | 2030 | CH4 Import - NY 2050 | Import | Methane | WC | Dispatch-Import | EmissionsCost | 0 | [6 empty] | 0.67556 | 0
LCP_Inputs_ON_Diverse_2023_04_03 | 2030 | CH4 Import - NY 2050 | Import | Methane | WC | Dispatch-Import | FuelCost | 0 | [6 empty] | 0.67556 | 0
LCP_Inputs_ON_Diverse_2023_04_03 | 2030 | CH4 Import - NY 2050 | Import | Methane | WC | Dispatch-Import | VOM | 0 | [6 empty] | 0.67556 | 0
LCP_Inputs_ON_Diverse_2023_04_03 | 2030 | CH4 Import - WC 2020 | Import | Methane | MI | Dispatch-Import | EmissionsCost | 0 | [6 empty] | 0.67556 | 0
LCP_Inputs_ON_Diverse_2023_04_03 | 2030 | CH4 Import - WC 2020 | Import | Methane | MI | Dispatch-Import | FuelCost | 0 | [6 empty] | 0.67556 | 0
LCP_Inputs_ON_Diverse_2023_04_03 | 2030 | CH4 Import - WC 2020 | Import | Methane | MI | Dispatch-Import | VOM | 0 | [6 empty] | 0.67556 | 0
LCP_Inputs_ON_Diverse_2023_04_03 | 2030 | CH4 Import - WC 2020 | Import | Methane | NY | Dispatch-Import | EmissionsCost | 0 | [6 empty] | 0.67556 | 0
LCP_Inputs_ON_Diverse_2023_04_03 | 2030 | CH4 Import - WC 2020 | Import | Methane | NY | Dispatch-Import | FuelCost | 0 | [6 empty] | 0.67556 | 0
LCP_Inputs_ON_Diverse_2023_04_03 | 2030 | CH4 Import - WC 2020 | Import | Methane | NY | Dispatch-Import | VOM | 0 | [6 empty] | 0.67556 | 0
LCP_Inputs_ON_Diverse_2023_04_03 | 2030 | CH4 Import - WC 2020 | Import | Methane | ON | Dispatch-Import | EmissionsCost | 0 | [6 empty] | 0.67556 | 0
LCP_Inputs_ON_Diverse_2023_04_03 | 2030 | CH4 Import - WC 2020 | Import | Methane | ON | Dispatch-Import | FuelCost | 0 | [6 empty] | 0.67556 | 0
LCP_Inputs_ON_Diverse_2023_04_03 | 2030 | CH4 Import - WC 2020 | Import | Methane | ON | Dispatch-Import | VOM | 0 | [6 empty] | 0.67556 | 0
LCP_Inputs_ON_Diverse_2023_04_03 | 2030 | CH4 Import - WC 2020 | Import | Methane | PJ | Dispatch-Import | EmissionsCost | 0 | [6 empty] | 0.67556 | 0
LCP_Inputs_ON_Diverse_2023_04_03 | 2030 | CH4 Import - WC 2020 | Import | Methane | PJ | Dispatch-Import | FuelCost | 0 | [6 empty] | 0.67556 | 0
LCP_Inputs_ON_Diverse_2023_04_03 | 2030 | CH4 Import - WC 2020 | Import | Methane | PJ | Dispatch-Import | VOM | 0 | [6 empty] | 0.67556 | 0
LCP_Inputs_ON_Diverse_2023_04_03 | 2030 | CH4 Import - WC 2020 | Import | Methane | QC | Dispatch-Import | EmissionsCost | 0 | [6 empty] | 0.67556 | 0
LCP_Inputs_ON_Diverse_2023_04_03 | 2030 | CH4 Import - WC 2020 | Import | Methane | QC | Dispatch-Import | FuelCost | 0 | [6 empty] | 0.67556 | 0
LCP_Inputs_ON_Diverse_2023_04_03 | 2030 | CH4 Import - WC 2020 | Import | Methane | QC | Dispatch-Import | VOM | 0 | [6 empty] | 0.67556 | 0
LCP_Inputs_ON_Diverse_2023_04_03 | 2030 | CH4 Import - WC 2020 | Import | Methane | WC | Dispatch-Import | EmissionsCost | 0 | [6 empty] | 0.67556 | 0
LCP_Inputs_ON_Diverse_2023_04_03 | 2030 | CH4 Import - WC 2020 | Import | Methane | WC | Dispatch-Import | FuelCost | 0 | [6 empty] | 0.67556 | 0
LCP_Inputs_ON_Diverse_2023_04_03 | 2030 | CH4 Import - WC 2020 | Import | Methane | WC | Dispatch-Import | VOM | 0 | [6 empty] | 0.67556 | 0
LCP_Inputs_ON_Diverse_2023_04_03 | 2030 | CH4 Import - WC 2030 | Import | Methane | MI | Dispatch-Import | EmissionsCost | 0 | [6 empty] | 0.67556 | 0
LCP_Inputs_ON_Diverse_2023_04_03 | 2030 | CH4 Import - WC 2030 | Import | Methane | MI | Dispatch-Import | FuelCost | 0 | [6 empty] | 0.67556 | 0
LCP_Inputs_ON_Diverse_2023_04_03 | 2030 | CH4 Import - WC 2030 | Import | Methane | MI | Dispatch-Import | VOM | 0 | [6 empty] | 0.67556 | 0
LCP_Inputs_ON_Diverse_2023_04_03 | 2030 | CH4 Import - WC 2030 | Import | Methane | NY | Dispatch-Import | EmissionsCost | 0 | [6 empty] | 0.67556 | 0
LCP_Inputs_ON_Diverse_2023_04_03 | 2030 | CH4 Import - WC 2030 | Import | Methane | NY | Dispatch-Import | FuelCost | 0 | [6 empty] | 0.67556 | 0
LCP_Inputs_ON_Diverse_2023_04_03 | 2030 | CH4 Import - WC 2030 | Import | Methane | NY | Dispatch-Import | VOM | 0 | [6 empty] | 0.67556 | 0
LCP_Inputs_ON_Diverse_2023_04_03 | 2030 | CH4 Import - WC 2030 | Import | Methane | ON | Dispatch-Import | EmissionsCost | 0 | [6 empty] | 0.67556 | 0
LCP_Inputs_ON_Diverse_2023_04_03 | 2030 | CH4 Import - WC 2030 | Import | Methane | ON | Dispatch-Import | FuelCost | 0 | [6 empty] | 0.67556 | 0
LCP_Inputs_ON_Diverse_2023_04_03 | 2030 | CH4 Import - WC 2030 | Import | Methane | ON | Dispatch-Import | VOM | 0 | [6 empty] | 0.67556 | 0
LCP_Inputs_ON_Diverse_2023_04_03 | 2030 | CH4 Import - WC 2030 | Import | Methane | PJ | Dispatch-Import | EmissionsCost | 0 | [6 empty] | 0.67556 | 0
LCP_Inputs_ON_Diverse_2023_04_03 | 2030 | CH4 Import - WC 2030 | Import | Methane | PJ | Dispatch-Import | FuelCost | 0 | [6 empty] | 0.67556 | 0
LCP_Inputs_ON_Diverse_2023_04_03 | 2030 | CH4 Import - WC 2030 | Import | Methane | PJ | Dispatch-Import | VOM | 0 | [6 empty] | 0.67556 | 0
LCP_Inputs_ON_Diverse_2023_04_03 | 2030 | CH4 Import - WC 2030 | Import | Methane | QC | Dispatch-Import | EmissionsCost | 0 | [6 empty] | 0.67556 | 0
LCP_Inputs_ON_Diverse_2023_04_03 | 2030 | CH4 Import - WC 2030 | Import | Methane | QC | Dispatch-Import | FuelCost | 0 | [6 empty] | 0.67556 | 0
LCP_Inputs_ON_Diverse_2023_04_03 | 2030 | CH4 Import - WC 2030 | Import | Methane | QC | Dispatch-Import | VOM | 0 | [6 empty] | 0.67556 | 0
LCP_Inputs_ON_Diverse_2023_04_03 | 2030 | CH4 Import - WC 2030 | Import | Methane | WC | Dispatch-Import | EmissionsCost | 5193257721.005 | [6 empty] | 0.67556 | 3508378835.7889
LCP_Inputs_ON_Diverse_2023_04_03 | 2030 | CH4 Import - WC 2030 | Import | Methane | WC | Dispatch-Import | FuelCost | 2389799500.4952 | [6 empty] | 0.67556 | 1614462913.2123
LCP_Inputs_ON_Diverse_2023_04_03 | 2030 | CH4 Import - WC 2030 | Import | Methane | WC | Dispatch-Import | VOM | 0 | [6 empty] | 0.67556 | 0
LCP_Inputs_ON_Diverse_2023_04_03 | 2030 | CH4 Import - WC 2040 | Import | Methane | MI | Dispatch-Import | EmissionsCost | 0 | [6 empty] | 0.67556 | 0
LCP_Inputs_ON_Diverse_2023_04_03 | 2030 | CH4 Import - WC 2040 | Import | Methane | MI | Dispatch-Import | FuelCost | 0 | [6 empty] | 0.67556 | 0
LCP_Inputs_ON_Diverse_2023_04_03 | 2030 | CH4 Import - WC 2040 | Import | Methane | MI | Dispatch-Import | VOM | 0 | [6 empty] | 0.67556 | 0
LCP_Inputs_ON_Diverse_2023_04_03 | 2030 | CH4 Import - WC 2040 | Import | Methane | NY | Dispatch-Import | EmissionsCost | 0 | [6 empty] | 0.67556 | 0
LCP_Inputs_ON_Diverse_2023_04_03 | 2030 | CH4 Import - WC 2040 | Import | Methane | NY | Dispatch-Import | FuelCost | 0 | [6 empty] | 0.67556 | 0
LCP_Inputs_ON_Diverse_2023_04_03 | 2030 | CH4 Import - WC 2040 | Import | Methane | NY | Dispatch-Import | VOM | 0 | [6 empty] | 0.67556 | 0
LCP_Inputs_ON_Diverse_2023_04_03 | 2030 | CH4 Import - WC 2040 | Import | Methane | ON | Dispatch-Import | EmissionsCost | 0 | [6 empty] | 0.67556 | 0
LCP_Inputs_ON_Diverse_2023_04_03 | 2030 | CH4 Import - WC 2040 | Import | Methane | ON | Dispatch-Import | FuelCost | 0 | [6 empty] | 0.67556 | 0
LCP_Inputs_ON_Diverse_2023_04_03 | 2030 | CH4 Import - WC 2040 | Import | Methane | ON | Dispatch-Import | VOM | 0 | [6 empty] | 0.67556 | 0
LCP_Inputs_ON_Diverse_2023_04_03 | 2030 | CH4 Import - WC 2040 | Import | Methane | PJ | Dispatch-Import | EmissionsCost | 0 | [6 empty] | 0.67556 | 0
LCP_Inputs_ON_Diverse_2023_04_03 | 2030 | CH4 Import - WC 2040 | Import | Methane | PJ | Dispatch-Import | FuelCost | 0 | [6 empty] | 0.67556 | 0
LCP_Inputs_ON_Diverse_2023_04_03 | 2030 | CH4 Import - WC 2040 | Import | Methane | PJ | Dispatch-Import | VOM | 0 | [6 empty] | 0.67556 | 0
LCP_Inputs_ON_Diverse_2023_04_03 | 2030 | CH4 Import - WC 2040 | Import | Methane | QC | Dispatch-Import | EmissionsCost | 0 | [6 empty] | 0.67556 | 0
LCP_Inputs_ON_Diverse_2023_04_03 | 2030 | CH4 Import - WC 2040 | Import | Methane | QC | Dispatch-Import | FuelCost | 0 | [6 empty] | 0.67556 | 0
LCP_Inputs_ON_Diverse_2023_04_03 | 2030 | CH4 Import - WC 2040 | Import | Methane | QC | Dispatch-Import | VOM | 0 | [6 empty] | 0.67556 | 0
LCP_Inputs_ON_Diverse_2023_04_03 | 2030 | CH4 Import - WC 2040 | Import | Methane | WC | Dispatch-Import | EmissionsCost | 0 | [6 empty] | 0.67556 | 0
LCP_Inputs_ON_Diverse_2023_04_03 | 2030 | CH4 Import - WC 2040 | Import | Methane | WC | Dispatch-Import | FuelCost | 0 | [6 empty] | 0.67556 | 0
LCP_Inputs_ON_Diverse_2023_04_03 | 2030 | CH4 Import - WC 2040 | Import | Methane | WC | Dispatch-Import | VOM | 0 | [6 empty] | 0.67556 | 0
LCP_Inputs_ON_Diverse_2023_04_03 | 2030 | CH4 Import - WC 2050 | Import | Methane | MI | Dispatch-Import | EmissionsCost | 0 | [6 empty] | 0.67556 | 0
LCP_Inputs_ON_Diverse_2023_04_03 | 2030 | CH4 Import - WC 2050 | Import | Methane | MI | Dispatch-Import | FuelCost | 0 | [6 empty] | 0.67556 | 0
LCP_Inputs_ON_Diverse_2023_04_03 | 2030 | CH4 Import - WC 2050 | Import | Methane | MI | Dispatch-Import | VOM | 0 | [6 empty] | 0.67556 | 0
LCP_Inputs_ON_Diverse_2023_04_03 | 2030 | CH4 Import - WC 2050 | Import | Methane | NY | Dispatch-Import | EmissionsCost | 0 | [6 empty] | 0.67556 | 0
LCP_Inputs_ON_Diverse_2023_04_03 | 2030 | CH4 Import - WC 2050 | Import | Methane | NY | Dispatch-Import | FuelCost | 0 | [6 empty] | 0.67556 | 0
LCP_Inputs_ON_Diverse_2023_04_03 | 2030 | CH4 Import - WC 2050 | Import | Methane | NY | Dispatch-Import | VOM | 0 | [6 empty] | 0.67556 | 0
LCP_Inputs_ON_Diverse_2023_04_03 | 2030 | CH4 Import - WC 2050 | Import | Methane | ON | Dispatch-Import | EmissionsCost | 0 | [6 empty] | 0.67556 | 0
LCP_Inputs_ON_Diverse_2023_04_03 | 2030 | CH4 Import - WC 2050 | Import | Methane | ON | Dispatch-Import | FuelCost | 0 | [6 empty] | 0.67556 | 0
LCP_Inputs_ON_Diverse_2023_04_03 | 2030 | CH4 Import - WC 2050 | Import | Methane | ON | Dispatch-Import | VOM | 0 | [6 empty] | 0.67556 | 0
LCP_Inputs_ON_Diverse_2023_04_03 | 2030 | CH4 Import - WC 2050 | Import | Methane | PJ | Dispatch-Import | EmissionsCost | 0 | [6 empty] | 0.67556 | 0
LCP_Inputs_ON_Diverse_2023_04_03 | 2030 | CH4 Import - WC 2050 | Import | Methane | PJ | Dispatch-Import | FuelCost | 0 | [6 empty] | 0.67556 | 0
LCP_Inputs_ON_Diverse_2023_04_03 | 2030 | CH4 Import - WC 2050 | Import | Methane | PJ | Dispatch-Import | VOM | 0 | [6 empty] | 0.67556 | 0
LCP_Inputs_ON_Diverse_2023_04_03 | 2030 | CH4 Import - WC 2050 | Import | Methane | QC | Dispatch-Import | EmissionsCost | 0 | [6 empty] | 0.67556 | 0
LCP_Inputs_ON_Diverse_2023_04_03 | 2030 | CH4 Import - WC 2050 | Import | Methane | QC | Dispatch-Import | FuelCost | 0 | [6 empty] | 0.67556 | 0
LCP_Inputs_ON_Diverse_2023_04_03 | 2030 | CH4 Import - WC 2050 | Import | Methane | QC | Dispatch-Import | VOM | 0 | [6 empty] | 0.67556 | 0
LCP_Inputs_ON_Diverse_2023_04_03 | 2030 | CH4 Import - WC 2050 | Import | Methane | WC | Dispatch-Import | EmissionsCost | 0 | [6 empty] | 0.67556 | 0
LCP_Inputs_ON_Diverse_2023_04_03 | 2030 | CH4 Import - WC 2050 | Import | Methane | WC | Dispatch-Import | FuelCost | 0 | [6 empty] | 0.67556 | 0
LCP_Inputs_ON_Diverse_2023_04_03 | 2030 | CH4 Import - WC 2050 | Import | Methane | WC | Dispatch-Import | VOM | 0 | [6 empty] | 0.67556 | 0
LCP_Inputs_ON_Diverse_2023_04_03 | 2030 | CH4 Salt Cavern Storage - ON | Storage | Methane | MI | Dispatch-Storage | EmissionsCost | 0 | [6 empty] | 0.67556 | 0
LCP_Inputs_ON_Diverse_2023_04_03 | 2030 | CH4 Salt Cavern Storage - ON | Storage | Methane | MI | Dispatch-Storage | FuelCost | 0 | [6 empty] | 0.67556 | 0
LCP_Inputs_ON_Diverse_2023_04_03 | 2030 | CH4 Salt Cavern Storage - ON | Storage | Methane | MI | Dispatch-Storage | VOM | 0 | [6 empty] | 0.67556 | 0
LCP_Inputs_ON_Diverse_2023_04_03 | 2030 | CH4 Salt Cavern Storage - ON | Storage | Methane | NY | Dispatch-Storage | EmissionsCost | 0 | [6 empty] | 0.67556 | 0
LCP_Inputs_ON_Diverse_2023_04_03 | 2030 | CH4 Salt Cavern Storage - ON | Storage | Methane | NY | Dispatch-Storage | FuelCost | 0 | [6 empty] | 0.67556 | 0
LCP_Inputs_ON_Diverse_2023_04_03 | 2030 | CH4 Salt Cavern Storage - ON | Storage | Methane | NY | Dispatch-Storage | VOM | 0 | [6 empty] | 0.67556 | 0
LCP_Inputs_ON_Diverse_2023_04_03 | 2030 | CH4 Salt Cavern Storage - ON | Storage | Methane | ON | Dispatch-Storage | EmissionsCost | 0 | [6 empty] | 0.67556 | 0
LCP_Inputs_ON_Diverse_2023_04_03 | 2030 | CH4 Salt Cavern Storage - ON | Storage | Methane | ON | Dispatch-Storage | FuelCost | 0 | [6 empty] | 0.67556 | 0
LCP_Inputs_ON_Diverse_2023_04_03 | 2030 | CH4 Salt Cavern Storage - ON | Storage | Methane | ON | Dispatch-Storage | VOM | 0 | [6 empty] | 0.67556 | 0
LCP_Inputs_ON_Diverse_2023_04_03 | 2030 | CH4 Salt Cavern Storage - ON | Storage | Methane | PJ | Dispatch-Storage | EmissionsCost | 0 | [6 empty] | 0.67556 | 0
LCP_Inputs_ON_Diverse_2023_04_03 | 2030 | CH4 Salt Cavern Storage - ON | Storage | Methane | PJ | Dispatch-Storage | FuelCost | 0 | [6 empty] | 0.67556 | 0
LCP_Inputs_ON_Diverse_2023_04_03 | 2030 | CH4 Salt Cavern Storage - ON | Storage | Methane | PJ | Dispatch-Storage | VOM | 0 | [6 empty] | 0.67556 | 0
LCP_Inputs_ON_Diverse_2023_04_03 | 2030 | CH4 Salt Cavern Storage - ON | Storage | Methane | QC | Dispatch-Storage | EmissionsCost | 0 | [6 empty] | 0.67556 | 0
LCP_Inputs_ON_Diverse_2023_04_03 | 2030 | CH4 Salt Cavern Storage - ON | Storage | Methane | QC | Dispatch-Storage | FuelCost | 0 | [6 empty] | 0.67556 | 0
LCP_Inputs_ON_Diverse_2023_04_03 | 2030 | CH4 Salt Cavern Storage - ON | Storage | Methane | QC | Dispatch-Storage | VOM | 0 | [6 empty] | 0.67556 | 0
LCP_Inputs_ON_Diverse_2023_04_03 | 2030 | CH4 Salt Cavern Storage - ON | Storage | Methane | WC | Dispatch-Storage | EmissionsCost | 0 | [6 empty] | 0.67556 | 0
LCP_Inputs_ON_Diverse_2023_04_03 | 2030 | CH4 Salt Cavern Storage - ON | Storage | Methane | WC | Dispatch-Storage | FuelCost | 0 | [6 empty] | 0.67556 | 0
LCP_Inputs_ON_Diverse_2023_04_03 | 2030 | CH4 Salt Cavern Storage - ON | Storage | Methane | WC | Dispatch-Storage | VOM | 0 | [6 empty] | 0.67556 | 0
LCP_Inputs_ON_Diverse_2023_04_03 | 2030 | Electrolyser 2020/2030 | Crossload | Hydrogen | MI | Dispatch-Crossload | EmissionsCost | 0 | [6 empty] | 0.67556 | 0
LCP_Inputs_ON_Diverse_2023_04_03 | 2030 | Electrolyser 2020/2030 | Crossload | Hydrogen | MI | Dispatch-Crossload | FuelCost | 0 | [6 empty] | 0.67556 | 0
LCP_Inputs_ON_Diverse_2023_04_03 | 2030 | Electrolyser 2020/2030 | Crossload | Hydrogen | MI | Dispatch-Crossload | VOM | 0 | [6 empty] | 0.67556 | 0
LCP_Inputs_ON_Diverse_2023_04_03 | 2030 | Electrolyser 2020/2030 | Crossload | Hydrogen | NY | Dispatch-Crossload | EmissionsCost | 0 | [6 empty] | 0.67556 | 0
LCP_Inputs_ON_Diverse_2023_04_03 | 2030 | Electrolyser 2020/2030 | Crossload | Hydrogen | NY | Dispatch-Crossload | FuelCost | 0 | [6 empty] | 0.67556 | 0
LCP_Inputs_ON_Diverse_2023_04_03 | 2030 | Electrolyser 2020/2030 | Crossload | Hydrogen | NY | Dispatch-Crossload | VOM | 0 | [6 empty] | 0.67556 | 0
LCP_Inputs_ON_Diverse_2023_04_03 | 2030 | Electrolyser 2020/2030 | Crossload | Hydrogen | ON | Dispatch-Crossload | EmissionsCost | 0 | [6 empty] | 0.67556 | 0
LCP_Inputs_ON_Diverse_2023_04_03 | 2030 | Electrolyser 2020/2030 | Crossload | Hydrogen | ON | Dispatch-Crossload | FuelCost | 0 | [6 empty] | 0.67556 | 0
LCP_Inputs_ON_Diverse_2023_04_03 | 2030 | Electrolyser 2020/2030 | Crossload | Hydrogen | ON | Dispatch-Crossload | VOM | 0 | [6 empty] | 0.67556 | 0
LCP_Inputs_ON_Diverse_2023_04_03 | 2030 | Electrolyser 2020/2030 | Crossload | Hydrogen | PJ | Dispatch-Crossload | EmissionsCost | 0 | [6 empty] | 0.67556 | 0
LCP_Inputs_ON_Diverse_2023_04_03 | 2030 | Electrolyser 2020/2030 | Crossload | Hydrogen | PJ | Dispatch-Crossload | FuelCost | 0 | [6 empty] | 0.67556 | 0
LCP_Inputs_ON_Diverse_2023_04_03 | 2030 | Electrolyser 2020/2030 | Crossload | Hydrogen | PJ | Dispatch-Crossload | VOM | 0 | [6 empty] | 0.67556 | 0
LCP_Inputs_ON_Diverse_2023_04_03 | 2030 | Electrolyser 2020/2030 | Crossload | Hydrogen | QC | Dispatch-Crossload | EmissionsCost | 0 | [6 empty] | 0.67556 | 0
LCP_Inputs_ON_Diverse_2023_04_03 | 2030 | Electrolyser 2020/2030 | Crossload | Hydrogen | QC | Dispatch-Crossload | FuelCost | 0 | [6 empty] | 0.67556 | 0
LCP_Inputs_ON_Diverse_2023_04_03 | 2030 | Electrolyser 2020/2030 | Crossload | Hydrogen | QC | Dispatch-Crossload | VOM | 0 | [6 empty] | 0.67556 | 0
LCP_Inputs_ON_Diverse_2023_04_03 | 2030 | Electrolyser 2020/2030 | Crossload | Hydrogen | WC | Dispatch-Crossload | EmissionsCost | 0 | [6 empty] | 0.67556 | 0
LCP_Inputs_ON_Diverse_2023_04_03 | 2030 | Electrolyser 2020/2030 | Crossload | Hydrogen | WC | Dispatch-Crossload | FuelCost | 0 | [6 empty] | 0.67556 | 0
LCP_Inputs_ON_Diverse_2023_04_03 | 2030 | Electrolyser 2020/2030 | Crossload | Hydrogen | WC | Dispatch-Crossload | VOM | 0 | [6 empty] | 0.67556 | 0
LCP_Inputs_ON_Diverse_2023_04_03 | 2030 | Electrolyser 2040 | Crossload | Hydrogen | MI | Dispatch-Crossload | EmissionsCost | 0 | [6 empty] | 0.67556 | 0
LCP_Inputs_ON_Diverse_2023_04_03 | 2030 | Electrolyser 2040 | Crossload | Hydrogen | MI | Dispatch-Crossload | FuelCost | 0 | [6 empty] | 0.67556 | 0
LCP_Inputs_ON_Diverse_2023_04_03 | 2030 | Electrolyser 2040 | Crossload | Hydrogen | MI | Dispatch-Crossload | VOM | 0 | [6 empty] | 0.67556 | 0
LCP_Inputs_ON_Diverse_2023_04_03 | 2030 | Electrolyser 2040 | Crossload | Hydrogen | NY | Dispatch-Crossload | EmissionsCost | 0 | [6 empty] | 0.67556 | 0
LCP_Inputs_ON_Diverse_2023_04_03 | 2030 | Electrolyser 2040 | Crossload | Hydrogen | NY | Dispatch-Crossload | FuelCost | 0 | [6 empty] | 0.67556 | 0
LCP_Inputs_ON_Diverse_2023_04_03 | 2030 | Electrolyser 2040 | Crossload | Hydrogen | NY | Dispatch-Crossload | VOM | 0 | [6 empty] | 0.67556 | 0
LCP_Inputs_ON_Diverse_2023_04_03 | 2030 | Electrolyser 2040 | Crossload | Hydrogen | ON | Dispatch-Crossload | EmissionsCost | 0 | [6 empty] | 0.67556 | 0
LCP_Inputs_ON_Diverse_2023_04_03 | 2030 | Electrolyser 2040 | Crossload | Hydrogen | ON | Dispatch-Crossload | FuelCost | 0 | [6 empty] | 0.67556 | 0
LCP_Inputs_ON_Diverse_2023_04_03 | 2030 | Electrolyser 2040 | Crossload | Hydrogen | ON | Dispatch-Crossload | VOM | 0 | [6 empty] | 0.67556 | 0
LCP_Inputs_ON_Diverse_2023_04_03 | 2030 | Electrolyser 2040 | Crossload | Hydrogen | PJ | Dispatch-Crossload | EmissionsCost | 0 | [6 empty] | 0.67556 | 0
LCP_Inputs_ON_Diverse_2023_04_03 | 2030 | Electrolyser 2040 | Crossload | Hydrogen | PJ | Dispatch-Crossload | FuelCost | 0 | [6 empty] | 0.67556 | 0
LCP_Inputs_ON_Diverse_2023_04_03 | 2030 | Electrolyser 2040 | Crossload | Hydrogen | PJ | Dispatch-Crossload | VOM | 0 | [6 empty] | 0.67556 | 0
LCP_Inputs_ON_Diverse_2023_04_03 | 2030 | Electrolyser 2040 | Crossload | Hydrogen | QC | Dispatch-Crossload | EmissionsCost | 0 | [6 empty] | 0.67556 | 0
LCP_Inputs_ON_Diverse_2023_04_03 | 2030 | Electrolyser 2040 | Crossload | Hydrogen | QC | Dispatch-Crossload | FuelCost | 0 | [6 empty] | 0.67556 | 0
LCP_Inputs_ON_Diverse_2023_04_03 | 2030 | Electrolyser 2040 | Crossload | Hydrogen | QC | Dispatch-Crossload | VOM | 0 | [6 empty] | 0.67556 | 0
LCP_Inputs_ON_Diverse_2023_04_03 | 2030 | Electrolyser 2040 | Crossload | Hydrogen | WC | Dispatch-Crossload | EmissionsCost | 0 | [6 empty] | 0.67556 | 0
LCP_Inputs_ON_Diverse_2023_04_03 | 2030 | Electrolyser 2040 | Crossload | Hydrogen | WC | Dispatch-Crossload | FuelCost | 0 | [6 empty] | 0.67556 | 0
LCP_Inputs_ON_Diverse_2023_04_03 | 2030 | Electrolyser 2040 | Crossload | Hydrogen | WC | Dispatch-Crossload | VOM | 0 | [6 empty] | 0.67556 | 0
LCP_Inputs_ON_Diverse_2023_04_03 | 2030 | Electrolyser 2050 | Crossload | Hydrogen | MI | Dispatch-Crossload | EmissionsCost | 0 | [6 empty] | 0.67556 | 0
LCP_Inputs_ON_Diverse_2023_04_03 | 2030 | Electrolyser 2050 | Crossload | Hydrogen | MI | Dispatch-Crossload | FuelCost | 0 | [6 empty] | 0.67556 | 0
LCP_Inputs_ON_Diverse_2023_04_03 | 2030 | Electrolyser 2050 | Crossload | Hydrogen | MI | Dispatch-Crossload | VOM | 0 | [6 empty] | 0.67556 | 0
LCP_Inputs_ON_Diverse_2023_04_03 | 2030 | Electrolyser 2050 | Crossload | Hydrogen | NY | Dispatch-Crossload | EmissionsCost | 0 | [6 empty] | 0.67556 | 0
LCP_Inputs_ON_Diverse_2023_04_03 | 2030 | Electrolyser 2050 | Crossload | Hydrogen | NY | Dispatch-Crossload | FuelCost | 0 | [6 empty] | 0.67556 | 0
LCP_Inputs_ON_Diverse_2023_04_03 | 2030 | Electrolyser 2050 | Crossload | Hydrogen | NY | Dispatch-Crossload | VOM | 0 | [6 empty] | 0.67556 | 0
LCP_Inputs_ON_Diverse_2023_04_03 | 2030 | Electrolyser 2050 | Crossload | Hydrogen | ON | Dispatch-Crossload | EmissionsCost | 0 | [6 empty] | 0.67556 | 0
LCP_Inputs_ON_Diverse_2023_04_03 | 2030 | Electrolyser 2050 | Crossload | Hydrogen | ON | Dispatch-Crossload | FuelCost | 0 | [6 empty] | 0.67556 | 0
LCP_Inputs_ON_Diverse_2023_04_03 | 2030 | Electrolyser 2050 | Crossload | Hydrogen | ON | Dispatch-Crossload | VOM | 0 | [6 empty] | 0.67556 | 0
LCP_Inputs_ON_Diverse_2023_04_03 | 2030 | Electrolyser 2050 | Crossload | Hydrogen | PJ | Dispatch-Crossload | EmissionsCost | 0 | [6 empty] | 0.67556 | 0
LCP_Inputs_ON_Diverse_2023_04_03 | 2030 | Electrolyser 2050 | Crossload | Hydrogen | PJ | Dispatch-Crossload | FuelCost | 0 | [6 empty] | 0.67556 | 0
LCP_Inputs_ON_Diverse_2023_04_03 | 2030 | Electrolyser 2050 | Crossload | Hydrogen | PJ | Dispatch-Crossload | VOM | 0 | [6 empty] | 0.67556 | 0
LCP_Inputs_ON_Diverse_2023_04_03 | 2030 | Electrolyser 2050 | Crossload | Hydrogen | QC | Dispatch-Crossload | EmissionsCost | 0 | [6 empty] | 0.67556 | 0
LCP_Inputs_ON_Diverse_2023_04_03 | 2030 | Electrolyser 2050 | Crossload | Hydrogen | QC | Dispatch-Crossload | FuelCost | 0 | [6 empty] | 0.67556 | 0
LCP_Inputs_ON_Diverse_2023_04_03 | 2030 | Electrolyser 2050 | Crossload | Hydrogen | QC | Dispatch-Crossload | VOM | 0 | [6 empty] | 0.67556 | 0
LCP_Inputs_ON_Diverse_2023_04_03 | 2030 | Electrolyser 2050 | Crossload | Hydrogen | WC | Dispatch-Crossload | EmissionsCost | 0 | [6 empty] | 0.67556 | 0
LCP_Inputs_ON_Diverse_2023_04_03 | 2030 | Electrolyser 2050 | Crossload | Hydrogen | WC | Dispatch-Crossload | FuelCost | 0 | [6 empty] | 0.67556 | 0
LCP_Inputs_ON_Diverse_2023_04_03 | 2030 | Electrolyser 2050 | Crossload | Hydrogen | WC | Dispatch-Crossload | VOM | 0 | [6 empty] | 0.67556 | 0
LCP_Inputs_ON_Diverse_2023_04_03 | 2030 | Fossil Fuel Thermal (Coal, Peat, Oil) | Generation | Electricity | MI | Dispatch-Generation | EmissionsCost | 0 | [6 empty] | 0.67556 | 0
LCP_Inputs_ON_Diverse_2023_04_03 | 2030 | Fossil Fuel Thermal (Coal, Peat, Oil) | Generation | Electricity | MI | Dispatch-Generation | FuelCost | 0 | [6 empty] | 0.67556 | 0
LCP_Inputs_ON_Diverse_2023_04_03 | 2030 | Fossil Fuel Thermal (Coal, Peat, Oil) | Generation | Electricity | MI | Dispatch-Generation | VOM | 0 | [6 empty] | 0.67556 | 0
LCP_Inputs_ON_Diverse_2023_04_03 | 2030 | Fossil Fuel Thermal (Coal, Peat, Oil) | Generation | Electricity | NY | Dispatch-Generation | EmissionsCost | 0 | [6 empty] | 0.67556 | 0
LCP_Inputs_ON_Diverse_2023_04_03 | 2030 | Fossil Fuel Thermal (Coal, Peat, Oil) | Generation | Electricity | NY | Dispatch-Generation | FuelCost | 0 | [6 empty] | 0.67556 | 0
LCP_Inputs_ON_Diverse_2023_04_03 | 2030 | Fossil Fuel Thermal (Coal, Peat, Oil) | Generation | Electricity | NY | Dispatch-Generation | VOM | 0 | [6 empty] | 0.67556 | 0
LCP_Inputs_ON_Diverse_2023_04_03 | 2030 | Fossil Fuel Thermal (Coal, Peat, Oil) | Generation | Electricity | ON | Dispatch-Generation | EmissionsCost | 0 | [6 empty] | 0.67556 | 0
LCP_Inputs_ON_Diverse_2023_04_03 | 2030 | Fossil Fuel Thermal (Coal, Peat, Oil) | Generation | Electricity | ON | Dispatch-Generation | FuelCost | 0 | [6 empty] | 0.67556 | 0
LCP_Inputs_ON_Diverse_2023_04_03 | 2030 | Fossil Fuel Thermal (Coal, Peat, Oil) | Generation | Electricity | ON | Dispatch-Generation | VOM | 0 | [6 empty] | 0.67556 | 0
LCP_Inputs_ON_Diverse_2023_04_03 | 2030 | Fossil Fuel Thermal (Coal, Peat, Oil) | Generation | Electricity | PJ | Dispatch-Generation | EmissionsCost | 0 | [6 empty] | 0.67556 | 0
LCP_Inputs_ON_Diverse_2023_04_03 | 2030 | Fossil Fuel Thermal (Coal, Peat, Oil) | Generation | Electricity | PJ | Dispatch-Generation | FuelCost | 0 | [6 empty] | 0.67556 | 0
LCP_Inputs_ON_Diverse_2023_04_03 | 2030 | Fossil Fuel Thermal (Coal, Peat, Oil) | Generation | Electricity | PJ | Dispatch-Generation | VOM | 0 | [6 empty] | 0.67556 | 0
LCP_Inputs_ON_Diverse_2023_04_03 | 2030 | Fossil Fuel Thermal (Coal, Peat, Oil) | Generation | Electricity | QC | Dispatch-Generation | EmissionsCost | 0 | [6 empty] | 0.67556 | 0
LCP_Inputs_ON_Diverse_2023_04_03 | 2030 | Fossil Fuel Thermal (Coal, Peat, Oil) | Generation | Electricity | QC | Dispatch-Generation | FuelCost | 0 | [6 empty] | 0.67556 | 0
LCP_Inputs_ON_Diverse_2023_04_03 | 2030 | Fossil Fuel Thermal (Coal, Peat, Oil) | Generation | Electricity | QC | Dispatch-Generation | VOM | 0 | [6 empty] | 0.67556 | 0
LCP_Inputs_ON_Diverse_2023_04_03 | 2030 | Fossil Fuel Thermal (Coal, Peat, Oil) | Generation | Electricity | WC | Dispatch-Generation | EmissionsCost | 0 | [6 empty] | 0.67556 | 0
LCP_Inputs_ON_Diverse_2023_04_03 | 2030 | Fossil Fuel Thermal (Coal, Peat, Oil) | Generation | Electricity | WC | Dispatch-Generation | FuelCost | 0 | [6 empty] | 0.67556 | 0
LCP_Inputs_ON_Diverse_2023_04_03 | 2030 | Fossil Fuel Thermal (Coal, Peat, Oil) | Generation | Electricity | WC | Dispatch-Generation | VOM | 0 | [6 empty] | 0.67556 | 0
LCP_Inputs_ON_Diverse_2023_04_03 | 2030 | Generic - Generator | Generation | Electricity | MI | Dispatch-Generation | EmissionsCost | 0 | [6 empty] | 0.67556 | 0
LCP_Inputs_ON_Diverse_2023_04_03 | 2030 | Generic - Generator | Generation | Electricity | MI | Dispatch-Generation | FuelCost | 1786123186.9525 | [6 empty] | 0.67556 | 1206640826.214
LCP_Inputs_ON_Diverse_2023_04_03 | 2030 | Generic - Generator | Generation | Electricity | MI | Dispatch-Generation | VOM | 62373597.6871 | [6 empty] | 0.67556 | 42137367.6782
LCP_Inputs_ON_Diverse_2023_04_03 | 2030 | Generic - Generator | Generation | Electricity | NY | Dispatch-Generation | EmissionsCost | 0 | [6 empty] | 0.67556 | 0
LCP_Inputs_ON_Diverse_2023_04_03 | 2030 | Generic - Generator | Generation | Electricity | NY | Dispatch-Generation | FuelCost | 1049703168.1579 | [6 empty] | 0.67556 | 709141848.3104
LCP_Inputs_ON_Diverse_2023_04_03 | 2030 | Generic - Generator | Generation | Electricity | NY | Dispatch-Generation | VOM | 36656913.4648 | [6 empty] | 0.67556 | 24764097.2766
LCP_Inputs_ON_Diverse_2023_04_03 | 2030 | Generic - Generator | Generation | Electricity | ON | Dispatch-Generation | EmissionsCost | 0 | [6 empty] | 0.67556 | 0
LCP_Inputs_ON_Diverse_2023_04_03 | 2030 | Generic - Generator | Generation | Electricity | ON | Dispatch-Generation | FuelCost | 0 | [6 empty] | 0.67556 | 0
LCP_Inputs_ON_Diverse_2023_04_03 | 2030 | Generic - Generator | Generation | Electricity | ON | Dispatch-Generation | VOM | 0 | [6 empty] | 0.67556 | 0
LCP_Inputs_ON_Diverse_2023_04_03 | 2030 | Generic - Generator | Generation | Electricity | PJ | Dispatch-Generation | EmissionsCost | 0 | [6 empty] | 0.67556 | 0
LCP_Inputs_ON_Diverse_2023_04_03 | 2030 | Generic - Generator | Generation | Electricity | PJ | Dispatch-Generation | FuelCost | 7357083622.602 | [6 empty] | 0.67556 | 4970182082.485
LCP_Inputs_ON_Diverse_2023_04_03 | 2030 | Generic - Generator | Generation | Electricity | PJ | Dispatch-Generation | VOM | 256918323.0915 | [6 empty] | 0.67556 | 173564813.3954
LCP_Inputs_ON_Diverse_2023_04_03 | 2030 | Generic - Generator | Generation | Electricity | QC | Dispatch-Generation | EmissionsCost | 0 | [6 empty] | 0.67556 | 0
LCP_Inputs_ON_Diverse_2023_04_03 | 2030 | Generic - Generator | Generation | Electricity | QC | Dispatch-Generation | FuelCost | 0 | [6 empty] | 0.67556 | 0
LCP_Inputs_ON_Diverse_2023_04_03 | 2030 | Generic - Generator | Generation | Electricity | QC | Dispatch-Generation | VOM | 0 | [6 empty] | 0.67556 | 0
LCP_Inputs_ON_Diverse_2023_04_03 | 2030 | Generic - Generator | Generation | Electricity | WC | Dispatch-Generation | EmissionsCost | 0 | [6 empty] | 0.67556 | 0
LCP_Inputs_ON_Diverse_2023_04_03 | 2030 | Generic - Generator | Generation | Electricity | WC | Dispatch-Generation | FuelCost | 1735673.761 | [6 empty] | 0.67556 | 1172559.0017
LCP_Inputs_ON_Diverse_2023_04_03 | 2030 | Generic - Generator | Generation | Electricity | WC | Dispatch-Generation | VOM | 60611.8423 | [6 empty] | 0.67556 | 40947.1888
LCP_Inputs_ON_Diverse_2023_04_03 | 2030 | H2 Import - QC | Import | Hydrogen | MI | Dispatch-Import | EmissionsCost | 0 | [6 empty] | 0.67556 | 0
LCP_Inputs_ON_Diverse_2023_04_03 | 2030 | H2 Import - QC | Import | Hydrogen | MI | Dispatch-Import | FuelCost | 0 | [6 empty] | 0.67556 | 0
LCP_Inputs_ON_Diverse_2023_04_03 | 2030 | H2 Import - QC | Import | Hydrogen | MI | Dispatch-Import | VOM | 0 | [6 empty] | 0.67556 | 0
LCP_Inputs_ON_Diverse_2023_04_03 | 2030 | H2 Import - QC | Import | Hydrogen | NY | Dispatch-Import | EmissionsCost | 0 | [6 empty] | 0.67556 | 0
LCP_Inputs_ON_Diverse_2023_04_03 | 2030 | H2 Import - QC | Import | Hydrogen | NY | Dispatch-Import | FuelCost | 0 | [6 empty] | 0.67556 | 0
LCP_Inputs_ON_Diverse_2023_04_03 | 2030 | H2 Import - QC | Import | Hydrogen | NY | Dispatch-Import | VOM | 0 | [6 empty] | 0.67556 | 0
LCP_Inputs_ON_Diverse_2023_04_03 | 2030 | H2 Import - QC | Import | Hydrogen | ON | Dispatch-Import | EmissionsCost | 0 | [6 empty] | 0.67556 | 0
LCP_Inputs_ON_Diverse_2023_04_03 | 2030 | H2 Import - QC | Import | Hydrogen | ON | Dispatch-Import | FuelCost | 0 | [6 empty] | 0.67556 | 0
LCP_Inputs_ON_Diverse_2023_04_03 | 2030 | H2 Import - QC | Import | Hydrogen | ON | Dispatch-Import | VOM | 0 | [6 empty] | 0.67556 | 0
LCP_Inputs_ON_Diverse_2023_04_03 | 2030 | H2 Import - QC | Import | Hydrogen | PJ | Dispatch-Import | EmissionsCost | 0 | [6 empty] | 0.67556 | 0
LCP_Inputs_ON_Diverse_2023_04_03 | 2030 | H2 Import - QC | Import | Hydrogen | PJ | Dispatch-Import | FuelCost | 0 | [6 empty] | 0.67556 | 0
LCP_Inputs_ON_Diverse_2023_04_03 | 2030 | H2 Import - QC | Import | Hydrogen | PJ | Dispatch-Import | VOM | 0 | [6 empty] | 0.67556 | 0
LCP_Inputs_ON_Diverse_2023_04_03 | 2030 | H2 Import - QC | Import | Hydrogen | QC | Dispatch-Import | EmissionsCost | 0 | [6 empty] | 0.67556 | 0
LCP_Inputs_ON_Diverse_2023_04_03 | 2030 | H2 Import - QC | Import | Hydrogen | QC | Dispatch-Import | FuelCost | 0 | [6 empty] | 0.67556 | 0
LCP_Inputs_ON_Diverse_2023_04_03 | 2030 | H2 Import - QC | Import | Hydrogen | QC | Dispatch-Import | VOM | 0 | [6 empty] | 0.67556 | 0
LCP_Inputs_ON_Diverse_2023_04_03 | 2030 | H2 Import - QC | Import | Hydrogen | WC | Dispatch-Import | EmissionsCost | 0 | [6 empty] | 0.67556 | 0
LCP_Inputs_ON_Diverse_2023_04_03 | 2030 | H2 Import - QC | Import | Hydrogen | WC | Dispatch-Import | FuelCost | 0 | [6 empty] | 0.67556 | 0
LCP_Inputs_ON_Diverse_2023_04_03 | 2030 | H2 Import - QC | Import | Hydrogen | WC | Dispatch-Import | VOM | 0 | [6 empty] | 0.67556 | 0
LCP_Inputs_ON_Diverse_2023_04_03 | 2030 | H2 Import - WC | Import | Hydrogen | MI | Dispatch-Import | EmissionsCost | 0 | [6 empty] | 0.67556 | 0
LCP_Inputs_ON_Diverse_2023_04_03 | 2030 | H2 Import - WC | Import | Hydrogen | MI | Dispatch-Import | FuelCost | 0 | [6 empty] | 0.67556 | 0
LCP_Inputs_ON_Diverse_2023_04_03 | 2030 | H2 Import - WC | Import | Hydrogen | MI | Dispatch-Import | VOM | 0 | [6 empty] | 0.67556 | 0
LCP_Inputs_ON_Diverse_2023_04_03 | 2030 | H2 Import - WC | Import | Hydrogen | NY | Dispatch-Import | EmissionsCost | 0 | [6 empty] | 0.67556 | 0
LCP_Inputs_ON_Diverse_2023_04_03 | 2030 | H2 Import - WC | Import | Hydrogen | NY | Dispatch-Import | FuelCost | 0 | [6 empty] | 0.67556 | 0
LCP_Inputs_ON_Diverse_2023_04_03 | 2030 | H2 Import - WC | Import | Hydrogen | NY | Dispatch-Import | VOM | 0 | [6 empty] | 0.67556 | 0
LCP_Inputs_ON_Diverse_2023_04_03 | 2030 | H2 Import - WC | Import | Hydrogen | ON | Dispatch-Import | EmissionsCost | 0 | [6 empty] | 0.67556 | 0
LCP_Inputs_ON_Diverse_2023_04_03 | 2030 | H2 Import - WC | Import | Hydrogen | ON | Dispatch-Import | FuelCost | 0 | [6 empty] | 0.67556 | 0
LCP_Inputs_ON_Diverse_2023_04_03 | 2030 | H2 Import - WC | Import | Hydrogen | ON | Dispatch-Import | VOM | 0 | [6 empty] | 0.67556 | 0
LCP_Inputs_ON_Diverse_2023_04_03 | 2030 | H2 Import - WC | Import | Hydrogen | PJ | Dispatch-Import | EmissionsCost | 0 | [6 empty] | 0.67556 | 0
LCP_Inputs_ON_Diverse_2023_04_03 | 2030 | H2 Import - WC | Import | Hydrogen | PJ | Dispatch-Import | FuelCost | 0 | [6 empty] | 0.67556 | 0
LCP_Inputs_ON_Diverse_2023_04_03 | 2030 | H2 Import - WC | Import | Hydrogen | PJ | Dispatch-Import | VOM | 0 | [6 empty] | 0.67556 | 0
LCP_Inputs_ON_Diverse_2023_04_03 | 2030 | H2 Import - WC | Import | Hydrogen | QC | Dispatch-Import | EmissionsCost | 0 | [6 empty] | 0.67556 | 0
LCP_Inputs_ON_Diverse_2023_04_03 | 2030 | H2 Import - WC | Import | Hydrogen | QC | Dispatch-Import | FuelCost | 0 | [6 empty] | 0.67556 | 0
LCP_Inputs_ON_Diverse_2023_04_03 | 2030 | H2 Import - WC | Import | Hydrogen | QC | Dispatch-Import | VOM | 0 | [6 empty] | 0.67556 | 0
LCP_Inputs_ON_Diverse_2023_04_03 | 2030 | H2 Import - WC | Import | Hydrogen | WC | Dispatch-Import | EmissionsCost | 0 | [6 empty] | 0.67556 | 0
LCP_Inputs_ON_Diverse_2023_04_03 | 2030 | H2 Import - WC | Import | Hydrogen | WC | Dispatch-Import | FuelCost | 0 | [6 empty] | 0.67556 | 0
LCP_Inputs_ON_Diverse_2023_04_03 | 2030 | H2 Import - WC | Import | Hydrogen | WC | Dispatch-Import | VOM | 0 | [6 empty] | 0.67556 | 0
LCP_Inputs_ON_Diverse_2023_04_03 | 2030 | H2 Salt Cavern Storage - ON | Storage | Hydrogen | MI | Dispatch-Storage | EmissionsCost | 0 | [6 empty] | 0.67556 | 0
LCP_Inputs_ON_Diverse_2023_04_03 | 2030 | H2 Salt Cavern Storage - ON | Storage | Hydrogen | MI | Dispatch-Storage | FuelCost | 0 | [6 empty] | 0.67556 | 0
LCP_Inputs_ON_Diverse_2023_04_03 | 2030 | H2 Salt Cavern Storage - ON | Storage | Hydrogen | MI | Dispatch-Storage | VOM | 0 | [6 empty] | 0.67556 | 0
LCP_Inputs_ON_Diverse_2023_04_03 | 2030 | H2 Salt Cavern Storage - ON | Storage | Hydrogen | NY | Dispatch-Storage | EmissionsCost | 0 | [6 empty] | 0.67556 | 0
LCP_Inputs_ON_Diverse_2023_04_03 | 2030 | H2 Salt Cavern Storage - ON | Storage | Hydrogen | NY | Dispatch-Storage | FuelCost | 0 | [6 empty] | 0.67556 | 0
LCP_Inputs_ON_Diverse_2023_04_03 | 2030 | H2 Salt Cavern Storage - ON | Storage | Hydrogen | NY | Dispatch-Storage | VOM | 0 | [6 empty] | 0.67556 | 0
LCP_Inputs_ON_Diverse_2023_04_03 | 2030 | H2 Salt Cavern Storage - ON | Storage | Hydrogen | ON | Dispatch-Storage | EmissionsCost | 0 | [6 empty] | 0.67556 | 0
LCP_Inputs_ON_Diverse_2023_04_03 | 2030 | H2 Salt Cavern Storage - ON | Storage | Hydrogen | ON | Dispatch-Storage | FuelCost | 0 | [6 empty] | 0.67556 | 0
LCP_Inputs_ON_Diverse_2023_04_03 | 2030 | H2 Salt Cavern Storage - ON | Storage | Hydrogen | ON | Dispatch-Storage | VOM | 14843329.5213 | [6 empty] | 0.67556 | 10027621.5707
LCP_Inputs_ON_Diverse_2023_04_03 | 2030 | H2 Salt Cavern Storage - ON | Storage | Hydrogen | PJ | Dispatch-Storage | EmissionsCost | 0 | [6 empty] | 0.67556 | 0
LCP_Inputs_ON_Diverse_2023_04_03 | 2030 | H2 Salt Cavern Storage - ON | Storage | Hydrogen | PJ | Dispatch-Storage | FuelCost | 0 | [6 empty] | 0.67556 | 0
LCP_Inputs_ON_Diverse_2023_04_03 | 2030 | H2 Salt Cavern Storage - ON | Storage | Hydrogen | PJ | Dispatch-Storage | VOM | 0 | [6 empty] | 0.67556 | 0
LCP_Inputs_ON_Diverse_2023_04_03 | 2030 | H2 Salt Cavern Storage - ON | Storage | Hydrogen | QC | Dispatch-Storage | EmissionsCost | 0 | [6 empty] | 0.67556 | 0
LCP_Inputs_ON_Diverse_2023_04_03 | 2030 | H2 Salt Cavern Storage - ON | Storage | Hydrogen | QC | Dispatch-Storage | FuelCost | 0 | [6 empty] | 0.67556 | 0
LCP_Inputs_ON_Diverse_2023_04_03 | 2030 | H2 Salt Cavern Storage - ON | Storage | Hydrogen | QC | Dispatch-Storage | VOM | 0 | [6 empty] | 0.67556 | 0
LCP_Inputs_ON_Diverse_2023_04_03 | 2030 | H2 Salt Cavern Storage - ON | Storage | Hydrogen | WC | Dispatch-Storage | EmissionsCost | 0 | [6 empty] | 0.67556 | 0
LCP_Inputs_ON_Diverse_2023_04_03 | 2030 | H2 Salt Cavern Storage - ON | Storage | Hydrogen | WC | Dispatch-Storage | FuelCost | 0 | [6 empty] | 0.67556 | 0
LCP_Inputs_ON_Diverse_2023_04_03 | 2030 | H2 Salt Cavern Storage - ON | Storage | Hydrogen | WC | Dispatch-Storage | VOM | 0 | [6 empty] | 0.67556 | 0
LCP_Inputs_ON_Diverse_2023_04_03 | 2030 | Hydro | Generation | Electricity | MI | Dispatch-Generation | EmissionsCost | 0 | [6 empty] | 0.67556 | 0
LCP_Inputs_ON_Diverse_2023_04_03 | 2030 | Hydro | Generation | Electricity | MI | Dispatch-Generation | FuelCost | 0 | [6 empty] | 0.67556 | 0
LCP_Inputs_ON_Diverse_2023_04_03 | 2030 | Hydro | Generation | Electricity | MI | Dispatch-Generation | VOM | 0 | [6 empty] | 0.67556 | 0
LCP_Inputs_ON_Diverse_2023_04_03 | 2030 | Hydro | Generation | Electricity | NY | Dispatch-Generation | EmissionsCost | 0 | [6 empty] | 0.67556 | 0
LCP_Inputs_ON_Diverse_2023_04_03 | 2030 | Hydro | Generation | Electricity | NY | Dispatch-Generation | FuelCost | 0 | [6 empty] | 0.67556 | 0
LCP_Inputs_ON_Diverse_2023_04_03 | 2030 | Hydro | Generation | Electricity | NY | Dispatch-Generation | VOM | 0 | [6 empty] | 0.67556 | 0
LCP_Inputs_ON_Diverse_2023_04_03 | 2030 | Hydro | Generation | Electricity | ON | Dispatch-Generation | EmissionsCost | 0 | [6 empty] | 0.67556 | 0
LCP_Inputs_ON_Diverse_2023_04_03 | 2030 | Hydro | Generation | Electricity | ON | Dispatch-Generation | FuelCost | 0 | [6 empty] | 0.67556 | 0
LCP_Inputs_ON_Diverse_2023_04_03 | 2030 | Hydro | Generation | Electricity | ON | Dispatch-Generation | VOM | 0 | [6 empty] | 0.67556 | 0
LCP_Inputs_ON_Diverse_2023_04_03 | 2030 | Hydro | Generation | Electricity | PJ | Dispatch-Generation | EmissionsCost | 0 | [6 empty] | 0.67556 | 0
LCP_Inputs_ON_Diverse_2023_04_03 | 2030 | Hydro | Generation | Electricity | PJ | Dispatch-Generation | FuelCost | 0 | [6 empty] | 0.67556 | 0
LCP_Inputs_ON_Diverse_2023_04_03 | 2030 | Hydro | Generation | Electricity | PJ | Dispatch-Generation | VOM | 0 | [6 empty] | 0.67556 | 0
LCP_Inputs_ON_Diverse_2023_04_03 | 2030 | Hydro | Generation | Electricity | QC | Dispatch-Generation | EmissionsCost | 0 | [6 empty] | 0.67556 | 0
LCP_Inputs_ON_Diverse_2023_04_03 | 2030 | Hydro | Generation | Electricity | QC | Dispatch-Generation | FuelCost | 0 | [6 empty] | 0.67556 | 0
LCP_Inputs_ON_Diverse_2023_04_03 | 2030 | Hydro | Generation | Electricity | QC | Dispatch-Generation | VOM | 0 | [6 empty] | 0.67556 | 0
LCP_Inputs_ON_Diverse_2023_04_03 | 2030 | Hydro | Generation | Electricity | WC | Dispatch-Generation | EmissionsCost | 0 | [6 empty] | 0.67556 | 0
LCP_Inputs_ON_Diverse_2023_04_03 | 2030 | Hydro | Generation | Electricity | WC | Dispatch-Generation | FuelCost | 0 | [6 empty] | 0.67556 | 0
LCP_Inputs_ON_Diverse_2023_04_03 | 2030 | Hydro | Generation | Electricity | WC | Dispatch-Generation | VOM | 0 | [6 empty] | 0.67556 | 0
LCP_Inputs_ON_Diverse_2023_04_03 | 2030 | Hydro Pumped Storage | Storage | Electricity | MI | Dispatch-Storage | EmissionsCost | 0 | [6 empty] | 0.67556 | 0
LCP_Inputs_ON_Diverse_2023_04_03 | 2030 | Hydro Pumped Storage | Storage | Electricity | MI | Dispatch-Storage | FuelCost | 0 | [6 empty] | 0.67556 | 0
LCP_Inputs_ON_Diverse_2023_04_03 | 2030 | Hydro Pumped Storage | Storage | Electricity | MI | Dispatch-Storage | VOM | 0 | [6 empty] | 0.67556 | 0
LCP_Inputs_ON_Diverse_2023_04_03 | 2030 | Hydro Pumped Storage | Storage | Electricity | NY | Dispatch-Storage | EmissionsCost | 0 | [6 empty] | 0.67556 | 0
LCP_Inputs_ON_Diverse_2023_04_03 | 2030 | Hydro Pumped Storage | Storage | Electricity | NY | Dispatch-Storage | FuelCost | 0 | [6 empty] | 0.67556 | 0
LCP_Inputs_ON_Diverse_2023_04_03 | 2030 | Hydro Pumped Storage | Storage | Electricity | NY | Dispatch-Storage | VOM | 0 | [6 empty] | 0.67556 | 0
LCP_Inputs_ON_Diverse_2023_04_03 | 2030 | Hydro Pumped Storage | Storage | Electricity | ON | Dispatch-Storage | EmissionsCost | 0 | [6 empty] | 0.67556 | 0
LCP_Inputs_ON_Diverse_2023_04_03 | 2030 | Hydro Pumped Storage | Storage | Electricity | ON | Dispatch-Storage | FuelCost | 0 | [6 empty] | 0.67556 | 0
LCP_Inputs_ON_Diverse_2023_04_03 | 2030 | Hydro Pumped Storage | Storage | Electricity | ON | Dispatch-Storage | VOM | 0 | [6 empty] | 0.67556 | 0
LCP_Inputs_ON_Diverse_2023_04_03 | 2030 | Hydro Pumped Storage | Storage | Electricity | PJ | Dispatch-Storage | EmissionsCost | 0 | [6 empty] | 0.67556 | 0
LCP_Inputs_ON_Diverse_2023_04_03 | 2030 | Hydro Pumped Storage | Storage | Electricity | PJ | Dispatch-Storage | FuelCost | 0 | [6 empty] | 0.67556 | 0
LCP_Inputs_ON_Diverse_2023_04_03 | 2030 | Hydro Pumped Storage | Storage | Electricity | PJ | Dispatch-Storage | VOM | 0 | [6 empty] | 0.67556 | 0
LCP_Inputs_ON_Diverse_2023_04_03 | 2030 | Hydro Pumped Storage | Storage | Electricity | QC | Dispatch-Storage | EmissionsCost | 0 | [6 empty] | 0.67556 | 0
LCP_Inputs_ON_Diverse_2023_04_03 | 2030 | Hydro Pumped Storage | Storage | Electricity | QC | Dispatch-Storage | FuelCost | 0 | [6 empty] | 0.67556 | 0
LCP_Inputs_ON_Diverse_2023_04_03 | 2030 | Hydro Pumped Storage | Storage | Electricity | QC | Dispatch-Storage | VOM | 0 | [6 empty] | 0.67556 | 0
LCP_Inputs_ON_Diverse_2023_04_03 | 2030 | Hydro Pumped Storage | Storage | Electricity | WC | Dispatch-Storage | EmissionsCost | 0 | [6 empty] | 0.67556 | 0
LCP_Inputs_ON_Diverse_2023_04_03 | 2030 | Hydro Pumped Storage | Storage | Electricity | WC | Dispatch-Storage | FuelCost | 0 | [6 empty] | 0.67556 | 0
LCP_Inputs_ON_Diverse_2023_04_03 | 2030 | Hydro Pumped Storage | Storage | Electricity | WC | Dispatch-Storage | VOM | 0 | [6 empty] | 0.67556 | 0
LCP_Inputs_ON_Diverse_2023_04_03 | 2030 | Nuclear | Generation | Electricity | MI | Dispatch-Generation | EmissionsCost | 0 | [6 empty] | 0.67556 | 0
LCP_Inputs_ON_Diverse_2023_04_03 | 2030 | Nuclear | Generation | Electricity | MI | Dispatch-Generation | FuelCost | 0 | [6 empty] | 0.67556 | 0
LCP_Inputs_ON_Diverse_2023_04_03 | 2030 | Nuclear | Generation | Electricity | MI | Dispatch-Generation | VOM | 2762866296.96 | [6 empty] | 0.67556 | 1866493473.4826
LCP_Inputs_ON_Diverse_2023_04_03 | 2030 | Nuclear | Generation | Electricity | NY | Dispatch-Generation | EmissionsCost | 0 | [6 empty] | 0.67556 | 0
LCP_Inputs_ON_Diverse_2023_04_03 | 2030 | Nuclear | Generation | Electricity | NY | Dispatch-Generation | FuelCost | 0 | [6 empty] | 0.67556 | 0
LCP_Inputs_ON_Diverse_2023_04_03 | 2030 | Nuclear | Generation | Electricity | NY | Dispatch-Generation | VOM | 2246155230.144 | [6 empty] | 0.67556 | 1517421991.106
LCP_Inputs_ON_Diverse_2023_04_03 | 2030 | Nuclear | Generation | Electricity | ON | Dispatch-Generation | EmissionsCost | 0 | [6 empty] | 0.67556 | 0
LCP_Inputs_ON_Diverse_2023_04_03 | 2030 | Nuclear | Generation | Electricity | ON | Dispatch-Generation | FuelCost | 0 | [6 empty] | 0.67556 | 0
LCP_Inputs_ON_Diverse_2023_04_03 | 2030 | Nuclear | Generation | Electricity | ON | Dispatch-Generation | VOM | 6725070496.368 | [6 empty] | 0.67556 | 4543216660.1737
LCP_Inputs_ON_Diverse_2023_04_03 | 2030 | Nuclear | Generation | Electricity | PJ | Dispatch-Generation | EmissionsCost | 0 | [6 empty] | 0.67556 | 0
LCP_Inputs_ON_Diverse_2023_04_03 | 2030 | Nuclear | Generation | Electricity | PJ | Dispatch-Generation | FuelCost | 0 | [6 empty] | 0.67556 | 0
LCP_Inputs_ON_Diverse_2023_04_03 | 2030 | Nuclear | Generation | Electricity | PJ | Dispatch-Generation | VOM | 6401347648.6848 | [6 empty] | 0.67556 | 4324521103.6487
LCP_Inputs_ON_Diverse_2023_04_03 | 2030 | Nuclear | Generation | Electricity | QC | Dispatch-Generation | EmissionsCost | 0 | [6 empty] | 0.67556 | 0
LCP_Inputs_ON_Diverse_2023_04_03 | 2030 | Nuclear | Generation | Electricity | QC | Dispatch-Generation | FuelCost | 0 | [6 empty] | 0.67556 | 0
LCP_Inputs_ON_Diverse_2023_04_03 | 2030 | Nuclear | Generation | Electricity | QC | Dispatch-Generation | VOM | 0 | [6 empty] | 0.67556 | 0
LCP_Inputs_ON_Diverse_2023_04_03 | 2030 | Nuclear | Generation | Electricity | WC | Dispatch-Generation | EmissionsCost | 0 | [6 empty] | 0.67556 | 0
LCP_Inputs_ON_Diverse_2023_04_03 | 2030 | Nuclear | Generation | Electricity | WC | Dispatch-Generation | FuelCost | 0 | [6 empty] | 0.67556 | 0
LCP_Inputs_ON_Diverse_2023_04_03 | 2030 | Nuclear | Generation | Electricity | WC | Dispatch-Generation | VOM | 0 | [6 empty] | 0.67556 | 0
LCP_Inputs_ON_Diverse_2023_04_03 | 2030 | Nuclear SMR | Generation | Electricity | MI | Dispatch-Generation | EmissionsCost | 0 | [6 empty] | 0.67556 | 0
LCP_Inputs_ON_Diverse_2023_04_03 | 2030 | Nuclear SMR | Generation | Electricity | MI | Dispatch-Generation | FuelCost | 0 | [6 empty] | 0.67556 | 0
LCP_Inputs_ON_Diverse_2023_04_03 | 2030 | Nuclear SMR | Generation | Electricity | MI | Dispatch-Generation | VOM | 0 | [6 empty] | 0.67556 | 0
LCP_Inputs_ON_Diverse_2023_04_03 | 2030 | Nuclear SMR | Generation | Electricity | NY | Dispatch-Generation | EmissionsCost | 0 | [6 empty] | 0.67556 | 0
LCP_Inputs_ON_Diverse_2023_04_03 | 2030 | Nuclear SMR | Generation | Electricity | NY | Dispatch-Generation | FuelCost | 0 | [6 empty] | 0.67556 | 0
LCP_Inputs_ON_Diverse_2023_04_03 | 2030 | Nuclear SMR | Generation | Electricity | NY | Dispatch-Generation | VOM | 0 | [6 empty] | 0.67556 | 0
LCP_Inputs_ON_Diverse_2023_04_03 | 2030 | Nuclear SMR | Generation | Electricity | ON | Dispatch-Generation | EmissionsCost | 0 | [6 empty] | 0.67556 | 0
LCP_Inputs_ON_Diverse_2023_04_03 | 2030 | Nuclear SMR | Generation | Electricity | ON | Dispatch-Generation | FuelCost | 0 | [6 empty] | 0.67556 | 0
LCP_Inputs_ON_Diverse_2023_04_03 | 2030 | Nuclear SMR | Generation | Electricity | ON | Dispatch-Generation | VOM | 17810812.8 | [6 empty] | 0.67556 | 12032346.9453
LCP_Inputs_ON_Diverse_2023_04_03 | 2030 | Nuclear SMR | Generation | Electricity | PJ | Dispatch-Generation | EmissionsCost | 0 | [6 empty] | 0.67556 | 0
LCP_Inputs_ON_Diverse_2023_04_03 | 2030 | Nuclear SMR | Generation | Electricity | PJ | Dispatch-Generation | FuelCost | 0 | [6 empty] | 0.67556 | 0
LCP_Inputs_ON_Diverse_2023_04_03 | 2030 | Nuclear SMR | Generation | Electricity | PJ | Dispatch-Generation | VOM | 0 | [6 empty] | 0.67556 | 0
LCP_Inputs_ON_Diverse_2023_04_03 | 2030 | Nuclear SMR | Generation | Electricity | QC | Dispatch-Generation | EmissionsCost | 0 | [6 empty] | 0.67556 | 0
LCP_Inputs_ON_Diverse_2023_04_03 | 2030 | Nuclear SMR | Generation | Electricity | QC | Dispatch-Generation | FuelCost | 0 | [6 empty] | 0.67556 | 0
LCP_Inputs_ON_Diverse_2023_04_03 | 2030 | Nuclear SMR | Generation | Electricity | QC | Dispatch-Generation | VOM | 0 | [6 empty] | 0.67556 | 0
LCP_Inputs_ON_Diverse_2023_04_03 | 2030 | Nuclear SMR | Generation | Electricity | WC | Dispatch-Generation | EmissionsCost | 0 | [6 empty] | 0.67556 | 0
LCP_Inputs_ON_Diverse_2023_04_03 | 2030 | Nuclear SMR | Generation | Electricity | WC | Dispatch-Generation | FuelCost | 0 | [6 empty] | 0.67556 | 0
LCP_Inputs_ON_Diverse_2023_04_03 | 2030 | Nuclear SMR | Generation | Electricity | WC | Dispatch-Generation | VOM | 0 | [6 empty] | 0.67556 | 0
LCP_Inputs_ON_Diverse_2023_04_03 | 2030 | O/CCGT - CH4 Existing | Crossload | Electricity | MI | Dispatch-Crossload | EmissionsCost | 0 | [6 empty] | 0.67556 | 0
LCP_Inputs_ON_Diverse_2023_04_03 | 2030 | O/CCGT - CH4 Existing | Crossload | Electricity | MI | Dispatch-Crossload | FuelCost | 0 | [6 empty] | 0.67556 | 0
LCP_Inputs_ON_Diverse_2023_04_03 | 2030 | O/CCGT - CH4 Existing | Crossload | Electricity | MI | Dispatch-Crossload | VOM | 0 | [6 empty] | 0.67556 | 0
LCP_Inputs_ON_Diverse_2023_04_03 | 2030 | O/CCGT - CH4 Existing | Crossload | Electricity | NY | Dispatch-Crossload | EmissionsCost | 0 | [6 empty] | 0.67556 | 0
LCP_Inputs_ON_Diverse_2023_04_03 | 2030 | O/CCGT - CH4 Existing | Crossload | Electricity | NY | Dispatch-Crossload | FuelCost | 0 | [6 empty] | 0.67556 | 0
LCP_Inputs_ON_Diverse_2023_04_03 | 2030 | O/CCGT - CH4 Existing | Crossload | Electricity | NY | Dispatch-Crossload | VOM | 0 | [6 empty] | 0.67556 | 0
LCP_Inputs_ON_Diverse_2023_04_03 | 2030 | O/CCGT - CH4 Existing | Crossload | Electricity | ON | Dispatch-Crossload | EmissionsCost | 3895150.9851 | [6 empty] | 0.67556 | 2631424.4377
LCP_Inputs_ON_Diverse_2023_04_03 | 2030 | O/CCGT - CH4 Existing | Crossload | Electricity | ON | Dispatch-Crossload | FuelCost | 0 | [6 empty] | 0.67556 | 0
LCP_Inputs_ON_Diverse_2023_04_03 | 2030 | O/CCGT - CH4 Existing | Crossload | Electricity | ON | Dispatch-Crossload | VOM | 239711.1233 | [6 empty] | 0.67556 | 161940.2458
LCP_Inputs_ON_Diverse_2023_04_03 | 2030 | O/CCGT - CH4 Existing | Crossload | Electricity | PJ | Dispatch-Crossload | EmissionsCost | 0 | [6 empty] | 0.67556 | 0
LCP_Inputs_ON_Diverse_2023_04_03 | 2030 | O/CCGT - CH4 Existing | Crossload | Electricity | PJ | Dispatch-Crossload | FuelCost | 0 | [6 empty] | 0.67556 | 0
LCP_Inputs_ON_Diverse_2023_04_03 | 2030 | O/CCGT - CH4 Existing | Crossload | Electricity | PJ | Dispatch-Crossload | VOM | 0 | [6 empty] | 0.67556 | 0
LCP_Inputs_ON_Diverse_2023_04_03 | 2030 | O/CCGT - CH4 Existing | Crossload | Electricity | QC | Dispatch-Crossload | EmissionsCost | 0 | [6 empty] | 0.67556 | 0
LCP_Inputs_ON_Diverse_2023_04_03 | 2030 | O/CCGT - CH4 Existing | Crossload | Electricity | QC | Dispatch-Crossload | FuelCost | 0 | [6 empty] | 0.67556 | 0
LCP_Inputs_ON_Diverse_2023_04_03 | 2030 | O/CCGT - CH4 Existing | Crossload | Electricity | QC | Dispatch-Crossload | VOM | 0 | [6 empty] | 0.67556 | 0
LCP_Inputs_ON_Diverse_2023_04_03 | 2030 | O/CCGT - CH4 Existing | Crossload | Electricity | WC | Dispatch-Crossload | EmissionsCost | 0 | [6 empty] | 0.67556 | 0
LCP_Inputs_ON_Diverse_2023_04_03 | 2030 | O/CCGT - CH4 Existing | Crossload | Electricity | WC | Dispatch-Crossload | FuelCost | 0 | [6 empty] | 0.67556 | 0
LCP_Inputs_ON_Diverse_2023_04_03 | 2030 | O/CCGT - CH4 Existing | Crossload | Electricity | WC | Dispatch-Crossload | VOM | 0 | [6 empty] | 0.67556 | 0
LCP_Inputs_ON_Diverse_2023_04_03 | 2030 | O/CCGT - CH4 New | Crossload | Electricity | MI | Dispatch-Crossload | EmissionsCost | 0 | [6 empty] | 0.67556 | 0
LCP_Inputs_ON_Diverse_2023_04_03 | 2030 | O/CCGT - CH4 New | Crossload | Electricity | MI | Dispatch-Crossload | FuelCost | 0 | [6 empty] | 0.67556 | 0
LCP_Inputs_ON_Diverse_2023_04_03 | 2030 | O/CCGT - CH4 New | Crossload | Electricity | MI | Dispatch-Crossload | VOM | 0 | [6 empty] | 0.67556 | 0
LCP_Inputs_ON_Diverse_2023_04_03 | 2030 | O/CCGT - CH4 New | Crossload | Electricity | NY | Dispatch-Crossload | EmissionsCost | 0 | [6 empty] | 0.67556 | 0
LCP_Inputs_ON_Diverse_2023_04_03 | 2030 | O/CCGT - CH4 New | Crossload | Electricity | NY | Dispatch-Crossload | FuelCost | 0 | [6 empty] | 0.67556 | 0
LCP_Inputs_ON_Diverse_2023_04_03 | 2030 | O/CCGT - CH4 New | Crossload | Electricity | NY | Dispatch-Crossload | VOM | 0 | [6 empty] | 0.67556 | 0
LCP_Inputs_ON_Diverse_2023_04_03 | 2030 | O/CCGT - CH4 New | Crossload | Electricity | ON | Dispatch-Crossload | EmissionsCost | 200299.7413 | [6 empty] | 0.67556 | 135315.3283
LCP_Inputs_ON_Diverse_2023_04_03 | 2030 | O/CCGT - CH4 New | Crossload | Electricity | ON | Dispatch-Crossload | FuelCost | 0 | [6 empty] | 0.67556 | 0
LCP_Inputs_ON_Diverse_2023_04_03 | 2030 | O/CCGT - CH4 New | Crossload | Electricity | ON | Dispatch-Crossload | VOM | 12326.6277 | [6 empty] | 0.67556 | 8327.428
LCP_Inputs_ON_Diverse_2023_04_03 | 2030 | O/CCGT - CH4 New | Crossload | Electricity | PJ | Dispatch-Crossload | EmissionsCost | 0 | [6 empty] | 0.67556 | 0
LCP_Inputs_ON_Diverse_2023_04_03 | 2030 | O/CCGT - CH4 New | Crossload | Electricity | PJ | Dispatch-Crossload | FuelCost | 0 | [6 empty] | 0.67556 | 0
LCP_Inputs_ON_Diverse_2023_04_03 | 2030 | O/CCGT - CH4 New | Crossload | Electricity | PJ | Dispatch-Crossload | VOM | 0 | [6 empty] | 0.67556 | 0
LCP_Inputs_ON_Diverse_2023_04_03 | 2030 | O/CCGT - CH4 New | Crossload | Electricity | QC | Dispatch-Crossload | EmissionsCost | 0 | [6 empty] | 0.67556 | 0
LCP_Inputs_ON_Diverse_2023_04_03 | 2030 | O/CCGT - CH4 New | Crossload | Electricity | QC | Dispatch-Crossload | FuelCost | 0 | [6 empty] | 0.67556 | 0
LCP_Inputs_ON_Diverse_2023_04_03 | 2030 | O/CCGT - CH4 New | Crossload | Electricity | QC | Dispatch-Crossload | VOM | 0 | [6 empty] | 0.67556 | 0
LCP_Inputs_ON_Diverse_2023_04_03 | 2030 | O/CCGT - CH4 New | Crossload | Electricity | WC | Dispatch-Crossload | EmissionsCost | 0 | [6 empty] | 0.67556 | 0
LCP_Inputs_ON_Diverse_2023_04_03 | 2030 | O/CCGT - CH4 New | Crossload | Electricity | WC | Dispatch-Crossload | FuelCost | 0 | [6 empty] | 0.67556 | 0
LCP_Inputs_ON_Diverse_2023_04_03 | 2030 | O/CCGT - CH4 New | Crossload | Electricity | WC | Dispatch-Crossload | VOM | 0 | [6 empty] | 0.67556 | 0
LCP_Inputs_ON_Diverse_2023_04_03 | 2030 | O/CCGT - H2 New | Crossload | Electricity | MI | Dispatch-Crossload | EmissionsCost | 0 | [6 empty] | 0.67556 | 0
LCP_Inputs_ON_Diverse_2023_04_03 | 2030 | O/CCGT - H2 New | Crossload | Electricity | MI | Dispatch-Crossload | FuelCost | 0 | [6 empty] | 0.67556 | 0
LCP_Inputs_ON_Diverse_2023_04_03 | 2030 | O/CCGT - H2 New | Crossload | Electricity | MI | Dispatch-Crossload | VOM | 0 | [6 empty] | 0.67556 | 0
LCP_Inputs_ON_Diverse_2023_04_03 | 2030 | O/CCGT - H2 New | Crossload | Electricity | NY | Dispatch-Crossload | EmissionsCost | 0 | [6 empty] | 0.67556 | 0
LCP_Inputs_ON_Diverse_2023_04_03 | 2030 | O/CCGT - H2 New | Crossload | Electricity | NY | Dispatch-Crossload | FuelCost | 0 | [6 empty] | 0.67556 | 0
LCP_Inputs_ON_Diverse_2023_04_03 | 2030 | O/CCGT - H2 New | Crossload | Electricity | NY | Dispatch-Crossload | VOM | 0 | [6 empty] | 0.67556 | 0
LCP_Inputs_ON_Diverse_2023_04_03 | 2030 | O/CCGT - H2 New | Crossload | Electricity | ON | Dispatch-Crossload | EmissionsCost | 0 | [6 empty] | 0.67556 | 0
LCP_Inputs_ON_Diverse_2023_04_03 | 2030 | O/CCGT - H2 New | Crossload | Electricity | ON | Dispatch-Crossload | FuelCost | 0 | [6 empty] | 0.67556 | 0
LCP_Inputs_ON_Diverse_2023_04_03 | 2030 | O/CCGT - H2 New | Crossload | Electricity | ON | Dispatch-Crossload | VOM | 3551260.9593 | [6 empty] | 0.67556 | 2399104.6582
LCP_Inputs_ON_Diverse_2023_04_03 | 2030 | O/CCGT - H2 New | Crossload | Electricity | PJ | Dispatch-Crossload | EmissionsCost | 0 | [6 empty] | 0.67556 | 0
LCP_Inputs_ON_Diverse_2023_04_03 | 2030 | O/CCGT - H2 New | Crossload | Electricity | PJ | Dispatch-Crossload | FuelCost | 0 | [6 empty] | 0.67556 | 0
LCP_Inputs_ON_Diverse_2023_04_03 | 2030 | O/CCGT - H2 New | Crossload | Electricity | PJ | Dispatch-Crossload | VOM | 0 | [6 empty] | 0.67556 | 0
LCP_Inputs_ON_Diverse_2023_04_03 | 2030 | O/CCGT - H2 New | Crossload | Electricity | QC | Dispatch-Crossload | EmissionsCost | 0 | [6 empty] | 0.67556 | 0
LCP_Inputs_ON_Diverse_2023_04_03 | 2030 | O/CCGT - H2 New | Crossload | Electricity | QC | Dispatch-Crossload | FuelCost | 0 | [6 empty] | 0.67556 | 0
LCP_Inputs_ON_Diverse_2023_04_03 | 2030 | O/CCGT - H2 New | Crossload | Electricity | QC | Dispatch-Crossload | VOM | 0 | [6 empty] | 0.67556 | 0
LCP_Inputs_ON_Diverse_2023_04_03 | 2030 | O/CCGT - H2 New | Crossload | Electricity | WC | Dispatch-Crossload | EmissionsCost | 0 | [6 empty] | 0.67556 | 0
LCP_Inputs_ON_Diverse_2023_04_03 | 2030 | O/CCGT - H2 New | Crossload | Electricity | WC | Dispatch-Crossload | FuelCost | 0 | [6 empty] | 0.67556 | 0
LCP_Inputs_ON_Diverse_2023_04_03 | 2030 | O/CCGT - H2 New | Crossload | Electricity | WC | Dispatch-Crossload | VOM | 0 | [6 empty] | 0.67556 | 0
LCP_Inputs_ON_Diverse_2023_04_03 | 2030 | SMR CCS | Crossload | Hydrogen | MI | Dispatch-Crossload | EmissionsCost | 0 | [6 empty] | 0.67556 | 0
LCP_Inputs_ON_Diverse_2023_04_03 | 2030 | SMR CCS | Crossload | Hydrogen | MI | Dispatch-Crossload | FuelCost | 0 | [6 empty] | 0.67556 | 0
LCP_Inputs_ON_Diverse_2023_04_03 | 2030 | SMR CCS | Crossload | Hydrogen | MI | Dispatch-Crossload | VOM | 0 | [6 empty] | 0.67556 | 0
LCP_Inputs_ON_Diverse_2023_04_03 | 2030 | SMR CCS | Crossload | Hydrogen | NY | Dispatch-Crossload | EmissionsCost | 0 | [6 empty] | 0.67556 | 0
LCP_Inputs_ON_Diverse_2023_04_03 | 2030 | SMR CCS | Crossload | Hydrogen | NY | Dispatch-Crossload | FuelCost | 0 | [6 empty] | 0.67556 | 0
LCP_Inputs_ON_Diverse_2023_04_03 | 2030 | SMR CCS | Crossload | Hydrogen | NY | Dispatch-Crossload | VOM | 0 | [6 empty] | 0.67556 | 0
LCP_Inputs_ON_Diverse_2023_04_03 | 2030 | SMR CCS | Crossload | Hydrogen | ON | Dispatch-Crossload | EmissionsCost | 118038153.8452 | [6 empty] | 0.67556 | 79742347.2922
LCP_Inputs_ON_Diverse_2023_04_03 | 2030 | SMR CCS | Crossload | Hydrogen | ON | Dispatch-Crossload | FuelCost | 0 | [6 empty] | 0.67556 | 0
LCP_Inputs_ON_Diverse_2023_04_03 | 2030 | SMR CCS | Crossload | Hydrogen | ON | Dispatch-Crossload | VOM | 238188620.3708 | [6 empty] | 0.67556 | 160911697.3446
LCP_Inputs_ON_Diverse_2023_04_03 | 2030 | SMR CCS | Crossload | Hydrogen | PJ | Dispatch-Crossload | EmissionsCost | 0 | [6 empty] | 0.67556 | 0
LCP_Inputs_ON_Diverse_2023_04_03 | 2030 | SMR CCS | Crossload | Hydrogen | PJ | Dispatch-Crossload | FuelCost | 0 | [6 empty] | 0.67556 | 0
LCP_Inputs_ON_Diverse_2023_04_03 | 2030 | SMR CCS | Crossload | Hydrogen | PJ | Dispatch-Crossload | VOM | 0 | [6 empty] | 0.67556 | 0
LCP_Inputs_ON_Diverse_2023_04_03 | 2030 | SMR CCS | Crossload | Hydrogen | QC | Dispatch-Crossload | EmissionsCost | 0 | [6 empty] | 0.67556 | 0
LCP_Inputs_ON_Diverse_2023_04_03 | 2030 | SMR CCS | Crossload | Hydrogen | QC | Dispatch-Crossload | FuelCost | 0 | [6 empty] | 0.67556 | 0
LCP_Inputs_ON_Diverse_2023_04_03 | 2030 | SMR CCS | Crossload | Hydrogen | QC | Dispatch-Crossload | VOM | 0 | [6 empty] | 0.67556 | 0
LCP_Inputs_ON_Diverse_2023_04_03 | 2030 | SMR CCS | Crossload | Hydrogen | WC | Dispatch-Crossload | EmissionsCost | 0 | [6 empty] | 0.67556 | 0
LCP_Inputs_ON_Diverse_2023_04_03 | 2030 | SMR CCS | Crossload | Hydrogen | WC | Dispatch-Crossload | FuelCost | 0 | [6 empty] | 0.67556 | 0
LCP_Inputs_ON_Diverse_2023_04_03 | 2030 | SMR CCS | Crossload | Hydrogen | WC | Dispatch-Crossload | VOM | 0 | [6 empty] | 0.67556 | 0
LCP_Inputs_ON_Diverse_2023_04_03 | 2030 | Solar PV | Generation | Electricity | MI | Dispatch-Generation | EmissionsCost | 0 | [6 empty] | 0.67556 | 0
LCP_Inputs_ON_Diverse_2023_04_03 | 2030 | Solar PV | Generation | Electricity | MI | Dispatch-Generation | FuelCost | 0 | [6 empty] | 0.67556 | 0
LCP_Inputs_ON_Diverse_2023_04_03 | 2030 | Solar PV | Generation | Electricity | MI | Dispatch-Generation | VOM | 0 | [6 empty] | 0.67556 | 0
LCP_Inputs_ON_Diverse_2023_04_03 | 2030 | Solar PV | Generation | Electricity | NY | Dispatch-Generation | EmissionsCost | 0 | [6 empty] | 0.67556 | 0
LCP_Inputs_ON_Diverse_2023_04_03 | 2030 | Solar PV | Generation | Electricity | NY | Dispatch-Generation | FuelCost | 0 | [6 empty] | 0.67556 | 0
LCP_Inputs_ON_Diverse_2023_04_03 | 2030 | Solar PV | Generation | Electricity | NY | Dispatch-Generation | VOM | 0 | [6 empty] | 0.67556 | 0
LCP_Inputs_ON_Diverse_2023_04_03 | 2030 | Solar PV | Generation | Electricity | ON | Dispatch-Generation | EmissionsCost | 0 | [6 empty] | 0.67556 | 0
LCP_Inputs_ON_Diverse_2023_04_03 | 2030 | Solar PV | Generation | Electricity | ON | Dispatch-Generation | FuelCost | 0 | [6 empty] | 0.67556 | 0
LCP_Inputs_ON_Diverse_2023_04_03 | 2030 | Solar PV | Generation | Electricity | ON | Dispatch-Generation | VOM | 0 | [6 empty] | 0.67556 | 0
LCP_Inputs_ON_Diverse_2023_04_03 | 2030 | Solar PV | Generation | Electricity | PJ | Dispatch-Generation | EmissionsCost | 0 | [6 empty] | 0.67556 | 0
LCP_Inputs_ON_Diverse_2023_04_03 | 2030 | Solar PV | Generation | Electricity | PJ | Dispatch-Generation | FuelCost | 0 | [6 empty] | 0.67556 | 0
LCP_Inputs_ON_Diverse_2023_04_03 | 2030 | Solar PV | Generation | Electricity | PJ | Dispatch-Generation | VOM | 0 | [6 empty] | 0.67556 | 0
LCP_Inputs_ON_Diverse_2023_04_03 | 2030 | Solar PV | Generation | Electricity | QC | Dispatch-Generation | EmissionsCost | 0 | [6 empty] | 0.67556 | 0
LCP_Inputs_ON_Diverse_2023_04_03 | 2030 | Solar PV | Generation | Electricity | QC | Dispatch-Generation | FuelCost | 0 | [6 empty] | 0.67556 | 0
LCP_Inputs_ON_Diverse_2023_04_03 | 2030 | Solar PV | Generation | Electricity | QC | Dispatch-Generation | VOM | 0 | [6 empty] | 0.67556 | 0
LCP_Inputs_ON_Diverse_2023_04_03 | 2030 | Solar PV | Generation | Electricity | WC | Dispatch-Generation | EmissionsCost | 0 | [6 empty] | 0.67556 | 0
LCP_Inputs_ON_Diverse_2023_04_03 | 2030 | Solar PV | Generation | Electricity | WC | Dispatch-Generation | FuelCost | 0 | [6 empty] | 0.67556 | 0
LCP_Inputs_ON_Diverse_2023_04_03 | 2030 | Solar PV | Generation | Electricity | WC | Dispatch-Generation | VOM | 0 | [6 empty] | 0.67556 | 0
LCP_Inputs_ON_Diverse_2023_04_03 | 2030 | Wind Offshore | Generation | Electricity | MI | Dispatch-Generation | EmissionsCost | 0 | [6 empty] | 0.67556 | 0
LCP_Inputs_ON_Diverse_2023_04_03 | 2030 | Wind Offshore | Generation | Electricity | MI | Dispatch-Generation | FuelCost | 0 | [6 empty] | 0.67556 | 0
LCP_Inputs_ON_Diverse_2023_04_03 | 2030 | Wind Offshore | Generation | Electricity | MI | Dispatch-Generation | VOM | 0 | [6 empty] | 0.67556 | 0
LCP_Inputs_ON_Diverse_2023_04_03 | 2030 | Wind Offshore | Generation | Electricity | NY | Dispatch-Generation | EmissionsCost | 0 | [6 empty] | 0.67556 | 0
LCP_Inputs_ON_Diverse_2023_04_03 | 2030 | Wind Offshore | Generation | Electricity | NY | Dispatch-Generation | FuelCost | 0 | [6 empty] | 0.67556 | 0
LCP_Inputs_ON_Diverse_2023_04_03 | 2030 | Wind Offshore | Generation | Electricity | NY | Dispatch-Generation | VOM | 0 | [6 empty] | 0.67556 | 0
LCP_Inputs_ON_Diverse_2023_04_03 | 2030 | Wind Offshore | Generation | Electricity | ON | Dispatch-Generation | EmissionsCost | 0 | [6 empty] | 0.67556 | 0
LCP_Inputs_ON_Diverse_2023_04_03 | 2030 | Wind Offshore | Generation | Electricity | ON | Dispatch-Generation | FuelCost | 0 | [6 empty] | 0.67556 | 0
LCP_Inputs_ON_Diverse_2023_04_03 | 2030 | Wind Offshore | Generation | Electricity | ON | Dispatch-Generation | VOM | 0 | [6 empty] | 0.67556 | 0
LCP_Inputs_ON_Diverse_2023_04_03 | 2030 | Wind Offshore | Generation | Electricity | PJ | Dispatch-Generation | EmissionsCost | 0 | [6 empty] | 0.67556 | 0
LCP_Inputs_ON_Diverse_2023_04_03 | 2030 | Wind Offshore | Generation | Electricity | PJ | Dispatch-Generation | FuelCost | 0 | [6 empty] | 0.67556 | 0
LCP_Inputs_ON_Diverse_2023_04_03 | 2030 | Wind Offshore | Generation | Electricity | PJ | Dispatch-Generation | VOM | 0 | [6 empty] | 0.67556 | 0
LCP_Inputs_ON_Diverse_2023_04_03 | 2030 | Wind Offshore | Generation | Electricity | QC | Dispatch-Generation | EmissionsCost | 0 | [6 empty] | 0.67556 | 0
LCP_Inputs_ON_Diverse_2023_04_03 | 2030 | Wind Offshore | Generation | Electricity | QC | Dispatch-Generation | FuelCost | 0 | [6 empty] | 0.67556 | 0
LCP_Inputs_ON_Diverse_2023_04_03 | 2030 | Wind Offshore | Generation | Electricity | QC | Dispatch-Generation | VOM | 0 | [6 empty] | 0.67556 | 0
LCP_Inputs_ON_Diverse_2023_04_03 | 2030 | Wind Offshore | Generation | Electricity | WC | Dispatch-Generation | EmissionsCost | 0 | [6 empty] | 0.67556 | 0
LCP_Inputs_ON_Diverse_2023_04_03 | 2030 | Wind Offshore | Generation | Electricity | WC | Dispatch-Generation | FuelCost | 0 | [6 empty] | 0.67556 | 0
LCP_Inputs_ON_Diverse_2023_04_03 | 2030 | Wind Offshore | Generation | Electricity | WC | Dispatch-Generation | VOM | 0 | [6 empty] | 0.67556 | 0
LCP_Inputs_ON_Diverse_2023_04_03 | 2030 | Wind Onshore | Generation | Electricity | MI | Dispatch-Generation | EmissionsCost | 0 | [6 empty] | 0.67556 | 0
LCP_Inputs_ON_Diverse_2023_04_03 | 2030 | Wind Onshore | Generation | Electricity | MI | Dispatch-Generation | FuelCost | 0 | [6 empty] | 0.67556 | 0
LCP_Inputs_ON_Diverse_2023_04_03 | 2030 | Wind Onshore | Generation | Electricity | MI | Dispatch-Generation | VOM | 0 | [6 empty] | 0.67556 | 0
LCP_Inputs_ON_Diverse_2023_04_03 | 2030 | Wind Onshore | Generation | Electricity | NY | Dispatch-Generation | EmissionsCost | 0 | [6 empty] | 0.67556 | 0
LCP_Inputs_ON_Diverse_2023_04_03 | 2030 | Wind Onshore | Generation | Electricity | NY | Dispatch-Generation | FuelCost | 0 | [6 empty] | 0.67556 | 0
LCP_Inputs_ON_Diverse_2023_04_03 | 2030 | Wind Onshore | Generation | Electricity | NY | Dispatch-Generation | VOM | 0 | [6 empty] | 0.67556 | 0
LCP_Inputs_ON_Diverse_2023_04_03 | 2030 | Wind Onshore | Generation | Electricity | ON | Dispatch-Generation | EmissionsCost | 0 | [6 empty] | 0.67556 | 0
LCP_Inputs_ON_Diverse_2023_04_03 | 2030 | Wind Onshore | Generation | Electricity | ON | Dispatch-Generation | FuelCost | 0 | [6 empty] | 0.67556 | 0
LCP_Inputs_ON_Diverse_2023_04_03 | 2030 | Wind Onshore | Generation | Electricity | ON | Dispatch-Generation | VOM | 0 | [6 empty] | 0.67556 | 0
LCP_Inputs_ON_Diverse_2023_04_03 | 2030 | Wind Onshore | Generation | Electricity | PJ | Dispatch-Generation | EmissionsCost | 0 | [6 empty] | 0.67556 | 0
LCP_Inputs_ON_Diverse_2023_04_03 | 2030 | Wind Onshore | Generation | Electricity | PJ | Dispatch-Generation | FuelCost | 0 | [6 empty] | 0.67556 | 0
LCP_Inputs_ON_Diverse_2023_04_03 | 2030 | Wind Onshore | Generation | Electricity | PJ | Dispatch-Generation | VOM | 0 | [6 empty] | 0.67556 | 0
LCP_Inputs_ON_Diverse_2023_04_03 | 2030 | Wind Onshore | Generation | Electricity | QC | Dispatch-Generation | EmissionsCost | 0 | [6 empty] | 0.67556 | 0
LCP_Inputs_ON_Diverse_2023_04_03 | 2030 | Wind Onshore | Generation | Electricity | QC | Dispatch-Generation | FuelCost | 0 | [6 empty] | 0.67556 | 0
LCP_Inputs_ON_Diverse_2023_04_03 | 2030 | Wind Onshore | Generation | Electricity | QC | Dispatch-Generation | VOM | 0 | [6 empty] | 0.67556 | 0
LCP_Inputs_ON_Diverse_2023_04_03 | 2030 | Wind Onshore | Generation | Electricity | WC | Dispatch-Generation | EmissionsCost | 0 | [6 empty] | 0.67556 | 0
LCP_Inputs_ON_Diverse_2023_04_03 | 2030 | Wind Onshore | Generation | Electricity | WC | Dispatch-Generation | FuelCost | 0 | [6 empty] | 0.67556 | 0
LCP_Inputs_ON_Diverse_2023_04_03 | 2030 | Wind Onshore | Generation | Electricity | WC | Dispatch-Generation | VOM | 0 | [6 empty] | 0.67556 | 0
LCP_Inputs_ON_Diverse_2023_04_03 | 2031 | Anaerobic Digestion | Generation | Methane | MI | Dispatch-Generation | EmissionsCost | 0 | [6 empty] | 0.64958 | 0
LCP_Inputs_ON_Diverse_2023_04_03 | 2031 | Anaerobic Digestion | Generation | Methane | MI | Dispatch-Generation | FuelCost | 0 | [6 empty] | 0.64958 | 0
LCP_Inputs_ON_Diverse_2023_04_03 | 2031 | Anaerobic Digestion | Generation | Methane | MI | Dispatch-Generation | VOM | 0 | [6 empty] | 0.64958 | 0
LCP_Inputs_ON_Diverse_2023_04_03 | 2031 | Anaerobic Digestion | Generation | Methane | NY | Dispatch-Generation | EmissionsCost | 0 | [6 empty] | 0.64958 | 0
LCP_Inputs_ON_Diverse_2023_04_03 | 2031 | Anaerobic Digestion | Generation | Methane | NY | Dispatch-Generation | FuelCost | 0 | [6 empty] | 0.64958 | 0
LCP_Inputs_ON_Diverse_2023_04_03 | 2031 | Anaerobic Digestion | Generation | Methane | NY | Dispatch-Generation | VOM | 0 | [6 empty] | 0.64958 | 0
LCP_Inputs_ON_Diverse_2023_04_03 | 2031 | Anaerobic Digestion | Generation | Methane | ON | Dispatch-Generation | EmissionsCost | 1840449.9197 | [6 empty] | 0.64958 | 1195521.1734
LCP_Inputs_ON_Diverse_2023_04_03 | 2031 | Anaerobic Digestion | Generation | Methane | ON | Dispatch-Generation | FuelCost | 0 | [6 empty] | 0.64958 | 0
LCP_Inputs_ON_Diverse_2023_04_03 | 2031 | Anaerobic Digestion | Generation | Methane | ON | Dispatch-Generation | VOM | 862230000 | [6 empty] | 0.64958 | 560088166.6218
LCP_Inputs_ON_Diverse_2023_04_03 | 2031 | Anaerobic Digestion | Generation | Methane | PJ | Dispatch-Generation | EmissionsCost | 0 | [6 empty] | 0.64958 | 0
LCP_Inputs_ON_Diverse_2023_04_03 | 2031 | Anaerobic Digestion | Generation | Methane | PJ | Dispatch-Generation | FuelCost | 0 | [6 empty] | 0.64958 | 0
LCP_Inputs_ON_Diverse_2023_04_03 | 2031 | Anaerobic Digestion | Generation | Methane | PJ | Dispatch-Generation | VOM | 0 | [6 empty] | 0.64958 | 0
LCP_Inputs_ON_Diverse_2023_04_03 | 2031 | Anaerobic Digestion | Generation | Methane | QC | Dispatch-Generation | EmissionsCost | 0 | [6 empty] | 0.64958 | 0
LCP_Inputs_ON_Diverse_2023_04_03 | 2031 | Anaerobic Digestion | Generation | Methane | QC | Dispatch-Generation | FuelCost | 0 | [6 empty] | 0.64958 | 0
LCP_Inputs_ON_Diverse_2023_04_03 | 2031 | Anaerobic Digestion | Generation | Methane | QC | Dispatch-Generation | VOM | 0 | [6 empty] | 0.64958 | 0
LCP_Inputs_ON_Diverse_2023_04_03 | 2031 | Anaerobic Digestion | Generation | Methane | WC | Dispatch-Generation | EmissionsCost | 0 | [6 empty] | 0.64958 | 0
LCP_Inputs_ON_Diverse_2023_04_03 | 2031 | Anaerobic Digestion | Generation | Methane | WC | Dispatch-Generation | FuelCost | 0 | [6 empty] | 0.64958 | 0
LCP_Inputs_ON_Diverse_2023_04_03 | 2031 | Anaerobic Digestion | Generation | Methane | WC | Dispatch-Generation | VOM | 0 | [6 empty] | 0.64958 | 0
LCP_Inputs_ON_Diverse_2023_04_03 | 2031 | Battery Storage | Storage | Electricity | MI | Dispatch-Storage | EmissionsCost | 0 | [6 empty] | 0.64958 | 0
LCP_Inputs_ON_Diverse_2023_04_03 | 2031 | Battery Storage | Storage | Electricity | MI | Dispatch-Storage | FuelCost | 0 | [6 empty] | 0.64958 | 0
LCP_Inputs_ON_Diverse_2023_04_03 | 2031 | Battery Storage | Storage | Electricity | MI | Dispatch-Storage | VOM | 0 | [6 empty] | 0.64958 | 0
LCP_Inputs_ON_Diverse_2023_04_03 | 2031 | Battery Storage | Storage | Electricity | NY | Dispatch-Storage | EmissionsCost | 0 | [6 empty] | 0.64958 | 0
LCP_Inputs_ON_Diverse_2023_04_03 | 2031 | Battery Storage | Storage | Electricity | NY | Dispatch-Storage | FuelCost | 0 | [6 empty] | 0.64958 | 0
LCP_Inputs_ON_Diverse_2023_04_03 | 2031 | Battery Storage | Storage | Electricity | NY | Dispatch-Storage | VOM | 0 | [6 empty] | 0.64958 | 0
LCP_Inputs_ON_Diverse_2023_04_03 | 2031 | Battery Storage | Storage | Electricity | ON | Dispatch-Storage | EmissionsCost | 0 | [6 empty] | 0.64958 | 0
LCP_Inputs_ON_Diverse_2023_04_03 | 2031 | Battery Storage | Storage | Electricity | ON | Dispatch-Storage | FuelCost | 0 | [6 empty] | 0.64958 | 0
LCP_Inputs_ON_Diverse_2023_04_03 | 2031 | Battery Storage | Storage | Electricity | ON | Dispatch-Storage | VOM | 0 | [6 empty] | 0.64958 | 0
LCP_Inputs_ON_Diverse_2023_04_03 | 2031 | Battery Storage | Storage | Electricity | PJ | Dispatch-Storage | EmissionsCost | 0 | [6 empty] | 0.64958 | 0
LCP_Inputs_ON_Diverse_2023_04_03 | 2031 | Battery Storage | Storage | Electricity | PJ | Dispatch-Storage | FuelCost | 0 | [6 empty] | 0.64958 | 0
LCP_Inputs_ON_Diverse_2023_04_03 | 2031 | Battery Storage | Storage | Electricity | PJ | Dispatch-Storage | VOM | 0 | [6 empty] | 0.64958 | 0
LCP_Inputs_ON_Diverse_2023_04_03 | 2031 | Battery Storage | Storage | Electricity | QC | Dispatch-Storage | EmissionsCost | 0 | [6 empty] | 0.64958 | 0
LCP_Inputs_ON_Diverse_2023_04_03 | 2031 | Battery Storage | Storage | Electricity | QC | Dispatch-Storage | FuelCost | 0 | [6 empty] | 0.64958 | 0
LCP_Inputs_ON_Diverse_2023_04_03 | 2031 | Battery Storage | Storage | Electricity | QC | Dispatch-Storage | VOM | 0 | [6 empty] | 0.64958 | 0
LCP_Inputs_ON_Diverse_2023_04_03 | 2031 | Battery Storage | Storage | Electricity | WC | Dispatch-Storage | EmissionsCost | 0 | [6 empty] | 0.64958 | 0
LCP_Inputs_ON_Diverse_2023_04_03 | 2031 | Battery Storage | Storage | Electricity | WC | Dispatch-Storage | FuelCost | 0 | [6 empty] | 0.64958 | 0
LCP_Inputs_ON_Diverse_2023_04_03 | 2031 | Battery Storage | Storage | Electricity | WC | Dispatch-Storage | VOM | 0 | [6 empty] | 0.64958 | 0
LCP_Inputs_ON_Diverse_2023_04_03 | 2031 | Biomass | Generation | Electricity | MI | Dispatch-Generation | EmissionsCost | 0 | [6 empty] | 0.64958 | 0
LCP_Inputs_ON_Diverse_2023_04_03 | 2031 | Biomass | Generation | Electricity | MI | Dispatch-Generation | FuelCost | 0 | [6 empty] | 0.64958 | 0
LCP_Inputs_ON_Diverse_2023_04_03 | 2031 | Biomass | Generation | Electricity | MI | Dispatch-Generation | VOM | 0 | [6 empty] | 0.64958 | 0
LCP_Inputs_ON_Diverse_2023_04_03 | 2031 | Biomass | Generation | Electricity | NY | Dispatch-Generation | EmissionsCost | 0 | [6 empty] | 0.64958 | 0
LCP_Inputs_ON_Diverse_2023_04_03 | 2031 | Biomass | Generation | Electricity | NY | Dispatch-Generation | FuelCost | 0 | [6 empty] | 0.64958 | 0
LCP_Inputs_ON_Diverse_2023_04_03 | 2031 | Biomass | Generation | Electricity | NY | Dispatch-Generation | VOM | 0 | [6 empty] | 0.64958 | 0
LCP_Inputs_ON_Diverse_2023_04_03 | 2031 | Biomass | Generation | Electricity | ON | Dispatch-Generation | EmissionsCost | 0 | [6 empty] | 0.64958 | 0
LCP_Inputs_ON_Diverse_2023_04_03 | 2031 | Biomass | Generation | Electricity | ON | Dispatch-Generation | FuelCost | 0 | [6 empty] | 0.64958 | 0
LCP_Inputs_ON_Diverse_2023_04_03 | 2031 | Biomass | Generation | Electricity | ON | Dispatch-Generation | VOM | 0 | [6 empty] | 0.64958 | 0
LCP_Inputs_ON_Diverse_2023_04_03 | 2031 | Biomass | Generation | Electricity | PJ | Dispatch-Generation | EmissionsCost | 0 | [6 empty] | 0.64958 | 0
LCP_Inputs_ON_Diverse_2023_04_03 | 2031 | Biomass | Generation | Electricity | PJ | Dispatch-Generation | FuelCost | 0 | [6 empty] | 0.64958 | 0
LCP_Inputs_ON_Diverse_2023_04_03 | 2031 | Biomass | Generation | Electricity | PJ | Dispatch-Generation | VOM | 0 | [6 empty] | 0.64958 | 0
LCP_Inputs_ON_Diverse_2023_04_03 | 2031 | Biomass | Generation | Electricity | QC | Dispatch-Generation | EmissionsCost | 0 | [6 empty] | 0.64958 | 0
LCP_Inputs_ON_Diverse_2023_04_03 | 2031 | Biomass | Generation | Electricity | QC | Dispatch-Generation | FuelCost | 31690.6798 | [6 empty] | 0.64958 | 20585.6613
LCP_Inputs_ON_Diverse_2023_04_03 | 2031 | Biomass | Generation | Electricity | QC | Dispatch-Generation | VOM | 406.6971 | [6 empty] | 0.64958 | 264.1827
LCP_Inputs_ON_Diverse_2023_04_03 | 2031 | Biomass | Generation | Electricity | WC | Dispatch-Generation | EmissionsCost | 0 | [6 empty] | 0.64958 | 0
LCP_Inputs_ON_Diverse_2023_04_03 | 2031 | Biomass | Generation | Electricity | WC | Dispatch-Generation | FuelCost | 0 | [6 empty] | 0.64958 | 0
LCP_Inputs_ON_Diverse_2023_04_03 | 2031 | Biomass | Generation | Electricity | WC | Dispatch-Generation | VOM | 0 | [6 empty] | 0.64958 | 0
LCP_Inputs_ON_Diverse_2023_04_03 | 2031 | Biomass + CCS | Generation | Electricity | MI | Dispatch-Generation | EmissionsCost | 0 | [6 empty] | 0.64958 | 0
LCP_Inputs_ON_Diverse_2023_04_03 | 2031 | Biomass + CCS | Generation | Electricity | MI | Dispatch-Generation | FuelCost | 0 | [6 empty] | 0.64958 | 0
LCP_Inputs_ON_Diverse_2023_04_03 | 2031 | Biomass + CCS | Generation | Electricity | MI | Dispatch-Generation | VOM | 0 | [6 empty] | 0.64958 | 0
LCP_Inputs_ON_Diverse_2023_04_03 | 2031 | Biomass + CCS | Generation | Electricity | NY | Dispatch-Generation | EmissionsCost | 0 | [6 empty] | 0.64958 | 0
LCP_Inputs_ON_Diverse_2023_04_03 | 2031 | Biomass + CCS | Generation | Electricity | NY | Dispatch-Generation | FuelCost | 0 | [6 empty] | 0.64958 | 0
LCP_Inputs_ON_Diverse_2023_04_03 | 2031 | Biomass + CCS | Generation | Electricity | NY | Dispatch-Generation | VOM | 0 | [6 empty] | 0.64958 | 0
LCP_Inputs_ON_Diverse_2023_04_03 | 2031 | Biomass + CCS | Generation | Electricity | ON | Dispatch-Generation | EmissionsCost | 0 | [6 empty] | 0.64958 | 0
LCP_Inputs_ON_Diverse_2023_04_03 | 2031 | Biomass + CCS | Generation | Electricity | ON | Dispatch-Generation | FuelCost | 0 | [6 empty] | 0.64958 | 0
LCP_Inputs_ON_Diverse_2023_04_03 | 2031 | Biomass + CCS | Generation | Electricity | ON | Dispatch-Generation | VOM | 0 | [6 empty] | 0.64958 | 0
LCP_Inputs_ON_Diverse_2023_04_03 | 2031 | Biomass + CCS | Generation | Electricity | PJ | Dispatch-Generation | EmissionsCost | 0 | [6 empty] | 0.64958 | 0
LCP_Inputs_ON_Diverse_2023_04_03 | 2031 | Biomass + CCS | Generation | Electricity | PJ | Dispatch-Generation | FuelCost | 0 | [6 empty] | 0.64958 | 0
LCP_Inputs_ON_Diverse_2023_04_03 | 2031 | Biomass + CCS | Generation | Electricity | PJ | Dispatch-Generation | VOM | 0 | [6 empty] | 0.64958 | 0
LCP_Inputs_ON_Diverse_2023_04_03 | 2031 | Biomass + CCS | Generation | Electricity | QC | Dispatch-Generation | EmissionsCost | 0 | [6 empty] | 0.64958 | 0
LCP_Inputs_ON_Diverse_2023_04_03 | 2031 | Biomass + CCS | Generation | Electricity | QC | Dispatch-Generation | FuelCost | 0 | [6 empty] | 0.64958 | 0
LCP_Inputs_ON_Diverse_2023_04_03 | 2031 | Biomass + CCS | Generation | Electricity | QC | Dispatch-Generation | VOM | 0 | [6 empty] | 0.64958 | 0
LCP_Inputs_ON_Diverse_2023_04_03 | 2031 | Biomass + CCS | Generation | Electricity | WC | Dispatch-Generation | EmissionsCost | 0 | [6 empty] | 0.64958 | 0
LCP_Inputs_ON_Diverse_2023_04_03 | 2031 | Biomass + CCS | Generation | Electricity | WC | Dispatch-Generation | FuelCost | 0 | [6 empty] | 0.64958 | 0
LCP_Inputs_ON_Diverse_2023_04_03 | 2031 | Biomass + CCS | Generation | Electricity | WC | Dispatch-Generation | VOM | 0 | [6 empty] | 0.64958 | 0
LCP_Inputs_ON_Diverse_2023_04_03 | 2031 | CH4 + CCS | Generation | Methane | MI | Dispatch-Generation | EmissionsCost | 0 | [6 empty] | 0.64958 | 0
LCP_Inputs_ON_Diverse_2023_04_03 | 2031 | CH4 + CCS | Generation | Methane | MI | Dispatch-Generation | FuelCost | 0 | [6 empty] | 0.64958 | 0
LCP_Inputs_ON_Diverse_2023_04_03 | 2031 | CH4 + CCS | Generation | Methane | MI | Dispatch-Generation | VOM | 0 | [6 empty] | 0.64958 | 0
LCP_Inputs_ON_Diverse_2023_04_03 | 2031 | CH4 + CCS | Generation | Methane | NY | Dispatch-Generation | EmissionsCost | 0 | [6 empty] | 0.64958 | 0
LCP_Inputs_ON_Diverse_2023_04_03 | 2031 | CH4 + CCS | Generation | Methane | NY | Dispatch-Generation | FuelCost | 0 | [6 empty] | 0.64958 | 0
LCP_Inputs_ON_Diverse_2023_04_03 | 2031 | CH4 + CCS | Generation | Methane | NY | Dispatch-Generation | VOM | 0 | [6 empty] | 0.64958 | 0
LCP_Inputs_ON_Diverse_2023_04_03 | 2031 | CH4 + CCS | Generation | Methane | ON | Dispatch-Generation | EmissionsCost | 36250644.3017 | [6 empty] | 0.64958 | 23547727.2953
LCP_Inputs_ON_Diverse_2023_04_03 | 2031 | CH4 + CCS | Generation | Methane | ON | Dispatch-Generation | FuelCost | 171398728.1399 | [6 empty] | 0.64958 | 111337345.4939
LCP_Inputs_ON_Diverse_2023_04_03 | 2031 | CH4 + CCS | Generation | Methane | ON | Dispatch-Generation | VOM | 19178821.6667 | [6 empty] | 0.64958 | 12458196.8445
LCP_Inputs_ON_Diverse_2023_04_03 | 2031 | CH4 + CCS | Generation | Methane | PJ | Dispatch-Generation | EmissionsCost | 0 | [6 empty] | 0.64958 | 0
LCP_Inputs_ON_Diverse_2023_04_03 | 2031 | CH4 + CCS | Generation | Methane | PJ | Dispatch-Generation | FuelCost | 0 | [6 empty] | 0.64958 | 0
LCP_Inputs_ON_Diverse_2023_04_03 | 2031 | CH4 + CCS | Generation | Methane | PJ | Dispatch-Generation | VOM | 0 | [6 empty] | 0.64958 | 0
LCP_Inputs_ON_Diverse_2023_04_03 | 2031 | CH4 + CCS | Generation | Methane | QC | Dispatch-Generation | EmissionsCost | 0 | [6 empty] | 0.64958 | 0
LCP_Inputs_ON_Diverse_2023_04_03 | 2031 | CH4 + CCS | Generation | Methane | QC | Dispatch-Generation | FuelCost | 0 | [6 empty] | 0.64958 | 0
LCP_Inputs_ON_Diverse_2023_04_03 | 2031 | CH4 + CCS | Generation | Methane | QC | Dispatch-Generation | VOM | 0 | [6 empty] | 0.64958 | 0
LCP_Inputs_ON_Diverse_2023_04_03 | 2031 | CH4 + CCS | Generation | Methane | WC | Dispatch-Generation | EmissionsCost | 0 | [6 empty] | 0.64958 | 0
LCP_Inputs_ON_Diverse_2023_04_03 | 2031 | CH4 + CCS | Generation | Methane | WC | Dispatch-Generation | FuelCost | 0 | [6 empty] | 0.64958 | 0
LCP_Inputs_ON_Diverse_2023_04_03 | 2031 | CH4 + CCS | Generation | Methane | WC | Dispatch-Generation | VOM | 0 | [6 empty] | 0.64958 | 0
LCP_Inputs_ON_Diverse_2023_04_03 | 2031 | CH4 Import - NY 2020 | Import | Methane | MI | Dispatch-Import | EmissionsCost | 0 | [6 empty] | 0.64958 | 0
LCP_Inputs_ON_Diverse_2023_04_03 | 2031 | CH4 Import - NY 2020 | Import | Methane | MI | Dispatch-Import | FuelCost | 0 | [6 empty] | 0.64958 | 0
LCP_Inputs_ON_Diverse_2023_04_03 | 2031 | CH4 Import - NY 2020 | Import | Methane | MI | Dispatch-Import | VOM | 0 | [6 empty] | 0.64958 | 0
LCP_Inputs_ON_Diverse_2023_04_03 | 2031 | CH4 Import - NY 2020 | Import | Methane | NY | Dispatch-Import | EmissionsCost | 0 | [6 empty] | 0.64958 | 0
LCP_Inputs_ON_Diverse_2023_04_03 | 2031 | CH4 Import - NY 2020 | Import | Methane | NY | Dispatch-Import | FuelCost | 0 | [6 empty] | 0.64958 | 0
LCP_Inputs_ON_Diverse_2023_04_03 | 2031 | CH4 Import - NY 2020 | Import | Methane | NY | Dispatch-Import | VOM | 0 | [6 empty] | 0.64958 | 0
LCP_Inputs_ON_Diverse_2023_04_03 | 2031 | CH4 Import - NY 2020 | Import | Methane | ON | Dispatch-Import | EmissionsCost | 0 | [6 empty] | 0.64958 | 0
LCP_Inputs_ON_Diverse_2023_04_03 | 2031 | CH4 Import - NY 2020 | Import | Methane | ON | Dispatch-Import | FuelCost | 0 | [6 empty] | 0.64958 | 0
LCP_Inputs_ON_Diverse_2023_04_03 | 2031 | CH4 Import - NY 2020 | Import | Methane | ON | Dispatch-Import | VOM | 0 | [6 empty] | 0.64958 | 0
LCP_Inputs_ON_Diverse_2023_04_03 | 2031 | CH4 Import - NY 2020 | Import | Methane | PJ | Dispatch-Import | EmissionsCost | 0 | [6 empty] | 0.64958 | 0
LCP_Inputs_ON_Diverse_2023_04_03 | 2031 | CH4 Import - NY 2020 | Import | Methane | PJ | Dispatch-Import | FuelCost | 0 | [6 empty] | 0.64958 | 0
LCP_Inputs_ON_Diverse_2023_04_03 | 2031 | CH4 Import - NY 2020 | Import | Methane | PJ | Dispatch-Import | VOM | 0 | [6 empty] | 0.64958 | 0
LCP_Inputs_ON_Diverse_2023_04_03 | 2031 | CH4 Import - NY 2020 | Import | Methane | QC | Dispatch-Import | EmissionsCost | 0 | [6 empty] | 0.64958 | 0
LCP_Inputs_ON_Diverse_2023_04_03 | 2031 | CH4 Import - NY 2020 | Import | Methane | QC | Dispatch-Import | FuelCost | 0 | [6 empty] | 0.64958 | 0
LCP_Inputs_ON_Diverse_2023_04_03 | 2031 | CH4 Import - NY 2020 | Import | Methane | QC | Dispatch-Import | VOM | 0 | [6 empty] | 0.64958 | 0
LCP_Inputs_ON_Diverse_2023_04_03 | 2031 | CH4 Import - NY 2020 | Import | Methane | WC | Dispatch-Import | EmissionsCost | 0 | [6 empty] | 0.64958 | 0
LCP_Inputs_ON_Diverse_2023_04_03 | 2031 | CH4 Import - NY 2020 | Import | Methane | WC | Dispatch-Import | FuelCost | 0 | [6 empty] | 0.64958 | 0
LCP_Inputs_ON_Diverse_2023_04_03 | 2031 | CH4 Import - NY 2020 | Import | Methane | WC | Dispatch-Import | VOM | 0 | [6 empty] | 0.64958 | 0
LCP_Inputs_ON_Diverse_2023_04_03 | 2031 | CH4 Import - NY 2030 | Import | Methane | MI | Dispatch-Import | EmissionsCost | 0 | [6 empty] | 0.64958 | 0
LCP_Inputs_ON_Diverse_2023_04_03 | 2031 | CH4 Import - NY 2030 | Import | Methane | MI | Dispatch-Import | FuelCost | 0 | [6 empty] | 0.64958 | 0
LCP_Inputs_ON_Diverse_2023_04_03 | 2031 | CH4 Import - NY 2030 | Import | Methane | MI | Dispatch-Import | VOM | 0 | [6 empty] | 0.64958 | 0
LCP_Inputs_ON_Diverse_2023_04_03 | 2031 | CH4 Import - NY 2030 | Import | Methane | NY | Dispatch-Import | EmissionsCost | 1400246087.116 | [6 empty] | 0.64958 | 909573157.6866
LCP_Inputs_ON_Diverse_2023_04_03 | 2031 | CH4 Import - NY 2030 | Import | Methane | NY | Dispatch-Import | FuelCost | 644356120.8267 | [6 empty] | 0.64958 | 418561449.2251
LCP_Inputs_ON_Diverse_2023_04_03 | 2031 | CH4 Import - NY 2030 | Import | Methane | NY | Dispatch-Import | VOM | 0 | [6 empty] | 0.64958 | 0
LCP_Inputs_ON_Diverse_2023_04_03 | 2031 | CH4 Import - NY 2030 | Import | Methane | ON | Dispatch-Import | EmissionsCost | 0 | [6 empty] | 0.64958 | 0
LCP_Inputs_ON_Diverse_2023_04_03 | 2031 | CH4 Import - NY 2030 | Import | Methane | ON | Dispatch-Import | FuelCost | 0 | [6 empty] | 0.64958 | 0
LCP_Inputs_ON_Diverse_2023_04_03 | 2031 | CH4 Import - NY 2030 | Import | Methane | ON | Dispatch-Import | VOM | 0 | [6 empty] | 0.64958 | 0
LCP_Inputs_ON_Diverse_2023_04_03 | 2031 | CH4 Import - NY 2030 | Import | Methane | PJ | Dispatch-Import | EmissionsCost | 0 | [6 empty] | 0.64958 | 0
LCP_Inputs_ON_Diverse_2023_04_03 | 2031 | CH4 Import - NY 2030 | Import | Methane | PJ | Dispatch-Import | FuelCost | 0 | [6 empty] | 0.64958 | 0
LCP_Inputs_ON_Diverse_2023_04_03 | 2031 | CH4 Import - NY 2030 | Import | Methane | PJ | Dispatch-Import | VOM | 0 | [6 empty] | 0.64958 | 0
LCP_Inputs_ON_Diverse_2023_04_03 | 2031 | CH4 Import - NY 2030 | Import | Methane | QC | Dispatch-Import | EmissionsCost | 0 | [6 empty] | 0.64958 | 0
LCP_Inputs_ON_Diverse_2023_04_03 | 2031 | CH4 Import - NY 2030 | Import | Methane | QC | Dispatch-Import | FuelCost | 0 | [6 empty] | 0.64958 | 0
LCP_Inputs_ON_Diverse_2023_04_03 | 2031 | CH4 Import - NY 2030 | Import | Methane | QC | Dispatch-Import | VOM | 0 | [6 empty] | 0.64958 | 0
LCP_Inputs_ON_Diverse_2023_04_03 | 2031 | CH4 Import - NY 2030 | Import | Methane | WC | Dispatch-Import | EmissionsCost | 0 | [6 empty] | 0.64958 | 0
LCP_Inputs_ON_Diverse_2023_04_03 | 2031 | CH4 Import - NY 2030 | Import | Methane | WC | Dispatch-Import | FuelCost | 0 | [6 empty] | 0.64958 | 0
LCP_Inputs_ON_Diverse_2023_04_03 | 2031 | CH4 Import - NY 2030 | Import | Methane | WC | Dispatch-Import | VOM | 0 | [6 empty] | 0.64958 | 0
LCP_Inputs_ON_Diverse_2023_04_03 | 2031 | CH4 Import - NY 2040 | Import | Methane | MI | Dispatch-Import | EmissionsCost | 0 | [6 empty] | 0.64958 | 0
LCP_Inputs_ON_Diverse_2023_04_03 | 2031 | CH4 Import - NY 2040 | Import | Methane | MI | Dispatch-Import | FuelCost | 0 | [6 empty] | 0.64958 | 0
LCP_Inputs_ON_Diverse_2023_04_03 | 2031 | CH4 Import - NY 2040 | Import | Methane | MI | Dispatch-Import | VOM | 0 | [6 empty] | 0.64958 | 0
LCP_Inputs_ON_Diverse_2023_04_03 | 2031 | CH4 Import - NY 2040 | Import | Methane | NY | Dispatch-Import | EmissionsCost | 0 | [6 empty] | 0.64958 | 0
LCP_Inputs_ON_Diverse_2023_04_03 | 2031 | CH4 Import - NY 2040 | Import | Methane | NY | Dispatch-Import | FuelCost | 0 | [6 empty] | 0.64958 | 0
LCP_Inputs_ON_Diverse_2023_04_03 | 2031 | CH4 Import - NY 2040 | Import | Methane | NY | Dispatch-Import | VOM | 0 | [6 empty] | 0.64958 | 0
LCP_Inputs_ON_Diverse_2023_04_03 | 2031 | CH4 Import - NY 2040 | Import | Methane | ON | Dispatch-Import | EmissionsCost | 0 | [6 empty] | 0.64958 | 0
LCP_Inputs_ON_Diverse_2023_04_03 | 2031 | CH4 Import - NY 2040 | Import | Methane | ON | Dispatch-Import | FuelCost | 0 | [6 empty] | 0.64958 | 0
LCP_Inputs_ON_Diverse_2023_04_03 | 2031 | CH4 Import - NY 2040 | Import | Methane | ON | Dispatch-Import | VOM | 0 | [6 empty] | 0.64958 | 0
LCP_Inputs_ON_Diverse_2023_04_03 | 2031 | CH4 Import - NY 2040 | Import | Methane | PJ | Dispatch-Import | EmissionsCost | 0 | [6 empty] | 0.64958 | 0
LCP_Inputs_ON_Diverse_2023_04_03 | 2031 | CH4 Import - NY 2040 | Import | Methane | PJ | Dispatch-Import | FuelCost | 0 | [6 empty] | 0.64958 | 0
LCP_Inputs_ON_Diverse_2023_04_03 | 2031 | CH4 Import - NY 2040 | Import | Methane | PJ | Dispatch-Import | VOM | 0 | [6 empty] | 0.64958 | 0
LCP_Inputs_ON_Diverse_2023_04_03 | 2031 | CH4 Import - NY 2040 | Import | Methane | QC | Dispatch-Import | EmissionsCost | 0 | [6 empty] | 0.64958 | 0
LCP_Inputs_ON_Diverse_2023_04_03 | 2031 | CH4 Import - NY 2040 | Import | Methane | QC | Dispatch-Import | FuelCost | 0 | [6 empty] | 0.64958 | 0
LCP_Inputs_ON_Diverse_2023_04_03 | 2031 | CH4 Import - NY 2040 | Import | Methane | QC | Dispatch-Import | VOM | 0 | [6 empty] | 0.64958 | 0
LCP_Inputs_ON_Diverse_2023_04_03 | 2031 | CH4 Import - NY 2040 | Import | Methane | WC | Dispatch-Import | EmissionsCost | 0 | [6 empty] | 0.64958 | 0
LCP_Inputs_ON_Diverse_2023_04_03 | 2031 | CH4 Import - NY 2040 | Import | Methane | WC | Dispatch-Import | FuelCost | 0 | [6 empty] | 0.64958 | 0
LCP_Inputs_ON_Diverse_2023_04_03 | 2031 | CH4 Import - NY 2040 | Import | Methane | WC | Dispatch-Import | VOM | 0 | [6 empty] | 0.64958 | 0
LCP_Inputs_ON_Diverse_2023_04_03 | 2031 | CH4 Import - NY 2050 | Import | Methane | MI | Dispatch-Import | EmissionsCost | 0 | [6 empty] | 0.64958 | 0
LCP_Inputs_ON_Diverse_2023_04_03 | 2031 | CH4 Import - NY 2050 | Import | Methane | MI | Dispatch-Import | FuelCost | 0 | [6 empty] | 0.64958 | 0
LCP_Inputs_ON_Diverse_2023_04_03 | 2031 | CH4 Import - NY 2050 | Import | Methane | MI | Dispatch-Import | VOM | 0 | [6 empty] | 0.64958 | 0
LCP_Inputs_ON_Diverse_2023_04_03 | 2031 | CH4 Import - NY 2050 | Import | Methane | NY | Dispatch-Import | EmissionsCost | 0 | [6 empty] | 0.64958 | 0
LCP_Inputs_ON_Diverse_2023_04_03 | 2031 | CH4 Import - NY 2050 | Import | Methane | NY | Dispatch-Import | FuelCost | 0 | [6 empty] | 0.64958 | 0
LCP_Inputs_ON_Diverse_2023_04_03 | 2031 | CH4 Import - NY 2050 | Import | Methane | NY | Dispatch-Import | VOM | 0 | [6 empty] | 0.64958 | 0
LCP_Inputs_ON_Diverse_2023_04_03 | 2031 | CH4 Import - NY 2050 | Import | Methane | ON | Dispatch-Import | EmissionsCost | 0 | [6 empty] | 0.64958 | 0
LCP_Inputs_ON_Diverse_2023_04_03 | 2031 | CH4 Import - NY 2050 | Import | Methane | ON | Dispatch-Import | FuelCost | 0 | [6 empty] | 0.64958 | 0
LCP_Inputs_ON_Diverse_2023_04_03 | 2031 | CH4 Import - NY 2050 | Import | Methane | ON | Dispatch-Import | VOM | 0 | [6 empty] | 0.64958 | 0
LCP_Inputs_ON_Diverse_2023_04_03 | 2031 | CH4 Import - NY 2050 | Import | Methane | PJ | Dispatch-Import | EmissionsCost | 0 | [6 empty] | 0.64958 | 0
LCP_Inputs_ON_Diverse_2023_04_03 | 2031 | CH4 Import - NY 2050 | Import | Methane | PJ | Dispatch-Import | FuelCost | 0 | [6 empty] | 0.64958 | 0
LCP_Inputs_ON_Diverse_2023_04_03 | 2031 | CH4 Import - NY 2050 | Import | Methane | PJ | Dispatch-Import | VOM | 0 | [6 empty] | 0.64958 | 0
LCP_Inputs_ON_Diverse_2023_04_03 | 2031 | CH4 Import - NY 2050 | Import | Methane | QC | Dispatch-Import | EmissionsCost | 0 | [6 empty] | 0.64958 | 0
LCP_Inputs_ON_Diverse_2023_04_03 | 2031 | CH4 Import - NY 2050 | Import | Methane | QC | Dispatch-Import | FuelCost | 0 | [6 empty] | 0.64958 | 0
LCP_Inputs_ON_Diverse_2023_04_03 | 2031 | CH4 Import - NY 2050 | Import | Methane | QC | Dispatch-Import | VOM | 0 | [6 empty] | 0.64958 | 0
LCP_Inputs_ON_Diverse_2023_04_03 | 2031 | CH4 Import - NY 2050 | Import | Methane | WC | Dispatch-Import | EmissionsCost | 0 | [6 empty] | 0.64958 | 0
LCP_Inputs_ON_Diverse_2023_04_03 | 2031 | CH4 Import - NY 2050 | Import | Methane | WC | Dispatch-Import | FuelCost | 0 | [6 empty] | 0.64958 | 0
LCP_Inputs_ON_Diverse_2023_04_03 | 2031 | CH4 Import - NY 2050 | Import | Methane | WC | Dispatch-Import | VOM | 0 | [6 empty] | 0.64958 | 0
LCP_Inputs_ON_Diverse_2023_04_03 | 2031 | CH4 Import - WC 2020 | Import | Methane | MI | Dispatch-Import | EmissionsCost | 0 | [6 empty] | 0.64958 | 0
LCP_Inputs_ON_Diverse_2023_04_03 | 2031 | CH4 Import - WC 2020 | Import | Methane | MI | Dispatch-Import | FuelCost | 0 | [6 empty] | 0.64958 | 0
LCP_Inputs_ON_Diverse_2023_04_03 | 2031 | CH4 Import - WC 2020 | Import | Methane | MI | Dispatch-Import | VOM | 0 | [6 empty] | 0.64958 | 0
LCP_Inputs_ON_Diverse_2023_04_03 | 2031 | CH4 Import - WC 2020 | Import | Methane | NY | Dispatch-Import | EmissionsCost | 0 | [6 empty] | 0.64958 | 0
LCP_Inputs_ON_Diverse_2023_04_03 | 2031 | CH4 Import - WC 2020 | Import | Methane | NY | Dispatch-Import | FuelCost | 0 | [6 empty] | 0.64958 | 0
LCP_Inputs_ON_Diverse_2023_04_03 | 2031 | CH4 Import - WC 2020 | Import | Methane | NY | Dispatch-Import | VOM | 0 | [6 empty] | 0.64958 | 0
LCP_Inputs_ON_Diverse_2023_04_03 | 2031 | CH4 Import - WC 2020 | Import | Methane | ON | Dispatch-Import | EmissionsCost | 0 | [6 empty] | 0.64958 | 0
LCP_Inputs_ON_Diverse_2023_04_03 | 2031 | CH4 Import - WC 2020 | Import | Methane | ON | Dispatch-Import | FuelCost | 0 | [6 empty] | 0.64958 | 0
LCP_Inputs_ON_Diverse_2023_04_03 | 2031 | CH4 Import - WC 2020 | Import | Methane | ON | Dispatch-Import | VOM | 0 | [6 empty] | 0.64958 | 0
LCP_Inputs_ON_Diverse_2023_04_03 | 2031 | CH4 Import - WC 2020 | Import | Methane | PJ | Dispatch-Import | EmissionsCost | 0 | [6 empty] | 0.64958 | 0
LCP_Inputs_ON_Diverse_2023_04_03 | 2031 | CH4 Import - WC 2020 | Import | Methane | PJ | Dispatch-Import | FuelCost | 0 | [6 empty] | 0.64958 | 0
LCP_Inputs_ON_Diverse_2023_04_03 | 2031 | CH4 Import - WC 2020 | Import | Methane | PJ | Dispatch-Import | VOM | 0 | [6 empty] | 0.64958 | 0
LCP_Inputs_ON_Diverse_2023_04_03 | 2031 | CH4 Import - WC 2020 | Import | Methane | QC | Dispatch-Import | EmissionsCost | 0 | [6 empty] | 0.64958 | 0
LCP_Inputs_ON_Diverse_2023_04_03 | 2031 | CH4 Import - WC 2020 | Import | Methane | QC | Dispatch-Import | FuelCost | 0 | [6 empty] | 0.64958 | 0
LCP_Inputs_ON_Diverse_2023_04_03 | 2031 | CH4 Import - WC 2020 | Import | Methane | QC | Dispatch-Import | VOM | 0 | [6 empty] | 0.64958 | 0
LCP_Inputs_ON_Diverse_2023_04_03 | 2031 | CH4 Import - WC 2020 | Import | Methane | WC | Dispatch-Import | EmissionsCost | 0 | [6 empty] | 0.64958 | 0
LCP_Inputs_ON_Diverse_2023_04_03 | 2031 | CH4 Import - WC 2020 | Import | Methane | WC | Dispatch-Import | FuelCost | 0 | [6 empty] | 0.64958 | 0
LCP_Inputs_ON_Diverse_2023_04_03 | 2031 | CH4 Import - WC 2020 | Import | Methane | WC | Dispatch-Import | VOM | 0 | [6 empty] | 0.64958 | 0
LCP_Inputs_ON_Diverse_2023_04_03 | 2031 | CH4 Import - WC 2030 | Import | Methane | MI | Dispatch-Import | EmissionsCost | 0 | [6 empty] | 0.64958 | 0
LCP_Inputs_ON_Diverse_2023_04_03 | 2031 | CH4 Import - WC 2030 | Import | Methane | MI | Dispatch-Import | FuelCost | 0 | [6 empty] | 0.64958 | 0
LCP_Inputs_ON_Diverse_2023_04_03 | 2031 | CH4 Import - WC 2030 | Import | Methane | MI | Dispatch-Import | VOM | 0 | [6 empty] | 0.64958 | 0
LCP_Inputs_ON_Diverse_2023_04_03 | 2031 | CH4 Import - WC 2030 | Import | Methane | NY | Dispatch-Import | EmissionsCost | 0 | [6 empty] | 0.64958 | 0
LCP_Inputs_ON_Diverse_2023_04_03 | 2031 | CH4 Import - WC 2030 | Import | Methane | NY | Dispatch-Import | FuelCost | 0 | [6 empty] | 0.64958 | 0
LCP_Inputs_ON_Diverse_2023_04_03 | 2031 | CH4 Import - WC 2030 | Import | Methane | NY | Dispatch-Import | VOM | 0 | [6 empty] | 0.64958 | 0
LCP_Inputs_ON_Diverse_2023_04_03 | 2031 | CH4 Import - WC 2030 | Import | Methane | ON | Dispatch-Import | EmissionsCost | 0 | [6 empty] | 0.64958 | 0
LCP_Inputs_ON_Diverse_2023_04_03 | 2031 | CH4 Import - WC 2030 | Import | Methane | ON | Dispatch-Import | FuelCost | 0 | [6 empty] | 0.64958 | 0
LCP_Inputs_ON_Diverse_2023_04_03 | 2031 | CH4 Import - WC 2030 | Import | Methane | ON | Dispatch-Import | VOM | 0 | [6 empty] | 0.64958 | 0
LCP_Inputs_ON_Diverse_2023_04_03 | 2031 | CH4 Import - WC 2030 | Import | Methane | PJ | Dispatch-Import | EmissionsCost | 0 | [6 empty] | 0.64958 | 0
LCP_Inputs_ON_Diverse_2023_04_03 | 2031 | CH4 Import - WC 2030 | Import | Methane | PJ | Dispatch-Import | FuelCost | 0 | [6 empty] | 0.64958 | 0
LCP_Inputs_ON_Diverse_2023_04_03 | 2031 | CH4 Import - WC 2030 | Import | Methane | PJ | Dispatch-Import | VOM | 0 | [6 empty] | 0.64958 | 0
LCP_Inputs_ON_Diverse_2023_04_03 | 2031 | CH4 Import - WC 2030 | Import | Methane | QC | Dispatch-Import | EmissionsCost | 0 | [6 empty] | 0.64958 | 0
LCP_Inputs_ON_Diverse_2023_04_03 | 2031 | CH4 Import - WC 2030 | Import | Methane | QC | Dispatch-Import | FuelCost | 0 | [6 empty] | 0.64958 | 0
LCP_Inputs_ON_Diverse_2023_04_03 | 2031 | CH4 Import - WC 2030 | Import | Methane | QC | Dispatch-Import | VOM | 0 | [6 empty] | 0.64958 | 0
LCP_Inputs_ON_Diverse_2023_04_03 | 2031 | CH4 Import - WC 2030 | Import | Methane | WC | Dispatch-Import | EmissionsCost | 5193257721.005 | [6 empty] | 0.64958 | 3373441188.2586
LCP_Inputs_ON_Diverse_2023_04_03 | 2031 | CH4 Import - WC 2030 | Import | Methane | WC | Dispatch-Import | FuelCost | 2389799500.4952 | [6 empty] | 0.64958 | 1552368185.7811
LCP_Inputs_ON_Diverse_2023_04_03 | 2031 | CH4 Import - WC 2030 | Import | Methane | WC | Dispatch-Import | VOM | 0 | [6 empty] | 0.64958 | 0
LCP_Inputs_ON_Diverse_2023_04_03 | 2031 | CH4 Import - WC 2040 | Import | Methane | MI | Dispatch-Import | EmissionsCost | 0 | [6 empty] | 0.64958 | 0
LCP_Inputs_ON_Diverse_2023_04_03 | 2031 | CH4 Import - WC 2040 | Import | Methane | MI | Dispatch-Import | FuelCost | 0 | [6 empty] | 0.64958 | 0
LCP_Inputs_ON_Diverse_2023_04_03 | 2031 | CH4 Import - WC 2040 | Import | Methane | MI | Dispatch-Import | VOM | 0 | [6 empty] | 0.64958 | 0
LCP_Inputs_ON_Diverse_2023_04_03 | 2031 | CH4 Import - WC 2040 | Import | Methane | NY | Dispatch-Import | EmissionsCost | 0 | [6 empty] | 0.64958 | 0
LCP_Inputs_ON_Diverse_2023_04_03 | 2031 | CH4 Import - WC 2040 | Import | Methane | NY | Dispatch-Import | FuelCost | 0 | [6 empty] | 0.64958 | 0
LCP_Inputs_ON_Diverse_2023_04_03 | 2031 | CH4 Import - WC 2040 | Import | Methane | NY | Dispatch-Import | VOM | 0 | [6 empty] | 0.64958 | 0
LCP_Inputs_ON_Diverse_2023_04_03 | 2031 | CH4 Import - WC 2040 | Import | Methane | ON | Dispatch-Import | EmissionsCost | 0 | [6 empty] | 0.64958 | 0
LCP_Inputs_ON_Diverse_2023_04_03 | 2031 | CH4 Import - WC 2040 | Import | Methane | ON | Dispatch-Import | FuelCost | 0 | [6 empty] | 0.64958 | 0
LCP_Inputs_ON_Diverse_2023_04_03 | 2031 | CH4 Import - WC 2040 | Import | Methane | ON | Dispatch-Import | VOM | 0 | [6 empty] | 0.64958 | 0
LCP_Inputs_ON_Diverse_2023_04_03 | 2031 | CH4 Import - WC 2040 | Import | Methane | PJ | Dispatch-Import | EmissionsCost | 0 | [6 empty] | 0.64958 | 0
LCP_Inputs_ON_Diverse_2023_04_03 | 2031 | CH4 Import - WC 2040 | Import | Methane | PJ | Dispatch-Import | FuelCost | 0 | [6 empty] | 0.64958 | 0
LCP_Inputs_ON_Diverse_2023_04_03 | 2031 | CH4 Import - WC 2040 | Import | Methane | PJ | Dispatch-Import | VOM | 0 | [6 empty] | 0.64958 | 0
LCP_Inputs_ON_Diverse_2023_04_03 | 2031 | CH4 Import - WC 2040 | Import | Methane | QC | Dispatch-Import | EmissionsCost | 0 | [6 empty] | 0.64958 | 0
LCP_Inputs_ON_Diverse_2023_04_03 | 2031 | CH4 Import - WC 2040 | Import | Methane | QC | Dispatch-Import | FuelCost | 0 | [6 empty] | 0.64958 | 0
LCP_Inputs_ON_Diverse_2023_04_03 | 2031 | CH4 Import - WC 2040 | Import | Methane | QC | Dispatch-Import | VOM | 0 | [6 empty] | 0.64958 | 0
LCP_Inputs_ON_Diverse_2023_04_03 | 2031 | CH4 Import - WC 2040 | Import | Methane | WC | Dispatch-Import | EmissionsCost | 0 | [6 empty] | 0.64958 | 0
LCP_Inputs_ON_Diverse_2023_04_03 | 2031 | CH4 Import - WC 2040 | Import | Methane | WC | Dispatch-Import | FuelCost | 0 | [6 empty] | 0.64958 | 0
LCP_Inputs_ON_Diverse_2023_04_03 | 2031 | CH4 Import - WC 2040 | Import | Methane | WC | Dispatch-Import | VOM | 0 | [6 empty] | 0.64958 | 0
LCP_Inputs_ON_Diverse_2023_04_03 | 2031 | CH4 Import - WC 2050 | Import | Methane | MI | Dispatch-Import | EmissionsCost | 0 | [6 empty] | 0.64958 | 0
LCP_Inputs_ON_Diverse_2023_04_03 | 2031 | CH4 Import - WC 2050 | Import | Methane | MI | Dispatch-Import | FuelCost | 0 | [6 empty] | 0.64958 | 0
LCP_Inputs_ON_Diverse_2023_04_03 | 2031 | CH4 Import - WC 2050 | Import | Methane | MI | Dispatch-Import | VOM | 0 | [6 empty] | 0.64958 | 0
LCP_Inputs_ON_Diverse_2023_04_03 | 2031 | CH4 Import - WC 2050 | Import | Methane | NY | Dispatch-Import | EmissionsCost | 0 | [6 empty] | 0.64958 | 0
LCP_Inputs_ON_Diverse_2023_04_03 | 2031 | CH4 Import - WC 2050 | Import | Methane | NY | Dispatch-Import | FuelCost | 0 | [6 empty] | 0.64958 | 0
LCP_Inputs_ON_Diverse_2023_04_03 | 2031 | CH4 Import - WC 2050 | Import | Methane | NY | Dispatch-Import | VOM | 0 | [6 empty] | 0.64958 | 0
LCP_Inputs_ON_Diverse_2023_04_03 | 2031 | CH4 Import - WC 2050 | Import | Methane | ON | Dispatch-Import | EmissionsCost | 0 | [6 empty] | 0.64958 | 0
LCP_Inputs_ON_Diverse_2023_04_03 | 2031 | CH4 Import - WC 2050 | Import | Methane | ON | Dispatch-Import | FuelCost | 0 | [6 empty] | 0.64958 | 0
LCP_Inputs_ON_Diverse_2023_04_03 | 2031 | CH4 Import - WC 2050 | Import | Methane | ON | Dispatch-Import | VOM | 0 | [6 empty] | 0.64958 | 0
LCP_Inputs_ON_Diverse_2023_04_03 | 2031 | CH4 Import - WC 2050 | Import | Methane | PJ | Dispatch-Import | EmissionsCost | 0 | [6 empty] | 0.64958 | 0
LCP_Inputs_ON_Diverse_2023_04_03 | 2031 | CH4 Import - WC 2050 | Import | Methane | PJ | Dispatch-Import | FuelCost | 0 | [6 empty] | 0.64958 | 0
LCP_Inputs_ON_Diverse_2023_04_03 | 2031 | CH4 Import - WC 2050 | Import | Methane | PJ | Dispatch-Import | VOM | 0 | [6 empty] | 0.64958 | 0
LCP_Inputs_ON_Diverse_2023_04_03 | 2031 | CH4 Import - WC 2050 | Import | Methane | QC | Dispatch-Import | EmissionsCost | 0 | [6 empty] | 0.64958 | 0
LCP_Inputs_ON_Diverse_2023_04_03 | 2031 | CH4 Import - WC 2050 | Import | Methane | QC | Dispatch-Import | FuelCost | 0 | [6 empty] | 0.64958 | 0
LCP_Inputs_ON_Diverse_2023_04_03 | 2031 | CH4 Import - WC 2050 | Import | Methane | QC | Dispatch-Import | VOM | 0 | [6 empty] | 0.64958 | 0
LCP_Inputs_ON_Diverse_2023_04_03 | 2031 | CH4 Import - WC 2050 | Import | Methane | WC | Dispatch-Import | EmissionsCost | 0 | [6 empty] | 0.64958 | 0
LCP_Inputs_ON_Diverse_2023_04_03 | 2031 | CH4 Import - WC 2050 | Import | Methane | WC | Dispatch-Import | FuelCost | 0 | [6 empty] | 0.64958 | 0
LCP_Inputs_ON_Diverse_2023_04_03 | 2031 | CH4 Import - WC 2050 | Import | Methane | WC | Dispatch-Import | VOM | 0 | [6 empty] | 0.64958 | 0
LCP_Inputs_ON_Diverse_2023_04_03 | 2031 | CH4 Salt Cavern Storage - ON | Storage | Methane | MI | Dispatch-Storage | EmissionsCost | 0 | [6 empty] | 0.64958 | 0
LCP_Inputs_ON_Diverse_2023_04_03 | 2031 | CH4 Salt Cavern Storage - ON | Storage | Methane | MI | Dispatch-Storage | FuelCost | 0 | [6 empty] | 0.64958 | 0
LCP_Inputs_ON_Diverse_2023_04_03 | 2031 | CH4 Salt Cavern Storage - ON | Storage | Methane | MI | Dispatch-Storage | VOM | 0 | [6 empty] | 0.64958 | 0
LCP_Inputs_ON_Diverse_2023_04_03 | 2031 | CH4 Salt Cavern Storage - ON | Storage | Methane | NY | Dispatch-Storage | EmissionsCost | 0 | [6 empty] | 0.64958 | 0
LCP_Inputs_ON_Diverse_2023_04_03 | 2031 | CH4 Salt Cavern Storage - ON | Storage | Methane | NY | Dispatch-Storage | FuelCost | 0 | [6 empty] | 0.64958 | 0
LCP_Inputs_ON_Diverse_2023_04_03 | 2031 | CH4 Salt Cavern Storage - ON | Storage | Methane | NY | Dispatch-Storage | VOM | 0 | [6 empty] | 0.64958 | 0
LCP_Inputs_ON_Diverse_2023_04_03 | 2031 | CH4 Salt Cavern Storage - ON | Storage | Methane | ON | Dispatch-Storage | EmissionsCost | 0 | [6 empty] | 0.64958 | 0
LCP_Inputs_ON_Diverse_2023_04_03 | 2031 | CH4 Salt Cavern Storage - ON | Storage | Methane | ON | Dispatch-Storage | FuelCost | 0 | [6 empty] | 0.64958 | 0
LCP_Inputs_ON_Diverse_2023_04_03 | 2031 | CH4 Salt Cavern Storage - ON | Storage | Methane | ON | Dispatch-Storage | VOM | 0 | [6 empty] | 0.64958 | 0
LCP_Inputs_ON_Diverse_2023_04_03 | 2031 | CH4 Salt Cavern Storage - ON | Storage | Methane | PJ | Dispatch-Storage | EmissionsCost | 0 | [6 empty] | 0.64958 | 0
LCP_Inputs_ON_Diverse_2023_04_03 | 2031 | CH4 Salt Cavern Storage - ON | Storage | Methane | PJ | Dispatch-Storage | FuelCost | 0 | [6 empty] | 0.64958 | 0
LCP_Inputs_ON_Diverse_2023_04_03 | 2031 | CH4 Salt Cavern Storage - ON | Storage | Methane | PJ | Dispatch-Storage | VOM | 0 | [6 empty] | 0.64958 | 0
LCP_Inputs_ON_Diverse_2023_04_03 | 2031 | CH4 Salt Cavern Storage - ON | Storage | Methane | QC | Dispatch-Storage | EmissionsCost | 0 | [6 empty] | 0.64958 | 0
LCP_Inputs_ON_Diverse_2023_04_03 | 2031 | CH4 Salt Cavern Storage - ON | Storage | Methane | QC | Dispatch-Storage | FuelCost | 0 | [6 empty] | 0.64958 | 0
LCP_Inputs_ON_Diverse_2023_04_03 | 2031 | CH4 Salt Cavern Storage - ON | Storage | Methane | QC | Dispatch-Storage | VOM | 0 | [6 empty] | 0.64958 | 0
LCP_Inputs_ON_Diverse_2023_04_03 | 2031 | CH4 Salt Cavern Storage - ON | Storage | Methane | WC | Dispatch-Storage | EmissionsCost | 0 | [6 empty] | 0.64958 | 0
LCP_Inputs_ON_Diverse_2023_04_03 | 2031 | CH4 Salt Cavern Storage - ON | Storage | Methane | WC | Dispatch-Storage | FuelCost | 0 | [6 empty] | 0.64958 | 0
LCP_Inputs_ON_Diverse_2023_04_03 | 2031 | CH4 Salt Cavern Storage - ON | Storage | Methane | WC | Dispatch-Storage | VOM | 0 | [6 empty] | 0.64958 | 0
LCP_Inputs_ON_Diverse_2023_04_03 | 2031 | Electrolyser 2020/2030 | Crossload | Hydrogen | MI | Dispatch-Crossload | EmissionsCost | 0 | [6 empty] | 0.64958 | 0
LCP_Inputs_ON_Diverse_2023_04_03 | 2031 | Electrolyser 2020/2030 | Crossload | Hydrogen | MI | Dispatch-Crossload | FuelCost | 0 | [6 empty] | 0.64958 | 0
LCP_Inputs_ON_Diverse_2023_04_03 | 2031 | Electrolyser 2020/2030 | Crossload | Hydrogen | MI | Dispatch-Crossload | VOM | 0 | [6 empty] | 0.64958 | 0
LCP_Inputs_ON_Diverse_2023_04_03 | 2031 | Electrolyser 2020/2030 | Crossload | Hydrogen | NY | Dispatch-Crossload | EmissionsCost | 0 | [6 empty] | 0.64958 | 0
LCP_Inputs_ON_Diverse_2023_04_03 | 2031 | Electrolyser 2020/2030 | Crossload | Hydrogen | NY | Dispatch-Crossload | FuelCost | 0 | [6 empty] | 0.64958 | 0
LCP_Inputs_ON_Diverse_2023_04_03 | 2031 | Electrolyser 2020/2030 | Crossload | Hydrogen | NY | Dispatch-Crossload | VOM | 0 | [6 empty] | 0.64958 | 0
LCP_Inputs_ON_Diverse_2023_04_03 | 2031 | Electrolyser 2020/2030 | Crossload | Hydrogen | ON | Dispatch-Crossload | EmissionsCost | 0 | [6 empty] | 0.64958 | 0
LCP_Inputs_ON_Diverse_2023_04_03 | 2031 | Electrolyser 2020/2030 | Crossload | Hydrogen | ON | Dispatch-Crossload | FuelCost | 0 | [6 empty] | 0.64958 | 0
LCP_Inputs_ON_Diverse_2023_04_03 | 2031 | Electrolyser 2020/2030 | Crossload | Hydrogen | ON | Dispatch-Crossload | VOM | 0 | [6 empty] | 0.64958 | 0
LCP_Inputs_ON_Diverse_2023_04_03 | 2031 | Electrolyser 2020/2030 | Crossload | Hydrogen | PJ | Dispatch-Crossload | EmissionsCost | 0 | [6 empty] | 0.64958 | 0
LCP_Inputs_ON_Diverse_2023_04_03 | 2031 | Electrolyser 2020/2030 | Crossload | Hydrogen | PJ | Dispatch-Crossload | FuelCost | 0 | [6 empty] | 0.64958 | 0
LCP_Inputs_ON_Diverse_2023_04_03 | 2031 | Electrolyser 2020/2030 | Crossload | Hydrogen | PJ | Dispatch-Crossload | VOM | 0 | [6 empty] | 0.64958 | 0
LCP_Inputs_ON_Diverse_2023_04_03 | 2031 | Electrolyser 2020/2030 | Crossload | Hydrogen | QC | Dispatch-Crossload | EmissionsCost | 0 | [6 empty] | 0.64958 | 0
LCP_Inputs_ON_Diverse_2023_04_03 | 2031 | Electrolyser 2020/2030 | Crossload | Hydrogen | QC | Dispatch-Crossload | FuelCost | 0 | [6 empty] | 0.64958 | 0
LCP_Inputs_ON_Diverse_2023_04_03 | 2031 | Electrolyser 2020/2030 | Crossload | Hydrogen | QC | Dispatch-Crossload | VOM | 0 | [6 empty] | 0.64958 | 0
LCP_Inputs_ON_Diverse_2023_04_03 | 2031 | Electrolyser 2020/2030 | Crossload | Hydrogen | WC | Dispatch-Crossload | EmissionsCost | 0 | [6 empty] | 0.64958 | 0
LCP_Inputs_ON_Diverse_2023_04_03 | 2031 | Electrolyser 2020/2030 | Crossload | Hydrogen | WC | Dispatch-Crossload | FuelCost | 0 | [6 empty] | 0.64958 | 0
LCP_Inputs_ON_Diverse_2023_04_03 | 2031 | Electrolyser 2020/2030 | Crossload | Hydrogen | WC | Dispatch-Crossload | VOM | 0 | [6 empty] | 0.64958 | 0
LCP_Inputs_ON_Diverse_2023_04_03 | 2031 | Electrolyser 2040 | Crossload | Hydrogen | MI | Dispatch-Crossload | EmissionsCost | 0 | [6 empty] | 0.64958 | 0
LCP_Inputs_ON_Diverse_2023_04_03 | 2031 | Electrolyser 2040 | Crossload | Hydrogen | MI | Dispatch-Crossload | FuelCost | 0 | [6 empty] | 0.64958 | 0
LCP_Inputs_ON_Diverse_2023_04_03 | 2031 | Electrolyser 2040 | Crossload | Hydrogen | MI | Dispatch-Crossload | VOM | 0 | [6 empty] | 0.64958 | 0
LCP_Inputs_ON_Diverse_2023_04_03 | 2031 | Electrolyser 2040 | Crossload | Hydrogen | NY | Dispatch-Crossload | EmissionsCost | 0 | [6 empty] | 0.64958 | 0
LCP_Inputs_ON_Diverse_2023_04_03 | 2031 | Electrolyser 2040 | Crossload | Hydrogen | NY | Dispatch-Crossload | FuelCost | 0 | [6 empty] | 0.64958 | 0
LCP_Inputs_ON_Diverse_2023_04_03 | 2031 | Electrolyser 2040 | Crossload | Hydrogen | NY | Dispatch-Crossload | VOM | 0 | [6 empty] | 0.64958 | 0
LCP_Inputs_ON_Diverse_2023_04_03 | 2031 | Electrolyser 2040 | Crossload | Hydrogen | ON | Dispatch-Crossload | EmissionsCost | 0 | [6 empty] | 0.64958 | 0
LCP_Inputs_ON_Diverse_2023_04_03 | 2031 | Electrolyser 2040 | Crossload | Hydrogen | ON | Dispatch-Crossload | FuelCost | 0 | [6 empty] | 0.64958 | 0
LCP_Inputs_ON_Diverse_2023_04_03 | 2031 | Electrolyser 2040 | Crossload | Hydrogen | ON | Dispatch-Crossload | VOM | 0 | [6 empty] | 0.64958 | 0
LCP_Inputs_ON_Diverse_2023_04_03 | 2031 | Electrolyser 2040 | Crossload | Hydrogen | PJ | Dispatch-Crossload | EmissionsCost | 0 | [6 empty] | 0.64958 | 0
LCP_Inputs_ON_Diverse_2023_04_03 | 2031 | Electrolyser 2040 | Crossload | Hydrogen | PJ | Dispatch-Crossload | FuelCost | 0 | [6 empty] | 0.64958 | 0
LCP_Inputs_ON_Diverse_2023_04_03 | 2031 | Electrolyser 2040 | Crossload | Hydrogen | PJ | Dispatch-Crossload | VOM | 0 | [6 empty] | 0.64958 | 0
LCP_Inputs_ON_Diverse_2023_04_03 | 2031 | Electrolyser 2040 | Crossload | Hydrogen | QC | Dispatch-Crossload | EmissionsCost | 0 | [6 empty] | 0.64958 | 0
LCP_Inputs_ON_Diverse_2023_04_03 | 2031 | Electrolyser 2040 | Crossload | Hydrogen | QC | Dispatch-Crossload | FuelCost | 0 | [6 empty] | 0.64958 | 0
LCP_Inputs_ON_Diverse_2023_04_03 | 2031 | Electrolyser 2040 | Crossload | Hydrogen | QC | Dispatch-Crossload | VOM | 0 | [6 empty] | 0.64958 | 0
LCP_Inputs_ON_Diverse_2023_04_03 | 2031 | Electrolyser 2040 | Crossload | Hydrogen | WC | Dispatch-Crossload | EmissionsCost | 0 | [6 empty] | 0.64958 | 0
LCP_Inputs_ON_Diverse_2023_04_03 | 2031 | Electrolyser 2040 | Crossload | Hydrogen | WC | Dispatch-Crossload | FuelCost | 0 | [6 empty] | 0.64958 | 0
LCP_Inputs_ON_Diverse_2023_04_03 | 2031 | Electrolyser 2040 | Crossload | Hydrogen | WC | Dispatch-Crossload | VOM | 0 | [6 empty] | 0.64958 | 0
LCP_Inputs_ON_Diverse_2023_04_03 | 2031 | Electrolyser 2050 | Crossload | Hydrogen | MI | Dispatch-Crossload | EmissionsCost | 0 | [6 empty] | 0.64958 | 0
LCP_Inputs_ON_Diverse_2023_04_03 | 2031 | Electrolyser 2050 | Crossload | Hydrogen | MI | Dispatch-Crossload | FuelCost | 0 | [6 empty] | 0.64958 | 0
LCP_Inputs_ON_Diverse_2023_04_03 | 2031 | Electrolyser 2050 | Crossload | Hydrogen | MI | Dispatch-Crossload | VOM | 0 | [6 empty] | 0.64958 | 0
LCP_Inputs_ON_Diverse_2023_04_03 | 2031 | Electrolyser 2050 | Crossload | Hydrogen | NY | Dispatch-Crossload | EmissionsCost | 0 | [6 empty] | 0.64958 | 0
LCP_Inputs_ON_Diverse_2023_04_03 | 2031 | Electrolyser 2050 | Crossload | Hydrogen | NY | Dispatch-Crossload | FuelCost | 0 | [6 empty] | 0.64958 | 0
LCP_Inputs_ON_Diverse_2023_04_03 | 2031 | Electrolyser 2050 | Crossload | Hydrogen | NY | Dispatch-Crossload | VOM | 0 | [6 empty] | 0.64958 | 0
LCP_Inputs_ON_Diverse_2023_04_03 | 2031 | Electrolyser 2050 | Crossload | Hydrogen | ON | Dispatch-Crossload | EmissionsCost | 0 | [6 empty] | 0.64958 | 0
LCP_Inputs_ON_Diverse_2023_04_03 | 2031 | Electrolyser 2050 | Crossload | Hydrogen | ON | Dispatch-Crossload | FuelCost | 0 | [6 empty] | 0.64958 | 0
LCP_Inputs_ON_Diverse_2023_04_03 | 2031 | Electrolyser 2050 | Crossload | Hydrogen | ON | Dispatch-Crossload | VOM | 0 | [6 empty] | 0.64958 | 0
LCP_Inputs_ON_Diverse_2023_04_03 | 2031 | Electrolyser 2050 | Crossload | Hydrogen | PJ | Dispatch-Crossload | EmissionsCost | 0 | [6 empty] | 0.64958 | 0
LCP_Inputs_ON_Diverse_2023_04_03 | 2031 | Electrolyser 2050 | Crossload | Hydrogen | PJ | Dispatch-Crossload | FuelCost | 0 | [6 empty] | 0.64958 | 0
LCP_Inputs_ON_Diverse_2023_04_03 | 2031 | Electrolyser 2050 | Crossload | Hydrogen | PJ | Dispatch-Crossload | VOM | 0 | [6 empty] | 0.64958 | 0
LCP_Inputs_ON_Diverse_2023_04_03 | 2031 | Electrolyser 2050 | Crossload | Hydrogen | QC | Dispatch-Crossload | EmissionsCost | 0 | [6 empty] | 0.64958 | 0
LCP_Inputs_ON_Diverse_2023_04_03 | 2031 | Electrolyser 2050 | Crossload | Hydrogen | QC | Dispatch-Crossload | FuelCost | 0 | [6 empty] | 0.64958 | 0
LCP_Inputs_ON_Diverse_2023_04_03 | 2031 | Electrolyser 2050 | Crossload | Hydrogen | QC | Dispatch-Crossload | VOM | 0 | [6 empty] | 0.64958 | 0
LCP_Inputs_ON_Diverse_2023_04_03 | 2031 | Electrolyser 2050 | Crossload | Hydrogen | WC | Dispatch-Crossload | EmissionsCost | 0 | [6 empty] | 0.64958 | 0
LCP_Inputs_ON_Diverse_2023_04_03 | 2031 | Electrolyser 2050 | Crossload | Hydrogen | WC | Dispatch-Crossload | FuelCost | 0 | [6 empty] | 0.64958 | 0
LCP_Inputs_ON_Diverse_2023_04_03 | 2031 | Electrolyser 2050 | Crossload | Hydrogen | WC | Dispatch-Crossload | VOM | 0 | [6 empty] | 0.64958 | 0
LCP_Inputs_ON_Diverse_2023_04_03 | 2031 | Fossil Fuel Thermal (Coal, Peat, Oil) | Generation | Electricity | MI | Dispatch-Generation | EmissionsCost | 0 | [6 empty] | 0.64958 | 0
LCP_Inputs_ON_Diverse_2023_04_03 | 2031 | Fossil Fuel Thermal (Coal, Peat, Oil) | Generation | Electricity | MI | Dispatch-Generation | FuelCost | 0 | [6 empty] | 0.64958 | 0
LCP_Inputs_ON_Diverse_2023_04_03 | 2031 | Fossil Fuel Thermal (Coal, Peat, Oil) | Generation | Electricity | MI | Dispatch-Generation | VOM | 0 | [6 empty] | 0.64958 | 0
LCP_Inputs_ON_Diverse_2023_04_03 | 2031 | Fossil Fuel Thermal (Coal, Peat, Oil) | Generation | Electricity | NY | Dispatch-Generation | EmissionsCost | 0 | [6 empty] | 0.64958 | 0
LCP_Inputs_ON_Diverse_2023_04_03 | 2031 | Fossil Fuel Thermal (Coal, Peat, Oil) | Generation | Electricity | NY | Dispatch-Generation | FuelCost | 0 | [6 empty] | 0.64958 | 0
LCP_Inputs_ON_Diverse_2023_04_03 | 2031 | Fossil Fuel Thermal (Coal, Peat, Oil) | Generation | Electricity | NY | Dispatch-Generation | VOM | 0 | [6 empty] | 0.64958 | 0
LCP_Inputs_ON_Diverse_2023_04_03 | 2031 | Fossil Fuel Thermal (Coal, Peat, Oil) | Generation | Electricity | ON | Dispatch-Generation | EmissionsCost | 0 | [6 empty] | 0.64958 | 0
LCP_Inputs_ON_Diverse_2023_04_03 | 2031 | Fossil Fuel Thermal (Coal, Peat, Oil) | Generation | Electricity | ON | Dispatch-Generation | FuelCost | 0 | [6 empty] | 0.64958 | 0
LCP_Inputs_ON_Diverse_2023_04_03 | 2031 | Fossil Fuel Thermal (Coal, Peat, Oil) | Generation | Electricity | ON | Dispatch-Generation | VOM | 0 | [6 empty] | 0.64958 | 0
LCP_Inputs_ON_Diverse_2023_04_03 | 2031 | Fossil Fuel Thermal (Coal, Peat, Oil) | Generation | Electricity | PJ | Dispatch-Generation | EmissionsCost | 0 | [6 empty] | 0.64958 | 0
LCP_Inputs_ON_Diverse_2023_04_03 | 2031 | Fossil Fuel Thermal (Coal, Peat, Oil) | Generation | Electricity | PJ | Dispatch-Generation | FuelCost | 0 | [6 empty] | 0.64958 | 0
LCP_Inputs_ON_Diverse_2023_04_03 | 2031 | Fossil Fuel Thermal (Coal, Peat, Oil) | Generation | Electricity | PJ | Dispatch-Generation | VOM | 0 | [6 empty] | 0.64958 | 0
LCP_Inputs_ON_Diverse_2023_04_03 | 2031 | Fossil Fuel Thermal (Coal, Peat, Oil) | Generation | Electricity | QC | Dispatch-Generation | EmissionsCost | 0 | [6 empty] | 0.64958 | 0
LCP_Inputs_ON_Diverse_2023_04_03 | 2031 | Fossil Fuel Thermal (Coal, Peat, Oil) | Generation | Electricity | QC | Dispatch-Generation | FuelCost | 0 | [6 empty] | 0.64958 | 0
LCP_Inputs_ON_Diverse_2023_04_03 | 2031 | Fossil Fuel Thermal (Coal, Peat, Oil) | Generation | Electricity | QC | Dispatch-Generation | VOM | 0 | [6 empty] | 0.64958 | 0
LCP_Inputs_ON_Diverse_2023_04_03 | 2031 | Fossil Fuel Thermal (Coal, Peat, Oil) | Generation | Electricity | WC | Dispatch-Generation | EmissionsCost | 0 | [6 empty] | 0.64958 | 0
LCP_Inputs_ON_Diverse_2023_04_03 | 2031 | Fossil Fuel Thermal (Coal, Peat, Oil) | Generation | Electricity | WC | Dispatch-Generation | FuelCost | 0 | [6 empty] | 0.64958 | 0
LCP_Inputs_ON_Diverse_2023_04_03 | 2031 | Fossil Fuel Thermal (Coal, Peat, Oil) | Generation | Electricity | WC | Dispatch-Generation | VOM | 0 | [6 empty] | 0.64958 | 0
LCP_Inputs_ON_Diverse_2023_04_03 | 2031 | Generic - Generator | Generation | Electricity | MI | Dispatch-Generation | EmissionsCost | 0 | [6 empty] | 0.64958 | 0
LCP_Inputs_ON_Diverse_2023_04_03 | 2031 | Generic - Generator | Generation | Electricity | MI | Dispatch-Generation | FuelCost | 1786123186.9525 | [6 empty] | 0.64958 | 1160231563.6674
LCP_Inputs_ON_Diverse_2023_04_03 | 2031 | Generic - Generator | Generation | Electricity | MI | Dispatch-Generation | VOM | 62373597.6871 | [6 empty] | 0.64958 | 40516699.6905
LCP_Inputs_ON_Diverse_2023_04_03 | 2031 | Generic - Generator | Generation | Electricity | NY | Dispatch-Generation | EmissionsCost | 0 | [6 empty] | 0.64958 | 0
LCP_Inputs_ON_Diverse_2023_04_03 | 2031 | Generic - Generator | Generation | Electricity | NY | Dispatch-Generation | FuelCost | 1049703168.1579 | [6 empty] | 0.64958 | 681867161.8369
LCP_Inputs_ON_Diverse_2023_04_03 | 2031 | Generic - Generator | Generation | Electricity | NY | Dispatch-Generation | VOM | 36656913.4648 | [6 empty] | 0.64958 | 23811631.9967
LCP_Inputs_ON_Diverse_2023_04_03 | 2031 | Generic - Generator | Generation | Electricity | ON | Dispatch-Generation | EmissionsCost | 0 | [6 empty] | 0.64958 | 0
LCP_Inputs_ON_Diverse_2023_04_03 | 2031 | Generic - Generator | Generation | Electricity | ON | Dispatch-Generation | FuelCost | 0 | [6 empty] | 0.64958 | 0
LCP_Inputs_ON_Diverse_2023_04_03 | 2031 | Generic - Generator | Generation | Electricity | ON | Dispatch-Generation | VOM | 0 | [6 empty] | 0.64958 | 0
LCP_Inputs_ON_Diverse_2023_04_03 | 2031 | Generic - Generator | Generation | Electricity | PJ | Dispatch-Generation | EmissionsCost | 0 | [6 empty] | 0.64958 | 0
LCP_Inputs_ON_Diverse_2023_04_03 | 2031 | Generic - Generator | Generation | Electricity | PJ | Dispatch-Generation | FuelCost | 7357083622.602 | [6 empty] | 0.64958 | 4779021233.1587
LCP_Inputs_ON_Diverse_2023_04_03 | 2031 | Generic - Generator | Generation | Electricity | PJ | Dispatch-Generation | VOM | 256918323.0915 | [6 empty] | 0.64958 | 166889243.6494
LCP_Inputs_ON_Diverse_2023_04_03 | 2031 | Generic - Generator | Generation | Electricity | QC | Dispatch-Generation | EmissionsCost | 0 | [6 empty] | 0.64958 | 0
LCP_Inputs_ON_Diverse_2023_04_03 | 2031 | Generic - Generator | Generation | Electricity | QC | Dispatch-Generation | FuelCost | 0 | [6 empty] | 0.64958 | 0
LCP_Inputs_ON_Diverse_2023_04_03 | 2031 | Generic - Generator | Generation | Electricity | QC | Dispatch-Generation | VOM | 0 | [6 empty] | 0.64958 | 0
LCP_Inputs_ON_Diverse_2023_04_03 | 2031 | Generic - Generator | Generation | Electricity | WC | Dispatch-Generation | EmissionsCost | 0 | [6 empty] | 0.64958 | 0
LCP_Inputs_ON_Diverse_2023_04_03 | 2031 | Generic - Generator | Generation | Electricity | WC | Dispatch-Generation | FuelCost | 1735673.761 | [6 empty] | 0.64958 | 1127460.5786
LCP_Inputs_ON_Diverse_2023_04_03 | 2031 | Generic - Generator | Generation | Electricity | WC | Dispatch-Generation | VOM | 60611.8423 | [6 empty] | 0.64958 | 39372.297
LCP_Inputs_ON_Diverse_2023_04_03 | 2031 | H2 Import - QC | Import | Hydrogen | MI | Dispatch-Import | EmissionsCost | 0 | [6 empty] | 0.64958 | 0
LCP_Inputs_ON_Diverse_2023_04_03 | 2031 | H2 Import - QC | Import | Hydrogen | MI | Dispatch-Import | FuelCost | 0 | [6 empty] | 0.64958 | 0
LCP_Inputs_ON_Diverse_2023_04_03 | 2031 | H2 Import - QC | Import | Hydrogen | MI | Dispatch-Import | VOM | 0 | [6 empty] | 0.64958 | 0
LCP_Inputs_ON_Diverse_2023_04_03 | 2031 | H2 Import - QC | Import | Hydrogen | NY | Dispatch-Import | EmissionsCost | 0 | [6 empty] | 0.64958 | 0
LCP_Inputs_ON_Diverse_2023_04_03 | 2031 | H2 Import - QC | Import | Hydrogen | NY | Dispatch-Import | FuelCost | 0 | [6 empty] | 0.64958 | 0
LCP_Inputs_ON_Diverse_2023_04_03 | 2031 | H2 Import - QC | Import | Hydrogen | NY | Dispatch-Import | VOM | 0 | [6 empty] | 0.64958 | 0
LCP_Inputs_ON_Diverse_2023_04_03 | 2031 | H2 Import - QC | Import | Hydrogen | ON | Dispatch-Import | EmissionsCost | 0 | [6 empty] | 0.64958 | 0
LCP_Inputs_ON_Diverse_2023_04_03 | 2031 | H2 Import - QC | Import | Hydrogen | ON | Dispatch-Import | FuelCost | 0 | [6 empty] | 0.64958 | 0
LCP_Inputs_ON_Diverse_2023_04_03 | 2031 | H2 Import - QC | Import | Hydrogen | ON | Dispatch-Import | VOM | 0 | [6 empty] | 0.64958 | 0
LCP_Inputs_ON_Diverse_2023_04_03 | 2031 | H2 Import - QC | Import | Hydrogen | PJ | Dispatch-Import | EmissionsCost | 0 | [6 empty] | 0.64958 | 0
LCP_Inputs_ON_Diverse_2023_04_03 | 2031 | H2 Import - QC | Import | Hydrogen | PJ | Dispatch-Import | FuelCost | 0 | [6 empty] | 0.64958 | 0
LCP_Inputs_ON_Diverse_2023_04_03 | 2031 | H2 Import - QC | Import | Hydrogen | PJ | Dispatch-Import | VOM | 0 | [6 empty] | 0.64958 | 0
LCP_Inputs_ON_Diverse_2023_04_03 | 2031 | H2 Import - QC | Import | Hydrogen | QC | Dispatch-Import | EmissionsCost | 0 | [6 empty] | 0.64958 | 0
LCP_Inputs_ON_Diverse_2023_04_03 | 2031 | H2 Import - QC | Import | Hydrogen | QC | Dispatch-Import | FuelCost | 0 | [6 empty] | 0.64958 | 0
LCP_Inputs_ON_Diverse_2023_04_03 | 2031 | H2 Import - QC | Import | Hydrogen | QC | Dispatch-Import | VOM | 0 | [6 empty] | 0.64958 | 0
LCP_Inputs_ON_Diverse_2023_04_03 | 2031 | H2 Import - QC | Import | Hydrogen | WC | Dispatch-Import | EmissionsCost | 0 | [6 empty] | 0.64958 | 0
LCP_Inputs_ON_Diverse_2023_04_03 | 2031 | H2 Import - QC | Import | Hydrogen | WC | Dispatch-Import | FuelCost | 0 | [6 empty] | 0.64958 | 0
LCP_Inputs_ON_Diverse_2023_04_03 | 2031 | H2 Import - QC | Import | Hydrogen | WC | Dispatch-Import | VOM | 0 | [6 empty] | 0.64958 | 0
LCP_Inputs_ON_Diverse_2023_04_03 | 2031 | H2 Import - WC | Import | Hydrogen | MI | Dispatch-Import | EmissionsCost | 0 | [6 empty] | 0.64958 | 0
LCP_Inputs_ON_Diverse_2023_04_03 | 2031 | H2 Import - WC | Import | Hydrogen | MI | Dispatch-Import | FuelCost | 0 | [6 empty] | 0.64958 | 0
LCP_Inputs_ON_Diverse_2023_04_03 | 2031 | H2 Import - WC | Import | Hydrogen | MI | Dispatch-Import | VOM | 0 | [6 empty] | 0.64958 | 0
LCP_Inputs_ON_Diverse_2023_04_03 | 2031 | H2 Import - WC | Import | Hydrogen | NY | Dispatch-Import | EmissionsCost | 0 | [6 empty] | 0.64958 | 0
LCP_Inputs_ON_Diverse_2023_04_03 | 2031 | H2 Import - WC | Import | Hydrogen | NY | Dispatch-Import | FuelCost | 0 | [6 empty] | 0.64958 | 0
LCP_Inputs_ON_Diverse_2023_04_03 | 2031 | H2 Import - WC | Import | Hydrogen | NY | Dispatch-Import | VOM | 0 | [6 empty] | 0.64958 | 0
LCP_Inputs_ON_Diverse_2023_04_03 | 2031 | H2 Import - WC | Import | Hydrogen | ON | Dispatch-Import | EmissionsCost | 0 | [6 empty] | 0.64958 | 0
LCP_Inputs_ON_Diverse_2023_04_03 | 2031 | H2 Import - WC | Import | Hydrogen | ON | Dispatch-Import | FuelCost | 0 | [6 empty] | 0.64958 | 0
LCP_Inputs_ON_Diverse_2023_04_03 | 2031 | H2 Import - WC | Import | Hydrogen | ON | Dispatch-Import | VOM | 0 | [6 empty] | 0.64958 | 0
LCP_Inputs_ON_Diverse_2023_04_03 | 2031 | H2 Import - WC | Import | Hydrogen | PJ | Dispatch-Import | EmissionsCost | 0 | [6 empty] | 0.64958 | 0
LCP_Inputs_ON_Diverse_2023_04_03 | 2031 | H2 Import - WC | Import | Hydrogen | PJ | Dispatch-Import | FuelCost | 0 | [6 empty] | 0.64958 | 0
LCP_Inputs_ON_Diverse_2023_04_03 | 2031 | H2 Import - WC | Import | Hydrogen | PJ | Dispatch-Import | VOM | 0 | [6 empty] | 0.64958 | 0
LCP_Inputs_ON_Diverse_2023_04_03 | 2031 | H2 Import - WC | Import | Hydrogen | QC | Dispatch-Import | EmissionsCost | 0 | [6 empty] | 0.64958 | 0
LCP_Inputs_ON_Diverse_2023_04_03 | 2031 | H2 Import - WC | Import | Hydrogen | QC | Dispatch-Import | FuelCost | 0 | [6 empty] | 0.64958 | 0
LCP_Inputs_ON_Diverse_2023_04_03 | 2031 | H2 Import - WC | Import | Hydrogen | QC | Dispatch-Import | VOM | 0 | [6 empty] | 0.64958 | 0
LCP_Inputs_ON_Diverse_2023_04_03 | 2031 | H2 Import - WC | Import | Hydrogen | WC | Dispatch-Import | EmissionsCost | 0 | [6 empty] | 0.64958 | 0
LCP_Inputs_ON_Diverse_2023_04_03 | 2031 | H2 Import - WC | Import | Hydrogen | WC | Dispatch-Import | FuelCost | 0 | [6 empty] | 0.64958 | 0
LCP_Inputs_ON_Diverse_2023_04_03 | 2031 | H2 Import - WC | Import | Hydrogen | WC | Dispatch-Import | VOM | 0 | [6 empty] | 0.64958 | 0
LCP_Inputs_ON_Diverse_2023_04_03 | 2031 | H2 Salt Cavern Storage - ON | Storage | Hydrogen | MI | Dispatch-Storage | EmissionsCost | 0 | [6 empty] | 0.64958 | 0
LCP_Inputs_ON_Diverse_2023_04_03 | 2031 | H2 Salt Cavern Storage - ON | Storage | Hydrogen | MI | Dispatch-Storage | FuelCost | 0 | [6 empty] | 0.64958 | 0
LCP_Inputs_ON_Diverse_2023_04_03 | 2031 | H2 Salt Cavern Storage - ON | Storage | Hydrogen | MI | Dispatch-Storage | VOM | 0 | [6 empty] | 0.64958 | 0
LCP_Inputs_ON_Diverse_2023_04_03 | 2031 | H2 Salt Cavern Storage - ON | Storage | Hydrogen | NY | Dispatch-Storage | EmissionsCost | 0 | [6 empty] | 0.64958 | 0
LCP_Inputs_ON_Diverse_2023_04_03 | 2031 | H2 Salt Cavern Storage - ON | Storage | Hydrogen | NY | Dispatch-Storage | FuelCost | 0 | [6 empty] | 0.64958 | 0
LCP_Inputs_ON_Diverse_2023_04_03 | 2031 | H2 Salt Cavern Storage - ON | Storage | Hydrogen | NY | Dispatch-Storage | VOM | 0 | [6 empty] | 0.64958 | 0
LCP_Inputs_ON_Diverse_2023_04_03 | 2031 | H2 Salt Cavern Storage - ON | Storage | Hydrogen | ON | Dispatch-Storage | EmissionsCost | 0 | [6 empty] | 0.64958 | 0
LCP_Inputs_ON_Diverse_2023_04_03 | 2031 | H2 Salt Cavern Storage - ON | Storage | Hydrogen | ON | Dispatch-Storage | FuelCost | 0 | [6 empty] | 0.64958 | 0
LCP_Inputs_ON_Diverse_2023_04_03 | 2031 | H2 Salt Cavern Storage - ON | Storage | Hydrogen | ON | Dispatch-Storage | VOM | 14843329.5213 | [6 empty] | 0.64958 | 9641943.818
LCP_Inputs_ON_Diverse_2023_04_03 | 2031 | H2 Salt Cavern Storage - ON | Storage | Hydrogen | PJ | Dispatch-Storage | EmissionsCost | 0 | [6 empty] | 0.64958 | 0
LCP_Inputs_ON_Diverse_2023_04_03 | 2031 | H2 Salt Cavern Storage - ON | Storage | Hydrogen | PJ | Dispatch-Storage | FuelCost | 0 | [6 empty] | 0.64958 | 0
LCP_Inputs_ON_Diverse_2023_04_03 | 2031 | H2 Salt Cavern Storage - ON | Storage | Hydrogen | PJ | Dispatch-Storage | VOM | 0 | [6 empty] | 0.64958 | 0
LCP_Inputs_ON_Diverse_2023_04_03 | 2031 | H2 Salt Cavern Storage - ON | Storage | Hydrogen | QC | Dispatch-Storage | EmissionsCost | 0 | [6 empty] | 0.64958 | 0
LCP_Inputs_ON_Diverse_2023_04_03 | 2031 | H2 Salt Cavern Storage - ON | Storage | Hydrogen | QC | Dispatch-Storage | FuelCost | 0 | [6 empty] | 0.64958 | 0
LCP_Inputs_ON_Diverse_2023_04_03 | 2031 | H2 Salt Cavern Storage - ON | Storage | Hydrogen | QC | Dispatch-Storage | VOM | 0 | [6 empty] | 0.64958 | 0
LCP_Inputs_ON_Diverse_2023_04_03 | 2031 | H2 Salt Cavern Storage - ON | Storage | Hydrogen | WC | Dispatch-Storage | EmissionsCost | 0 | [6 empty] | 0.64958 | 0
LCP_Inputs_ON_Diverse_2023_04_03 | 2031 | H2 Salt Cavern Storage - ON | Storage | Hydrogen | WC | Dispatch-Storage | FuelCost | 0 | [6 empty] | 0.64958 | 0
LCP_Inputs_ON_Diverse_2023_04_03 | 2031 | H2 Salt Cavern Storage - ON | Storage | Hydrogen | WC | Dispatch-Storage | VOM | 0 | [6 empty] | 0.64958 | 0
LCP_Inputs_ON_Diverse_2023_04_03 | 2031 | Hydro | Generation | Electricity | MI | Dispatch-Generation | EmissionsCost | 0 | [6 empty] | 0.64958 | 0
LCP_Inputs_ON_Diverse_2023_04_03 | 2031 | Hydro | Generation | Electricity | MI | Dispatch-Generation | FuelCost | 0 | [6 empty] | 0.64958 | 0
LCP_Inputs_ON_Diverse_2023_04_03 | 2031 | Hydro | Generation | Electricity | MI | Dispatch-Generation | VOM | 0 | [6 empty] | 0.64958 | 0
LCP_Inputs_ON_Diverse_2023_04_03 | 2031 | Hydro | Generation | Electricity | NY | Dispatch-Generation | EmissionsCost | 0 | [6 empty] | 0.64958 | 0
LCP_Inputs_ON_Diverse_2023_04_03 | 2031 | Hydro | Generation | Electricity | NY | Dispatch-Generation | FuelCost | 0 | [6 empty] | 0.64958 | 0
LCP_Inputs_ON_Diverse_2023_04_03 | 2031 | Hydro | Generation | Electricity | NY | Dispatch-Generation | VOM | 0 | [6 empty] | 0.64958 | 0
LCP_Inputs_ON_Diverse_2023_04_03 | 2031 | Hydro | Generation | Electricity | ON | Dispatch-Generation | EmissionsCost | 0 | [6 empty] | 0.64958 | 0
LCP_Inputs_ON_Diverse_2023_04_03 | 2031 | Hydro | Generation | Electricity | ON | Dispatch-Generation | FuelCost | 0 | [6 empty] | 0.64958 | 0
LCP_Inputs_ON_Diverse_2023_04_03 | 2031 | Hydro | Generation | Electricity | ON | Dispatch-Generation | VOM | 0 | [6 empty] | 0.64958 | 0
LCP_Inputs_ON_Diverse_2023_04_03 | 2031 | Hydro | Generation | Electricity | PJ | Dispatch-Generation | EmissionsCost | 0 | [6 empty] | 0.64958 | 0
LCP_Inputs_ON_Diverse_2023_04_03 | 2031 | Hydro | Generation | Electricity | PJ | Dispatch-Generation | FuelCost | 0 | [6 empty] | 0.64958 | 0
LCP_Inputs_ON_Diverse_2023_04_03 | 2031 | Hydro | Generation | Electricity | PJ | Dispatch-Generation | VOM | 0 | [6 empty] | 0.64958 | 0
LCP_Inputs_ON_Diverse_2023_04_03 | 2031 | Hydro | Generation | Electricity | QC | Dispatch-Generation | EmissionsCost | 0 | [6 empty] | 0.64958 | 0
LCP_Inputs_ON_Diverse_2023_04_03 | 2031 | Hydro | Generation | Electricity | QC | Dispatch-Generation | FuelCost | 0 | [6 empty] | 0.64958 | 0
LCP_Inputs_ON_Diverse_2023_04_03 | 2031 | Hydro | Generation | Electricity | QC | Dispatch-Generation | VOM | 0 | [6 empty] | 0.64958 | 0
LCP_Inputs_ON_Diverse_2023_04_03 | 2031 | Hydro | Generation | Electricity | WC | Dispatch-Generation | EmissionsCost | 0 | [6 empty] | 0.64958 | 0
LCP_Inputs_ON_Diverse_2023_04_03 | 2031 | Hydro | Generation | Electricity | WC | Dispatch-Generation | FuelCost | 0 | [6 empty] | 0.64958 | 0
LCP_Inputs_ON_Diverse_2023_04_03 | 2031 | Hydro | Generation | Electricity | WC | Dispatch-Generation | VOM | 0 | [6 empty] | 0.64958 | 0
LCP_Inputs_ON_Diverse_2023_04_03 | 2031 | Hydro Pumped Storage | Storage | Electricity | MI | Dispatch-Storage | EmissionsCost | 0 | [6 empty] | 0.64958 | 0
LCP_Inputs_ON_Diverse_2023_04_03 | 2031 | Hydro Pumped Storage | Storage | Electricity | MI | Dispatch-Storage | FuelCost | 0 | [6 empty] | 0.64958 | 0
LCP_Inputs_ON_Diverse_2023_04_03 | 2031 | Hydro Pumped Storage | Storage | Electricity | MI | Dispatch-Storage | VOM | 0 | [6 empty] | 0.64958 | 0
LCP_Inputs_ON_Diverse_2023_04_03 | 2031 | Hydro Pumped Storage | Storage | Electricity | NY | Dispatch-Storage | EmissionsCost | 0 | [6 empty] | 0.64958 | 0
LCP_Inputs_ON_Diverse_2023_04_03 | 2031 | Hydro Pumped Storage | Storage | Electricity | NY | Dispatch-Storage | FuelCost | 0 | [6 empty] | 0.64958 | 0
LCP_Inputs_ON_Diverse_2023_04_03 | 2031 | Hydro Pumped Storage | Storage | Electricity | NY | Dispatch-Storage | VOM | 0 | [6 empty] | 0.64958 | 0
LCP_Inputs_ON_Diverse_2023_04_03 | 2031 | Hydro Pumped Storage | Storage | Electricity | ON | Dispatch-Storage | EmissionsCost | 0 | [6 empty] | 0.64958 | 0
LCP_Inputs_ON_Diverse_2023_04_03 | 2031 | Hydro Pumped Storage | Storage | Electricity | ON | Dispatch-Storage | FuelCost | 0 | [6 empty] | 0.64958 | 0
LCP_Inputs_ON_Diverse_2023_04_03 | 2031 | Hydro Pumped Storage | Storage | Electricity | ON | Dispatch-Storage | VOM | 0 | [6 empty] | 0.64958 | 0
LCP_Inputs_ON_Diverse_2023_04_03 | 2031 | Hydro Pumped Storage | Storage | Electricity | PJ | Dispatch-Storage | EmissionsCost | 0 | [6 empty] | 0.64958 | 0
LCP_Inputs_ON_Diverse_2023_04_03 | 2031 | Hydro Pumped Storage | Storage | Electricity | PJ | Dispatch-Storage | FuelCost | 0 | [6 empty] | 0.64958 | 0
LCP_Inputs_ON_Diverse_2023_04_03 | 2031 | Hydro Pumped Storage | Storage | Electricity | PJ | Dispatch-Storage | VOM | 0 | [6 empty] | 0.64958 | 0
LCP_Inputs_ON_Diverse_2023_04_03 | 2031 | Hydro Pumped Storage | Storage | Electricity | QC | Dispatch-Storage | EmissionsCost | 0 | [6 empty] | 0.64958 | 0
LCP_Inputs_ON_Diverse_2023_04_03 | 2031 | Hydro Pumped Storage | Storage | Electricity | QC | Dispatch-Storage | FuelCost | 0 | [6 empty] | 0.64958 | 0
LCP_Inputs_ON_Diverse_2023_04_03 | 2031 | Hydro Pumped Storage | Storage | Electricity | QC | Dispatch-Storage | VOM | 0 | [6 empty] | 0.64958 | 0
LCP_Inputs_ON_Diverse_2023_04_03 | 2031 | Hydro Pumped Storage | Storage | Electricity | WC | Dispatch-Storage | EmissionsCost | 0 | [6 empty] | 0.64958 | 0
LCP_Inputs_ON_Diverse_2023_04_03 | 2031 | Hydro Pumped Storage | Storage | Electricity | WC | Dispatch-Storage | FuelCost | 0 | [6 empty] | 0.64958 | 0
LCP_Inputs_ON_Diverse_2023_04_03 | 2031 | Hydro Pumped Storage | Storage | Electricity | WC | Dispatch-Storage | VOM | 0 | [6 empty] | 0.64958 | 0
LCP_Inputs_ON_Diverse_2023_04_03 | 2031 | Nuclear | Generation | Electricity | MI | Dispatch-Generation | EmissionsCost | 0 | [6 empty] | 0.64958 | 0
LCP_Inputs_ON_Diverse_2023_04_03 | 2031 | Nuclear | Generation | Electricity | MI | Dispatch-Generation | FuelCost | 0 | [6 empty] | 0.64958 | 0
LCP_Inputs_ON_Diverse_2023_04_03 | 2031 | Nuclear | Generation | Electricity | MI | Dispatch-Generation | VOM | 2762866296.96 | [6 empty] | 0.64958 | 1794705262.964
LCP_Inputs_ON_Diverse_2023_04_03 | 2031 | Nuclear | Generation | Electricity | NY | Dispatch-Generation | EmissionsCost | 0 | [6 empty] | 0.64958 | 0
LCP_Inputs_ON_Diverse_2023_04_03 | 2031 | Nuclear | Generation | Electricity | NY | Dispatch-Generation | FuelCost | 0 | [6 empty] | 0.64958 | 0
LCP_Inputs_ON_Diverse_2023_04_03 | 2031 | Nuclear | Generation | Electricity | NY | Dispatch-Generation | VOM | 2246155230.144 | [6 empty] | 0.64958 | 1459059606.8326
LCP_Inputs_ON_Diverse_2023_04_03 | 2031 | Nuclear | Generation | Electricity | ON | Dispatch-Generation | EmissionsCost | 0 | [6 empty] | 0.64958 | 0
LCP_Inputs_ON_Diverse_2023_04_03 | 2031 | Nuclear | Generation | Electricity | ON | Dispatch-Generation | FuelCost | 0 | [6 empty] | 0.64958 | 0
LCP_Inputs_ON_Diverse_2023_04_03 | 2031 | Nuclear | Generation | Electricity | ON | Dispatch-Generation | VOM | 6725070496.368 | [6 empty] | 0.64958 | 4368477557.8594
LCP_Inputs_ON_Diverse_2023_04_03 | 2031 | Nuclear | Generation | Electricity | PJ | Dispatch-Generation | EmissionsCost | 0 | [6 empty] | 0.64958 | 0
LCP_Inputs_ON_Diverse_2023_04_03 | 2031 | Nuclear | Generation | Electricity | PJ | Dispatch-Generation | FuelCost | 0 | [6 empty] | 0.64958 | 0
LCP_Inputs_ON_Diverse_2023_04_03 | 2031 | Nuclear | Generation | Electricity | PJ | Dispatch-Generation | VOM | 6401347648.6848 | [6 empty] | 0.64958 | 4158193368.893
LCP_Inputs_ON_Diverse_2023_04_03 | 2031 | Nuclear | Generation | Electricity | QC | Dispatch-Generation | EmissionsCost | 0 | [6 empty] | 0.64958 | 0
LCP_Inputs_ON_Diverse_2023_04_03 | 2031 | Nuclear | Generation | Electricity | QC | Dispatch-Generation | FuelCost | 0 | [6 empty] | 0.64958 | 0
LCP_Inputs_ON_Diverse_2023_04_03 | 2031 | Nuclear | Generation | Electricity | QC | Dispatch-Generation | VOM | 0 | [6 empty] | 0.64958 | 0
LCP_Inputs_ON_Diverse_2023_04_03 | 2031 | Nuclear | Generation | Electricity | WC | Dispatch-Generation | EmissionsCost | 0 | [6 empty] | 0.64958 | 0
LCP_Inputs_ON_Diverse_2023_04_03 | 2031 | Nuclear | Generation | Electricity | WC | Dispatch-Generation | FuelCost | 0 | [6 empty] | 0.64958 | 0
LCP_Inputs_ON_Diverse_2023_04_03 | 2031 | Nuclear | Generation | Electricity | WC | Dispatch-Generation | VOM | 0 | [6 empty] | 0.64958 | 0
LCP_Inputs_ON_Diverse_2023_04_03 | 2031 | Nuclear SMR | Generation | Electricity | MI | Dispatch-Generation | EmissionsCost | 0 | [6 empty] | 0.64958 | 0
LCP_Inputs_ON_Diverse_2023_04_03 | 2031 | Nuclear SMR | Generation | Electricity | MI | Dispatch-Generation | FuelCost | 0 | [6 empty] | 0.64958 | 0
LCP_Inputs_ON_Diverse_2023_04_03 | 2031 | Nuclear SMR | Generation | Electricity | MI | Dispatch-Generation | VOM | 0 | [6 empty] | 0.64958 | 0
LCP_Inputs_ON_Diverse_2023_04_03 | 2031 | Nuclear SMR | Generation | Electricity | NY | Dispatch-Generation | EmissionsCost | 0 | [6 empty] | 0.64958 | 0
LCP_Inputs_ON_Diverse_2023_04_03 | 2031 | Nuclear SMR | Generation | Electricity | NY | Dispatch-Generation | FuelCost | 0 | [6 empty] | 0.64958 | 0
LCP_Inputs_ON_Diverse_2023_04_03 | 2031 | Nuclear SMR | Generation | Electricity | NY | Dispatch-Generation | VOM | 0 | [6 empty] | 0.64958 | 0
LCP_Inputs_ON_Diverse_2023_04_03 | 2031 | Nuclear SMR | Generation | Electricity | ON | Dispatch-Generation | EmissionsCost | 0 | [6 empty] | 0.64958 | 0
LCP_Inputs_ON_Diverse_2023_04_03 | 2031 | Nuclear SMR | Generation | Electricity | ON | Dispatch-Generation | FuelCost | 0 | [6 empty] | 0.64958 | 0
LCP_Inputs_ON_Diverse_2023_04_03 | 2031 | Nuclear SMR | Generation | Electricity | ON | Dispatch-Generation | VOM | 17810812.8 | [6 empty] | 0.64958 | 11569564.3705
LCP_Inputs_ON_Diverse_2023_04_03 | 2031 | Nuclear SMR | Generation | Electricity | PJ | Dispatch-Generation | EmissionsCost | 0 | [6 empty] | 0.64958 | 0
LCP_Inputs_ON_Diverse_2023_04_03 | 2031 | Nuclear SMR | Generation | Electricity | PJ | Dispatch-Generation | FuelCost | 0 | [6 empty] | 0.64958 | 0
LCP_Inputs_ON_Diverse_2023_04_03 | 2031 | Nuclear SMR | Generation | Electricity | PJ | Dispatch-Generation | VOM | 0 | [6 empty] | 0.64958 | 0
LCP_Inputs_ON_Diverse_2023_04_03 | 2031 | Nuclear SMR | Generation | Electricity | QC | Dispatch-Generation | EmissionsCost | 0 | [6 empty] | 0.64958 | 0
LCP_Inputs_ON_Diverse_2023_04_03 | 2031 | Nuclear SMR | Generation | Electricity | QC | Dispatch-Generation | FuelCost | 0 | [6 empty] | 0.64958 | 0
LCP_Inputs_ON_Diverse_2023_04_03 | 2031 | Nuclear SMR | Generation | Electricity | QC | Dispatch-Generation | VOM | 0 | [6 empty] | 0.64958 | 0
LCP_Inputs_ON_Diverse_2023_04_03 | 2031 | Nuclear SMR | Generation | Electricity | WC | Dispatch-Generation | EmissionsCost | 0 | [6 empty] | 0.64958 | 0
LCP_Inputs_ON_Diverse_2023_04_03 | 2031 | Nuclear SMR | Generation | Electricity | WC | Dispatch-Generation | FuelCost | 0 | [6 empty] | 0.64958 | 0
LCP_Inputs_ON_Diverse_2023_04_03 | 2031 | Nuclear SMR | Generation | Electricity | WC | Dispatch-Generation | VOM | 0 | [6 empty] | 0.64958 | 0
LCP_Inputs_ON_Diverse_2023_04_03 | 2031 | O/CCGT - CH4 Existing | Crossload | Electricity | MI | Dispatch-Crossload | EmissionsCost | 0 | [6 empty] | 0.64958 | 0
LCP_Inputs_ON_Diverse_2023_04_03 | 2031 | O/CCGT - CH4 Existing | Crossload | Electricity | MI | Dispatch-Crossload | FuelCost | 0 | [6 empty] | 0.64958 | 0
LCP_Inputs_ON_Diverse_2023_04_03 | 2031 | O/CCGT - CH4 Existing | Crossload | Electricity | MI | Dispatch-Crossload | VOM | 0 | [6 empty] | 0.64958 | 0
LCP_Inputs_ON_Diverse_2023_04_03 | 2031 | O/CCGT - CH4 Existing | Crossload | Electricity | NY | Dispatch-Crossload | EmissionsCost | 0 | [6 empty] | 0.64958 | 0
LCP_Inputs_ON_Diverse_2023_04_03 | 2031 | O/CCGT - CH4 Existing | Crossload | Electricity | NY | Dispatch-Crossload | FuelCost | 0 | [6 empty] | 0.64958 | 0
LCP_Inputs_ON_Diverse_2023_04_03 | 2031 | O/CCGT - CH4 Existing | Crossload | Electricity | NY | Dispatch-Crossload | VOM | 0 | [6 empty] | 0.64958 | 0
LCP_Inputs_ON_Diverse_2023_04_03 | 2031 | O/CCGT - CH4 Existing | Crossload | Electricity | ON | Dispatch-Crossload | EmissionsCost | 3895150.9851 | [6 empty] | 0.64958 | 2530215.8055
LCP_Inputs_ON_Diverse_2023_04_03 | 2031 | O/CCGT - CH4 Existing | Crossload | Electricity | ON | Dispatch-Crossload | FuelCost | 0 | [6 empty] | 0.64958 | 0
LCP_Inputs_ON_Diverse_2023_04_03 | 2031 | O/CCGT - CH4 Existing | Crossload | Electricity | ON | Dispatch-Crossload | VOM | 239711.1233 | [6 empty] | 0.64958 | 155711.7748
LCP_Inputs_ON_Diverse_2023_04_03 | 2031 | O/CCGT - CH4 Existing | Crossload | Electricity | PJ | Dispatch-Crossload | EmissionsCost | 0 | [6 empty] | 0.64958 | 0
LCP_Inputs_ON_Diverse_2023_04_03 | 2031 | O/CCGT - CH4 Existing | Crossload | Electricity | PJ | Dispatch-Crossload | FuelCost | 0 | [6 empty] | 0.64958 | 0
LCP_Inputs_ON_Diverse_2023_04_03 | 2031 | O/CCGT - CH4 Existing | Crossload | Electricity | PJ | Dispatch-Crossload | VOM | 0 | [6 empty] | 0.64958 | 0
LCP_Inputs_ON_Diverse_2023_04_03 | 2031 | O/CCGT - CH4 Existing | Crossload | Electricity | QC | Dispatch-Crossload | EmissionsCost | 0 | [6 empty] | 0.64958 | 0
LCP_Inputs_ON_Diverse_2023_04_03 | 2031 | O/CCGT - CH4 Existing | Crossload | Electricity | QC | Dispatch-Crossload | FuelCost | 0 | [6 empty] | 0.64958 | 0
LCP_Inputs_ON_Diverse_2023_04_03 | 2031 | O/CCGT - CH4 Existing | Crossload | Electricity | QC | Dispatch-Crossload | VOM | 0 | [6 empty] | 0.64958 | 0
LCP_Inputs_ON_Diverse_2023_04_03 | 2031 | O/CCGT - CH4 Existing | Crossload | Electricity | WC | Dispatch-Crossload | EmissionsCost | 0 | [6 empty] | 0.64958 | 0
LCP_Inputs_ON_Diverse_2023_04_03 | 2031 | O/CCGT - CH4 Existing | Crossload | Electricity | WC | Dispatch-Crossload | FuelCost | 0 | [6 empty] | 0.64958 | 0
LCP_Inputs_ON_Diverse_2023_04_03 | 2031 | O/CCGT - CH4 Existing | Crossload | Electricity | WC | Dispatch-Crossload | VOM | 0 | [6 empty] | 0.64958 | 0
LCP_Inputs_ON_Diverse_2023_04_03 | 2031 | O/CCGT - CH4 New | Crossload | Electricity | MI | Dispatch-Crossload | EmissionsCost | 0 | [6 empty] | 0.64958 | 0
LCP_Inputs_ON_Diverse_2023_04_03 | 2031 | O/CCGT - CH4 New | Crossload | Electricity | MI | Dispatch-Crossload | FuelCost | 0 | [6 empty] | 0.64958 | 0
LCP_Inputs_ON_Diverse_2023_04_03 | 2031 | O/CCGT - CH4 New | Crossload | Electricity | MI | Dispatch-Crossload | VOM | 0 | [6 empty] | 0.64958 | 0
LCP_Inputs_ON_Diverse_2023_04_03 | 2031 | O/CCGT - CH4 New | Crossload | Electricity | NY | Dispatch-Crossload | EmissionsCost | 0 | [6 empty] | 0.64958 | 0
LCP_Inputs_ON_Diverse_2023_04_03 | 2031 | O/CCGT - CH4 New | Crossload | Electricity | NY | Dispatch-Crossload | FuelCost | 0 | [6 empty] | 0.64958 | 0
LCP_Inputs_ON_Diverse_2023_04_03 | 2031 | O/CCGT - CH4 New | Crossload | Electricity | NY | Dispatch-Crossload | VOM | 0 | [6 empty] | 0.64958 | 0
LCP_Inputs_ON_Diverse_2023_04_03 | 2031 | O/CCGT - CH4 New | Crossload | Electricity | ON | Dispatch-Crossload | EmissionsCost | 200299.7413 | [6 empty] | 0.64958 | 130110.8926
LCP_Inputs_ON_Diverse_2023_04_03 | 2031 | O/CCGT - CH4 New | Crossload | Electricity | ON | Dispatch-Crossload | FuelCost | 0 | [6 empty] | 0.64958 | 0
LCP_Inputs_ON_Diverse_2023_04_03 | 2031 | O/CCGT - CH4 New | Crossload | Electricity | ON | Dispatch-Crossload | VOM | 12326.6277 | [6 empty] | 0.64958 | 8007.1423
LCP_Inputs_ON_Diverse_2023_04_03 | 2031 | O/CCGT - CH4 New | Crossload | Electricity | PJ | Dispatch-Crossload | EmissionsCost | 0 | [6 empty] | 0.64958 | 0
LCP_Inputs_ON_Diverse_2023_04_03 | 2031 | O/CCGT - CH4 New | Crossload | Electricity | PJ | Dispatch-Crossload | FuelCost | 0 | [6 empty] | 0.64958 | 0
LCP_Inputs_ON_Diverse_2023_04_03 | 2031 | O/CCGT - CH4 New | Crossload | Electricity | PJ | Dispatch-Crossload | VOM | 0 | [6 empty] | 0.64958 | 0
LCP_Inputs_ON_Diverse_2023_04_03 | 2031 | O/CCGT - CH4 New | Crossload | Electricity | QC | Dispatch-Crossload | EmissionsCost | 0 | [6 empty] | 0.64958 | 0
LCP_Inputs_ON_Diverse_2023_04_03 | 2031 | O/CCGT - CH4 New | Crossload | Electricity | QC | Dispatch-Crossload | FuelCost | 0 | [6 empty] | 0.64958 | 0
LCP_Inputs_ON_Diverse_2023_04_03 | 2031 | O/CCGT - CH4 New | Crossload | Electricity | QC | Dispatch-Crossload | VOM | 0 | [6 empty] | 0.64958 | 0
LCP_Inputs_ON_Diverse_2023_04_03 | 2031 | O/CCGT - CH4 New | Crossload | Electricity | WC | Dispatch-Crossload | EmissionsCost | 0 | [6 empty] | 0.64958 | 0
LCP_Inputs_ON_Diverse_2023_04_03 | 2031 | O/CCGT - CH4 New | Crossload | Electricity | WC | Dispatch-Crossload | FuelCost | 0 | [6 empty] | 0.64958 | 0
LCP_Inputs_ON_Diverse_2023_04_03 | 2031 | O/CCGT - CH4 New | Crossload | Electricity | WC | Dispatch-Crossload | VOM | 0 | [6 empty] | 0.64958 | 0
LCP_Inputs_ON_Diverse_2023_04_03 | 2031 | O/CCGT - H2 New | Crossload | Electricity | MI | Dispatch-Crossload | EmissionsCost | 0 | [6 empty] | 0.64958 | 0
LCP_Inputs_ON_Diverse_2023_04_03 | 2031 | O/CCGT - H2 New | Crossload | Electricity | MI | Dispatch-Crossload | FuelCost | 0 | [6 empty] | 0.64958 | 0
LCP_Inputs_ON_Diverse_2023_04_03 | 2031 | O/CCGT - H2 New | Crossload | Electricity | MI | Dispatch-Crossload | VOM | 0 | [6 empty] | 0.64958 | 0
LCP_Inputs_ON_Diverse_2023_04_03 | 2031 | O/CCGT - H2 New | Crossload | Electricity | NY | Dispatch-Crossload | EmissionsCost | 0 | [6 empty] | 0.64958 | 0
LCP_Inputs_ON_Diverse_2023_04_03 | 2031 | O/CCGT - H2 New | Crossload | Electricity | NY | Dispatch-Crossload | FuelCost | 0 | [6 empty] | 0.64958 | 0
LCP_Inputs_ON_Diverse_2023_04_03 | 2031 | O/CCGT - H2 New | Crossload | Electricity | NY | Dispatch-Crossload | VOM | 0 | [6 empty] | 0.64958 | 0
LCP_Inputs_ON_Diverse_2023_04_03 | 2031 | O/CCGT - H2 New | Crossload | Electricity | ON | Dispatch-Crossload | EmissionsCost | 0 | [6 empty] | 0.64958 | 0
LCP_Inputs_ON_Diverse_2023_04_03 | 2031 | O/CCGT - H2 New | Crossload | Electricity | ON | Dispatch-Crossload | FuelCost | 0 | [6 empty] | 0.64958 | 0
LCP_Inputs_ON_Diverse_2023_04_03 | 2031 | O/CCGT - H2 New | Crossload | Electricity | ON | Dispatch-Crossload | VOM | 3551260.9593 | [6 empty] | 0.64958 | 2306831.4021
LCP_Inputs_ON_Diverse_2023_04_03 | 2031 | O/CCGT - H2 New | Crossload | Electricity | PJ | Dispatch-Crossload | EmissionsCost | 0 | [6 empty] | 0.64958 | 0
LCP_Inputs_ON_Diverse_2023_04_03 | 2031 | O/CCGT - H2 New | Crossload | Electricity | PJ | Dispatch-Crossload | FuelCost | 0 | [6 empty] | 0.64958 | 0
LCP_Inputs_ON_Diverse_2023_04_03 | 2031 | O/CCGT - H2 New | Crossload | Electricity | PJ | Dispatch-Crossload | VOM | 0 | [6 empty] | 0.64958 | 0
LCP_Inputs_ON_Diverse_2023_04_03 | 2031 | O/CCGT - H2 New | Crossload | Electricity | QC | Dispatch-Crossload | EmissionsCost | 0 | [6 empty] | 0.64958 | 0
LCP_Inputs_ON_Diverse_2023_04_03 | 2031 | O/CCGT - H2 New | Crossload | Electricity | QC | Dispatch-Crossload | FuelCost | 0 | [6 empty] | 0.64958 | 0
LCP_Inputs_ON_Diverse_2023_04_03 | 2031 | O/CCGT - H2 New | Crossload | Electricity | QC | Dispatch-Crossload | VOM | 0 | [6 empty] | 0.64958 | 0
LCP_Inputs_ON_Diverse_2023_04_03 | 2031 | O/CCGT - H2 New | Crossload | Electricity | WC | Dispatch-Crossload | EmissionsCost | 0 | [6 empty] | 0.64958 | 0
LCP_Inputs_ON_Diverse_2023_04_03 | 2031 | O/CCGT - H2 New | Crossload | Electricity | WC | Dispatch-Crossload | FuelCost | 0 | [6 empty] | 0.64958 | 0
LCP_Inputs_ON_Diverse_2023_04_03 | 2031 | O/CCGT - H2 New | Crossload | Electricity | WC | Dispatch-Crossload | VOM | 0 | [6 empty] | 0.64958 | 0
LCP_Inputs_ON_Diverse_2023_04_03 | 2031 | SMR CCS | Crossload | Hydrogen | MI | Dispatch-Crossload | EmissionsCost | 0 | [6 empty] | 0.64958 | 0
LCP_Inputs_ON_Diverse_2023_04_03 | 2031 | SMR CCS | Crossload | Hydrogen | MI | Dispatch-Crossload | FuelCost | 0 | [6 empty] | 0.64958 | 0
LCP_Inputs_ON_Diverse_2023_04_03 | 2031 | SMR CCS | Crossload | Hydrogen | MI | Dispatch-Crossload | VOM | 0 | [6 empty] | 0.64958 | 0
LCP_Inputs_ON_Diverse_2023_04_03 | 2031 | SMR CCS | Crossload | Hydrogen | NY | Dispatch-Crossload | EmissionsCost | 0 | [6 empty] | 0.64958 | 0
LCP_Inputs_ON_Diverse_2023_04_03 | 2031 | SMR CCS | Crossload | Hydrogen | NY | Dispatch-Crossload | FuelCost | 0 | [6 empty] | 0.64958 | 0
LCP_Inputs_ON_Diverse_2023_04_03 | 2031 | SMR CCS | Crossload | Hydrogen | NY | Dispatch-Crossload | VOM | 0 | [6 empty] | 0.64958 | 0
LCP_Inputs_ON_Diverse_2023_04_03 | 2031 | SMR CCS | Crossload | Hydrogen | ON | Dispatch-Crossload | EmissionsCost | 118038153.8452 | [6 empty] | 0.64958 | 76675333.9348
LCP_Inputs_ON_Diverse_2023_04_03 | 2031 | SMR CCS | Crossload | Hydrogen | ON | Dispatch-Crossload | FuelCost | 0 | [6 empty] | 0.64958 | 0
LCP_Inputs_ON_Diverse_2023_04_03 | 2031 | SMR CCS | Crossload | Hydrogen | ON | Dispatch-Crossload | VOM | 238188620.3708 | [6 empty] | 0.64958 | 154722785.9082
LCP_Inputs_ON_Diverse_2023_04_03 | 2031 | SMR CCS | Crossload | Hydrogen | PJ | Dispatch-Crossload | EmissionsCost | 0 | [6 empty] | 0.64958 | 0
LCP_Inputs_ON_Diverse_2023_04_03 | 2031 | SMR CCS | Crossload | Hydrogen | PJ | Dispatch-Crossload | FuelCost | 0 | [6 empty] | 0.64958 | 0
LCP_Inputs_ON_Diverse_2023_04_03 | 2031 | SMR CCS | Crossload | Hydrogen | PJ | Dispatch-Crossload | VOM | 0 | [6 empty] | 0.64958 | 0
LCP_Inputs_ON_Diverse_2023_04_03 | 2031 | SMR CCS | Crossload | Hydrogen | QC | Dispatch-Crossload | EmissionsCost | 0 | [6 empty] | 0.64958 | 0
LCP_Inputs_ON_Diverse_2023_04_03 | 2031 | SMR CCS | Crossload | Hydrogen | QC | Dispatch-Crossload | FuelCost | 0 | [6 empty] | 0.64958 | 0
LCP_Inputs_ON_Diverse_2023_04_03 | 2031 | SMR CCS | Crossload | Hydrogen | QC | Dispatch-Crossload | VOM | 0 | [6 empty] | 0.64958 | 0
LCP_Inputs_ON_Diverse_2023_04_03 | 2031 | SMR CCS | Crossload | Hydrogen | WC | Dispatch-Crossload | EmissionsCost | 0 | [6 empty] | 0.64958 | 0
LCP_Inputs_ON_Diverse_2023_04_03 | 2031 | SMR CCS | Crossload | Hydrogen | WC | Dispatch-Crossload | FuelCost | 0 | [6 empty] | 0.64958 | 0
LCP_Inputs_ON_Diverse_2023_04_03 | 2031 | SMR CCS | Crossload | Hydrogen | WC | Dispatch-Crossload | VOM | 0 | [6 empty] | 0.64958 | 0
LCP_Inputs_ON_Diverse_2023_04_03 | 2031 | Solar PV | Generation | Electricity | MI | Dispatch-Generation | EmissionsCost | 0 | [6 empty] | 0.64958 | 0
LCP_Inputs_ON_Diverse_2023_04_03 | 2031 | Solar PV | Generation | Electricity | MI | Dispatch-Generation | FuelCost | 0 | [6 empty] | 0.64958 | 0
LCP_Inputs_ON_Diverse_2023_04_03 | 2031 | Solar PV | Generation | Electricity | MI | Dispatch-Generation | VOM | 0 | [6 empty] | 0.64958 | 0
LCP_Inputs_ON_Diverse_2023_04_03 | 2031 | Solar PV | Generation | Electricity | NY | Dispatch-Generation | EmissionsCost | 0 | [6 empty] | 0.64958 | 0
LCP_Inputs_ON_Diverse_2023_04_03 | 2031 | Solar PV | Generation | Electricity | NY | Dispatch-Generation | FuelCost | 0 | [6 empty] | 0.64958 | 0
LCP_Inputs_ON_Diverse_2023_04_03 | 2031 | Solar PV | Generation | Electricity | NY | Dispatch-Generation | VOM | 0 | [6 empty] | 0.64958 | 0
LCP_Inputs_ON_Diverse_2023_04_03 | 2031 | Solar PV | Generation | Electricity | ON | Dispatch-Generation | EmissionsCost | 0 | [6 empty] | 0.64958 | 0
LCP_Inputs_ON_Diverse_2023_04_03 | 2031 | Solar PV | Generation | Electricity | ON | Dispatch-Generation | FuelCost | 0 | [6 empty] | 0.64958 | 0
LCP_Inputs_ON_Diverse_2023_04_03 | 2031 | Solar PV | Generation | Electricity | ON | Dispatch-Generation | VOM | 0 | [6 empty] | 0.64958 | 0
LCP_Inputs_ON_Diverse_2023_04_03 | 2031 | Solar PV | Generation | Electricity | PJ | Dispatch-Generation | EmissionsCost | 0 | [6 empty] | 0.64958 | 0
LCP_Inputs_ON_Diverse_2023_04_03 | 2031 | Solar PV | Generation | Electricity | PJ | Dispatch-Generation | FuelCost | 0 | [6 empty] | 0.64958 | 0
LCP_Inputs_ON_Diverse_2023_04_03 | 2031 | Solar PV | Generation | Electricity | PJ | Dispatch-Generation | VOM | 0 | [6 empty] | 0.64958 | 0
LCP_Inputs_ON_Diverse_2023_04_03 | 2031 | Solar PV | Generation | Electricity | QC | Dispatch-Generation | EmissionsCost | 0 | [6 empty] | 0.64958 | 0
LCP_Inputs_ON_Diverse_2023_04_03 | 2031 | Solar PV | Generation | Electricity | QC | Dispatch-Generation | FuelCost | 0 | [6 empty] | 0.64958 | 0
LCP_Inputs_ON_Diverse_2023_04_03 | 2031 | Solar PV | Generation | Electricity | QC | Dispatch-Generation | VOM | 0 | [6 empty] | 0.64958 | 0
LCP_Inputs_ON_Diverse_2023_04_03 | 2031 | Solar PV | Generation | Electricity | WC | Dispatch-Generation | EmissionsCost | 0 | [6 empty] | 0.64958 | 0
LCP_Inputs_ON_Diverse_2023_04_03 | 2031 | Solar PV | Generation | Electricity | WC | Dispatch-Generation | FuelCost | 0 | [6 empty] | 0.64958 | 0
LCP_Inputs_ON_Diverse_2023_04_03 | 2031 | Solar PV | Generation | Electricity | WC | Dispatch-Generation | VOM | 0 | [6 empty] | 0.64958 | 0
LCP_Inputs_ON_Diverse_2023_04_03 | 2031 | Wind Offshore | Generation | Electricity | MI | Dispatch-Generation | EmissionsCost | 0 | [6 empty] | 0.64958 | 0
LCP_Inputs_ON_Diverse_2023_04_03 | 2031 | Wind Offshore | Generation | Electricity | MI | Dispatch-Generation | FuelCost | 0 | [6 empty] | 0.64958 | 0
LCP_Inputs_ON_Diverse_2023_04_03 | 2031 | Wind Offshore | Generation | Electricity | MI | Dispatch-Generation | VOM | 0 | [6 empty] | 0.64958 | 0
LCP_Inputs_ON_Diverse_2023_04_03 | 2031 | Wind Offshore | Generation | Electricity | NY | Dispatch-Generation | EmissionsCost | 0 | [6 empty] | 0.64958 | 0
LCP_Inputs_ON_Diverse_2023_04_03 | 2031 | Wind Offshore | Generation | Electricity | NY | Dispatch-Generation | FuelCost | 0 | [6 empty] | 0.64958 | 0
LCP_Inputs_ON_Diverse_2023_04_03 | 2031 | Wind Offshore | Generation | Electricity | NY | Dispatch-Generation | VOM | 0 | [6 empty] | 0.64958 | 0
LCP_Inputs_ON_Diverse_2023_04_03 | 2031 | Wind Offshore | Generation | Electricity | ON | Dispatch-Generation | EmissionsCost | 0 | [6 empty] | 0.64958 | 0
LCP_Inputs_ON_Diverse_2023_04_03 | 2031 | Wind Offshore | Generation | Electricity | ON | Dispatch-Generation | FuelCost | 0 | [6 empty] | 0.64958 | 0
LCP_Inputs_ON_Diverse_2023_04_03 | 2031 | Wind Offshore | Generation | Electricity | ON | Dispatch-Generation | VOM | 0 | [6 empty] | 0.64958 | 0
LCP_Inputs_ON_Diverse_2023_04_03 | 2031 | Wind Offshore | Generation | Electricity | PJ | Dispatch-Generation | EmissionsCost | 0 | [6 empty] | 0.64958 | 0
LCP_Inputs_ON_Diverse_2023_04_03 | 2031 | Wind Offshore | Generation | Electricity | PJ | Dispatch-Generation | FuelCost | 0 | [6 empty] | 0.64958 | 0
LCP_Inputs_ON_Diverse_2023_04_03 | 2031 | Wind Offshore | Generation | Electricity | PJ | Dispatch-Generation | VOM | 0 | [6 empty] | 0.64958 | 0
LCP_Inputs_ON_Diverse_2023_04_03 | 2031 | Wind Offshore | Generation | Electricity | QC | Dispatch-Generation | EmissionsCost | 0 | [6 empty] | 0.64958 | 0
LCP_Inputs_ON_Diverse_2023_04_03 | 2031 | Wind Offshore | Generation | Electricity | QC | Dispatch-Generation | FuelCost | 0 | [6 empty] | 0.64958 | 0
LCP_Inputs_ON_Diverse_2023_04_03 | 2031 | Wind Offshore | Generation | Electricity | QC | Dispatch-Generation | VOM | 0 | [6 empty] | 0.64958 | 0
LCP_Inputs_ON_Diverse_2023_04_03 | 2031 | Wind Offshore | Generation | Electricity | WC | Dispatch-Generation | EmissionsCost | 0 | [6 empty] | 0.64958 | 0
LCP_Inputs_ON_Diverse_2023_04_03 | 2031 | Wind Offshore | Generation | Electricity | WC | Dispatch-Generation | FuelCost | 0 | [6 empty] | 0.64958 | 0
LCP_Inputs_ON_Diverse_2023_04_03 | 2031 | Wind Offshore | Generation | Electricity | WC | Dispatch-Generation | VOM | 0 | [6 empty] | 0.64958 | 0
LCP_Inputs_ON_Diverse_2023_04_03 | 2031 | Wind Onshore | Generation | Electricity | MI | Dispatch-Generation | EmissionsCost | 0 | [6 empty] | 0.64958 | 0
LCP_Inputs_ON_Diverse_2023_04_03 | 2031 | Wind Onshore | Generation | Electricity | MI | Dispatch-Generation | FuelCost | 0 | [6 empty] | 0.64958 | 0
LCP_Inputs_ON_Diverse_2023_04_03 | 2031 | Wind Onshore | Generation | Electricity | MI | Dispatch-Generation | VOM | 0 | [6 empty] | 0.64958 | 0
LCP_Inputs_ON_Diverse_2023_04_03 | 2031 | Wind Onshore | Generation | Electricity | NY | Dispatch-Generation | EmissionsCost | 0 | [6 empty] | 0.64958 | 0
LCP_Inputs_ON_Diverse_2023_04_03 | 2031 | Wind Onshore | Generation | Electricity | NY | Dispatch-Generation | FuelCost | 0 | [6 empty] | 0.64958 | 0
LCP_Inputs_ON_Diverse_2023_04_03 | 2031 | Wind Onshore | Generation | Electricity | NY | Dispatch-Generation | VOM | 0 | [6 empty] | 0.64958 | 0
LCP_Inputs_ON_Diverse_2023_04_03 | 2031 | Wind Onshore | Generation | Electricity | ON | Dispatch-Generation | EmissionsCost | 0 | [6 empty] | 0.64958 | 0
LCP_Inputs_ON_Diverse_2023_04_03 | 2031 | Wind Onshore | Generation | Electricity | ON | Dispatch-Generation | FuelCost | 0 | [6 empty] | 0.64958 | 0
LCP_Inputs_ON_Diverse_2023_04_03 | 2031 | Wind Onshore | Generation | Electricity | ON | Dispatch-Generation | VOM | 0 | [6 empty] | 0.64958 | 0
LCP_Inputs_ON_Diverse_2023_04_03 | 2031 | Wind Onshore | Generation | Electricity | PJ | Dispatch-Generation | EmissionsCost | 0 | [6 empty] | 0.64958 | 0
LCP_Inputs_ON_Diverse_2023_04_03 | 2031 | Wind Onshore | Generation | Electricity | PJ | Dispatch-Generation | FuelCost | 0 | [6 empty] | 0.64958 | 0
LCP_Inputs_ON_Diverse_2023_04_03 | 2031 | Wind Onshore | Generation | Electricity | PJ | Dispatch-Generation | VOM | 0 | [6 empty] | 0.64958 | 0
LCP_Inputs_ON_Diverse_2023_04_03 | 2031 | Wind Onshore | Generation | Electricity | QC | Dispatch-Generation | EmissionsCost | 0 | [6 empty] | 0.64958 | 0
LCP_Inputs_ON_Diverse_2023_04_03 | 2031 | Wind Onshore | Generation | Electricity | QC | Dispatch-Generation | FuelCost | 0 | [6 empty] | 0.64958 | 0
LCP_Inputs_ON_Diverse_2023_04_03 | 2031 | Wind Onshore | Generation | Electricity | QC | Dispatch-Generation | VOM | 0 | [6 empty] | 0.64958 | 0
LCP_Inputs_ON_Diverse_2023_04_03 | 2031 | Wind Onshore | Generation | Electricity | WC | Dispatch-Generation | EmissionsCost | 0 | [6 empty] | 0.64958 | 0
LCP_Inputs_ON_Diverse_2023_04_03 | 2031 | Wind Onshore | Generation | Electricity | WC | Dispatch-Generation | FuelCost | 0 | [6 empty] | 0.64958 | 0
LCP_Inputs_ON_Diverse_2023_04_03 | 2031 | Wind Onshore | Generation | Electricity | WC | Dispatch-Generation | VOM | 0 | [6 empty] | 0.64958 | 0
LCP_Inputs_ON_Diverse_2023_04_03 | 2032 | Anaerobic Digestion | Generation | Methane | MI | Dispatch-Generation | EmissionsCost | 0 | [6 empty] | 0.6246 | 0
LCP_Inputs_ON_Diverse_2023_04_03 | 2032 | Anaerobic Digestion | Generation | Methane | MI | Dispatch-Generation | FuelCost | 0 | [6 empty] | 0.6246 | 0
LCP_Inputs_ON_Diverse_2023_04_03 | 2032 | Anaerobic Digestion | Generation | Methane | MI | Dispatch-Generation | VOM | 0 | [6 empty] | 0.6246 | 0
LCP_Inputs_ON_Diverse_2023_04_03 | 2032 | Anaerobic Digestion | Generation | Methane | NY | Dispatch-Generation | EmissionsCost | 0 | [6 empty] | 0.6246 | 0
LCP_Inputs_ON_Diverse_2023_04_03 | 2032 | Anaerobic Digestion | Generation | Methane | NY | Dispatch-Generation | FuelCost | 0 | [6 empty] | 0.6246 | 0
LCP_Inputs_ON_Diverse_2023_04_03 | 2032 | Anaerobic Digestion | Generation | Methane | NY | Dispatch-Generation | VOM | 0 | [6 empty] | 0.6246 | 0
LCP_Inputs_ON_Diverse_2023_04_03 | 2032 | Anaerobic Digestion | Generation | Methane | ON | Dispatch-Generation | EmissionsCost | 1840449.9197 | [6 empty] | 0.6246 | 1149539.5898
LCP_Inputs_ON_Diverse_2023_04_03 | 2032 | Anaerobic Digestion | Generation | Methane | ON | Dispatch-Generation | FuelCost | 0 | [6 empty] | 0.6246 | 0
LCP_Inputs_ON_Diverse_2023_04_03 | 2032 | Anaerobic Digestion | Generation | Methane | ON | Dispatch-Generation | VOM | 862230000 | [6 empty] | 0.6246 | 538546314.0594
LCP_Inputs_ON_Diverse_2023_04_03 | 2032 | Anaerobic Digestion | Generation | Methane | PJ | Dispatch-Generation | EmissionsCost | 0 | [6 empty] | 0.6246 | 0
LCP_Inputs_ON_Diverse_2023_04_03 | 2032 | Anaerobic Digestion | Generation | Methane | PJ | Dispatch-Generation | FuelCost | 0 | [6 empty] | 0.6246 | 0
LCP_Inputs_ON_Diverse_2023_04_03 | 2032 | Anaerobic Digestion | Generation | Methane | PJ | Dispatch-Generation | VOM | 0 | [6 empty] | 0.6246 | 0
LCP_Inputs_ON_Diverse_2023_04_03 | 2032 | Anaerobic Digestion | Generation | Methane | QC | Dispatch-Generation | EmissionsCost | 0 | [6 empty] | 0.6246 | 0
LCP_Inputs_ON_Diverse_2023_04_03 | 2032 | Anaerobic Digestion | Generation | Methane | QC | Dispatch-Generation | FuelCost | 0 | [6 empty] | 0.6246 | 0
LCP_Inputs_ON_Diverse_2023_04_03 | 2032 | Anaerobic Digestion | Generation | Methane | QC | Dispatch-Generation | VOM | 0 | [6 empty] | 0.6246 | 0
LCP_Inputs_ON_Diverse_2023_04_03 | 2032 | Anaerobic Digestion | Generation | Methane | WC | Dispatch-Generation | EmissionsCost | 0 | [6 empty] | 0.6246 | 0
LCP_Inputs_ON_Diverse_2023_04_03 | 2032 | Anaerobic Digestion | Generation | Methane | WC | Dispatch-Generation | FuelCost | 0 | [6 empty] | 0.6246 | 0
LCP_Inputs_ON_Diverse_2023_04_03 | 2032 | Anaerobic Digestion | Generation | Methane | WC | Dispatch-Generation | VOM | 0 | [6 empty] | 0.6246 | 0
LCP_Inputs_ON_Diverse_2023_04_03 | 2032 | Battery Storage | Storage | Electricity | MI | Dispatch-Storage | EmissionsCost | 0 | [6 empty] | 0.6246 | 0
LCP_Inputs_ON_Diverse_2023_04_03 | 2032 | Battery Storage | Storage | Electricity | MI | Dispatch-Storage | FuelCost | 0 | [6 empty] | 0.6246 | 0
LCP_Inputs_ON_Diverse_2023_04_03 | 2032 | Battery Storage | Storage | Electricity | MI | Dispatch-Storage | VOM | 0 | [6 empty] | 0.6246 | 0
LCP_Inputs_ON_Diverse_2023_04_03 | 2032 | Battery Storage | Storage | Electricity | NY | Dispatch-Storage | EmissionsCost | 0 | [6 empty] | 0.6246 | 0
LCP_Inputs_ON_Diverse_2023_04_03 | 2032 | Battery Storage | Storage | Electricity | NY | Dispatch-Storage | FuelCost | 0 | [6 empty] | 0.6246 | 0
LCP_Inputs_ON_Diverse_2023_04_03 | 2032 | Battery Storage | Storage | Electricity | NY | Dispatch-Storage | VOM | 0 | [6 empty] | 0.6246 | 0
LCP_Inputs_ON_Diverse_2023_04_03 | 2032 | Battery Storage | Storage | Electricity | ON | Dispatch-Storage | EmissionsCost | 0 | [6 empty] | 0.6246 | 0
LCP_Inputs_ON_Diverse_2023_04_03 | 2032 | Battery Storage | Storage | Electricity | ON | Dispatch-Storage | FuelCost | 0 | [6 empty] | 0.6246 | 0
LCP_Inputs_ON_Diverse_2023_04_03 | 2032 | Battery Storage | Storage | Electricity | ON | Dispatch-Storage | VOM | 0 | [6 empty] | 0.6246 | 0
LCP_Inputs_ON_Diverse_2023_04_03 | 2032 | Battery Storage | Storage | Electricity | PJ | Dispatch-Storage | EmissionsCost | 0 | [6 empty] | 0.6246 | 0
LCP_Inputs_ON_Diverse_2023_04_03 | 2032 | Battery Storage | Storage | Electricity | PJ | Dispatch-Storage | FuelCost | 0 | [6 empty] | 0.6246 | 0
LCP_Inputs_ON_Diverse_2023_04_03 | 2032 | Battery Storage | Storage | Electricity | PJ | Dispatch-Storage | VOM | 0 | [6 empty] | 0.6246 | 0
LCP_Inputs_ON_Diverse_2023_04_03 | 2032 | Battery Storage | Storage | Electricity | QC | Dispatch-Storage | EmissionsCost | 0 | [6 empty] | 0.6246 | 0
LCP_Inputs_ON_Diverse_2023_04_03 | 2032 | Battery Storage | Storage | Electricity | QC | Dispatch-Storage | FuelCost | 0 | [6 empty] | 0.6246 | 0
LCP_Inputs_ON_Diverse_2023_04_03 | 2032 | Battery Storage | Storage | Electricity | QC | Dispatch-Storage | VOM | 0 | [6 empty] | 0.6246 | 0
LCP_Inputs_ON_Diverse_2023_04_03 | 2032 | Battery Storage | Storage | Electricity | WC | Dispatch-Storage | EmissionsCost | 0 | [6 empty] | 0.6246 | 0
LCP_Inputs_ON_Diverse_2023_04_03 | 2032 | Battery Storage | Storage | Electricity | WC | Dispatch-Storage | FuelCost | 0 | [6 empty] | 0.6246 | 0
LCP_Inputs_ON_Diverse_2023_04_03 | 2032 | Battery Storage | Storage | Electricity | WC | Dispatch-Storage | VOM | 0 | [6 empty] | 0.6246 | 0
LCP_Inputs_ON_Diverse_2023_04_03 | 2032 | Biomass | Generation | Electricity | MI | Dispatch-Generation | EmissionsCost | 0 | [6 empty] | 0.6246 | 0
LCP_Inputs_ON_Diverse_2023_04_03 | 2032 | Biomass | Generation | Electricity | MI | Dispatch-Generation | FuelCost | 0 | [6 empty] | 0.6246 | 0
LCP_Inputs_ON_Diverse_2023_04_03 | 2032 | Biomass | Generation | Electricity | MI | Dispatch-Generation | VOM | 0 | [6 empty] | 0.6246 | 0
LCP_Inputs_ON_Diverse_2023_04_03 | 2032 | Biomass | Generation | Electricity | NY | Dispatch-Generation | EmissionsCost | 0 | [6 empty] | 0.6246 | 0
LCP_Inputs_ON_Diverse_2023_04_03 | 2032 | Biomass | Generation | Electricity | NY | Dispatch-Generation | FuelCost | 0 | [6 empty] | 0.6246 | 0
LCP_Inputs_ON_Diverse_2023_04_03 | 2032 | Biomass | Generation | Electricity | NY | Dispatch-Generation | VOM | 0 | [6 empty] | 0.6246 | 0
LCP_Inputs_ON_Diverse_2023_04_03 | 2032 | Biomass | Generation | Electricity | ON | Dispatch-Generation | EmissionsCost | 0 | [6 empty] | 0.6246 | 0
LCP_Inputs_ON_Diverse_2023_04_03 | 2032 | Biomass | Generation | Electricity | ON | Dispatch-Generation | FuelCost | 0 | [6 empty] | 0.6246 | 0
LCP_Inputs_ON_Diverse_2023_04_03 | 2032 | Biomass | Generation | Electricity | ON | Dispatch-Generation | VOM | 0 | [6 empty] | 0.6246 | 0
LCP_Inputs_ON_Diverse_2023_04_03 | 2032 | Biomass | Generation | Electricity | PJ | Dispatch-Generation | EmissionsCost | 0 | [6 empty] | 0.6246 | 0
LCP_Inputs_ON_Diverse_2023_04_03 | 2032 | Biomass | Generation | Electricity | PJ | Dispatch-Generation | FuelCost | 0 | [6 empty] | 0.6246 | 0
LCP_Inputs_ON_Diverse_2023_04_03 | 2032 | Biomass | Generation | Electricity | PJ | Dispatch-Generation | VOM | 0 | [6 empty] | 0.6246 | 0
LCP_Inputs_ON_Diverse_2023_04_03 | 2032 | Biomass | Generation | Electricity | QC | Dispatch-Generation | EmissionsCost | 0 | [6 empty] | 0.6246 | 0
LCP_Inputs_ON_Diverse_2023_04_03 | 2032 | Biomass | Generation | Electricity | QC | Dispatch-Generation | FuelCost | 31690.6798 | [6 empty] | 0.6246 | 19793.9051
LCP_Inputs_ON_Diverse_2023_04_03 | 2032 | Biomass | Generation | Electricity | QC | Dispatch-Generation | VOM | 406.6971 | [6 empty] | 0.6246 | 254.0218
LCP_Inputs_ON_Diverse_2023_04_03 | 2032 | Biomass | Generation | Electricity | WC | Dispatch-Generation | EmissionsCost | 0 | [6 empty] | 0.6246 | 0
LCP_Inputs_ON_Diverse_2023_04_03 | 2032 | Biomass | Generation | Electricity | WC | Dispatch-Generation | FuelCost | 0 | [6 empty] | 0.6246 | 0
LCP_Inputs_ON_Diverse_2023_04_03 | 2032 | Biomass | Generation | Electricity | WC | Dispatch-Generation | VOM | 0 | [6 empty] | 0.6246 | 0
LCP_Inputs_ON_Diverse_2023_04_03 | 2032 | Biomass + CCS | Generation | Electricity | MI | Dispatch-Generation | EmissionsCost | 0 | [6 empty] | 0.6246 | 0
LCP_Inputs_ON_Diverse_2023_04_03 | 2032 | Biomass + CCS | Generation | Electricity | MI | Dispatch-Generation | FuelCost | 0 | [6 empty] | 0.6246 | 0
LCP_Inputs_ON_Diverse_2023_04_03 | 2032 | Biomass + CCS | Generation | Electricity | MI | Dispatch-Generation | VOM | 0 | [6 empty] | 0.6246 | 0
LCP_Inputs_ON_Diverse_2023_04_03 | 2032 | Biomass + CCS | Generation | Electricity | NY | Dispatch-Generation | EmissionsCost | 0 | [6 empty] | 0.6246 | 0
LCP_Inputs_ON_Diverse_2023_04_03 | 2032 | Biomass + CCS | Generation | Electricity | NY | Dispatch-Generation | FuelCost | 0 | [6 empty] | 0.6246 | 0
LCP_Inputs_ON_Diverse_2023_04_03 | 2032 | Biomass + CCS | Generation | Electricity | NY | Dispatch-Generation | VOM | 0 | [6 empty] | 0.6246 | 0
LCP_Inputs_ON_Diverse_2023_04_03 | 2032 | Biomass + CCS | Generation | Electricity | ON | Dispatch-Generation | EmissionsCost | 0 | [6 empty] | 0.6246 | 0
LCP_Inputs_ON_Diverse_2023_04_03 | 2032 | Biomass + CCS | Generation | Electricity | ON | Dispatch-Generation | FuelCost | 0 | [6 empty] | 0.6246 | 0
LCP_Inputs_ON_Diverse_2023_04_03 | 2032 | Biomass + CCS | Generation | Electricity | ON | Dispatch-Generation | VOM | 0 | [6 empty] | 0.6246 | 0
LCP_Inputs_ON_Diverse_2023_04_03 | 2032 | Biomass + CCS | Generation | Electricity | PJ | Dispatch-Generation | EmissionsCost | 0 | [6 empty] | 0.6246 | 0
LCP_Inputs_ON_Diverse_2023_04_03 | 2032 | Biomass + CCS | Generation | Electricity | PJ | Dispatch-Generation | FuelCost | 0 | [6 empty] | 0.6246 | 0
LCP_Inputs_ON_Diverse_2023_04_03 | 2032 | Biomass + CCS | Generation | Electricity | PJ | Dispatch-Generation | VOM | 0 | [6 empty] | 0.6246 | 0
LCP_Inputs_ON_Diverse_2023_04_03 | 2032 | Biomass + CCS | Generation | Electricity | QC | Dispatch-Generation | EmissionsCost | 0 | [6 empty] | 0.6246 | 0
LCP_Inputs_ON_Diverse_2023_04_03 | 2032 | Biomass + CCS | Generation | Electricity | QC | Dispatch-Generation | FuelCost | 0 | [6 empty] | 0.6246 | 0
LCP_Inputs_ON_Diverse_2023_04_03 | 2032 | Biomass + CCS | Generation | Electricity | QC | Dispatch-Generation | VOM | 0 | [6 empty] | 0.6246 | 0
LCP_Inputs_ON_Diverse_2023_04_03 | 2032 | Biomass + CCS | Generation | Electricity | WC | Dispatch-Generation | EmissionsCost | 0 | [6 empty] | 0.6246 | 0
LCP_Inputs_ON_Diverse_2023_04_03 | 2032 | Biomass + CCS | Generation | Electricity | WC | Dispatch-Generation | FuelCost | 0 | [6 empty] | 0.6246 | 0
LCP_Inputs_ON_Diverse_2023_04_03 | 2032 | Biomass + CCS | Generation | Electricity | WC | Dispatch-Generation | VOM | 0 | [6 empty] | 0.6246 | 0
LCP_Inputs_ON_Diverse_2023_04_03 | 2032 | CH4 + CCS | Generation | Methane | MI | Dispatch-Generation | EmissionsCost | 0 | [6 empty] | 0.6246 | 0
LCP_Inputs_ON_Diverse_2023_04_03 | 2032 | CH4 + CCS | Generation | Methane | MI | Dispatch-Generation | FuelCost | 0 | [6 empty] | 0.6246 | 0
LCP_Inputs_ON_Diverse_2023_04_03 | 2032 | CH4 + CCS | Generation | Methane | MI | Dispatch-Generation | VOM | 0 | [6 empty] | 0.6246 | 0
LCP_Inputs_ON_Diverse_2023_04_03 | 2032 | CH4 + CCS | Generation | Methane | NY | Dispatch-Generation | EmissionsCost | 0 | [6 empty] | 0.6246 | 0
LCP_Inputs_ON_Diverse_2023_04_03 | 2032 | CH4 + CCS | Generation | Methane | NY | Dispatch-Generation | FuelCost | 0 | [6 empty] | 0.6246 | 0
LCP_Inputs_ON_Diverse_2023_04_03 | 2032 | CH4 + CCS | Generation | Methane | NY | Dispatch-Generation | VOM | 0 | [6 empty] | 0.6246 | 0
LCP_Inputs_ON_Diverse_2023_04_03 | 2032 | CH4 + CCS | Generation | Methane | ON | Dispatch-Generation | EmissionsCost | 36250644.3017 | [6 empty] | 0.6246 | 22642045.4762
LCP_Inputs_ON_Diverse_2023_04_03 | 2032 | CH4 + CCS | Generation | Methane | ON | Dispatch-Generation | FuelCost | 171398728.1399 | [6 empty] | 0.6246 | 107055139.898
LCP_Inputs_ON_Diverse_2023_04_03 | 2032 | CH4 + CCS | Generation | Methane | ON | Dispatch-Generation | VOM | 19178821.6667 | [6 empty] | 0.6246 | 11979035.4274
LCP_Inputs_ON_Diverse_2023_04_03 | 2032 | CH4 + CCS | Generation | Methane | PJ | Dispatch-Generation | EmissionsCost | 0 | [6 empty] | 0.6246 | 0
LCP_Inputs_ON_Diverse_2023_04_03 | 2032 | CH4 + CCS | Generation | Methane | PJ | Dispatch-Generation | FuelCost | 0 | [6 empty] | 0.6246 | 0
LCP_Inputs_ON_Diverse_2023_04_03 | 2032 | CH4 + CCS | Generation | Methane | PJ | Dispatch-Generation | VOM | 0 | [6 empty] | 0.6246 | 0
LCP_Inputs_ON_Diverse_2023_04_03 | 2032 | CH4 + CCS | Generation | Methane | QC | Dispatch-Generation | EmissionsCost | 0 | [6 empty] | 0.6246 | 0
LCP_Inputs_ON_Diverse_2023_04_03 | 2032 | CH4 + CCS | Generation | Methane | QC | Dispatch-Generation | FuelCost | 0 | [6 empty] | 0.6246 | 0
LCP_Inputs_ON_Diverse_2023_04_03 | 2032 | CH4 + CCS | Generation | Methane | QC | Dispatch-Generation | VOM | 0 | [6 empty] | 0.6246 | 0
LCP_Inputs_ON_Diverse_2023_04_03 | 2032 | CH4 + CCS | Generation | Methane | WC | Dispatch-Generation | EmissionsCost | 0 | [6 empty] | 0.6246 | 0
LCP_Inputs_ON_Diverse_2023_04_03 | 2032 | CH4 + CCS | Generation | Methane | WC | Dispatch-Generation | FuelCost | 0 | [6 empty] | 0.6246 | 0
LCP_Inputs_ON_Diverse_2023_04_03 | 2032 | CH4 + CCS | Generation | Methane | WC | Dispatch-Generation | VOM | 0 | [6 empty] | 0.6246 | 0
LCP_Inputs_ON_Diverse_2023_04_03 | 2032 | CH4 Import - NY 2020 | Import | Methane | MI | Dispatch-Import | EmissionsCost | 0 | [6 empty] | 0.6246 | 0
LCP_Inputs_ON_Diverse_2023_04_03 | 2032 | CH4 Import - NY 2020 | Import | Methane | MI | Dispatch-Import | FuelCost | 0 | [6 empty] | 0.6246 | 0
LCP_Inputs_ON_Diverse_2023_04_03 | 2032 | CH4 Import - NY 2020 | Import | Methane | MI | Dispatch-Import | VOM | 0 | [6 empty] | 0.6246 | 0
LCP_Inputs_ON_Diverse_2023_04_03 | 2032 | CH4 Import - NY 2020 | Import | Methane | NY | Dispatch-Import | EmissionsCost | 0 | [6 empty] | 0.6246 | 0
LCP_Inputs_ON_Diverse_2023_04_03 | 2032 | CH4 Import - NY 2020 | Import | Methane | NY | Dispatch-Import | FuelCost | 0 | [6 empty] | 0.6246 | 0
LCP_Inputs_ON_Diverse_2023_04_03 | 2032 | CH4 Import - NY 2020 | Import | Methane | NY | Dispatch-Import | VOM | 0 | [6 empty] | 0.6246 | 0
LCP_Inputs_ON_Diverse_2023_04_03 | 2032 | CH4 Import - NY 2020 | Import | Methane | ON | Dispatch-Import | EmissionsCost | 0 | [6 empty] | 0.6246 | 0
LCP_Inputs_ON_Diverse_2023_04_03 | 2032 | CH4 Import - NY 2020 | Import | Methane | ON | Dispatch-Import | FuelCost | 0 | [6 empty] | 0.6246 | 0
LCP_Inputs_ON_Diverse_2023_04_03 | 2032 | CH4 Import - NY 2020 | Import | Methane | ON | Dispatch-Import | VOM | 0 | [6 empty] | 0.6246 | 0
LCP_Inputs_ON_Diverse_2023_04_03 | 2032 | CH4 Import - NY 2020 | Import | Methane | PJ | Dispatch-Import | EmissionsCost | 0 | [6 empty] | 0.6246 | 0
LCP_Inputs_ON_Diverse_2023_04_03 | 2032 | CH4 Import - NY 2020 | Import | Methane | PJ | Dispatch-Import | FuelCost | 0 | [6 empty] | 0.6246 | 0
LCP_Inputs_ON_Diverse_2023_04_03 | 2032 | CH4 Import - NY 2020 | Import | Methane | PJ | Dispatch-Import | VOM | 0 | [6 empty] | 0.6246 | 0
LCP_Inputs_ON_Diverse_2023_04_03 | 2032 | CH4 Import - NY 2020 | Import | Methane | QC | Dispatch-Import | EmissionsCost | 0 | [6 empty] | 0.6246 | 0
LCP_Inputs_ON_Diverse_2023_04_03 | 2032 | CH4 Import - NY 2020 | Import | Methane | QC | Dispatch-Import | FuelCost | 0 | [6 empty] | 0.6246 | 0
LCP_Inputs_ON_Diverse_2023_04_03 | 2032 | CH4 Import - NY 2020 | Import | Methane | QC | Dispatch-Import | VOM | 0 | [6 empty] | 0.6246 | 0
LCP_Inputs_ON_Diverse_2023_04_03 | 2032 | CH4 Import - NY 2020 | Import | Methane | WC | Dispatch-Import | EmissionsCost | 0 | [6 empty] | 0.6246 | 0
LCP_Inputs_ON_Diverse_2023_04_03 | 2032 | CH4 Import - NY 2020 | Import | Methane | WC | Dispatch-Import | FuelCost | 0 | [6 empty] | 0.6246 | 0
LCP_Inputs_ON_Diverse_2023_04_03 | 2032 | CH4 Import - NY 2020 | Import | Methane | WC | Dispatch-Import | VOM | 0 | [6 empty] | 0.6246 | 0
LCP_Inputs_ON_Diverse_2023_04_03 | 2032 | CH4 Import - NY 2030 | Import | Methane | MI | Dispatch-Import | EmissionsCost | 0 | [6 empty] | 0.6246 | 0
LCP_Inputs_ON_Diverse_2023_04_03 | 2032 | CH4 Import - NY 2030 | Import | Methane | MI | Dispatch-Import | FuelCost | 0 | [6 empty] | 0.6246 | 0
LCP_Inputs_ON_Diverse_2023_04_03 | 2032 | CH4 Import - NY 2030 | Import | Methane | MI | Dispatch-Import | VOM | 0 | [6 empty] | 0.6246 | 0
LCP_Inputs_ON_Diverse_2023_04_03 | 2032 | CH4 Import - NY 2030 | Import | Methane | NY | Dispatch-Import | EmissionsCost | 1400246087.116 | [6 empty] | 0.6246 | 874589574.6987
LCP_Inputs_ON_Diverse_2023_04_03 | 2032 | CH4 Import - NY 2030 | Import | Methane | NY | Dispatch-Import | FuelCost | 644356120.8267 | [6 empty] | 0.6246 | 402462931.9472
LCP_Inputs_ON_Diverse_2023_04_03 | 2032 | CH4 Import - NY 2030 | Import | Methane | NY | Dispatch-Import | VOM | 0 | [6 empty] | 0.6246 | 0
LCP_Inputs_ON_Diverse_2023_04_03 | 2032 | CH4 Import - NY 2030 | Import | Methane | ON | Dispatch-Import | EmissionsCost | 0 | [6 empty] | 0.6246 | 0
LCP_Inputs_ON_Diverse_2023_04_03 | 2032 | CH4 Import - NY 2030 | Import | Methane | ON | Dispatch-Import | FuelCost | 0 | [6 empty] | 0.6246 | 0
LCP_Inputs_ON_Diverse_2023_04_03 | 2032 | CH4 Import - NY 2030 | Import | Methane | ON | Dispatch-Import | VOM | 0 | [6 empty] | 0.6246 | 0
LCP_Inputs_ON_Diverse_2023_04_03 | 2032 | CH4 Import - NY 2030 | Import | Methane | PJ | Dispatch-Import | EmissionsCost | 0 | [6 empty] | 0.6246 | 0
LCP_Inputs_ON_Diverse_2023_04_03 | 2032 | CH4 Import - NY 2030 | Import | Methane | PJ | Dispatch-Import | FuelCost | 0 | [6 empty] | 0.6246 | 0
LCP_Inputs_ON_Diverse_2023_04_03 | 2032 | CH4 Import - NY 2030 | Import | Methane | PJ | Dispatch-Import | VOM | 0 | [6 empty] | 0.6246 | 0
LCP_Inputs_ON_Diverse_2023_04_03 | 2032 | CH4 Import - NY 2030 | Import | Methane | QC | Dispatch-Import | EmissionsCost | 0 | [6 empty] | 0.6246 | 0
LCP_Inputs_ON_Diverse_2023_04_03 | 2032 | CH4 Import - NY 2030 | Import | Methane | QC | Dispatch-Import | FuelCost | 0 | [6 empty] | 0.6246 | 0
LCP_Inputs_ON_Diverse_2023_04_03 | 2032 | CH4 Import - NY 2030 | Import | Methane | QC | Dispatch-Import | VOM | 0 | [6 empty] | 0.6246 | 0
LCP_Inputs_ON_Diverse_2023_04_03 | 2032 | CH4 Import - NY 2030 | Import | Methane | WC | Dispatch-Import | EmissionsCost | 0 | [6 empty] | 0.6246 | 0
LCP_Inputs_ON_Diverse_2023_04_03 | 2032 | CH4 Import - NY 2030 | Import | Methane | WC | Dispatch-Import | FuelCost | 0 | [6 empty] | 0.6246 | 0
LCP_Inputs_ON_Diverse_2023_04_03 | 2032 | CH4 Import - NY 2030 | Import | Methane | WC | Dispatch-Import | VOM | 0 | [6 empty] | 0.6246 | 0
LCP_Inputs_ON_Diverse_2023_04_03 | 2032 | CH4 Import - NY 2040 | Import | Methane | MI | Dispatch-Import | EmissionsCost | 0 | [6 empty] | 0.6246 | 0
LCP_Inputs_ON_Diverse_2023_04_03 | 2032 | CH4 Import - NY 2040 | Import | Methane | MI | Dispatch-Import | FuelCost | 0 | [6 empty] | 0.6246 | 0
LCP_Inputs_ON_Diverse_2023_04_03 | 2032 | CH4 Import - NY 2040 | Import | Methane | MI | Dispatch-Import | VOM | 0 | [6 empty] | 0.6246 | 0
LCP_Inputs_ON_Diverse_2023_04_03 | 2032 | CH4 Import - NY 2040 | Import | Methane | NY | Dispatch-Import | EmissionsCost | 0 | [6 empty] | 0.6246 | 0
LCP_Inputs_ON_Diverse_2023_04_03 | 2032 | CH4 Import - NY 2040 | Import | Methane | NY | Dispatch-Import | FuelCost | 0 | [6 empty] | 0.6246 | 0
LCP_Inputs_ON_Diverse_2023_04_03 | 2032 | CH4 Import - NY 2040 | Import | Methane | NY | Dispatch-Import | VOM | 0 | [6 empty] | 0.6246 | 0
LCP_Inputs_ON_Diverse_2023_04_03 | 2032 | CH4 Import - NY 2040 | Import | Methane | ON | Dispatch-Import | EmissionsCost | 0 | [6 empty] | 0.6246 | 0
LCP_Inputs_ON_Diverse_2023_04_03 | 2032 | CH4 Import - NY 2040 | Import | Methane | ON | Dispatch-Import | FuelCost | 0 | [6 empty] | 0.6246 | 0
LCP_Inputs_ON_Diverse_2023_04_03 | 2032 | CH4 Import - NY 2040 | Import | Methane | ON | Dispatch-Import | VOM | 0 | [6 empty] | 0.6246 | 0
LCP_Inputs_ON_Diverse_2023_04_03 | 2032 | CH4 Import - NY 2040 | Import | Methane | PJ | Dispatch-Import | EmissionsCost | 0 | [6 empty] | 0.6246 | 0
LCP_Inputs_ON_Diverse_2023_04_03 | 2032 | CH4 Import - NY 2040 | Import | Methane | PJ | Dispatch-Import | FuelCost | 0 | [6 empty] | 0.6246 | 0
LCP_Inputs_ON_Diverse_2023_04_03 | 2032 | CH4 Import - NY 2040 | Import | Methane | PJ | Dispatch-Import | VOM | 0 | [6 empty] | 0.6246 | 0
LCP_Inputs_ON_Diverse_2023_04_03 | 2032 | CH4 Import - NY 2040 | Import | Methane | QC | Dispatch-Import | EmissionsCost | 0 | [6 empty] | 0.6246 | 0
LCP_Inputs_ON_Diverse_2023_04_03 | 2032 | CH4 Import - NY 2040 | Import | Methane | QC | Dispatch-Import | FuelCost | 0 | [6 empty] | 0.6246 | 0
LCP_Inputs_ON_Diverse_2023_04_03 | 2032 | CH4 Import - NY 2040 | Import | Methane | QC | Dispatch-Import | VOM | 0 | [6 empty] | 0.6246 | 0
LCP_Inputs_ON_Diverse_2023_04_03 | 2032 | CH4 Import - NY 2040 | Import | Methane | WC | Dispatch-Import | EmissionsCost | 0 | [6 empty] | 0.6246 | 0
LCP_Inputs_ON_Diverse_2023_04_03 | 2032 | CH4 Import - NY 2040 | Import | Methane | WC | Dispatch-Import | FuelCost | 0 | [6 empty] | 0.6246 | 0
LCP_Inputs_ON_Diverse_2023_04_03 | 2032 | CH4 Import - NY 2040 | Import | Methane | WC | Dispatch-Import | VOM | 0 | [6 empty] | 0.6246 | 0
LCP_Inputs_ON_Diverse_2023_04_03 | 2032 | CH4 Import - NY 2050 | Import | Methane | MI | Dispatch-Import | EmissionsCost | 0 | [6 empty] | 0.6246 | 0
LCP_Inputs_ON_Diverse_2023_04_03 | 2032 | CH4 Import - NY 2050 | Import | Methane | MI | Dispatch-Import | FuelCost | 0 | [6 empty] | 0.6246 | 0
LCP_Inputs_ON_Diverse_2023_04_03 | 2032 | CH4 Import - NY 2050 | Import | Methane | MI | Dispatch-Import | VOM | 0 | [6 empty] | 0.6246 | 0
LCP_Inputs_ON_Diverse_2023_04_03 | 2032 | CH4 Import - NY 2050 | Import | Methane | NY | Dispatch-Import | EmissionsCost | 0 | [6 empty] | 0.6246 | 0
LCP_Inputs_ON_Diverse_2023_04_03 | 2032 | CH4 Import - NY 2050 | Import | Methane | NY | Dispatch-Import | FuelCost | 0 | [6 empty] | 0.6246 | 0
LCP_Inputs_ON_Diverse_2023_04_03 | 2032 | CH4 Import - NY 2050 | Import | Methane | NY | Dispatch-Import | VOM | 0 | [6 empty] | 0.6246 | 0
LCP_Inputs_ON_Diverse_2023_04_03 | 2032 | CH4 Import - NY 2050 | Import | Methane | ON | Dispatch-Import | EmissionsCost | 0 | [6 empty] | 0.6246 | 0
LCP_Inputs_ON_Diverse_2023_04_03 | 2032 | CH4 Import - NY 2050 | Import | Methane | ON | Dispatch-Import | FuelCost | 0 | [6 empty] | 0.6246 | 0
LCP_Inputs_ON_Diverse_2023_04_03 | 2032 | CH4 Import - NY 2050 | Import | Methane | ON | Dispatch-Import | VOM | 0 | [6 empty] | 0.6246 | 0
LCP_Inputs_ON_Diverse_2023_04_03 | 2032 | CH4 Import - NY 2050 | Import | Methane | PJ | Dispatch-Import | EmissionsCost | 0 | [6 empty] | 0.6246 | 0
LCP_Inputs_ON_Diverse_2023_04_03 | 2032 | CH4 Import - NY 2050 | Import | Methane | PJ | Dispatch-Import | FuelCost | 0 | [6 empty] | 0.6246 | 0
LCP_Inputs_ON_Diverse_2023_04_03 | 2032 | CH4 Import - NY 2050 | Import | Methane | PJ | Dispatch-Import | VOM | 0 | [6 empty] | 0.6246 | 0
LCP_Inputs_ON_Diverse_2023_04_03 | 2032 | CH4 Import - NY 2050 | Import | Methane | QC | Dispatch-Import | EmissionsCost | 0 | [6 empty] | 0.6246 | 0
LCP_Inputs_ON_Diverse_2023_04_03 | 2032 | CH4 Import - NY 2050 | Import | Methane | QC | Dispatch-Import | FuelCost | 0 | [6 empty] | 0.6246 | 0
LCP_Inputs_ON_Diverse_2023_04_03 | 2032 | CH4 Import - NY 2050 | Import | Methane | QC | Dispatch-Import | VOM | 0 | [6 empty] | 0.6246 | 0
LCP_Inputs_ON_Diverse_2023_04_03 | 2032 | CH4 Import - NY 2050 | Import | Methane | WC | Dispatch-Import | EmissionsCost | 0 | [6 empty] | 0.6246 | 0
LCP_Inputs_ON_Diverse_2023_04_03 | 2032 | CH4 Import - NY 2050 | Import | Methane | WC | Dispatch-Import | FuelCost | 0 | [6 empty] | 0.6246 | 0
LCP_Inputs_ON_Diverse_2023_04_03 | 2032 | CH4 Import - NY 2050 | Import | Methane | WC | Dispatch-Import | VOM | 0 | [6 empty] | 0.6246 | 0
LCP_Inputs_ON_Diverse_2023_04_03 | 2032 | CH4 Import - WC 2020 | Import | Methane | MI | Dispatch-Import | EmissionsCost | 0 | [6 empty] | 0.6246 | 0
LCP_Inputs_ON_Diverse_2023_04_03 | 2032 | CH4 Import - WC 2020 | Import | Methane | MI | Dispatch-Import | FuelCost | 0 | [6 empty] | 0.6246 | 0
LCP_Inputs_ON_Diverse_2023_04_03 | 2032 | CH4 Import - WC 2020 | Import | Methane | MI | Dispatch-Import | VOM | 0 | [6 empty] | 0.6246 | 0
LCP_Inputs_ON_Diverse_2023_04_03 | 2032 | CH4 Import - WC 2020 | Import | Methane | NY | Dispatch-Import | EmissionsCost | 0 | [6 empty] | 0.6246 | 0
LCP_Inputs_ON_Diverse_2023_04_03 | 2032 | CH4 Import - WC 2020 | Import | Methane | NY | Dispatch-Import | FuelCost | 0 | [6 empty] | 0.6246 | 0
LCP_Inputs_ON_Diverse_2023_04_03 | 2032 | CH4 Import - WC 2020 | Import | Methane | NY | Dispatch-Import | VOM | 0 | [6 empty] | 0.6246 | 0
LCP_Inputs_ON_Diverse_2023_04_03 | 2032 | CH4 Import - WC 2020 | Import | Methane | ON | Dispatch-Import | EmissionsCost | 0 | [6 empty] | 0.6246 | 0
LCP_Inputs_ON_Diverse_2023_04_03 | 2032 | CH4 Import - WC 2020 | Import | Methane | ON | Dispatch-Import | FuelCost | 0 | [6 empty] | 0.6246 | 0
LCP_Inputs_ON_Diverse_2023_04_03 | 2032 | CH4 Import - WC 2020 | Import | Methane | ON | Dispatch-Import | VOM | 0 | [6 empty] | 0.6246 | 0
LCP_Inputs_ON_Diverse_2023_04_03 | 2032 | CH4 Import - WC 2020 | Import | Methane | PJ | Dispatch-Import | EmissionsCost | 0 | [6 empty] | 0.6246 | 0
LCP_Inputs_ON_Diverse_2023_04_03 | 2032 | CH4 Import - WC 2020 | Import | Methane | PJ | Dispatch-Import | FuelCost | 0 | [6 empty] | 0.6246 | 0
LCP_Inputs_ON_Diverse_2023_04_03 | 2032 | CH4 Import - WC 2020 | Import | Methane | PJ | Dispatch-Import | VOM | 0 | [6 empty] | 0.6246 | 0
LCP_Inputs_ON_Diverse_2023_04_03 | 2032 | CH4 Import - WC 2020 | Import | Methane | QC | Dispatch-Import | EmissionsCost | 0 | [6 empty] | 0.6246 | 0
LCP_Inputs_ON_Diverse_2023_04_03 | 2032 | CH4 Import - WC 2020 | Import | Methane | QC | Dispatch-Import | FuelCost | 0 | [6 empty] | 0.6246 | 0
LCP_Inputs_ON_Diverse_2023_04_03 | 2032 | CH4 Import - WC 2020 | Import | Methane | QC | Dispatch-Import | VOM | 0 | [6 empty] | 0.6246 | 0
LCP_Inputs_ON_Diverse_2023_04_03 | 2032 | CH4 Import - WC 2020 | Import | Methane | WC | Dispatch-Import | EmissionsCost | 0 | [6 empty] | 0.6246 | 0
LCP_Inputs_ON_Diverse_2023_04_03 | 2032 | CH4 Import - WC 2020 | Import | Methane | WC | Dispatch-Import | FuelCost | 0 | [6 empty] | 0.6246 | 0
LCP_Inputs_ON_Diverse_2023_04_03 | 2032 | CH4 Import - WC 2020 | Import | Methane | WC | Dispatch-Import | VOM | 0 | [6 empty] | 0.6246 | 0
LCP_Inputs_ON_Diverse_2023_04_03 | 2032 | CH4 Import - WC 2030 | Import | Methane | MI | Dispatch-Import | EmissionsCost | 0 | [6 empty] | 0.6246 | 0
LCP_Inputs_ON_Diverse_2023_04_03 | 2032 | CH4 Import - WC 2030 | Import | Methane | MI | Dispatch-Import | FuelCost | 0 | [6 empty] | 0.6246 | 0
LCP_Inputs_ON_Diverse_2023_04_03 | 2032 | CH4 Import - WC 2030 | Import | Methane | MI | Dispatch-Import | VOM | 0 | [6 empty] | 0.6246 | 0
LCP_Inputs_ON_Diverse_2023_04_03 | 2032 | CH4 Import - WC 2030 | Import | Methane | NY | Dispatch-Import | EmissionsCost | 0 | [6 empty] | 0.6246 | 0
LCP_Inputs_ON_Diverse_2023_04_03 | 2032 | CH4 Import - WC 2030 | Import | Methane | NY | Dispatch-Import | FuelCost | 0 | [6 empty] | 0.6246 | 0
LCP_Inputs_ON_Diverse_2023_04_03 | 2032 | CH4 Import - WC 2030 | Import | Methane | NY | Dispatch-Import | VOM | 0 | [6 empty] | 0.6246 | 0
LCP_Inputs_ON_Diverse_2023_04_03 | 2032 | CH4 Import - WC 2030 | Import | Methane | ON | Dispatch-Import | EmissionsCost | 0 | [6 empty] | 0.6246 | 0
LCP_Inputs_ON_Diverse_2023_04_03 | 2032 | CH4 Import - WC 2030 | Import | Methane | ON | Dispatch-Import | FuelCost | 0 | [6 empty] | 0.6246 | 0
LCP_Inputs_ON_Diverse_2023_04_03 | 2032 | CH4 Import - WC 2030 | Import | Methane | ON | Dispatch-Import | VOM | 0 | [6 empty] | 0.6246 | 0
LCP_Inputs_ON_Diverse_2023_04_03 | 2032 | CH4 Import - WC 2030 | Import | Methane | PJ | Dispatch-Import | EmissionsCost | 0 | [6 empty] | 0.6246 | 0
LCP_Inputs_ON_Diverse_2023_04_03 | 2032 | CH4 Import - WC 2030 | Import | Methane | PJ | Dispatch-Import | FuelCost | 0 | [6 empty] | 0.6246 | 0
LCP_Inputs_ON_Diverse_2023_04_03 | 2032 | CH4 Import - WC 2030 | Import | Methane | PJ | Dispatch-Import | VOM | 0 | [6 empty] | 0.6246 | 0
LCP_Inputs_ON_Diverse_2023_04_03 | 2032 | CH4 Import - WC 2030 | Import | Methane | QC | Dispatch-Import | EmissionsCost | 0 | [6 empty] | 0.6246 | 0
LCP_Inputs_ON_Diverse_2023_04_03 | 2032 | CH4 Import - WC 2030 | Import | Methane | QC | Dispatch-Import | FuelCost | 0 | [6 empty] | 0.6246 | 0
LCP_Inputs_ON_Diverse_2023_04_03 | 2032 | CH4 Import - WC 2030 | Import | Methane | QC | Dispatch-Import | VOM | 0 | [6 empty] | 0.6246 | 0
LCP_Inputs_ON_Diverse_2023_04_03 | 2032 | CH4 Import - WC 2030 | Import | Methane | WC | Dispatch-Import | EmissionsCost | 5193257721.005 | [6 empty] | 0.6246 | 3243693450.2486
LCP_Inputs_ON_Diverse_2023_04_03 | 2032 | CH4 Import - WC 2030 | Import | Methane | WC | Dispatch-Import | FuelCost | 2389799500.4952 | [6 empty] | 0.6246 | 1492661717.0972
LCP_Inputs_ON_Diverse_2023_04_03 | 2032 | CH4 Import - WC 2030 | Import | Methane | WC | Dispatch-Import | VOM | 0 | [6 empty] | 0.6246 | 0
LCP_Inputs_ON_Diverse_2023_04_03 | 2032 | CH4 Import - WC 2040 | Import | Methane | MI | Dispatch-Import | EmissionsCost | 0 | [6 empty] | 0.6246 | 0
LCP_Inputs_ON_Diverse_2023_04_03 | 2032 | CH4 Import - WC 2040 | Import | Methane | MI | Dispatch-Import | FuelCost | 0 | [6 empty] | 0.6246 | 0
LCP_Inputs_ON_Diverse_2023_04_03 | 2032 | CH4 Import - WC 2040 | Import | Methane | MI | Dispatch-Import | VOM | 0 | [6 empty] | 0.6246 | 0
LCP_Inputs_ON_Diverse_2023_04_03 | 2032 | CH4 Import - WC 2040 | Import | Methane | NY | Dispatch-Import | EmissionsCost | 0 | [6 empty] | 0.6246 | 0
LCP_Inputs_ON_Diverse_2023_04_03 | 2032 | CH4 Import - WC 2040 | Import | Methane | NY | Dispatch-Import | FuelCost | 0 | [6 empty] | 0.6246 | 0
LCP_Inputs_ON_Diverse_2023_04_03 | 2032 | CH4 Import - WC 2040 | Import | Methane | NY | Dispatch-Import | VOM | 0 | [6 empty] | 0.6246 | 0
LCP_Inputs_ON_Diverse_2023_04_03 | 2032 | CH4 Import - WC 2040 | Import | Methane | ON | Dispatch-Import | EmissionsCost | 0 | [6 empty] | 0.6246 | 0
LCP_Inputs_ON_Diverse_2023_04_03 | 2032 | CH4 Import - WC 2040 | Import | Methane | ON | Dispatch-Import | FuelCost | 0 | [6 empty] | 0.6246 | 0
LCP_Inputs_ON_Diverse_2023_04_03 | 2032 | CH4 Import - WC 2040 | Import | Methane | ON | Dispatch-Import | VOM | 0 | [6 empty] | 0.6246 | 0
LCP_Inputs_ON_Diverse_2023_04_03 | 2032 | CH4 Import - WC 2040 | Import | Methane | PJ | Dispatch-Import | EmissionsCost | 0 | [6 empty] | 0.6246 | 0
LCP_Inputs_ON_Diverse_2023_04_03 | 2032 | CH4 Import - WC 2040 | Import | Methane | PJ | Dispatch-Import | FuelCost | 0 | [6 empty] | 0.6246 | 0
LCP_Inputs_ON_Diverse_2023_04_03 | 2032 | CH4 Import - WC 2040 | Import | Methane | PJ | Dispatch-Import | VOM | 0 | [6 empty] | 0.6246 | 0
LCP_Inputs_ON_Diverse_2023_04_03 | 2032 | CH4 Import - WC 2040 | Import | Methane | QC | Dispatch-Import | EmissionsCost | 0 | [6 empty] | 0.6246 | 0
LCP_Inputs_ON_Diverse_2023_04_03 | 2032 | CH4 Import - WC 2040 | Import | Methane | QC | Dispatch-Import | FuelCost | 0 | [6 empty] | 0.6246 | 0
LCP_Inputs_ON_Diverse_2023_04_03 | 2032 | CH4 Import - WC 2040 | Import | Methane | QC | Dispatch-Import | VOM | 0 | [6 empty] | 0.6246 | 0
LCP_Inputs_ON_Diverse_2023_04_03 | 2032 | CH4 Import - WC 2040 | Import | Methane | WC | Dispatch-Import | EmissionsCost | 0 | [6 empty] | 0.6246 | 0
LCP_Inputs_ON_Diverse_2023_04_03 | 2032 | CH4 Import - WC 2040 | Import | Methane | WC | Dispatch-Import | FuelCost | 0 | [6 empty] | 0.6246 | 0
LCP_Inputs_ON_Diverse_2023_04_03 | 2032 | CH4 Import - WC 2040 | Import | Methane | WC | Dispatch-Import | VOM | 0 | [6 empty] | 0.6246 | 0
LCP_Inputs_ON_Diverse_2023_04_03 | 2032 | CH4 Import - WC 2050 | Import | Methane | MI | Dispatch-Import | EmissionsCost | 0 | [6 empty] | 0.6246 | 0
LCP_Inputs_ON_Diverse_2023_04_03 | 2032 | CH4 Import - WC 2050 | Import | Methane | MI | Dispatch-Import | FuelCost | 0 | [6 empty] | 0.6246 | 0
LCP_Inputs_ON_Diverse_2023_04_03 | 2032 | CH4 Import - WC 2050 | Import | Methane | MI | Dispatch-Import | VOM | 0 | [6 empty] | 0.6246 | 0
LCP_Inputs_ON_Diverse_2023_04_03 | 2032 | CH4 Import - WC 2050 | Import | Methane | NY | Dispatch-Import | EmissionsCost | 0 | [6 empty] | 0.6246 | 0
LCP_Inputs_ON_Diverse_2023_04_03 | 2032 | CH4 Import - WC 2050 | Import | Methane | NY | Dispatch-Import | FuelCost | 0 | [6 empty] | 0.6246 | 0
LCP_Inputs_ON_Diverse_2023_04_03 | 2032 | CH4 Import - WC 2050 | Import | Methane | NY | Dispatch-Import | VOM | 0 | [6 empty] | 0.6246 | 0
LCP_Inputs_ON_Diverse_2023_04_03 | 2032 | CH4 Import - WC 2050 | Import | Methane | ON | Dispatch-Import | EmissionsCost | 0 | [6 empty] | 0.6246 | 0
LCP_Inputs_ON_Diverse_2023_04_03 | 2032 | CH4 Import - WC 2050 | Import | Methane | ON | Dispatch-Import | FuelCost | 0 | [6 empty] | 0.6246 | 0
LCP_Inputs_ON_Diverse_2023_04_03 | 2032 | CH4 Import - WC 2050 | Import | Methane | ON | Dispatch-Import | VOM | 0 | [6 empty] | 0.6246 | 0
LCP_Inputs_ON_Diverse_2023_04_03 | 2032 | CH4 Import - WC 2050 | Import | Methane | PJ | Dispatch-Import | EmissionsCost | 0 | [6 empty] | 0.6246 | 0
LCP_Inputs_ON_Diverse_2023_04_03 | 2032 | CH4 Import - WC 2050 | Import | Methane | PJ | Dispatch-Import | FuelCost | 0 | [6 empty] | 0.6246 | 0
LCP_Inputs_ON_Diverse_2023_04_03 | 2032 | CH4 Import - WC 2050 | Import | Methane | PJ | Dispatch-Import | VOM | 0 | [6 empty] | 0.6246 | 0
LCP_Inputs_ON_Diverse_2023_04_03 | 2032 | CH4 Import - WC 2050 | Import | Methane | QC | Dispatch-Import | EmissionsCost | 0 | [6 empty] | 0.6246 | 0
LCP_Inputs_ON_Diverse_2023_04_03 | 2032 | CH4 Import - WC 2050 | Import | Methane | QC | Dispatch-Import | FuelCost | 0 | [6 empty] | 0.6246 | 0
LCP_Inputs_ON_Diverse_2023_04_03 | 2032 | CH4 Import - WC 2050 | Import | Methane | QC | Dispatch-Import | VOM | 0 | [6 empty] | 0.6246 | 0
LCP_Inputs_ON_Diverse_2023_04_03 | 2032 | CH4 Import - WC 2050 | Import | Methane | WC | Dispatch-Import | EmissionsCost | 0 | [6 empty] | 0.6246 | 0
LCP_Inputs_ON_Diverse_2023_04_03 | 2032 | CH4 Import - WC 2050 | Import | Methane | WC | Dispatch-Import | FuelCost | 0 | [6 empty] | 0.6246 | 0
LCP_Inputs_ON_Diverse_2023_04_03 | 2032 | CH4 Import - WC 2050 | Import | Methane | WC | Dispatch-Import | VOM | 0 | [6 empty] | 0.6246 | 0
LCP_Inputs_ON_Diverse_2023_04_03 | 2032 | CH4 Salt Cavern Storage - ON | Storage | Methane | MI | Dispatch-Storage | EmissionsCost | 0 | [6 empty] | 0.6246 | 0
LCP_Inputs_ON_Diverse_2023_04_03 | 2032 | CH4 Salt Cavern Storage - ON | Storage | Methane | MI | Dispatch-Storage | FuelCost | 0 | [6 empty] | 0.6246 | 0
LCP_Inputs_ON_Diverse_2023_04_03 | 2032 | CH4 Salt Cavern Storage - ON | Storage | Methane | MI | Dispatch-Storage | VOM | 0 | [6 empty] | 0.6246 | 0
LCP_Inputs_ON_Diverse_2023_04_03 | 2032 | CH4 Salt Cavern Storage - ON | Storage | Methane | NY | Dispatch-Storage | EmissionsCost | 0 | [6 empty] | 0.6246 | 0
LCP_Inputs_ON_Diverse_2023_04_03 | 2032 | CH4 Salt Cavern Storage - ON | Storage | Methane | NY | Dispatch-Storage | FuelCost | 0 | [6 empty] | 0.6246 | 0
LCP_Inputs_ON_Diverse_2023_04_03 | 2032 | CH4 Salt Cavern Storage - ON | Storage | Methane | NY | Dispatch-Storage | VOM | 0 | [6 empty] | 0.6246 | 0
LCP_Inputs_ON_Diverse_2023_04_03 | 2032 | CH4 Salt Cavern Storage - ON | Storage | Methane | ON | Dispatch-Storage | EmissionsCost | 0 | [6 empty] | 0.6246 | 0
LCP_Inputs_ON_Diverse_2023_04_03 | 2032 | CH4 Salt Cavern Storage - ON | Storage | Methane | ON | Dispatch-Storage | FuelCost | 0 | [6 empty] | 0.6246 | 0
LCP_Inputs_ON_Diverse_2023_04_03 | 2032 | CH4 Salt Cavern Storage - ON | Storage | Methane | ON | Dispatch-Storage | VOM | 0 | [6 empty] | 0.6246 | 0
LCP_Inputs_ON_Diverse_2023_04_03 | 2032 | CH4 Salt Cavern Storage - ON | Storage | Methane | PJ | Dispatch-Storage | EmissionsCost | 0 | [6 empty] | 0.6246 | 0
LCP_Inputs_ON_Diverse_2023_04_03 | 2032 | CH4 Salt Cavern Storage - ON | Storage | Methane | PJ | Dispatch-Storage | FuelCost | 0 | [6 empty] | 0.6246 | 0
LCP_Inputs_ON_Diverse_2023_04_03 | 2032 | CH4 Salt Cavern Storage - ON | Storage | Methane | PJ | Dispatch-Storage | VOM | 0 | [6 empty] | 0.6246 | 0
LCP_Inputs_ON_Diverse_2023_04_03 | 2032 | CH4 Salt Cavern Storage - ON | Storage | Methane | QC | Dispatch-Storage | EmissionsCost | 0 | [6 empty] | 0.6246 | 0
LCP_Inputs_ON_Diverse_2023_04_03 | 2032 | CH4 Salt Cavern Storage - ON | Storage | Methane | QC | Dispatch-Storage | FuelCost | 0 | [6 empty] | 0.6246 | 0
LCP_Inputs_ON_Diverse_2023_04_03 | 2032 | CH4 Salt Cavern Storage - ON | Storage | Methane | QC | Dispatch-Storage | VOM | 0 | [6 empty] | 0.6246 | 0
LCP_Inputs_ON_Diverse_2023_04_03 | 2032 | CH4 Salt Cavern Storage - ON | Storage | Methane | WC | Dispatch-Storage | EmissionsCost | 0 | [6 empty] | 0.6246 | 0
LCP_Inputs_ON_Diverse_2023_04_03 | 2032 | CH4 Salt Cavern Storage - ON | Storage | Methane | WC | Dispatch-Storage | FuelCost | 0 | [6 empty] | 0.6246 | 0
LCP_Inputs_ON_Diverse_2023_04_03 | 2032 | CH4 Salt Cavern Storage - ON | Storage | Methane | WC | Dispatch-Storage | VOM | 0 | [6 empty] | 0.6246 | 0
LCP_Inputs_ON_Diverse_2023_04_03 | 2032 | Electrolyser 2020/2030 | Crossload | Hydrogen | MI | Dispatch-Crossload | EmissionsCost | 0 | [6 empty] | 0.6246 | 0
LCP_Inputs_ON_Diverse_2023_04_03 | 2032 | Electrolyser 2020/2030 | Crossload | Hydrogen | MI | Dispatch-Crossload | FuelCost | 0 | [6 empty] | 0.6246 | 0
LCP_Inputs_ON_Diverse_2023_04_03 | 2032 | Electrolyser 2020/2030 | Crossload | Hydrogen | MI | Dispatch-Crossload | VOM | 0 | [6 empty] | 0.6246 | 0
LCP_Inputs_ON_Diverse_2023_04_03 | 2032 | Electrolyser 2020/2030 | Crossload | Hydrogen | NY | Dispatch-Crossload | EmissionsCost | 0 | [6 empty] | 0.6246 | 0
LCP_Inputs_ON_Diverse_2023_04_03 | 2032 | Electrolyser 2020/2030 | Crossload | Hydrogen | NY | Dispatch-Crossload | FuelCost | 0 | [6 empty] | 0.6246 | 0
LCP_Inputs_ON_Diverse_2023_04_03 | 2032 | Electrolyser 2020/2030 | Crossload | Hydrogen | NY | Dispatch-Crossload | VOM | 0 | [6 empty] | 0.6246 | 0
LCP_Inputs_ON_Diverse_2023_04_03 | 2032 | Electrolyser 2020/2030 | Crossload | Hydrogen | ON | Dispatch-Crossload | EmissionsCost | 0 | [6 empty] | 0.6246 | 0
LCP_Inputs_ON_Diverse_2023_04_03 | 2032 | Electrolyser 2020/2030 | Crossload | Hydrogen | ON | Dispatch-Crossload | FuelCost | 0 | [6 empty] | 0.6246 | 0
LCP_Inputs_ON_Diverse_2023_04_03 | 2032 | Electrolyser 2020/2030 | Crossload | Hydrogen | ON | Dispatch-Crossload | VOM | 0 | [6 empty] | 0.6246 | 0
LCP_Inputs_ON_Diverse_2023_04_03 | 2032 | Electrolyser 2020/2030 | Crossload | Hydrogen | PJ | Dispatch-Crossload | EmissionsCost | 0 | [6 empty] | 0.6246 | 0
LCP_Inputs_ON_Diverse_2023_04_03 | 2032 | Electrolyser 2020/2030 | Crossload | Hydrogen | PJ | Dispatch-Crossload | FuelCost | 0 | [6 empty] | 0.6246 | 0
LCP_Inputs_ON_Diverse_2023_04_03 | 2032 | Electrolyser 2020/2030 | Crossload | Hydrogen | PJ | Dispatch-Crossload | VOM | 0 | [6 empty] | 0.6246 | 0
LCP_Inputs_ON_Diverse_2023_04_03 | 2032 | Electrolyser 2020/2030 | Crossload | Hydrogen | QC | Dispatch-Crossload | EmissionsCost | 0 | [6 empty] | 0.6246 | 0
LCP_Inputs_ON_Diverse_2023_04_03 | 2032 | Electrolyser 2020/2030 | Crossload | Hydrogen | QC | Dispatch-Crossload | FuelCost | 0 | [6 empty] | 0.6246 | 0
LCP_Inputs_ON_Diverse_2023_04_03 | 2032 | Electrolyser 2020/2030 | Crossload | Hydrogen | QC | Dispatch-Crossload | VOM | 0 | [6 empty] | 0.6246 | 0
LCP_Inputs_ON_Diverse_2023_04_03 | 2032 | Electrolyser 2020/2030 | Crossload | Hydrogen | WC | Dispatch-Crossload | EmissionsCost | 0 | [6 empty] | 0.6246 | 0
LCP_Inputs_ON_Diverse_2023_04_03 | 2032 | Electrolyser 2020/2030 | Crossload | Hydrogen | WC | Dispatch-Crossload | FuelCost | 0 | [6 empty] | 0.6246 | 0
LCP_Inputs_ON_Diverse_2023_04_03 | 2032 | Electrolyser 2020/2030 | Crossload | Hydrogen | WC | Dispatch-Crossload | VOM | 0 | [6 empty] | 0.6246 | 0
LCP_Inputs_ON_Diverse_2023_04_03 | 2032 | Electrolyser 2040 | Crossload | Hydrogen | MI | Dispatch-Crossload | EmissionsCost | 0 | [6 empty] | 0.6246 | 0
LCP_Inputs_ON_Diverse_2023_04_03 | 2032 | Electrolyser 2040 | Crossload | Hydrogen | MI | Dispatch-Crossload | FuelCost | 0 | [6 empty] | 0.6246 | 0
LCP_Inputs_ON_Diverse_2023_04_03 | 2032 | Electrolyser 2040 | Crossload | Hydrogen | MI | Dispatch-Crossload | VOM | 0 | [6 empty] | 0.6246 | 0
LCP_Inputs_ON_Diverse_2023_04_03 | 2032 | Electrolyser 2040 | Crossload | Hydrogen | NY | Dispatch-Crossload | EmissionsCost | 0 | [6 empty] | 0.6246 | 0
LCP_Inputs_ON_Diverse_2023_04_03 | 2032 | Electrolyser 2040 | Crossload | Hydrogen | NY | Dispatch-Crossload | FuelCost | 0 | [6 empty] | 0.6246 | 0
LCP_Inputs_ON_Diverse_2023_04_03 | 2032 | Electrolyser 2040 | Crossload | Hydrogen | NY | Dispatch-Crossload | VOM | 0 | [6 empty] | 0.6246 | 0
LCP_Inputs_ON_Diverse_2023_04_03 | 2032 | Electrolyser 2040 | Crossload | Hydrogen | ON | Dispatch-Crossload | EmissionsCost | 0 | [6 empty] | 0.6246 | 0
LCP_Inputs_ON_Diverse_2023_04_03 | 2032 | Electrolyser 2040 | Crossload | Hydrogen | ON | Dispatch-Crossload | FuelCost | 0 | [6 empty] | 0.6246 | 0
LCP_Inputs_ON_Diverse_2023_04_03 | 2032 | Electrolyser 2040 | Crossload | Hydrogen | ON | Dispatch-Crossload | VOM | 0 | [6 empty] | 0.6246 | 0
LCP_Inputs_ON_Diverse_2023_04_03 | 2032 | Electrolyser 2040 | Crossload | Hydrogen | PJ | Dispatch-Crossload | EmissionsCost | 0 | [6 empty] | 0.6246 | 0
LCP_Inputs_ON_Diverse_2023_04_03 | 2032 | Electrolyser 2040 | Crossload | Hydrogen | PJ | Dispatch-Crossload | FuelCost | 0 | [6 empty] | 0.6246 | 0
LCP_Inputs_ON_Diverse_2023_04_03 | 2032 | Electrolyser 2040 | Crossload | Hydrogen | PJ | Dispatch-Crossload | VOM | 0 | [6 empty] | 0.6246 | 0
LCP_Inputs_ON_Diverse_2023_04_03 | 2032 | Electrolyser 2040 | Crossload | Hydrogen | QC | Dispatch-Crossload | EmissionsCost | 0 | [6 empty] | 0.6246 | 0
LCP_Inputs_ON_Diverse_2023_04_03 | 2032 | Electrolyser 2040 | Crossload | Hydrogen | QC | Dispatch-Crossload | FuelCost | 0 | [6 empty] | 0.6246 | 0
LCP_Inputs_ON_Diverse_2023_04_03 | 2032 | Electrolyser 2040 | Crossload | Hydrogen | QC | Dispatch-Crossload | VOM | 0 | [6 empty] | 0.6246 | 0
LCP_Inputs_ON_Diverse_2023_04_03 | 2032 | Electrolyser 2040 | Crossload | Hydrogen | WC | Dispatch-Crossload | EmissionsCost | 0 | [6 empty] | 0.6246 | 0
LCP_Inputs_ON_Diverse_2023_04_03 | 2032 | Electrolyser 2040 | Crossload | Hydrogen | WC | Dispatch-Crossload | FuelCost | 0 | [6 empty] | 0.6246 | 0
LCP_Inputs_ON_Diverse_2023_04_03 | 2032 | Electrolyser 2040 | Crossload | Hydrogen | WC | Dispatch-Crossload | VOM | 0 | [6 empty] | 0.6246 | 0
LCP_Inputs_ON_Diverse_2023_04_03 | 2032 | Electrolyser 2050 | Crossload | Hydrogen | MI | Dispatch-Crossload | EmissionsCost | 0 | [6 empty] | 0.6246 | 0
LCP_Inputs_ON_Diverse_2023_04_03 | 2032 | Electrolyser 2050 | Crossload | Hydrogen | MI | Dispatch-Crossload | FuelCost | 0 | [6 empty] | 0.6246 | 0
LCP_Inputs_ON_Diverse_2023_04_03 | 2032 | Electrolyser 2050 | Crossload | Hydrogen | MI | Dispatch-Crossload | VOM | 0 | [6 empty] | 0.6246 | 0
LCP_Inputs_ON_Diverse_2023_04_03 | 2032 | Electrolyser 2050 | Crossload | Hydrogen | NY | Dispatch-Crossload | EmissionsCost | 0 | [6 empty] | 0.6246 | 0
LCP_Inputs_ON_Diverse_2023_04_03 | 2032 | Electrolyser 2050 | Crossload | Hydrogen | NY | Dispatch-Crossload | FuelCost | 0 | [6 empty] | 0.6246 | 0
LCP_Inputs_ON_Diverse_2023_04_03 | 2032 | Electrolyser 2050 | Crossload | Hydrogen | NY | Dispatch-Crossload | VOM | 0 | [6 empty] | 0.6246 | 0
LCP_Inputs_ON_Diverse_2023_04_03 | 2032 | Electrolyser 2050 | Crossload | Hydrogen | ON | Dispatch-Crossload | EmissionsCost | 0 | [6 empty] | 0.6246 | 0
LCP_Inputs_ON_Diverse_2023_04_03 | 2032 | Electrolyser 2050 | Crossload | Hydrogen | ON | Dispatch-Crossload | FuelCost | 0 | [6 empty] | 0.6246 | 0
LCP_Inputs_ON_Diverse_2023_04_03 | 2032 | Electrolyser 2050 | Crossload | Hydrogen | ON | Dispatch-Crossload | VOM | 0 | [6 empty] | 0.6246 | 0
LCP_Inputs_ON_Diverse_2023_04_03 | 2032 | Electrolyser 2050 | Crossload | Hydrogen | PJ | Dispatch-Crossload | EmissionsCost | 0 | [6 empty] | 0.6246 | 0
LCP_Inputs_ON_Diverse_2023_04_03 | 2032 | Electrolyser 2050 | Crossload | Hydrogen | PJ | Dispatch-Crossload | FuelCost | 0 | [6 empty] | 0.6246 | 0
LCP_Inputs_ON_Diverse_2023_04_03 | 2032 | Electrolyser 2050 | Crossload | Hydrogen | PJ | Dispatch-Crossload | VOM | 0 | [6 empty] | 0.6246 | 0
LCP_Inputs_ON_Diverse_2023_04_03 | 2032 | Electrolyser 2050 | Crossload | Hydrogen | QC | Dispatch-Crossload | EmissionsCost | 0 | [6 empty] | 0.6246 | 0
LCP_Inputs_ON_Diverse_2023_04_03 | 2032 | Electrolyser 2050 | Crossload | Hydrogen | QC | Dispatch-Crossload | FuelCost | 0 | [6 empty] | 0.6246 | 0
LCP_Inputs_ON_Diverse_2023_04_03 | 2032 | Electrolyser 2050 | Crossload | Hydrogen | QC | Dispatch-Crossload | VOM | 0 | [6 empty] | 0.6246 | 0
LCP_Inputs_ON_Diverse_2023_04_03 | 2032 | Electrolyser 2050 | Crossload | Hydrogen | WC | Dispatch-Crossload | EmissionsCost | 0 | [6 empty] | 0.6246 | 0
LCP_Inputs_ON_Diverse_2023_04_03 | 2032 | Electrolyser 2050 | Crossload | Hydrogen | WC | Dispatch-Crossload | FuelCost | 0 | [6 empty] | 0.6246 | 0
LCP_Inputs_ON_Diverse_2023_04_03 | 2032 | Electrolyser 2050 | Crossload | Hydrogen | WC | Dispatch-Crossload | VOM | 0 | [6 empty] | 0.6246 | 0
LCP_Inputs_ON_Diverse_2023_04_03 | 2032 | Fossil Fuel Thermal (Coal, Peat, Oil) | Generation | Electricity | MI | Dispatch-Generation | EmissionsCost | 0 | [6 empty] | 0.6246 | 0
LCP_Inputs_ON_Diverse_2023_04_03 | 2032 | Fossil Fuel Thermal (Coal, Peat, Oil) | Generation | Electricity | MI | Dispatch-Generation | FuelCost | 0 | [6 empty] | 0.6246 | 0
LCP_Inputs_ON_Diverse_2023_04_03 | 2032 | Fossil Fuel Thermal (Coal, Peat, Oil) | Generation | Electricity | MI | Dispatch-Generation | VOM | 0 | [6 empty] | 0.6246 | 0
LCP_Inputs_ON_Diverse_2023_04_03 | 2032 | Fossil Fuel Thermal (Coal, Peat, Oil) | Generation | Electricity | NY | Dispatch-Generation | EmissionsCost | 0 | [6 empty] | 0.6246 | 0
LCP_Inputs_ON_Diverse_2023_04_03 | 2032 | Fossil Fuel Thermal (Coal, Peat, Oil) | Generation | Electricity | NY | Dispatch-Generation | FuelCost | 0 | [6 empty] | 0.6246 | 0
LCP_Inputs_ON_Diverse_2023_04_03 | 2032 | Fossil Fuel Thermal (Coal, Peat, Oil) | Generation | Electricity | NY | Dispatch-Generation | VOM | 0 | [6 empty] | 0.6246 | 0
LCP_Inputs_ON_Diverse_2023_04_03 | 2032 | Fossil Fuel Thermal (Coal, Peat, Oil) | Generation | Electricity | ON | Dispatch-Generation | EmissionsCost | 0 | [6 empty] | 0.6246 | 0
LCP_Inputs_ON_Diverse_2023_04_03 | 2032 | Fossil Fuel Thermal (Coal, Peat, Oil) | Generation | Electricity | ON | Dispatch-Generation | FuelCost | 0 | [6 empty] | 0.6246 | 0
LCP_Inputs_ON_Diverse_2023_04_03 | 2032 | Fossil Fuel Thermal (Coal, Peat, Oil) | Generation | Electricity | ON | Dispatch-Generation | VOM | 0 | [6 empty] | 0.6246 | 0
LCP_Inputs_ON_Diverse_2023_04_03 | 2032 | Fossil Fuel Thermal (Coal, Peat, Oil) | Generation | Electricity | PJ | Dispatch-Generation | EmissionsCost | 0 | [6 empty] | 0.6246 | 0
LCP_Inputs_ON_Diverse_2023_04_03 | 2032 | Fossil Fuel Thermal (Coal, Peat, Oil) | Generation | Electricity | PJ | Dispatch-Generation | FuelCost | 0 | [6 empty] | 0.6246 | 0
LCP_Inputs_ON_Diverse_2023_04_03 | 2032 | Fossil Fuel Thermal (Coal, Peat, Oil) | Generation | Electricity | PJ | Dispatch-Generation | VOM | 0 | [6 empty] | 0.6246 | 0
LCP_Inputs_ON_Diverse_2023_04_03 | 2032 | Fossil Fuel Thermal (Coal, Peat, Oil) | Generation | Electricity | QC | Dispatch-Generation | EmissionsCost | 0 | [6 empty] | 0.6246 | 0
LCP_Inputs_ON_Diverse_2023_04_03 | 2032 | Fossil Fuel Thermal (Coal, Peat, Oil) | Generation | Electricity | QC | Dispatch-Generation | FuelCost | 0 | [6 empty] | 0.6246 | 0
LCP_Inputs_ON_Diverse_2023_04_03 | 2032 | Fossil Fuel Thermal (Coal, Peat, Oil) | Generation | Electricity | QC | Dispatch-Generation | VOM | 0 | [6 empty] | 0.6246 | 0
LCP_Inputs_ON_Diverse_2023_04_03 | 2032 | Fossil Fuel Thermal (Coal, Peat, Oil) | Generation | Electricity | WC | Dispatch-Generation | EmissionsCost | 0 | [6 empty] | 0.6246 | 0
LCP_Inputs_ON_Diverse_2023_04_03 | 2032 | Fossil Fuel Thermal (Coal, Peat, Oil) | Generation | Electricity | WC | Dispatch-Generation | FuelCost | 0 | [6 empty] | 0.6246 | 0
LCP_Inputs_ON_Diverse_2023_04_03 | 2032 | Fossil Fuel Thermal (Coal, Peat, Oil) | Generation | Electricity | WC | Dispatch-Generation | VOM | 0 | [6 empty] | 0.6246 | 0
LCP_Inputs_ON_Diverse_2023_04_03 | 2032 | Generic - Generator | Generation | Electricity | MI | Dispatch-Generation | EmissionsCost | 0 | [6 empty] | 0.6246 | 0
LCP_Inputs_ON_Diverse_2023_04_03 | 2032 | Generic - Generator | Generation | Electricity | MI | Dispatch-Generation | FuelCost | 1786123186.9525 | [6 empty] | 0.6246 | 1115607272.7571
LCP_Inputs_ON_Diverse_2023_04_03 | 2032 | Generic - Generator | Generation | Electricity | MI | Dispatch-Generation | VOM | 62373597.6871 | [6 empty] | 0.6246 | 38958365.0871
LCP_Inputs_ON_Diverse_2023_04_03 | 2032 | Generic - Generator | Generation | Electricity | NY | Dispatch-Generation | EmissionsCost | 0 | [6 empty] | 0.6246 | 0
LCP_Inputs_ON_Diverse_2023_04_03 | 2032 | Generic - Generator | Generation | Electricity | NY | Dispatch-Generation | FuelCost | 1049703168.1579 | [6 empty] | 0.6246 | 655641501.7663
LCP_Inputs_ON_Diverse_2023_04_03 | 2032 | Generic - Generator | Generation | Electricity | NY | Dispatch-Generation | VOM | 36656913.4648 | [6 empty] | 0.6246 | 22895799.9968
LCP_Inputs_ON_Diverse_2023_04_03 | 2032 | Generic - Generator | Generation | Electricity | ON | Dispatch-Generation | EmissionsCost | 0 | [6 empty] | 0.6246 | 0
LCP_Inputs_ON_Diverse_2023_04_03 | 2032 | Generic - Generator | Generation | Electricity | ON | Dispatch-Generation | FuelCost | 0 | [6 empty] | 0.6246 | 0
LCP_Inputs_ON_Diverse_2023_04_03 | 2032 | Generic - Generator | Generation | Electricity | ON | Dispatch-Generation | VOM | 0 | [6 empty] | 0.6246 | 0
LCP_Inputs_ON_Diverse_2023_04_03 | 2032 | Generic - Generator | Generation | Electricity | PJ | Dispatch-Generation | EmissionsCost | 0 | [6 empty] | 0.6246 | 0
LCP_Inputs_ON_Diverse_2023_04_03 | 2032 | Generic - Generator | Generation | Electricity | PJ | Dispatch-Generation | FuelCost | 7357083622.602 | [6 empty] | 0.6246 | 4595212724.191
LCP_Inputs_ON_Diverse_2023_04_03 | 2032 | Generic - Generator | Generation | Electricity | PJ | Dispatch-Generation | VOM | 256918323.0915 | [6 empty] | 0.6246 | 160470426.586
LCP_Inputs_ON_Diverse_2023_04_03 | 2032 | Generic - Generator | Generation | Electricity | QC | Dispatch-Generation | EmissionsCost | 0 | [6 empty] | 0.6246 | 0
LCP_Inputs_ON_Diverse_2023_04_03 | 2032 | Generic - Generator | Generation | Electricity | QC | Dispatch-Generation | FuelCost | 0 | [6 empty] | 0.6246 | 0
LCP_Inputs_ON_Diverse_2023_04_03 | 2032 | Generic - Generator | Generation | Electricity | QC | Dispatch-Generation | VOM | 0 | [6 empty] | 0.6246 | 0
LCP_Inputs_ON_Diverse_2023_04_03 | 2032 | Generic - Generator | Generation | Electricity | WC | Dispatch-Generation | EmissionsCost | 0 | [6 empty] | 0.6246 | 0
LCP_Inputs_ON_Diverse_2023_04_03 | 2032 | Generic - Generator | Generation | Electricity | WC | Dispatch-Generation | FuelCost | 1735673.761 | [6 empty] | 0.6246 | 1084096.7102
LCP_Inputs_ON_Diverse_2023_04_03 | 2032 | Generic - Generator | Generation | Electricity | WC | Dispatch-Generation | VOM | 60611.8423 | [6 empty] | 0.6246 | 37857.9779
LCP_Inputs_ON_Diverse_2023_04_03 | 2032 | H2 Import - QC | Import | Hydrogen | MI | Dispatch-Import | EmissionsCost | 0 | [6 empty] | 0.6246 | 0
LCP_Inputs_ON_Diverse_2023_04_03 | 2032 | H2 Import - QC | Import | Hydrogen | MI | Dispatch-Import | FuelCost | 0 | [6 empty] | 0.6246 | 0
LCP_Inputs_ON_Diverse_2023_04_03 | 2032 | H2 Import - QC | Import | Hydrogen | MI | Dispatch-Import | VOM | 0 | [6 empty] | 0.6246 | 0
LCP_Inputs_ON_Diverse_2023_04_03 | 2032 | H2 Import - QC | Import | Hydrogen | NY | Dispatch-Import | EmissionsCost | 0 | [6 empty] | 0.6246 | 0
LCP_Inputs_ON_Diverse_2023_04_03 | 2032 | H2 Import - QC | Import | Hydrogen | NY | Dispatch-Import | FuelCost | 0 | [6 empty] | 0.6246 | 0
LCP_Inputs_ON_Diverse_2023_04_03 | 2032 | H2 Import - QC | Import | Hydrogen | NY | Dispatch-Import | VOM | 0 | [6 empty] | 0.6246 | 0
LCP_Inputs_ON_Diverse_2023_04_03 | 2032 | H2 Import - QC | Import | Hydrogen | ON | Dispatch-Import | EmissionsCost | 0 | [6 empty] | 0.6246 | 0
LCP_Inputs_ON_Diverse_2023_04_03 | 2032 | H2 Import - QC | Import | Hydrogen | ON | Dispatch-Import | FuelCost | 0 | [6 empty] | 0.6246 | 0
LCP_Inputs_ON_Diverse_2023_04_03 | 2032 | H2 Import - QC | Import | Hydrogen | ON | Dispatch-Import | VOM | 0 | [6 empty] | 0.6246 | 0
LCP_Inputs_ON_Diverse_2023_04_03 | 2032 | H2 Import - QC | Import | Hydrogen | PJ | Dispatch-Import | EmissionsCost | 0 | [6 empty] | 0.6246 | 0
LCP_Inputs_ON_Diverse_2023_04_03 | 2032 | H2 Import - QC | Import | Hydrogen | PJ | Dispatch-Import | FuelCost | 0 | [6 empty] | 0.6246 | 0
LCP_Inputs_ON_Diverse_2023_04_03 | 2032 | H2 Import - QC | Import | Hydrogen | PJ | Dispatch-Import | VOM | 0 | [6 empty] | 0.6246 | 0
LCP_Inputs_ON_Diverse_2023_04_03 | 2032 | H2 Import - QC | Import | Hydrogen | QC | Dispatch-Import | EmissionsCost | 0 | [6 empty] | 0.6246 | 0
LCP_Inputs_ON_Diverse_2023_04_03 | 2032 | H2 Import - QC | Import | Hydrogen | QC | Dispatch-Import | FuelCost | 0 | [6 empty] | 0.6246 | 0
LCP_Inputs_ON_Diverse_2023_04_03 | 2032 | H2 Import - QC | Import | Hydrogen | QC | Dispatch-Import | VOM | 0 | [6 empty] | 0.6246 | 0
LCP_Inputs_ON_Diverse_2023_04_03 | 2032 | H2 Import - QC | Import | Hydrogen | WC | Dispatch-Import | EmissionsCost | 0 | [6 empty] | 0.6246 | 0
LCP_Inputs_ON_Diverse_2023_04_03 | 2032 | H2 Import - QC | Import | Hydrogen | WC | Dispatch-Import | FuelCost | 0 | [6 empty] | 0.6246 | 0
LCP_Inputs_ON_Diverse_2023_04_03 | 2032 | H2 Import - QC | Import | Hydrogen | WC | Dispatch-Import | VOM | 0 | [6 empty] | 0.6246 | 0
LCP_Inputs_ON_Diverse_2023_04_03 | 2032 | H2 Import - WC | Import | Hydrogen | MI | Dispatch-Import | EmissionsCost | 0 | [6 empty] | 0.6246 | 0
LCP_Inputs_ON_Diverse_2023_04_03 | 2032 | H2 Import - WC | Import | Hydrogen | MI | Dispatch-Import | FuelCost | 0 | [6 empty] | 0.6246 | 0
LCP_Inputs_ON_Diverse_2023_04_03 | 2032 | H2 Import - WC | Import | Hydrogen | MI | Dispatch-Import | VOM | 0 | [6 empty] | 0.6246 | 0
LCP_Inputs_ON_Diverse_2023_04_03 | 2032 | H2 Import - WC | Import | Hydrogen | NY | Dispatch-Import | EmissionsCost | 0 | [6 empty] | 0.6246 | 0
LCP_Inputs_ON_Diverse_2023_04_03 | 2032 | H2 Import - WC | Import | Hydrogen | NY | Dispatch-Import | FuelCost | 0 | [6 empty] | 0.6246 | 0
LCP_Inputs_ON_Diverse_2023_04_03 | 2032 | H2 Import - WC | Import | Hydrogen | NY | Dispatch-Import | VOM | 0 | [6 empty] | 0.6246 | 0
LCP_Inputs_ON_Diverse_2023_04_03 | 2032 | H2 Import - WC | Import | Hydrogen | ON | Dispatch-Import | EmissionsCost | 0 | [6 empty] | 0.6246 | 0
LCP_Inputs_ON_Diverse_2023_04_03 | 2032 | H2 Import - WC | Import | Hydrogen | ON | Dispatch-Import | FuelCost | 0 | [6 empty] | 0.6246 | 0
LCP_Inputs_ON_Diverse_2023_04_03 | 2032 | H2 Import - WC | Import | Hydrogen | ON | Dispatch-Import | VOM | 0 | [6 empty] | 0.6246 | 0
LCP_Inputs_ON_Diverse_2023_04_03 | 2032 | H2 Import - WC | Import | Hydrogen | PJ | Dispatch-Import | EmissionsCost | 0 | [6 empty] | 0.6246 | 0
LCP_Inputs_ON_Diverse_2023_04_03 | 2032 | H2 Import - WC | Import | Hydrogen | PJ | Dispatch-Import | FuelCost | 0 | [6 empty] | 0.6246 | 0
LCP_Inputs_ON_Diverse_2023_04_03 | 2032 | H2 Import - WC | Import | Hydrogen | PJ | Dispatch-Import | VOM | 0 | [6 empty] | 0.6246 | 0
LCP_Inputs_ON_Diverse_2023_04_03 | 2032 | H2 Import - WC | Import | Hydrogen | QC | Dispatch-Import | EmissionsCost | 0 | [6 empty] | 0.6246 | 0
LCP_Inputs_ON_Diverse_2023_04_03 | 2032 | H2 Import - WC | Import | Hydrogen | QC | Dispatch-Import | FuelCost | 0 | [6 empty] | 0.6246 | 0
LCP_Inputs_ON_Diverse_2023_04_03 | 2032 | H2 Import - WC | Import | Hydrogen | QC | Dispatch-Import | VOM | 0 | [6 empty] | 0.6246 | 0
LCP_Inputs_ON_Diverse_2023_04_03 | 2032 | H2 Import - WC | Import | Hydrogen | WC | Dispatch-Import | EmissionsCost | 0 | [6 empty] | 0.6246 | 0
LCP_Inputs_ON_Diverse_2023_04_03 | 2032 | H2 Import - WC | Import | Hydrogen | WC | Dispatch-Import | FuelCost | 0 | [6 empty] | 0.6246 | 0
LCP_Inputs_ON_Diverse_2023_04_03 | 2032 | H2 Import - WC | Import | Hydrogen | WC | Dispatch-Import | VOM | 0 | [6 empty] | 0.6246 | 0
LCP_Inputs_ON_Diverse_2023_04_03 | 2032 | H2 Salt Cavern Storage - ON | Storage | Hydrogen | MI | Dispatch-Storage | EmissionsCost | 0 | [6 empty] | 0.6246 | 0
LCP_Inputs_ON_Diverse_2023_04_03 | 2032 | H2 Salt Cavern Storage - ON | Storage | Hydrogen | MI | Dispatch-Storage | FuelCost | 0 | [6 empty] | 0.6246 | 0
LCP_Inputs_ON_Diverse_2023_04_03 | 2032 | H2 Salt Cavern Storage - ON | Storage | Hydrogen | MI | Dispatch-Storage | VOM | 0 | [6 empty] | 0.6246 | 0
LCP_Inputs_ON_Diverse_2023_04_03 | 2032 | H2 Salt Cavern Storage - ON | Storage | Hydrogen | NY | Dispatch-Storage | EmissionsCost | 0 | [6 empty] | 0.6246 | 0
LCP_Inputs_ON_Diverse_2023_04_03 | 2032 | H2 Salt Cavern Storage - ON | Storage | Hydrogen | NY | Dispatch-Storage | FuelCost | 0 | [6 empty] | 0.6246 | 0
LCP_Inputs_ON_Diverse_2023_04_03 | 2032 | H2 Salt Cavern Storage - ON | Storage | Hydrogen | NY | Dispatch-Storage | VOM | 0 | [6 empty] | 0.6246 | 0
LCP_Inputs_ON_Diverse_2023_04_03 | 2032 | H2 Salt Cavern Storage - ON | Storage | Hydrogen | ON | Dispatch-Storage | EmissionsCost | 0 | [6 empty] | 0.6246 | 0
LCP_Inputs_ON_Diverse_2023_04_03 | 2032 | H2 Salt Cavern Storage - ON | Storage | Hydrogen | ON | Dispatch-Storage | FuelCost | 0 | [6 empty] | 0.6246 | 0
LCP_Inputs_ON_Diverse_2023_04_03 | 2032 | H2 Salt Cavern Storage - ON | Storage | Hydrogen | ON | Dispatch-Storage | VOM | 14843329.5213 | [6 empty] | 0.6246 | 9271099.825
LCP_Inputs_ON_Diverse_2023_04_03 | 2032 | H2 Salt Cavern Storage - ON | Storage | Hydrogen | PJ | Dispatch-Storage | EmissionsCost | 0 | [6 empty] | 0.6246 | 0
LCP_Inputs_ON_Diverse_2023_04_03 | 2032 | H2 Salt Cavern Storage - ON | Storage | Hydrogen | PJ | Dispatch-Storage | FuelCost | 0 | [6 empty] | 0.6246 | 0
LCP_Inputs_ON_Diverse_2023_04_03 | 2032 | H2 Salt Cavern Storage - ON | Storage | Hydrogen | PJ | Dispatch-Storage | VOM | 0 | [6 empty] | 0.6246 | 0
LCP_Inputs_ON_Diverse_2023_04_03 | 2032 | H2 Salt Cavern Storage - ON | Storage | Hydrogen | QC | Dispatch-Storage | EmissionsCost | 0 | [6 empty] | 0.6246 | 0
LCP_Inputs_ON_Diverse_2023_04_03 | 2032 | H2 Salt Cavern Storage - ON | Storage | Hydrogen | QC | Dispatch-Storage | FuelCost | 0 | [6 empty] | 0.6246 | 0
LCP_Inputs_ON_Diverse_2023_04_03 | 2032 | H2 Salt Cavern Storage - ON | Storage | Hydrogen | QC | Dispatch-Storage | VOM | 0 | [6 empty] | 0.6246 | 0
LCP_Inputs_ON_Diverse_2023_04_03 | 2032 | H2 Salt Cavern Storage - ON | Storage | Hydrogen | WC | Dispatch-Storage | EmissionsCost | 0 | [6 empty] | 0.6246 | 0
LCP_Inputs_ON_Diverse_2023_04_03 | 2032 | H2 Salt Cavern Storage - ON | Storage | Hydrogen | WC | Dispatch-Storage | FuelCost | 0 | [6 empty] | 0.6246 | 0
LCP_Inputs_ON_Diverse_2023_04_03 | 2032 | H2 Salt Cavern Storage - ON | Storage | Hydrogen | WC | Dispatch-Storage | VOM | 0 | [6 empty] | 0.6246 | 0
LCP_Inputs_ON_Diverse_2023_04_03 | 2032 | Hydro | Generation | Electricity | MI | Dispatch-Generation | EmissionsCost | 0 | [6 empty] | 0.6246 | 0
LCP_Inputs_ON_Diverse_2023_04_03 | 2032 | Hydro | Generation | Electricity | MI | Dispatch-Generation | FuelCost | 0 | [6 empty] | 0.6246 | 0
LCP_Inputs_ON_Diverse_2023_04_03 | 2032 | Hydro | Generation | Electricity | MI | Dispatch-Generation | VOM | 0 | [6 empty] | 0.6246 | 0
LCP_Inputs_ON_Diverse_2023_04_03 | 2032 | Hydro | Generation | Electricity | NY | Dispatch-Generation | EmissionsCost | 0 | [6 empty] | 0.6246 | 0
LCP_Inputs_ON_Diverse_2023_04_03 | 2032 | Hydro | Generation | Electricity | NY | Dispatch-Generation | FuelCost | 0 | [6 empty] | 0.6246 | 0
LCP_Inputs_ON_Diverse_2023_04_03 | 2032 | Hydro | Generation | Electricity | NY | Dispatch-Generation | VOM | 0 | [6 empty] | 0.6246 | 0
LCP_Inputs_ON_Diverse_2023_04_03 | 2032 | Hydro | Generation | Electricity | ON | Dispatch-Generation | EmissionsCost | 0 | [6 empty] | 0.6246 | 0
LCP_Inputs_ON_Diverse_2023_04_03 | 2032 | Hydro | Generation | Electricity | ON | Dispatch-Generation | FuelCost | 0 | [6 empty] | 0.6246 | 0
LCP_Inputs_ON_Diverse_2023_04_03 | 2032 | Hydro | Generation | Electricity | ON | Dispatch-Generation | VOM | 0 | [6 empty] | 0.6246 | 0
LCP_Inputs_ON_Diverse_2023_04_03 | 2032 | Hydro | Generation | Electricity | PJ | Dispatch-Generation | EmissionsCost | 0 | [6 empty] | 0.6246 | 0
LCP_Inputs_ON_Diverse_2023_04_03 | 2032 | Hydro | Generation | Electricity | PJ | Dispatch-Generation | FuelCost | 0 | [6 empty] | 0.6246 | 0
LCP_Inputs_ON_Diverse_2023_04_03 | 2032 | Hydro | Generation | Electricity | PJ | Dispatch-Generation | VOM | 0 | [6 empty] | 0.6246 | 0
LCP_Inputs_ON_Diverse_2023_04_03 | 2032 | Hydro | Generation | Electricity | QC | Dispatch-Generation | EmissionsCost | 0 | [6 empty] | 0.6246 | 0
LCP_Inputs_ON_Diverse_2023_04_03 | 2032 | Hydro | Generation | Electricity | QC | Dispatch-Generation | FuelCost | 0 | [6 empty] | 0.6246 | 0
LCP_Inputs_ON_Diverse_2023_04_03 | 2032 | Hydro | Generation | Electricity | QC | Dispatch-Generation | VOM | 0 | [6 empty] | 0.6246 | 0
LCP_Inputs_ON_Diverse_2023_04_03 | 2032 | Hydro | Generation | Electricity | WC | Dispatch-Generation | EmissionsCost | 0 | [6 empty] | 0.6246 | 0
LCP_Inputs_ON_Diverse_2023_04_03 | 2032 | Hydro | Generation | Electricity | WC | Dispatch-Generation | FuelCost | 0 | [6 empty] | 0.6246 | 0
LCP_Inputs_ON_Diverse_2023_04_03 | 2032 | Hydro | Generation | Electricity | WC | Dispatch-Generation | VOM | 0 | [6 empty] | 0.6246 | 0
LCP_Inputs_ON_Diverse_2023_04_03 | 2032 | Hydro Pumped Storage | Storage | Electricity | MI | Dispatch-Storage | EmissionsCost | 0 | [6 empty] | 0.6246 | 0
LCP_Inputs_ON_Diverse_2023_04_03 | 2032 | Hydro Pumped Storage | Storage | Electricity | MI | Dispatch-Storage | FuelCost | 0 | [6 empty] | 0.6246 | 0
LCP_Inputs_ON_Diverse_2023_04_03 | 2032 | Hydro Pumped Storage | Storage | Electricity | MI | Dispatch-Storage | VOM | 0 | [6 empty] | 0.6246 | 0
LCP_Inputs_ON_Diverse_2023_04_03 | 2032 | Hydro Pumped Storage | Storage | Electricity | NY | Dispatch-Storage | EmissionsCost | 0 | [6 empty] | 0.6246 | 0
LCP_Inputs_ON_Diverse_2023_04_03 | 2032 | Hydro Pumped Storage | Storage | Electricity | NY | Dispatch-Storage | FuelCost | 0 | [6 empty] | 0.6246 | 0
LCP_Inputs_ON_Diverse_2023_04_03 | 2032 | Hydro Pumped Storage | Storage | Electricity | NY | Dispatch-Storage | VOM | 0 | [6 empty] | 0.6246 | 0
LCP_Inputs_ON_Diverse_2023_04_03 | 2032 | Hydro Pumped Storage | Storage | Electricity | ON | Dispatch-Storage | EmissionsCost | 0 | [6 empty] | 0.6246 | 0
LCP_Inputs_ON_Diverse_2023_04_03 | 2032 | Hydro Pumped Storage | Storage | Electricity | ON | Dispatch-Storage | FuelCost | 0 | [6 empty] | 0.6246 | 0
LCP_Inputs_ON_Diverse_2023_04_03 | 2032 | Hydro Pumped Storage | Storage | Electricity | ON | Dispatch-Storage | VOM | 0 | [6 empty] | 0.6246 | 0
LCP_Inputs_ON_Diverse_2023_04_03 | 2032 | Hydro Pumped Storage | Storage | Electricity | PJ | Dispatch-Storage | EmissionsCost | 0 | [6 empty] | 0.6246 | 0
LCP_Inputs_ON_Diverse_2023_04_03 | 2032 | Hydro Pumped Storage | Storage | Electricity | PJ | Dispatch-Storage | FuelCost | 0 | [6 empty] | 0.6246 | 0
LCP_Inputs_ON_Diverse_2023_04_03 | 2032 | Hydro Pumped Storage | Storage | Electricity | PJ | Dispatch-Storage | VOM | 0 | [6 empty] | 0.6246 | 0
LCP_Inputs_ON_Diverse_2023_04_03 | 2032 | Hydro Pumped Storage | Storage | Electricity | QC | Dispatch-Storage | EmissionsCost | 0 | [6 empty] | 0.6246 | 0
LCP_Inputs_ON_Diverse_2023_04_03 | 2032 | Hydro Pumped Storage | Storage | Electricity | QC | Dispatch-Storage | FuelCost | 0 | [6 empty] | 0.6246 | 0
LCP_Inputs_ON_Diverse_2023_04_03 | 2032 | Hydro Pumped Storage | Storage | Electricity | QC | Dispatch-Storage | VOM | 0 | [6 empty] | 0.6246 | 0
LCP_Inputs_ON_Diverse_2023_04_03 | 2032 | Hydro Pumped Storage | Storage | Electricity | WC | Dispatch-Storage | EmissionsCost | 0 | [6 empty] | 0.6246 | 0
LCP_Inputs_ON_Diverse_2023_04_03 | 2032 | Hydro Pumped Storage | Storage | Electricity | WC | Dispatch-Storage | FuelCost | 0 | [6 empty] | 0.6246 | 0
LCP_Inputs_ON_Diverse_2023_04_03 | 2032 | Hydro Pumped Storage | Storage | Electricity | WC | Dispatch-Storage | VOM | 0 | [6 empty] | 0.6246 | 0
LCP_Inputs_ON_Diverse_2023_04_03 | 2032 | Nuclear | Generation | Electricity | MI | Dispatch-Generation | EmissionsCost | 0 | [6 empty] | 0.6246 | 0
LCP_Inputs_ON_Diverse_2023_04_03 | 2032 | Nuclear | Generation | Electricity | MI | Dispatch-Generation | FuelCost | 0 | [6 empty] | 0.6246 | 0
LCP_Inputs_ON_Diverse_2023_04_03 | 2032 | Nuclear | Generation | Electricity | MI | Dispatch-Generation | VOM | 2762866296.96 | [6 empty] | 0.6246 | 1725678137.4654
LCP_Inputs_ON_Diverse_2023_04_03 | 2032 | Nuclear | Generation | Electricity | NY | Dispatch-Generation | EmissionsCost | 0 | [6 empty] | 0.6246 | 0
LCP_Inputs_ON_Diverse_2023_04_03 | 2032 | Nuclear | Generation | Electricity | NY | Dispatch-Generation | FuelCost | 0 | [6 empty] | 0.6246 | 0
LCP_Inputs_ON_Diverse_2023_04_03 | 2032 | Nuclear | Generation | Electricity | NY | Dispatch-Generation | VOM | 2246155230.144 | [6 empty] | 0.6246 | 1402941929.6468
LCP_Inputs_ON_Diverse_2023_04_03 | 2032 | Nuclear | Generation | Electricity | ON | Dispatch-Generation | EmissionsCost | 0 | [6 empty] | 0.6246 | 0
LCP_Inputs_ON_Diverse_2023_04_03 | 2032 | Nuclear | Generation | Electricity | ON | Dispatch-Generation | FuelCost | 0 | [6 empty] | 0.6246 | 0
LCP_Inputs_ON_Diverse_2023_04_03 | 2032 | Nuclear | Generation | Electricity | ON | Dispatch-Generation | VOM | 6725070496.368 | [6 empty] | 0.6246 | 4200459190.2494
LCP_Inputs_ON_Diverse_2023_04_03 | 2032 | Nuclear | Generation | Electricity | PJ | Dispatch-Generation | EmissionsCost | 0 | [6 empty] | 0.6246 | 0
LCP_Inputs_ON_Diverse_2023_04_03 | 2032 | Nuclear | Generation | Electricity | PJ | Dispatch-Generation | FuelCost | 0 | [6 empty] | 0.6246 | 0
LCP_Inputs_ON_Diverse_2023_04_03 | 2032 | Nuclear | Generation | Electricity | PJ | Dispatch-Generation | VOM | 6401347648.6848 | [6 empty] | 0.6246 | 3998262854.7048
LCP_Inputs_ON_Diverse_2023_04_03 | 2032 | Nuclear | Generation | Electricity | QC | Dispatch-Generation | EmissionsCost | 0 | [6 empty] | 0.6246 | 0
LCP_Inputs_ON_Diverse_2023_04_03 | 2032 | Nuclear | Generation | Electricity | QC | Dispatch-Generation | FuelCost | 0 | [6 empty] | 0.6246 | 0
LCP_Inputs_ON_Diverse_2023_04_03 | 2032 | Nuclear | Generation | Electricity | QC | Dispatch-Generation | VOM | 0 | [6 empty] | 0.6246 | 0
LCP_Inputs_ON_Diverse_2023_04_03 | 2032 | Nuclear | Generation | Electricity | WC | Dispatch-Generation | EmissionsCost | 0 | [6 empty] | 0.6246 | 0
LCP_Inputs_ON_Diverse_2023_04_03 | 2032 | Nuclear | Generation | Electricity | WC | Dispatch-Generation | FuelCost | 0 | [6 empty] | 0.6246 | 0
LCP_Inputs_ON_Diverse_2023_04_03 | 2032 | Nuclear | Generation | Electricity | WC | Dispatch-Generation | VOM | 0 | [6 empty] | 0.6246 | 0
LCP_Inputs_ON_Diverse_2023_04_03 | 2032 | Nuclear SMR | Generation | Electricity | MI | Dispatch-Generation | EmissionsCost | 0 | [6 empty] | 0.6246 | 0
LCP_Inputs_ON_Diverse_2023_04_03 | 2032 | Nuclear SMR | Generation | Electricity | MI | Dispatch-Generation | FuelCost | 0 | [6 empty] | 0.6246 | 0
LCP_Inputs_ON_Diverse_2023_04_03 | 2032 | Nuclear SMR | Generation | Electricity | MI | Dispatch-Generation | VOM | 0 | [6 empty] | 0.6246 | 0
LCP_Inputs_ON_Diverse_2023_04_03 | 2032 | Nuclear SMR | Generation | Electricity | NY | Dispatch-Generation | EmissionsCost | 0 | [6 empty] | 0.6246 | 0
LCP_Inputs_ON_Diverse_2023_04_03 | 2032 | Nuclear SMR | Generation | Electricity | NY | Dispatch-Generation | FuelCost | 0 | [6 empty] | 0.6246 | 0
LCP_Inputs_ON_Diverse_2023_04_03 | 2032 | Nuclear SMR | Generation | Electricity | NY | Dispatch-Generation | VOM | 0 | [6 empty] | 0.6246 | 0
LCP_Inputs_ON_Diverse_2023_04_03 | 2032 | Nuclear SMR | Generation | Electricity | ON | Dispatch-Generation | EmissionsCost | 0 | [6 empty] | 0.6246 | 0
LCP_Inputs_ON_Diverse_2023_04_03 | 2032 | Nuclear SMR | Generation | Electricity | ON | Dispatch-Generation | FuelCost | 0 | [6 empty] | 0.6246 | 0
LCP_Inputs_ON_Diverse_2023_04_03 | 2032 | Nuclear SMR | Generation | Electricity | ON | Dispatch-Generation | VOM | 17810812.8 | [6 empty] | 0.6246 | 11124581.1255
LCP_Inputs_ON_Diverse_2023_04_03 | 2032 | Nuclear SMR | Generation | Electricity | PJ | Dispatch-Generation | EmissionsCost | 0 | [6 empty] | 0.6246 | 0
LCP_Inputs_ON_Diverse_2023_04_03 | 2032 | Nuclear SMR | Generation | Electricity | PJ | Dispatch-Generation | FuelCost | 0 | [6 empty] | 0.6246 | 0
LCP_Inputs_ON_Diverse_2023_04_03 | 2032 | Nuclear SMR | Generation | Electricity | PJ | Dispatch-Generation | VOM | 0 | [6 empty] | 0.6246 | 0
LCP_Inputs_ON_Diverse_2023_04_03 | 2032 | Nuclear SMR | Generation | Electricity | QC | Dispatch-Generation | EmissionsCost | 0 | [6 empty] | 0.6246 | 0
LCP_Inputs_ON_Diverse_2023_04_03 | 2032 | Nuclear SMR | Generation | Electricity | QC | Dispatch-Generation | FuelCost | 0 | [6 empty] | 0.6246 | 0
LCP_Inputs_ON_Diverse_2023_04_03 | 2032 | Nuclear SMR | Generation | Electricity | QC | Dispatch-Generation | VOM | 0 | [6 empty] | 0.6246 | 0
LCP_Inputs_ON_Diverse_2023_04_03 | 2032 | Nuclear SMR | Generation | Electricity | WC | Dispatch-Generation | EmissionsCost | 0 | [6 empty] | 0.6246 | 0
LCP_Inputs_ON_Diverse_2023_04_03 | 2032 | Nuclear SMR | Generation | Electricity | WC | Dispatch-Generation | FuelCost | 0 | [6 empty] | 0.6246 | 0
LCP_Inputs_ON_Diverse_2023_04_03 | 2032 | Nuclear SMR | Generation | Electricity | WC | Dispatch-Generation | VOM | 0 | [6 empty] | 0.6246 | 0
LCP_Inputs_ON_Diverse_2023_04_03 | 2032 | O/CCGT - CH4 Existing | Crossload | Electricity | MI | Dispatch-Crossload | EmissionsCost | 0 | [6 empty] | 0.6246 | 0
LCP_Inputs_ON_Diverse_2023_04_03 | 2032 | O/CCGT - CH4 Existing | Crossload | Electricity | MI | Dispatch-Crossload | FuelCost | 0 | [6 empty] | 0.6246 | 0
LCP_Inputs_ON_Diverse_2023_04_03 | 2032 | O/CCGT - CH4 Existing | Crossload | Electricity | MI | Dispatch-Crossload | VOM | 0 | [6 empty] | 0.6246 | 0
LCP_Inputs_ON_Diverse_2023_04_03 | 2032 | O/CCGT - CH4 Existing | Crossload | Electricity | NY | Dispatch-Crossload | EmissionsCost | 0 | [6 empty] | 0.6246 | 0
LCP_Inputs_ON_Diverse_2023_04_03 | 2032 | O/CCGT - CH4 Existing | Crossload | Electricity | NY | Dispatch-Crossload | FuelCost | 0 | [6 empty] | 0.6246 | 0
LCP_Inputs_ON_Diverse_2023_04_03 | 2032 | O/CCGT - CH4 Existing | Crossload | Electricity | NY | Dispatch-Crossload | VOM | 0 | [6 empty] | 0.6246 | 0
LCP_Inputs_ON_Diverse_2023_04_03 | 2032 | O/CCGT - CH4 Existing | Crossload | Electricity | ON | Dispatch-Crossload | EmissionsCost | 3895150.9851 | [6 empty] | 0.6246 | 2432899.8129
LCP_Inputs_ON_Diverse_2023_04_03 | 2032 | O/CCGT - CH4 Existing | Crossload | Electricity | ON | Dispatch-Crossload | FuelCost | 0 | [6 empty] | 0.6246 | 0
LCP_Inputs_ON_Diverse_2023_04_03 | 2032 | O/CCGT - CH4 Existing | Crossload | Electricity | ON | Dispatch-Crossload | VOM | 239711.1233 | [6 empty] | 0.6246 | 149722.8604
LCP_Inputs_ON_Diverse_2023_04_03 | 2032 | O/CCGT - CH4 Existing | Crossload | Electricity | PJ | Dispatch-Crossload | EmissionsCost | 0 | [6 empty] | 0.6246 | 0
LCP_Inputs_ON_Diverse_2023_04_03 | 2032 | O/CCGT - CH4 Existing | Crossload | Electricity | PJ | Dispatch-Crossload | FuelCost | 0 | [6 empty] | 0.6246 | 0
LCP_Inputs_ON_Diverse_2023_04_03 | 2032 | O/CCGT - CH4 Existing | Crossload | Electricity | PJ | Dispatch-Crossload | VOM | 0 | [6 empty] | 0.6246 | 0
LCP_Inputs_ON_Diverse_2023_04_03 | 2032 | O/CCGT - CH4 Existing | Crossload | Electricity | QC | Dispatch-Crossload | EmissionsCost | 0 | [6 empty] | 0.6246 | 0
LCP_Inputs_ON_Diverse_2023_04_03 | 2032 | O/CCGT - CH4 Existing | Crossload | Electricity | QC | Dispatch-Crossload | FuelCost | 0 | [6 empty] | 0.6246 | 0
LCP_Inputs_ON_Diverse_2023_04_03 | 2032 | O/CCGT - CH4 Existing | Crossload | Electricity | QC | Dispatch-Crossload | VOM | 0 | [6 empty] | 0.6246 | 0
LCP_Inputs_ON_Diverse_2023_04_03 | 2032 | O/CCGT - CH4 Existing | Crossload | Electricity | WC | Dispatch-Crossload | EmissionsCost | 0 | [6 empty] | 0.6246 | 0
LCP_Inputs_ON_Diverse_2023_04_03 | 2032 | O/CCGT - CH4 Existing | Crossload | Electricity | WC | Dispatch-Crossload | FuelCost | 0 | [6 empty] | 0.6246 | 0
LCP_Inputs_ON_Diverse_2023_04_03 | 2032 | O/CCGT - CH4 Existing | Crossload | Electricity | WC | Dispatch-Crossload | VOM | 0 | [6 empty] | 0.6246 | 0
LCP_Inputs_ON_Diverse_2023_04_03 | 2032 | O/CCGT - CH4 New | Crossload | Electricity | MI | Dispatch-Crossload | EmissionsCost | 0 | [6 empty] | 0.6246 | 0
LCP_Inputs_ON_Diverse_2023_04_03 | 2032 | O/CCGT - CH4 New | Crossload | Electricity | MI | Dispatch-Crossload | FuelCost | 0 | [6 empty] | 0.6246 | 0
LCP_Inputs_ON_Diverse_2023_04_03 | 2032 | O/CCGT - CH4 New | Crossload | Electricity | MI | Dispatch-Crossload | VOM | 0 | [6 empty] | 0.6246 | 0
LCP_Inputs_ON_Diverse_2023_04_03 | 2032 | O/CCGT - CH4 New | Crossload | Electricity | NY | Dispatch-Crossload | EmissionsCost | 0 | [6 empty] | 0.6246 | 0
LCP_Inputs_ON_Diverse_2023_04_03 | 2032 | O/CCGT - CH4 New | Crossload | Electricity | NY | Dispatch-Crossload | FuelCost | 0 | [6 empty] | 0.6246 | 0
LCP_Inputs_ON_Diverse_2023_04_03 | 2032 | O/CCGT - CH4 New | Crossload | Electricity | NY | Dispatch-Crossload | VOM | 0 | [6 empty] | 0.6246 | 0
LCP_Inputs_ON_Diverse_2023_04_03 | 2032 | O/CCGT - CH4 New | Crossload | Electricity | ON | Dispatch-Crossload | EmissionsCost | 200299.7413 | [6 empty] | 0.6246 | 125106.6275
LCP_Inputs_ON_Diverse_2023_04_03 | 2032 | O/CCGT - CH4 New | Crossload | Electricity | ON | Dispatch-Crossload | FuelCost | 0 | [6 empty] | 0.6246 | 0
LCP_Inputs_ON_Diverse_2023_04_03 | 2032 | O/CCGT - CH4 New | Crossload | Electricity | ON | Dispatch-Crossload | VOM | 12326.6277 | [6 empty] | 0.6246 | 7699.1753
LCP_Inputs_ON_Diverse_2023_04_03 | 2032 | O/CCGT - CH4 New | Crossload | Electricity | PJ | Dispatch-Crossload | EmissionsCost | 0 | [6 empty] | 0.6246 | 0
LCP_Inputs_ON_Diverse_2023_04_03 | 2032 | O/CCGT - CH4 New | Crossload | Electricity | PJ | Dispatch-Crossload | FuelCost | 0 | [6 empty] | 0.6246 | 0
LCP_Inputs_ON_Diverse_2023_04_03 | 2032 | O/CCGT - CH4 New | Crossload | Electricity | PJ | Dispatch-Crossload | VOM | 0 | [6 empty] | 0.6246 | 0
LCP_Inputs_ON_Diverse_2023_04_03 | 2032 | O/CCGT - CH4 New | Crossload | Electricity | QC | Dispatch-Crossload | EmissionsCost | 0 | [6 empty] | 0.6246 | 0
LCP_Inputs_ON_Diverse_2023_04_03 | 2032 | O/CCGT - CH4 New | Crossload | Electricity | QC | Dispatch-Crossload | FuelCost | 0 | [6 empty] | 0.6246 | 0
LCP_Inputs_ON_Diverse_2023_04_03 | 2032 | O/CCGT - CH4 New | Crossload | Electricity | QC | Dispatch-Crossload | VOM | 0 | [6 empty] | 0.6246 | 0
LCP_Inputs_ON_Diverse_2023_04_03 | 2032 | O/CCGT - CH4 New | Crossload | Electricity | WC | Dispatch-Crossload | EmissionsCost | 0 | [6 empty] | 0.6246 | 0
LCP_Inputs_ON_Diverse_2023_04_03 | 2032 | O/CCGT - CH4 New | Crossload | Electricity | WC | Dispatch-Crossload | FuelCost | 0 | [6 empty] | 0.6246 | 0
LCP_Inputs_ON_Diverse_2023_04_03 | 2032 | O/CCGT - CH4 New | Crossload | Electricity | WC | Dispatch-Crossload | VOM | 0 | [6 empty] | 0.6246 | 0
LCP_Inputs_ON_Diverse_2023_04_03 | 2032 | O/CCGT - H2 New | Crossload | Electricity | MI | Dispatch-Crossload | EmissionsCost | 0 | [6 empty] | 0.6246 | 0
LCP_Inputs_ON_Diverse_2023_04_03 | 2032 | O/CCGT - H2 New | Crossload | Electricity | MI | Dispatch-Crossload | FuelCost | 0 | [6 empty] | 0.6246 | 0
LCP_Inputs_ON_Diverse_2023_04_03 | 2032 | O/CCGT - H2 New | Crossload | Electricity | MI | Dispatch-Crossload | VOM | 0 | [6 empty] | 0.6246 | 0
LCP_Inputs_ON_Diverse_2023_04_03 | 2032 | O/CCGT - H2 New | Crossload | Electricity | NY | Dispatch-Crossload | EmissionsCost | 0 | [6 empty] | 0.6246 | 0
LCP_Inputs_ON_Diverse_2023_04_03 | 2032 | O/CCGT - H2 New | Crossload | Electricity | NY | Dispatch-Crossload | FuelCost | 0 | [6 empty] | 0.6246 | 0
LCP_Inputs_ON_Diverse_2023_04_03 | 2032 | O/CCGT - H2 New | Crossload | Electricity | NY | Dispatch-Crossload | VOM | 0 | [6 empty] | 0.6246 | 0
LCP_Inputs_ON_Diverse_2023_04_03 | 2032 | O/CCGT - H2 New | Crossload | Electricity | ON | Dispatch-Crossload | EmissionsCost | 0 | [6 empty] | 0.6246 | 0
LCP_Inputs_ON_Diverse_2023_04_03 | 2032 | O/CCGT - H2 New | Crossload | Electricity | ON | Dispatch-Crossload | FuelCost | 0 | [6 empty] | 0.6246 | 0
LCP_Inputs_ON_Diverse_2023_04_03 | 2032 | O/CCGT - H2 New | Crossload | Electricity | ON | Dispatch-Crossload | VOM | 3551260.9593 | [6 empty] | 0.6246 | 2218107.1174
LCP_Inputs_ON_Diverse_2023_04_03 | 2032 | O/CCGT - H2 New | Crossload | Electricity | PJ | Dispatch-Crossload | EmissionsCost | 0 | [6 empty] | 0.6246 | 0
LCP_Inputs_ON_Diverse_2023_04_03 | 2032 | O/CCGT - H2 New | Crossload | Electricity | PJ | Dispatch-Crossload | FuelCost | 0 | [6 empty] | 0.6246 | 0
LCP_Inputs_ON_Diverse_2023_04_03 | 2032 | O/CCGT - H2 New | Crossload | Electricity | PJ | Dispatch-Crossload | VOM | 0 | [6 empty] | 0.6246 | 0
LCP_Inputs_ON_Diverse_2023_04_03 | 2032 | O/CCGT - H2 New | Crossload | Electricity | QC | Dispatch-Crossload | EmissionsCost | 0 | [6 empty] | 0.6246 | 0
LCP_Inputs_ON_Diverse_2023_04_03 | 2032 | O/CCGT - H2 New | Crossload | Electricity | QC | Dispatch-Crossload | FuelCost | 0 | [6 empty] | 0.6246 | 0
LCP_Inputs_ON_Diverse_2023_04_03 | 2032 | O/CCGT - H2 New | Crossload | Electricity | QC | Dispatch-Crossload | VOM | 0 | [6 empty] | 0.6246 | 0
LCP_Inputs_ON_Diverse_2023_04_03 | 2032 | O/CCGT - H2 New | Crossload | Electricity | WC | Dispatch-Crossload | EmissionsCost | 0 | [6 empty] | 0.6246 | 0
LCP_Inputs_ON_Diverse_2023_04_03 | 2032 | O/CCGT - H2 New | Crossload | Electricity | WC | Dispatch-Crossload | FuelCost | 0 | [6 empty] | 0.6246 | 0
LCP_Inputs_ON_Diverse_2023_04_03 | 2032 | O/CCGT - H2 New | Crossload | Electricity | WC | Dispatch-Crossload | VOM | 0 | [6 empty] | 0.6246 | 0
LCP_Inputs_ON_Diverse_2023_04_03 | 2032 | SMR CCS | Crossload | Hydrogen | MI | Dispatch-Crossload | EmissionsCost | 0 | [6 empty] | 0.6246 | 0
LCP_Inputs_ON_Diverse_2023_04_03 | 2032 | SMR CCS | Crossload | Hydrogen | MI | Dispatch-Crossload | FuelCost | 0 | [6 empty] | 0.6246 | 0
LCP_Inputs_ON_Diverse_2023_04_03 | 2032 | SMR CCS | Crossload | Hydrogen | MI | Dispatch-Crossload | VOM | 0 | [6 empty] | 0.6246 | 0
LCP_Inputs_ON_Diverse_2023_04_03 | 2032 | SMR CCS | Crossload | Hydrogen | NY | Dispatch-Crossload | EmissionsCost | 0 | [6 empty] | 0.6246 | 0
LCP_Inputs_ON_Diverse_2023_04_03 | 2032 | SMR CCS | Crossload | Hydrogen | NY | Dispatch-Crossload | FuelCost | 0 | [6 empty] | 0.6246 | 0
LCP_Inputs_ON_Diverse_2023_04_03 | 2032 | SMR CCS | Crossload | Hydrogen | NY | Dispatch-Crossload | VOM | 0 | [6 empty] | 0.6246 | 0
LCP_Inputs_ON_Diverse_2023_04_03 | 2032 | SMR CCS | Crossload | Hydrogen | ON | Dispatch-Crossload | EmissionsCost | 118038153.8452 | [6 empty] | 0.6246 | 73726282.6296
LCP_Inputs_ON_Diverse_2023_04_03 | 2032 | SMR CCS | Crossload | Hydrogen | ON | Dispatch-Crossload | FuelCost | 0 | [6 empty] | 0.6246 | 0
LCP_Inputs_ON_Diverse_2023_04_03 | 2032 | SMR CCS | Crossload | Hydrogen | ON | Dispatch-Crossload | VOM | 238188620.3708 | [6 empty] | 0.6246 | 148771909.5271
LCP_Inputs_ON_Diverse_2023_04_03 | 2032 | SMR CCS | Crossload | Hydrogen | PJ | Dispatch-Crossload | EmissionsCost | 0 | [6 empty] | 0.6246 | 0
LCP_Inputs_ON_Diverse_2023_04_03 | 2032 | SMR CCS | Crossload | Hydrogen | PJ | Dispatch-Crossload | FuelCost | 0 | [6 empty] | 0.6246 | 0
LCP_Inputs_ON_Diverse_2023_04_03 | 2032 | SMR CCS | Crossload | Hydrogen | PJ | Dispatch-Crossload | VOM | 0 | [6 empty] | 0.6246 | 0
LCP_Inputs_ON_Diverse_2023_04_03 | 2032 | SMR CCS | Crossload | Hydrogen | QC | Dispatch-Crossload | EmissionsCost | 0 | [6 empty] | 0.6246 | 0
LCP_Inputs_ON_Diverse_2023_04_03 | 2032 | SMR CCS | Crossload | Hydrogen | QC | Dispatch-Crossload | FuelCost | 0 | [6 empty] | 0.6246 | 0
LCP_Inputs_ON_Diverse_2023_04_03 | 2032 | SMR CCS | Crossload | Hydrogen | QC | Dispatch-Crossload | VOM | 0 | [6 empty] | 0.6246 | 0
LCP_Inputs_ON_Diverse_2023_04_03 | 2032 | SMR CCS | Crossload | Hydrogen | WC | Dispatch-Crossload | EmissionsCost | 0 | [6 empty] | 0.6246 | 0
LCP_Inputs_ON_Diverse_2023_04_03 | 2032 | SMR CCS | Crossload | Hydrogen | WC | Dispatch-Crossload | FuelCost | 0 | [6 empty] | 0.6246 | 0
LCP_Inputs_ON_Diverse_2023_04_03 | 2032 | SMR CCS | Crossload | Hydrogen | WC | Dispatch-Crossload | VOM | 0 | [6 empty] | 0.6246 | 0
LCP_Inputs_ON_Diverse_2023_04_03 | 2032 | Solar PV | Generation | Electricity | MI | Dispatch-Generation | EmissionsCost | 0 | [6 empty] | 0.6246 | 0
LCP_Inputs_ON_Diverse_2023_04_03 | 2032 | Solar PV | Generation | Electricity | MI | Dispatch-Generation | FuelCost | 0 | [6 empty] | 0.6246 | 0
LCP_Inputs_ON_Diverse_2023_04_03 | 2032 | Solar PV | Generation | Electricity | MI | Dispatch-Generation | VOM | 0 | [6 empty] | 0.6246 | 0
LCP_Inputs_ON_Diverse_2023_04_03 | 2032 | Solar PV | Generation | Electricity | NY | Dispatch-Generation | EmissionsCost | 0 | [6 empty] | 0.6246 | 0
LCP_Inputs_ON_Diverse_2023_04_03 | 2032 | Solar PV | Generation | Electricity | NY | Dispatch-Generation | FuelCost | 0 | [6 empty] | 0.6246 | 0
LCP_Inputs_ON_Diverse_2023_04_03 | 2032 | Solar PV | Generation | Electricity | NY | Dispatch-Generation | VOM | 0 | [6 empty] | 0.6246 | 0
LCP_Inputs_ON_Diverse_2023_04_03 | 2032 | Solar PV | Generation | Electricity | ON | Dispatch-Generation | EmissionsCost | 0 | [6 empty] | 0.6246 | 0
LCP_Inputs_ON_Diverse_2023_04_03 | 2032 | Solar PV | Generation | Electricity | ON | Dispatch-Generation | FuelCost | 0 | [6 empty] | 0.6246 | 0
LCP_Inputs_ON_Diverse_2023_04_03 | 2032 | Solar PV | Generation | Electricity | ON | Dispatch-Generation | VOM | 0 | [6 empty] | 0.6246 | 0
LCP_Inputs_ON_Diverse_2023_04_03 | 2032 | Solar PV | Generation | Electricity | PJ | Dispatch-Generation | EmissionsCost | 0 | [6 empty] | 0.6246 | 0
LCP_Inputs_ON_Diverse_2023_04_03 | 2032 | Solar PV | Generation | Electricity | PJ | Dispatch-Generation | FuelCost | 0 | [6 empty] | 0.6246 | 0
LCP_Inputs_ON_Diverse_2023_04_03 | 2032 | Solar PV | Generation | Electricity | PJ | Dispatch-Generation | VOM | 0 | [6 empty] | 0.6246 | 0
LCP_Inputs_ON_Diverse_2023_04_03 | 2032 | Solar PV | Generation | Electricity | QC | Dispatch-Generation | EmissionsCost | 0 | [6 empty] | 0.6246 | 0
LCP_Inputs_ON_Diverse_2023_04_03 | 2032 | Solar PV | Generation | Electricity | QC | Dispatch-Generation | FuelCost | 0 | [6 empty] | 0.6246 | 0
LCP_Inputs_ON_Diverse_2023_04_03 | 2032 | Solar PV | Generation | Electricity | QC | Dispatch-Generation | VOM | 0 | [6 empty] | 0.6246 | 0
LCP_Inputs_ON_Diverse_2023_04_03 | 2032 | Solar PV | Generation | Electricity | WC | Dispatch-Generation | EmissionsCost | 0 | [6 empty] | 0.6246 | 0
LCP_Inputs_ON_Diverse_2023_04_03 | 2032 | Solar PV | Generation | Electricity | WC | Dispatch-Generation | FuelCost | 0 | [6 empty] | 0.6246 | 0
LCP_Inputs_ON_Diverse_2023_04_03 | 2032 | Solar PV | Generation | Electricity | WC | Dispatch-Generation | VOM | 0 | [6 empty] | 0.6246 | 0
LCP_Inputs_ON_Diverse_2023_04_03 | 2032 | Wind Offshore | Generation | Electricity | MI | Dispatch-Generation | EmissionsCost | 0 | [6 empty] | 0.6246 | 0
LCP_Inputs_ON_Diverse_2023_04_03 | 2032 | Wind Offshore | Generation | Electricity | MI | Dispatch-Generation | FuelCost | 0 | [6 empty] | 0.6246 | 0
LCP_Inputs_ON_Diverse_2023_04_03 | 2032 | Wind Offshore | Generation | Electricity | MI | Dispatch-Generation | VOM | 0 | [6 empty] | 0.6246 | 0
LCP_Inputs_ON_Diverse_2023_04_03 | 2032 | Wind Offshore | Generation | Electricity | NY | Dispatch-Generation | EmissionsCost | 0 | [6 empty] | 0.6246 | 0
LCP_Inputs_ON_Diverse_2023_04_03 | 2032 | Wind Offshore | Generation | Electricity | NY | Dispatch-Generation | FuelCost | 0 | [6 empty] | 0.6246 | 0
LCP_Inputs_ON_Diverse_2023_04_03 | 2032 | Wind Offshore | Generation | Electricity | NY | Dispatch-Generation | VOM | 0 | [6 empty] | 0.6246 | 0
LCP_Inputs_ON_Diverse_2023_04_03 | 2032 | Wind Offshore | Generation | Electricity | ON | Dispatch-Generation | EmissionsCost | 0 | [6 empty] | 0.6246 | 0
LCP_Inputs_ON_Diverse_2023_04_03 | 2032 | Wind Offshore | Generation | Electricity | ON | Dispatch-Generation | FuelCost | 0 | [6 empty] | 0.6246 | 0
LCP_Inputs_ON_Diverse_2023_04_03 | 2032 | Wind Offshore | Generation | Electricity | ON | Dispatch-Generation | VOM | 0 | [6 empty] | 0.6246 | 0
LCP_Inputs_ON_Diverse_2023_04_03 | 2032 | Wind Offshore | Generation | Electricity | PJ | Dispatch-Generation | EmissionsCost | 0 | [6 empty] | 0.6246 | 0
LCP_Inputs_ON_Diverse_2023_04_03 | 2032 | Wind Offshore | Generation | Electricity | PJ | Dispatch-Generation | FuelCost | 0 | [6 empty] | 0.6246 | 0
LCP_Inputs_ON_Diverse_2023_04_03 | 2032 | Wind Offshore | Generation | Electricity | PJ | Dispatch-Generation | VOM | 0 | [6 empty] | 0.6246 | 0
LCP_Inputs_ON_Diverse_2023_04_03 | 2032 | Wind Offshore | Generation | Electricity | QC | Dispatch-Generation | EmissionsCost | 0 | [6 empty] | 0.6246 | 0
LCP_Inputs_ON_Diverse_2023_04_03 | 2032 | Wind Offshore | Generation | Electricity | QC | Dispatch-Generation | FuelCost | 0 | [6 empty] | 0.6246 | 0
LCP_Inputs_ON_Diverse_2023_04_03 | 2032 | Wind Offshore | Generation | Electricity | QC | Dispatch-Generation | VOM | 0 | [6 empty] | 0.6246 | 0
LCP_Inputs_ON_Diverse_2023_04_03 | 2032 | Wind Offshore | Generation | Electricity | WC | Dispatch-Generation | EmissionsCost | 0 | [6 empty] | 0.6246 | 0
LCP_Inputs_ON_Diverse_2023_04_03 | 2032 | Wind Offshore | Generation | Electricity | WC | Dispatch-Generation | FuelCost | 0 | [6 empty] | 0.6246 | 0
LCP_Inputs_ON_Diverse_2023_04_03 | 2032 | Wind Offshore | Generation | Electricity | WC | Dispatch-Generation | VOM | 0 | [6 empty] | 0.6246 | 0
LCP_Inputs_ON_Diverse_2023_04_03 | 2032 | Wind Onshore | Generation | Electricity | MI | Dispatch-Generation | EmissionsCost | 0 | [6 empty] | 0.6246 | 0
LCP_Inputs_ON_Diverse_2023_04_03 | 2032 | Wind Onshore | Generation | Electricity | MI | Dispatch-Generation | FuelCost | 0 | [6 empty] | 0.6246 | 0
LCP_Inputs_ON_Diverse_2023_04_03 | 2032 | Wind Onshore | Generation | Electricity | MI | Dispatch-Generation | VOM | 0 | [6 empty] | 0.6246 | 0
LCP_Inputs_ON_Diverse_2023_04_03 | 2032 | Wind Onshore | Generation | Electricity | NY | Dispatch-Generation | EmissionsCost | 0 | [6 empty] | 0.6246 | 0
LCP_Inputs_ON_Diverse_2023_04_03 | 2032 | Wind Onshore | Generation | Electricity | NY | Dispatch-Generation | FuelCost | 0 | [6 empty] | 0.6246 | 0
LCP_Inputs_ON_Diverse_2023_04_03 | 2032 | Wind Onshore | Generation | Electricity | NY | Dispatch-Generation | VOM | 0 | [6 empty] | 0.6246 | 0
LCP_Inputs_ON_Diverse_2023_04_03 | 2032 | Wind Onshore | Generation | Electricity | ON | Dispatch-Generation | EmissionsCost | 0 | [6 empty] | 0.6246 | 0
LCP_Inputs_ON_Diverse_2023_04_03 | 2032 | Wind Onshore | Generation | Electricity | ON | Dispatch-Generation | FuelCost | 0 | [6 empty] | 0.6246 | 0
LCP_Inputs_ON_Diverse_2023_04_03 | 2032 | Wind Onshore | Generation | Electricity | ON | Dispatch-Generation | VOM | 0 | [6 empty] | 0.6246 | 0
LCP_Inputs_ON_Diverse_2023_04_03 | 2032 | Wind Onshore | Generation | Electricity | PJ | Dispatch-Generation | EmissionsCost | 0 | [6 empty] | 0.6246 | 0
LCP_Inputs_ON_Diverse_2023_04_03 | 2032 | Wind Onshore | Generation | Electricity | PJ | Dispatch-Generation | FuelCost | 0 | [6 empty] | 0.6246 | 0
LCP_Inputs_ON_Diverse_2023_04_03 | 2032 | Wind Onshore | Generation | Electricity | PJ | Dispatch-Generation | VOM | 0 | [6 empty] | 0.6246 | 0
LCP_Inputs_ON_Diverse_2023_04_03 | 2032 | Wind Onshore | Generation | Electricity | QC | Dispatch-Generation | EmissionsCost | 0 | [6 empty] | 0.6246 | 0
LCP_Inputs_ON_Diverse_2023_04_03 | 2032 | Wind Onshore | Generation | Electricity | QC | Dispatch-Generation | FuelCost | 0 | [6 empty] | 0.6246 | 0
LCP_Inputs_ON_Diverse_2023_04_03 | 2032 | Wind Onshore | Generation | Electricity | QC | Dispatch-Generation | VOM | 0 | [6 empty] | 0.6246 | 0
LCP_Inputs_ON_Diverse_2023_04_03 | 2032 | Wind Onshore | Generation | Electricity | WC | Dispatch-Generation | EmissionsCost | 0 | [6 empty] | 0.6246 | 0
LCP_Inputs_ON_Diverse_2023_04_03 | 2032 | Wind Onshore | Generation | Electricity | WC | Dispatch-Generation | FuelCost | 0 | [6 empty] | 0.6246 | 0
LCP_Inputs_ON_Diverse_2023_04_03 | 2032 | Wind Onshore | Generation | Electricity | WC | Dispatch-Generation | VOM | 0 | [6 empty] | 0.6246 | 0
LCP_Inputs_ON_Diverse_2023_04_03 | 2033 | Anaerobic Digestion | Generation | Methane | MI | Dispatch-Generation | EmissionsCost | 0 | [6 empty] | 0.60057 | 0
LCP_Inputs_ON_Diverse_2023_04_03 | 2033 | Anaerobic Digestion | Generation | Methane | MI | Dispatch-Generation | FuelCost | 0 | [6 empty] | 0.60057 | 0
LCP_Inputs_ON_Diverse_2023_04_03 | 2033 | Anaerobic Digestion | Generation | Methane | MI | Dispatch-Generation | VOM | 0 | [6 empty] | 0.60057 | 0
LCP_Inputs_ON_Diverse_2023_04_03 | 2033 | Anaerobic Digestion | Generation | Methane | NY | Dispatch-Generation | EmissionsCost | 0 | [6 empty] | 0.60057 | 0
LCP_Inputs_ON_Diverse_2023_04_03 | 2033 | Anaerobic Digestion | Generation | Methane | NY | Dispatch-Generation | FuelCost | 0 | [6 empty] | 0.60057 | 0
LCP_Inputs_ON_Diverse_2023_04_03 | 2033 | Anaerobic Digestion | Generation | Methane | NY | Dispatch-Generation | VOM | 0 | [6 empty] | 0.60057 | 0
LCP_Inputs_ON_Diverse_2023_04_03 | 2033 | Anaerobic Digestion | Generation | Methane | ON | Dispatch-Generation | EmissionsCost | 1840449.9197 | [6 empty] | 0.60057 | 1105326.5286
LCP_Inputs_ON_Diverse_2023_04_03 | 2033 | Anaerobic Digestion | Generation | Methane | ON | Dispatch-Generation | FuelCost | 0 | [6 empty] | 0.60057 | 0
LCP_Inputs_ON_Diverse_2023_04_03 | 2033 | Anaerobic Digestion | Generation | Methane | ON | Dispatch-Generation | VOM | 862230000 | [6 empty] | 0.60057 | 517832994.2879
LCP_Inputs_ON_Diverse_2023_04_03 | 2033 | Anaerobic Digestion | Generation | Methane | PJ | Dispatch-Generation | EmissionsCost | 0 | [6 empty] | 0.60057 | 0
LCP_Inputs_ON_Diverse_2023_04_03 | 2033 | Anaerobic Digestion | Generation | Methane | PJ | Dispatch-Generation | FuelCost | 0 | [6 empty] | 0.60057 | 0
LCP_Inputs_ON_Diverse_2023_04_03 | 2033 | Anaerobic Digestion | Generation | Methane | PJ | Dispatch-Generation | VOM | 0 | [6 empty] | 0.60057 | 0
LCP_Inputs_ON_Diverse_2023_04_03 | 2033 | Anaerobic Digestion | Generation | Methane | QC | Dispatch-Generation | EmissionsCost | 0 | [6 empty] | 0.60057 | 0
LCP_Inputs_ON_Diverse_2023_04_03 | 2033 | Anaerobic Digestion | Generation | Methane | QC | Dispatch-Generation | FuelCost | 0 | [6 empty] | 0.60057 | 0
LCP_Inputs_ON_Diverse_2023_04_03 | 2033 | Anaerobic Digestion | Generation | Methane | QC | Dispatch-Generation | VOM | 0 | [6 empty] | 0.60057 | 0
LCP_Inputs_ON_Diverse_2023_04_03 | 2033 | Anaerobic Digestion | Generation | Methane | WC | Dispatch-Generation | EmissionsCost | 0 | [6 empty] | 0.60057 | 0
LCP_Inputs_ON_Diverse_2023_04_03 | 2033 | Anaerobic Digestion | Generation | Methane | WC | Dispatch-Generation | FuelCost | 0 | [6 empty] | 0.60057 | 0
LCP_Inputs_ON_Diverse_2023_04_03 | 2033 | Anaerobic Digestion | Generation | Methane | WC | Dispatch-Generation | VOM | 0 | [6 empty] | 0.60057 | 0
LCP_Inputs_ON_Diverse_2023_04_03 | 2033 | Battery Storage | Storage | Electricity | MI | Dispatch-Storage | EmissionsCost | 0 | [6 empty] | 0.60057 | 0
LCP_Inputs_ON_Diverse_2023_04_03 | 2033 | Battery Storage | Storage | Electricity | MI | Dispatch-Storage | FuelCost | 0 | [6 empty] | 0.60057 | 0
LCP_Inputs_ON_Diverse_2023_04_03 | 2033 | Battery Storage | Storage | Electricity | MI | Dispatch-Storage | VOM | 0 | [6 empty] | 0.60057 | 0
LCP_Inputs_ON_Diverse_2023_04_03 | 2033 | Battery Storage | Storage | Electricity | NY | Dispatch-Storage | EmissionsCost | 0 | [6 empty] | 0.60057 | 0
LCP_Inputs_ON_Diverse_2023_04_03 | 2033 | Battery Storage | Storage | Electricity | NY | Dispatch-Storage | FuelCost | 0 | [6 empty] | 0.60057 | 0
LCP_Inputs_ON_Diverse_2023_04_03 | 2033 | Battery Storage | Storage | Electricity | NY | Dispatch-Storage | VOM | 0 | [6 empty] | 0.60057 | 0
LCP_Inputs_ON_Diverse_2023_04_03 | 2033 | Battery Storage | Storage | Electricity | ON | Dispatch-Storage | EmissionsCost | 0 | [6 empty] | 0.60057 | 0
LCP_Inputs_ON_Diverse_2023_04_03 | 2033 | Battery Storage | Storage | Electricity | ON | Dispatch-Storage | FuelCost | 0 | [6 empty] | 0.60057 | 0
LCP_Inputs_ON_Diverse_2023_04_03 | 2033 | Battery Storage | Storage | Electricity | ON | Dispatch-Storage | VOM | 0 | [6 empty] | 0.60057 | 0
LCP_Inputs_ON_Diverse_2023_04_03 | 2033 | Battery Storage | Storage | Electricity | PJ | Dispatch-Storage | EmissionsCost | 0 | [6 empty] | 0.60057 | 0
LCP_Inputs_ON_Diverse_2023_04_03 | 2033 | Battery Storage | Storage | Electricity | PJ | Dispatch-Storage | FuelCost | 0 | [6 empty] | 0.60057 | 0
LCP_Inputs_ON_Diverse_2023_04_03 | 2033 | Battery Storage | Storage | Electricity | PJ | Dispatch-Storage | VOM | 0 | [6 empty] | 0.60057 | 0
LCP_Inputs_ON_Diverse_2023_04_03 | 2033 | Battery Storage | Storage | Electricity | QC | Dispatch-Storage | EmissionsCost | 0 | [6 empty] | 0.60057 | 0
LCP_Inputs_ON_Diverse_2023_04_03 | 2033 | Battery Storage | Storage | Electricity | QC | Dispatch-Storage | FuelCost | 0 | [6 empty] | 0.60057 | 0
LCP_Inputs_ON_Diverse_2023_04_03 | 2033 | Battery Storage | Storage | Electricity | QC | Dispatch-Storage | VOM | 0 | [6 empty] | 0.60057 | 0
LCP_Inputs_ON_Diverse_2023_04_03 | 2033 | Battery Storage | Storage | Electricity | WC | Dispatch-Storage | EmissionsCost | 0 | [6 empty] | 0.60057 | 0
LCP_Inputs_ON_Diverse_2023_04_03 | 2033 | Battery Storage | Storage | Electricity | WC | Dispatch-Storage | FuelCost | 0 | [6 empty] | 0.60057 | 0
LCP_Inputs_ON_Diverse_2023_04_03 | 2033 | Battery Storage | Storage | Electricity | WC | Dispatch-Storage | VOM | 0 | [6 empty] | 0.60057 | 0
LCP_Inputs_ON_Diverse_2023_04_03 | 2033 | Biomass | Generation | Electricity | MI | Dispatch-Generation | EmissionsCost | 0 | [6 empty] | 0.60057 | 0
LCP_Inputs_ON_Diverse_2023_04_03 | 2033 | Biomass | Generation | Electricity | MI | Dispatch-Generation | FuelCost | 0 | [6 empty] | 0.60057 | 0
LCP_Inputs_ON_Diverse_2023_04_03 | 2033 | Biomass | Generation | Electricity | MI | Dispatch-Generation | VOM | 0 | [6 empty] | 0.60057 | 0
LCP_Inputs_ON_Diverse_2023_04_03 | 2033 | Biomass | Generation | Electricity | NY | Dispatch-Generation | EmissionsCost | 0 | [6 empty] | 0.60057 | 0
LCP_Inputs_ON_Diverse_2023_04_03 | 2033 | Biomass | Generation | Electricity | NY | Dispatch-Generation | FuelCost | 0 | [6 empty] | 0.60057 | 0
LCP_Inputs_ON_Diverse_2023_04_03 | 2033 | Biomass | Generation | Electricity | NY | Dispatch-Generation | VOM | 0 | [6 empty] | 0.60057 | 0
LCP_Inputs_ON_Diverse_2023_04_03 | 2033 | Biomass | Generation | Electricity | ON | Dispatch-Generation | EmissionsCost | 0 | [6 empty] | 0.60057 | 0
LCP_Inputs_ON_Diverse_2023_04_03 | 2033 | Biomass | Generation | Electricity | ON | Dispatch-Generation | FuelCost | 0 | [6 empty] | 0.60057 | 0
LCP_Inputs_ON_Diverse_2023_04_03 | 2033 | Biomass | Generation | Electricity | ON | Dispatch-Generation | VOM | 0 | [6 empty] | 0.60057 | 0
LCP_Inputs_ON_Diverse_2023_04_03 | 2033 | Biomass | Generation | Electricity | PJ | Dispatch-Generation | EmissionsCost | 0 | [6 empty] | 0.60057 | 0
LCP_Inputs_ON_Diverse_2023_04_03 | 2033 | Biomass | Generation | Electricity | PJ | Dispatch-Generation | FuelCost | 0 | [6 empty] | 0.60057 | 0
LCP_Inputs_ON_Diverse_2023_04_03 | 2033 | Biomass | Generation | Electricity | PJ | Dispatch-Generation | VOM | 0 | [6 empty] | 0.60057 | 0
LCP_Inputs_ON_Diverse_2023_04_03 | 2033 | Biomass | Generation | Electricity | QC | Dispatch-Generation | EmissionsCost | 0 | [6 empty] | 0.60057 | 0
LCP_Inputs_ON_Diverse_2023_04_03 | 2033 | Biomass | Generation | Electricity | QC | Dispatch-Generation | FuelCost | 31690.6798 | [6 empty] | 0.60057 | 19032.6011
LCP_Inputs_ON_Diverse_2023_04_03 | 2033 | Biomass | Generation | Electricity | QC | Dispatch-Generation | VOM | 406.6971 | [6 empty] | 0.60057 | 244.2517
LCP_Inputs_ON_Diverse_2023_04_03 | 2033 | Biomass | Generation | Electricity | WC | Dispatch-Generation | EmissionsCost | 0 | [6 empty] | 0.60057 | 0
LCP_Inputs_ON_Diverse_2023_04_03 | 2033 | Biomass | Generation | Electricity | WC | Dispatch-Generation | FuelCost | 0 | [6 empty] | 0.60057 | 0
LCP_Inputs_ON_Diverse_2023_04_03 | 2033 | Biomass | Generation | Electricity | WC | Dispatch-Generation | VOM | 0 | [6 empty] | 0.60057 | 0
LCP_Inputs_ON_Diverse_2023_04_03 | 2033 | Biomass + CCS | Generation | Electricity | MI | Dispatch-Generation | EmissionsCost | 0 | [6 empty] | 0.60057 | 0
LCP_Inputs_ON_Diverse_2023_04_03 | 2033 | Biomass + CCS | Generation | Electricity | MI | Dispatch-Generation | FuelCost | 0 | [6 empty] | 0.60057 | 0
LCP_Inputs_ON_Diverse_2023_04_03 | 2033 | Biomass + CCS | Generation | Electricity | MI | Dispatch-Generation | VOM | 0 | [6 empty] | 0.60057 | 0
LCP_Inputs_ON_Diverse_2023_04_03 | 2033 | Biomass + CCS | Generation | Electricity | NY | Dispatch-Generation | EmissionsCost | 0 | [6 empty] | 0.60057 | 0
LCP_Inputs_ON_Diverse_2023_04_03 | 2033 | Biomass + CCS | Generation | Electricity | NY | Dispatch-Generation | FuelCost | 0 | [6 empty] | 0.60057 | 0
LCP_Inputs_ON_Diverse_2023_04_03 | 2033 | Biomass + CCS | Generation | Electricity | NY | Dispatch-Generation | VOM | 0 | [6 empty] | 0.60057 | 0
LCP_Inputs_ON_Diverse_2023_04_03 | 2033 | Biomass + CCS | Generation | Electricity | ON | Dispatch-Generation | EmissionsCost | 0 | [6 empty] | 0.60057 | 0
LCP_Inputs_ON_Diverse_2023_04_03 | 2033 | Biomass + CCS | Generation | Electricity | ON | Dispatch-Generation | FuelCost | 0 | [6 empty] | 0.60057 | 0
LCP_Inputs_ON_Diverse_2023_04_03 | 2033 | Biomass + CCS | Generation | Electricity | ON | Dispatch-Generation | VOM | 0 | [6 empty] | 0.60057 | 0
LCP_Inputs_ON_Diverse_2023_04_03 | 2033 | Biomass + CCS | Generation | Electricity | PJ | Dispatch-Generation | EmissionsCost | 0 | [6 empty] | 0.60057 | 0
LCP_Inputs_ON_Diverse_2023_04_03 | 2033 | Biomass + CCS | Generation | Electricity | PJ | Dispatch-Generation | FuelCost | 0 | [6 empty] | 0.60057 | 0
LCP_Inputs_ON_Diverse_2023_04_03 | 2033 | Biomass + CCS | Generation | Electricity | PJ | Dispatch-Generation | VOM | 0 | [6 empty] | 0.60057 | 0
LCP_Inputs_ON_Diverse_2023_04_03 | 2033 | Biomass + CCS | Generation | Electricity | QC | Dispatch-Generation | EmissionsCost | 0 | [6 empty] | 0.60057 | 0
LCP_Inputs_ON_Diverse_2023_04_03 | 2033 | Biomass + CCS | Generation | Electricity | QC | Dispatch-Generation | FuelCost | 0 | [6 empty] | 0.60057 | 0
LCP_Inputs_ON_Diverse_2023_04_03 | 2033 | Biomass + CCS | Generation | Electricity | QC | Dispatch-Generation | VOM | 0 | [6 empty] | 0.60057 | 0
LCP_Inputs_ON_Diverse_2023_04_03 | 2033 | Biomass + CCS | Generation | Electricity | WC | Dispatch-Generation | EmissionsCost | 0 | [6 empty] | 0.60057 | 0
LCP_Inputs_ON_Diverse_2023_04_03 | 2033 | Biomass + CCS | Generation | Electricity | WC | Dispatch-Generation | FuelCost | 0 | [6 empty] | 0.60057 | 0
LCP_Inputs_ON_Diverse_2023_04_03 | 2033 | Biomass + CCS | Generation | Electricity | WC | Dispatch-Generation | VOM | 0 | [6 empty] | 0.60057 | 0
LCP_Inputs_ON_Diverse_2023_04_03 | 2033 | CH4 + CCS | Generation | Methane | MI | Dispatch-Generation | EmissionsCost | 0 | [6 empty] | 0.60057 | 0
LCP_Inputs_ON_Diverse_2023_04_03 | 2033 | CH4 + CCS | Generation | Methane | MI | Dispatch-Generation | FuelCost | 0 | [6 empty] | 0.60057 | 0
LCP_Inputs_ON_Diverse_2023_04_03 | 2033 | CH4 + CCS | Generation | Methane | MI | Dispatch-Generation | VOM | 0 | [6 empty] | 0.60057 | 0
LCP_Inputs_ON_Diverse_2023_04_03 | 2033 | CH4 + CCS | Generation | Methane | NY | Dispatch-Generation | EmissionsCost | 0 | [6 empty] | 0.60057 | 0
LCP_Inputs_ON_Diverse_2023_04_03 | 2033 | CH4 + CCS | Generation | Methane | NY | Dispatch-Generation | FuelCost | 0 | [6 empty] | 0.60057 | 0
LCP_Inputs_ON_Diverse_2023_04_03 | 2033 | CH4 + CCS | Generation | Methane | NY | Dispatch-Generation | VOM | 0 | [6 empty] | 0.60057 | 0
LCP_Inputs_ON_Diverse_2023_04_03 | 2033 | CH4 + CCS | Generation | Methane | ON | Dispatch-Generation | EmissionsCost | 36250644.3017 | [6 empty] | 0.60057 | 21771197.5733
LCP_Inputs_ON_Diverse_2023_04_03 | 2033 | CH4 + CCS | Generation | Methane | ON | Dispatch-Generation | FuelCost | 171398728.1399 | [6 empty] | 0.60057 | 102937634.5173
LCP_Inputs_ON_Diverse_2023_04_03 | 2033 | CH4 + CCS | Generation | Methane | ON | Dispatch-Generation | VOM | 19178821.6667 | [6 empty] | 0.60057 | 11518303.2956
LCP_Inputs_ON_Diverse_2023_04_03 | 2033 | CH4 + CCS | Generation | Methane | PJ | Dispatch-Generation | EmissionsCost | 0 | [6 empty] | 0.60057 | 0
LCP_Inputs_ON_Diverse_2023_04_03 | 2033 | CH4 + CCS | Generation | Methane | PJ | Dispatch-Generation | FuelCost | 0 | [6 empty] | 0.60057 | 0
LCP_Inputs_ON_Diverse_2023_04_03 | 2033 | CH4 + CCS | Generation | Methane | PJ | Dispatch-Generation | VOM | 0 | [6 empty] | 0.60057 | 0
LCP_Inputs_ON_Diverse_2023_04_03 | 2033 | CH4 + CCS | Generation | Methane | QC | Dispatch-Generation | EmissionsCost | 0 | [6 empty] | 0.60057 | 0
LCP_Inputs_ON_Diverse_2023_04_03 | 2033 | CH4 + CCS | Generation | Methane | QC | Dispatch-Generation | FuelCost | 0 | [6 empty] | 0.60057 | 0
LCP_Inputs_ON_Diverse_2023_04_03 | 2033 | CH4 + CCS | Generation | Methane | QC | Dispatch-Generation | VOM | 0 | [6 empty] | 0.60057 | 0
LCP_Inputs_ON_Diverse_2023_04_03 | 2033 | CH4 + CCS | Generation | Methane | WC | Dispatch-Generation | EmissionsCost | 0 | [6 empty] | 0.60057 | 0
LCP_Inputs_ON_Diverse_2023_04_03 | 2033 | CH4 + CCS | Generation | Methane | WC | Dispatch-Generation | FuelCost | 0 | [6 empty] | 0.60057 | 0
LCP_Inputs_ON_Diverse_2023_04_03 | 2033 | CH4 + CCS | Generation | Methane | WC | Dispatch-Generation | VOM | 0 | [6 empty] | 0.60057 | 0
LCP_Inputs_ON_Diverse_2023_04_03 | 2033 | CH4 Import - NY 2020 | Import | Methane | MI | Dispatch-Import | EmissionsCost | 0 | [6 empty] | 0.60057 | 0
LCP_Inputs_ON_Diverse_2023_04_03 | 2033 | CH4 Import - NY 2020 | Import | Methane | MI | Dispatch-Import | FuelCost | 0 | [6 empty] | 0.60057 | 0
LCP_Inputs_ON_Diverse_2023_04_03 | 2033 | CH4 Import - NY 2020 | Import | Methane | MI | Dispatch-Import | VOM | 0 | [6 empty] | 0.60057 | 0
LCP_Inputs_ON_Diverse_2023_04_03 | 2033 | CH4 Import - NY 2020 | Import | Methane | NY | Dispatch-Import | EmissionsCost | 0 | [6 empty] | 0.60057 | 0
LCP_Inputs_ON_Diverse_2023_04_03 | 2033 | CH4 Import - NY 2020 | Import | Methane | NY | Dispatch-Import | FuelCost | 0 | [6 empty] | 0.60057 | 0
LCP_Inputs_ON_Diverse_2023_04_03 | 2033 | CH4 Import - NY 2020 | Import | Methane | NY | Dispatch-Import | VOM | 0 | [6 empty] | 0.60057 | 0
LCP_Inputs_ON_Diverse_2023_04_03 | 2033 | CH4 Import - NY 2020 | Import | Methane | ON | Dispatch-Import | EmissionsCost | 0 | [6 empty] | 0.60057 | 0
LCP_Inputs_ON_Diverse_2023_04_03 | 2033 | CH4 Import - NY 2020 | Import | Methane | ON | Dispatch-Import | FuelCost | 0 | [6 empty] | 0.60057 | 0
LCP_Inputs_ON_Diverse_2023_04_03 | 2033 | CH4 Import - NY 2020 | Import | Methane | ON | Dispatch-Import | VOM | 0 | [6 empty] | 0.60057 | 0
LCP_Inputs_ON_Diverse_2023_04_03 | 2033 | CH4 Import - NY 2020 | Import | Methane | PJ | Dispatch-Import | EmissionsCost | 0 | [6 empty] | 0.60057 | 0
LCP_Inputs_ON_Diverse_2023_04_03 | 2033 | CH4 Import - NY 2020 | Import | Methane | PJ | Dispatch-Import | FuelCost | 0 | [6 empty] | 0.60057 | 0
LCP_Inputs_ON_Diverse_2023_04_03 | 2033 | CH4 Import - NY 2020 | Import | Methane | PJ | Dispatch-Import | VOM | 0 | [6 empty] | 0.60057 | 0
LCP_Inputs_ON_Diverse_2023_04_03 | 2033 | CH4 Import - NY 2020 | Import | Methane | QC | Dispatch-Import | EmissionsCost | 0 | [6 empty] | 0.60057 | 0
LCP_Inputs_ON_Diverse_2023_04_03 | 2033 | CH4 Import - NY 2020 | Import | Methane | QC | Dispatch-Import | FuelCost | 0 | [6 empty] | 0.60057 | 0
LCP_Inputs_ON_Diverse_2023_04_03 | 2033 | CH4 Import - NY 2020 | Import | Methane | QC | Dispatch-Import | VOM | 0 | [6 empty] | 0.60057 | 0
LCP_Inputs_ON_Diverse_2023_04_03 | 2033 | CH4 Import - NY 2020 | Import | Methane | WC | Dispatch-Import | EmissionsCost | 0 | [6 empty] | 0.60057 | 0
LCP_Inputs_ON_Diverse_2023_04_03 | 2033 | CH4 Import - NY 2020 | Import | Methane | WC | Dispatch-Import | FuelCost | 0 | [6 empty] | 0.60057 | 0
LCP_Inputs_ON_Diverse_2023_04_03 | 2033 | CH4 Import - NY 2020 | Import | Methane | WC | Dispatch-Import | VOM | 0 | [6 empty] | 0.60057 | 0
LCP_Inputs_ON_Diverse_2023_04_03 | 2033 | CH4 Import - NY 2030 | Import | Methane | MI | Dispatch-Import | EmissionsCost | 0 | [6 empty] | 0.60057 | 0
LCP_Inputs_ON_Diverse_2023_04_03 | 2033 | CH4 Import - NY 2030 | Import | Methane | MI | Dispatch-Import | FuelCost | 0 | [6 empty] | 0.60057 | 0
LCP_Inputs_ON_Diverse_2023_04_03 | 2033 | CH4 Import - NY 2030 | Import | Methane | MI | Dispatch-Import | VOM | 0 | [6 empty] | 0.60057 | 0
LCP_Inputs_ON_Diverse_2023_04_03 | 2033 | CH4 Import - NY 2030 | Import | Methane | NY | Dispatch-Import | EmissionsCost | 1400246087.116 | [6 empty] | 0.60057 | 840951514.1333
LCP_Inputs_ON_Diverse_2023_04_03 | 2033 | CH4 Import - NY 2030 | Import | Methane | NY | Dispatch-Import | FuelCost | 644356120.8267 | [6 empty] | 0.60057 | 386983588.4108
LCP_Inputs_ON_Diverse_2023_04_03 | 2033 | CH4 Import - NY 2030 | Import | Methane | NY | Dispatch-Import | VOM | 0 | [6 empty] | 0.60057 | 0
LCP_Inputs_ON_Diverse_2023_04_03 | 2033 | CH4 Import - NY 2030 | Import | Methane | ON | Dispatch-Import | EmissionsCost | 0 | [6 empty] | 0.60057 | 0
LCP_Inputs_ON_Diverse_2023_04_03 | 2033 | CH4 Import - NY 2030 | Import | Methane | ON | Dispatch-Import | FuelCost | 0 | [6 empty] | 0.60057 | 0
LCP_Inputs_ON_Diverse_2023_04_03 | 2033 | CH4 Import - NY 2030 | Import | Methane | ON | Dispatch-Import | VOM | 0 | [6 empty] | 0.60057 | 0
LCP_Inputs_ON_Diverse_2023_04_03 | 2033 | CH4 Import - NY 2030 | Import | Methane | PJ | Dispatch-Import | EmissionsCost | 0 | [6 empty] | 0.60057 | 0
LCP_Inputs_ON_Diverse_2023_04_03 | 2033 | CH4 Import - NY 2030 | Import | Methane | PJ | Dispatch-Import | FuelCost | 0 | [6 empty] | 0.60057 | 0
LCP_Inputs_ON_Diverse_2023_04_03 | 2033 | CH4 Import - NY 2030 | Import | Methane | PJ | Dispatch-Import | VOM | 0 | [6 empty] | 0.60057 | 0
LCP_Inputs_ON_Diverse_2023_04_03 | 2033 | CH4 Import - NY 2030 | Import | Methane | QC | Dispatch-Import | EmissionsCost | 0 | [6 empty] | 0.60057 | 0
LCP_Inputs_ON_Diverse_2023_04_03 | 2033 | CH4 Import - NY 2030 | Import | Methane | QC | Dispatch-Import | FuelCost | 0 | [6 empty] | 0.60057 | 0
LCP_Inputs_ON_Diverse_2023_04_03 | 2033 | CH4 Import - NY 2030 | Import | Methane | QC | Dispatch-Import | VOM | 0 | [6 empty] | 0.60057 | 0
LCP_Inputs_ON_Diverse_2023_04_03 | 2033 | CH4 Import - NY 2030 | Import | Methane | WC | Dispatch-Import | EmissionsCost | 0 | [6 empty] | 0.60057 | 0
LCP_Inputs_ON_Diverse_2023_04_03 | 2033 | CH4 Import - NY 2030 | Import | Methane | WC | Dispatch-Import | FuelCost | 0 | [6 empty] | 0.60057 | 0
LCP_Inputs_ON_Diverse_2023_04_03 | 2033 | CH4 Import - NY 2030 | Import | Methane | WC | Dispatch-Import | VOM | 0 | [6 empty] | 0.60057 | 0
LCP_Inputs_ON_Diverse_2023_04_03 | 2033 | CH4 Import - NY 2040 | Import | Methane | MI | Dispatch-Import | EmissionsCost | 0 | [6 empty] | 0.60057 | 0
LCP_Inputs_ON_Diverse_2023_04_03 | 2033 | CH4 Import - NY 2040 | Import | Methane | MI | Dispatch-Import | FuelCost | 0 | [6 empty] | 0.60057 | 0
LCP_Inputs_ON_Diverse_2023_04_03 | 2033 | CH4 Import - NY 2040 | Import | Methane | MI | Dispatch-Import | VOM | 0 | [6 empty] | 0.60057 | 0
LCP_Inputs_ON_Diverse_2023_04_03 | 2033 | CH4 Import - NY 2040 | Import | Methane | NY | Dispatch-Import | EmissionsCost | 0 | [6 empty] | 0.60057 | 0
LCP_Inputs_ON_Diverse_2023_04_03 | 2033 | CH4 Import - NY 2040 | Import | Methane | NY | Dispatch-Import | FuelCost | 0 | [6 empty] | 0.60057 | 0
LCP_Inputs_ON_Diverse_2023_04_03 | 2033 | CH4 Import - NY 2040 | Import | Methane | NY | Dispatch-Import | VOM | 0 | [6 empty] | 0.60057 | 0
LCP_Inputs_ON_Diverse_2023_04_03 | 2033 | CH4 Import - NY 2040 | Import | Methane | ON | Dispatch-Import | EmissionsCost | 0 | [6 empty] | 0.60057 | 0
LCP_Inputs_ON_Diverse_2023_04_03 | 2033 | CH4 Import - NY 2040 | Import | Methane | ON | Dispatch-Import | FuelCost | 0 | [6 empty] | 0.60057 | 0
LCP_Inputs_ON_Diverse_2023_04_03 | 2033 | CH4 Import - NY 2040 | Import | Methane | ON | Dispatch-Import | VOM | 0 | [6 empty] | 0.60057 | 0
LCP_Inputs_ON_Diverse_2023_04_03 | 2033 | CH4 Import - NY 2040 | Import | Methane | PJ | Dispatch-Import | EmissionsCost | 0 | [6 empty] | 0.60057 | 0
LCP_Inputs_ON_Diverse_2023_04_03 | 2033 | CH4 Import - NY 2040 | Import | Methane | PJ | Dispatch-Import | FuelCost | 0 | [6 empty] | 0.60057 | 0
LCP_Inputs_ON_Diverse_2023_04_03 | 2033 | CH4 Import - NY 2040 | Import | Methane | PJ | Dispatch-Import | VOM | 0 | [6 empty] | 0.60057 | 0
LCP_Inputs_ON_Diverse_2023_04_03 | 2033 | CH4 Import - NY 2040 | Import | Methane | QC | Dispatch-Import | EmissionsCost | 0 | [6 empty] | 0.60057 | 0
LCP_Inputs_ON_Diverse_2023_04_03 | 2033 | CH4 Import - NY 2040 | Import | Methane | QC | Dispatch-Import | FuelCost | 0 | [6 empty] | 0.60057 | 0
LCP_Inputs_ON_Diverse_2023_04_03 | 2033 | CH4 Import - NY 2040 | Import | Methane | QC | Dispatch-Import | VOM | 0 | [6 empty] | 0.60057 | 0
LCP_Inputs_ON_Diverse_2023_04_03 | 2033 | CH4 Import - NY 2040 | Import | Methane | WC | Dispatch-Import | EmissionsCost | 0 | [6 empty] | 0.60057 | 0
LCP_Inputs_ON_Diverse_2023_04_03 | 2033 | CH4 Import - NY 2040 | Import | Methane | WC | Dispatch-Import | FuelCost | 0 | [6 empty] | 0.60057 | 0
LCP_Inputs_ON_Diverse_2023_04_03 | 2033 | CH4 Import - NY 2040 | Import | Methane | WC | Dispatch-Import | VOM | 0 | [6 empty] | 0.60057 | 0
LCP_Inputs_ON_Diverse_2023_04_03 | 2033 | CH4 Import - NY 2050 | Import | Methane | MI | Dispatch-Import | EmissionsCost | 0 | [6 empty] | 0.60057 | 0
LCP_Inputs_ON_Diverse_2023_04_03 | 2033 | CH4 Import - NY 2050 | Import | Methane | MI | Dispatch-Import | FuelCost | 0 | [6 empty] | 0.60057 | 0
LCP_Inputs_ON_Diverse_2023_04_03 | 2033 | CH4 Import - NY 2050 | Import | Methane | MI | Dispatch-Import | VOM | 0 | [6 empty] | 0.60057 | 0
LCP_Inputs_ON_Diverse_2023_04_03 | 2033 | CH4 Import - NY 2050 | Import | Methane | NY | Dispatch-Import | EmissionsCost | 0 | [6 empty] | 0.60057 | 0
LCP_Inputs_ON_Diverse_2023_04_03 | 2033 | CH4 Import - NY 2050 | Import | Methane | NY | Dispatch-Import | FuelCost | 0 | [6 empty] | 0.60057 | 0
LCP_Inputs_ON_Diverse_2023_04_03 | 2033 | CH4 Import - NY 2050 | Import | Methane | NY | Dispatch-Import | VOM | 0 | [6 empty] | 0.60057 | 0
LCP_Inputs_ON_Diverse_2023_04_03 | 2033 | CH4 Import - NY 2050 | Import | Methane | ON | Dispatch-Import | EmissionsCost | 0 | [6 empty] | 0.60057 | 0
LCP_Inputs_ON_Diverse_2023_04_03 | 2033 | CH4 Import - NY 2050 | Import | Methane | ON | Dispatch-Import | FuelCost | 0 | [6 empty] | 0.60057 | 0
LCP_Inputs_ON_Diverse_2023_04_03 | 2033 | CH4 Import - NY 2050 | Import | Methane | ON | Dispatch-Import | VOM | 0 | [6 empty] | 0.60057 | 0
LCP_Inputs_ON_Diverse_2023_04_03 | 2033 | CH4 Import - NY 2050 | Import | Methane | PJ | Dispatch-Import | EmissionsCost | 0 | [6 empty] | 0.60057 | 0
LCP_Inputs_ON_Diverse_2023_04_03 | 2033 | CH4 Import - NY 2050 | Import | Methane | PJ | Dispatch-Import | FuelCost | 0 | [6 empty] | 0.60057 | 0
LCP_Inputs_ON_Diverse_2023_04_03 | 2033 | CH4 Import - NY 2050 | Import | Methane | PJ | Dispatch-Import | VOM | 0 | [6 empty] | 0.60057 | 0
LCP_Inputs_ON_Diverse_2023_04_03 | 2033 | CH4 Import - NY 2050 | Import | Methane | QC | Dispatch-Import | EmissionsCost | 0 | [6 empty] | 0.60057 | 0
LCP_Inputs_ON_Diverse_2023_04_03 | 2033 | CH4 Import - NY 2050 | Import | Methane | QC | Dispatch-Import | FuelCost | 0 | [6 empty] | 0.60057 | 0
LCP_Inputs_ON_Diverse_2023_04_03 | 2033 | CH4 Import - NY 2050 | Import | Methane | QC | Dispatch-Import | VOM | 0 | [6 empty] | 0.60057 | 0
LCP_Inputs_ON_Diverse_2023_04_03 | 2033 | CH4 Import - NY 2050 | Import | Methane | WC | Dispatch-Import | EmissionsCost | 0 | [6 empty] | 0.60057 | 0
LCP_Inputs_ON_Diverse_2023_04_03 | 2033 | CH4 Import - NY 2050 | Import | Methane | WC | Dispatch-Import | FuelCost | 0 | [6 empty] | 0.60057 | 0
LCP_Inputs_ON_Diverse_2023_04_03 | 2033 | CH4 Import - NY 2050 | Import | Methane | WC | Dispatch-Import | VOM | 0 | [6 empty] | 0.60057 | 0
LCP_Inputs_ON_Diverse_2023_04_03 | 2033 | CH4 Import - WC 2020 | Import | Methane | MI | Dispatch-Import | EmissionsCost | 0 | [6 empty] | 0.60057 | 0
LCP_Inputs_ON_Diverse_2023_04_03 | 2033 | CH4 Import - WC 2020 | Import | Methane | MI | Dispatch-Import | FuelCost | 0 | [6 empty] | 0.60057 | 0
LCP_Inputs_ON_Diverse_2023_04_03 | 2033 | CH4 Import - WC 2020 | Import | Methane | MI | Dispatch-Import | VOM | 0 | [6 empty] | 0.60057 | 0
LCP_Inputs_ON_Diverse_2023_04_03 | 2033 | CH4 Import - WC 2020 | Import | Methane | NY | Dispatch-Import | EmissionsCost | 0 | [6 empty] | 0.60057 | 0
LCP_Inputs_ON_Diverse_2023_04_03 | 2033 | CH4 Import - WC 2020 | Import | Methane | NY | Dispatch-Import | FuelCost | 0 | [6 empty] | 0.60057 | 0
LCP_Inputs_ON_Diverse_2023_04_03 | 2033 | CH4 Import - WC 2020 | Import | Methane | NY | Dispatch-Import | VOM | 0 | [6 empty] | 0.60057 | 0
LCP_Inputs_ON_Diverse_2023_04_03 | 2033 | CH4 Import - WC 2020 | Import | Methane | ON | Dispatch-Import | EmissionsCost | 0 | [6 empty] | 0.60057 | 0
LCP_Inputs_ON_Diverse_2023_04_03 | 2033 | CH4 Import - WC 2020 | Import | Methane | ON | Dispatch-Import | FuelCost | 0 | [6 empty] | 0.60057 | 0
LCP_Inputs_ON_Diverse_2023_04_03 | 2033 | CH4 Import - WC 2020 | Import | Methane | ON | Dispatch-Import | VOM | 0 | [6 empty] | 0.60057 | 0
LCP_Inputs_ON_Diverse_2023_04_03 | 2033 | CH4 Import - WC 2020 | Import | Methane | PJ | Dispatch-Import | EmissionsCost | 0 | [6 empty] | 0.60057 | 0
LCP_Inputs_ON_Diverse_2023_04_03 | 2033 | CH4 Import - WC 2020 | Import | Methane | PJ | Dispatch-Import | FuelCost | 0 | [6 empty] | 0.60057 | 0
LCP_Inputs_ON_Diverse_2023_04_03 | 2033 | CH4 Import - WC 2020 | Import | Methane | PJ | Dispatch-Import | VOM | 0 | [6 empty] | 0.60057 | 0
LCP_Inputs_ON_Diverse_2023_04_03 | 2033 | CH4 Import - WC 2020 | Import | Methane | QC | Dispatch-Import | EmissionsCost | 0 | [6 empty] | 0.60057 | 0
LCP_Inputs_ON_Diverse_2023_04_03 | 2033 | CH4 Import - WC 2020 | Import | Methane | QC | Dispatch-Import | FuelCost | 0 | [6 empty] | 0.60057 | 0
LCP_Inputs_ON_Diverse_2023_04_03 | 2033 | CH4 Import - WC 2020 | Import | Methane | QC | Dispatch-Import | VOM | 0 | [6 empty] | 0.60057 | 0
LCP_Inputs_ON_Diverse_2023_04_03 | 2033 | CH4 Import - WC 2020 | Import | Methane | WC | Dispatch-Import | EmissionsCost | 0 | [6 empty] | 0.60057 | 0
LCP_Inputs_ON_Diverse_2023_04_03 | 2033 | CH4 Import - WC 2020 | Import | Methane | WC | Dispatch-Import | FuelCost | 0 | [6 empty] | 0.60057 | 0
LCP_Inputs_ON_Diverse_2023_04_03 | 2033 | CH4 Import - WC 2020 | Import | Methane | WC | Dispatch-Import | VOM | 0 | [6 empty] | 0.60057 | 0
LCP_Inputs_ON_Diverse_2023_04_03 | 2033 | CH4 Import - WC 2030 | Import | Methane | MI | Dispatch-Import | EmissionsCost | 0 | [6 empty] | 0.60057 | 0
LCP_Inputs_ON_Diverse_2023_04_03 | 2033 | CH4 Import - WC 2030 | Import | Methane | MI | Dispatch-Import | FuelCost | 0 | [6 empty] | 0.60057 | 0
LCP_Inputs_ON_Diverse_2023_04_03 | 2033 | CH4 Import - WC 2030 | Import | Methane | MI | Dispatch-Import | VOM | 0 | [6 empty] | 0.60057 | 0
LCP_Inputs_ON_Diverse_2023_04_03 | 2033 | CH4 Import - WC 2030 | Import | Methane | NY | Dispatch-Import | EmissionsCost | 0 | [6 empty] | 0.60057 | 0
LCP_Inputs_ON_Diverse_2023_04_03 | 2033 | CH4 Import - WC 2030 | Import | Methane | NY | Dispatch-Import | FuelCost | 0 | [6 empty] | 0.60057 | 0
LCP_Inputs_ON_Diverse_2023_04_03 | 2033 | CH4 Import - WC 2030 | Import | Methane | NY | Dispatch-Import | VOM | 0 | [6 empty] | 0.60057 | 0
LCP_Inputs_ON_Diverse_2023_04_03 | 2033 | CH4 Import - WC 2030 | Import | Methane | ON | Dispatch-Import | EmissionsCost | 0 | [6 empty] | 0.60057 | 0
LCP_Inputs_ON_Diverse_2023_04_03 | 2033 | CH4 Import - WC 2030 | Import | Methane | ON | Dispatch-Import | FuelCost | 0 | [6 empty] | 0.60057 | 0
LCP_Inputs_ON_Diverse_2023_04_03 | 2033 | CH4 Import - WC 2030 | Import | Methane | ON | Dispatch-Import | VOM | 0 | [6 empty] | 0.60057 | 0
LCP_Inputs_ON_Diverse_2023_04_03 | 2033 | CH4 Import - WC 2030 | Import | Methane | PJ | Dispatch-Import | EmissionsCost | 0 | [6 empty] | 0.60057 | 0
LCP_Inputs_ON_Diverse_2023_04_03 | 2033 | CH4 Import - WC 2030 | Import | Methane | PJ | Dispatch-Import | FuelCost | 0 | [6 empty] | 0.60057 | 0
LCP_Inputs_ON_Diverse_2023_04_03 | 2033 | CH4 Import - WC 2030 | Import | Methane | PJ | Dispatch-Import | VOM | 0 | [6 empty] | 0.60057 | 0
LCP_Inputs_ON_Diverse_2023_04_03 | 2033 | CH4 Import - WC 2030 | Import | Methane | QC | Dispatch-Import | EmissionsCost | 0 | [6 empty] | 0.60057 | 0
LCP_Inputs_ON_Diverse_2023_04_03 | 2033 | CH4 Import - WC 2030 | Import | Methane | QC | Dispatch-Import | FuelCost | 0 | [6 empty] | 0.60057 | 0
LCP_Inputs_ON_Diverse_2023_04_03 | 2033 | CH4 Import - WC 2030 | Import | Methane | QC | Dispatch-Import | VOM | 0 | [6 empty] | 0.60057 | 0
LCP_Inputs_ON_Diverse_2023_04_03 | 2033 | CH4 Import - WC 2030 | Import | Methane | WC | Dispatch-Import | EmissionsCost | 5193257721.005 | [6 empty] | 0.60057 | 3118936009.8544
LCP_Inputs_ON_Diverse_2023_04_03 | 2033 | CH4 Import - WC 2030 | Import | Methane | WC | Dispatch-Import | FuelCost | 2389799500.4952 | [6 empty] | 0.60057 | 1435251651.055
LCP_Inputs_ON_Diverse_2023_04_03 | 2033 | CH4 Import - WC 2030 | Import | Methane | WC | Dispatch-Import | VOM | 0 | [6 empty] | 0.60057 | 0
LCP_Inputs_ON_Diverse_2023_04_03 | 2033 | CH4 Import - WC 2040 | Import | Methane | MI | Dispatch-Import | EmissionsCost | 0 | [6 empty] | 0.60057 | 0
LCP_Inputs_ON_Diverse_2023_04_03 | 2033 | CH4 Import - WC 2040 | Import | Methane | MI | Dispatch-Import | FuelCost | 0 | [6 empty] | 0.60057 | 0
LCP_Inputs_ON_Diverse_2023_04_03 | 2033 | CH4 Import - WC 2040 | Import | Methane | MI | Dispatch-Import | VOM | 0 | [6 empty] | 0.60057 | 0
LCP_Inputs_ON_Diverse_2023_04_03 | 2033 | CH4 Import - WC 2040 | Import | Methane | NY | Dispatch-Import | EmissionsCost | 0 | [6 empty] | 0.60057 | 0
LCP_Inputs_ON_Diverse_2023_04_03 | 2033 | CH4 Import - WC 2040 | Import | Methane | NY | Dispatch-Import | FuelCost | 0 | [6 empty] | 0.60057 | 0
LCP_Inputs_ON_Diverse_2023_04_03 | 2033 | CH4 Import - WC 2040 | Import | Methane | NY | Dispatch-Import | VOM | 0 | [6 empty] | 0.60057 | 0
LCP_Inputs_ON_Diverse_2023_04_03 | 2033 | CH4 Import - WC 2040 | Import | Methane | ON | Dispatch-Import | EmissionsCost | 0 | [6 empty] | 0.60057 | 0
LCP_Inputs_ON_Diverse_2023_04_03 | 2033 | CH4 Import - WC 2040 | Import | Methane | ON | Dispatch-Import | FuelCost | 0 | [6 empty] | 0.60057 | 0
LCP_Inputs_ON_Diverse_2023_04_03 | 2033 | CH4 Import - WC 2040 | Import | Methane | ON | Dispatch-Import | VOM | 0 | [6 empty] | 0.60057 | 0
LCP_Inputs_ON_Diverse_2023_04_03 | 2033 | CH4 Import - WC 2040 | Import | Methane | PJ | Dispatch-Import | EmissionsCost | 0 | [6 empty] | 0.60057 | 0
LCP_Inputs_ON_Diverse_2023_04_03 | 2033 | CH4 Import - WC 2040 | Import | Methane | PJ | Dispatch-Import | FuelCost | 0 | [6 empty] | 0.60057 | 0
LCP_Inputs_ON_Diverse_2023_04_03 | 2033 | CH4 Import - WC 2040 | Import | Methane | PJ | Dispatch-Import | VOM | 0 | [6 empty] | 0.60057 | 0
LCP_Inputs_ON_Diverse_2023_04_03 | 2033 | CH4 Import - WC 2040 | Import | Methane | QC | Dispatch-Import | EmissionsCost | 0 | [6 empty] | 0.60057 | 0
LCP_Inputs_ON_Diverse_2023_04_03 | 2033 | CH4 Import - WC 2040 | Import | Methane | QC | Dispatch-Import | FuelCost | 0 | [6 empty] | 0.60057 | 0
LCP_Inputs_ON_Diverse_2023_04_03 | 2033 | CH4 Import - WC 2040 | Import | Methane | QC | Dispatch-Import | VOM | 0 | [6 empty] | 0.60057 | 0
LCP_Inputs_ON_Diverse_2023_04_03 | 2033 | CH4 Import - WC 2040 | Import | Methane | WC | Dispatch-Import | EmissionsCost | 0 | [6 empty] | 0.60057 | 0
LCP_Inputs_ON_Diverse_2023_04_03 | 2033 | CH4 Import - WC 2040 | Import | Methane | WC | Dispatch-Import | FuelCost | 0 | [6 empty] | 0.60057 | 0
LCP_Inputs_ON_Diverse_2023_04_03 | 2033 | CH4 Import - WC 2040 | Import | Methane | WC | Dispatch-Import | VOM | 0 | [6 empty] | 0.60057 | 0
LCP_Inputs_ON_Diverse_2023_04_03 | 2033 | CH4 Import - WC 2050 | Import | Methane | MI | Dispatch-Import | EmissionsCost | 0 | [6 empty] | 0.60057 | 0
LCP_Inputs_ON_Diverse_2023_04_03 | 2033 | CH4 Import - WC 2050 | Import | Methane | MI | Dispatch-Import | FuelCost | 0 | [6 empty] | 0.60057 | 0
LCP_Inputs_ON_Diverse_2023_04_03 | 2033 | CH4 Import - WC 2050 | Import | Methane | MI | Dispatch-Import | VOM | 0 | [6 empty] | 0.60057 | 0
LCP_Inputs_ON_Diverse_2023_04_03 | 2033 | CH4 Import - WC 2050 | Import | Methane | NY | Dispatch-Import | EmissionsCost | 0 | [6 empty] | 0.60057 | 0
LCP_Inputs_ON_Diverse_2023_04_03 | 2033 | CH4 Import - WC 2050 | Import | Methane | NY | Dispatch-Import | FuelCost | 0 | [6 empty] | 0.60057 | 0
LCP_Inputs_ON_Diverse_2023_04_03 | 2033 | CH4 Import - WC 2050 | Import | Methane | NY | Dispatch-Import | VOM | 0 | [6 empty] | 0.60057 | 0
LCP_Inputs_ON_Diverse_2023_04_03 | 2033 | CH4 Import - WC 2050 | Import | Methane | ON | Dispatch-Import | EmissionsCost | 0 | [6 empty] | 0.60057 | 0
LCP_Inputs_ON_Diverse_2023_04_03 | 2033 | CH4 Import - WC 2050 | Import | Methane | ON | Dispatch-Import | FuelCost | 0 | [6 empty] | 0.60057 | 0
LCP_Inputs_ON_Diverse_2023_04_03 | 2033 | CH4 Import - WC 2050 | Import | Methane | ON | Dispatch-Import | VOM | 0 | [6 empty] | 0.60057 | 0
LCP_Inputs_ON_Diverse_2023_04_03 | 2033 | CH4 Import - WC 2050 | Import | Methane | PJ | Dispatch-Import | EmissionsCost | 0 | [6 empty] | 0.60057 | 0
LCP_Inputs_ON_Diverse_2023_04_03 | 2033 | CH4 Import - WC 2050 | Import | Methane | PJ | Dispatch-Import | FuelCost | 0 | [6 empty] | 0.60057 | 0
LCP_Inputs_ON_Diverse_2023_04_03 | 2033 | CH4 Import - WC 2050 | Import | Methane | PJ | Dispatch-Import | VOM | 0 | [6 empty] | 0.60057 | 0
LCP_Inputs_ON_Diverse_2023_04_03 | 2033 | CH4 Import - WC 2050 | Import | Methane | QC | Dispatch-Import | EmissionsCost | 0 | [6 empty] | 0.60057 | 0
LCP_Inputs_ON_Diverse_2023_04_03 | 2033 | CH4 Import - WC 2050 | Import | Methane | QC | Dispatch-Import | FuelCost | 0 | [6 empty] | 0.60057 | 0
LCP_Inputs_ON_Diverse_2023_04_03 | 2033 | CH4 Import - WC 2050 | Import | Methane | QC | Dispatch-Import | VOM | 0 | [6 empty] | 0.60057 | 0
LCP_Inputs_ON_Diverse_2023_04_03 | 2033 | CH4 Import - WC 2050 | Import | Methane | WC | Dispatch-Import | EmissionsCost | 0 | [6 empty] | 0.60057 | 0
LCP_Inputs_ON_Diverse_2023_04_03 | 2033 | CH4 Import - WC 2050 | Import | Methane | WC | Dispatch-Import | FuelCost | 0 | [6 empty] | 0.60057 | 0
LCP_Inputs_ON_Diverse_2023_04_03 | 2033 | CH4 Import - WC 2050 | Import | Methane | WC | Dispatch-Import | VOM | 0 | [6 empty] | 0.60057 | 0
LCP_Inputs_ON_Diverse_2023_04_03 | 2033 | CH4 Salt Cavern Storage - ON | Storage | Methane | MI | Dispatch-Storage | EmissionsCost | 0 | [6 empty] | 0.60057 | 0
LCP_Inputs_ON_Diverse_2023_04_03 | 2033 | CH4 Salt Cavern Storage - ON | Storage | Methane | MI | Dispatch-Storage | FuelCost | 0 | [6 empty] | 0.60057 | 0
LCP_Inputs_ON_Diverse_2023_04_03 | 2033 | CH4 Salt Cavern Storage - ON | Storage | Methane | MI | Dispatch-Storage | VOM | 0 | [6 empty] | 0.60057 | 0
LCP_Inputs_ON_Diverse_2023_04_03 | 2033 | CH4 Salt Cavern Storage - ON | Storage | Methane | NY | Dispatch-Storage | EmissionsCost | 0 | [6 empty] | 0.60057 | 0
LCP_Inputs_ON_Diverse_2023_04_03 | 2033 | CH4 Salt Cavern Storage - ON | Storage | Methane | NY | Dispatch-Storage | FuelCost | 0 | [6 empty] | 0.60057 | 0
LCP_Inputs_ON_Diverse_2023_04_03 | 2033 | CH4 Salt Cavern Storage - ON | Storage | Methane | NY | Dispatch-Storage | VOM | 0 | [6 empty] | 0.60057 | 0
LCP_Inputs_ON_Diverse_2023_04_03 | 2033 | CH4 Salt Cavern Storage - ON | Storage | Methane | ON | Dispatch-Storage | EmissionsCost | 0 | [6 empty] | 0.60057 | 0
LCP_Inputs_ON_Diverse_2023_04_03 | 2033 | CH4 Salt Cavern Storage - ON | Storage | Methane | ON | Dispatch-Storage | FuelCost | 0 | [6 empty] | 0.60057 | 0
LCP_Inputs_ON_Diverse_2023_04_03 | 2033 | CH4 Salt Cavern Storage - ON | Storage | Methane | ON | Dispatch-Storage | VOM | 0 | [6 empty] | 0.60057 | 0
LCP_Inputs_ON_Diverse_2023_04_03 | 2033 | CH4 Salt Cavern Storage - ON | Storage | Methane | PJ | Dispatch-Storage | EmissionsCost | 0 | [6 empty] | 0.60057 | 0
LCP_Inputs_ON_Diverse_2023_04_03 | 2033 | CH4 Salt Cavern Storage - ON | Storage | Methane | PJ | Dispatch-Storage | FuelCost | 0 | [6 empty] | 0.60057 | 0
LCP_Inputs_ON_Diverse_2023_04_03 | 2033 | CH4 Salt Cavern Storage - ON | Storage | Methane | PJ | Dispatch-Storage | VOM | 0 | [6 empty] | 0.60057 | 0
LCP_Inputs_ON_Diverse_2023_04_03 | 2033 | CH4 Salt Cavern Storage - ON | Storage | Methane | QC | Dispatch-Storage | EmissionsCost | 0 | [6 empty] | 0.60057 | 0
LCP_Inputs_ON_Diverse_2023_04_03 | 2033 | CH4 Salt Cavern Storage - ON | Storage | Methane | QC | Dispatch-Storage | FuelCost | 0 | [6 empty] | 0.60057 | 0
LCP_Inputs_ON_Diverse_2023_04_03 | 2033 | CH4 Salt Cavern Storage - ON | Storage | Methane | QC | Dispatch-Storage | VOM | 0 | [6 empty] | 0.60057 | 0
LCP_Inputs_ON_Diverse_2023_04_03 | 2033 | CH4 Salt Cavern Storage - ON | Storage | Methane | WC | Dispatch-Storage | EmissionsCost | 0 | [6 empty] | 0.60057 | 0
LCP_Inputs_ON_Diverse_2023_04_03 | 2033 | CH4 Salt Cavern Storage - ON | Storage | Methane | WC | Dispatch-Storage | FuelCost | 0 | [6 empty] | 0.60057 | 0
LCP_Inputs_ON_Diverse_2023_04_03 | 2033 | CH4 Salt Cavern Storage - ON | Storage | Methane | WC | Dispatch-Storage | VOM | 0 | [6 empty] | 0.60057 | 0
LCP_Inputs_ON_Diverse_2023_04_03 | 2033 | Electrolyser 2020/2030 | Crossload | Hydrogen | MI | Dispatch-Crossload | EmissionsCost | 0 | [6 empty] | 0.60057 | 0
LCP_Inputs_ON_Diverse_2023_04_03 | 2033 | Electrolyser 2020/2030 | Crossload | Hydrogen | MI | Dispatch-Crossload | FuelCost | 0 | [6 empty] | 0.60057 | 0
LCP_Inputs_ON_Diverse_2023_04_03 | 2033 | Electrolyser 2020/2030 | Crossload | Hydrogen | MI | Dispatch-Crossload | VOM | 0 | [6 empty] | 0.60057 | 0
LCP_Inputs_ON_Diverse_2023_04_03 | 2033 | Electrolyser 2020/2030 | Crossload | Hydrogen | NY | Dispatch-Crossload | EmissionsCost | 0 | [6 empty] | 0.60057 | 0
LCP_Inputs_ON_Diverse_2023_04_03 | 2033 | Electrolyser 2020/2030 | Crossload | Hydrogen | NY | Dispatch-Crossload | FuelCost | 0 | [6 empty] | 0.60057 | 0
LCP_Inputs_ON_Diverse_2023_04_03 | 2033 | Electrolyser 2020/2030 | Crossload | Hydrogen | NY | Dispatch-Crossload | VOM | 0 | [6 empty] | 0.60057 | 0
LCP_Inputs_ON_Diverse_2023_04_03 | 2033 | Electrolyser 2020/2030 | Crossload | Hydrogen | ON | Dispatch-Crossload | EmissionsCost | 0 | [6 empty] | 0.60057 | 0
LCP_Inputs_ON_Diverse_2023_04_03 | 2033 | Electrolyser 2020/2030 | Crossload | Hydrogen | ON | Dispatch-Crossload | FuelCost | 0 | [6 empty] | 0.60057 | 0
LCP_Inputs_ON_Diverse_2023_04_03 | 2033 | Electrolyser 2020/2030 | Crossload | Hydrogen | ON | Dispatch-Crossload | VOM | 0 | [6 empty] | 0.60057 | 0
LCP_Inputs_ON_Diverse_2023_04_03 | 2033 | Electrolyser 2020/2030 | Crossload | Hydrogen | PJ | Dispatch-Crossload | EmissionsCost | 0 | [6 empty] | 0.60057 | 0
LCP_Inputs_ON_Diverse_2023_04_03 | 2033 | Electrolyser 2020/2030 | Crossload | Hydrogen | PJ | Dispatch-Crossload | FuelCost | 0 | [6 empty] | 0.60057 | 0
LCP_Inputs_ON_Diverse_2023_04_03 | 2033 | Electrolyser 2020/2030 | Crossload | Hydrogen | PJ | Dispatch-Crossload | VOM | 0 | [6 empty] | 0.60057 | 0
LCP_Inputs_ON_Diverse_2023_04_03 | 2033 | Electrolyser 2020/2030 | Crossload | Hydrogen | QC | Dispatch-Crossload | EmissionsCost | 0 | [6 empty] | 0.60057 | 0
LCP_Inputs_ON_Diverse_2023_04_03 | 2033 | Electrolyser 2020/2030 | Crossload | Hydrogen | QC | Dispatch-Crossload | FuelCost | 0 | [6 empty] | 0.60057 | 0
LCP_Inputs_ON_Diverse_2023_04_03 | 2033 | Electrolyser 2020/2030 | Crossload | Hydrogen | QC | Dispatch-Crossload | VOM | 0 | [6 empty] | 0.60057 | 0
LCP_Inputs_ON_Diverse_2023_04_03 | 2033 | Electrolyser 2020/2030 | Crossload | Hydrogen | WC | Dispatch-Crossload | EmissionsCost | 0 | [6 empty] | 0.60057 | 0
LCP_Inputs_ON_Diverse_2023_04_03 | 2033 | Electrolyser 2020/2030 | Crossload | Hydrogen | WC | Dispatch-Crossload | FuelCost | 0 | [6 empty] | 0.60057 | 0
LCP_Inputs_ON_Diverse_2023_04_03 | 2033 | Electrolyser 2020/2030 | Crossload | Hydrogen | WC | Dispatch-Crossload | VOM | 0 | [6 empty] | 0.60057 | 0
LCP_Inputs_ON_Diverse_2023_04_03 | 2033 | Electrolyser 2040 | Crossload | Hydrogen | MI | Dispatch-Crossload | EmissionsCost | 0 | [6 empty] | 0.60057 | 0
LCP_Inputs_ON_Diverse_2023_04_03 | 2033 | Electrolyser 2040 | Crossload | Hydrogen | MI | Dispatch-Crossload | FuelCost | 0 | [6 empty] | 0.60057 | 0
LCP_Inputs_ON_Diverse_2023_04_03 | 2033 | Electrolyser 2040 | Crossload | Hydrogen | MI | Dispatch-Crossload | VOM | 0 | [6 empty] | 0.60057 | 0
LCP_Inputs_ON_Diverse_2023_04_03 | 2033 | Electrolyser 2040 | Crossload | Hydrogen | NY | Dispatch-Crossload | EmissionsCost | 0 | [6 empty] | 0.60057 | 0
LCP_Inputs_ON_Diverse_2023_04_03 | 2033 | Electrolyser 2040 | Crossload | Hydrogen | NY | Dispatch-Crossload | FuelCost | 0 | [6 empty] | 0.60057 | 0
LCP_Inputs_ON_Diverse_2023_04_03 | 2033 | Electrolyser 2040 | Crossload | Hydrogen | NY | Dispatch-Crossload | VOM | 0 | [6 empty] | 0.60057 | 0
LCP_Inputs_ON_Diverse_2023_04_03 | 2033 | Electrolyser 2040 | Crossload | Hydrogen | ON | Dispatch-Crossload | EmissionsCost | 0 | [6 empty] | 0.60057 | 0
LCP_Inputs_ON_Diverse_2023_04_03 | 2033 | Electrolyser 2040 | Crossload | Hydrogen | ON | Dispatch-Crossload | FuelCost | 0 | [6 empty] | 0.60057 | 0
LCP_Inputs_ON_Diverse_2023_04_03 | 2033 | Electrolyser 2040 | Crossload | Hydrogen | ON | Dispatch-Crossload | VOM | 0 | [6 empty] | 0.60057 | 0
LCP_Inputs_ON_Diverse_2023_04_03 | 2033 | Electrolyser 2040 | Crossload | Hydrogen | PJ | Dispatch-Crossload | EmissionsCost | 0 | [6 empty] | 0.60057 | 0
LCP_Inputs_ON_Diverse_2023_04_03 | 2033 | Electrolyser 2040 | Crossload | Hydrogen | PJ | Dispatch-Crossload | FuelCost | 0 | [6 empty] | 0.60057 | 0
LCP_Inputs_ON_Diverse_2023_04_03 | 2033 | Electrolyser 2040 | Crossload | Hydrogen | PJ | Dispatch-Crossload | VOM | 0 | [6 empty] | 0.60057 | 0
LCP_Inputs_ON_Diverse_2023_04_03 | 2033 | Electrolyser 2040 | Crossload | Hydrogen | QC | Dispatch-Crossload | EmissionsCost | 0 | [6 empty] | 0.60057 | 0
LCP_Inputs_ON_Diverse_2023_04_03 | 2033 | Electrolyser 2040 | Crossload | Hydrogen | QC | Dispatch-Crossload | FuelCost | 0 | [6 empty] | 0.60057 | 0
LCP_Inputs_ON_Diverse_2023_04_03 | 2033 | Electrolyser 2040 | Crossload | Hydrogen | QC | Dispatch-Crossload | VOM | 0 | [6 empty] | 0.60057 | 0
LCP_Inputs_ON_Diverse_2023_04_03 | 2033 | Electrolyser 2040 | Crossload | Hydrogen | WC | Dispatch-Crossload | EmissionsCost | 0 | [6 empty] | 0.60057 | 0
LCP_Inputs_ON_Diverse_2023_04_03 | 2033 | Electrolyser 2040 | Crossload | Hydrogen | WC | Dispatch-Crossload | FuelCost | 0 | [6 empty] | 0.60057 | 0
LCP_Inputs_ON_Diverse_2023_04_03 | 2033 | Electrolyser 2040 | Crossload | Hydrogen | WC | Dispatch-Crossload | VOM | 0 | [6 empty] | 0.60057 | 0
LCP_Inputs_ON_Diverse_2023_04_03 | 2033 | Electrolyser 2050 | Crossload | Hydrogen | MI | Dispatch-Crossload | EmissionsCost | 0 | [6 empty] | 0.60057 | 0
LCP_Inputs_ON_Diverse_2023_04_03 | 2033 | Electrolyser 2050 | Crossload | Hydrogen | MI | Dispatch-Crossload | FuelCost | 0 | [6 empty] | 0.60057 | 0
LCP_Inputs_ON_Diverse_2023_04_03 | 2033 | Electrolyser 2050 | Crossload | Hydrogen | MI | Dispatch-Crossload | VOM | 0 | [6 empty] | 0.60057 | 0
LCP_Inputs_ON_Diverse_2023_04_03 | 2033 | Electrolyser 2050 | Crossload | Hydrogen | NY | Dispatch-Crossload | EmissionsCost | 0 | [6 empty] | 0.60057 | 0
LCP_Inputs_ON_Diverse_2023_04_03 | 2033 | Electrolyser 2050 | Crossload | Hydrogen | NY | Dispatch-Crossload | FuelCost | 0 | [6 empty] | 0.60057 | 0
LCP_Inputs_ON_Diverse_2023_04_03 | 2033 | Electrolyser 2050 | Crossload | Hydrogen | NY | Dispatch-Crossload | VOM | 0 | [6 empty] | 0.60057 | 0
LCP_Inputs_ON_Diverse_2023_04_03 | 2033 | Electrolyser 2050 | Crossload | Hydrogen | ON | Dispatch-Crossload | EmissionsCost | 0 | [6 empty] | 0.60057 | 0
LCP_Inputs_ON_Diverse_2023_04_03 | 2033 | Electrolyser 2050 | Crossload | Hydrogen | ON | Dispatch-Crossload | FuelCost | 0 | [6 empty] | 0.60057 | 0
LCP_Inputs_ON_Diverse_2023_04_03 | 2033 | Electrolyser 2050 | Crossload | Hydrogen | ON | Dispatch-Crossload | VOM | 0 | [6 empty] | 0.60057 | 0
LCP_Inputs_ON_Diverse_2023_04_03 | 2033 | Electrolyser 2050 | Crossload | Hydrogen | PJ | Dispatch-Crossload | EmissionsCost | 0 | [6 empty] | 0.60057 | 0
LCP_Inputs_ON_Diverse_2023_04_03 | 2033 | Electrolyser 2050 | Crossload | Hydrogen | PJ | Dispatch-Crossload | FuelCost | 0 | [6 empty] | 0.60057 | 0
LCP_Inputs_ON_Diverse_2023_04_03 | 2033 | Electrolyser 2050 | Crossload | Hydrogen | PJ | Dispatch-Crossload | VOM | 0 | [6 empty] | 0.60057 | 0
LCP_Inputs_ON_Diverse_2023_04_03 | 2033 | Electrolyser 2050 | Crossload | Hydrogen | QC | Dispatch-Crossload | EmissionsCost | 0 | [6 empty] | 0.60057 | 0
LCP_Inputs_ON_Diverse_2023_04_03 | 2033 | Electrolyser 2050 | Crossload | Hydrogen | QC | Dispatch-Crossload | FuelCost | 0 | [6 empty] | 0.60057 | 0
LCP_Inputs_ON_Diverse_2023_04_03 | 2033 | Electrolyser 2050 | Crossload | Hydrogen | QC | Dispatch-Crossload | VOM | 0 | [6 empty] | 0.60057 | 0
LCP_Inputs_ON_Diverse_2023_04_03 | 2033 | Electrolyser 2050 | Crossload | Hydrogen | WC | Dispatch-Crossload | EmissionsCost | 0 | [6 empty] | 0.60057 | 0
LCP_Inputs_ON_Diverse_2023_04_03 | 2033 | Electrolyser 2050 | Crossload | Hydrogen | WC | Dispatch-Crossload | FuelCost | 0 | [6 empty] | 0.60057 | 0
LCP_Inputs_ON_Diverse_2023_04_03 | 2033 | Electrolyser 2050 | Crossload | Hydrogen | WC | Dispatch-Crossload | VOM | 0 | [6 empty] | 0.60057 | 0
LCP_Inputs_ON_Diverse_2023_04_03 | 2033 | Fossil Fuel Thermal (Coal, Peat, Oil) | Generation | Electricity | MI | Dispatch-Generation | EmissionsCost | 0 | [6 empty] | 0.60057 | 0
LCP_Inputs_ON_Diverse_2023_04_03 | 2033 | Fossil Fuel Thermal (Coal, Peat, Oil) | Generation | Electricity | MI | Dispatch-Generation | FuelCost | 0 | [6 empty] | 0.60057 | 0
LCP_Inputs_ON_Diverse_2023_04_03 | 2033 | Fossil Fuel Thermal (Coal, Peat, Oil) | Generation | Electricity | MI | Dispatch-Generation | VOM | 0 | [6 empty] | 0.60057 | 0
LCP_Inputs_ON_Diverse_2023_04_03 | 2033 | Fossil Fuel Thermal (Coal, Peat, Oil) | Generation | Electricity | NY | Dispatch-Generation | EmissionsCost | 0 | [6 empty] | 0.60057 | 0
LCP_Inputs_ON_Diverse_2023_04_03 | 2033 | Fossil Fuel Thermal (Coal, Peat, Oil) | Generation | Electricity | NY | Dispatch-Generation | FuelCost | 0 | [6 empty] | 0.60057 | 0
LCP_Inputs_ON_Diverse_2023_04_03 | 2033 | Fossil Fuel Thermal (Coal, Peat, Oil) | Generation | Electricity | NY | Dispatch-Generation | VOM | 0 | [6 empty] | 0.60057 | 0
LCP_Inputs_ON_Diverse_2023_04_03 | 2033 | Fossil Fuel Thermal (Coal, Peat, Oil) | Generation | Electricity | ON | Dispatch-Generation | EmissionsCost | 0 | [6 empty] | 0.60057 | 0
LCP_Inputs_ON_Diverse_2023_04_03 | 2033 | Fossil Fuel Thermal (Coal, Peat, Oil) | Generation | Electricity | ON | Dispatch-Generation | FuelCost | 0 | [6 empty] | 0.60057 | 0
LCP_Inputs_ON_Diverse_2023_04_03 | 2033 | Fossil Fuel Thermal (Coal, Peat, Oil) | Generation | Electricity | ON | Dispatch-Generation | VOM | 0 | [6 empty] | 0.60057 | 0
LCP_Inputs_ON_Diverse_2023_04_03 | 2033 | Fossil Fuel Thermal (Coal, Peat, Oil) | Generation | Electricity | PJ | Dispatch-Generation | EmissionsCost | 0 | [6 empty] | 0.60057 | 0
LCP_Inputs_ON_Diverse_2023_04_03 | 2033 | Fossil Fuel Thermal (Coal, Peat, Oil) | Generation | Electricity | PJ | Dispatch-Generation | FuelCost | 0 | [6 empty] | 0.60057 | 0
LCP_Inputs_ON_Diverse_2023_04_03 | 2033 | Fossil Fuel Thermal (Coal, Peat, Oil) | Generation | Electricity | PJ | Dispatch-Generation | VOM | 0 | [6 empty] | 0.60057 | 0
LCP_Inputs_ON_Diverse_2023_04_03 | 2033 | Fossil Fuel Thermal (Coal, Peat, Oil) | Generation | Electricity | QC | Dispatch-Generation | EmissionsCost | 0 | [6 empty] | 0.60057 | 0
LCP_Inputs_ON_Diverse_2023_04_03 | 2033 | Fossil Fuel Thermal (Coal, Peat, Oil) | Generation | Electricity | QC | Dispatch-Generation | FuelCost | 0 | [6 empty] | 0.60057 | 0
LCP_Inputs_ON_Diverse_2023_04_03 | 2033 | Fossil Fuel Thermal (Coal, Peat, Oil) | Generation | Electricity | QC | Dispatch-Generation | VOM | 0 | [6 empty] | 0.60057 | 0
LCP_Inputs_ON_Diverse_2023_04_03 | 2033 | Fossil Fuel Thermal (Coal, Peat, Oil) | Generation | Electricity | WC | Dispatch-Generation | EmissionsCost | 0 | [6 empty] | 0.60057 | 0
LCP_Inputs_ON_Diverse_2023_04_03 | 2033 | Fossil Fuel Thermal (Coal, Peat, Oil) | Generation | Electricity | WC | Dispatch-Generation | FuelCost | 0 | [6 empty] | 0.60057 | 0
LCP_Inputs_ON_Diverse_2023_04_03 | 2033 | Fossil Fuel Thermal (Coal, Peat, Oil) | Generation | Electricity | WC | Dispatch-Generation | VOM | 0 | [6 empty] | 0.60057 | 0
LCP_Inputs_ON_Diverse_2023_04_03 | 2033 | Generic - Generator | Generation | Electricity | MI | Dispatch-Generation | EmissionsCost | 0 | [6 empty] | 0.60057 | 0
LCP_Inputs_ON_Diverse_2023_04_03 | 2033 | Generic - Generator | Generation | Electricity | MI | Dispatch-Generation | FuelCost | 1786123186.9525 | [6 empty] | 0.60057 | 1072699300.7279
LCP_Inputs_ON_Diverse_2023_04_03 | 2033 | Generic - Generator | Generation | Electricity | MI | Dispatch-Generation | VOM | 62373597.6871 | [6 empty] | 0.60057 | 37459966.4299
LCP_Inputs_ON_Diverse_2023_04_03 | 2033 | Generic - Generator | Generation | Electricity | NY | Dispatch-Generation | EmissionsCost | 0 | [6 empty] | 0.60057 | 0
LCP_Inputs_ON_Diverse_2023_04_03 | 2033 | Generic - Generator | Generation | Electricity | NY | Dispatch-Generation | FuelCost | 1049703168.1579 | [6 empty] | 0.60057 | 630424520.9291
LCP_Inputs_ON_Diverse_2023_04_03 | 2033 | Generic - Generator | Generation | Electricity | NY | Dispatch-Generation | VOM | 36656913.4648 | [6 empty] | 0.60057 | 22015192.3046
LCP_Inputs_ON_Diverse_2023_04_03 | 2033 | Generic - Generator | Generation | Electricity | ON | Dispatch-Generation | EmissionsCost | 0 | [6 empty] | 0.60057 | 0
LCP_Inputs_ON_Diverse_2023_04_03 | 2033 | Generic - Generator | Generation | Electricity | ON | Dispatch-Generation | FuelCost | 0 | [6 empty] | 0.60057 | 0
LCP_Inputs_ON_Diverse_2023_04_03 | 2033 | Generic - Generator | Generation | Electricity | ON | Dispatch-Generation | VOM | 0 | [6 empty] | 0.60057 | 0
LCP_Inputs_ON_Diverse_2023_04_03 | 2033 | Generic - Generator | Generation | Electricity | PJ | Dispatch-Generation | EmissionsCost | 0 | [6 empty] | 0.60057 | 0
LCP_Inputs_ON_Diverse_2023_04_03 | 2033 | Generic - Generator | Generation | Electricity | PJ | Dispatch-Generation | FuelCost | 7357083622.602 | [6 empty] | 0.60057 | 4418473773.2606
LCP_Inputs_ON_Diverse_2023_04_03 | 2033 | Generic - Generator | Generation | Electricity | PJ | Dispatch-Generation | VOM | 256918323.0915 | [6 empty] | 0.60057 | 154298487.1019
LCP_Inputs_ON_Diverse_2023_04_03 | 2033 | Generic - Generator | Generation | Electricity | QC | Dispatch-Generation | EmissionsCost | 0 | [6 empty] | 0.60057 | 0
LCP_Inputs_ON_Diverse_2023_04_03 | 2033 | Generic - Generator | Generation | Electricity | QC | Dispatch-Generation | FuelCost | 0 | [6 empty] | 0.60057 | 0
LCP_Inputs_ON_Diverse_2023_04_03 | 2033 | Generic - Generator | Generation | Electricity | QC | Dispatch-Generation | VOM | 0 | [6 empty] | 0.60057 | 0
LCP_Inputs_ON_Diverse_2023_04_03 | 2033 | Generic - Generator | Generation | Electricity | WC | Dispatch-Generation | EmissionsCost | 0 | [6 empty] | 0.60057 | 0
LCP_Inputs_ON_Diverse_2023_04_03 | 2033 | Generic - Generator | Generation | Electricity | WC | Dispatch-Generation | FuelCost | 1735673.761 | [6 empty] | 0.60057 | 1042400.6829
LCP_Inputs_ON_Diverse_2023_04_03 | 2033 | Generic - Generator | Generation | Electricity | WC | Dispatch-Generation | VOM | 60611.8423 | [6 empty] | 0.60057 | 36401.9018
LCP_Inputs_ON_Diverse_2023_04_03 | 2033 | H2 Import - QC | Import | Hydrogen | MI | Dispatch-Import | EmissionsCost | 0 | [6 empty] | 0.60057 | 0
LCP_Inputs_ON_Diverse_2023_04_03 | 2033 | H2 Import - QC | Import | Hydrogen | MI | Dispatch-Import | FuelCost | 0 | [6 empty] | 0.60057 | 0
LCP_Inputs_ON_Diverse_2023_04_03 | 2033 | H2 Import - QC | Import | Hydrogen | MI | Dispatch-Import | VOM | 0 | [6 empty] | 0.60057 | 0
LCP_Inputs_ON_Diverse_2023_04_03 | 2033 | H2 Import - QC | Import | Hydrogen | NY | Dispatch-Import | EmissionsCost | 0 | [6 empty] | 0.60057 | 0
LCP_Inputs_ON_Diverse_2023_04_03 | 2033 | H2 Import - QC | Import | Hydrogen | NY | Dispatch-Import | FuelCost | 0 | [6 empty] | 0.60057 | 0
LCP_Inputs_ON_Diverse_2023_04_03 | 2033 | H2 Import - QC | Import | Hydrogen | NY | Dispatch-Import | VOM | 0 | [6 empty] | 0.60057 | 0
LCP_Inputs_ON_Diverse_2023_04_03 | 2033 | H2 Import - QC | Import | Hydrogen | ON | Dispatch-Import | EmissionsCost | 0 | [6 empty] | 0.60057 | 0
LCP_Inputs_ON_Diverse_2023_04_03 | 2033 | H2 Import - QC | Import | Hydrogen | ON | Dispatch-Import | FuelCost | 0 | [6 empty] | 0.60057 | 0
LCP_Inputs_ON_Diverse_2023_04_03 | 2033 | H2 Import - QC | Import | Hydrogen | ON | Dispatch-Import | VOM | 0 | [6 empty] | 0.60057 | 0
LCP_Inputs_ON_Diverse_2023_04_03 | 2033 | H2 Import - QC | Import | Hydrogen | PJ | Dispatch-Import | EmissionsCost | 0 | [6 empty] | 0.60057 | 0
LCP_Inputs_ON_Diverse_2023_04_03 | 2033 | H2 Import - QC | Import | Hydrogen | PJ | Dispatch-Import | FuelCost | 0 | [6 empty] | 0.60057 | 0
LCP_Inputs_ON_Diverse_2023_04_03 | 2033 | H2 Import - QC | Import | Hydrogen | PJ | Dispatch-Import | VOM | 0 | [6 empty] | 0.60057 | 0
LCP_Inputs_ON_Diverse_2023_04_03 | 2033 | H2 Import - QC | Import | Hydrogen | QC | Dispatch-Import | EmissionsCost | 0 | [6 empty] | 0.60057 | 0
LCP_Inputs_ON_Diverse_2023_04_03 | 2033 | H2 Import - QC | Import | Hydrogen | QC | Dispatch-Import | FuelCost | 0 | [6 empty] | 0.60057 | 0
LCP_Inputs_ON_Diverse_2023_04_03 | 2033 | H2 Import - QC | Import | Hydrogen | QC | Dispatch-Import | VOM | 0 | [6 empty] | 0.60057 | 0
LCP_Inputs_ON_Diverse_2023_04_03 | 2033 | H2 Import - QC | Import | Hydrogen | WC | Dispatch-Import | EmissionsCost | 0 | [6 empty] | 0.60057 | 0
LCP_Inputs_ON_Diverse_2023_04_03 | 2033 | H2 Import - QC | Import | Hydrogen | WC | Dispatch-Import | FuelCost | 0 | [6 empty] | 0.60057 | 0
LCP_Inputs_ON_Diverse_2023_04_03 | 2033 | H2 Import - QC | Import | Hydrogen | WC | Dispatch-Import | VOM | 0 | [6 empty] | 0.60057 | 0
LCP_Inputs_ON_Diverse_2023_04_03 | 2033 | H2 Import - WC | Import | Hydrogen | MI | Dispatch-Import | EmissionsCost | 0 | [6 empty] | 0.60057 | 0
LCP_Inputs_ON_Diverse_2023_04_03 | 2033 | H2 Import - WC | Import | Hydrogen | MI | Dispatch-Import | FuelCost | 0 | [6 empty] | 0.60057 | 0
LCP_Inputs_ON_Diverse_2023_04_03 | 2033 | H2 Import - WC | Import | Hydrogen | MI | Dispatch-Import | VOM | 0 | [6 empty] | 0.60057 | 0
LCP_Inputs_ON_Diverse_2023_04_03 | 2033 | H2 Import - WC | Import | Hydrogen | NY | Dispatch-Import | EmissionsCost | 0 | [6 empty] | 0.60057 | 0
LCP_Inputs_ON_Diverse_2023_04_03 | 2033 | H2 Import - WC | Import | Hydrogen | NY | Dispatch-Import | FuelCost | 0 | [6 empty] | 0.60057 | 0
LCP_Inputs_ON_Diverse_2023_04_03 | 2033 | H2 Import - WC | Import | Hydrogen | NY | Dispatch-Import | VOM | 0 | [6 empty] | 0.60057 | 0
LCP_Inputs_ON_Diverse_2023_04_03 | 2033 | H2 Import - WC | Import | Hydrogen | ON | Dispatch-Import | EmissionsCost | 0 | [6 empty] | 0.60057 | 0
LCP_Inputs_ON_Diverse_2023_04_03 | 2033 | H2 Import - WC | Import | Hydrogen | ON | Dispatch-Import | FuelCost | 0 | [6 empty] | 0.60057 | 0
LCP_Inputs_ON_Diverse_2023_04_03 | 2033 | H2 Import - WC | Import | Hydrogen | ON | Dispatch-Import | VOM | 0 | [6 empty] | 0.60057 | 0
LCP_Inputs_ON_Diverse_2023_04_03 | 2033 | H2 Import - WC | Import | Hydrogen | PJ | Dispatch-Import | EmissionsCost | 0 | [6 empty] | 0.60057 | 0
LCP_Inputs_ON_Diverse_2023_04_03 | 2033 | H2 Import - WC | Import | Hydrogen | PJ | Dispatch-Import | FuelCost | 0 | [6 empty] | 0.60057 | 0
LCP_Inputs_ON_Diverse_2023_04_03 | 2033 | H2 Import - WC | Import | Hydrogen | PJ | Dispatch-Import | VOM | 0 | [6 empty] | 0.60057 | 0
LCP_Inputs_ON_Diverse_2023_04_03 | 2033 | H2 Import - WC | Import | Hydrogen | QC | Dispatch-Import | EmissionsCost | 0 | [6 empty] | 0.60057 | 0
LCP_Inputs_ON_Diverse_2023_04_03 | 2033 | H2 Import - WC | Import | Hydrogen | QC | Dispatch-Import | FuelCost | 0 | [6 empty] | 0.60057 | 0
LCP_Inputs_ON_Diverse_2023_04_03 | 2033 | H2 Import - WC | Import | Hydrogen | QC | Dispatch-Import | VOM | 0 | [6 empty] | 0.60057 | 0
LCP_Inputs_ON_Diverse_2023_04_03 | 2033 | H2 Import - WC | Import | Hydrogen | WC | Dispatch-Import | EmissionsCost | 0 | [6 empty] | 0.60057 | 0
LCP_Inputs_ON_Diverse_2023_04_03 | 2033 | H2 Import - WC | Import | Hydrogen | WC | Dispatch-Import | FuelCost | 0 | [6 empty] | 0.60057 | 0
LCP_Inputs_ON_Diverse_2023_04_03 | 2033 | H2 Import - WC | Import | Hydrogen | WC | Dispatch-Import | VOM | 0 | [6 empty] | 0.60057 | 0
LCP_Inputs_ON_Diverse_2023_04_03 | 2033 | H2 Salt Cavern Storage - ON | Storage | Hydrogen | MI | Dispatch-Storage | EmissionsCost | 0 | [6 empty] | 0.60057 | 0
LCP_Inputs_ON_Diverse_2023_04_03 | 2033 | H2 Salt Cavern Storage - ON | Storage | Hydrogen | MI | Dispatch-Storage | FuelCost | 0 | [6 empty] | 0.60057 | 0
LCP_Inputs_ON_Diverse_2023_04_03 | 2033 | H2 Salt Cavern Storage - ON | Storage | Hydrogen | MI | Dispatch-Storage | VOM | 0 | [6 empty] | 0.60057 | 0
LCP_Inputs_ON_Diverse_2023_04_03 | 2033 | H2 Salt Cavern Storage - ON | Storage | Hydrogen | NY | Dispatch-Storage | EmissionsCost | 0 | [6 empty] | 0.60057 | 0
LCP_Inputs_ON_Diverse_2023_04_03 | 2033 | H2 Salt Cavern Storage - ON | Storage | Hydrogen | NY | Dispatch-Storage | FuelCost | 0 | [6 empty] | 0.60057 | 0
LCP_Inputs_ON_Diverse_2023_04_03 | 2033 | H2 Salt Cavern Storage - ON | Storage | Hydrogen | NY | Dispatch-Storage | VOM | 0 | [6 empty] | 0.60057 | 0
LCP_Inputs_ON_Diverse_2023_04_03 | 2033 | H2 Salt Cavern Storage - ON | Storage | Hydrogen | ON | Dispatch-Storage | EmissionsCost | 0 | [6 empty] | 0.60057 | 0
LCP_Inputs_ON_Diverse_2023_04_03 | 2033 | H2 Salt Cavern Storage - ON | Storage | Hydrogen | ON | Dispatch-Storage | FuelCost | 0 | [6 empty] | 0.60057 | 0
LCP_Inputs_ON_Diverse_2023_04_03 | 2033 | H2 Salt Cavern Storage - ON | Storage | Hydrogen | ON | Dispatch-Storage | VOM | 14843329.5213 | [6 empty] | 0.60057 | 8914519.0625
LCP_Inputs_ON_Diverse_2023_04_03 | 2033 | H2 Salt Cavern Storage - ON | Storage | Hydrogen | PJ | Dispatch-Storage | EmissionsCost | 0 | [6 empty] | 0.60057 | 0
LCP_Inputs_ON_Diverse_2023_04_03 | 2033 | H2 Salt Cavern Storage - ON | Storage | Hydrogen | PJ | Dispatch-Storage | FuelCost | 0 | [6 empty] | 0.60057 | 0
LCP_Inputs_ON_Diverse_2023_04_03 | 2033 | H2 Salt Cavern Storage - ON | Storage | Hydrogen | PJ | Dispatch-Storage | VOM | 0 | [6 empty] | 0.60057 | 0
LCP_Inputs_ON_Diverse_2023_04_03 | 2033 | H2 Salt Cavern Storage - ON | Storage | Hydrogen | QC | Dispatch-Storage | EmissionsCost | 0 | [6 empty] | 0.60057 | 0
LCP_Inputs_ON_Diverse_2023_04_03 | 2033 | H2 Salt Cavern Storage - ON | Storage | Hydrogen | QC | Dispatch-Storage | FuelCost | 0 | [6 empty] | 0.60057 | 0
LCP_Inputs_ON_Diverse_2023_04_03 | 2033 | H2 Salt Cavern Storage - ON | Storage | Hydrogen | QC | Dispatch-Storage | VOM | 0 | [6 empty] | 0.60057 | 0
LCP_Inputs_ON_Diverse_2023_04_03 | 2033 | H2 Salt Cavern Storage - ON | Storage | Hydrogen | WC | Dispatch-Storage | EmissionsCost | 0 | [6 empty] | 0.60057 | 0
LCP_Inputs_ON_Diverse_2023_04_03 | 2033 | H2 Salt Cavern Storage - ON | Storage | Hydrogen | WC | Dispatch-Storage | FuelCost | 0 | [6 empty] | 0.60057 | 0
LCP_Inputs_ON_Diverse_2023_04_03 | 2033 | H2 Salt Cavern Storage - ON | Storage | Hydrogen | WC | Dispatch-Storage | VOM | 0 | [6 empty] | 0.60057 | 0
LCP_Inputs_ON_Diverse_2023_04_03 | 2033 | Hydro | Generation | Electricity | MI | Dispatch-Generation | EmissionsCost | 0 | [6 empty] | 0.60057 | 0
LCP_Inputs_ON_Diverse_2023_04_03 | 2033 | Hydro | Generation | Electricity | MI | Dispatch-Generation | FuelCost | 0 | [6 empty] | 0.60057 | 0
LCP_Inputs_ON_Diverse_2023_04_03 | 2033 | Hydro | Generation | Electricity | MI | Dispatch-Generation | VOM | 0 | [6 empty] | 0.60057 | 0
LCP_Inputs_ON_Diverse_2023_04_03 | 2033 | Hydro | Generation | Electricity | NY | Dispatch-Generation | EmissionsCost | 0 | [6 empty] | 0.60057 | 0
LCP_Inputs_ON_Diverse_2023_04_03 | 2033 | Hydro | Generation | Electricity | NY | Dispatch-Generation | FuelCost | 0 | [6 empty] | 0.60057 | 0
LCP_Inputs_ON_Diverse_2023_04_03 | 2033 | Hydro | Generation | Electricity | NY | Dispatch-Generation | VOM | 0 | [6 empty] | 0.60057 | 0
LCP_Inputs_ON_Diverse_2023_04_03 | 2033 | Hydro | Generation | Electricity | ON | Dispatch-Generation | EmissionsCost | 0 | [6 empty] | 0.60057 | 0
LCP_Inputs_ON_Diverse_2023_04_03 | 2033 | Hydro | Generation | Electricity | ON | Dispatch-Generation | FuelCost | 0 | [6 empty] | 0.60057 | 0
LCP_Inputs_ON_Diverse_2023_04_03 | 2033 | Hydro | Generation | Electricity | ON | Dispatch-Generation | VOM | 0 | [6 empty] | 0.60057 | 0
LCP_Inputs_ON_Diverse_2023_04_03 | 2033 | Hydro | Generation | Electricity | PJ | Dispatch-Generation | EmissionsCost | 0 | [6 empty] | 0.60057 | 0
LCP_Inputs_ON_Diverse_2023_04_03 | 2033 | Hydro | Generation | Electricity | PJ | Dispatch-Generation | FuelCost | 0 | [6 empty] | 0.60057 | 0
LCP_Inputs_ON_Diverse_2023_04_03 | 2033 | Hydro | Generation | Electricity | PJ | Dispatch-Generation | VOM | 0 | [6 empty] | 0.60057 | 0
LCP_Inputs_ON_Diverse_2023_04_03 | 2033 | Hydro | Generation | Electricity | QC | Dispatch-Generation | EmissionsCost | 0 | [6 empty] | 0.60057 | 0
LCP_Inputs_ON_Diverse_2023_04_03 | 2033 | Hydro | Generation | Electricity | QC | Dispatch-Generation | FuelCost | 0 | [6 empty] | 0.60057 | 0
LCP_Inputs_ON_Diverse_2023_04_03 | 2033 | Hydro | Generation | Electricity | QC | Dispatch-Generation | VOM | 0 | [6 empty] | 0.60057 | 0
LCP_Inputs_ON_Diverse_2023_04_03 | 2033 | Hydro | Generation | Electricity | WC | Dispatch-Generation | EmissionsCost | 0 | [6 empty] | 0.60057 | 0
LCP_Inputs_ON_Diverse_2023_04_03 | 2033 | Hydro | Generation | Electricity | WC | Dispatch-Generation | FuelCost | 0 | [6 empty] | 0.60057 | 0
LCP_Inputs_ON_Diverse_2023_04_03 | 2033 | Hydro | Generation | Electricity | WC | Dispatch-Generation | VOM | 0 | [6 empty] | 0.60057 | 0
LCP_Inputs_ON_Diverse_2023_04_03 | 2033 | Hydro Pumped Storage | Storage | Electricity | MI | Dispatch-Storage | EmissionsCost | 0 | [6 empty] | 0.60057 | 0
LCP_Inputs_ON_Diverse_2023_04_03 | 2033 | Hydro Pumped Storage | Storage | Electricity | MI | Dispatch-Storage | FuelCost | 0 | [6 empty] | 0.60057 | 0
LCP_Inputs_ON_Diverse_2023_04_03 | 2033 | Hydro Pumped Storage | Storage | Electricity | MI | Dispatch-Storage | VOM | 0 | [6 empty] | 0.60057 | 0
LCP_Inputs_ON_Diverse_2023_04_03 | 2033 | Hydro Pumped Storage | Storage | Electricity | NY | Dispatch-Storage | EmissionsCost | 0 | [6 empty] | 0.60057 | 0
LCP_Inputs_ON_Diverse_2023_04_03 | 2033 | Hydro Pumped Storage | Storage | Electricity | NY | Dispatch-Storage | FuelCost | 0 | [6 empty] | 0.60057 | 0
LCP_Inputs_ON_Diverse_2023_04_03 | 2033 | Hydro Pumped Storage | Storage | Electricity | NY | Dispatch-Storage | VOM | 0 | [6 empty] | 0.60057 | 0
LCP_Inputs_ON_Diverse_2023_04_03 | 2033 | Hydro Pumped Storage | Storage | Electricity | ON | Dispatch-Storage | EmissionsCost | 0 | [6 empty] | 0.60057 | 0
LCP_Inputs_ON_Diverse_2023_04_03 | 2033 | Hydro Pumped Storage | Storage | Electricity | ON | Dispatch-Storage | FuelCost | 0 | [6 empty] | 0.60057 | 0
LCP_Inputs_ON_Diverse_2023_04_03 | 2033 | Hydro Pumped Storage | Storage | Electricity | ON | Dispatch-Storage | VOM | 0 | [6 empty] | 0.60057 | 0
LCP_Inputs_ON_Diverse_2023_04_03 | 2033 | Hydro Pumped Storage | Storage | Electricity | PJ | Dispatch-Storage | EmissionsCost | 0 | [6 empty] | 0.60057 | 0
LCP_Inputs_ON_Diverse_2023_04_03 | 2033 | Hydro Pumped Storage | Storage | Electricity | PJ | Dispatch-Storage | FuelCost | 0 | [6 empty] | 0.60057 | 0
LCP_Inputs_ON_Diverse_2023_04_03 | 2033 | Hydro Pumped Storage | Storage | Electricity | PJ | Dispatch-Storage | VOM | 0 | [6 empty] | 0.60057 | 0
LCP_Inputs_ON_Diverse_2023_04_03 | 2033 | Hydro Pumped Storage | Storage | Electricity | QC | Dispatch-Storage | EmissionsCost | 0 | [6 empty] | 0.60057 | 0
LCP_Inputs_ON_Diverse_2023_04_03 | 2033 | Hydro Pumped Storage | Storage | Electricity | QC | Dispatch-Storage | FuelCost | 0 | [6 empty] | 0.60057 | 0
LCP_Inputs_ON_Diverse_2023_04_03 | 2033 | Hydro Pumped Storage | Storage | Electricity | QC | Dispatch-Storage | VOM | 0 | [6 empty] | 0.60057 | 0
LCP_Inputs_ON_Diverse_2023_04_03 | 2033 | Hydro Pumped Storage | Storage | Electricity | WC | Dispatch-Storage | EmissionsCost | 0 | [6 empty] | 0.60057 | 0
LCP_Inputs_ON_Diverse_2023_04_03 | 2033 | Hydro Pumped Storage | Storage | Electricity | WC | Dispatch-Storage | FuelCost | 0 | [6 empty] | 0.60057 | 0
LCP_Inputs_ON_Diverse_2023_04_03 | 2033 | Hydro Pumped Storage | Storage | Electricity | WC | Dispatch-Storage | VOM | 0 | [6 empty] | 0.60057 | 0
LCP_Inputs_ON_Diverse_2023_04_03 | 2033 | Nuclear | Generation | Electricity | MI | Dispatch-Generation | EmissionsCost | 0 | [6 empty] | 0.60057 | 0
LCP_Inputs_ON_Diverse_2023_04_03 | 2033 | Nuclear | Generation | Electricity | MI | Dispatch-Generation | FuelCost | 0 | [6 empty] | 0.60057 | 0
LCP_Inputs_ON_Diverse_2023_04_03 | 2033 | Nuclear | Generation | Electricity | MI | Dispatch-Generation | VOM | 2762866296.96 | [6 empty] | 0.60057 | 1659305901.409
LCP_Inputs_ON_Diverse_2023_04_03 | 2033 | Nuclear | Generation | Electricity | NY | Dispatch-Generation | EmissionsCost | 0 | [6 empty] | 0.60057 | 0
LCP_Inputs_ON_Diverse_2023_04_03 | 2033 | Nuclear | Generation | Electricity | NY | Dispatch-Generation | FuelCost | 0 | [6 empty] | 0.60057 | 0
LCP_Inputs_ON_Diverse_2023_04_03 | 2033 | Nuclear | Generation | Electricity | NY | Dispatch-Generation | VOM | 2246155230.144 | [6 empty] | 0.60057 | 1348982624.6604
LCP_Inputs_ON_Diverse_2023_04_03 | 2033 | Nuclear | Generation | Electricity | ON | Dispatch-Generation | EmissionsCost | 0 | [6 empty] | 0.60057 | 0
LCP_Inputs_ON_Diverse_2023_04_03 | 2033 | Nuclear | Generation | Electricity | ON | Dispatch-Generation | FuelCost | 0 | [6 empty] | 0.60057 | 0
LCP_Inputs_ON_Diverse_2023_04_03 | 2033 | Nuclear | Generation | Electricity | ON | Dispatch-Generation | VOM | 6725070496.368 | [6 empty] | 0.60057 | 4038903067.5475
LCP_Inputs_ON_Diverse_2023_04_03 | 2033 | Nuclear | Generation | Electricity | PJ | Dispatch-Generation | EmissionsCost | 0 | [6 empty] | 0.60057 | 0
LCP_Inputs_ON_Diverse_2023_04_03 | 2033 | Nuclear | Generation | Electricity | PJ | Dispatch-Generation | FuelCost | 0 | [6 empty] | 0.60057 | 0
LCP_Inputs_ON_Diverse_2023_04_03 | 2033 | Nuclear | Generation | Electricity | PJ | Dispatch-Generation | VOM | 6401347648.6848 | [6 empty] | 0.60057 | 3844483514.1392
LCP_Inputs_ON_Diverse_2023_04_03 | 2033 | Nuclear | Generation | Electricity | QC | Dispatch-Generation | EmissionsCost | 0 | [6 empty] | 0.60057 | 0
LCP_Inputs_ON_Diverse_2023_04_03 | 2033 | Nuclear | Generation | Electricity | QC | Dispatch-Generation | FuelCost | 0 | [6 empty] | 0.60057 | 0
LCP_Inputs_ON_Diverse_2023_04_03 | 2033 | Nuclear | Generation | Electricity | QC | Dispatch-Generation | VOM | 0 | [6 empty] | 0.60057 | 0
LCP_Inputs_ON_Diverse_2023_04_03 | 2033 | Nuclear | Generation | Electricity | WC | Dispatch-Generation | EmissionsCost | 0 | [6 empty] | 0.60057 | 0
LCP_Inputs_ON_Diverse_2023_04_03 | 2033 | Nuclear | Generation | Electricity | WC | Dispatch-Generation | FuelCost | 0 | [6 empty] | 0.60057 | 0
LCP_Inputs_ON_Diverse_2023_04_03 | 2033 | Nuclear | Generation | Electricity | WC | Dispatch-Generation | VOM | 0 | [6 empty] | 0.60057 | 0
LCP_Inputs_ON_Diverse_2023_04_03 | 2033 | Nuclear SMR | Generation | Electricity | MI | Dispatch-Generation | EmissionsCost | 0 | [6 empty] | 0.60057 | 0
LCP_Inputs_ON_Diverse_2023_04_03 | 2033 | Nuclear SMR | Generation | Electricity | MI | Dispatch-Generation | FuelCost | 0 | [6 empty] | 0.60057 | 0
LCP_Inputs_ON_Diverse_2023_04_03 | 2033 | Nuclear SMR | Generation | Electricity | MI | Dispatch-Generation | VOM | 0 | [6 empty] | 0.60057 | 0
LCP_Inputs_ON_Diverse_2023_04_03 | 2033 | Nuclear SMR | Generation | Electricity | NY | Dispatch-Generation | EmissionsCost | 0 | [6 empty] | 0.60057 | 0
LCP_Inputs_ON_Diverse_2023_04_03 | 2033 | Nuclear SMR | Generation | Electricity | NY | Dispatch-Generation | FuelCost | 0 | [6 empty] | 0.60057 | 0
LCP_Inputs_ON_Diverse_2023_04_03 | 2033 | Nuclear SMR | Generation | Electricity | NY | Dispatch-Generation | VOM | 0 | [6 empty] | 0.60057 | 0
LCP_Inputs_ON_Diverse_2023_04_03 | 2033 | Nuclear SMR | Generation | Electricity | ON | Dispatch-Generation | EmissionsCost | 0 | [6 empty] | 0.60057 | 0
LCP_Inputs_ON_Diverse_2023_04_03 | 2033 | Nuclear SMR | Generation | Electricity | ON | Dispatch-Generation | FuelCost | 0 | [6 empty] | 0.60057 | 0
LCP_Inputs_ON_Diverse_2023_04_03 | 2033 | Nuclear SMR | Generation | Electricity | ON | Dispatch-Generation | VOM | 17810812.8 | [6 empty] | 0.60057 | 10696712.6207
LCP_Inputs_ON_Diverse_2023_04_03 | 2033 | Nuclear SMR | Generation | Electricity | PJ | Dispatch-Generation | EmissionsCost | 0 | [6 empty] | 0.60057 | 0
LCP_Inputs_ON_Diverse_2023_04_03 | 2033 | Nuclear SMR | Generation | Electricity | PJ | Dispatch-Generation | FuelCost | 0 | [6 empty] | 0.60057 | 0
LCP_Inputs_ON_Diverse_2023_04_03 | 2033 | Nuclear SMR | Generation | Electricity | PJ | Dispatch-Generation | VOM | 0 | [6 empty] | 0.60057 | 0
LCP_Inputs_ON_Diverse_2023_04_03 | 2033 | Nuclear SMR | Generation | Electricity | QC | Dispatch-Generation | EmissionsCost | 0 | [6 empty] | 0.60057 | 0
LCP_Inputs_ON_Diverse_2023_04_03 | 2033 | Nuclear SMR | Generation | Electricity | QC | Dispatch-Generation | FuelCost | 0 | [6 empty] | 0.60057 | 0
LCP_Inputs_ON_Diverse_2023_04_03 | 2033 | Nuclear SMR | Generation | Electricity | QC | Dispatch-Generation | VOM | 0 | [6 empty] | 0.60057 | 0
LCP_Inputs_ON_Diverse_2023_04_03 | 2033 | Nuclear SMR | Generation | Electricity | WC | Dispatch-Generation | EmissionsCost | 0 | [6 empty] | 0.60057 | 0
LCP_Inputs_ON_Diverse_2023_04_03 | 2033 | Nuclear SMR | Generation | Electricity | WC | Dispatch-Generation | FuelCost | 0 | [6 empty] | 0.60057 | 0
LCP_Inputs_ON_Diverse_2023_04_03 | 2033 | Nuclear SMR | Generation | Electricity | WC | Dispatch-Generation | VOM | 0 | [6 empty] | 0.60057 | 0
LCP_Inputs_ON_Diverse_2023_04_03 | 2033 | O/CCGT - CH4 Existing | Crossload | Electricity | MI | Dispatch-Crossload | EmissionsCost | 0 | [6 empty] | 0.60057 | 0
LCP_Inputs_ON_Diverse_2023_04_03 | 2033 | O/CCGT - CH4 Existing | Crossload | Electricity | MI | Dispatch-Crossload | FuelCost | 0 | [6 empty] | 0.60057 | 0
LCP_Inputs_ON_Diverse_2023_04_03 | 2033 | O/CCGT - CH4 Existing | Crossload | Electricity | MI | Dispatch-Crossload | VOM | 0 | [6 empty] | 0.60057 | 0
LCP_Inputs_ON_Diverse_2023_04_03 | 2033 | O/CCGT - CH4 Existing | Crossload | Electricity | NY | Dispatch-Crossload | EmissionsCost | 0 | [6 empty] | 0.60057 | 0
LCP_Inputs_ON_Diverse_2023_04_03 | 2033 | O/CCGT - CH4 Existing | Crossload | Electricity | NY | Dispatch-Crossload | FuelCost | 0 | [6 empty] | 0.60057 | 0
LCP_Inputs_ON_Diverse_2023_04_03 | 2033 | O/CCGT - CH4 Existing | Crossload | Electricity | NY | Dispatch-Crossload | VOM | 0 | [6 empty] | 0.60057 | 0
LCP_Inputs_ON_Diverse_2023_04_03 | 2033 | O/CCGT - CH4 Existing | Crossload | Electricity | ON | Dispatch-Crossload | EmissionsCost | 3895150.9851 | [6 empty] | 0.60057 | 2339326.7432
LCP_Inputs_ON_Diverse_2023_04_03 | 2033 | O/CCGT - CH4 Existing | Crossload | Electricity | ON | Dispatch-Crossload | FuelCost | 0 | [6 empty] | 0.60057 | 0
LCP_Inputs_ON_Diverse_2023_04_03 | 2033 | O/CCGT - CH4 Existing | Crossload | Electricity | ON | Dispatch-Crossload | VOM | 239711.1233 | [6 empty] | 0.60057 | 143964.2888
LCP_Inputs_ON_Diverse_2023_04_03 | 2033 | O/CCGT - CH4 Existing | Crossload | Electricity | PJ | Dispatch-Crossload | EmissionsCost | 0 | [6 empty] | 0.60057 | 0
LCP_Inputs_ON_Diverse_2023_04_03 | 2033 | O/CCGT - CH4 Existing | Crossload | Electricity | PJ | Dispatch-Crossload | FuelCost | 0 | [6 empty] | 0.60057 | 0
LCP_Inputs_ON_Diverse_2023_04_03 | 2033 | O/CCGT - CH4 Existing | Crossload | Electricity | PJ | Dispatch-Crossload | VOM | 0 | [6 empty] | 0.60057 | 0
LCP_Inputs_ON_Diverse_2023_04_03 | 2033 | O/CCGT - CH4 Existing | Crossload | Electricity | QC | Dispatch-Crossload | EmissionsCost | 0 | [6 empty] | 0.60057 | 0
LCP_Inputs_ON_Diverse_2023_04_03 | 2033 | O/CCGT - CH4 Existing | Crossload | Electricity | QC | Dispatch-Crossload | FuelCost | 0 | [6 empty] | 0.60057 | 0
LCP_Inputs_ON_Diverse_2023_04_03 | 2033 | O/CCGT - CH4 Existing | Crossload | Electricity | QC | Dispatch-Crossload | VOM | 0 | [6 empty] | 0.60057 | 0
LCP_Inputs_ON_Diverse_2023_04_03 | 2033 | O/CCGT - CH4 Existing | Crossload | Electricity | WC | Dispatch-Crossload | EmissionsCost | 0 | [6 empty] | 0.60057 | 0
LCP_Inputs_ON_Diverse_2023_04_03 | 2033 | O/CCGT - CH4 Existing | Crossload | Electricity | WC | Dispatch-Crossload | FuelCost | 0 | [6 empty] | 0.60057 | 0
LCP_Inputs_ON_Diverse_2023_04_03 | 2033 | O/CCGT - CH4 Existing | Crossload | Electricity | WC | Dispatch-Crossload | VOM | 0 | [6 empty] | 0.60057 | 0
LCP_Inputs_ON_Diverse_2023_04_03 | 2033 | O/CCGT - CH4 New | Crossload | Electricity | MI | Dispatch-Crossload | EmissionsCost | 0 | [6 empty] | 0.60057 | 0
LCP_Inputs_ON_Diverse_2023_04_03 | 2033 | O/CCGT - CH4 New | Crossload | Electricity | MI | Dispatch-Crossload | FuelCost | 0 | [6 empty] | 0.60057 | 0
LCP_Inputs_ON_Diverse_2023_04_03 | 2033 | O/CCGT - CH4 New | Crossload | Electricity | MI | Dispatch-Crossload | VOM | 0 | [6 empty] | 0.60057 | 0
LCP_Inputs_ON_Diverse_2023_04_03 | 2033 | O/CCGT - CH4 New | Crossload | Electricity | NY | Dispatch-Crossload | EmissionsCost | 0 | [6 empty] | 0.60057 | 0
LCP_Inputs_ON_Diverse_2023_04_03 | 2033 | O/CCGT - CH4 New | Crossload | Electricity | NY | Dispatch-Crossload | FuelCost | 0 | [6 empty] | 0.60057 | 0
LCP_Inputs_ON_Diverse_2023_04_03 | 2033 | O/CCGT - CH4 New | Crossload | Electricity | NY | Dispatch-Crossload | VOM | 0 | [6 empty] | 0.60057 | 0
LCP_Inputs_ON_Diverse_2023_04_03 | 2033 | O/CCGT - CH4 New | Crossload | Electricity | ON | Dispatch-Crossload | EmissionsCost | 200299.7413 | [6 empty] | 0.60057 | 120294.8341
LCP_Inputs_ON_Diverse_2023_04_03 | 2033 | O/CCGT - CH4 New | Crossload | Electricity | ON | Dispatch-Crossload | FuelCost | 0 | [6 empty] | 0.60057 | 0
LCP_Inputs_ON_Diverse_2023_04_03 | 2033 | O/CCGT - CH4 New | Crossload | Electricity | ON | Dispatch-Crossload | VOM | 12326.6277 | [6 empty] | 0.60057 | 7403.0532
LCP_Inputs_ON_Diverse_2023_04_03 | 2033 | O/CCGT - CH4 New | Crossload | Electricity | PJ | Dispatch-Crossload | EmissionsCost | 0 | [6 empty] | 0.60057 | 0
LCP_Inputs_ON_Diverse_2023_04_03 | 2033 | O/CCGT - CH4 New | Crossload | Electricity | PJ | Dispatch-Crossload | FuelCost | 0 | [6 empty] | 0.60057 | 0
LCP_Inputs_ON_Diverse_2023_04_03 | 2033 | O/CCGT - CH4 New | Crossload | Electricity | PJ | Dispatch-Crossload | VOM | 0 | [6 empty] | 0.60057 | 0
LCP_Inputs_ON_Diverse_2023_04_03 | 2033 | O/CCGT - CH4 New | Crossload | Electricity | QC | Dispatch-Crossload | EmissionsCost | 0 | [6 empty] | 0.60057 | 0
LCP_Inputs_ON_Diverse_2023_04_03 | 2033 | O/CCGT - CH4 New | Crossload | Electricity | QC | Dispatch-Crossload | FuelCost | 0 | [6 empty] | 0.60057 | 0
LCP_Inputs_ON_Diverse_2023_04_03 | 2033 | O/CCGT - CH4 New | Crossload | Electricity | QC | Dispatch-Crossload | VOM | 0 | [6 empty] | 0.60057 | 0
LCP_Inputs_ON_Diverse_2023_04_03 | 2033 | O/CCGT - CH4 New | Crossload | Electricity | WC | Dispatch-Crossload | EmissionsCost | 0 | [6 empty] | 0.60057 | 0
LCP_Inputs_ON_Diverse_2023_04_03 | 2033 | O/CCGT - CH4 New | Crossload | Electricity | WC | Dispatch-Crossload | FuelCost | 0 | [6 empty] | 0.60057 | 0
LCP_Inputs_ON_Diverse_2023_04_03 | 2033 | O/CCGT - CH4 New | Crossload | Electricity | WC | Dispatch-Crossload | VOM | 0 | [6 empty] | 0.60057 | 0
LCP_Inputs_ON_Diverse_2023_04_03 | 2033 | O/CCGT - H2 New | Crossload | Electricity | MI | Dispatch-Crossload | EmissionsCost | 0 | [6 empty] | 0.60057 | 0
LCP_Inputs_ON_Diverse_2023_04_03 | 2033 | O/CCGT - H2 New | Crossload | Electricity | MI | Dispatch-Crossload | FuelCost | 0 | [6 empty] | 0.60057 | 0
LCP_Inputs_ON_Diverse_2023_04_03 | 2033 | O/CCGT - H2 New | Crossload | Electricity | MI | Dispatch-Crossload | VOM | 0 | [6 empty] | 0.60057 | 0
LCP_Inputs_ON_Diverse_2023_04_03 | 2033 | O/CCGT - H2 New | Crossload | Electricity | NY | Dispatch-Crossload | EmissionsCost | 0 | [6 empty] | 0.60057 | 0
LCP_Inputs_ON_Diverse_2023_04_03 | 2033 | O/CCGT - H2 New | Crossload | Electricity | NY | Dispatch-Crossload | FuelCost | 0 | [6 empty] | 0.60057 | 0
LCP_Inputs_ON_Diverse_2023_04_03 | 2033 | O/CCGT - H2 New | Crossload | Electricity | NY | Dispatch-Crossload | VOM | 0 | [6 empty] | 0.60057 | 0
LCP_Inputs_ON_Diverse_2023_04_03 | 2033 | O/CCGT - H2 New | Crossload | Electricity | ON | Dispatch-Crossload | EmissionsCost | 0 | [6 empty] | 0.60057 | 0
LCP_Inputs_ON_Diverse_2023_04_03 | 2033 | O/CCGT - H2 New | Crossload | Electricity | ON | Dispatch-Crossload | FuelCost | 0 | [6 empty] | 0.60057 | 0
LCP_Inputs_ON_Diverse_2023_04_03 | 2033 | O/CCGT - H2 New | Crossload | Electricity | ON | Dispatch-Crossload | VOM | 3551260.9593 | [6 empty] | 0.60057 | 2132795.3052
LCP_Inputs_ON_Diverse_2023_04_03 | 2033 | O/CCGT - H2 New | Crossload | Electricity | PJ | Dispatch-Crossload | EmissionsCost | 0 | [6 empty] | 0.60057 | 0
LCP_Inputs_ON_Diverse_2023_04_03 | 2033 | O/CCGT - H2 New | Crossload | Electricity | PJ | Dispatch-Crossload | FuelCost | 0 | [6 empty] | 0.60057 | 0
LCP_Inputs_ON_Diverse_2023_04_03 | 2033 | O/CCGT - H2 New | Crossload | Electricity | PJ | Dispatch-Crossload | VOM | 0 | [6 empty] | 0.60057 | 0
LCP_Inputs_ON_Diverse_2023_04_03 | 2033 | O/CCGT - H2 New | Crossload | Electricity | QC | Dispatch-Crossload | EmissionsCost | 0 | [6 empty] | 0.60057 | 0
LCP_Inputs_ON_Diverse_2023_04_03 | 2033 | O/CCGT - H2 New | Crossload | Electricity | QC | Dispatch-Crossload | FuelCost | 0 | [6 empty] | 0.60057 | 0
LCP_Inputs_ON_Diverse_2023_04_03 | 2033 | O/CCGT - H2 New | Crossload | Electricity | QC | Dispatch-Crossload | VOM | 0 | [6 empty] | 0.60057 | 0
LCP_Inputs_ON_Diverse_2023_04_03 | 2033 | O/CCGT - H2 New | Crossload | Electricity | WC | Dispatch-Crossload | EmissionsCost | 0 | [6 empty] | 0.60057 | 0
LCP_Inputs_ON_Diverse_2023_04_03 | 2033 | O/CCGT - H2 New | Crossload | Electricity | WC | Dispatch-Crossload | FuelCost | 0 | [6 empty] | 0.60057 | 0
LCP_Inputs_ON_Diverse_2023_04_03 | 2033 | O/CCGT - H2 New | Crossload | Electricity | WC | Dispatch-Crossload | VOM | 0 | [6 empty] | 0.60057 | 0
LCP_Inputs_ON_Diverse_2023_04_03 | 2033 | SMR CCS | Crossload | Hydrogen | MI | Dispatch-Crossload | EmissionsCost | 0 | [6 empty] | 0.60057 | 0
LCP_Inputs_ON_Diverse_2023_04_03 | 2033 | SMR CCS | Crossload | Hydrogen | MI | Dispatch-Crossload | FuelCost | 0 | [6 empty] | 0.60057 | 0
LCP_Inputs_ON_Diverse_2023_04_03 | 2033 | SMR CCS | Crossload | Hydrogen | MI | Dispatch-Crossload | VOM | 0 | [6 empty] | 0.60057 | 0
LCP_Inputs_ON_Diverse_2023_04_03 | 2033 | SMR CCS | Crossload | Hydrogen | NY | Dispatch-Crossload | EmissionsCost | 0 | [6 empty] | 0.60057 | 0
LCP_Inputs_ON_Diverse_2023_04_03 | 2033 | SMR CCS | Crossload | Hydrogen | NY | Dispatch-Crossload | FuelCost | 0 | [6 empty] | 0.60057 | 0
LCP_Inputs_ON_Diverse_2023_04_03 | 2033 | SMR CCS | Crossload | Hydrogen | NY | Dispatch-Crossload | VOM | 0 | [6 empty] | 0.60057 | 0
LCP_Inputs_ON_Diverse_2023_04_03 | 2033 | SMR CCS | Crossload | Hydrogen | ON | Dispatch-Crossload | EmissionsCost | 118038153.8452 | [6 empty] | 0.60057 | 70890656.3746
LCP_Inputs_ON_Diverse_2023_04_03 | 2033 | SMR CCS | Crossload | Hydrogen | ON | Dispatch-Crossload | FuelCost | 0 | [6 empty] | 0.60057 | 0
LCP_Inputs_ON_Diverse_2023_04_03 | 2033 | SMR CCS | Crossload | Hydrogen | ON | Dispatch-Crossload | VOM | 238188620.3708 | [6 empty] | 0.60057 | 143049913.0069
LCP_Inputs_ON_Diverse_2023_04_03 | 2033 | SMR CCS | Crossload | Hydrogen | PJ | Dispatch-Crossload | EmissionsCost | 0 | [6 empty] | 0.60057 | 0
LCP_Inputs_ON_Diverse_2023_04_03 | 2033 | SMR CCS | Crossload | Hydrogen | PJ | Dispatch-Crossload | FuelCost | 0 | [6 empty] | 0.60057 | 0
LCP_Inputs_ON_Diverse_2023_04_03 | 2033 | SMR CCS | Crossload | Hydrogen | PJ | Dispatch-Crossload | VOM | 0 | [6 empty] | 0.60057 | 0
LCP_Inputs_ON_Diverse_2023_04_03 | 2033 | SMR CCS | Crossload | Hydrogen | QC | Dispatch-Crossload | EmissionsCost | 0 | [6 empty] | 0.60057 | 0
LCP_Inputs_ON_Diverse_2023_04_03 | 2033 | SMR CCS | Crossload | Hydrogen | QC | Dispatch-Crossload | FuelCost | 0 | [6 empty] | 0.60057 | 0
LCP_Inputs_ON_Diverse_2023_04_03 | 2033 | SMR CCS | Crossload | Hydrogen | QC | Dispatch-Crossload | VOM | 0 | [6 empty] | 0.60057 | 0
LCP_Inputs_ON_Diverse_2023_04_03 | 2033 | SMR CCS | Crossload | Hydrogen | WC | Dispatch-Crossload | EmissionsCost | 0 | [6 empty] | 0.60057 | 0
LCP_Inputs_ON_Diverse_2023_04_03 | 2033 | SMR CCS | Crossload | Hydrogen | WC | Dispatch-Crossload | FuelCost | 0 | [6 empty] | 0.60057 | 0
LCP_Inputs_ON_Diverse_2023_04_03 | 2033 | SMR CCS | Crossload | Hydrogen | WC | Dispatch-Crossload | VOM | 0 | [6 empty] | 0.60057 | 0
LCP_Inputs_ON_Diverse_2023_04_03 | 2033 | Solar PV | Generation | Electricity | MI | Dispatch-Generation | EmissionsCost | 0 | [6 empty] | 0.60057 | 0
LCP_Inputs_ON_Diverse_2023_04_03 | 2033 | Solar PV | Generation | Electricity | MI | Dispatch-Generation | FuelCost | 0 | [6 empty] | 0.60057 | 0
LCP_Inputs_ON_Diverse_2023_04_03 | 2033 | Solar PV | Generation | Electricity | MI | Dispatch-Generation | VOM | 0 | [6 empty] | 0.60057 | 0
LCP_Inputs_ON_Diverse_2023_04_03 | 2033 | Solar PV | Generation | Electricity | NY | Dispatch-Generation | EmissionsCost | 0 | [6 empty] | 0.60057 | 0
LCP_Inputs_ON_Diverse_2023_04_03 | 2033 | Solar PV | Generation | Electricity | NY | Dispatch-Generation | FuelCost | 0 | [6 empty] | 0.60057 | 0
LCP_Inputs_ON_Diverse_2023_04_03 | 2033 | Solar PV | Generation | Electricity | NY | Dispatch-Generation | VOM | 0 | [6 empty] | 0.60057 | 0
LCP_Inputs_ON_Diverse_2023_04_03 | 2033 | Solar PV | Generation | Electricity | ON | Dispatch-Generation | EmissionsCost | 0 | [6 empty] | 0.60057 | 0
LCP_Inputs_ON_Diverse_2023_04_03 | 2033 | Solar PV | Generation | Electricity | ON | Dispatch-Generation | FuelCost | 0 | [6 empty] | 0.60057 | 0
LCP_Inputs_ON_Diverse_2023_04_03 | 2033 | Solar PV | Generation | Electricity | ON | Dispatch-Generation | VOM | 0 | [6 empty] | 0.60057 | 0
LCP_Inputs_ON_Diverse_2023_04_03 | 2033 | Solar PV | Generation | Electricity | PJ | Dispatch-Generation | EmissionsCost | 0 | [6 empty] | 0.60057 | 0
LCP_Inputs_ON_Diverse_2023_04_03 | 2033 | Solar PV | Generation | Electricity | PJ | Dispatch-Generation | FuelCost | 0 | [6 empty] | 0.60057 | 0
LCP_Inputs_ON_Diverse_2023_04_03 | 2033 | Solar PV | Generation | Electricity | PJ | Dispatch-Generation | VOM | 0 | [6 empty] | 0.60057 | 0
LCP_Inputs_ON_Diverse_2023_04_03 | 2033 | Solar PV | Generation | Electricity | QC | Dispatch-Generation | EmissionsCost | 0 | [6 empty] | 0.60057 | 0
LCP_Inputs_ON_Diverse_2023_04_03 | 2033 | Solar PV | Generation | Electricity | QC | Dispatch-Generation | FuelCost | 0 | [6 empty] | 0.60057 | 0
LCP_Inputs_ON_Diverse_2023_04_03 | 2033 | Solar PV | Generation | Electricity | QC | Dispatch-Generation | VOM | 0 | [6 empty] | 0.60057 | 0
LCP_Inputs_ON_Diverse_2023_04_03 | 2033 | Solar PV | Generation | Electricity | WC | Dispatch-Generation | EmissionsCost | 0 | [6 empty] | 0.60057 | 0
LCP_Inputs_ON_Diverse_2023_04_03 | 2033 | Solar PV | Generation | Electricity | WC | Dispatch-Generation | FuelCost | 0 | [6 empty] | 0.60057 | 0
LCP_Inputs_ON_Diverse_2023_04_03 | 2033 | Solar PV | Generation | Electricity | WC | Dispatch-Generation | VOM | 0 | [6 empty] | 0.60057 | 0
LCP_Inputs_ON_Diverse_2023_04_03 | 2033 | Wind Offshore | Generation | Electricity | MI | Dispatch-Generation | EmissionsCost | 0 | [6 empty] | 0.60057 | 0
LCP_Inputs_ON_Diverse_2023_04_03 | 2033 | Wind Offshore | Generation | Electricity | MI | Dispatch-Generation | FuelCost | 0 | [6 empty] | 0.60057 | 0
LCP_Inputs_ON_Diverse_2023_04_03 | 2033 | Wind Offshore | Generation | Electricity | MI | Dispatch-Generation | VOM | 0 | [6 empty] | 0.60057 | 0
LCP_Inputs_ON_Diverse_2023_04_03 | 2033 | Wind Offshore | Generation | Electricity | NY | Dispatch-Generation | EmissionsCost | 0 | [6 empty] | 0.60057 | 0
LCP_Inputs_ON_Diverse_2023_04_03 | 2033 | Wind Offshore | Generation | Electricity | NY | Dispatch-Generation | FuelCost | 0 | [6 empty] | 0.60057 | 0
LCP_Inputs_ON_Diverse_2023_04_03 | 2033 | Wind Offshore | Generation | Electricity | NY | Dispatch-Generation | VOM | 0 | [6 empty] | 0.60057 | 0
LCP_Inputs_ON_Diverse_2023_04_03 | 2033 | Wind Offshore | Generation | Electricity | ON | Dispatch-Generation | EmissionsCost | 0 | [6 empty] | 0.60057 | 0
LCP_Inputs_ON_Diverse_2023_04_03 | 2033 | Wind Offshore | Generation | Electricity | ON | Dispatch-Generation | FuelCost | 0 | [6 empty] | 0.60057 | 0
LCP_Inputs_ON_Diverse_2023_04_03 | 2033 | Wind Offshore | Generation | Electricity | ON | Dispatch-Generation | VOM | 0 | [6 empty] | 0.60057 | 0
LCP_Inputs_ON_Diverse_2023_04_03 | 2033 | Wind Offshore | Generation | Electricity | PJ | Dispatch-Generation | EmissionsCost | 0 | [6 empty] | 0.60057 | 0
LCP_Inputs_ON_Diverse_2023_04_03 | 2033 | Wind Offshore | Generation | Electricity | PJ | Dispatch-Generation | FuelCost | 0 | [6 empty] | 0.60057 | 0
LCP_Inputs_ON_Diverse_2023_04_03 | 2033 | Wind Offshore | Generation | Electricity | PJ | Dispatch-Generation | VOM | 0 | [6 empty] | 0.60057 | 0
LCP_Inputs_ON_Diverse_2023_04_03 | 2033 | Wind Offshore | Generation | Electricity | QC | Dispatch-Generation | EmissionsCost | 0 | [6 empty] | 0.60057 | 0
LCP_Inputs_ON_Diverse_2023_04_03 | 2033 | Wind Offshore | Generation | Electricity | QC | Dispatch-Generation | FuelCost | 0 | [6 empty] | 0.60057 | 0
LCP_Inputs_ON_Diverse_2023_04_03 | 2033 | Wind Offshore | Generation | Electricity | QC | Dispatch-Generation | VOM | 0 | [6 empty] | 0.60057 | 0
LCP_Inputs_ON_Diverse_2023_04_03 | 2033 | Wind Offshore | Generation | Electricity | WC | Dispatch-Generation | EmissionsCost | 0 | [6 empty] | 0.60057 | 0
LCP_Inputs_ON_Diverse_2023_04_03 | 2033 | Wind Offshore | Generation | Electricity | WC | Dispatch-Generation | FuelCost | 0 | [6 empty] | 0.60057 | 0
LCP_Inputs_ON_Diverse_2023_04_03 | 2033 | Wind Offshore | Generation | Electricity | WC | Dispatch-Generation | VOM | 0 | [6 empty] | 0.60057 | 0
LCP_Inputs_ON_Diverse_2023_04_03 | 2033 | Wind Onshore | Generation | Electricity | MI | Dispatch-Generation | EmissionsCost | 0 | [6 empty] | 0.60057 | 0
LCP_Inputs_ON_Diverse_2023_04_03 | 2033 | Wind Onshore | Generation | Electricity | MI | Dispatch-Generation | FuelCost | 0 | [6 empty] | 0.60057 | 0
LCP_Inputs_ON_Diverse_2023_04_03 | 2033 | Wind Onshore | Generation | Electricity | MI | Dispatch-Generation | VOM | 0 | [6 empty] | 0.60057 | 0
LCP_Inputs_ON_Diverse_2023_04_03 | 2033 | Wind Onshore | Generation | Electricity | NY | Dispatch-Generation | EmissionsCost | 0 | [6 empty] | 0.60057 | 0
LCP_Inputs_ON_Diverse_2023_04_03 | 2033 | Wind Onshore | Generation | Electricity | NY | Dispatch-Generation | FuelCost | 0 | [6 empty] | 0.60057 | 0
LCP_Inputs_ON_Diverse_2023_04_03 | 2033 | Wind Onshore | Generation | Electricity | NY | Dispatch-Generation | VOM | 0 | [6 empty] | 0.60057 | 0
LCP_Inputs_ON_Diverse_2023_04_03 | 2033 | Wind Onshore | Generation | Electricity | ON | Dispatch-Generation | EmissionsCost | 0 | [6 empty] | 0.60057 | 0
LCP_Inputs_ON_Diverse_2023_04_03 | 2033 | Wind Onshore | Generation | Electricity | ON | Dispatch-Generation | FuelCost | 0 | [6 empty] | 0.60057 | 0
LCP_Inputs_ON_Diverse_2023_04_03 | 2033 | Wind Onshore | Generation | Electricity | ON | Dispatch-Generation | VOM | 0 | [6 empty] | 0.60057 | 0
LCP_Inputs_ON_Diverse_2023_04_03 | 2033 | Wind Onshore | Generation | Electricity | PJ | Dispatch-Generation | EmissionsCost | 0 | [6 empty] | 0.60057 | 0
LCP_Inputs_ON_Diverse_2023_04_03 | 2033 | Wind Onshore | Generation | Electricity | PJ | Dispatch-Generation | FuelCost | 0 | [6 empty] | 0.60057 | 0
LCP_Inputs_ON_Diverse_2023_04_03 | 2033 | Wind Onshore | Generation | Electricity | PJ | Dispatch-Generation | VOM | 0 | [6 empty] | 0.60057 | 0
LCP_Inputs_ON_Diverse_2023_04_03 | 2033 | Wind Onshore | Generation | Electricity | QC | Dispatch-Generation | EmissionsCost | 0 | [6 empty] | 0.60057 | 0
LCP_Inputs_ON_Diverse_2023_04_03 | 2033 | Wind Onshore | Generation | Electricity | QC | Dispatch-Generation | FuelCost | 0 | [6 empty] | 0.60057 | 0
LCP_Inputs_ON_Diverse_2023_04_03 | 2033 | Wind Onshore | Generation | Electricity | QC | Dispatch-Generation | VOM | 0 | [6 empty] | 0.60057 | 0
LCP_Inputs_ON_Diverse_2023_04_03 | 2033 | Wind Onshore | Generation | Electricity | WC | Dispatch-Generation | EmissionsCost | 0 | [6 empty] | 0.60057 | 0
LCP_Inputs_ON_Diverse_2023_04_03 | 2033 | Wind Onshore | Generation | Electricity | WC | Dispatch-Generation | FuelCost | 0 | [6 empty] | 0.60057 | 0
LCP_Inputs_ON_Diverse_2023_04_03 | 2033 | Wind Onshore | Generation | Electricity | WC | Dispatch-Generation | VOM | 0 | [6 empty] | 0.60057 | 0
LCP_Inputs_ON_Diverse_2023_04_03 | 2034 | Anaerobic Digestion | Generation | Methane | MI | Dispatch-Generation | EmissionsCost | 0 | [6 empty] | 0.57748 | 0
LCP_Inputs_ON_Diverse_2023_04_03 | 2034 | Anaerobic Digestion | Generation | Methane | MI | Dispatch-Generation | FuelCost | 0 | [6 empty] | 0.57748 | 0
LCP_Inputs_ON_Diverse_2023_04_03 | 2034 | Anaerobic Digestion | Generation | Methane | MI | Dispatch-Generation | VOM | 0 | [6 empty] | 0.57748 | 0
LCP_Inputs_ON_Diverse_2023_04_03 | 2034 | Anaerobic Digestion | Generation | Methane | NY | Dispatch-Generation | EmissionsCost | 0 | [6 empty] | 0.57748 | 0
LCP_Inputs_ON_Diverse_2023_04_03 | 2034 | Anaerobic Digestion | Generation | Methane | NY | Dispatch-Generation | FuelCost | 0 | [6 empty] | 0.57748 | 0
LCP_Inputs_ON_Diverse_2023_04_03 | 2034 | Anaerobic Digestion | Generation | Methane | NY | Dispatch-Generation | VOM | 0 | [6 empty] | 0.57748 | 0
LCP_Inputs_ON_Diverse_2023_04_03 | 2034 | Anaerobic Digestion | Generation | Methane | ON | Dispatch-Generation | EmissionsCost | 1840449.9197 | [6 empty] | 0.57748 | 1062813.9698
LCP_Inputs_ON_Diverse_2023_04_03 | 2034 | Anaerobic Digestion | Generation | Methane | ON | Dispatch-Generation | FuelCost | 0 | [6 empty] | 0.57748 | 0
LCP_Inputs_ON_Diverse_2023_04_03 | 2034 | Anaerobic Digestion | Generation | Methane | ON | Dispatch-Generation | VOM | 862230000 | [6 empty] | 0.57748 | 497916340.6614
LCP_Inputs_ON_Diverse_2023_04_03 | 2034 | Anaerobic Digestion | Generation | Methane | PJ | Dispatch-Generation | EmissionsCost | 0 | [6 empty] | 0.57748 | 0
LCP_Inputs_ON_Diverse_2023_04_03 | 2034 | Anaerobic Digestion | Generation | Methane | PJ | Dispatch-Generation | FuelCost | 0 | [6 empty] | 0.57748 | 0
LCP_Inputs_ON_Diverse_2023_04_03 | 2034 | Anaerobic Digestion | Generation | Methane | PJ | Dispatch-Generation | VOM | 0 | [6 empty] | 0.57748 | 0
LCP_Inputs_ON_Diverse_2023_04_03 | 2034 | Anaerobic Digestion | Generation | Methane | QC | Dispatch-Generation | EmissionsCost | 0 | [6 empty] | 0.57748 | 0
LCP_Inputs_ON_Diverse_2023_04_03 | 2034 | Anaerobic Digestion | Generation | Methane | QC | Dispatch-Generation | FuelCost | 0 | [6 empty] | 0.57748 | 0
LCP_Inputs_ON_Diverse_2023_04_03 | 2034 | Anaerobic Digestion | Generation | Methane | QC | Dispatch-Generation | VOM | 0 | [6 empty] | 0.57748 | 0
LCP_Inputs_ON_Diverse_2023_04_03 | 2034 | Anaerobic Digestion | Generation | Methane | WC | Dispatch-Generation | EmissionsCost | 0 | [6 empty] | 0.57748 | 0
LCP_Inputs_ON_Diverse_2023_04_03 | 2034 | Anaerobic Digestion | Generation | Methane | WC | Dispatch-Generation | FuelCost | 0 | [6 empty] | 0.57748 | 0
LCP_Inputs_ON_Diverse_2023_04_03 | 2034 | Anaerobic Digestion | Generation | Methane | WC | Dispatch-Generation | VOM | 0 | [6 empty] | 0.57748 | 0
LCP_Inputs_ON_Diverse_2023_04_03 | 2034 | Battery Storage | Storage | Electricity | MI | Dispatch-Storage | EmissionsCost | 0 | [6 empty] | 0.57748 | 0
LCP_Inputs_ON_Diverse_2023_04_03 | 2034 | Battery Storage | Storage | Electricity | MI | Dispatch-Storage | FuelCost | 0 | [6 empty] | 0.57748 | 0
LCP_Inputs_ON_Diverse_2023_04_03 | 2034 | Battery Storage | Storage | Electricity | MI | Dispatch-Storage | VOM | 0 | [6 empty] | 0.57748 | 0
LCP_Inputs_ON_Diverse_2023_04_03 | 2034 | Battery Storage | Storage | Electricity | NY | Dispatch-Storage | EmissionsCost | 0 | [6 empty] | 0.57748 | 0
LCP_Inputs_ON_Diverse_2023_04_03 | 2034 | Battery Storage | Storage | Electricity | NY | Dispatch-Storage | FuelCost | 0 | [6 empty] | 0.57748 | 0
LCP_Inputs_ON_Diverse_2023_04_03 | 2034 | Battery Storage | Storage | Electricity | NY | Dispatch-Storage | VOM | 0 | [6 empty] | 0.57748 | 0
LCP_Inputs_ON_Diverse_2023_04_03 | 2034 | Battery Storage | Storage | Electricity | ON | Dispatch-Storage | EmissionsCost | 0 | [6 empty] | 0.57748 | 0
LCP_Inputs_ON_Diverse_2023_04_03 | 2034 | Battery Storage | Storage | Electricity | ON | Dispatch-Storage | FuelCost | 0 | [6 empty] | 0.57748 | 0
LCP_Inputs_ON_Diverse_2023_04_03 | 2034 | Battery Storage | Storage | Electricity | ON | Dispatch-Storage | VOM | 0 | [6 empty] | 0.57748 | 0
LCP_Inputs_ON_Diverse_2023_04_03 | 2034 | Battery Storage | Storage | Electricity | PJ | Dispatch-Storage | EmissionsCost | 0 | [6 empty] | 0.57748 | 0
LCP_Inputs_ON_Diverse_2023_04_03 | 2034 | Battery Storage | Storage | Electricity | PJ | Dispatch-Storage | FuelCost | 0 | [6 empty] | 0.57748 | 0
LCP_Inputs_ON_Diverse_2023_04_03 | 2034 | Battery Storage | Storage | Electricity | PJ | Dispatch-Storage | VOM | 0 | [6 empty] | 0.57748 | 0
LCP_Inputs_ON_Diverse_2023_04_03 | 2034 | Battery Storage | Storage | Electricity | QC | Dispatch-Storage | EmissionsCost | 0 | [6 empty] | 0.57748 | 0
LCP_Inputs_ON_Diverse_2023_04_03 | 2034 | Battery Storage | Storage | Electricity | QC | Dispatch-Storage | FuelCost | 0 | [6 empty] | 0.57748 | 0
LCP_Inputs_ON_Diverse_2023_04_03 | 2034 | Battery Storage | Storage | Electricity | QC | Dispatch-Storage | VOM | 0 | [6 empty] | 0.57748 | 0
LCP_Inputs_ON_Diverse_2023_04_03 | 2034 | Battery Storage | Storage | Electricity | WC | Dispatch-Storage | EmissionsCost | 0 | [6 empty] | 0.57748 | 0
LCP_Inputs_ON_Diverse_2023_04_03 | 2034 | Battery Storage | Storage | Electricity | WC | Dispatch-Storage | FuelCost | 0 | [6 empty] | 0.57748 | 0
LCP_Inputs_ON_Diverse_2023_04_03 | 2034 | Battery Storage | Storage | Electricity | WC | Dispatch-Storage | VOM | 0 | [6 empty] | 0.57748 | 0
LCP_Inputs_ON_Diverse_2023_04_03 | 2034 | Biomass | Generation | Electricity | MI | Dispatch-Generation | EmissionsCost | 0 | [6 empty] | 0.57748 | 0
LCP_Inputs_ON_Diverse_2023_04_03 | 2034 | Biomass | Generation | Electricity | MI | Dispatch-Generation | FuelCost | 0 | [6 empty] | 0.57748 | 0
LCP_Inputs_ON_Diverse_2023_04_03 | 2034 | Biomass | Generation | Electricity | MI | Dispatch-Generation | VOM | 0 | [6 empty] | 0.57748 | 0
LCP_Inputs_ON_Diverse_2023_04_03 | 2034 | Biomass | Generation | Electricity | NY | Dispatch-Generation | EmissionsCost | 0 | [6 empty] | 0.57748 | 0
LCP_Inputs_ON_Diverse_2023_04_03 | 2034 | Biomass | Generation | Electricity | NY | Dispatch-Generation | FuelCost | 0 | [6 empty] | 0.57748 | 0
LCP_Inputs_ON_Diverse_2023_04_03 | 2034 | Biomass | Generation | Electricity | NY | Dispatch-Generation | VOM | 0 | [6 empty] | 0.57748 | 0
LCP_Inputs_ON_Diverse_2023_04_03 | 2034 | Biomass | Generation | Electricity | ON | Dispatch-Generation | EmissionsCost | 0 | [6 empty] | 0.57748 | 0
LCP_Inputs_ON_Diverse_2023_04_03 | 2034 | Biomass | Generation | Electricity | ON | Dispatch-Generation | FuelCost | 0 | [6 empty] | 0.57748 | 0
LCP_Inputs_ON_Diverse_2023_04_03 | 2034 | Biomass | Generation | Electricity | ON | Dispatch-Generation | VOM | 0 | [6 empty] | 0.57748 | 0
LCP_Inputs_ON_Diverse_2023_04_03 | 2034 | Biomass | Generation | Electricity | PJ | Dispatch-Generation | EmissionsCost | 0 | [6 empty] | 0.57748 | 0
LCP_Inputs_ON_Diverse_2023_04_03 | 2034 | Biomass | Generation | Electricity | PJ | Dispatch-Generation | FuelCost | 0 | [6 empty] | 0.57748 | 0
LCP_Inputs_ON_Diverse_2023_04_03 | 2034 | Biomass | Generation | Electricity | PJ | Dispatch-Generation | VOM | 0 | [6 empty] | 0.57748 | 0
LCP_Inputs_ON_Diverse_2023_04_03 | 2034 | Biomass | Generation | Electricity | QC | Dispatch-Generation | EmissionsCost | 0 | [6 empty] | 0.57748 | 0
LCP_Inputs_ON_Diverse_2023_04_03 | 2034 | Biomass | Generation | Electricity | QC | Dispatch-Generation | FuelCost | 31690.6798 | [6 empty] | 0.57748 | 18300.578
LCP_Inputs_ON_Diverse_2023_04_03 | 2034 | Biomass | Generation | Electricity | QC | Dispatch-Generation | VOM | 406.6971 | [6 empty] | 0.57748 | 234.8574
LCP_Inputs_ON_Diverse_2023_04_03 | 2034 | Biomass | Generation | Electricity | WC | Dispatch-Generation | EmissionsCost | 0 | [6 empty] | 0.57748 | 0
LCP_Inputs_ON_Diverse_2023_04_03 | 2034 | Biomass | Generation | Electricity | WC | Dispatch-Generation | FuelCost | 0 | [6 empty] | 0.57748 | 0
LCP_Inputs_ON_Diverse_2023_04_03 | 2034 | Biomass | Generation | Electricity | WC | Dispatch-Generation | VOM | 0 | [6 empty] | 0.57748 | 0
LCP_Inputs_ON_Diverse_2023_04_03 | 2034 | Biomass + CCS | Generation | Electricity | MI | Dispatch-Generation | EmissionsCost | 0 | [6 empty] | 0.57748 | 0
LCP_Inputs_ON_Diverse_2023_04_03 | 2034 | Biomass + CCS | Generation | Electricity | MI | Dispatch-Generation | FuelCost | 0 | [6 empty] | 0.57748 | 0
LCP_Inputs_ON_Diverse_2023_04_03 | 2034 | Biomass + CCS | Generation | Electricity | MI | Dispatch-Generation | VOM | 0 | [6 empty] | 0.57748 | 0
LCP_Inputs_ON_Diverse_2023_04_03 | 2034 | Biomass + CCS | Generation | Electricity | NY | Dispatch-Generation | EmissionsCost | 0 | [6 empty] | 0.57748 | 0
LCP_Inputs_ON_Diverse_2023_04_03 | 2034 | Biomass + CCS | Generation | Electricity | NY | Dispatch-Generation | FuelCost | 0 | [6 empty] | 0.57748 | 0
LCP_Inputs_ON_Diverse_2023_04_03 | 2034 | Biomass + CCS | Generation | Electricity | NY | Dispatch-Generation | VOM | 0 | [6 empty] | 0.57748 | 0
LCP_Inputs_ON_Diverse_2023_04_03 | 2034 | Biomass + CCS | Generation | Electricity | ON | Dispatch-Generation | EmissionsCost | 0 | [6 empty] | 0.57748 | 0
LCP_Inputs_ON_Diverse_2023_04_03 | 2034 | Biomass + CCS | Generation | Electricity | ON | Dispatch-Generation | FuelCost | 0 | [6 empty] | 0.57748 | 0
LCP_Inputs_ON_Diverse_2023_04_03 | 2034 | Biomass + CCS | Generation | Electricity | ON | Dispatch-Generation | VOM | 0 | [6 empty] | 0.57748 | 0
LCP_Inputs_ON_Diverse_2023_04_03 | 2034 | Biomass + CCS | Generation | Electricity | PJ | Dispatch-Generation | EmissionsCost | 0 | [6 empty] | 0.57748 | 0
LCP_Inputs_ON_Diverse_2023_04_03 | 2034 | Biomass + CCS | Generation | Electricity | PJ | Dispatch-Generation | FuelCost | 0 | [6 empty] | 0.57748 | 0
LCP_Inputs_ON_Diverse_2023_04_03 | 2034 | Biomass + CCS | Generation | Electricity | PJ | Dispatch-Generation | VOM | 0 | [6 empty] | 0.57748 | 0
LCP_Inputs_ON_Diverse_2023_04_03 | 2034 | Biomass + CCS | Generation | Electricity | QC | Dispatch-Generation | EmissionsCost | 0 | [6 empty] | 0.57748 | 0
LCP_Inputs_ON_Diverse_2023_04_03 | 2034 | Biomass + CCS | Generation | Electricity | QC | Dispatch-Generation | FuelCost | 0 | [6 empty] | 0.57748 | 0
LCP_Inputs_ON_Diverse_2023_04_03 | 2034 | Biomass + CCS | Generation | Electricity | QC | Dispatch-Generation | VOM | 0 | [6 empty] | 0.57748 | 0
LCP_Inputs_ON_Diverse_2023_04_03 | 2034 | Biomass + CCS | Generation | Electricity | WC | Dispatch-Generation | EmissionsCost | 0 | [6 empty] | 0.57748 | 0
LCP_Inputs_ON_Diverse_2023_04_03 | 2034 | Biomass + CCS | Generation | Electricity | WC | Dispatch-Generation | FuelCost | 0 | [6 empty] | 0.57748 | 0
LCP_Inputs_ON_Diverse_2023_04_03 | 2034 | Biomass + CCS | Generation | Electricity | WC | Dispatch-Generation | VOM | 0 | [6 empty] | 0.57748 | 0
LCP_Inputs_ON_Diverse_2023_04_03 | 2034 | CH4 + CCS | Generation | Methane | MI | Dispatch-Generation | EmissionsCost | 0 | [6 empty] | 0.57748 | 0
LCP_Inputs_ON_Diverse_2023_04_03 | 2034 | CH4 + CCS | Generation | Methane | MI | Dispatch-Generation | FuelCost | 0 | [6 empty] | 0.57748 | 0
LCP_Inputs_ON_Diverse_2023_04_03 | 2034 | CH4 + CCS | Generation | Methane | MI | Dispatch-Generation | VOM | 0 | [6 empty] | 0.57748 | 0
LCP_Inputs_ON_Diverse_2023_04_03 | 2034 | CH4 + CCS | Generation | Methane | NY | Dispatch-Generation | EmissionsCost | 0 | [6 empty] | 0.57748 | 0
LCP_Inputs_ON_Diverse_2023_04_03 | 2034 | CH4 + CCS | Generation | Methane | NY | Dispatch-Generation | FuelCost | 0 | [6 empty] | 0.57748 | 0
LCP_Inputs_ON_Diverse_2023_04_03 | 2034 | CH4 + CCS | Generation | Methane | NY | Dispatch-Generation | VOM | 0 | [6 empty] | 0.57748 | 0
LCP_Inputs_ON_Diverse_2023_04_03 | 2034 | CH4 + CCS | Generation | Methane | ON | Dispatch-Generation | EmissionsCost | 36250644.3017 | [6 empty] | 0.57748 | 20933843.8205
LCP_Inputs_ON_Diverse_2023_04_03 | 2034 | CH4 + CCS | Generation | Methane | ON | Dispatch-Generation | FuelCost | 171398728.1399 | [6 empty] | 0.57748 | 98978494.7281
LCP_Inputs_ON_Diverse_2023_04_03 | 2034 | CH4 + CCS | Generation | Methane | ON | Dispatch-Generation | VOM | 19178821.6667 | [6 empty] | 0.57748 | 11075291.6304
LCP_Inputs_ON_Diverse_2023_04_03 | 2034 | CH4 + CCS | Generation | Methane | PJ | Dispatch-Generation | EmissionsCost | 0 | [6 empty] | 0.57748 | 0
LCP_Inputs_ON_Diverse_2023_04_03 | 2034 | CH4 + CCS | Generation | Methane | PJ | Dispatch-Generation | FuelCost | 0 | [6 empty] | 0.57748 | 0
LCP_Inputs_ON_Diverse_2023_04_03 | 2034 | CH4 + CCS | Generation | Methane | PJ | Dispatch-Generation | VOM | 0 | [6 empty] | 0.57748 | 0
LCP_Inputs_ON_Diverse_2023_04_03 | 2034 | CH4 + CCS | Generation | Methane | QC | Dispatch-Generation | EmissionsCost | 0 | [6 empty] | 0.57748 | 0
LCP_Inputs_ON_Diverse_2023_04_03 | 2034 | CH4 + CCS | Generation | Methane | QC | Dispatch-Generation | FuelCost | 0 | [6 empty] | 0.57748 | 0
LCP_Inputs_ON_Diverse_2023_04_03 | 2034 | CH4 + CCS | Generation | Methane | QC | Dispatch-Generation | VOM | 0 | [6 empty] | 0.57748 | 0
LCP_Inputs_ON_Diverse_2023_04_03 | 2034 | CH4 + CCS | Generation | Methane | WC | Dispatch-Generation | EmissionsCost | 0 | [6 empty] | 0.57748 | 0
LCP_Inputs_ON_Diverse_2023_04_03 | 2034 | CH4 + CCS | Generation | Methane | WC | Dispatch-Generation | FuelCost | 0 | [6 empty] | 0.57748 | 0
LCP_Inputs_ON_Diverse_2023_04_03 | 2034 | CH4 + CCS | Generation | Methane | WC | Dispatch-Generation | VOM | 0 | [6 empty] | 0.57748 | 0
LCP_Inputs_ON_Diverse_2023_04_03 | 2034 | CH4 Import - NY 2020 | Import | Methane | MI | Dispatch-Import | EmissionsCost | 0 | [6 empty] | 0.57748 | 0
LCP_Inputs_ON_Diverse_2023_04_03 | 2034 | CH4 Import - NY 2020 | Import | Methane | MI | Dispatch-Import | FuelCost | 0 | [6 empty] | 0.57748 | 0
LCP_Inputs_ON_Diverse_2023_04_03 | 2034 | CH4 Import - NY 2020 | Import | Methane | MI | Dispatch-Import | VOM | 0 | [6 empty] | 0.57748 | 0
LCP_Inputs_ON_Diverse_2023_04_03 | 2034 | CH4 Import - NY 2020 | Import | Methane | NY | Dispatch-Import | EmissionsCost | 0 | [6 empty] | 0.57748 | 0
LCP_Inputs_ON_Diverse_2023_04_03 | 2034 | CH4 Import - NY 2020 | Import | Methane | NY | Dispatch-Import | FuelCost | 0 | [6 empty] | 0.57748 | 0
LCP_Inputs_ON_Diverse_2023_04_03 | 2034 | CH4 Import - NY 2020 | Import | Methane | NY | Dispatch-Import | VOM | 0 | [6 empty] | 0.57748 | 0
LCP_Inputs_ON_Diverse_2023_04_03 | 2034 | CH4 Import - NY 2020 | Import | Methane | ON | Dispatch-Import | EmissionsCost | 0 | [6 empty] | 0.57748 | 0
LCP_Inputs_ON_Diverse_2023_04_03 | 2034 | CH4 Import - NY 2020 | Import | Methane | ON | Dispatch-Import | FuelCost | 0 | [6 empty] | 0.57748 | 0
LCP_Inputs_ON_Diverse_2023_04_03 | 2034 | CH4 Import - NY 2020 | Import | Methane | ON | Dispatch-Import | VOM | 0 | [6 empty] | 0.57748 | 0
LCP_Inputs_ON_Diverse_2023_04_03 | 2034 | CH4 Import - NY 2020 | Import | Methane | PJ | Dispatch-Import | EmissionsCost | 0 | [6 empty] | 0.57748 | 0
LCP_Inputs_ON_Diverse_2023_04_03 | 2034 | CH4 Import - NY 2020 | Import | Methane | PJ | Dispatch-Import | FuelCost | 0 | [6 empty] | 0.57748 | 0
LCP_Inputs_ON_Diverse_2023_04_03 | 2034 | CH4 Import - NY 2020 | Import | Methane | PJ | Dispatch-Import | VOM | 0 | [6 empty] | 0.57748 | 0
LCP_Inputs_ON_Diverse_2023_04_03 | 2034 | CH4 Import - NY 2020 | Import | Methane | QC | Dispatch-Import | EmissionsCost | 0 | [6 empty] | 0.57748 | 0
LCP_Inputs_ON_Diverse_2023_04_03 | 2034 | CH4 Import - NY 2020 | Import | Methane | QC | Dispatch-Import | FuelCost | 0 | [6 empty] | 0.57748 | 0
LCP_Inputs_ON_Diverse_2023_04_03 | 2034 | CH4 Import - NY 2020 | Import | Methane | QC | Dispatch-Import | VOM | 0 | [6 empty] | 0.57748 | 0
LCP_Inputs_ON_Diverse_2023_04_03 | 2034 | CH4 Import - NY 2020 | Import | Methane | WC | Dispatch-Import | EmissionsCost | 0 | [6 empty] | 0.57748 | 0
LCP_Inputs_ON_Diverse_2023_04_03 | 2034 | CH4 Import - NY 2020 | Import | Methane | WC | Dispatch-Import | FuelCost | 0 | [6 empty] | 0.57748 | 0
LCP_Inputs_ON_Diverse_2023_04_03 | 2034 | CH4 Import - NY 2020 | Import | Methane | WC | Dispatch-Import | VOM | 0 | [6 empty] | 0.57748 | 0
LCP_Inputs_ON_Diverse_2023_04_03 | 2034 | CH4 Import - NY 2030 | Import | Methane | MI | Dispatch-Import | EmissionsCost | 0 | [6 empty] | 0.57748 | 0
LCP_Inputs_ON_Diverse_2023_04_03 | 2034 | CH4 Import - NY 2030 | Import | Methane | MI | Dispatch-Import | FuelCost | 0 | [6 empty] | 0.57748 | 0
LCP_Inputs_ON_Diverse_2023_04_03 | 2034 | CH4 Import - NY 2030 | Import | Methane | MI | Dispatch-Import | VOM | 0 | [6 empty] | 0.57748 | 0
LCP_Inputs_ON_Diverse_2023_04_03 | 2034 | CH4 Import - NY 2030 | Import | Methane | NY | Dispatch-Import | EmissionsCost | 1400246087.116 | [6 empty] | 0.57748 | 808607225.1282
LCP_Inputs_ON_Diverse_2023_04_03 | 2034 | CH4 Import - NY 2030 | Import | Methane | NY | Dispatch-Import | FuelCost | 644356120.8267 | [6 empty] | 0.57748 | 372099604.2411
LCP_Inputs_ON_Diverse_2023_04_03 | 2034 | CH4 Import - NY 2030 | Import | Methane | NY | Dispatch-Import | VOM | 0 | [6 empty] | 0.57748 | 0
LCP_Inputs_ON_Diverse_2023_04_03 | 2034 | CH4 Import - NY 2030 | Import | Methane | ON | Dispatch-Import | EmissionsCost | 0 | [6 empty] | 0.57748 | 0
LCP_Inputs_ON_Diverse_2023_04_03 | 2034 | CH4 Import - NY 2030 | Import | Methane | ON | Dispatch-Import | FuelCost | 0 | [6 empty] | 0.57748 | 0
LCP_Inputs_ON_Diverse_2023_04_03 | 2034 | CH4 Import - NY 2030 | Import | Methane | ON | Dispatch-Import | VOM | 0 | [6 empty] | 0.57748 | 0
LCP_Inputs_ON_Diverse_2023_04_03 | 2034 | CH4 Import - NY 2030 | Import | Methane | PJ | Dispatch-Import | EmissionsCost | 0 | [6 empty] | 0.57748 | 0
LCP_Inputs_ON_Diverse_2023_04_03 | 2034 | CH4 Import - NY 2030 | Import | Methane | PJ | Dispatch-Import | FuelCost | 0 | [6 empty] | 0.57748 | 0
LCP_Inputs_ON_Diverse_2023_04_03 | 2034 | CH4 Import - NY 2030 | Import | Methane | PJ | Dispatch-Import | VOM | 0 | [6 empty] | 0.57748 | 0
LCP_Inputs_ON_Diverse_2023_04_03 | 2034 | CH4 Import - NY 2030 | Import | Methane | QC | Dispatch-Import | EmissionsCost | 0 | [6 empty] | 0.57748 | 0
LCP_Inputs_ON_Diverse_2023_04_03 | 2034 | CH4 Import - NY 2030 | Import | Methane | QC | Dispatch-Import | FuelCost | 0 | [6 empty] | 0.57748 | 0
LCP_Inputs_ON_Diverse_2023_04_03 | 2034 | CH4 Import - NY 2030 | Import | Methane | QC | Dispatch-Import | VOM | 0 | [6 empty] | 0.57748 | 0
LCP_Inputs_ON_Diverse_2023_04_03 | 2034 | CH4 Import - NY 2030 | Import | Methane | WC | Dispatch-Import | EmissionsCost | 0 | [6 empty] | 0.57748 | 0
LCP_Inputs_ON_Diverse_2023_04_03 | 2034 | CH4 Import - NY 2030 | Import | Methane | WC | Dispatch-Import | FuelCost | 0 | [6 empty] | 0.57748 | 0
LCP_Inputs_ON_Diverse_2023_04_03 | 2034 | CH4 Import - NY 2030 | Import | Methane | WC | Dispatch-Import | VOM | 0 | [6 empty] | 0.57748 | 0
LCP_Inputs_ON_Diverse_2023_04_03 | 2034 | CH4 Import - NY 2040 | Import | Methane | MI | Dispatch-Import | EmissionsCost | 0 | [6 empty] | 0.57748 | 0
LCP_Inputs_ON_Diverse_2023_04_03 | 2034 | CH4 Import - NY 2040 | Import | Methane | MI | Dispatch-Import | FuelCost | 0 | [6 empty] | 0.57748 | 0
LCP_Inputs_ON_Diverse_2023_04_03 | 2034 | CH4 Import - NY 2040 | Import | Methane | MI | Dispatch-Import | VOM | 0 | [6 empty] | 0.57748 | 0
LCP_Inputs_ON_Diverse_2023_04_03 | 2034 | CH4 Import - NY 2040 | Import | Methane | NY | Dispatch-Import | EmissionsCost | 0 | [6 empty] | 0.57748 | 0
LCP_Inputs_ON_Diverse_2023_04_03 | 2034 | CH4 Import - NY 2040 | Import | Methane | NY | Dispatch-Import | FuelCost | 0 | [6 empty] | 0.57748 | 0
LCP_Inputs_ON_Diverse_2023_04_03 | 2034 | CH4 Import - NY 2040 | Import | Methane | NY | Dispatch-Import | VOM | 0 | [6 empty] | 0.57748 | 0
LCP_Inputs_ON_Diverse_2023_04_03 | 2034 | CH4 Import - NY 2040 | Import | Methane | ON | Dispatch-Import | EmissionsCost | 0 | [6 empty] | 0.57748 | 0
LCP_Inputs_ON_Diverse_2023_04_03 | 2034 | CH4 Import - NY 2040 | Import | Methane | ON | Dispatch-Import | FuelCost | 0 | [6 empty] | 0.57748 | 0
LCP_Inputs_ON_Diverse_2023_04_03 | 2034 | CH4 Import - NY 2040 | Import | Methane | ON | Dispatch-Import | VOM | 0 | [6 empty] | 0.57748 | 0
LCP_Inputs_ON_Diverse_2023_04_03 | 2034 | CH4 Import - NY 2040 | Import | Methane | PJ | Dispatch-Import | EmissionsCost | 0 | [6 empty] | 0.57748 | 0
LCP_Inputs_ON_Diverse_2023_04_03 | 2034 | CH4 Import - NY 2040 | Import | Methane | PJ | Dispatch-Import | FuelCost | 0 | [6 empty] | 0.57748 | 0
LCP_Inputs_ON_Diverse_2023_04_03 | 2034 | CH4 Import - NY 2040 | Import | Methane | PJ | Dispatch-Import | VOM | 0 | [6 empty] | 0.57748 | 0
LCP_Inputs_ON_Diverse_2023_04_03 | 2034 | CH4 Import - NY 2040 | Import | Methane | QC | Dispatch-Import | EmissionsCost | 0 | [6 empty] | 0.57748 | 0
LCP_Inputs_ON_Diverse_2023_04_03 | 2034 | CH4 Import - NY 2040 | Import | Methane | QC | Dispatch-Import | FuelCost | 0 | [6 empty] | 0.57748 | 0
LCP_Inputs_ON_Diverse_2023_04_03 | 2034 | CH4 Import - NY 2040 | Import | Methane | QC | Dispatch-Import | VOM | 0 | [6 empty] | 0.57748 | 0
LCP_Inputs_ON_Diverse_2023_04_03 | 2034 | CH4 Import - NY 2040 | Import | Methane | WC | Dispatch-Import | EmissionsCost | 0 | [6 empty] | 0.57748 | 0
LCP_Inputs_ON_Diverse_2023_04_03 | 2034 | CH4 Import - NY 2040 | Import | Methane | WC | Dispatch-Import | FuelCost | 0 | [6 empty] | 0.57748 | 0
LCP_Inputs_ON_Diverse_2023_04_03 | 2034 | CH4 Import - NY 2040 | Import | Methane | WC | Dispatch-Import | VOM | 0 | [6 empty] | 0.57748 | 0
LCP_Inputs_ON_Diverse_2023_04_03 | 2034 | CH4 Import - NY 2050 | Import | Methane | MI | Dispatch-Import | EmissionsCost | 0 | [6 empty] | 0.57748 | 0
LCP_Inputs_ON_Diverse_2023_04_03 | 2034 | CH4 Import - NY 2050 | Import | Methane | MI | Dispatch-Import | FuelCost | 0 | [6 empty] | 0.57748 | 0
LCP_Inputs_ON_Diverse_2023_04_03 | 2034 | CH4 Import - NY 2050 | Import | Methane | MI | Dispatch-Import | VOM | 0 | [6 empty] | 0.57748 | 0
LCP_Inputs_ON_Diverse_2023_04_03 | 2034 | CH4 Import - NY 2050 | Import | Methane | NY | Dispatch-Import | EmissionsCost | 0 | [6 empty] | 0.57748 | 0
LCP_Inputs_ON_Diverse_2023_04_03 | 2034 | CH4 Import - NY 2050 | Import | Methane | NY | Dispatch-Import | FuelCost | 0 | [6 empty] | 0.57748 | 0
LCP_Inputs_ON_Diverse_2023_04_03 | 2034 | CH4 Import - NY 2050 | Import | Methane | NY | Dispatch-Import | VOM | 0 | [6 empty] | 0.57748 | 0
LCP_Inputs_ON_Diverse_2023_04_03 | 2034 | CH4 Import - NY 2050 | Import | Methane | ON | Dispatch-Import | EmissionsCost | 0 | [6 empty] | 0.57748 | 0
LCP_Inputs_ON_Diverse_2023_04_03 | 2034 | CH4 Import - NY 2050 | Import | Methane | ON | Dispatch-Import | FuelCost | 0 | [6 empty] | 0.57748 | 0
LCP_Inputs_ON_Diverse_2023_04_03 | 2034 | CH4 Import - NY 2050 | Import | Methane | ON | Dispatch-Import | VOM | 0 | [6 empty] | 0.57748 | 0
LCP_Inputs_ON_Diverse_2023_04_03 | 2034 | CH4 Import - NY 2050 | Import | Methane | PJ | Dispatch-Import | EmissionsCost | 0 | [6 empty] | 0.57748 | 0
LCP_Inputs_ON_Diverse_2023_04_03 | 2034 | CH4 Import - NY 2050 | Import | Methane | PJ | Dispatch-Import | FuelCost | 0 | [6 empty] | 0.57748 | 0
LCP_Inputs_ON_Diverse_2023_04_03 | 2034 | CH4 Import - NY 2050 | Import | Methane | PJ | Dispatch-Import | VOM | 0 | [6 empty] | 0.57748 | 0
LCP_Inputs_ON_Diverse_2023_04_03 | 2034 | CH4 Import - NY 2050 | Import | Methane | QC | Dispatch-Import | EmissionsCost | 0 | [6 empty] | 0.57748 | 0
LCP_Inputs_ON_Diverse_2023_04_03 | 2034 | CH4 Import - NY 2050 | Import | Methane | QC | Dispatch-Import | FuelCost | 0 | [6 empty] | 0.57748 | 0
LCP_Inputs_ON_Diverse_2023_04_03 | 2034 | CH4 Import - NY 2050 | Import | Methane | QC | Dispatch-Import | VOM | 0 | [6 empty] | 0.57748 | 0
LCP_Inputs_ON_Diverse_2023_04_03 | 2034 | CH4 Import - NY 2050 | Import | Methane | WC | Dispatch-Import | EmissionsCost | 0 | [6 empty] | 0.57748 | 0
LCP_Inputs_ON_Diverse_2023_04_03 | 2034 | CH4 Import - NY 2050 | Import | Methane | WC | Dispatch-Import | FuelCost | 0 | [6 empty] | 0.57748 | 0
LCP_Inputs_ON_Diverse_2023_04_03 | 2034 | CH4 Import - NY 2050 | Import | Methane | WC | Dispatch-Import | VOM | 0 | [6 empty] | 0.57748 | 0
LCP_Inputs_ON_Diverse_2023_04_03 | 2034 | CH4 Import - WC 2020 | Import | Methane | MI | Dispatch-Import | EmissionsCost | 0 | [6 empty] | 0.57748 | 0
LCP_Inputs_ON_Diverse_2023_04_03 | 2034 | CH4 Import - WC 2020 | Import | Methane | MI | Dispatch-Import | FuelCost | 0 | [6 empty] | 0.57748 | 0
LCP_Inputs_ON_Diverse_2023_04_03 | 2034 | CH4 Import - WC 2020 | Import | Methane | MI | Dispatch-Import | VOM | 0 | [6 empty] | 0.57748 | 0
LCP_Inputs_ON_Diverse_2023_04_03 | 2034 | CH4 Import - WC 2020 | Import | Methane | NY | Dispatch-Import | EmissionsCost | 0 | [6 empty] | 0.57748 | 0
LCP_Inputs_ON_Diverse_2023_04_03 | 2034 | CH4 Import - WC 2020 | Import | Methane | NY | Dispatch-Import | FuelCost | 0 | [6 empty] | 0.57748 | 0
LCP_Inputs_ON_Diverse_2023_04_03 | 2034 | CH4 Import - WC 2020 | Import | Methane | NY | Dispatch-Import | VOM | 0 | [6 empty] | 0.57748 | 0
LCP_Inputs_ON_Diverse_2023_04_03 | 2034 | CH4 Import - WC 2020 | Import | Methane | ON | Dispatch-Import | EmissionsCost | 0 | [6 empty] | 0.57748 | 0
LCP_Inputs_ON_Diverse_2023_04_03 | 2034 | CH4 Import - WC 2020 | Import | Methane | ON | Dispatch-Import | FuelCost | 0 | [6 empty] | 0.57748 | 0
LCP_Inputs_ON_Diverse_2023_04_03 | 2034 | CH4 Import - WC 2020 | Import | Methane | ON | Dispatch-Import | VOM | 0 | [6 empty] | 0.57748 | 0
LCP_Inputs_ON_Diverse_2023_04_03 | 2034 | CH4 Import - WC 2020 | Import | Methane | PJ | Dispatch-Import | EmissionsCost | 0 | [6 empty] | 0.57748 | 0
LCP_Inputs_ON_Diverse_2023_04_03 | 2034 | CH4 Import - WC 2020 | Import | Methane | PJ | Dispatch-Import | FuelCost | 0 | [6 empty] | 0.57748 | 0
LCP_Inputs_ON_Diverse_2023_04_03 | 2034 | CH4 Import - WC 2020 | Import | Methane | PJ | Dispatch-Import | VOM | 0 | [6 empty] | 0.57748 | 0
LCP_Inputs_ON_Diverse_2023_04_03 | 2034 | CH4 Import - WC 2020 | Import | Methane | QC | Dispatch-Import | EmissionsCost | 0 | [6 empty] | 0.57748 | 0
LCP_Inputs_ON_Diverse_2023_04_03 | 2034 | CH4 Import - WC 2020 | Import | Methane | QC | Dispatch-Import | FuelCost | 0 | [6 empty] | 0.57748 | 0
LCP_Inputs_ON_Diverse_2023_04_03 | 2034 | CH4 Import - WC 2020 | Import | Methane | QC | Dispatch-Import | VOM | 0 | [6 empty] | 0.57748 | 0
LCP_Inputs_ON_Diverse_2023_04_03 | 2034 | CH4 Import - WC 2020 | Import | Methane | WC | Dispatch-Import | EmissionsCost | 0 | [6 empty] | 0.57748 | 0
LCP_Inputs_ON_Diverse_2023_04_03 | 2034 | CH4 Import - WC 2020 | Import | Methane | WC | Dispatch-Import | FuelCost | 0 | [6 empty] | 0.57748 | 0
LCP_Inputs_ON_Diverse_2023_04_03 | 2034 | CH4 Import - WC 2020 | Import | Methane | WC | Dispatch-Import | VOM | 0 | [6 empty] | 0.57748 | 0
LCP_Inputs_ON_Diverse_2023_04_03 | 2034 | CH4 Import - WC 2030 | Import | Methane | MI | Dispatch-Import | EmissionsCost | 0 | [6 empty] | 0.57748 | 0
LCP_Inputs_ON_Diverse_2023_04_03 | 2034 | CH4 Import - WC 2030 | Import | Methane | MI | Dispatch-Import | FuelCost | 0 | [6 empty] | 0.57748 | 0
LCP_Inputs_ON_Diverse_2023_04_03 | 2034 | CH4 Import - WC 2030 | Import | Methane | MI | Dispatch-Import | VOM | 0 | [6 empty] | 0.57748 | 0
LCP_Inputs_ON_Diverse_2023_04_03 | 2034 | CH4 Import - WC 2030 | Import | Methane | NY | Dispatch-Import | EmissionsCost | 0 | [6 empty] | 0.57748 | 0
LCP_Inputs_ON_Diverse_2023_04_03 | 2034 | CH4 Import - WC 2030 | Import | Methane | NY | Dispatch-Import | FuelCost | 0 | [6 empty] | 0.57748 | 0
LCP_Inputs_ON_Diverse_2023_04_03 | 2034 | CH4 Import - WC 2030 | Import | Methane | NY | Dispatch-Import | VOM | 0 | [6 empty] | 0.57748 | 0
LCP_Inputs_ON_Diverse_2023_04_03 | 2034 | CH4 Import - WC 2030 | Import | Methane | ON | Dispatch-Import | EmissionsCost | 0 | [6 empty] | 0.57748 | 0
LCP_Inputs_ON_Diverse_2023_04_03 | 2034 | CH4 Import - WC 2030 | Import | Methane | ON | Dispatch-Import | FuelCost | 0 | [6 empty] | 0.57748 | 0
LCP_Inputs_ON_Diverse_2023_04_03 | 2034 | CH4 Import - WC 2030 | Import | Methane | ON | Dispatch-Import | VOM | 0 | [6 empty] | 0.57748 | 0
LCP_Inputs_ON_Diverse_2023_04_03 | 2034 | CH4 Import - WC 2030 | Import | Methane | PJ | Dispatch-Import | EmissionsCost | 0 | [6 empty] | 0.57748 | 0
LCP_Inputs_ON_Diverse_2023_04_03 | 2034 | CH4 Import - WC 2030 | Import | Methane | PJ | Dispatch-Import | FuelCost | 0 | [6 empty] | 0.57748 | 0
LCP_Inputs_ON_Diverse_2023_04_03 | 2034 | CH4 Import - WC 2030 | Import | Methane | PJ | Dispatch-Import | VOM | 0 | [6 empty] | 0.57748 | 0
LCP_Inputs_ON_Diverse_2023_04_03 | 2034 | CH4 Import - WC 2030 | Import | Methane | QC | Dispatch-Import | EmissionsCost | 0 | [6 empty] | 0.57748 | 0
LCP_Inputs_ON_Diverse_2023_04_03 | 2034 | CH4 Import - WC 2030 | Import | Methane | QC | Dispatch-Import | FuelCost | 0 | [6 empty] | 0.57748 | 0
LCP_Inputs_ON_Diverse_2023_04_03 | 2034 | CH4 Import - WC 2030 | Import | Methane | QC | Dispatch-Import | VOM | 0 | [6 empty] | 0.57748 | 0
LCP_Inputs_ON_Diverse_2023_04_03 | 2034 | CH4 Import - WC 2030 | Import | Methane | WC | Dispatch-Import | EmissionsCost | 5193257721.005 | [6 empty] | 0.57748 | 2998976932.5523
LCP_Inputs_ON_Diverse_2023_04_03 | 2034 | CH4 Import - WC 2030 | Import | Methane | WC | Dispatch-Import | FuelCost | 2389799500.4952 | [6 empty] | 0.57748 | 1380049664.476
LCP_Inputs_ON_Diverse_2023_04_03 | 2034 | CH4 Import - WC 2030 | Import | Methane | WC | Dispatch-Import | VOM | 0 | [6 empty] | 0.57748 | 0
LCP_Inputs_ON_Diverse_2023_04_03 | 2034 | CH4 Import - WC 2040 | Import | Methane | MI | Dispatch-Import | EmissionsCost | 0 | [6 empty] | 0.57748 | 0
LCP_Inputs_ON_Diverse_2023_04_03 | 2034 | CH4 Import - WC 2040 | Import | Methane | MI | Dispatch-Import | FuelCost | 0 | [6 empty] | 0.57748 | 0
LCP_Inputs_ON_Diverse_2023_04_03 | 2034 | CH4 Import - WC 2040 | Import | Methane | MI | Dispatch-Import | VOM | 0 | [6 empty] | 0.57748 | 0
LCP_Inputs_ON_Diverse_2023_04_03 | 2034 | CH4 Import - WC 2040 | Import | Methane | NY | Dispatch-Import | EmissionsCost | 0 | [6 empty] | 0.57748 | 0
LCP_Inputs_ON_Diverse_2023_04_03 | 2034 | CH4 Import - WC 2040 | Import | Methane | NY | Dispatch-Import | FuelCost | 0 | [6 empty] | 0.57748 | 0
LCP_Inputs_ON_Diverse_2023_04_03 | 2034 | CH4 Import - WC 2040 | Import | Methane | NY | Dispatch-Import | VOM | 0 | [6 empty] | 0.57748 | 0
LCP_Inputs_ON_Diverse_2023_04_03 | 2034 | CH4 Import - WC 2040 | Import | Methane | ON | Dispatch-Import | EmissionsCost | 0 | [6 empty] | 0.57748 | 0
LCP_Inputs_ON_Diverse_2023_04_03 | 2034 | CH4 Import - WC 2040 | Import | Methane | ON | Dispatch-Import | FuelCost | 0 | [6 empty] | 0.57748 | 0
LCP_Inputs_ON_Diverse_2023_04_03 | 2034 | CH4 Import - WC 2040 | Import | Methane | ON | Dispatch-Import | VOM | 0 | [6 empty] | 0.57748 | 0
LCP_Inputs_ON_Diverse_2023_04_03 | 2034 | CH4 Import - WC 2040 | Import | Methane | PJ | Dispatch-Import | EmissionsCost | 0 | [6 empty] | 0.57748 | 0
LCP_Inputs_ON_Diverse_2023_04_03 | 2034 | CH4 Import - WC 2040 | Import | Methane | PJ | Dispatch-Import | FuelCost | 0 | [6 empty] | 0.57748 | 0
LCP_Inputs_ON_Diverse_2023_04_03 | 2034 | CH4 Import - WC 2040 | Import | Methane | PJ | Dispatch-Import | VOM | 0 | [6 empty] | 0.57748 | 0
LCP_Inputs_ON_Diverse_2023_04_03 | 2034 | CH4 Import - WC 2040 | Import | Methane | QC | Dispatch-Import | EmissionsCost | 0 | [6 empty] | 0.57748 | 0
LCP_Inputs_ON_Diverse_2023_04_03 | 2034 | CH4 Import - WC 2040 | Import | Methane | QC | Dispatch-Import | FuelCost | 0 | [6 empty] | 0.57748 | 0
LCP_Inputs_ON_Diverse_2023_04_03 | 2034 | CH4 Import - WC 2040 | Import | Methane | QC | Dispatch-Import | VOM | 0 | [6 empty] | 0.57748 | 0
LCP_Inputs_ON_Diverse_2023_04_03 | 2034 | CH4 Import - WC 2040 | Import | Methane | WC | Dispatch-Import | EmissionsCost | 0 | [6 empty] | 0.57748 | 0
LCP_Inputs_ON_Diverse_2023_04_03 | 2034 | CH4 Import - WC 2040 | Import | Methane | WC | Dispatch-Import | FuelCost | 0 | [6 empty] | 0.57748 | 0
LCP_Inputs_ON_Diverse_2023_04_03 | 2034 | CH4 Import - WC 2040 | Import | Methane | WC | Dispatch-Import | VOM | 0 | [6 empty] | 0.57748 | 0
LCP_Inputs_ON_Diverse_2023_04_03 | 2034 | CH4 Import - WC 2050 | Import | Methane | MI | Dispatch-Import | EmissionsCost | 0 | [6 empty] | 0.57748 | 0
LCP_Inputs_ON_Diverse_2023_04_03 | 2034 | CH4 Import - WC 2050 | Import | Methane | MI | Dispatch-Import | FuelCost | 0 | [6 empty] | 0.57748 | 0
LCP_Inputs_ON_Diverse_2023_04_03 | 2034 | CH4 Import - WC 2050 | Import | Methane | MI | Dispatch-Import | VOM | 0 | [6 empty] | 0.57748 | 0
LCP_Inputs_ON_Diverse_2023_04_03 | 2034 | CH4 Import - WC 2050 | Import | Methane | NY | Dispatch-Import | EmissionsCost | 0 | [6 empty] | 0.57748 | 0
LCP_Inputs_ON_Diverse_2023_04_03 | 2034 | CH4 Import - WC 2050 | Import | Methane | NY | Dispatch-Import | FuelCost | 0 | [6 empty] | 0.57748 | 0
LCP_Inputs_ON_Diverse_2023_04_03 | 2034 | CH4 Import - WC 2050 | Import | Methane | NY | Dispatch-Import | VOM | 0 | [6 empty] | 0.57748 | 0
LCP_Inputs_ON_Diverse_2023_04_03 | 2034 | CH4 Import - WC 2050 | Import | Methane | ON | Dispatch-Import | EmissionsCost | 0 | [6 empty] | 0.57748 | 0
LCP_Inputs_ON_Diverse_2023_04_03 | 2034 | CH4 Import - WC 2050 | Import | Methane | ON | Dispatch-Import | FuelCost | 0 | [6 empty] | 0.57748 | 0
LCP_Inputs_ON_Diverse_2023_04_03 | 2034 | CH4 Import - WC 2050 | Import | Methane | ON | Dispatch-Import | VOM | 0 | [6 empty] | 0.57748 | 0
LCP_Inputs_ON_Diverse_2023_04_03 | 2034 | CH4 Import - WC 2050 | Import | Methane | PJ | Dispatch-Import | EmissionsCost | 0 | [6 empty] | 0.57748 | 0
LCP_Inputs_ON_Diverse_2023_04_03 | 2034 | CH4 Import - WC 2050 | Import | Methane | PJ | Dispatch-Import | FuelCost | 0 | [6 empty] | 0.57748 | 0
LCP_Inputs_ON_Diverse_2023_04_03 | 2034 | CH4 Import - WC 2050 | Import | Methane | PJ | Dispatch-Import | VOM | 0 | [6 empty] | 0.57748 | 0
LCP_Inputs_ON_Diverse_2023_04_03 | 2034 | CH4 Import - WC 2050 | Import | Methane | QC | Dispatch-Import | EmissionsCost | 0 | [6 empty] | 0.57748 | 0
LCP_Inputs_ON_Diverse_2023_04_03 | 2034 | CH4 Import - WC 2050 | Import | Methane | QC | Dispatch-Import | FuelCost | 0 | [6 empty] | 0.57748 | 0
LCP_Inputs_ON_Diverse_2023_04_03 | 2034 | CH4 Import - WC 2050 | Import | Methane | QC | Dispatch-Import | VOM | 0 | [6 empty] | 0.57748 | 0
LCP_Inputs_ON_Diverse_2023_04_03 | 2034 | CH4 Import - WC 2050 | Import | Methane | WC | Dispatch-Import | EmissionsCost | 0 | [6 empty] | 0.57748 | 0
LCP_Inputs_ON_Diverse_2023_04_03 | 2034 | CH4 Import - WC 2050 | Import | Methane | WC | Dispatch-Import | FuelCost | 0 | [6 empty] | 0.57748 | 0
LCP_Inputs_ON_Diverse_2023_04_03 | 2034 | CH4 Import - WC 2050 | Import | Methane | WC | Dispatch-Import | VOM | 0 | [6 empty] | 0.57748 | 0
LCP_Inputs_ON_Diverse_2023_04_03 | 2034 | CH4 Salt Cavern Storage - ON | Storage | Methane | MI | Dispatch-Storage | EmissionsCost | 0 | [6 empty] | 0.57748 | 0
LCP_Inputs_ON_Diverse_2023_04_03 | 2034 | CH4 Salt Cavern Storage - ON | Storage | Methane | MI | Dispatch-Storage | FuelCost | 0 | [6 empty] | 0.57748 | 0
LCP_Inputs_ON_Diverse_2023_04_03 | 2034 | CH4 Salt Cavern Storage - ON | Storage | Methane | MI | Dispatch-Storage | VOM | 0 | [6 empty] | 0.57748 | 0
LCP_Inputs_ON_Diverse_2023_04_03 | 2034 | CH4 Salt Cavern Storage - ON | Storage | Methane | NY | Dispatch-Storage | EmissionsCost | 0 | [6 empty] | 0.57748 | 0
LCP_Inputs_ON_Diverse_2023_04_03 | 2034 | CH4 Salt Cavern Storage - ON | Storage | Methane | NY | Dispatch-Storage | FuelCost | 0 | [6 empty] | 0.57748 | 0
LCP_Inputs_ON_Diverse_2023_04_03 | 2034 | CH4 Salt Cavern Storage - ON | Storage | Methane | NY | Dispatch-Storage | VOM | 0 | [6 empty] | 0.57748 | 0
LCP_Inputs_ON_Diverse_2023_04_03 | 2034 | CH4 Salt Cavern Storage - ON | Storage | Methane | ON | Dispatch-Storage | EmissionsCost | 0 | [6 empty] | 0.57748 | 0
LCP_Inputs_ON_Diverse_2023_04_03 | 2034 | CH4 Salt Cavern Storage - ON | Storage | Methane | ON | Dispatch-Storage | FuelCost | 0 | [6 empty] | 0.57748 | 0
LCP_Inputs_ON_Diverse_2023_04_03 | 2034 | CH4 Salt Cavern Storage - ON | Storage | Methane | ON | Dispatch-Storage | VOM | 0 | [6 empty] | 0.57748 | 0
LCP_Inputs_ON_Diverse_2023_04_03 | 2034 | CH4 Salt Cavern Storage - ON | Storage | Methane | PJ | Dispatch-Storage | EmissionsCost | 0 | [6 empty] | 0.57748 | 0
LCP_Inputs_ON_Diverse_2023_04_03 | 2034 | CH4 Salt Cavern Storage - ON | Storage | Methane | PJ | Dispatch-Storage | FuelCost | 0 | [6 empty] | 0.57748 | 0
LCP_Inputs_ON_Diverse_2023_04_03 | 2034 | CH4 Salt Cavern Storage - ON | Storage | Methane | PJ | Dispatch-Storage | VOM | 0 | [6 empty] | 0.57748 | 0
LCP_Inputs_ON_Diverse_2023_04_03 | 2034 | CH4 Salt Cavern Storage - ON | Storage | Methane | QC | Dispatch-Storage | EmissionsCost | 0 | [6 empty] | 0.57748 | 0
LCP_Inputs_ON_Diverse_2023_04_03 | 2034 | CH4 Salt Cavern Storage - ON | Storage | Methane | QC | Dispatch-Storage | FuelCost | 0 | [6 empty] | 0.57748 | 0
LCP_Inputs_ON_Diverse_2023_04_03 | 2034 | CH4 Salt Cavern Storage - ON | Storage | Methane | QC | Dispatch-Storage | VOM | 0 | [6 empty] | 0.57748 | 0
LCP_Inputs_ON_Diverse_2023_04_03 | 2034 | CH4 Salt Cavern Storage - ON | Storage | Methane | WC | Dispatch-Storage | EmissionsCost | 0 | [6 empty] | 0.57748 | 0
LCP_Inputs_ON_Diverse_2023_04_03 | 2034 | CH4 Salt Cavern Storage - ON | Storage | Methane | WC | Dispatch-Storage | FuelCost | 0 | [6 empty] | 0.57748 | 0
LCP_Inputs_ON_Diverse_2023_04_03 | 2034 | CH4 Salt Cavern Storage - ON | Storage | Methane | WC | Dispatch-Storage | VOM | 0 | [6 empty] | 0.57748 | 0
LCP_Inputs_ON_Diverse_2023_04_03 | 2034 | Electrolyser 2020/2030 | Crossload | Hydrogen | MI | Dispatch-Crossload | EmissionsCost | 0 | [6 empty] | 0.57748 | 0
LCP_Inputs_ON_Diverse_2023_04_03 | 2034 | Electrolyser 2020/2030 | Crossload | Hydrogen | MI | Dispatch-Crossload | FuelCost | 0 | [6 empty] | 0.57748 | 0
LCP_Inputs_ON_Diverse_2023_04_03 | 2034 | Electrolyser 2020/2030 | Crossload | Hydrogen | MI | Dispatch-Crossload | VOM | 0 | [6 empty] | 0.57748 | 0
LCP_Inputs_ON_Diverse_2023_04_03 | 2034 | Electrolyser 2020/2030 | Crossload | Hydrogen | NY | Dispatch-Crossload | EmissionsCost | 0 | [6 empty] | 0.57748 | 0
LCP_Inputs_ON_Diverse_2023_04_03 | 2034 | Electrolyser 2020/2030 | Crossload | Hydrogen | NY | Dispatch-Crossload | FuelCost | 0 | [6 empty] | 0.57748 | 0
LCP_Inputs_ON_Diverse_2023_04_03 | 2034 | Electrolyser 2020/2030 | Crossload | Hydrogen | NY | Dispatch-Crossload | VOM | 0 | [6 empty] | 0.57748 | 0
LCP_Inputs_ON_Diverse_2023_04_03 | 2034 | Electrolyser 2020/2030 | Crossload | Hydrogen | ON | Dispatch-Crossload | EmissionsCost | 0 | [6 empty] | 0.57748 | 0
LCP_Inputs_ON_Diverse_2023_04_03 | 2034 | Electrolyser 2020/2030 | Crossload | Hydrogen | ON | Dispatch-Crossload | FuelCost | 0 | [6 empty] | 0.57748 | 0
LCP_Inputs_ON_Diverse_2023_04_03 | 2034 | Electrolyser 2020/2030 | Crossload | Hydrogen | ON | Dispatch-Crossload | VOM | 0 | [6 empty] | 0.57748 | 0
LCP_Inputs_ON_Diverse_2023_04_03 | 2034 | Electrolyser 2020/2030 | Crossload | Hydrogen | PJ | Dispatch-Crossload | EmissionsCost | 0 | [6 empty] | 0.57748 | 0
LCP_Inputs_ON_Diverse_2023_04_03 | 2034 | Electrolyser 2020/2030 | Crossload | Hydrogen | PJ | Dispatch-Crossload | FuelCost | 0 | [6 empty] | 0.57748 | 0
LCP_Inputs_ON_Diverse_2023_04_03 | 2034 | Electrolyser 2020/2030 | Crossload | Hydrogen | PJ | Dispatch-Crossload | VOM | 0 | [6 empty] | 0.57748 | 0
LCP_Inputs_ON_Diverse_2023_04_03 | 2034 | Electrolyser 2020/2030 | Crossload | Hydrogen | QC | Dispatch-Crossload | EmissionsCost | 0 | [6 empty] | 0.57748 | 0
LCP_Inputs_ON_Diverse_2023_04_03 | 2034 | Electrolyser 2020/2030 | Crossload | Hydrogen | QC | Dispatch-Crossload | FuelCost | 0 | [6 empty] | 0.57748 | 0
LCP_Inputs_ON_Diverse_2023_04_03 | 2034 | Electrolyser 2020/2030 | Crossload | Hydrogen | QC | Dispatch-Crossload | VOM | 0 | [6 empty] | 0.57748 | 0
LCP_Inputs_ON_Diverse_2023_04_03 | 2034 | Electrolyser 2020/2030 | Crossload | Hydrogen | WC | Dispatch-Crossload | EmissionsCost | 0 | [6 empty] | 0.57748 | 0
LCP_Inputs_ON_Diverse_2023_04_03 | 2034 | Electrolyser 2020/2030 | Crossload | Hydrogen | WC | Dispatch-Crossload | FuelCost | 0 | [6 empty] | 0.57748 | 0
LCP_Inputs_ON_Diverse_2023_04_03 | 2034 | Electrolyser 2020/2030 | Crossload | Hydrogen | WC | Dispatch-Crossload | VOM | 0 | [6 empty] | 0.57748 | 0
LCP_Inputs_ON_Diverse_2023_04_03 | 2034 | Electrolyser 2040 | Crossload | Hydrogen | MI | Dispatch-Crossload | EmissionsCost | 0 | [6 empty] | 0.57748 | 0
LCP_Inputs_ON_Diverse_2023_04_03 | 2034 | Electrolyser 2040 | Crossload | Hydrogen | MI | Dispatch-Crossload | FuelCost | 0 | [6 empty] | 0.57748 | 0
LCP_Inputs_ON_Diverse_2023_04_03 | 2034 | Electrolyser 2040 | Crossload | Hydrogen | MI | Dispatch-Crossload | VOM | 0 | [6 empty] | 0.57748 | 0
LCP_Inputs_ON_Diverse_2023_04_03 | 2034 | Electrolyser 2040 | Crossload | Hydrogen | NY | Dispatch-Crossload | EmissionsCost | 0 | [6 empty] | 0.57748 | 0
LCP_Inputs_ON_Diverse_2023_04_03 | 2034 | Electrolyser 2040 | Crossload | Hydrogen | NY | Dispatch-Crossload | FuelCost | 0 | [6 empty] | 0.57748 | 0
LCP_Inputs_ON_Diverse_2023_04_03 | 2034 | Electrolyser 2040 | Crossload | Hydrogen | NY | Dispatch-Crossload | VOM | 0 | [6 empty] | 0.57748 | 0
LCP_Inputs_ON_Diverse_2023_04_03 | 2034 | Electrolyser 2040 | Crossload | Hydrogen | ON | Dispatch-Crossload | EmissionsCost | 0 | [6 empty] | 0.57748 | 0
LCP_Inputs_ON_Diverse_2023_04_03 | 2034 | Electrolyser 2040 | Crossload | Hydrogen | ON | Dispatch-Crossload | FuelCost | 0 | [6 empty] | 0.57748 | 0
LCP_Inputs_ON_Diverse_2023_04_03 | 2034 | Electrolyser 2040 | Crossload | Hydrogen | ON | Dispatch-Crossload | VOM | 0 | [6 empty] | 0.57748 | 0
LCP_Inputs_ON_Diverse_2023_04_03 | 2034 | Electrolyser 2040 | Crossload | Hydrogen | PJ | Dispatch-Crossload | EmissionsCost | 0 | [6 empty] | 0.57748 | 0
LCP_Inputs_ON_Diverse_2023_04_03 | 2034 | Electrolyser 2040 | Crossload | Hydrogen | PJ | Dispatch-Crossload | FuelCost | 0 | [6 empty] | 0.57748 | 0
LCP_Inputs_ON_Diverse_2023_04_03 | 2034 | Electrolyser 2040 | Crossload | Hydrogen | PJ | Dispatch-Crossload | VOM | 0 | [6 empty] | 0.57748 | 0
LCP_Inputs_ON_Diverse_2023_04_03 | 2034 | Electrolyser 2040 | Crossload | Hydrogen | QC | Dispatch-Crossload | EmissionsCost | 0 | [6 empty] | 0.57748 | 0
LCP_Inputs_ON_Diverse_2023_04_03 | 2034 | Electrolyser 2040 | Crossload | Hydrogen | QC | Dispatch-Crossload | FuelCost | 0 | [6 empty] | 0.57748 | 0
LCP_Inputs_ON_Diverse_2023_04_03 | 2034 | Electrolyser 2040 | Crossload | Hydrogen | QC | Dispatch-Crossload | VOM | 0 | [6 empty] | 0.57748 | 0
LCP_Inputs_ON_Diverse_2023_04_03 | 2034 | Electrolyser 2040 | Crossload | Hydrogen | WC | Dispatch-Crossload | EmissionsCost | 0 | [6 empty] | 0.57748 | 0
LCP_Inputs_ON_Diverse_2023_04_03 | 2034 | Electrolyser 2040 | Crossload | Hydrogen | WC | Dispatch-Crossload | FuelCost | 0 | [6 empty] | 0.57748 | 0
LCP_Inputs_ON_Diverse_2023_04_03 | 2034 | Electrolyser 2040 | Crossload | Hydrogen | WC | Dispatch-Crossload | VOM | 0 | [6 empty] | 0.57748 | 0
LCP_Inputs_ON_Diverse_2023_04_03 | 2034 | Electrolyser 2050 | Crossload | Hydrogen | MI | Dispatch-Crossload | EmissionsCost | 0 | [6 empty] | 0.57748 | 0
LCP_Inputs_ON_Diverse_2023_04_03 | 2034 | Electrolyser 2050 | Crossload | Hydrogen | MI | Dispatch-Crossload | FuelCost | 0 | [6 empty] | 0.57748 | 0
LCP_Inputs_ON_Diverse_2023_04_03 | 2034 | Electrolyser 2050 | Crossload | Hydrogen | MI | Dispatch-Crossload | VOM | 0 | [6 empty] | 0.57748 | 0
LCP_Inputs_ON_Diverse_2023_04_03 | 2034 | Electrolyser 2050 | Crossload | Hydrogen | NY | Dispatch-Crossload | EmissionsCost | 0 | [6 empty] | 0.57748 | 0
LCP_Inputs_ON_Diverse_2023_04_03 | 2034 | Electrolyser 2050 | Crossload | Hydrogen | NY | Dispatch-Crossload | FuelCost | 0 | [6 empty] | 0.57748 | 0
LCP_Inputs_ON_Diverse_2023_04_03 | 2034 | Electrolyser 2050 | Crossload | Hydrogen | NY | Dispatch-Crossload | VOM | 0 | [6 empty] | 0.57748 | 0
LCP_Inputs_ON_Diverse_2023_04_03 | 2034 | Electrolyser 2050 | Crossload | Hydrogen | ON | Dispatch-Crossload | EmissionsCost | 0 | [6 empty] | 0.57748 | 0
LCP_Inputs_ON_Diverse_2023_04_03 | 2034 | Electrolyser 2050 | Crossload | Hydrogen | ON | Dispatch-Crossload | FuelCost | 0 | [6 empty] | 0.57748 | 0
LCP_Inputs_ON_Diverse_2023_04_03 | 2034 | Electrolyser 2050 | Crossload | Hydrogen | ON | Dispatch-Crossload | VOM | 0 | [6 empty] | 0.57748 | 0
LCP_Inputs_ON_Diverse_2023_04_03 | 2034 | Electrolyser 2050 | Crossload | Hydrogen | PJ | Dispatch-Crossload | EmissionsCost | 0 | [6 empty] | 0.57748 | 0
LCP_Inputs_ON_Diverse_2023_04_03 | 2034 | Electrolyser 2050 | Crossload | Hydrogen | PJ | Dispatch-Crossload | FuelCost | 0 | [6 empty] | 0.57748 | 0
LCP_Inputs_ON_Diverse_2023_04_03 | 2034 | Electrolyser 2050 | Crossload | Hydrogen | PJ | Dispatch-Crossload | VOM | 0 | [6 empty] | 0.57748 | 0
LCP_Inputs_ON_Diverse_2023_04_03 | 2034 | Electrolyser 2050 | Crossload | Hydrogen | QC | Dispatch-Crossload | EmissionsCost | 0 | [6 empty] | 0.57748 | 0
LCP_Inputs_ON_Diverse_2023_04_03 | 2034 | Electrolyser 2050 | Crossload | Hydrogen | QC | Dispatch-Crossload | FuelCost | 0 | [6 empty] | 0.57748 | 0
LCP_Inputs_ON_Diverse_2023_04_03 | 2034 | Electrolyser 2050 | Crossload | Hydrogen | QC | Dispatch-Crossload | VOM | 0 | [6 empty] | 0.57748 | 0
LCP_Inputs_ON_Diverse_2023_04_03 | 2034 | Electrolyser 2050 | Crossload | Hydrogen | WC | Dispatch-Crossload | EmissionsCost | 0 | [6 empty] | 0.57748 | 0
LCP_Inputs_ON_Diverse_2023_04_03 | 2034 | Electrolyser 2050 | Crossload | Hydrogen | WC | Dispatch-Crossload | FuelCost | 0 | [6 empty] | 0.57748 | 0
LCP_Inputs_ON_Diverse_2023_04_03 | 2034 | Electrolyser 2050 | Crossload | Hydrogen | WC | Dispatch-Crossload | VOM | 0 | [6 empty] | 0.57748 | 0
LCP_Inputs_ON_Diverse_2023_04_03 | 2034 | Fossil Fuel Thermal (Coal, Peat, Oil) | Generation | Electricity | MI | Dispatch-Generation | EmissionsCost | 0 | [6 empty] | 0.57748 | 0
LCP_Inputs_ON_Diverse_2023_04_03 | 2034 | Fossil Fuel Thermal (Coal, Peat, Oil) | Generation | Electricity | MI | Dispatch-Generation | FuelCost | 0 | [6 empty] | 0.57748 | 0
LCP_Inputs_ON_Diverse_2023_04_03 | 2034 | Fossil Fuel Thermal (Coal, Peat, Oil) | Generation | Electricity | MI | Dispatch-Generation | VOM | 0 | [6 empty] | 0.57748 | 0
LCP_Inputs_ON_Diverse_2023_04_03 | 2034 | Fossil Fuel Thermal (Coal, Peat, Oil) | Generation | Electricity | NY | Dispatch-Generation | EmissionsCost | 0 | [6 empty] | 0.57748 | 0
LCP_Inputs_ON_Diverse_2023_04_03 | 2034 | Fossil Fuel Thermal (Coal, Peat, Oil) | Generation | Electricity | NY | Dispatch-Generation | FuelCost | 0 | [6 empty] | 0.57748 | 0
LCP_Inputs_ON_Diverse_2023_04_03 | 2034 | Fossil Fuel Thermal (Coal, Peat, Oil) | Generation | Electricity | NY | Dispatch-Generation | VOM | 0 | [6 empty] | 0.57748 | 0
LCP_Inputs_ON_Diverse_2023_04_03 | 2034 | Fossil Fuel Thermal (Coal, Peat, Oil) | Generation | Electricity | ON | Dispatch-Generation | EmissionsCost | 0 | [6 empty] | 0.57748 | 0
LCP_Inputs_ON_Diverse_2023_04_03 | 2034 | Fossil Fuel Thermal (Coal, Peat, Oil) | Generation | Electricity | ON | Dispatch-Generation | FuelCost | 0 | [6 empty] | 0.57748 | 0
LCP_Inputs_ON_Diverse_2023_04_03 | 2034 | Fossil Fuel Thermal (Coal, Peat, Oil) | Generation | Electricity | ON | Dispatch-Generation | VOM | 0 | [6 empty] | 0.57748 | 0
LCP_Inputs_ON_Diverse_2023_04_03 | 2034 | Fossil Fuel Thermal (Coal, Peat, Oil) | Generation | Electricity | PJ | Dispatch-Generation | EmissionsCost | 0 | [6 empty] | 0.57748 | 0
LCP_Inputs_ON_Diverse_2023_04_03 | 2034 | Fossil Fuel Thermal (Coal, Peat, Oil) | Generation | Electricity | PJ | Dispatch-Generation | FuelCost | 0 | [6 empty] | 0.57748 | 0
LCP_Inputs_ON_Diverse_2023_04_03 | 2034 | Fossil Fuel Thermal (Coal, Peat, Oil) | Generation | Electricity | PJ | Dispatch-Generation | VOM | 0 | [6 empty] | 0.57748 | 0
LCP_Inputs_ON_Diverse_2023_04_03 | 2034 | Fossil Fuel Thermal (Coal, Peat, Oil) | Generation | Electricity | QC | Dispatch-Generation | EmissionsCost | 0 | [6 empty] | 0.57748 | 0
LCP_Inputs_ON_Diverse_2023_04_03 | 2034 | Fossil Fuel Thermal (Coal, Peat, Oil) | Generation | Electricity | QC | Dispatch-Generation | FuelCost | 0 | [6 empty] | 0.57748 | 0
LCP_Inputs_ON_Diverse_2023_04_03 | 2034 | Fossil Fuel Thermal (Coal, Peat, Oil) | Generation | Electricity | QC | Dispatch-Generation | VOM | 0 | [6 empty] | 0.57748 | 0
LCP_Inputs_ON_Diverse_2023_04_03 | 2034 | Fossil Fuel Thermal (Coal, Peat, Oil) | Generation | Electricity | WC | Dispatch-Generation | EmissionsCost | 0 | [6 empty] | 0.57748 | 0
LCP_Inputs_ON_Diverse_2023_04_03 | 2034 | Fossil Fuel Thermal (Coal, Peat, Oil) | Generation | Electricity | WC | Dispatch-Generation | FuelCost | 0 | [6 empty] | 0.57748 | 0
LCP_Inputs_ON_Diverse_2023_04_03 | 2034 | Fossil Fuel Thermal (Coal, Peat, Oil) | Generation | Electricity | WC | Dispatch-Generation | VOM | 0 | [6 empty] | 0.57748 | 0
LCP_Inputs_ON_Diverse_2023_04_03 | 2034 | Generic - Generator | Generation | Electricity | MI | Dispatch-Generation | EmissionsCost | 0 | [6 empty] | 0.57748 | 0
LCP_Inputs_ON_Diverse_2023_04_03 | 2034 | Generic - Generator | Generation | Electricity | MI | Dispatch-Generation | FuelCost | 1786123186.9525 | [6 empty] | 0.57748 | 1031441635.3153
LCP_Inputs_ON_Diverse_2023_04_03 | 2034 | Generic - Generator | Generation | Electricity | MI | Dispatch-Generation | VOM | 62373597.6871 | [6 empty] | 0.57748 | 36019198.4903
LCP_Inputs_ON_Diverse_2023_04_03 | 2034 | Generic - Generator | Generation | Electricity | NY | Dispatch-Generation | EmissionsCost | 0 | [6 empty] | 0.57748 | 0
LCP_Inputs_ON_Diverse_2023_04_03 | 2034 | Generic - Generator | Generation | Electricity | NY | Dispatch-Generation | FuelCost | 1049703168.1579 | [6 empty] | 0.57748 | 606177423.9703
LCP_Inputs_ON_Diverse_2023_04_03 | 2034 | Generic - Generator | Generation | Electricity | NY | Dispatch-Generation | VOM | 36656913.4648 | [6 empty] | 0.57748 | 21168454.1391
LCP_Inputs_ON_Diverse_2023_04_03 | 2034 | Generic - Generator | Generation | Electricity | ON | Dispatch-Generation | EmissionsCost | 0 | [6 empty] | 0.57748 | 0
LCP_Inputs_ON_Diverse_2023_04_03 | 2034 | Generic - Generator | Generation | Electricity | ON | Dispatch-Generation | FuelCost | 0 | [6 empty] | 0.57748 | 0
LCP_Inputs_ON_Diverse_2023_04_03 | 2034 | Generic - Generator | Generation | Electricity | ON | Dispatch-Generation | VOM | 0 | [6 empty] | 0.57748 | 0
LCP_Inputs_ON_Diverse_2023_04_03 | 2034 | Generic - Generator | Generation | Electricity | PJ | Dispatch-Generation | EmissionsCost | 0 | [6 empty] | 0.57748 | 0
LCP_Inputs_ON_Diverse_2023_04_03 | 2034 | Generic - Generator | Generation | Electricity | PJ | Dispatch-Generation | FuelCost | 7357083622.602 | [6 empty] | 0.57748 | 4248532474.289
LCP_Inputs_ON_Diverse_2023_04_03 | 2034 | Generic - Generator | Generation | Electricity | PJ | Dispatch-Generation | VOM | 256918323.0915 | [6 empty] | 0.57748 | 148363929.9057
LCP_Inputs_ON_Diverse_2023_04_03 | 2034 | Generic - Generator | Generation | Electricity | QC | Dispatch-Generation | EmissionsCost | 0 | [6 empty] | 0.57748 | 0
LCP_Inputs_ON_Diverse_2023_04_03 | 2034 | Generic - Generator | Generation | Electricity | QC | Dispatch-Generation | FuelCost | 0 | [6 empty] | 0.57748 | 0
LCP_Inputs_ON_Diverse_2023_04_03 | 2034 | Generic - Generator | Generation | Electricity | QC | Dispatch-Generation | VOM | 0 | [6 empty] | 0.57748 | 0
LCP_Inputs_ON_Diverse_2023_04_03 | 2034 | Generic - Generator | Generation | Electricity | WC | Dispatch-Generation | EmissionsCost | 0 | [6 empty] | 0.57748 | 0
LCP_Inputs_ON_Diverse_2023_04_03 | 2034 | Generic - Generator | Generation | Electricity | WC | Dispatch-Generation | FuelCost | 1735673.761 | [6 empty] | 0.57748 | 1002308.3489
LCP_Inputs_ON_Diverse_2023_04_03 | 2034 | Generic - Generator | Generation | Electricity | WC | Dispatch-Generation | VOM | 60611.8423 | [6 empty] | 0.57748 | 35001.8286
LCP_Inputs_ON_Diverse_2023_04_03 | 2034 | H2 Import - QC | Import | Hydrogen | MI | Dispatch-Import | EmissionsCost | 0 | [6 empty] | 0.57748 | 0
LCP_Inputs_ON_Diverse_2023_04_03 | 2034 | H2 Import - QC | Import | Hydrogen | MI | Dispatch-Import | FuelCost | 0 | [6 empty] | 0.57748 | 0
LCP_Inputs_ON_Diverse_2023_04_03 | 2034 | H2 Import - QC | Import | Hydrogen | MI | Dispatch-Import | VOM | 0 | [6 empty] | 0.57748 | 0
LCP_Inputs_ON_Diverse_2023_04_03 | 2034 | H2 Import - QC | Import | Hydrogen | NY | Dispatch-Import | EmissionsCost | 0 | [6 empty] | 0.57748 | 0
LCP_Inputs_ON_Diverse_2023_04_03 | 2034 | H2 Import - QC | Import | Hydrogen | NY | Dispatch-Import | FuelCost | 0 | [6 empty] | 0.57748 | 0
LCP_Inputs_ON_Diverse_2023_04_03 | 2034 | H2 Import - QC | Import | Hydrogen | NY | Dispatch-Import | VOM | 0 | [6 empty] | 0.57748 | 0
LCP_Inputs_ON_Diverse_2023_04_03 | 2034 | H2 Import - QC | Import | Hydrogen | ON | Dispatch-Import | EmissionsCost | 0 | [6 empty] | 0.57748 | 0
LCP_Inputs_ON_Diverse_2023_04_03 | 2034 | H2 Import - QC | Import | Hydrogen | ON | Dispatch-Import | FuelCost | 0 | [6 empty] | 0.57748 | 0
LCP_Inputs_ON_Diverse_2023_04_03 | 2034 | H2 Import - QC | Import | Hydrogen | ON | Dispatch-Import | VOM | 0 | [6 empty] | 0.57748 | 0
LCP_Inputs_ON_Diverse_2023_04_03 | 2034 | H2 Import - QC | Import | Hydrogen | PJ | Dispatch-Import | EmissionsCost | 0 | [6 empty] | 0.57748 | 0
LCP_Inputs_ON_Diverse_2023_04_03 | 2034 | H2 Import - QC | Import | Hydrogen | PJ | Dispatch-Import | FuelCost | 0 | [6 empty] | 0.57748 | 0
LCP_Inputs_ON_Diverse_2023_04_03 | 2034 | H2 Import - QC | Import | Hydrogen | PJ | Dispatch-Import | VOM | 0 | [6 empty] | 0.57748 | 0
LCP_Inputs_ON_Diverse_2023_04_03 | 2034 | H2 Import - QC | Import | Hydrogen | QC | Dispatch-Import | EmissionsCost | 0 | [6 empty] | 0.57748 | 0
LCP_Inputs_ON_Diverse_2023_04_03 | 2034 | H2 Import - QC | Import | Hydrogen | QC | Dispatch-Import | FuelCost | 0 | [6 empty] | 0.57748 | 0
LCP_Inputs_ON_Diverse_2023_04_03 | 2034 | H2 Import - QC | Import | Hydrogen | QC | Dispatch-Import | VOM | 0 | [6 empty] | 0.57748 | 0
LCP_Inputs_ON_Diverse_2023_04_03 | 2034 | H2 Import - QC | Import | Hydrogen | WC | Dispatch-Import | EmissionsCost | 0 | [6 empty] | 0.57748 | 0
LCP_Inputs_ON_Diverse_2023_04_03 | 2034 | H2 Import - QC | Import | Hydrogen | WC | Dispatch-Import | FuelCost | 0 | [6 empty] | 0.57748 | 0
LCP_Inputs_ON_Diverse_2023_04_03 | 2034 | H2 Import - QC | Import | Hydrogen | WC | Dispatch-Import | VOM | 0 | [6 empty] | 0.57748 | 0
LCP_Inputs_ON_Diverse_2023_04_03 | 2034 | H2 Import - WC | Import | Hydrogen | MI | Dispatch-Import | EmissionsCost | 0 | [6 empty] | 0.57748 | 0
LCP_Inputs_ON_Diverse_2023_04_03 | 2034 | H2 Import - WC | Import | Hydrogen | MI | Dispatch-Import | FuelCost | 0 | [6 empty] | 0.57748 | 0
LCP_Inputs_ON_Diverse_2023_04_03 | 2034 | H2 Import - WC | Import | Hydrogen | MI | Dispatch-Import | VOM | 0 | [6 empty] | 0.57748 | 0
LCP_Inputs_ON_Diverse_2023_04_03 | 2034 | H2 Import - WC | Import | Hydrogen | NY | Dispatch-Import | EmissionsCost | 0 | [6 empty] | 0.57748 | 0
LCP_Inputs_ON_Diverse_2023_04_03 | 2034 | H2 Import - WC | Import | Hydrogen | NY | Dispatch-Import | FuelCost | 0 | [6 empty] | 0.57748 | 0
LCP_Inputs_ON_Diverse_2023_04_03 | 2034 | H2 Import - WC | Import | Hydrogen | NY | Dispatch-Import | VOM | 0 | [6 empty] | 0.57748 | 0
LCP_Inputs_ON_Diverse_2023_04_03 | 2034 | H2 Import - WC | Import | Hydrogen | ON | Dispatch-Import | EmissionsCost | 0 | [6 empty] | 0.57748 | 0
LCP_Inputs_ON_Diverse_2023_04_03 | 2034 | H2 Import - WC | Import | Hydrogen | ON | Dispatch-Import | FuelCost | 0 | [6 empty] | 0.57748 | 0
LCP_Inputs_ON_Diverse_2023_04_03 | 2034 | H2 Import - WC | Import | Hydrogen | ON | Dispatch-Import | VOM | 0 | [6 empty] | 0.57748 | 0
LCP_Inputs_ON_Diverse_2023_04_03 | 2034 | H2 Import - WC | Import | Hydrogen | PJ | Dispatch-Import | EmissionsCost | 0 | [6 empty] | 0.57748 | 0
LCP_Inputs_ON_Diverse_2023_04_03 | 2034 | H2 Import - WC | Import | Hydrogen | PJ | Dispatch-Import | FuelCost | 0 | [6 empty] | 0.57748 | 0
LCP_Inputs_ON_Diverse_2023_04_03 | 2034 | H2 Import - WC | Import | Hydrogen | PJ | Dispatch-Import | VOM | 0 | [6 empty] | 0.57748 | 0
LCP_Inputs_ON_Diverse_2023_04_03 | 2034 | H2 Import - WC | Import | Hydrogen | QC | Dispatch-Import | EmissionsCost | 0 | [6 empty] | 0.57748 | 0
LCP_Inputs_ON_Diverse_2023_04_03 | 2034 | H2 Import - WC | Import | Hydrogen | QC | Dispatch-Import | FuelCost | 0 | [6 empty] | 0.57748 | 0
LCP_Inputs_ON_Diverse_2023_04_03 | 2034 | H2 Import - WC | Import | Hydrogen | QC | Dispatch-Import | VOM | 0 | [6 empty] | 0.57748 | 0
LCP_Inputs_ON_Diverse_2023_04_03 | 2034 | H2 Import - WC | Import | Hydrogen | WC | Dispatch-Import | EmissionsCost | 0 | [6 empty] | 0.57748 | 0
LCP_Inputs_ON_Diverse_2023_04_03 | 2034 | H2 Import - WC | Import | Hydrogen | WC | Dispatch-Import | FuelCost | 0 | [6 empty] | 0.57748 | 0
LCP_Inputs_ON_Diverse_2023_04_03 | 2034 | H2 Import - WC | Import | Hydrogen | WC | Dispatch-Import | VOM | 0 | [6 empty] | 0.57748 | 0
LCP_Inputs_ON_Diverse_2023_04_03 | 2034 | H2 Salt Cavern Storage - ON | Storage | Hydrogen | MI | Dispatch-Storage | EmissionsCost | 0 | [6 empty] | 0.57748 | 0
LCP_Inputs_ON_Diverse_2023_04_03 | 2034 | H2 Salt Cavern Storage - ON | Storage | Hydrogen | MI | Dispatch-Storage | FuelCost | 0 | [6 empty] | 0.57748 | 0
LCP_Inputs_ON_Diverse_2023_04_03 | 2034 | H2 Salt Cavern Storage - ON | Storage | Hydrogen | MI | Dispatch-Storage | VOM | 0 | [6 empty] | 0.57748 | 0
LCP_Inputs_ON_Diverse_2023_04_03 | 2034 | H2 Salt Cavern Storage - ON | Storage | Hydrogen | NY | Dispatch-Storage | EmissionsCost | 0 | [6 empty] | 0.57748 | 0
LCP_Inputs_ON_Diverse_2023_04_03 | 2034 | H2 Salt Cavern Storage - ON | Storage | Hydrogen | NY | Dispatch-Storage | FuelCost | 0 | [6 empty] | 0.57748 | 0
LCP_Inputs_ON_Diverse_2023_04_03 | 2034 | H2 Salt Cavern Storage - ON | Storage | Hydrogen | NY | Dispatch-Storage | VOM | 0 | [6 empty] | 0.57748 | 0
LCP_Inputs_ON_Diverse_2023_04_03 | 2034 | H2 Salt Cavern Storage - ON | Storage | Hydrogen | ON | Dispatch-Storage | EmissionsCost | 0 | [6 empty] | 0.57748 | 0
LCP_Inputs_ON_Diverse_2023_04_03 | 2034 | H2 Salt Cavern Storage - ON | Storage | Hydrogen | ON | Dispatch-Storage | FuelCost | 0 | [6 empty] | 0.57748 | 0
LCP_Inputs_ON_Diverse_2023_04_03 | 2034 | H2 Salt Cavern Storage - ON | Storage | Hydrogen | ON | Dispatch-Storage | VOM | 14843329.5213 | [6 empty] | 0.57748 | 8571652.9447
LCP_Inputs_ON_Diverse_2023_04_03 | 2034 | H2 Salt Cavern Storage - ON | Storage | Hydrogen | PJ | Dispatch-Storage | EmissionsCost | 0 | [6 empty] | 0.57748 | 0
LCP_Inputs_ON_Diverse_2023_04_03 | 2034 | H2 Salt Cavern Storage - ON | Storage | Hydrogen | PJ | Dispatch-Storage | FuelCost | 0 | [6 empty] | 0.57748 | 0
LCP_Inputs_ON_Diverse_2023_04_03 | 2034 | H2 Salt Cavern Storage - ON | Storage | Hydrogen | PJ | Dispatch-Storage | VOM | 0 | [6 empty] | 0.57748 | 0
LCP_Inputs_ON_Diverse_2023_04_03 | 2034 | H2 Salt Cavern Storage - ON | Storage | Hydrogen | QC | Dispatch-Storage | EmissionsCost | 0 | [6 empty] | 0.57748 | 0
LCP_Inputs_ON_Diverse_2023_04_03 | 2034 | H2 Salt Cavern Storage - ON | Storage | Hydrogen | QC | Dispatch-Storage | FuelCost | 0 | [6 empty] | 0.57748 | 0
LCP_Inputs_ON_Diverse_2023_04_03 | 2034 | H2 Salt Cavern Storage - ON | Storage | Hydrogen | QC | Dispatch-Storage | VOM | 0 | [6 empty] | 0.57748 | 0
LCP_Inputs_ON_Diverse_2023_04_03 | 2034 | H2 Salt Cavern Storage - ON | Storage | Hydrogen | WC | Dispatch-Storage | EmissionsCost | 0 | [6 empty] | 0.57748 | 0
LCP_Inputs_ON_Diverse_2023_04_03 | 2034 | H2 Salt Cavern Storage - ON | Storage | Hydrogen | WC | Dispatch-Storage | FuelCost | 0 | [6 empty] | 0.57748 | 0
LCP_Inputs_ON_Diverse_2023_04_03 | 2034 | H2 Salt Cavern Storage - ON | Storage | Hydrogen | WC | Dispatch-Storage | VOM | 0 | [6 empty] | 0.57748 | 0
LCP_Inputs_ON_Diverse_2023_04_03 | 2034 | Hydro | Generation | Electricity | MI | Dispatch-Generation | EmissionsCost | 0 | [6 empty] | 0.57748 | 0
LCP_Inputs_ON_Diverse_2023_04_03 | 2034 | Hydro | Generation | Electricity | MI | Dispatch-Generation | FuelCost | 0 | [6 empty] | 0.57748 | 0
LCP_Inputs_ON_Diverse_2023_04_03 | 2034 | Hydro | Generation | Electricity | MI | Dispatch-Generation | VOM | 0 | [6 empty] | 0.57748 | 0
LCP_Inputs_ON_Diverse_2023_04_03 | 2034 | Hydro | Generation | Electricity | NY | Dispatch-Generation | EmissionsCost | 0 | [6 empty] | 0.57748 | 0
LCP_Inputs_ON_Diverse_2023_04_03 | 2034 | Hydro | Generation | Electricity | NY | Dispatch-Generation | FuelCost | 0 | [6 empty] | 0.57748 | 0
LCP_Inputs_ON_Diverse_2023_04_03 | 2034 | Hydro | Generation | Electricity | NY | Dispatch-Generation | VOM | 0 | [6 empty] | 0.57748 | 0
LCP_Inputs_ON_Diverse_2023_04_03 | 2034 | Hydro | Generation | Electricity | ON | Dispatch-Generation | EmissionsCost | 0 | [6 empty] | 0.57748 | 0
LCP_Inputs_ON_Diverse_2023_04_03 | 2034 | Hydro | Generation | Electricity | ON | Dispatch-Generation | FuelCost | 0 | [6 empty] | 0.57748 | 0
LCP_Inputs_ON_Diverse_2023_04_03 | 2034 | Hydro | Generation | Electricity | ON | Dispatch-Generation | VOM | 0 | [6 empty] | 0.57748 | 0
LCP_Inputs_ON_Diverse_2023_04_03 | 2034 | Hydro | Generation | Electricity | PJ | Dispatch-Generation | EmissionsCost | 0 | [6 empty] | 0.57748 | 0
LCP_Inputs_ON_Diverse_2023_04_03 | 2034 | Hydro | Generation | Electricity | PJ | Dispatch-Generation | FuelCost | 0 | [6 empty] | 0.57748 | 0
LCP_Inputs_ON_Diverse_2023_04_03 | 2034 | Hydro | Generation | Electricity | PJ | Dispatch-Generation | VOM | 0 | [6 empty] | 0.57748 | 0
LCP_Inputs_ON_Diverse_2023_04_03 | 2034 | Hydro | Generation | Electricity | QC | Dispatch-Generation | EmissionsCost | 0 | [6 empty] | 0.57748 | 0
LCP_Inputs_ON_Diverse_2023_04_03 | 2034 | Hydro | Generation | Electricity | QC | Dispatch-Generation | FuelCost | 0 | [6 empty] | 0.57748 | 0
LCP_Inputs_ON_Diverse_2023_04_03 | 2034 | Hydro | Generation | Electricity | QC | Dispatch-Generation | VOM | 0 | [6 empty] | 0.57748 | 0
LCP_Inputs_ON_Diverse_2023_04_03 | 2034 | Hydro | Generation | Electricity | WC | Dispatch-Generation | EmissionsCost | 0 | [6 empty] | 0.57748 | 0
LCP_Inputs_ON_Diverse_2023_04_03 | 2034 | Hydro | Generation | Electricity | WC | Dispatch-Generation | FuelCost | 0 | [6 empty] | 0.57748 | 0
LCP_Inputs_ON_Diverse_2023_04_03 | 2034 | Hydro | Generation | Electricity | WC | Dispatch-Generation | VOM | 0 | [6 empty] | 0.57748 | 0
LCP_Inputs_ON_Diverse_2023_04_03 | 2034 | Hydro Pumped Storage | Storage | Electricity | MI | Dispatch-Storage | EmissionsCost | 0 | [6 empty] | 0.57748 | 0
LCP_Inputs_ON_Diverse_2023_04_03 | 2034 | Hydro Pumped Storage | Storage | Electricity | MI | Dispatch-Storage | FuelCost | 0 | [6 empty] | 0.57748 | 0
LCP_Inputs_ON_Diverse_2023_04_03 | 2034 | Hydro Pumped Storage | Storage | Electricity | MI | Dispatch-Storage | VOM | 0 | [6 empty] | 0.57748 | 0
LCP_Inputs_ON_Diverse_2023_04_03 | 2034 | Hydro Pumped Storage | Storage | Electricity | NY | Dispatch-Storage | EmissionsCost | 0 | [6 empty] | 0.57748 | 0
LCP_Inputs_ON_Diverse_2023_04_03 | 2034 | Hydro Pumped Storage | Storage | Electricity | NY | Dispatch-Storage | FuelCost | 0 | [6 empty] | 0.57748 | 0
LCP_Inputs_ON_Diverse_2023_04_03 | 2034 | Hydro Pumped Storage | Storage | Electricity | NY | Dispatch-Storage | VOM | 0 | [6 empty] | 0.57748 | 0
LCP_Inputs_ON_Diverse_2023_04_03 | 2034 | Hydro Pumped Storage | Storage | Electricity | ON | Dispatch-Storage | EmissionsCost | 0 | [6 empty] | 0.57748 | 0
LCP_Inputs_ON_Diverse_2023_04_03 | 2034 | Hydro Pumped Storage | Storage | Electricity | ON | Dispatch-Storage | FuelCost | 0 | [6 empty] | 0.57748 | 0
LCP_Inputs_ON_Diverse_2023_04_03 | 2034 | Hydro Pumped Storage | Storage | Electricity | ON | Dispatch-Storage | VOM | 0 | [6 empty] | 0.57748 | 0
LCP_Inputs_ON_Diverse_2023_04_03 | 2034 | Hydro Pumped Storage | Storage | Electricity | PJ | Dispatch-Storage | EmissionsCost | 0 | [6 empty] | 0.57748 | 0
LCP_Inputs_ON_Diverse_2023_04_03 | 2034 | Hydro Pumped Storage | Storage | Electricity | PJ | Dispatch-Storage | FuelCost | 0 | [6 empty] | 0.57748 | 0
LCP_Inputs_ON_Diverse_2023_04_03 | 2034 | Hydro Pumped Storage | Storage | Electricity | PJ | Dispatch-Storage | VOM | 0 | [6 empty] | 0.57748 | 0
LCP_Inputs_ON_Diverse_2023_04_03 | 2034 | Hydro Pumped Storage | Storage | Electricity | QC | Dispatch-Storage | EmissionsCost | 0 | [6 empty] | 0.57748 | 0
LCP_Inputs_ON_Diverse_2023_04_03 | 2034 | Hydro Pumped Storage | Storage | Electricity | QC | Dispatch-Storage | FuelCost | 0 | [6 empty] | 0.57748 | 0
LCP_Inputs_ON_Diverse_2023_04_03 | 2034 | Hydro Pumped Storage | Storage | Electricity | QC | Dispatch-Storage | VOM | 0 | [6 empty] | 0.57748 | 0
LCP_Inputs_ON_Diverse_2023_04_03 | 2034 | Hydro Pumped Storage | Storage | Electricity | WC | Dispatch-Storage | EmissionsCost | 0 | [6 empty] | 0.57748 | 0
LCP_Inputs_ON_Diverse_2023_04_03 | 2034 | Hydro Pumped Storage | Storage | Electricity | WC | Dispatch-Storage | FuelCost | 0 | [6 empty] | 0.57748 | 0
LCP_Inputs_ON_Diverse_2023_04_03 | 2034 | Hydro Pumped Storage | Storage | Electricity | WC | Dispatch-Storage | VOM | 0 | [6 empty] | 0.57748 | 0
LCP_Inputs_ON_Diverse_2023_04_03 | 2034 | Nuclear | Generation | Electricity | MI | Dispatch-Generation | EmissionsCost | 0 | [6 empty] | 0.57748 | 0
LCP_Inputs_ON_Diverse_2023_04_03 | 2034 | Nuclear | Generation | Electricity | MI | Dispatch-Generation | FuelCost | 0 | [6 empty] | 0.57748 | 0
LCP_Inputs_ON_Diverse_2023_04_03 | 2034 | Nuclear | Generation | Electricity | MI | Dispatch-Generation | VOM | 2762866296.96 | [6 empty] | 0.57748 | 1595486443.6625
LCP_Inputs_ON_Diverse_2023_04_03 | 2034 | Nuclear | Generation | Electricity | NY | Dispatch-Generation | EmissionsCost | 0 | [6 empty] | 0.57748 | 0
LCP_Inputs_ON_Diverse_2023_04_03 | 2034 | Nuclear | Generation | Electricity | NY | Dispatch-Generation | FuelCost | 0 | [6 empty] | 0.57748 | 0
LCP_Inputs_ON_Diverse_2023_04_03 | 2034 | Nuclear | Generation | Electricity | NY | Dispatch-Generation | VOM | 2246155230.144 | [6 empty] | 0.57748 | 1297098677.558
LCP_Inputs_ON_Diverse_2023_04_03 | 2034 | Nuclear | Generation | Electricity | ON | Dispatch-Generation | EmissionsCost | 0 | [6 empty] | 0.57748 | 0
LCP_Inputs_ON_Diverse_2023_04_03 | 2034 | Nuclear | Generation | Electricity | ON | Dispatch-Generation | FuelCost | 0 | [6 empty] | 0.57748 | 0
LCP_Inputs_ON_Diverse_2023_04_03 | 2034 | Nuclear | Generation | Electricity | ON | Dispatch-Generation | VOM | 6725070496.368 | [6 empty] | 0.57748 | 3883560641.8726
LCP_Inputs_ON_Diverse_2023_04_03 | 2034 | Nuclear | Generation | Electricity | PJ | Dispatch-Generation | EmissionsCost | 0 | [6 empty] | 0.57748 | 0
LCP_Inputs_ON_Diverse_2023_04_03 | 2034 | Nuclear | Generation | Electricity | PJ | Dispatch-Generation | FuelCost | 0 | [6 empty] | 0.57748 | 0
LCP_Inputs_ON_Diverse_2023_04_03 | 2034 | Nuclear | Generation | Electricity | PJ | Dispatch-Generation | VOM | 6401347648.6848 | [6 empty] | 0.57748 | 3696618763.5954
LCP_Inputs_ON_Diverse_2023_04_03 | 2034 | Nuclear | Generation | Electricity | QC | Dispatch-Generation | EmissionsCost | 0 | [6 empty] | 0.57748 | 0
LCP_Inputs_ON_Diverse_2023_04_03 | 2034 | Nuclear | Generation | Electricity | QC | Dispatch-Generation | FuelCost | 0 | [6 empty] | 0.57748 | 0
LCP_Inputs_ON_Diverse_2023_04_03 | 2034 | Nuclear | Generation | Electricity | QC | Dispatch-Generation | VOM | 0 | [6 empty] | 0.57748 | 0
LCP_Inputs_ON_Diverse_2023_04_03 | 2034 | Nuclear | Generation | Electricity | WC | Dispatch-Generation | EmissionsCost | 0 | [6 empty] | 0.57748 | 0
LCP_Inputs_ON_Diverse_2023_04_03 | 2034 | Nuclear | Generation | Electricity | WC | Dispatch-Generation | FuelCost | 0 | [6 empty] | 0.57748 | 0
LCP_Inputs_ON_Diverse_2023_04_03 | 2034 | Nuclear | Generation | Electricity | WC | Dispatch-Generation | VOM | 0 | [6 empty] | 0.57748 | 0
LCP_Inputs_ON_Diverse_2023_04_03 | 2034 | Nuclear SMR | Generation | Electricity | MI | Dispatch-Generation | EmissionsCost | 0 | [6 empty] | 0.57748 | 0
LCP_Inputs_ON_Diverse_2023_04_03 | 2034 | Nuclear SMR | Generation | Electricity | MI | Dispatch-Generation | FuelCost | 0 | [6 empty] | 0.57748 | 0
LCP_Inputs_ON_Diverse_2023_04_03 | 2034 | Nuclear SMR | Generation | Electricity | MI | Dispatch-Generation | VOM | 0 | [6 empty] | 0.57748 | 0
LCP_Inputs_ON_Diverse_2023_04_03 | 2034 | Nuclear SMR | Generation | Electricity | NY | Dispatch-Generation | EmissionsCost | 0 | [6 empty] | 0.57748 | 0
LCP_Inputs_ON_Diverse_2023_04_03 | 2034 | Nuclear SMR | Generation | Electricity | NY | Dispatch-Generation | FuelCost | 0 | [6 empty] | 0.57748 | 0
LCP_Inputs_ON_Diverse_2023_04_03 | 2034 | Nuclear SMR | Generation | Electricity | NY | Dispatch-Generation | VOM | 0 | [6 empty] | 0.57748 | 0
LCP_Inputs_ON_Diverse_2023_04_03 | 2034 | Nuclear SMR | Generation | Electricity | ON | Dispatch-Generation | EmissionsCost | 0 | [6 empty] | 0.57748 | 0
LCP_Inputs_ON_Diverse_2023_04_03 | 2034 | Nuclear SMR | Generation | Electricity | ON | Dispatch-Generation | FuelCost | 0 | [6 empty] | 0.57748 | 0
LCP_Inputs_ON_Diverse_2023_04_03 | 2034 | Nuclear SMR | Generation | Electricity | ON | Dispatch-Generation | VOM | 17810812.8 | [6 empty] | 0.57748 | 10285300.5968
LCP_Inputs_ON_Diverse_2023_04_03 | 2034 | Nuclear SMR | Generation | Electricity | PJ | Dispatch-Generation | EmissionsCost | 0 | [6 empty] | 0.57748 | 0
LCP_Inputs_ON_Diverse_2023_04_03 | 2034 | Nuclear SMR | Generation | Electricity | PJ | Dispatch-Generation | FuelCost | 0 | [6 empty] | 0.57748 | 0
LCP_Inputs_ON_Diverse_2023_04_03 | 2034 | Nuclear SMR | Generation | Electricity | PJ | Dispatch-Generation | VOM | 0 | [6 empty] | 0.57748 | 0
LCP_Inputs_ON_Diverse_2023_04_03 | 2034 | Nuclear SMR | Generation | Electricity | QC | Dispatch-Generation | EmissionsCost | 0 | [6 empty] | 0.57748 | 0
LCP_Inputs_ON_Diverse_2023_04_03 | 2034 | Nuclear SMR | Generation | Electricity | QC | Dispatch-Generation | FuelCost | 0 | [6 empty] | 0.57748 | 0
LCP_Inputs_ON_Diverse_2023_04_03 | 2034 | Nuclear SMR | Generation | Electricity | QC | Dispatch-Generation | VOM | 0 | [6 empty] | 0.57748 | 0
LCP_Inputs_ON_Diverse_2023_04_03 | 2034 | Nuclear SMR | Generation | Electricity | WC | Dispatch-Generation | EmissionsCost | 0 | [6 empty] | 0.57748 | 0
LCP_Inputs_ON_Diverse_2023_04_03 | 2034 | Nuclear SMR | Generation | Electricity | WC | Dispatch-Generation | FuelCost | 0 | [6 empty] | 0.57748 | 0
LCP_Inputs_ON_Diverse_2023_04_03 | 2034 | Nuclear SMR | Generation | Electricity | WC | Dispatch-Generation | VOM | 0 | [6 empty] | 0.57748 | 0
LCP_Inputs_ON_Diverse_2023_04_03 | 2034 | O/CCGT - CH4 Existing | Crossload | Electricity | MI | Dispatch-Crossload | EmissionsCost | 0 | [6 empty] | 0.57748 | 0
LCP_Inputs_ON_Diverse_2023_04_03 | 2034 | O/CCGT - CH4 Existing | Crossload | Electricity | MI | Dispatch-Crossload | FuelCost | 0 | [6 empty] | 0.57748 | 0
LCP_Inputs_ON_Diverse_2023_04_03 | 2034 | O/CCGT - CH4 Existing | Crossload | Electricity | MI | Dispatch-Crossload | VOM | 0 | [6 empty] | 0.57748 | 0
LCP_Inputs_ON_Diverse_2023_04_03 | 2034 | O/CCGT - CH4 Existing | Crossload | Electricity | NY | Dispatch-Crossload | EmissionsCost | 0 | [6 empty] | 0.57748 | 0
LCP_Inputs_ON_Diverse_2023_04_03 | 2034 | O/CCGT - CH4 Existing | Crossload | Electricity | NY | Dispatch-Crossload | FuelCost | 0 | [6 empty] | 0.57748 | 0
LCP_Inputs_ON_Diverse_2023_04_03 | 2034 | O/CCGT - CH4 Existing | Crossload | Electricity | NY | Dispatch-Crossload | VOM | 0 | [6 empty] | 0.57748 | 0
LCP_Inputs_ON_Diverse_2023_04_03 | 2034 | O/CCGT - CH4 Existing | Crossload | Electricity | ON | Dispatch-Crossload | EmissionsCost | 3895150.9851 | [6 empty] | 0.57748 | 2249352.6377
LCP_Inputs_ON_Diverse_2023_04_03 | 2034 | O/CCGT - CH4 Existing | Crossload | Electricity | ON | Dispatch-Crossload | FuelCost | 0 | [6 empty] | 0.57748 | 0
LCP_Inputs_ON_Diverse_2023_04_03 | 2034 | O/CCGT - CH4 Existing | Crossload | Electricity | ON | Dispatch-Crossload | VOM | 239711.1233 | [6 empty] | 0.57748 | 138427.2008
LCP_Inputs_ON_Diverse_2023_04_03 | 2034 | O/CCGT - CH4 Existing | Crossload | Electricity | PJ | Dispatch-Crossload | EmissionsCost | 0 | [6 empty] | 0.57748 | 0
LCP_Inputs_ON_Diverse_2023_04_03 | 2034 | O/CCGT - CH4 Existing | Crossload | Electricity | PJ | Dispatch-Crossload | FuelCost | 0 | [6 empty] | 0.57748 | 0
LCP_Inputs_ON_Diverse_2023_04_03 | 2034 | O/CCGT - CH4 Existing | Crossload | Electricity | PJ | Dispatch-Crossload | VOM | 0 | [6 empty] | 0.57748 | 0
LCP_Inputs_ON_Diverse_2023_04_03 | 2034 | O/CCGT - CH4 Existing | Crossload | Electricity | QC | Dispatch-Crossload | EmissionsCost | 0 | [6 empty] | 0.57748 | 0
LCP_Inputs_ON_Diverse_2023_04_03 | 2034 | O/CCGT - CH4 Existing | Crossload | Electricity | QC | Dispatch-Crossload | FuelCost | 0 | [6 empty] | 0.57748 | 0
LCP_Inputs_ON_Diverse_2023_04_03 | 2034 | O/CCGT - CH4 Existing | Crossload | Electricity | QC | Dispatch-Crossload | VOM | 0 | [6 empty] | 0.57748 | 0
LCP_Inputs_ON_Diverse_2023_04_03 | 2034 | O/CCGT - CH4 Existing | Crossload | Electricity | WC | Dispatch-Crossload | EmissionsCost | 0 | [6 empty] | 0.57748 | 0
LCP_Inputs_ON_Diverse_2023_04_03 | 2034 | O/CCGT - CH4 Existing | Crossload | Electricity | WC | Dispatch-Crossload | FuelCost | 0 | [6 empty] | 0.57748 | 0
LCP_Inputs_ON_Diverse_2023_04_03 | 2034 | O/CCGT - CH4 Existing | Crossload | Electricity | WC | Dispatch-Crossload | VOM | 0 | [6 empty] | 0.57748 | 0
LCP_Inputs_ON_Diverse_2023_04_03 | 2034 | O/CCGT - CH4 New | Crossload | Electricity | MI | Dispatch-Crossload | EmissionsCost | 0 | [6 empty] | 0.57748 | 0
LCP_Inputs_ON_Diverse_2023_04_03 | 2034 | O/CCGT - CH4 New | Crossload | Electricity | MI | Dispatch-Crossload | FuelCost | 0 | [6 empty] | 0.57748 | 0
LCP_Inputs_ON_Diverse_2023_04_03 | 2034 | O/CCGT - CH4 New | Crossload | Electricity | MI | Dispatch-Crossload | VOM | 0 | [6 empty] | 0.57748 | 0
LCP_Inputs_ON_Diverse_2023_04_03 | 2034 | O/CCGT - CH4 New | Crossload | Electricity | NY | Dispatch-Crossload | EmissionsCost | 0 | [6 empty] | 0.57748 | 0
LCP_Inputs_ON_Diverse_2023_04_03 | 2034 | O/CCGT - CH4 New | Crossload | Electricity | NY | Dispatch-Crossload | FuelCost | 0 | [6 empty] | 0.57748 | 0
LCP_Inputs_ON_Diverse_2023_04_03 | 2034 | O/CCGT - CH4 New | Crossload | Electricity | NY | Dispatch-Crossload | VOM | 0 | [6 empty] | 0.57748 | 0
LCP_Inputs_ON_Diverse_2023_04_03 | 2034 | O/CCGT - CH4 New | Crossload | Electricity | ON | Dispatch-Crossload | EmissionsCost | 200299.7413 | [6 empty] | 0.57748 | 115668.1097
LCP_Inputs_ON_Diverse_2023_04_03 | 2034 | O/CCGT - CH4 New | Crossload | Electricity | ON | Dispatch-Crossload | FuelCost | 0 | [6 empty] | 0.57748 | 0
LCP_Inputs_ON_Diverse_2023_04_03 | 2034 | O/CCGT - CH4 New | Crossload | Electricity | ON | Dispatch-Crossload | VOM | 12326.6277 | [6 empty] | 0.57748 | 7118.3203
LCP_Inputs_ON_Diverse_2023_04_03 | 2034 | O/CCGT - CH4 New | Crossload | Electricity | PJ | Dispatch-Crossload | EmissionsCost | 0 | [6 empty] | 0.57748 | 0
LCP_Inputs_ON_Diverse_2023_04_03 | 2034 | O/CCGT - CH4 New | Crossload | Electricity | PJ | Dispatch-Crossload | FuelCost | 0 | [6 empty] | 0.57748 | 0
LCP_Inputs_ON_Diverse_2023_04_03 | 2034 | O/CCGT - CH4 New | Crossload | Electricity | PJ | Dispatch-Crossload | VOM | 0 | [6 empty] | 0.57748 | 0
LCP_Inputs_ON_Diverse_2023_04_03 | 2034 | O/CCGT - CH4 New | Crossload | Electricity | QC | Dispatch-Crossload | EmissionsCost | 0 | [6 empty] | 0.57748 | 0
LCP_Inputs_ON_Diverse_2023_04_03 | 2034 | O/CCGT - CH4 New | Crossload | Electricity | QC | Dispatch-Crossload | FuelCost | 0 | [6 empty] | 0.57748 | 0
LCP_Inputs_ON_Diverse_2023_04_03 | 2034 | O/CCGT - CH4 New | Crossload | Electricity | QC | Dispatch-Crossload | VOM | 0 | [6 empty] | 0.57748 | 0
LCP_Inputs_ON_Diverse_2023_04_03 | 2034 | O/CCGT - CH4 New | Crossload | Electricity | WC | Dispatch-Crossload | EmissionsCost | 0 | [6 empty] | 0.57748 | 0
LCP_Inputs_ON_Diverse_2023_04_03 | 2034 | O/CCGT - CH4 New | Crossload | Electricity | WC | Dispatch-Crossload | FuelCost | 0 | [6 empty] | 0.57748 | 0
LCP_Inputs_ON_Diverse_2023_04_03 | 2034 | O/CCGT - CH4 New | Crossload | Electricity | WC | Dispatch-Crossload | VOM | 0 | [6 empty] | 0.57748 | 0
LCP_Inputs_ON_Diverse_2023_04_03 | 2034 | O/CCGT - H2 New | Crossload | Electricity | MI | Dispatch-Crossload | EmissionsCost | 0 | [6 empty] | 0.57748 | 0
LCP_Inputs_ON_Diverse_2023_04_03 | 2034 | O/CCGT - H2 New | Crossload | Electricity | MI | Dispatch-Crossload | FuelCost | 0 | [6 empty] | 0.57748 | 0
LCP_Inputs_ON_Diverse_2023_04_03 | 2034 | O/CCGT - H2 New | Crossload | Electricity | MI | Dispatch-Crossload | VOM | 0 | [6 empty] | 0.57748 | 0
LCP_Inputs_ON_Diverse_2023_04_03 | 2034 | O/CCGT - H2 New | Crossload | Electricity | NY | Dispatch-Crossload | EmissionsCost | 0 | [6 empty] | 0.57748 | 0
LCP_Inputs_ON_Diverse_2023_04_03 | 2034 | O/CCGT - H2 New | Crossload | Electricity | NY | Dispatch-Crossload | FuelCost | 0 | [6 empty] | 0.57748 | 0
LCP_Inputs_ON_Diverse_2023_04_03 | 2034 | O/CCGT - H2 New | Crossload | Electricity | NY | Dispatch-Crossload | VOM | 0 | [6 empty] | 0.57748 | 0
LCP_Inputs_ON_Diverse_2023_04_03 | 2034 | O/CCGT - H2 New | Crossload | Electricity | ON | Dispatch-Crossload | EmissionsCost | 0 | [6 empty] | 0.57748 | 0
LCP_Inputs_ON_Diverse_2023_04_03 | 2034 | O/CCGT - H2 New | Crossload | Electricity | ON | Dispatch-Crossload | FuelCost | 0 | [6 empty] | 0.57748 | 0
LCP_Inputs_ON_Diverse_2023_04_03 | 2034 | O/CCGT - H2 New | Crossload | Electricity | ON | Dispatch-Crossload | VOM | 3551260.9593 | [6 empty] | 0.57748 | 2050764.7166
LCP_Inputs_ON_Diverse_2023_04_03 | 2034 | O/CCGT - H2 New | Crossload | Electricity | PJ | Dispatch-Crossload | EmissionsCost | 0 | [6 empty] | 0.57748 | 0
LCP_Inputs_ON_Diverse_2023_04_03 | 2034 | O/CCGT - H2 New | Crossload | Electricity | PJ | Dispatch-Crossload | FuelCost | 0 | [6 empty] | 0.57748 | 0
LCP_Inputs_ON_Diverse_2023_04_03 | 2034 | O/CCGT - H2 New | Crossload | Electricity | PJ | Dispatch-Crossload | VOM | 0 | [6 empty] | 0.57748 | 0
LCP_Inputs_ON_Diverse_2023_04_03 | 2034 | O/CCGT - H2 New | Crossload | Electricity | QC | Dispatch-Crossload | EmissionsCost | 0 | [6 empty] | 0.57748 | 0
LCP_Inputs_ON_Diverse_2023_04_03 | 2034 | O/CCGT - H2 New | Crossload | Electricity | QC | Dispatch-Crossload | FuelCost | 0 | [6 empty] | 0.57748 | 0
LCP_Inputs_ON_Diverse_2023_04_03 | 2034 | O/CCGT - H2 New | Crossload | Electricity | QC | Dispatch-Crossload | VOM | 0 | [6 empty] | 0.57748 | 0
LCP_Inputs_ON_Diverse_2023_04_03 | 2034 | O/CCGT - H2 New | Crossload | Electricity | WC | Dispatch-Crossload | EmissionsCost | 0 | [6 empty] | 0.57748 | 0
LCP_Inputs_ON_Diverse_2023_04_03 | 2034 | O/CCGT - H2 New | Crossload | Electricity | WC | Dispatch-Crossload | FuelCost | 0 | [6 empty] | 0.57748 | 0
LCP_Inputs_ON_Diverse_2023_04_03 | 2034 | O/CCGT - H2 New | Crossload | Electricity | WC | Dispatch-Crossload | VOM | 0 | [6 empty] | 0.57748 | 0
LCP_Inputs_ON_Diverse_2023_04_03 | 2034 | SMR CCS | Crossload | Hydrogen | MI | Dispatch-Crossload | EmissionsCost | 0 | [6 empty] | 0.57748 | 0
LCP_Inputs_ON_Diverse_2023_04_03 | 2034 | SMR CCS | Crossload | Hydrogen | MI | Dispatch-Crossload | FuelCost | 0 | [6 empty] | 0.57748 | 0
LCP_Inputs_ON_Diverse_2023_04_03 | 2034 | SMR CCS | Crossload | Hydrogen | MI | Dispatch-Crossload | VOM | 0 | [6 empty] | 0.57748 | 0
LCP_Inputs_ON_Diverse_2023_04_03 | 2034 | SMR CCS | Crossload | Hydrogen | NY | Dispatch-Crossload | EmissionsCost | 0 | [6 empty] | 0.57748 | 0
LCP_Inputs_ON_Diverse_2023_04_03 | 2034 | SMR CCS | Crossload | Hydrogen | NY | Dispatch-Crossload | FuelCost | 0 | [6 empty] | 0.57748 | 0
LCP_Inputs_ON_Diverse_2023_04_03 | 2034 | SMR CCS | Crossload | Hydrogen | NY | Dispatch-Crossload | VOM | 0 | [6 empty] | 0.57748 | 0
LCP_Inputs_ON_Diverse_2023_04_03 | 2034 | SMR CCS | Crossload | Hydrogen | ON | Dispatch-Crossload | EmissionsCost | 118038153.8452 | [6 empty] | 0.57748 | 68164092.6679
LCP_Inputs_ON_Diverse_2023_04_03 | 2034 | SMR CCS | Crossload | Hydrogen | ON | Dispatch-Crossload | FuelCost | 0 | [6 empty] | 0.57748 | 0
LCP_Inputs_ON_Diverse_2023_04_03 | 2034 | SMR CCS | Crossload | Hydrogen | ON | Dispatch-Crossload | VOM | 238188620.3708 | [6 empty] | 0.57748 | 137547993.2758
LCP_Inputs_ON_Diverse_2023_04_03 | 2034 | SMR CCS | Crossload | Hydrogen | PJ | Dispatch-Crossload | EmissionsCost | 0 | [6 empty] | 0.57748 | 0
LCP_Inputs_ON_Diverse_2023_04_03 | 2034 | SMR CCS | Crossload | Hydrogen | PJ | Dispatch-Crossload | FuelCost | 0 | [6 empty] | 0.57748 | 0
LCP_Inputs_ON_Diverse_2023_04_03 | 2034 | SMR CCS | Crossload | Hydrogen | PJ | Dispatch-Crossload | VOM | 0 | [6 empty] | 0.57748 | 0
LCP_Inputs_ON_Diverse_2023_04_03 | 2034 | SMR CCS | Crossload | Hydrogen | QC | Dispatch-Crossload | EmissionsCost | 0 | [6 empty] | 0.57748 | 0
LCP_Inputs_ON_Diverse_2023_04_03 | 2034 | SMR CCS | Crossload | Hydrogen | QC | Dispatch-Crossload | FuelCost | 0 | [6 empty] | 0.57748 | 0
LCP_Inputs_ON_Diverse_2023_04_03 | 2034 | SMR CCS | Crossload | Hydrogen | QC | Dispatch-Crossload | VOM | 0 | [6 empty] | 0.57748 | 0
LCP_Inputs_ON_Diverse_2023_04_03 | 2034 | SMR CCS | Crossload | Hydrogen | WC | Dispatch-Crossload | EmissionsCost | 0 | [6 empty] | 0.57748 | 0
LCP_Inputs_ON_Diverse_2023_04_03 | 2034 | SMR CCS | Crossload | Hydrogen | WC | Dispatch-Crossload | FuelCost | 0 | [6 empty] | 0.57748 | 0
LCP_Inputs_ON_Diverse_2023_04_03 | 2034 | SMR CCS | Crossload | Hydrogen | WC | Dispatch-Crossload | VOM | 0 | [6 empty] | 0.57748 | 0
LCP_Inputs_ON_Diverse_2023_04_03 | 2034 | Solar PV | Generation | Electricity | MI | Dispatch-Generation | EmissionsCost | 0 | [6 empty] | 0.57748 | 0
LCP_Inputs_ON_Diverse_2023_04_03 | 2034 | Solar PV | Generation | Electricity | MI | Dispatch-Generation | FuelCost | 0 | [6 empty] | 0.57748 | 0
LCP_Inputs_ON_Diverse_2023_04_03 | 2034 | Solar PV | Generation | Electricity | MI | Dispatch-Generation | VOM | 0 | [6 empty] | 0.57748 | 0
LCP_Inputs_ON_Diverse_2023_04_03 | 2034 | Solar PV | Generation | Electricity | NY | Dispatch-Generation | EmissionsCost | 0 | [6 empty] | 0.57748 | 0
LCP_Inputs_ON_Diverse_2023_04_03 | 2034 | Solar PV | Generation | Electricity | NY | Dispatch-Generation | FuelCost | 0 | [6 empty] | 0.57748 | 0
LCP_Inputs_ON_Diverse_2023_04_03 | 2034 | Solar PV | Generation | Electricity | NY | Dispatch-Generation | VOM | 0 | [6 empty] | 0.57748 | 0
LCP_Inputs_ON_Diverse_2023_04_03 | 2034 | Solar PV | Generation | Electricity | ON | Dispatch-Generation | EmissionsCost | 0 | [6 empty] | 0.57748 | 0
LCP_Inputs_ON_Diverse_2023_04_03 | 2034 | Solar PV | Generation | Electricity | ON | Dispatch-Generation | FuelCost | 0 | [6 empty] | 0.57748 | 0
LCP_Inputs_ON_Diverse_2023_04_03 | 2034 | Solar PV | Generation | Electricity | ON | Dispatch-Generation | VOM | 0 | [6 empty] | 0.57748 | 0
LCP_Inputs_ON_Diverse_2023_04_03 | 2034 | Solar PV | Generation | Electricity | PJ | Dispatch-Generation | EmissionsCost | 0 | [6 empty] | 0.57748 | 0
LCP_Inputs_ON_Diverse_2023_04_03 | 2034 | Solar PV | Generation | Electricity | PJ | Dispatch-Generation | FuelCost | 0 | [6 empty] | 0.57748 | 0
LCP_Inputs_ON_Diverse_2023_04_03 | 2034 | Solar PV | Generation | Electricity | PJ | Dispatch-Generation | VOM | 0 | [6 empty] | 0.57748 | 0
LCP_Inputs_ON_Diverse_2023_04_03 | 2034 | Solar PV | Generation | Electricity | QC | Dispatch-Generation | EmissionsCost | 0 | [6 empty] | 0.57748 | 0
LCP_Inputs_ON_Diverse_2023_04_03 | 2034 | Solar PV | Generation | Electricity | QC | Dispatch-Generation | FuelCost | 0 | [6 empty] | 0.57748 | 0
LCP_Inputs_ON_Diverse_2023_04_03 | 2034 | Solar PV | Generation | Electricity | QC | Dispatch-Generation | VOM | 0 | [6 empty] | 0.57748 | 0
LCP_Inputs_ON_Diverse_2023_04_03 | 2034 | Solar PV | Generation | Electricity | WC | Dispatch-Generation | EmissionsCost | 0 | [6 empty] | 0.57748 | 0
LCP_Inputs_ON_Diverse_2023_04_03 | 2034 | Solar PV | Generation | Electricity | WC | Dispatch-Generation | FuelCost | 0 | [6 empty] | 0.57748 | 0
LCP_Inputs_ON_Diverse_2023_04_03 | 2034 | Solar PV | Generation | Electricity | WC | Dispatch-Generation | VOM | 0 | [6 empty] | 0.57748 | 0
LCP_Inputs_ON_Diverse_2023_04_03 | 2034 | Wind Offshore | Generation | Electricity | MI | Dispatch-Generation | EmissionsCost | 0 | [6 empty] | 0.57748 | 0
LCP_Inputs_ON_Diverse_2023_04_03 | 2034 | Wind Offshore | Generation | Electricity | MI | Dispatch-Generation | FuelCost | 0 | [6 empty] | 0.57748 | 0
LCP_Inputs_ON_Diverse_2023_04_03 | 2034 | Wind Offshore | Generation | Electricity | MI | Dispatch-Generation | VOM | 0 | [6 empty] | 0.57748 | 0
LCP_Inputs_ON_Diverse_2023_04_03 | 2034 | Wind Offshore | Generation | Electricity | NY | Dispatch-Generation | EmissionsCost | 0 | [6 empty] | 0.57748 | 0
LCP_Inputs_ON_Diverse_2023_04_03 | 2034 | Wind Offshore | Generation | Electricity | NY | Dispatch-Generation | FuelCost | 0 | [6 empty] | 0.57748 | 0
LCP_Inputs_ON_Diverse_2023_04_03 | 2034 | Wind Offshore | Generation | Electricity | NY | Dispatch-Generation | VOM | 0 | [6 empty] | 0.57748 | 0
LCP_Inputs_ON_Diverse_2023_04_03 | 2034 | Wind Offshore | Generation | Electricity | ON | Dispatch-Generation | EmissionsCost | 0 | [6 empty] | 0.57748 | 0
LCP_Inputs_ON_Diverse_2023_04_03 | 2034 | Wind Offshore | Generation | Electricity | ON | Dispatch-Generation | FuelCost | 0 | [6 empty] | 0.57748 | 0
LCP_Inputs_ON_Diverse_2023_04_03 | 2034 | Wind Offshore | Generation | Electricity | ON | Dispatch-Generation | VOM | 0 | [6 empty] | 0.57748 | 0
LCP_Inputs_ON_Diverse_2023_04_03 | 2034 | Wind Offshore | Generation | Electricity | PJ | Dispatch-Generation | EmissionsCost | 0 | [6 empty] | 0.57748 | 0
LCP_Inputs_ON_Diverse_2023_04_03 | 2034 | Wind Offshore | Generation | Electricity | PJ | Dispatch-Generation | FuelCost | 0 | [6 empty] | 0.57748 | 0
LCP_Inputs_ON_Diverse_2023_04_03 | 2034 | Wind Offshore | Generation | Electricity | PJ | Dispatch-Generation | VOM | 0 | [6 empty] | 0.57748 | 0
LCP_Inputs_ON_Diverse_2023_04_03 | 2034 | Wind Offshore | Generation | Electricity | QC | Dispatch-Generation | EmissionsCost | 0 | [6 empty] | 0.57748 | 0
LCP_Inputs_ON_Diverse_2023_04_03 | 2034 | Wind Offshore | Generation | Electricity | QC | Dispatch-Generation | FuelCost | 0 | [6 empty] | 0.57748 | 0
LCP_Inputs_ON_Diverse_2023_04_03 | 2034 | Wind Offshore | Generation | Electricity | QC | Dispatch-Generation | VOM | 0 | [6 empty] | 0.57748 | 0
LCP_Inputs_ON_Diverse_2023_04_03 | 2034 | Wind Offshore | Generation | Electricity | WC | Dispatch-Generation | EmissionsCost | 0 | [6 empty] | 0.57748 | 0
LCP_Inputs_ON_Diverse_2023_04_03 | 2034 | Wind Offshore | Generation | Electricity | WC | Dispatch-Generation | FuelCost | 0 | [6 empty] | 0.57748 | 0
LCP_Inputs_ON_Diverse_2023_04_03 | 2034 | Wind Offshore | Generation | Electricity | WC | Dispatch-Generation | VOM | 0 | [6 empty] | 0.57748 | 0
LCP_Inputs_ON_Diverse_2023_04_03 | 2034 | Wind Onshore | Generation | Electricity | MI | Dispatch-Generation | EmissionsCost | 0 | [6 empty] | 0.57748 | 0
LCP_Inputs_ON_Diverse_2023_04_03 | 2034 | Wind Onshore | Generation | Electricity | MI | Dispatch-Generation | FuelCost | 0 | [6 empty] | 0.57748 | 0
LCP_Inputs_ON_Diverse_2023_04_03 | 2034 | Wind Onshore | Generation | Electricity | MI | Dispatch-Generation | VOM | 0 | [6 empty] | 0.57748 | 0
LCP_Inputs_ON_Diverse_2023_04_03 | 2034 | Wind Onshore | Generation | Electricity | NY | Dispatch-Generation | EmissionsCost | 0 | [6 empty] | 0.57748 | 0
LCP_Inputs_ON_Diverse_2023_04_03 | 2034 | Wind Onshore | Generation | Electricity | NY | Dispatch-Generation | FuelCost | 0 | [6 empty] | 0.57748 | 0
LCP_Inputs_ON_Diverse_2023_04_03 | 2034 | Wind Onshore | Generation | Electricity | NY | Dispatch-Generation | VOM | 0 | [6 empty] | 0.57748 | 0
LCP_Inputs_ON_Diverse_2023_04_03 | 2034 | Wind Onshore | Generation | Electricity | ON | Dispatch-Generation | EmissionsCost | 0 | [6 empty] | 0.57748 | 0
LCP_Inputs_ON_Diverse_2023_04_03 | 2034 | Wind Onshore | Generation | Electricity | ON | Dispatch-Generation | FuelCost | 0 | [6 empty] | 0.57748 | 0
LCP_Inputs_ON_Diverse_2023_04_03 | 2034 | Wind Onshore | Generation | Electricity | ON | Dispatch-Generation | VOM | 0 | [6 empty] | 0.57748 | 0
LCP_Inputs_ON_Diverse_2023_04_03 | 2034 | Wind Onshore | Generation | Electricity | PJ | Dispatch-Generation | EmissionsCost | 0 | [6 empty] | 0.57748 | 0
LCP_Inputs_ON_Diverse_2023_04_03 | 2034 | Wind Onshore | Generation | Electricity | PJ | Dispatch-Generation | FuelCost | 0 | [6 empty] | 0.57748 | 0
LCP_Inputs_ON_Diverse_2023_04_03 | 2034 | Wind Onshore | Generation | Electricity | PJ | Dispatch-Generation | VOM | 0 | [6 empty] | 0.57748 | 0
LCP_Inputs_ON_Diverse_2023_04_03 | 2034 | Wind Onshore | Generation | Electricity | QC | Dispatch-Generation | EmissionsCost | 0 | [6 empty] | 0.57748 | 0
LCP_Inputs_ON_Diverse_2023_04_03 | 2034 | Wind Onshore | Generation | Electricity | QC | Dispatch-Generation | FuelCost | 0 | [6 empty] | 0.57748 | 0
LCP_Inputs_ON_Diverse_2023_04_03 | 2034 | Wind Onshore | Generation | Electricity | QC | Dispatch-Generation | VOM | 0 | [6 empty] | 0.57748 | 0
LCP_Inputs_ON_Diverse_2023_04_03 | 2034 | Wind Onshore | Generation | Electricity | WC | Dispatch-Generation | EmissionsCost | 0 | [6 empty] | 0.57748 | 0
LCP_Inputs_ON_Diverse_2023_04_03 | 2034 | Wind Onshore | Generation | Electricity | WC | Dispatch-Generation | FuelCost | 0 | [6 empty] | 0.57748 | 0
LCP_Inputs_ON_Diverse_2023_04_03 | 2034 | Wind Onshore | Generation | Electricity | WC | Dispatch-Generation | VOM | 0 | [6 empty] | 0.57748 | 0
LCP_Inputs_ON_Diverse_2023_04_03 | 2035 | Anaerobic Digestion | Generation | Methane | MI | Dispatch-Generation | EmissionsCost | 0 | [6 empty] | 0.55526 | 0
LCP_Inputs_ON_Diverse_2023_04_03 | 2035 | Anaerobic Digestion | Generation | Methane | MI | Dispatch-Generation | FuelCost | 0 | [6 empty] | 0.55526 | 0
LCP_Inputs_ON_Diverse_2023_04_03 | 2035 | Anaerobic Digestion | Generation | Methane | MI | Dispatch-Generation | VOM | 0 | [6 empty] | 0.55526 | 0
LCP_Inputs_ON_Diverse_2023_04_03 | 2035 | Anaerobic Digestion | Generation | Methane | NY | Dispatch-Generation | EmissionsCost | 0 | [6 empty] | 0.55526 | 0
LCP_Inputs_ON_Diverse_2023_04_03 | 2035 | Anaerobic Digestion | Generation | Methane | NY | Dispatch-Generation | FuelCost | 0 | [6 empty] | 0.55526 | 0
LCP_Inputs_ON_Diverse_2023_04_03 | 2035 | Anaerobic Digestion | Generation | Methane | NY | Dispatch-Generation | VOM | 0 | [6 empty] | 0.55526 | 0
LCP_Inputs_ON_Diverse_2023_04_03 | 2035 | Anaerobic Digestion | Generation | Methane | ON | Dispatch-Generation | EmissionsCost | 1840449.9197 | [6 empty] | 0.55526 | 1021936.5095
LCP_Inputs_ON_Diverse_2023_04_03 | 2035 | Anaerobic Digestion | Generation | Methane | ON | Dispatch-Generation | FuelCost | 0 | [6 empty] | 0.55526 | 0
LCP_Inputs_ON_Diverse_2023_04_03 | 2035 | Anaerobic Digestion | Generation | Methane | ON | Dispatch-Generation | VOM | 862230000 | [6 empty] | 0.55526 | 478765712.1745
LCP_Inputs_ON_Diverse_2023_04_03 | 2035 | Anaerobic Digestion | Generation | Methane | PJ | Dispatch-Generation | EmissionsCost | 0 | [6 empty] | 0.55526 | 0
LCP_Inputs_ON_Diverse_2023_04_03 | 2035 | Anaerobic Digestion | Generation | Methane | PJ | Dispatch-Generation | FuelCost | 0 | [6 empty] | 0.55526 | 0
LCP_Inputs_ON_Diverse_2023_04_03 | 2035 | Anaerobic Digestion | Generation | Methane | PJ | Dispatch-Generation | VOM | 0 | [6 empty] | 0.55526 | 0
LCP_Inputs_ON_Diverse_2023_04_03 | 2035 | Anaerobic Digestion | Generation | Methane | QC | Dispatch-Generation | EmissionsCost | 0 | [6 empty] | 0.55526 | 0
LCP_Inputs_ON_Diverse_2023_04_03 | 2035 | Anaerobic Digestion | Generation | Methane | QC | Dispatch-Generation | FuelCost | 0 | [6 empty] | 0.55526 | 0
LCP_Inputs_ON_Diverse_2023_04_03 | 2035 | Anaerobic Digestion | Generation | Methane | QC | Dispatch-Generation | VOM | 0 | [6 empty] | 0.55526 | 0
LCP_Inputs_ON_Diverse_2023_04_03 | 2035 | Anaerobic Digestion | Generation | Methane | WC | Dispatch-Generation | EmissionsCost | 0 | [6 empty] | 0.55526 | 0
LCP_Inputs_ON_Diverse_2023_04_03 | 2035 | Anaerobic Digestion | Generation | Methane | WC | Dispatch-Generation | FuelCost | 0 | [6 empty] | 0.55526 | 0
LCP_Inputs_ON_Diverse_2023_04_03 | 2035 | Anaerobic Digestion | Generation | Methane | WC | Dispatch-Generation | VOM | 0 | [6 empty] | 0.55526 | 0
LCP_Inputs_ON_Diverse_2023_04_03 | 2035 | Battery Storage | Storage | Electricity | MI | Dispatch-Storage | EmissionsCost | 0 | [6 empty] | 0.55526 | 0
LCP_Inputs_ON_Diverse_2023_04_03 | 2035 | Battery Storage | Storage | Electricity | MI | Dispatch-Storage | FuelCost | 0 | [6 empty] | 0.55526 | 0
LCP_Inputs_ON_Diverse_2023_04_03 | 2035 | Battery Storage | Storage | Electricity | MI | Dispatch-Storage | VOM | 0 | [6 empty] | 0.55526 | 0
LCP_Inputs_ON_Diverse_2023_04_03 | 2035 | Battery Storage | Storage | Electricity | NY | Dispatch-Storage | EmissionsCost | 0 | [6 empty] | 0.55526 | 0
LCP_Inputs_ON_Diverse_2023_04_03 | 2035 | Battery Storage | Storage | Electricity | NY | Dispatch-Storage | FuelCost | 0 | [6 empty] | 0.55526 | 0
LCP_Inputs_ON_Diverse_2023_04_03 | 2035 | Battery Storage | Storage | Electricity | NY | Dispatch-Storage | VOM | 0 | [6 empty] | 0.55526 | 0
LCP_Inputs_ON_Diverse_2023_04_03 | 2035 | Battery Storage | Storage | Electricity | ON | Dispatch-Storage | EmissionsCost | 0 | [6 empty] | 0.55526 | 0
LCP_Inputs_ON_Diverse_2023_04_03 | 2035 | Battery Storage | Storage | Electricity | ON | Dispatch-Storage | FuelCost | 0 | [6 empty] | 0.55526 | 0
LCP_Inputs_ON_Diverse_2023_04_03 | 2035 | Battery Storage | Storage | Electricity | ON | Dispatch-Storage | VOM | 0 | [6 empty] | 0.55526 | 0
LCP_Inputs_ON_Diverse_2023_04_03 | 2035 | Battery Storage | Storage | Electricity | PJ | Dispatch-Storage | EmissionsCost | 0 | [6 empty] | 0.55526 | 0
LCP_Inputs_ON_Diverse_2023_04_03 | 2035 | Battery Storage | Storage | Electricity | PJ | Dispatch-Storage | FuelCost | 0 | [6 empty] | 0.55526 | 0
LCP_Inputs_ON_Diverse_2023_04_03 | 2035 | Battery Storage | Storage | Electricity | PJ | Dispatch-Storage | VOM | 0 | [6 empty] | 0.55526 | 0
LCP_Inputs_ON_Diverse_2023_04_03 | 2035 | Battery Storage | Storage | Electricity | QC | Dispatch-Storage | EmissionsCost | 0 | [6 empty] | 0.55526 | 0
LCP_Inputs_ON_Diverse_2023_04_03 | 2035 | Battery Storage | Storage | Electricity | QC | Dispatch-Storage | FuelCost | 0 | [6 empty] | 0.55526 | 0
LCP_Inputs_ON_Diverse_2023_04_03 | 2035 | Battery Storage | Storage | Electricity | QC | Dispatch-Storage | VOM | 0 | [6 empty] | 0.55526 | 0
LCP_Inputs_ON_Diverse_2023_04_03 | 2035 | Battery Storage | Storage | Electricity | WC | Dispatch-Storage | EmissionsCost | 0 | [6 empty] | 0.55526 | 0
LCP_Inputs_ON_Diverse_2023_04_03 | 2035 | Battery Storage | Storage | Electricity | WC | Dispatch-Storage | FuelCost | 0 | [6 empty] | 0.55526 | 0
LCP_Inputs_ON_Diverse_2023_04_03 | 2035 | Battery Storage | Storage | Electricity | WC | Dispatch-Storage | VOM | 0 | [6 empty] | 0.55526 | 0
LCP_Inputs_ON_Diverse_2023_04_03 | 2035 | Biomass | Generation | Electricity | MI | Dispatch-Generation | EmissionsCost | 0 | [6 empty] | 0.55526 | 0
LCP_Inputs_ON_Diverse_2023_04_03 | 2035 | Biomass | Generation | Electricity | MI | Dispatch-Generation | FuelCost | 0 | [6 empty] | 0.55526 | 0
LCP_Inputs_ON_Diverse_2023_04_03 | 2035 | Biomass | Generation | Electricity | MI | Dispatch-Generation | VOM | 0 | [6 empty] | 0.55526 | 0
LCP_Inputs_ON_Diverse_2023_04_03 | 2035 | Biomass | Generation | Electricity | NY | Dispatch-Generation | EmissionsCost | 0 | [6 empty] | 0.55526 | 0
LCP_Inputs_ON_Diverse_2023_04_03 | 2035 | Biomass | Generation | Electricity | NY | Dispatch-Generation | FuelCost | 0 | [6 empty] | 0.55526 | 0
LCP_Inputs_ON_Diverse_2023_04_03 | 2035 | Biomass | Generation | Electricity | NY | Dispatch-Generation | VOM | 0 | [6 empty] | 0.55526 | 0
LCP_Inputs_ON_Diverse_2023_04_03 | 2035 | Biomass | Generation | Electricity | ON | Dispatch-Generation | EmissionsCost | 0 | [6 empty] | 0.55526 | 0
LCP_Inputs_ON_Diverse_2023_04_03 | 2035 | Biomass | Generation | Electricity | ON | Dispatch-Generation | FuelCost | 0 | [6 empty] | 0.55526 | 0
LCP_Inputs_ON_Diverse_2023_04_03 | 2035 | Biomass | Generation | Electricity | ON | Dispatch-Generation | VOM | 0 | [6 empty] | 0.55526 | 0
LCP_Inputs_ON_Diverse_2023_04_03 | 2035 | Biomass | Generation | Electricity | PJ | Dispatch-Generation | EmissionsCost | 0 | [6 empty] | 0.55526 | 0
LCP_Inputs_ON_Diverse_2023_04_03 | 2035 | Biomass | Generation | Electricity | PJ | Dispatch-Generation | FuelCost | 0 | [6 empty] | 0.55526 | 0
LCP_Inputs_ON_Diverse_2023_04_03 | 2035 | Biomass | Generation | Electricity | PJ | Dispatch-Generation | VOM | 0 | [6 empty] | 0.55526 | 0
LCP_Inputs_ON_Diverse_2023_04_03 | 2035 | Biomass | Generation | Electricity | QC | Dispatch-Generation | EmissionsCost | 0 | [6 empty] | 0.55526 | 0
LCP_Inputs_ON_Diverse_2023_04_03 | 2035 | Biomass | Generation | Electricity | QC | Dispatch-Generation | FuelCost | 31690.6798 | [6 empty] | 0.55526 | 17596.7096
LCP_Inputs_ON_Diverse_2023_04_03 | 2035 | Biomass | Generation | Electricity | QC | Dispatch-Generation | VOM | 406.6971 | [6 empty] | 0.55526 | 225.8244
LCP_Inputs_ON_Diverse_2023_04_03 | 2035 | Biomass | Generation | Electricity | WC | Dispatch-Generation | EmissionsCost | 0 | [6 empty] | 0.55526 | 0
LCP_Inputs_ON_Diverse_2023_04_03 | 2035 | Biomass | Generation | Electricity | WC | Dispatch-Generation | FuelCost | 0 | [6 empty] | 0.55526 | 0
LCP_Inputs_ON_Diverse_2023_04_03 | 2035 | Biomass | Generation | Electricity | WC | Dispatch-Generation | VOM | 0 | [6 empty] | 0.55526 | 0
LCP_Inputs_ON_Diverse_2023_04_03 | 2035 | Biomass + CCS | Generation | Electricity | MI | Dispatch-Generation | EmissionsCost | 0 | [6 empty] | 0.55526 | 0
LCP_Inputs_ON_Diverse_2023_04_03 | 2035 | Biomass + CCS | Generation | Electricity | MI | Dispatch-Generation | FuelCost | 0 | [6 empty] | 0.55526 | 0
LCP_Inputs_ON_Diverse_2023_04_03 | 2035 | Biomass + CCS | Generation | Electricity | MI | Dispatch-Generation | VOM | 0 | [6 empty] | 0.55526 | 0
LCP_Inputs_ON_Diverse_2023_04_03 | 2035 | Biomass + CCS | Generation | Electricity | NY | Dispatch-Generation | EmissionsCost | 0 | [6 empty] | 0.55526 | 0
LCP_Inputs_ON_Diverse_2023_04_03 | 2035 | Biomass + CCS | Generation | Electricity | NY | Dispatch-Generation | FuelCost | 0 | [6 empty] | 0.55526 | 0
LCP_Inputs_ON_Diverse_2023_04_03 | 2035 | Biomass + CCS | Generation | Electricity | NY | Dispatch-Generation | VOM | 0 | [6 empty] | 0.55526 | 0
LCP_Inputs_ON_Diverse_2023_04_03 | 2035 | Biomass + CCS | Generation | Electricity | ON | Dispatch-Generation | EmissionsCost | 0 | [6 empty] | 0.55526 | 0
LCP_Inputs_ON_Diverse_2023_04_03 | 2035 | Biomass + CCS | Generation | Electricity | ON | Dispatch-Generation | FuelCost | 0 | [6 empty] | 0.55526 | 0
LCP_Inputs_ON_Diverse_2023_04_03 | 2035 | Biomass + CCS | Generation | Electricity | ON | Dispatch-Generation | VOM | 0 | [6 empty] | 0.55526 | 0
LCP_Inputs_ON_Diverse_2023_04_03 | 2035 | Biomass + CCS | Generation | Electricity | PJ | Dispatch-Generation | EmissionsCost | 0 | [6 empty] | 0.55526 | 0
LCP_Inputs_ON_Diverse_2023_04_03 | 2035 | Biomass + CCS | Generation | Electricity | PJ | Dispatch-Generation | FuelCost | 0 | [6 empty] | 0.55526 | 0
LCP_Inputs_ON_Diverse_2023_04_03 | 2035 | Biomass + CCS | Generation | Electricity | PJ | Dispatch-Generation | VOM | 0 | [6 empty] | 0.55526 | 0
LCP_Inputs_ON_Diverse_2023_04_03 | 2035 | Biomass + CCS | Generation | Electricity | QC | Dispatch-Generation | EmissionsCost | 0 | [6 empty] | 0.55526 | 0
LCP_Inputs_ON_Diverse_2023_04_03 | 2035 | Biomass + CCS | Generation | Electricity | QC | Dispatch-Generation | FuelCost | 0 | [6 empty] | 0.55526 | 0
LCP_Inputs_ON_Diverse_2023_04_03 | 2035 | Biomass + CCS | Generation | Electricity | QC | Dispatch-Generation | VOM | 0 | [6 empty] | 0.55526 | 0
LCP_Inputs_ON_Diverse_2023_04_03 | 2035 | Biomass + CCS | Generation | Electricity | WC | Dispatch-Generation | EmissionsCost | 0 | [6 empty] | 0.55526 | 0
LCP_Inputs_ON_Diverse_2023_04_03 | 2035 | Biomass + CCS | Generation | Electricity | WC | Dispatch-Generation | FuelCost | 0 | [6 empty] | 0.55526 | 0
LCP_Inputs_ON_Diverse_2023_04_03 | 2035 | Biomass + CCS | Generation | Electricity | WC | Dispatch-Generation | VOM | 0 | [6 empty] | 0.55526 | 0
LCP_Inputs_ON_Diverse_2023_04_03 | 2035 | CH4 + CCS | Generation | Methane | MI | Dispatch-Generation | EmissionsCost | 0 | [6 empty] | 0.55526 | 0
LCP_Inputs_ON_Diverse_2023_04_03 | 2035 | CH4 + CCS | Generation | Methane | MI | Dispatch-Generation | FuelCost | 0 | [6 empty] | 0.55526 | 0
LCP_Inputs_ON_Diverse_2023_04_03 | 2035 | CH4 + CCS | Generation | Methane | MI | Dispatch-Generation | VOM | 0 | [6 empty] | 0.55526 | 0
LCP_Inputs_ON_Diverse_2023_04_03 | 2035 | CH4 + CCS | Generation | Methane | NY | Dispatch-Generation | EmissionsCost | 0 | [6 empty] | 0.55526 | 0
LCP_Inputs_ON_Diverse_2023_04_03 | 2035 | CH4 + CCS | Generation | Methane | NY | Dispatch-Generation | FuelCost | 0 | [6 empty] | 0.55526 | 0
LCP_Inputs_ON_Diverse_2023_04_03 | 2035 | CH4 + CCS | Generation | Methane | NY | Dispatch-Generation | VOM | 0 | [6 empty] | 0.55526 | 0
LCP_Inputs_ON_Diverse_2023_04_03 | 2035 | CH4 + CCS | Generation | Methane | ON | Dispatch-Generation | EmissionsCost | 36250644.3017 | [6 empty] | 0.55526 | 20128695.9812
LCP_Inputs_ON_Diverse_2023_04_03 | 2035 | CH4 + CCS | Generation | Methane | ON | Dispatch-Generation | FuelCost | 171398728.1399 | [6 empty] | 0.55526 | 95171629.5463
LCP_Inputs_ON_Diverse_2023_04_03 | 2035 | CH4 + CCS | Generation | Methane | ON | Dispatch-Generation | VOM | 19178821.6667 | [6 empty] | 0.55526 | 10649318.8754
LCP_Inputs_ON_Diverse_2023_04_03 | 2035 | CH4 + CCS | Generation | Methane | PJ | Dispatch-Generation | EmissionsCost | 0 | [6 empty] | 0.55526 | 0
LCP_Inputs_ON_Diverse_2023_04_03 | 2035 | CH4 + CCS | Generation | Methane | PJ | Dispatch-Generation | FuelCost | 0 | [6 empty] | 0.55526 | 0
LCP_Inputs_ON_Diverse_2023_04_03 | 2035 | CH4 + CCS | Generation | Methane | PJ | Dispatch-Generation | VOM | 0 | [6 empty] | 0.55526 | 0
LCP_Inputs_ON_Diverse_2023_04_03 | 2035 | CH4 + CCS | Generation | Methane | QC | Dispatch-Generation | EmissionsCost | 0 | [6 empty] | 0.55526 | 0
LCP_Inputs_ON_Diverse_2023_04_03 | 2035 | CH4 + CCS | Generation | Methane | QC | Dispatch-Generation | FuelCost | 0 | [6 empty] | 0.55526 | 0
LCP_Inputs_ON_Diverse_2023_04_03 | 2035 | CH4 + CCS | Generation | Methane | QC | Dispatch-Generation | VOM | 0 | [6 empty] | 0.55526 | 0
LCP_Inputs_ON_Diverse_2023_04_03 | 2035 | CH4 + CCS | Generation | Methane | WC | Dispatch-Generation | EmissionsCost | 0 | [6 empty] | 0.55526 | 0
LCP_Inputs_ON_Diverse_2023_04_03 | 2035 | CH4 + CCS | Generation | Methane | WC | Dispatch-Generation | FuelCost | 0 | [6 empty] | 0.55526 | 0
LCP_Inputs_ON_Diverse_2023_04_03 | 2035 | CH4 + CCS | Generation | Methane | WC | Dispatch-Generation | VOM | 0 | [6 empty] | 0.55526 | 0
LCP_Inputs_ON_Diverse_2023_04_03 | 2035 | CH4 Import - NY 2020 | Import | Methane | MI | Dispatch-Import | EmissionsCost | 0 | [6 empty] | 0.55526 | 0
LCP_Inputs_ON_Diverse_2023_04_03 | 2035 | CH4 Import - NY 2020 | Import | Methane | MI | Dispatch-Import | FuelCost | 0 | [6 empty] | 0.55526 | 0
LCP_Inputs_ON_Diverse_2023_04_03 | 2035 | CH4 Import - NY 2020 | Import | Methane | MI | Dispatch-Import | VOM | 0 | [6 empty] | 0.55526 | 0
LCP_Inputs_ON_Diverse_2023_04_03 | 2035 | CH4 Import - NY 2020 | Import | Methane | NY | Dispatch-Import | EmissionsCost | 0 | [6 empty] | 0.55526 | 0
LCP_Inputs_ON_Diverse_2023_04_03 | 2035 | CH4 Import - NY 2020 | Import | Methane | NY | Dispatch-Import | FuelCost | 0 | [6 empty] | 0.55526 | 0
LCP_Inputs_ON_Diverse_2023_04_03 | 2035 | CH4 Import - NY 2020 | Import | Methane | NY | Dispatch-Import | VOM | 0 | [6 empty] | 0.55526 | 0
LCP_Inputs_ON_Diverse_2023_04_03 | 2035 | CH4 Import - NY 2020 | Import | Methane | ON | Dispatch-Import | EmissionsCost | 0 | [6 empty] | 0.55526 | 0
LCP_Inputs_ON_Diverse_2023_04_03 | 2035 | CH4 Import - NY 2020 | Import | Methane | ON | Dispatch-Import | FuelCost | 0 | [6 empty] | 0.55526 | 0
LCP_Inputs_ON_Diverse_2023_04_03 | 2035 | CH4 Import - NY 2020 | Import | Methane | ON | Dispatch-Import | VOM | 0 | [6 empty] | 0.55526 | 0
LCP_Inputs_ON_Diverse_2023_04_03 | 2035 | CH4 Import - NY 2020 | Import | Methane | PJ | Dispatch-Import | EmissionsCost | 0 | [6 empty] | 0.55526 | 0
LCP_Inputs_ON_Diverse_2023_04_03 | 2035 | CH4 Import - NY 2020 | Import | Methane | PJ | Dispatch-Import | FuelCost | 0 | [6 empty] | 0.55526 | 0
LCP_Inputs_ON_Diverse_2023_04_03 | 2035 | CH4 Import - NY 2020 | Import | Methane | PJ | Dispatch-Import | VOM | 0 | [6 empty] | 0.55526 | 0
LCP_Inputs_ON_Diverse_2023_04_03 | 2035 | CH4 Import - NY 2020 | Import | Methane | QC | Dispatch-Import | EmissionsCost | 0 | [6 empty] | 0.55526 | 0
LCP_Inputs_ON_Diverse_2023_04_03 | 2035 | CH4 Import - NY 2020 | Import | Methane | QC | Dispatch-Import | FuelCost | 0 | [6 empty] | 0.55526 | 0
LCP_Inputs_ON_Diverse_2023_04_03 | 2035 | CH4 Import - NY 2020 | Import | Methane | QC | Dispatch-Import | VOM | 0 | [6 empty] | 0.55526 | 0
LCP_Inputs_ON_Diverse_2023_04_03 | 2035 | CH4 Import - NY 2020 | Import | Methane | WC | Dispatch-Import | EmissionsCost | 0 | [6 empty] | 0.55526 | 0
LCP_Inputs_ON_Diverse_2023_04_03 | 2035 | CH4 Import - NY 2020 | Import | Methane | WC | Dispatch-Import | FuelCost | 0 | [6 empty] | 0.55526 | 0
LCP_Inputs_ON_Diverse_2023_04_03 | 2035 | CH4 Import - NY 2020 | Import | Methane | WC | Dispatch-Import | VOM | 0 | [6 empty] | 0.55526 | 0
LCP_Inputs_ON_Diverse_2023_04_03 | 2035 | CH4 Import - NY 2030 | Import | Methane | MI | Dispatch-Import | EmissionsCost | 0 | [6 empty] | 0.55526 | 0
LCP_Inputs_ON_Diverse_2023_04_03 | 2035 | CH4 Import - NY 2030 | Import | Methane | MI | Dispatch-Import | FuelCost | 0 | [6 empty] | 0.55526 | 0
LCP_Inputs_ON_Diverse_2023_04_03 | 2035 | CH4 Import - NY 2030 | Import | Methane | MI | Dispatch-Import | VOM | 0 | [6 empty] | 0.55526 | 0
LCP_Inputs_ON_Diverse_2023_04_03 | 2035 | CH4 Import - NY 2030 | Import | Methane | NY | Dispatch-Import | EmissionsCost | 1400246087.116 | [6 empty] | 0.55526 | 777506947.2387
LCP_Inputs_ON_Diverse_2023_04_03 | 2035 | CH4 Import - NY 2030 | Import | Methane | NY | Dispatch-Import | FuelCost | 644356120.8267 | [6 empty] | 0.55526 | 357788081.0011
LCP_Inputs_ON_Diverse_2023_04_03 | 2035 | CH4 Import - NY 2030 | Import | Methane | NY | Dispatch-Import | VOM | 0 | [6 empty] | 0.55526 | 0
LCP_Inputs_ON_Diverse_2023_04_03 | 2035 | CH4 Import - NY 2030 | Import | Methane | ON | Dispatch-Import | EmissionsCost | 0 | [6 empty] | 0.55526 | 0
LCP_Inputs_ON_Diverse_2023_04_03 | 2035 | CH4 Import - NY 2030 | Import | Methane | ON | Dispatch-Import | FuelCost | 0 | [6 empty] | 0.55526 | 0
LCP_Inputs_ON_Diverse_2023_04_03 | 2035 | CH4 Import - NY 2030 | Import | Methane | ON | Dispatch-Import | VOM | 0 | [6 empty] | 0.55526 | 0
LCP_Inputs_ON_Diverse_2023_04_03 | 2035 | CH4 Import - NY 2030 | Import | Methane | PJ | Dispatch-Import | EmissionsCost | 0 | [6 empty] | 0.55526 | 0
LCP_Inputs_ON_Diverse_2023_04_03 | 2035 | CH4 Import - NY 2030 | Import | Methane | PJ | Dispatch-Import | FuelCost | 0 | [6 empty] | 0.55526 | 0
LCP_Inputs_ON_Diverse_2023_04_03 | 2035 | CH4 Import - NY 2030 | Import | Methane | PJ | Dispatch-Import | VOM | 0 | [6 empty] | 0.55526 | 0
LCP_Inputs_ON_Diverse_2023_04_03 | 2035 | CH4 Import - NY 2030 | Import | Methane | QC | Dispatch-Import | EmissionsCost | 0 | [6 empty] | 0.55526 | 0
LCP_Inputs_ON_Diverse_2023_04_03 | 2035 | CH4 Import - NY 2030 | Import | Methane | QC | Dispatch-Import | FuelCost | 0 | [6 empty] | 0.55526 | 0
LCP_Inputs_ON_Diverse_2023_04_03 | 2035 | CH4 Import - NY 2030 | Import | Methane | QC | Dispatch-Import | VOM | 0 | [6 empty] | 0.55526 | 0
LCP_Inputs_ON_Diverse_2023_04_03 | 2035 | CH4 Import - NY 2030 | Import | Methane | WC | Dispatch-Import | EmissionsCost | 0 | [6 empty] | 0.55526 | 0
LCP_Inputs_ON_Diverse_2023_04_03 | 2035 | CH4 Import - NY 2030 | Import | Methane | WC | Dispatch-Import | FuelCost | 0 | [6 empty] | 0.55526 | 0
LCP_Inputs_ON_Diverse_2023_04_03 | 2035 | CH4 Import - NY 2030 | Import | Methane | WC | Dispatch-Import | VOM | 0 | [6 empty] | 0.55526 | 0
LCP_Inputs_ON_Diverse_2023_04_03 | 2035 | CH4 Import - NY 2040 | Import | Methane | MI | Dispatch-Import | EmissionsCost | 0 | [6 empty] | 0.55526 | 0
LCP_Inputs_ON_Diverse_2023_04_03 | 2035 | CH4 Import - NY 2040 | Import | Methane | MI | Dispatch-Import | FuelCost | 0 | [6 empty] | 0.55526 | 0
LCP_Inputs_ON_Diverse_2023_04_03 | 2035 | CH4 Import - NY 2040 | Import | Methane | MI | Dispatch-Import | VOM | 0 | [6 empty] | 0.55526 | 0
LCP_Inputs_ON_Diverse_2023_04_03 | 2035 | CH4 Import - NY 2040 | Import | Methane | NY | Dispatch-Import | EmissionsCost | 0 | [6 empty] | 0.55526 | 0
LCP_Inputs_ON_Diverse_2023_04_03 | 2035 | CH4 Import - NY 2040 | Import | Methane | NY | Dispatch-Import | FuelCost | 0 | [6 empty] | 0.55526 | 0
LCP_Inputs_ON_Diverse_2023_04_03 | 2035 | CH4 Import - NY 2040 | Import | Methane | NY | Dispatch-Import | VOM | 0 | [6 empty] | 0.55526 | 0
LCP_Inputs_ON_Diverse_2023_04_03 | 2035 | CH4 Import - NY 2040 | Import | Methane | ON | Dispatch-Import | EmissionsCost | 0 | [6 empty] | 0.55526 | 0
LCP_Inputs_ON_Diverse_2023_04_03 | 2035 | CH4 Import - NY 2040 | Import | Methane | ON | Dispatch-Import | FuelCost | 0 | [6 empty] | 0.55526 | 0
LCP_Inputs_ON_Diverse_2023_04_03 | 2035 | CH4 Import - NY 2040 | Import | Methane | ON | Dispatch-Import | VOM | 0 | [6 empty] | 0.55526 | 0
LCP_Inputs_ON_Diverse_2023_04_03 | 2035 | CH4 Import - NY 2040 | Import | Methane | PJ | Dispatch-Import | EmissionsCost | 0 | [6 empty] | 0.55526 | 0
LCP_Inputs_ON_Diverse_2023_04_03 | 2035 | CH4 Import - NY 2040 | Import | Methane | PJ | Dispatch-Import | FuelCost | 0 | [6 empty] | 0.55526 | 0
LCP_Inputs_ON_Diverse_2023_04_03 | 2035 | CH4 Import - NY 2040 | Import | Methane | PJ | Dispatch-Import | VOM | 0 | [6 empty] | 0.55526 | 0
LCP_Inputs_ON_Diverse_2023_04_03 | 2035 | CH4 Import - NY 2040 | Import | Methane | QC | Dispatch-Import | EmissionsCost | 0 | [6 empty] | 0.55526 | 0
LCP_Inputs_ON_Diverse_2023_04_03 | 2035 | CH4 Import - NY 2040 | Import | Methane | QC | Dispatch-Import | FuelCost | 0 | [6 empty] | 0.55526 | 0
LCP_Inputs_ON_Diverse_2023_04_03 | 2035 | CH4 Import - NY 2040 | Import | Methane | QC | Dispatch-Import | VOM | 0 | [6 empty] | 0.55526 | 0
LCP_Inputs_ON_Diverse_2023_04_03 | 2035 | CH4 Import - NY 2040 | Import | Methane | WC | Dispatch-Import | EmissionsCost | 0 | [6 empty] | 0.55526 | 0
LCP_Inputs_ON_Diverse_2023_04_03 | 2035 | CH4 Import - NY 2040 | Import | Methane | WC | Dispatch-Import | FuelCost | 0 | [6 empty] | 0.55526 | 0
LCP_Inputs_ON_Diverse_2023_04_03 | 2035 | CH4 Import - NY 2040 | Import | Methane | WC | Dispatch-Import | VOM | 0 | [6 empty] | 0.55526 | 0
LCP_Inputs_ON_Diverse_2023_04_03 | 2035 | CH4 Import - NY 2050 | Import | Methane | MI | Dispatch-Import | EmissionsCost | 0 | [6 empty] | 0.55526 | 0
LCP_Inputs_ON_Diverse_2023_04_03 | 2035 | CH4 Import - NY 2050 | Import | Methane | MI | Dispatch-Import | FuelCost | 0 | [6 empty] | 0.55526 | 0
LCP_Inputs_ON_Diverse_2023_04_03 | 2035 | CH4 Import - NY 2050 | Import | Methane | MI | Dispatch-Import | VOM | 0 | [6 empty] | 0.55526 | 0
LCP_Inputs_ON_Diverse_2023_04_03 | 2035 | CH4 Import - NY 2050 | Import | Methane | NY | Dispatch-Import | EmissionsCost | 0 | [6 empty] | 0.55526 | 0
LCP_Inputs_ON_Diverse_2023_04_03 | 2035 | CH4 Import - NY 2050 | Import | Methane | NY | Dispatch-Import | FuelCost | 0 | [6 empty] | 0.55526 | 0
LCP_Inputs_ON_Diverse_2023_04_03 | 2035 | CH4 Import - NY 2050 | Import | Methane | NY | Dispatch-Import | VOM | 0 | [6 empty] | 0.55526 | 0
LCP_Inputs_ON_Diverse_2023_04_03 | 2035 | CH4 Import - NY 2050 | Import | Methane | ON | Dispatch-Import | EmissionsCost | 0 | [6 empty] | 0.55526 | 0
LCP_Inputs_ON_Diverse_2023_04_03 | 2035 | CH4 Import - NY 2050 | Import | Methane | ON | Dispatch-Import | FuelCost | 0 | [6 empty] | 0.55526 | 0
LCP_Inputs_ON_Diverse_2023_04_03 | 2035 | CH4 Import - NY 2050 | Import | Methane | ON | Dispatch-Import | VOM | 0 | [6 empty] | 0.55526 | 0
LCP_Inputs_ON_Diverse_2023_04_03 | 2035 | CH4 Import - NY 2050 | Import | Methane | PJ | Dispatch-Import | EmissionsCost | 0 | [6 empty] | 0.55526 | 0
LCP_Inputs_ON_Diverse_2023_04_03 | 2035 | CH4 Import - NY 2050 | Import | Methane | PJ | Dispatch-Import | FuelCost | 0 | [6 empty] | 0.55526 | 0
LCP_Inputs_ON_Diverse_2023_04_03 | 2035 | CH4 Import - NY 2050 | Import | Methane | PJ | Dispatch-Import | VOM | 0 | [6 empty] | 0.55526 | 0
LCP_Inputs_ON_Diverse_2023_04_03 | 2035 | CH4 Import - NY 2050 | Import | Methane | QC | Dispatch-Import | EmissionsCost | 0 | [6 empty] | 0.55526 | 0
LCP_Inputs_ON_Diverse_2023_04_03 | 2035 | CH4 Import - NY 2050 | Import | Methane | QC | Dispatch-Import | FuelCost | 0 | [6 empty] | 0.55526 | 0
LCP_Inputs_ON_Diverse_2023_04_03 | 2035 | CH4 Import - NY 2050 | Import | Methane | QC | Dispatch-Import | VOM | 0 | [6 empty] | 0.55526 | 0
LCP_Inputs_ON_Diverse_2023_04_03 | 2035 | CH4 Import - NY 2050 | Import | Methane | WC | Dispatch-Import | EmissionsCost | 0 | [6 empty] | 0.55526 | 0
LCP_Inputs_ON_Diverse_2023_04_03 | 2035 | CH4 Import - NY 2050 | Import | Methane | WC | Dispatch-Import | FuelCost | 0 | [6 empty] | 0.55526 | 0
LCP_Inputs_ON_Diverse_2023_04_03 | 2035 | CH4 Import - NY 2050 | Import | Methane | WC | Dispatch-Import | VOM | 0 | [6 empty] | 0.55526 | 0
LCP_Inputs_ON_Diverse_2023_04_03 | 2035 | CH4 Import - WC 2020 | Import | Methane | MI | Dispatch-Import | EmissionsCost | 0 | [6 empty] | 0.55526 | 0
LCP_Inputs_ON_Diverse_2023_04_03 | 2035 | CH4 Import - WC 2020 | Import | Methane | MI | Dispatch-Import | FuelCost | 0 | [6 empty] | 0.55526 | 0
LCP_Inputs_ON_Diverse_2023_04_03 | 2035 | CH4 Import - WC 2020 | Import | Methane | MI | Dispatch-Import | VOM | 0 | [6 empty] | 0.55526 | 0
LCP_Inputs_ON_Diverse_2023_04_03 | 2035 | CH4 Import - WC 2020 | Import | Methane | NY | Dispatch-Import | EmissionsCost | 0 | [6 empty] | 0.55526 | 0
LCP_Inputs_ON_Diverse_2023_04_03 | 2035 | CH4 Import - WC 2020 | Import | Methane | NY | Dispatch-Import | FuelCost | 0 | [6 empty] | 0.55526 | 0
LCP_Inputs_ON_Diverse_2023_04_03 | 2035 | CH4 Import - WC 2020 | Import | Methane | NY | Dispatch-Import | VOM | 0 | [6 empty] | 0.55526 | 0
LCP_Inputs_ON_Diverse_2023_04_03 | 2035 | CH4 Import - WC 2020 | Import | Methane | ON | Dispatch-Import | EmissionsCost | 0 | [6 empty] | 0.55526 | 0
LCP_Inputs_ON_Diverse_2023_04_03 | 2035 | CH4 Import - WC 2020 | Import | Methane | ON | Dispatch-Import | FuelCost | 0 | [6 empty] | 0.55526 | 0
LCP_Inputs_ON_Diverse_2023_04_03 | 2035 | CH4 Import - WC 2020 | Import | Methane | ON | Dispatch-Import | VOM | 0 | [6 empty] | 0.55526 | 0
LCP_Inputs_ON_Diverse_2023_04_03 | 2035 | CH4 Import - WC 2020 | Import | Methane | PJ | Dispatch-Import | EmissionsCost | 0 | [6 empty] | 0.55526 | 0
LCP_Inputs_ON_Diverse_2023_04_03 | 2035 | CH4 Import - WC 2020 | Import | Methane | PJ | Dispatch-Import | FuelCost | 0 | [6 empty] | 0.55526 | 0
LCP_Inputs_ON_Diverse_2023_04_03 | 2035 | CH4 Import - WC 2020 | Import | Methane | PJ | Dispatch-Import | VOM | 0 | [6 empty] | 0.55526 | 0
LCP_Inputs_ON_Diverse_2023_04_03 | 2035 | CH4 Import - WC 2020 | Import | Methane | QC | Dispatch-Import | EmissionsCost | 0 | [6 empty] | 0.55526 | 0
LCP_Inputs_ON_Diverse_2023_04_03 | 2035 | CH4 Import - WC 2020 | Import | Methane | QC | Dispatch-Import | FuelCost | 0 | [6 empty] | 0.55526 | 0
LCP_Inputs_ON_Diverse_2023_04_03 | 2035 | CH4 Import - WC 2020 | Import | Methane | QC | Dispatch-Import | VOM | 0 | [6 empty] | 0.55526 | 0
LCP_Inputs_ON_Diverse_2023_04_03 | 2035 | CH4 Import - WC 2020 | Import | Methane | WC | Dispatch-Import | EmissionsCost | 0 | [6 empty] | 0.55526 | 0
LCP_Inputs_ON_Diverse_2023_04_03 | 2035 | CH4 Import - WC 2020 | Import | Methane | WC | Dispatch-Import | FuelCost | 0 | [6 empty] | 0.55526 | 0
LCP_Inputs_ON_Diverse_2023_04_03 | 2035 | CH4 Import - WC 2020 | Import | Methane | WC | Dispatch-Import | VOM | 0 | [6 empty] | 0.55526 | 0
LCP_Inputs_ON_Diverse_2023_04_03 | 2035 | CH4 Import - WC 2030 | Import | Methane | MI | Dispatch-Import | EmissionsCost | 0 | [6 empty] | 0.55526 | 0
LCP_Inputs_ON_Diverse_2023_04_03 | 2035 | CH4 Import - WC 2030 | Import | Methane | MI | Dispatch-Import | FuelCost | 0 | [6 empty] | 0.55526 | 0
LCP_Inputs_ON_Diverse_2023_04_03 | 2035 | CH4 Import - WC 2030 | Import | Methane | MI | Dispatch-Import | VOM | 0 | [6 empty] | 0.55526 | 0
LCP_Inputs_ON_Diverse_2023_04_03 | 2035 | CH4 Import - WC 2030 | Import | Methane | NY | Dispatch-Import | EmissionsCost | 0 | [6 empty] | 0.55526 | 0
LCP_Inputs_ON_Diverse_2023_04_03 | 2035 | CH4 Import - WC 2030 | Import | Methane | NY | Dispatch-Import | FuelCost | 0 | [6 empty] | 0.55526 | 0
LCP_Inputs_ON_Diverse_2023_04_03 | 2035 | CH4 Import - WC 2030 | Import | Methane | NY | Dispatch-Import | VOM | 0 | [6 empty] | 0.55526 | 0
LCP_Inputs_ON_Diverse_2023_04_03 | 2035 | CH4 Import - WC 2030 | Import | Methane | ON | Dispatch-Import | EmissionsCost | 0 | [6 empty] | 0.55526 | 0
LCP_Inputs_ON_Diverse_2023_04_03 | 2035 | CH4 Import - WC 2030 | Import | Methane | ON | Dispatch-Import | FuelCost | 0 | [6 empty] | 0.55526 | 0
LCP_Inputs_ON_Diverse_2023_04_03 | 2035 | CH4 Import - WC 2030 | Import | Methane | ON | Dispatch-Import | VOM | 0 | [6 empty] | 0.55526 | 0
LCP_Inputs_ON_Diverse_2023_04_03 | 2035 | CH4 Import - WC 2030 | Import | Methane | PJ | Dispatch-Import | EmissionsCost | 0 | [6 empty] | 0.55526 | 0
LCP_Inputs_ON_Diverse_2023_04_03 | 2035 | CH4 Import - WC 2030 | Import | Methane | PJ | Dispatch-Import | FuelCost | 0 | [6 empty] | 0.55526 | 0
LCP_Inputs_ON_Diverse_2023_04_03 | 2035 | CH4 Import - WC 2030 | Import | Methane | PJ | Dispatch-Import | VOM | 0 | [6 empty] | 0.55526 | 0
LCP_Inputs_ON_Diverse_2023_04_03 | 2035 | CH4 Import - WC 2030 | Import | Methane | QC | Dispatch-Import | EmissionsCost | 0 | [6 empty] | 0.55526 | 0
LCP_Inputs_ON_Diverse_2023_04_03 | 2035 | CH4 Import - WC 2030 | Import | Methane | QC | Dispatch-Import | FuelCost | 0 | [6 empty] | 0.55526 | 0
LCP_Inputs_ON_Diverse_2023_04_03 | 2035 | CH4 Import - WC 2030 | Import | Methane | QC | Dispatch-Import | VOM | 0 | [6 empty] | 0.55526 | 0
LCP_Inputs_ON_Diverse_2023_04_03 | 2035 | CH4 Import - WC 2030 | Import | Methane | WC | Dispatch-Import | EmissionsCost | 5193257721.005 | [6 empty] | 0.55526 | 2883631665.9157
LCP_Inputs_ON_Diverse_2023_04_03 | 2035 | CH4 Import - WC 2030 | Import | Methane | WC | Dispatch-Import | FuelCost | 2389799500.4952 | [6 empty] | 0.55526 | 1326970831.2269
LCP_Inputs_ON_Diverse_2023_04_03 | 2035 | CH4 Import - WC 2030 | Import | Methane | WC | Dispatch-Import | VOM | 0 | [6 empty] | 0.55526 | 0
LCP_Inputs_ON_Diverse_2023_04_03 | 2035 | CH4 Import - WC 2040 | Import | Methane | MI | Dispatch-Import | EmissionsCost | 0 | [6 empty] | 0.55526 | 0
LCP_Inputs_ON_Diverse_2023_04_03 | 2035 | CH4 Import - WC 2040 | Import | Methane | MI | Dispatch-Import | FuelCost | 0 | [6 empty] | 0.55526 | 0
LCP_Inputs_ON_Diverse_2023_04_03 | 2035 | CH4 Import - WC 2040 | Import | Methane | MI | Dispatch-Import | VOM | 0 | [6 empty] | 0.55526 | 0
LCP_Inputs_ON_Diverse_2023_04_03 | 2035 | CH4 Import - WC 2040 | Import | Methane | NY | Dispatch-Import | EmissionsCost | 0 | [6 empty] | 0.55526 | 0
LCP_Inputs_ON_Diverse_2023_04_03 | 2035 | CH4 Import - WC 2040 | Import | Methane | NY | Dispatch-Import | FuelCost | 0 | [6 empty] | 0.55526 | 0
LCP_Inputs_ON_Diverse_2023_04_03 | 2035 | CH4 Import - WC 2040 | Import | Methane | NY | Dispatch-Import | VOM | 0 | [6 empty] | 0.55526 | 0
LCP_Inputs_ON_Diverse_2023_04_03 | 2035 | CH4 Import - WC 2040 | Import | Methane | ON | Dispatch-Import | EmissionsCost | 0 | [6 empty] | 0.55526 | 0
LCP_Inputs_ON_Diverse_2023_04_03 | 2035 | CH4 Import - WC 2040 | Import | Methane | ON | Dispatch-Import | FuelCost | 0 | [6 empty] | 0.55526 | 0
LCP_Inputs_ON_Diverse_2023_04_03 | 2035 | CH4 Import - WC 2040 | Import | Methane | ON | Dispatch-Import | VOM | 0 | [6 empty] | 0.55526 | 0
LCP_Inputs_ON_Diverse_2023_04_03 | 2035 | CH4 Import - WC 2040 | Import | Methane | PJ | Dispatch-Import | EmissionsCost | 0 | [6 empty] | 0.55526 | 0
LCP_Inputs_ON_Diverse_2023_04_03 | 2035 | CH4 Import - WC 2040 | Import | Methane | PJ | Dispatch-Import | FuelCost | 0 | [6 empty] | 0.55526 | 0
LCP_Inputs_ON_Diverse_2023_04_03 | 2035 | CH4 Import - WC 2040 | Import | Methane | PJ | Dispatch-Import | VOM | 0 | [6 empty] | 0.55526 | 0
LCP_Inputs_ON_Diverse_2023_04_03 | 2035 | CH4 Import - WC 2040 | Import | Methane | QC | Dispatch-Import | EmissionsCost | 0 | [6 empty] | 0.55526 | 0
LCP_Inputs_ON_Diverse_2023_04_03 | 2035 | CH4 Import - WC 2040 | Import | Methane | QC | Dispatch-Import | FuelCost | 0 | [6 empty] | 0.55526 | 0
LCP_Inputs_ON_Diverse_2023_04_03 | 2035 | CH4 Import - WC 2040 | Import | Methane | QC | Dispatch-Import | VOM | 0 | [6 empty] | 0.55526 | 0
LCP_Inputs_ON_Diverse_2023_04_03 | 2035 | CH4 Import - WC 2040 | Import | Methane | WC | Dispatch-Import | EmissionsCost | 0 | [6 empty] | 0.55526 | 0
LCP_Inputs_ON_Diverse_2023_04_03 | 2035 | CH4 Import - WC 2040 | Import | Methane | WC | Dispatch-Import | FuelCost | 0 | [6 empty] | 0.55526 | 0
LCP_Inputs_ON_Diverse_2023_04_03 | 2035 | CH4 Import - WC 2040 | Import | Methane | WC | Dispatch-Import | VOM | 0 | [6 empty] | 0.55526 | 0
LCP_Inputs_ON_Diverse_2023_04_03 | 2035 | CH4 Import - WC 2050 | Import | Methane | MI | Dispatch-Import | EmissionsCost | 0 | [6 empty] | 0.55526 | 0
LCP_Inputs_ON_Diverse_2023_04_03 | 2035 | CH4 Import - WC 2050 | Import | Methane | MI | Dispatch-Import | FuelCost | 0 | [6 empty] | 0.55526 | 0
LCP_Inputs_ON_Diverse_2023_04_03 | 2035 | CH4 Import - WC 2050 | Import | Methane | MI | Dispatch-Import | VOM | 0 | [6 empty] | 0.55526 | 0
LCP_Inputs_ON_Diverse_2023_04_03 | 2035 | CH4 Import - WC 2050 | Import | Methane | NY | Dispatch-Import | EmissionsCost | 0 | [6 empty] | 0.55526 | 0
LCP_Inputs_ON_Diverse_2023_04_03 | 2035 | CH4 Import - WC 2050 | Import | Methane | NY | Dispatch-Import | FuelCost | 0 | [6 empty] | 0.55526 | 0
LCP_Inputs_ON_Diverse_2023_04_03 | 2035 | CH4 Import - WC 2050 | Import | Methane | NY | Dispatch-Import | VOM | 0 | [6 empty] | 0.55526 | 0
LCP_Inputs_ON_Diverse_2023_04_03 | 2035 | CH4 Import - WC 2050 | Import | Methane | ON | Dispatch-Import | EmissionsCost | 0 | [6 empty] | 0.55526 | 0
LCP_Inputs_ON_Diverse_2023_04_03 | 2035 | CH4 Import - WC 2050 | Import | Methane | ON | Dispatch-Import | FuelCost | 0 | [6 empty] | 0.55526 | 0
LCP_Inputs_ON_Diverse_2023_04_03 | 2035 | CH4 Import - WC 2050 | Import | Methane | ON | Dispatch-Import | VOM | 0 | [6 empty] | 0.55526 | 0
LCP_Inputs_ON_Diverse_2023_04_03 | 2035 | CH4 Import - WC 2050 | Import | Methane | PJ | Dispatch-Import | EmissionsCost | 0 | [6 empty] | 0.55526 | 0
LCP_Inputs_ON_Diverse_2023_04_03 | 2035 | CH4 Import - WC 2050 | Import | Methane | PJ | Dispatch-Import | FuelCost | 0 | [6 empty] | 0.55526 | 0
LCP_Inputs_ON_Diverse_2023_04_03 | 2035 | CH4 Import - WC 2050 | Import | Methane | PJ | Dispatch-Import | VOM | 0 | [6 empty] | 0.55526 | 0
LCP_Inputs_ON_Diverse_2023_04_03 | 2035 | CH4 Import - WC 2050 | Import | Methane | QC | Dispatch-Import | EmissionsCost | 0 | [6 empty] | 0.55526 | 0
LCP_Inputs_ON_Diverse_2023_04_03 | 2035 | CH4 Import - WC 2050 | Import | Methane | QC | Dispatch-Import | FuelCost | 0 | [6 empty] | 0.55526 | 0
LCP_Inputs_ON_Diverse_2023_04_03 | 2035 | CH4 Import - WC 2050 | Import | Methane | QC | Dispatch-Import | VOM | 0 | [6 empty] | 0.55526 | 0
LCP_Inputs_ON_Diverse_2023_04_03 | 2035 | CH4 Import - WC 2050 | Import | Methane | WC | Dispatch-Import | EmissionsCost | 0 | [6 empty] | 0.55526 | 0
LCP_Inputs_ON_Diverse_2023_04_03 | 2035 | CH4 Import - WC 2050 | Import | Methane | WC | Dispatch-Import | FuelCost | 0 | [6 empty] | 0.55526 | 0
LCP_Inputs_ON_Diverse_2023_04_03 | 2035 | CH4 Import - WC 2050 | Import | Methane | WC | Dispatch-Import | VOM | 0 | [6 empty] | 0.55526 | 0
LCP_Inputs_ON_Diverse_2023_04_03 | 2035 | CH4 Salt Cavern Storage - ON | Storage | Methane | MI | Dispatch-Storage | EmissionsCost | 0 | [6 empty] | 0.55526 | 0
LCP_Inputs_ON_Diverse_2023_04_03 | 2035 | CH4 Salt Cavern Storage - ON | Storage | Methane | MI | Dispatch-Storage | FuelCost | 0 | [6 empty] | 0.55526 | 0
LCP_Inputs_ON_Diverse_2023_04_03 | 2035 | CH4 Salt Cavern Storage - ON | Storage | Methane | MI | Dispatch-Storage | VOM | 0 | [6 empty] | 0.55526 | 0
LCP_Inputs_ON_Diverse_2023_04_03 | 2035 | CH4 Salt Cavern Storage - ON | Storage | Methane | NY | Dispatch-Storage | EmissionsCost | 0 | [6 empty] | 0.55526 | 0
LCP_Inputs_ON_Diverse_2023_04_03 | 2035 | CH4 Salt Cavern Storage - ON | Storage | Methane | NY | Dispatch-Storage | FuelCost | 0 | [6 empty] | 0.55526 | 0
LCP_Inputs_ON_Diverse_2023_04_03 | 2035 | CH4 Salt Cavern Storage - ON | Storage | Methane | NY | Dispatch-Storage | VOM | 0 | [6 empty] | 0.55526 | 0
LCP_Inputs_ON_Diverse_2023_04_03 | 2035 | CH4 Salt Cavern Storage - ON | Storage | Methane | ON | Dispatch-Storage | EmissionsCost | 0 | [6 empty] | 0.55526 | 0
LCP_Inputs_ON_Diverse_2023_04_03 | 2035 | CH4 Salt Cavern Storage - ON | Storage | Methane | ON | Dispatch-Storage | FuelCost | 0 | [6 empty] | 0.55526 | 0
LCP_Inputs_ON_Diverse_2023_04_03 | 2035 | CH4 Salt Cavern Storage - ON | Storage | Methane | ON | Dispatch-Storage | VOM | 0 | [6 empty] | 0.55526 | 0
LCP_Inputs_ON_Diverse_2023_04_03 | 2035 | CH4 Salt Cavern Storage - ON | Storage | Methane | PJ | Dispatch-Storage | EmissionsCost | 0 | [6 empty] | 0.55526 | 0
LCP_Inputs_ON_Diverse_2023_04_03 | 2035 | CH4 Salt Cavern Storage - ON | Storage | Methane | PJ | Dispatch-Storage | FuelCost | 0 | [6 empty] | 0.55526 | 0
LCP_Inputs_ON_Diverse_2023_04_03 | 2035 | CH4 Salt Cavern Storage - ON | Storage | Methane | PJ | Dispatch-Storage | VOM | 0 | [6 empty] | 0.55526 | 0
LCP_Inputs_ON_Diverse_2023_04_03 | 2035 | CH4 Salt Cavern Storage - ON | Storage | Methane | QC | Dispatch-Storage | EmissionsCost | 0 | [6 empty] | 0.55526 | 0
LCP_Inputs_ON_Diverse_2023_04_03 | 2035 | CH4 Salt Cavern Storage - ON | Storage | Methane | QC | Dispatch-Storage | FuelCost | 0 | [6 empty] | 0.55526 | 0
LCP_Inputs_ON_Diverse_2023_04_03 | 2035 | CH4 Salt Cavern Storage - ON | Storage | Methane | QC | Dispatch-Storage | VOM | 0 | [6 empty] | 0.55526 | 0
LCP_Inputs_ON_Diverse_2023_04_03 | 2035 | CH4 Salt Cavern Storage - ON | Storage | Methane | WC | Dispatch-Storage | EmissionsCost | 0 | [6 empty] | 0.55526 | 0
LCP_Inputs_ON_Diverse_2023_04_03 | 2035 | CH4 Salt Cavern Storage - ON | Storage | Methane | WC | Dispatch-Storage | FuelCost | 0 | [6 empty] | 0.55526 | 0
LCP_Inputs_ON_Diverse_2023_04_03 | 2035 | CH4 Salt Cavern Storage - ON | Storage | Methane | WC | Dispatch-Storage | VOM | 0 | [6 empty] | 0.55526 | 0
LCP_Inputs_ON_Diverse_2023_04_03 | 2035 | Electrolyser 2020/2030 | Crossload | Hydrogen | MI | Dispatch-Crossload | EmissionsCost | 0 | [6 empty] | 0.55526 | 0
LCP_Inputs_ON_Diverse_2023_04_03 | 2035 | Electrolyser 2020/2030 | Crossload | Hydrogen | MI | Dispatch-Crossload | FuelCost | 0 | [6 empty] | 0.55526 | 0
LCP_Inputs_ON_Diverse_2023_04_03 | 2035 | Electrolyser 2020/2030 | Crossload | Hydrogen | MI | Dispatch-Crossload | VOM | 0 | [6 empty] | 0.55526 | 0
LCP_Inputs_ON_Diverse_2023_04_03 | 2035 | Electrolyser 2020/2030 | Crossload | Hydrogen | NY | Dispatch-Crossload | EmissionsCost | 0 | [6 empty] | 0.55526 | 0
LCP_Inputs_ON_Diverse_2023_04_03 | 2035 | Electrolyser 2020/2030 | Crossload | Hydrogen | NY | Dispatch-Crossload | FuelCost | 0 | [6 empty] | 0.55526 | 0
LCP_Inputs_ON_Diverse_2023_04_03 | 2035 | Electrolyser 2020/2030 | Crossload | Hydrogen | NY | Dispatch-Crossload | VOM | 0 | [6 empty] | 0.55526 | 0
LCP_Inputs_ON_Diverse_2023_04_03 | 2035 | Electrolyser 2020/2030 | Crossload | Hydrogen | ON | Dispatch-Crossload | EmissionsCost | 0 | [6 empty] | 0.55526 | 0
LCP_Inputs_ON_Diverse_2023_04_03 | 2035 | Electrolyser 2020/2030 | Crossload | Hydrogen | ON | Dispatch-Crossload | FuelCost | 0 | [6 empty] | 0.55526 | 0
LCP_Inputs_ON_Diverse_2023_04_03 | 2035 | Electrolyser 2020/2030 | Crossload | Hydrogen | ON | Dispatch-Crossload | VOM | 0 | [6 empty] | 0.55526 | 0
LCP_Inputs_ON_Diverse_2023_04_03 | 2035 | Electrolyser 2020/2030 | Crossload | Hydrogen | PJ | Dispatch-Crossload | EmissionsCost | 0 | [6 empty] | 0.55526 | 0
LCP_Inputs_ON_Diverse_2023_04_03 | 2035 | Electrolyser 2020/2030 | Crossload | Hydrogen | PJ | Dispatch-Crossload | FuelCost | 0 | [6 empty] | 0.55526 | 0
LCP_Inputs_ON_Diverse_2023_04_03 | 2035 | Electrolyser 2020/2030 | Crossload | Hydrogen | PJ | Dispatch-Crossload | VOM | 0 | [6 empty] | 0.55526 | 0
LCP_Inputs_ON_Diverse_2023_04_03 | 2035 | Electrolyser 2020/2030 | Crossload | Hydrogen | QC | Dispatch-Crossload | EmissionsCost | 0 | [6 empty] | 0.55526 | 0
LCP_Inputs_ON_Diverse_2023_04_03 | 2035 | Electrolyser 2020/2030 | Crossload | Hydrogen | QC | Dispatch-Crossload | FuelCost | 0 | [6 empty] | 0.55526 | 0
LCP_Inputs_ON_Diverse_2023_04_03 | 2035 | Electrolyser 2020/2030 | Crossload | Hydrogen | QC | Dispatch-Crossload | VOM | 0 | [6 empty] | 0.55526 | 0
LCP_Inputs_ON_Diverse_2023_04_03 | 2035 | Electrolyser 2020/2030 | Crossload | Hydrogen | WC | Dispatch-Crossload | EmissionsCost | 0 | [6 empty] | 0.55526 | 0
LCP_Inputs_ON_Diverse_2023_04_03 | 2035 | Electrolyser 2020/2030 | Crossload | Hydrogen | WC | Dispatch-Crossload | FuelCost | 0 | [6 empty] | 0.55526 | 0
LCP_Inputs_ON_Diverse_2023_04_03 | 2035 | Electrolyser 2020/2030 | Crossload | Hydrogen | WC | Dispatch-Crossload | VOM | 0 | [6 empty] | 0.55526 | 0
LCP_Inputs_ON_Diverse_2023_04_03 | 2035 | Electrolyser 2040 | Crossload | Hydrogen | MI | Dispatch-Crossload | EmissionsCost | 0 | [6 empty] | 0.55526 | 0
LCP_Inputs_ON_Diverse_2023_04_03 | 2035 | Electrolyser 2040 | Crossload | Hydrogen | MI | Dispatch-Crossload | FuelCost | 0 | [6 empty] | 0.55526 | 0
LCP_Inputs_ON_Diverse_2023_04_03 | 2035 | Electrolyser 2040 | Crossload | Hydrogen | MI | Dispatch-Crossload | VOM | 0 | [6 empty] | 0.55526 | 0
LCP_Inputs_ON_Diverse_2023_04_03 | 2035 | Electrolyser 2040 | Crossload | Hydrogen | NY | Dispatch-Crossload | EmissionsCost | 0 | [6 empty] | 0.55526 | 0
LCP_Inputs_ON_Diverse_2023_04_03 | 2035 | Electrolyser 2040 | Crossload | Hydrogen | NY | Dispatch-Crossload | FuelCost | 0 | [6 empty] | 0.55526 | 0
LCP_Inputs_ON_Diverse_2023_04_03 | 2035 | Electrolyser 2040 | Crossload | Hydrogen | NY | Dispatch-Crossload | VOM | 0 | [6 empty] | 0.55526 | 0
LCP_Inputs_ON_Diverse_2023_04_03 | 2035 | Electrolyser 2040 | Crossload | Hydrogen | ON | Dispatch-Crossload | EmissionsCost | 0 | [6 empty] | 0.55526 | 0
LCP_Inputs_ON_Diverse_2023_04_03 | 2035 | Electrolyser 2040 | Crossload | Hydrogen | ON | Dispatch-Crossload | FuelCost | 0 | [6 empty] | 0.55526 | 0
LCP_Inputs_ON_Diverse_2023_04_03 | 2035 | Electrolyser 2040 | Crossload | Hydrogen | ON | Dispatch-Crossload | VOM | 0 | [6 empty] | 0.55526 | 0
LCP_Inputs_ON_Diverse_2023_04_03 | 2035 | Electrolyser 2040 | Crossload | Hydrogen | PJ | Dispatch-Crossload | EmissionsCost | 0 | [6 empty] | 0.55526 | 0
LCP_Inputs_ON_Diverse_2023_04_03 | 2035 | Electrolyser 2040 | Crossload | Hydrogen | PJ | Dispatch-Crossload | FuelCost | 0 | [6 empty] | 0.55526 | 0
LCP_Inputs_ON_Diverse_2023_04_03 | 2035 | Electrolyser 2040 | Crossload | Hydrogen | PJ | Dispatch-Crossload | VOM | 0 | [6 empty] | 0.55526 | 0
LCP_Inputs_ON_Diverse_2023_04_03 | 2035 | Electrolyser 2040 | Crossload | Hydrogen | QC | Dispatch-Crossload | EmissionsCost | 0 | [6 empty] | 0.55526 | 0
LCP_Inputs_ON_Diverse_2023_04_03 | 2035 | Electrolyser 2040 | Crossload | Hydrogen | QC | Dispatch-Crossload | FuelCost | 0 | [6 empty] | 0.55526 | 0
LCP_Inputs_ON_Diverse_2023_04_03 | 2035 | Electrolyser 2040 | Crossload | Hydrogen | QC | Dispatch-Crossload | VOM | 0 | [6 empty] | 0.55526 | 0
LCP_Inputs_ON_Diverse_2023_04_03 | 2035 | Electrolyser 2040 | Crossload | Hydrogen | WC | Dispatch-Crossload | EmissionsCost | 0 | [6 empty] | 0.55526 | 0
LCP_Inputs_ON_Diverse_2023_04_03 | 2035 | Electrolyser 2040 | Crossload | Hydrogen | WC | Dispatch-Crossload | FuelCost | 0 | [6 empty] | 0.55526 | 0
LCP_Inputs_ON_Diverse_2023_04_03 | 2035 | Electrolyser 2040 | Crossload | Hydrogen | WC | Dispatch-Crossload | VOM | 0 | [6 empty] | 0.55526 | 0
LCP_Inputs_ON_Diverse_2023_04_03 | 2035 | Electrolyser 2050 | Crossload | Hydrogen | MI | Dispatch-Crossload | EmissionsCost | 0 | [6 empty] | 0.55526 | 0
LCP_Inputs_ON_Diverse_2023_04_03 | 2035 | Electrolyser 2050 | Crossload | Hydrogen | MI | Dispatch-Crossload | FuelCost | 0 | [6 empty] | 0.55526 | 0
LCP_Inputs_ON_Diverse_2023_04_03 | 2035 | Electrolyser 2050 | Crossload | Hydrogen | MI | Dispatch-Crossload | VOM | 0 | [6 empty] | 0.55526 | 0
LCP_Inputs_ON_Diverse_2023_04_03 | 2035 | Electrolyser 2050 | Crossload | Hydrogen | NY | Dispatch-Crossload | EmissionsCost | 0 | [6 empty] | 0.55526 | 0
LCP_Inputs_ON_Diverse_2023_04_03 | 2035 | Electrolyser 2050 | Crossload | Hydrogen | NY | Dispatch-Crossload | FuelCost | 0 | [6 empty] | 0.55526 | 0
LCP_Inputs_ON_Diverse_2023_04_03 | 2035 | Electrolyser 2050 | Crossload | Hydrogen | NY | Dispatch-Crossload | VOM | 0 | [6 empty] | 0.55526 | 0
LCP_Inputs_ON_Diverse_2023_04_03 | 2035 | Electrolyser 2050 | Crossload | Hydrogen | ON | Dispatch-Crossload | EmissionsCost | 0 | [6 empty] | 0.55526 | 0
LCP_Inputs_ON_Diverse_2023_04_03 | 2035 | Electrolyser 2050 | Crossload | Hydrogen | ON | Dispatch-Crossload | FuelCost | 0 | [6 empty] | 0.55526 | 0
LCP_Inputs_ON_Diverse_2023_04_03 | 2035 | Electrolyser 2050 | Crossload | Hydrogen | ON | Dispatch-Crossload | VOM | 0 | [6 empty] | 0.55526 | 0
LCP_Inputs_ON_Diverse_2023_04_03 | 2035 | Electrolyser 2050 | Crossload | Hydrogen | PJ | Dispatch-Crossload | EmissionsCost | 0 | [6 empty] | 0.55526 | 0
LCP_Inputs_ON_Diverse_2023_04_03 | 2035 | Electrolyser 2050 | Crossload | Hydrogen | PJ | Dispatch-Crossload | FuelCost | 0 | [6 empty] | 0.55526 | 0
LCP_Inputs_ON_Diverse_2023_04_03 | 2035 | Electrolyser 2050 | Crossload | Hydrogen | PJ | Dispatch-Crossload | VOM | 0 | [6 empty] | 0.55526 | 0
LCP_Inputs_ON_Diverse_2023_04_03 | 2035 | Electrolyser 2050 | Crossload | Hydrogen | QC | Dispatch-Crossload | EmissionsCost | 0 | [6 empty] | 0.55526 | 0
LCP_Inputs_ON_Diverse_2023_04_03 | 2035 | Electrolyser 2050 | Crossload | Hydrogen | QC | Dispatch-Crossload | FuelCost | 0 | [6 empty] | 0.55526 | 0
LCP_Inputs_ON_Diverse_2023_04_03 | 2035 | Electrolyser 2050 | Crossload | Hydrogen | QC | Dispatch-Crossload | VOM | 0 | [6 empty] | 0.55526 | 0
LCP_Inputs_ON_Diverse_2023_04_03 | 2035 | Electrolyser 2050 | Crossload | Hydrogen | WC | Dispatch-Crossload | EmissionsCost | 0 | [6 empty] | 0.55526 | 0
LCP_Inputs_ON_Diverse_2023_04_03 | 2035 | Electrolyser 2050 | Crossload | Hydrogen | WC | Dispatch-Crossload | FuelCost | 0 | [6 empty] | 0.55526 | 0
LCP_Inputs_ON_Diverse_2023_04_03 | 2035 | Electrolyser 2050 | Crossload | Hydrogen | WC | Dispatch-Crossload | VOM | 0 | [6 empty] | 0.55526 | 0
LCP_Inputs_ON_Diverse_2023_04_03 | 2035 | Fossil Fuel Thermal (Coal, Peat, Oil) | Generation | Electricity | MI | Dispatch-Generation | EmissionsCost | 0 | [6 empty] | 0.55526 | 0
LCP_Inputs_ON_Diverse_2023_04_03 | 2035 | Fossil Fuel Thermal (Coal, Peat, Oil) | Generation | Electricity | MI | Dispatch-Generation | FuelCost | 0 | [6 empty] | 0.55526 | 0
LCP_Inputs_ON_Diverse_2023_04_03 | 2035 | Fossil Fuel Thermal (Coal, Peat, Oil) | Generation | Electricity | MI | Dispatch-Generation | VOM | 0 | [6 empty] | 0.55526 | 0
LCP_Inputs_ON_Diverse_2023_04_03 | 2035 | Fossil Fuel Thermal (Coal, Peat, Oil) | Generation | Electricity | NY | Dispatch-Generation | EmissionsCost | 0 | [6 empty] | 0.55526 | 0
LCP_Inputs_ON_Diverse_2023_04_03 | 2035 | Fossil Fuel Thermal (Coal, Peat, Oil) | Generation | Electricity | NY | Dispatch-Generation | FuelCost | 0 | [6 empty] | 0.55526 | 0
LCP_Inputs_ON_Diverse_2023_04_03 | 2035 | Fossil Fuel Thermal (Coal, Peat, Oil) | Generation | Electricity | NY | Dispatch-Generation | VOM | 0 | [6 empty] | 0.55526 | 0
LCP_Inputs_ON_Diverse_2023_04_03 | 2035 | Fossil Fuel Thermal (Coal, Peat, Oil) | Generation | Electricity | ON | Dispatch-Generation | EmissionsCost | 0 | [6 empty] | 0.55526 | 0
LCP_Inputs_ON_Diverse_2023_04_03 | 2035 | Fossil Fuel Thermal (Coal, Peat, Oil) | Generation | Electricity | ON | Dispatch-Generation | FuelCost | 0 | [6 empty] | 0.55526 | 0
LCP_Inputs_ON_Diverse_2023_04_03 | 2035 | Fossil Fuel Thermal (Coal, Peat, Oil) | Generation | Electricity | ON | Dispatch-Generation | VOM | 0 | [6 empty] | 0.55526 | 0
LCP_Inputs_ON_Diverse_2023_04_03 | 2035 | Fossil Fuel Thermal (Coal, Peat, Oil) | Generation | Electricity | PJ | Dispatch-Generation | EmissionsCost | 0 | [6 empty] | 0.55526 | 0
LCP_Inputs_ON_Diverse_2023_04_03 | 2035 | Fossil Fuel Thermal (Coal, Peat, Oil) | Generation | Electricity | PJ | Dispatch-Generation | FuelCost | 0 | [6 empty] | 0.55526 | 0
LCP_Inputs_ON_Diverse_2023_04_03 | 2035 | Fossil Fuel Thermal (Coal, Peat, Oil) | Generation | Electricity | PJ | Dispatch-Generation | VOM | 0 | [6 empty] | 0.55526 | 0
LCP_Inputs_ON_Diverse_2023_04_03 | 2035 | Fossil Fuel Thermal (Coal, Peat, Oil) | Generation | Electricity | QC | Dispatch-Generation | EmissionsCost | 0 | [6 empty] | 0.55526 | 0
LCP_Inputs_ON_Diverse_2023_04_03 | 2035 | Fossil Fuel Thermal (Coal, Peat, Oil) | Generation | Electricity | QC | Dispatch-Generation | FuelCost | 0 | [6 empty] | 0.55526 | 0
LCP_Inputs_ON_Diverse_2023_04_03 | 2035 | Fossil Fuel Thermal (Coal, Peat, Oil) | Generation | Electricity | QC | Dispatch-Generation | VOM | 0 | [6 empty] | 0.55526 | 0
LCP_Inputs_ON_Diverse_2023_04_03 | 2035 | Fossil Fuel Thermal (Coal, Peat, Oil) | Generation | Electricity | WC | Dispatch-Generation | EmissionsCost | 0 | [6 empty] | 0.55526 | 0
LCP_Inputs_ON_Diverse_2023_04_03 | 2035 | Fossil Fuel Thermal (Coal, Peat, Oil) | Generation | Electricity | WC | Dispatch-Generation | FuelCost | 0 | [6 empty] | 0.55526 | 0
LCP_Inputs_ON_Diverse_2023_04_03 | 2035 | Fossil Fuel Thermal (Coal, Peat, Oil) | Generation | Electricity | WC | Dispatch-Generation | VOM | 0 | [6 empty] | 0.55526 | 0
LCP_Inputs_ON_Diverse_2023_04_03 | 2035 | Generic - Generator | Generation | Electricity | MI | Dispatch-Generation | EmissionsCost | 0 | [6 empty] | 0.55526 | 0
LCP_Inputs_ON_Diverse_2023_04_03 | 2035 | Generic - Generator | Generation | Electricity | MI | Dispatch-Generation | FuelCost | 1786123186.9525 | [6 empty] | 0.55526 | 991770803.1878
LCP_Inputs_ON_Diverse_2023_04_03 | 2035 | Generic - Generator | Generation | Electricity | MI | Dispatch-Generation | VOM | 62373597.6871 | [6 empty] | 0.55526 | 34633844.7022
LCP_Inputs_ON_Diverse_2023_04_03 | 2035 | Generic - Generator | Generation | Electricity | NY | Dispatch-Generation | EmissionsCost | 0 | [6 empty] | 0.55526 | 0
LCP_Inputs_ON_Diverse_2023_04_03 | 2035 | Generic - Generator | Generation | Electricity | NY | Dispatch-Generation | FuelCost | 1049703168.1579 | [6 empty] | 0.55526 | 582862907.6638
LCP_Inputs_ON_Diverse_2023_04_03 | 2035 | Generic - Generator | Generation | Electricity | NY | Dispatch-Generation | VOM | 36656913.4648 | [6 empty] | 0.55526 | 20354282.826
LCP_Inputs_ON_Diverse_2023_04_03 | 2035 | Generic - Generator | Generation | Electricity | ON | Dispatch-Generation | EmissionsCost | 0 | [6 empty] | 0.55526 | 0
LCP_Inputs_ON_Diverse_2023_04_03 | 2035 | Generic - Generator | Generation | Electricity | ON | Dispatch-Generation | FuelCost | 0 | [6 empty] | 0.55526 | 0
LCP_Inputs_ON_Diverse_2023_04_03 | 2035 | Generic - Generator | Generation | Electricity | ON | Dispatch-Generation | VOM | 0 | [6 empty] | 0.55526 | 0
LCP_Inputs_ON_Diverse_2023_04_03 | 2035 | Generic - Generator | Generation | Electricity | PJ | Dispatch-Generation | EmissionsCost | 0 | [6 empty] | 0.55526 | 0
LCP_Inputs_ON_Diverse_2023_04_03 | 2035 | Generic - Generator | Generation | Electricity | PJ | Dispatch-Generation | FuelCost | 7357083622.602 | [6 empty] | 0.55526 | 4085127379.1241
LCP_Inputs_ON_Diverse_2023_04_03 | 2035 | Generic - Generator | Generation | Electricity | PJ | Dispatch-Generation | VOM | 256918323.0915 | [6 empty] | 0.55526 | 142657624.9093
LCP_Inputs_ON_Diverse_2023_04_03 | 2035 | Generic - Generator | Generation | Electricity | QC | Dispatch-Generation | EmissionsCost | 0 | [6 empty] | 0.55526 | 0
LCP_Inputs_ON_Diverse_2023_04_03 | 2035 | Generic - Generator | Generation | Electricity | QC | Dispatch-Generation | FuelCost | 0 | [6 empty] | 0.55526 | 0
LCP_Inputs_ON_Diverse_2023_04_03 | 2035 | Generic - Generator | Generation | Electricity | QC | Dispatch-Generation | VOM | 0 | [6 empty] | 0.55526 | 0
LCP_Inputs_ON_Diverse_2023_04_03 | 2035 | Generic - Generator | Generation | Electricity | WC | Dispatch-Generation | EmissionsCost | 0 | [6 empty] | 0.55526 | 0
LCP_Inputs_ON_Diverse_2023_04_03 | 2035 | Generic - Generator | Generation | Electricity | WC | Dispatch-Generation | FuelCost | 1735673.761 | [6 empty] | 0.55526 | 963758.0278
LCP_Inputs_ON_Diverse_2023_04_03 | 2035 | Generic - Generator | Generation | Electricity | WC | Dispatch-Generation | VOM | 60611.8423 | [6 empty] | 0.55526 | 33655.6045
LCP_Inputs_ON_Diverse_2023_04_03 | 2035 | H2 Import - QC | Import | Hydrogen | MI | Dispatch-Import | EmissionsCost | 0 | [6 empty] | 0.55526 | 0
LCP_Inputs_ON_Diverse_2023_04_03 | 2035 | H2 Import - QC | Import | Hydrogen | MI | Dispatch-Import | FuelCost | 0 | [6 empty] | 0.55526 | 0
LCP_Inputs_ON_Diverse_2023_04_03 | 2035 | H2 Import - QC | Import | Hydrogen | MI | Dispatch-Import | VOM | 0 | [6 empty] | 0.55526 | 0
LCP_Inputs_ON_Diverse_2023_04_03 | 2035 | H2 Import - QC | Import | Hydrogen | NY | Dispatch-Import | EmissionsCost | 0 | [6 empty] | 0.55526 | 0
LCP_Inputs_ON_Diverse_2023_04_03 | 2035 | H2 Import - QC | Import | Hydrogen | NY | Dispatch-Import | FuelCost | 0 | [6 empty] | 0.55526 | 0
LCP_Inputs_ON_Diverse_2023_04_03 | 2035 | H2 Import - QC | Import | Hydrogen | NY | Dispatch-Import | VOM | 0 | [6 empty] | 0.55526 | 0
LCP_Inputs_ON_Diverse_2023_04_03 | 2035 | H2 Import - QC | Import | Hydrogen | ON | Dispatch-Import | EmissionsCost | 0 | [6 empty] | 0.55526 | 0
LCP_Inputs_ON_Diverse_2023_04_03 | 2035 | H2 Import - QC | Import | Hydrogen | ON | Dispatch-Import | FuelCost | 0 | [6 empty] | 0.55526 | 0
LCP_Inputs_ON_Diverse_2023_04_03 | 2035 | H2 Import - QC | Import | Hydrogen | ON | Dispatch-Import | VOM | 0 | [6 empty] | 0.55526 | 0
LCP_Inputs_ON_Diverse_2023_04_03 | 2035 | H2 Import - QC | Import | Hydrogen | PJ | Dispatch-Import | EmissionsCost | 0 | [6 empty] | 0.55526 | 0
LCP_Inputs_ON_Diverse_2023_04_03 | 2035 | H2 Import - QC | Import | Hydrogen | PJ | Dispatch-Import | FuelCost | 0 | [6 empty] | 0.55526 | 0
LCP_Inputs_ON_Diverse_2023_04_03 | 2035 | H2 Import - QC | Import | Hydrogen | PJ | Dispatch-Import | VOM | 0 | [6 empty] | 0.55526 | 0
LCP_Inputs_ON_Diverse_2023_04_03 | 2035 | H2 Import - QC | Import | Hydrogen | QC | Dispatch-Import | EmissionsCost | 0 | [6 empty] | 0.55526 | 0
LCP_Inputs_ON_Diverse_2023_04_03 | 2035 | H2 Import - QC | Import | Hydrogen | QC | Dispatch-Import | FuelCost | 0 | [6 empty] | 0.55526 | 0
LCP_Inputs_ON_Diverse_2023_04_03 | 2035 | H2 Import - QC | Import | Hydrogen | QC | Dispatch-Import | VOM | 0 | [6 empty] | 0.55526 | 0
LCP_Inputs_ON_Diverse_2023_04_03 | 2035 | H2 Import - QC | Import | Hydrogen | WC | Dispatch-Import | EmissionsCost | 0 | [6 empty] | 0.55526 | 0
LCP_Inputs_ON_Diverse_2023_04_03 | 2035 | H2 Import - QC | Import | Hydrogen | WC | Dispatch-Import | FuelCost | 0 | [6 empty] | 0.55526 | 0
LCP_Inputs_ON_Diverse_2023_04_03 | 2035 | H2 Import - QC | Import | Hydrogen | WC | Dispatch-Import | VOM | 0 | [6 empty] | 0.55526 | 0
LCP_Inputs_ON_Diverse_2023_04_03 | 2035 | H2 Import - WC | Import | Hydrogen | MI | Dispatch-Import | EmissionsCost | 0 | [6 empty] | 0.55526 | 0
LCP_Inputs_ON_Diverse_2023_04_03 | 2035 | H2 Import - WC | Import | Hydrogen | MI | Dispatch-Import | FuelCost | 0 | [6 empty] | 0.55526 | 0
LCP_Inputs_ON_Diverse_2023_04_03 | 2035 | H2 Import - WC | Import | Hydrogen | MI | Dispatch-Import | VOM | 0 | [6 empty] | 0.55526 | 0
LCP_Inputs_ON_Diverse_2023_04_03 | 2035 | H2 Import - WC | Import | Hydrogen | NY | Dispatch-Import | EmissionsCost | 0 | [6 empty] | 0.55526 | 0
LCP_Inputs_ON_Diverse_2023_04_03 | 2035 | H2 Import - WC | Import | Hydrogen | NY | Dispatch-Import | FuelCost | 0 | [6 empty] | 0.55526 | 0
LCP_Inputs_ON_Diverse_2023_04_03 | 2035 | H2 Import - WC | Import | Hydrogen | NY | Dispatch-Import | VOM | 0 | [6 empty] | 0.55526 | 0
LCP_Inputs_ON_Diverse_2023_04_03 | 2035 | H2 Import - WC | Import | Hydrogen | ON | Dispatch-Import | EmissionsCost | 0 | [6 empty] | 0.55526 | 0
LCP_Inputs_ON_Diverse_2023_04_03 | 2035 | H2 Import - WC | Import | Hydrogen | ON | Dispatch-Import | FuelCost | 0 | [6 empty] | 0.55526 | 0
LCP_Inputs_ON_Diverse_2023_04_03 | 2035 | H2 Import - WC | Import | Hydrogen | ON | Dispatch-Import | VOM | 0 | [6 empty] | 0.55526 | 0
LCP_Inputs_ON_Diverse_2023_04_03 | 2035 | H2 Import - WC | Import | Hydrogen | PJ | Dispatch-Import | EmissionsCost | 0 | [6 empty] | 0.55526 | 0
LCP_Inputs_ON_Diverse_2023_04_03 | 2035 | H2 Import - WC | Import | Hydrogen | PJ | Dispatch-Import | FuelCost | 0 | [6 empty] | 0.55526 | 0
LCP_Inputs_ON_Diverse_2023_04_03 | 2035 | H2 Import - WC | Import | Hydrogen | PJ | Dispatch-Import | VOM | 0 | [6 empty] | 0.55526 | 0
LCP_Inputs_ON_Diverse_2023_04_03 | 2035 | H2 Import - WC | Import | Hydrogen | QC | Dispatch-Import | EmissionsCost | 0 | [6 empty] | 0.55526 | 0
LCP_Inputs_ON_Diverse_2023_04_03 | 2035 | H2 Import - WC | Import | Hydrogen | QC | Dispatch-Import | FuelCost | 0 | [6 empty] | 0.55526 | 0
LCP_Inputs_ON_Diverse_2023_04_03 | 2035 | H2 Import - WC | Import | Hydrogen | QC | Dispatch-Import | VOM | 0 | [6 empty] | 0.55526 | 0
LCP_Inputs_ON_Diverse_2023_04_03 | 2035 | H2 Import - WC | Import | Hydrogen | WC | Dispatch-Import | EmissionsCost | 0 | [6 empty] | 0.55526 | 0
LCP_Inputs_ON_Diverse_2023_04_03 | 2035 | H2 Import - WC | Import | Hydrogen | WC | Dispatch-Import | FuelCost | 0 | [6 empty] | 0.55526 | 0
LCP_Inputs_ON_Diverse_2023_04_03 | 2035 | H2 Import - WC | Import | Hydrogen | WC | Dispatch-Import | VOM | 0 | [6 empty] | 0.55526 | 0
LCP_Inputs_ON_Diverse_2023_04_03 | 2035 | H2 Salt Cavern Storage - ON | Storage | Hydrogen | MI | Dispatch-Storage | EmissionsCost | 0 | [6 empty] | 0.55526 | 0
LCP_Inputs_ON_Diverse_2023_04_03 | 2035 | H2 Salt Cavern Storage - ON | Storage | Hydrogen | MI | Dispatch-Storage | FuelCost | 0 | [6 empty] | 0.55526 | 0
LCP_Inputs_ON_Diverse_2023_04_03 | 2035 | H2 Salt Cavern Storage - ON | Storage | Hydrogen | MI | Dispatch-Storage | VOM | 0 | [6 empty] | 0.55526 | 0
LCP_Inputs_ON_Diverse_2023_04_03 | 2035 | H2 Salt Cavern Storage - ON | Storage | Hydrogen | NY | Dispatch-Storage | EmissionsCost | 0 | [6 empty] | 0.55526 | 0
LCP_Inputs_ON_Diverse_2023_04_03 | 2035 | H2 Salt Cavern Storage - ON | Storage | Hydrogen | NY | Dispatch-Storage | FuelCost | 0 | [6 empty] | 0.55526 | 0
LCP_Inputs_ON_Diverse_2023_04_03 | 2035 | H2 Salt Cavern Storage - ON | Storage | Hydrogen | NY | Dispatch-Storage | VOM | 0 | [6 empty] | 0.55526 | 0
LCP_Inputs_ON_Diverse_2023_04_03 | 2035 | H2 Salt Cavern Storage - ON | Storage | Hydrogen | ON | Dispatch-Storage | EmissionsCost | 0 | [6 empty] | 0.55526 | 0
LCP_Inputs_ON_Diverse_2023_04_03 | 2035 | H2 Salt Cavern Storage - ON | Storage | Hydrogen | ON | Dispatch-Storage | FuelCost | 0 | [6 empty] | 0.55526 | 0
LCP_Inputs_ON_Diverse_2023_04_03 | 2035 | H2 Salt Cavern Storage - ON | Storage | Hydrogen | ON | Dispatch-Storage | VOM | 14843329.5213 | [6 empty] | 0.55526 | 8241973.9853
LCP_Inputs_ON_Diverse_2023_04_03 | 2035 | H2 Salt Cavern Storage - ON | Storage | Hydrogen | PJ | Dispatch-Storage | EmissionsCost | 0 | [6 empty] | 0.55526 | 0
LCP_Inputs_ON_Diverse_2023_04_03 | 2035 | H2 Salt Cavern Storage - ON | Storage | Hydrogen | PJ | Dispatch-Storage | FuelCost | 0 | [6 empty] | 0.55526 | 0
LCP_Inputs_ON_Diverse_2023_04_03 | 2035 | H2 Salt Cavern Storage - ON | Storage | Hydrogen | PJ | Dispatch-Storage | VOM | 0 | [6 empty] | 0.55526 | 0
LCP_Inputs_ON_Diverse_2023_04_03 | 2035 | H2 Salt Cavern Storage - ON | Storage | Hydrogen | QC | Dispatch-Storage | EmissionsCost | 0 | [6 empty] | 0.55526 | 0
LCP_Inputs_ON_Diverse_2023_04_03 | 2035 | H2 Salt Cavern Storage - ON | Storage | Hydrogen | QC | Dispatch-Storage | FuelCost | 0 | [6 empty] | 0.55526 | 0
LCP_Inputs_ON_Diverse_2023_04_03 | 2035 | H2 Salt Cavern Storage - ON | Storage | Hydrogen | QC | Dispatch-Storage | VOM | 0 | [6 empty] | 0.55526 | 0
LCP_Inputs_ON_Diverse_2023_04_03 | 2035 | H2 Salt Cavern Storage - ON | Storage | Hydrogen | WC | Dispatch-Storage | EmissionsCost | 0 | [6 empty] | 0.55526 | 0
LCP_Inputs_ON_Diverse_2023_04_03 | 2035 | H2 Salt Cavern Storage - ON | Storage | Hydrogen | WC | Dispatch-Storage | FuelCost | 0 | [6 empty] | 0.55526 | 0
LCP_Inputs_ON_Diverse_2023_04_03 | 2035 | H2 Salt Cavern Storage - ON | Storage | Hydrogen | WC | Dispatch-Storage | VOM | 0 | [6 empty] | 0.55526 | 0
LCP_Inputs_ON_Diverse_2023_04_03 | 2035 | Hydro | Generation | Electricity | MI | Dispatch-Generation | EmissionsCost | 0 | [6 empty] | 0.55526 | 0
LCP_Inputs_ON_Diverse_2023_04_03 | 2035 | Hydro | Generation | Electricity | MI | Dispatch-Generation | FuelCost | 0 | [6 empty] | 0.55526 | 0
LCP_Inputs_ON_Diverse_2023_04_03 | 2035 | Hydro | Generation | Electricity | MI | Dispatch-Generation | VOM | 0 | [6 empty] | 0.55526 | 0
LCP_Inputs_ON_Diverse_2023_04_03 | 2035 | Hydro | Generation | Electricity | NY | Dispatch-Generation | EmissionsCost | 0 | [6 empty] | 0.55526 | 0
LCP_Inputs_ON_Diverse_2023_04_03 | 2035 | Hydro | Generation | Electricity | NY | Dispatch-Generation | FuelCost | 0 | [6 empty] | 0.55526 | 0
LCP_Inputs_ON_Diverse_2023_04_03 | 2035 | Hydro | Generation | Electricity | NY | Dispatch-Generation | VOM | 0 | [6 empty] | 0.55526 | 0
LCP_Inputs_ON_Diverse_2023_04_03 | 2035 | Hydro | Generation | Electricity | ON | Dispatch-Generation | EmissionsCost | 0 | [6 empty] | 0.55526 | 0
LCP_Inputs_ON_Diverse_2023_04_03 | 2035 | Hydro | Generation | Electricity | ON | Dispatch-Generation | FuelCost | 0 | [6 empty] | 0.55526 | 0
LCP_Inputs_ON_Diverse_2023_04_03 | 2035 | Hydro | Generation | Electricity | ON | Dispatch-Generation | VOM | 0 | [6 empty] | 0.55526 | 0
LCP_Inputs_ON_Diverse_2023_04_03 | 2035 | Hydro | Generation | Electricity | PJ | Dispatch-Generation | EmissionsCost | 0 | [6 empty] | 0.55526 | 0
LCP_Inputs_ON_Diverse_2023_04_03 | 2035 | Hydro | Generation | Electricity | PJ | Dispatch-Generation | FuelCost | 0 | [6 empty] | 0.55526 | 0
LCP_Inputs_ON_Diverse_2023_04_03 | 2035 | Hydro | Generation | Electricity | PJ | Dispatch-Generation | VOM | 0 | [6 empty] | 0.55526 | 0
LCP_Inputs_ON_Diverse_2023_04_03 | 2035 | Hydro | Generation | Electricity | QC | Dispatch-Generation | EmissionsCost | 0 | [6 empty] | 0.55526 | 0
LCP_Inputs_ON_Diverse_2023_04_03 | 2035 | Hydro | Generation | Electricity | QC | Dispatch-Generation | FuelCost | 0 | [6 empty] | 0.55526 | 0
LCP_Inputs_ON_Diverse_2023_04_03 | 2035 | Hydro | Generation | Electricity | QC | Dispatch-Generation | VOM | 0 | [6 empty] | 0.55526 | 0
LCP_Inputs_ON_Diverse_2023_04_03 | 2035 | Hydro | Generation | Electricity | WC | Dispatch-Generation | EmissionsCost | 0 | [6 empty] | 0.55526 | 0
LCP_Inputs_ON_Diverse_2023_04_03 | 2035 | Hydro | Generation | Electricity | WC | Dispatch-Generation | FuelCost | 0 | [6 empty] | 0.55526 | 0
LCP_Inputs_ON_Diverse_2023_04_03 | 2035 | Hydro | Generation | Electricity | WC | Dispatch-Generation | VOM | 0 | [6 empty] | 0.55526 | 0
LCP_Inputs_ON_Diverse_2023_04_03 | 2035 | Hydro Pumped Storage | Storage | Electricity | MI | Dispatch-Storage | EmissionsCost | 0 | [6 empty] | 0.55526 | 0
LCP_Inputs_ON_Diverse_2023_04_03 | 2035 | Hydro Pumped Storage | Storage | Electricity | MI | Dispatch-Storage | FuelCost | 0 | [6 empty] | 0.55526 | 0
LCP_Inputs_ON_Diverse_2023_04_03 | 2035 | Hydro Pumped Storage | Storage | Electricity | MI | Dispatch-Storage | VOM | 0 | [6 empty] | 0.55526 | 0
LCP_Inputs_ON_Diverse_2023_04_03 | 2035 | Hydro Pumped Storage | Storage | Electricity | NY | Dispatch-Storage | EmissionsCost | 0 | [6 empty] | 0.55526 | 0
LCP_Inputs_ON_Diverse_2023_04_03 | 2035 | Hydro Pumped Storage | Storage | Electricity | NY | Dispatch-Storage | FuelCost | 0 | [6 empty] | 0.55526 | 0
LCP_Inputs_ON_Diverse_2023_04_03 | 2035 | Hydro Pumped Storage | Storage | Electricity | NY | Dispatch-Storage | VOM | 0 | [6 empty] | 0.55526 | 0
LCP_Inputs_ON_Diverse_2023_04_03 | 2035 | Hydro Pumped Storage | Storage | Electricity | ON | Dispatch-Storage | EmissionsCost | 0 | [6 empty] | 0.55526 | 0
LCP_Inputs_ON_Diverse_2023_04_03 | 2035 | Hydro Pumped Storage | Storage | Electricity | ON | Dispatch-Storage | FuelCost | 0 | [6 empty] | 0.55526 | 0
LCP_Inputs_ON_Diverse_2023_04_03 | 2035 | Hydro Pumped Storage | Storage | Electricity | ON | Dispatch-Storage | VOM | 0 | [6 empty] | 0.55526 | 0
LCP_Inputs_ON_Diverse_2023_04_03 | 2035 | Hydro Pumped Storage | Storage | Electricity | PJ | Dispatch-Storage | EmissionsCost | 0 | [6 empty] | 0.55526 | 0
LCP_Inputs_ON_Diverse_2023_04_03 | 2035 | Hydro Pumped Storage | Storage | Electricity | PJ | Dispatch-Storage | FuelCost | 0 | [6 empty] | 0.55526 | 0
LCP_Inputs_ON_Diverse_2023_04_03 | 2035 | Hydro Pumped Storage | Storage | Electricity | PJ | Dispatch-Storage | VOM | 0 | [6 empty] | 0.55526 | 0
LCP_Inputs_ON_Diverse_2023_04_03 | 2035 | Hydro Pumped Storage | Storage | Electricity | QC | Dispatch-Storage | EmissionsCost | 0 | [6 empty] | 0.55526 | 0
LCP_Inputs_ON_Diverse_2023_04_03 | 2035 | Hydro Pumped Storage | Storage | Electricity | QC | Dispatch-Storage | FuelCost | 0 | [6 empty] | 0.55526 | 0
LCP_Inputs_ON_Diverse_2023_04_03 | 2035 | Hydro Pumped Storage | Storage | Electricity | QC | Dispatch-Storage | VOM | 0 | [6 empty] | 0.55526 | 0
LCP_Inputs_ON_Diverse_2023_04_03 | 2035 | Hydro Pumped Storage | Storage | Electricity | WC | Dispatch-Storage | EmissionsCost | 0 | [6 empty] | 0.55526 | 0
LCP_Inputs_ON_Diverse_2023_04_03 | 2035 | Hydro Pumped Storage | Storage | Electricity | WC | Dispatch-Storage | FuelCost | 0 | [6 empty] | 0.55526 | 0
LCP_Inputs_ON_Diverse_2023_04_03 | 2035 | Hydro Pumped Storage | Storage | Electricity | WC | Dispatch-Storage | VOM | 0 | [6 empty] | 0.55526 | 0
LCP_Inputs_ON_Diverse_2023_04_03 | 2035 | Nuclear | Generation | Electricity | MI | Dispatch-Generation | EmissionsCost | 0 | [6 empty] | 0.55526 | 0
LCP_Inputs_ON_Diverse_2023_04_03 | 2035 | Nuclear | Generation | Electricity | MI | Dispatch-Generation | FuelCost | 0 | [6 empty] | 0.55526 | 0
LCP_Inputs_ON_Diverse_2023_04_03 | 2035 | Nuclear | Generation | Electricity | MI | Dispatch-Generation | VOM | 2762866296.96 | [6 empty] | 0.55526 | 1534121580.4448
LCP_Inputs_ON_Diverse_2023_04_03 | 2035 | Nuclear | Generation | Electricity | NY | Dispatch-Generation | EmissionsCost | 0 | [6 empty] | 0.55526 | 0
LCP_Inputs_ON_Diverse_2023_04_03 | 2035 | Nuclear | Generation | Electricity | NY | Dispatch-Generation | FuelCost | 0 | [6 empty] | 0.55526 | 0
LCP_Inputs_ON_Diverse_2023_04_03 | 2035 | Nuclear | Generation | Electricity | NY | Dispatch-Generation | VOM | 2246155230.144 | [6 empty] | 0.55526 | 1247210266.8827
LCP_Inputs_ON_Diverse_2023_04_03 | 2035 | Nuclear | Generation | Electricity | ON | Dispatch-Generation | EmissionsCost | 0 | [6 empty] | 0.55526 | 0
LCP_Inputs_ON_Diverse_2023_04_03 | 2035 | Nuclear | Generation | Electricity | ON | Dispatch-Generation | FuelCost | 0 | [6 empty] | 0.55526 | 0
LCP_Inputs_ON_Diverse_2023_04_03 | 2035 | Nuclear | Generation | Electricity | ON | Dispatch-Generation | VOM | 6725070496.368 | [6 empty] | 0.55526 | 3734192924.8775
LCP_Inputs_ON_Diverse_2023_04_03 | 2035 | Nuclear | Generation | Electricity | PJ | Dispatch-Generation | EmissionsCost | 0 | [6 empty] | 0.55526 | 0
LCP_Inputs_ON_Diverse_2023_04_03 | 2035 | Nuclear | Generation | Electricity | PJ | Dispatch-Generation | FuelCost | 0 | [6 empty] | 0.55526 | 0
LCP_Inputs_ON_Diverse_2023_04_03 | 2035 | Nuclear | Generation | Electricity | PJ | Dispatch-Generation | VOM | 6401347648.6848 | [6 empty] | 0.55526 | 3554441118.8418
LCP_Inputs_ON_Diverse_2023_04_03 | 2035 | Nuclear | Generation | Electricity | QC | Dispatch-Generation | EmissionsCost | 0 | [6 empty] | 0.55526 | 0
LCP_Inputs_ON_Diverse_2023_04_03 | 2035 | Nuclear | Generation | Electricity | QC | Dispatch-Generation | FuelCost | 0 | [6 empty] | 0.55526 | 0
LCP_Inputs_ON_Diverse_2023_04_03 | 2035 | Nuclear | Generation | Electricity | QC | Dispatch-Generation | VOM | 0 | [6 empty] | 0.55526 | 0
LCP_Inputs_ON_Diverse_2023_04_03 | 2035 | Nuclear | Generation | Electricity | WC | Dispatch-Generation | EmissionsCost | 0 | [6 empty] | 0.55526 | 0
LCP_Inputs_ON_Diverse_2023_04_03 | 2035 | Nuclear | Generation | Electricity | WC | Dispatch-Generation | FuelCost | 0 | [6 empty] | 0.55526 | 0
LCP_Inputs_ON_Diverse_2023_04_03 | 2035 | Nuclear | Generation | Electricity | WC | Dispatch-Generation | VOM | 0 | [6 empty] | 0.55526 | 0
LCP_Inputs_ON_Diverse_2023_04_03 | 2035 | Nuclear SMR | Generation | Electricity | MI | Dispatch-Generation | EmissionsCost | 0 | [6 empty] | 0.55526 | 0
LCP_Inputs_ON_Diverse_2023_04_03 | 2035 | Nuclear SMR | Generation | Electricity | MI | Dispatch-Generation | FuelCost | 0 | [6 empty] | 0.55526 | 0
LCP_Inputs_ON_Diverse_2023_04_03 | 2035 | Nuclear SMR | Generation | Electricity | MI | Dispatch-Generation | VOM | 0 | [6 empty] | 0.55526 | 0
LCP_Inputs_ON_Diverse_2023_04_03 | 2035 | Nuclear SMR | Generation | Electricity | NY | Dispatch-Generation | EmissionsCost | 0 | [6 empty] | 0.55526 | 0
LCP_Inputs_ON_Diverse_2023_04_03 | 2035 | Nuclear SMR | Generation | Electricity | NY | Dispatch-Generation | FuelCost | 0 | [6 empty] | 0.55526 | 0
LCP_Inputs_ON_Diverse_2023_04_03 | 2035 | Nuclear SMR | Generation | Electricity | NY | Dispatch-Generation | VOM | 0 | [6 empty] | 0.55526 | 0
LCP_Inputs_ON_Diverse_2023_04_03 | 2035 | Nuclear SMR | Generation | Electricity | ON | Dispatch-Generation | EmissionsCost | 0 | [6 empty] | 0.55526 | 0
LCP_Inputs_ON_Diverse_2023_04_03 | 2035 | Nuclear SMR | Generation | Electricity | ON | Dispatch-Generation | FuelCost | 0 | [6 empty] | 0.55526 | 0
LCP_Inputs_ON_Diverse_2023_04_03 | 2035 | Nuclear SMR | Generation | Electricity | ON | Dispatch-Generation | VOM | 17810812.8 | [6 empty] | 0.55526 | 9889712.1123
LCP_Inputs_ON_Diverse_2023_04_03 | 2035 | Nuclear SMR | Generation | Electricity | PJ | Dispatch-Generation | EmissionsCost | 0 | [6 empty] | 0.55526 | 0
LCP_Inputs_ON_Diverse_2023_04_03 | 2035 | Nuclear SMR | Generation | Electricity | PJ | Dispatch-Generation | FuelCost | 0 | [6 empty] | 0.55526 | 0
LCP_Inputs_ON_Diverse_2023_04_03 | 2035 | Nuclear SMR | Generation | Electricity | PJ | Dispatch-Generation | VOM | 0 | [6 empty] | 0.55526 | 0
LCP_Inputs_ON_Diverse_2023_04_03 | 2035 | Nuclear SMR | Generation | Electricity | QC | Dispatch-Generation | EmissionsCost | 0 | [6 empty] | 0.55526 | 0
LCP_Inputs_ON_Diverse_2023_04_03 | 2035 | Nuclear SMR | Generation | Electricity | QC | Dispatch-Generation | FuelCost | 0 | [6 empty] | 0.55526 | 0
LCP_Inputs_ON_Diverse_2023_04_03 | 2035 | Nuclear SMR | Generation | Electricity | QC | Dispatch-Generation | VOM | 0 | [6 empty] | 0.55526 | 0
LCP_Inputs_ON_Diverse_2023_04_03 | 2035 | Nuclear SMR | Generation | Electricity | WC | Dispatch-Generation | EmissionsCost | 0 | [6 empty] | 0.55526 | 0
LCP_Inputs_ON_Diverse_2023_04_03 | 2035 | Nuclear SMR | Generation | Electricity | WC | Dispatch-Generation | FuelCost | 0 | [6 empty] | 0.55526 | 0
LCP_Inputs_ON_Diverse_2023_04_03 | 2035 | Nuclear SMR | Generation | Electricity | WC | Dispatch-Generation | VOM | 0 | [6 empty] | 0.55526 | 0
LCP_Inputs_ON_Diverse_2023_04_03 | 2035 | O/CCGT - CH4 Existing | Crossload | Electricity | MI | Dispatch-Crossload | EmissionsCost | 0 | [6 empty] | 0.55526 | 0
LCP_Inputs_ON_Diverse_2023_04_03 | 2035 | O/CCGT - CH4 Existing | Crossload | Electricity | MI | Dispatch-Crossload | FuelCost | 0 | [6 empty] | 0.55526 | 0
LCP_Inputs_ON_Diverse_2023_04_03 | 2035 | O/CCGT - CH4 Existing | Crossload | Electricity | MI | Dispatch-Crossload | VOM | 0 | [6 empty] | 0.55526 | 0
LCP_Inputs_ON_Diverse_2023_04_03 | 2035 | O/CCGT - CH4 Existing | Crossload | Electricity | NY | Dispatch-Crossload | EmissionsCost | 0 | [6 empty] | 0.55526 | 0
LCP_Inputs_ON_Diverse_2023_04_03 | 2035 | O/CCGT - CH4 Existing | Crossload | Electricity | NY | Dispatch-Crossload | FuelCost | 0 | [6 empty] | 0.55526 | 0
LCP_Inputs_ON_Diverse_2023_04_03 | 2035 | O/CCGT - CH4 Existing | Crossload | Electricity | NY | Dispatch-Crossload | VOM | 0 | [6 empty] | 0.55526 | 0
LCP_Inputs_ON_Diverse_2023_04_03 | 2035 | O/CCGT - CH4 Existing | Crossload | Electricity | ON | Dispatch-Crossload | EmissionsCost | 3895150.9851 | [6 empty] | 0.55526 | 2162839.0747
LCP_Inputs_ON_Diverse_2023_04_03 | 2035 | O/CCGT - CH4 Existing | Crossload | Electricity | ON | Dispatch-Crossload | FuelCost | 0 | [6 empty] | 0.55526 | 0
LCP_Inputs_ON_Diverse_2023_04_03 | 2035 | O/CCGT - CH4 Existing | Crossload | Electricity | ON | Dispatch-Crossload | VOM | 239711.1233 | [6 empty] | 0.55526 | 133103.0777
LCP_Inputs_ON_Diverse_2023_04_03 | 2035 | O/CCGT - CH4 Existing | Crossload | Electricity | PJ | Dispatch-Crossload | EmissionsCost | 0 | [6 empty] | 0.55526 | 0
LCP_Inputs_ON_Diverse_2023_04_03 | 2035 | O/CCGT - CH4 Existing | Crossload | Electricity | PJ | Dispatch-Crossload | FuelCost | 0 | [6 empty] | 0.55526 | 0
LCP_Inputs_ON_Diverse_2023_04_03 | 2035 | O/CCGT - CH4 Existing | Crossload | Electricity | PJ | Dispatch-Crossload | VOM | 0 | [6 empty] | 0.55526 | 0
LCP_Inputs_ON_Diverse_2023_04_03 | 2035 | O/CCGT - CH4 Existing | Crossload | Electricity | QC | Dispatch-Crossload | EmissionsCost | 0 | [6 empty] | 0.55526 | 0
LCP_Inputs_ON_Diverse_2023_04_03 | 2035 | O/CCGT - CH4 Existing | Crossload | Electricity | QC | Dispatch-Crossload | FuelCost | 0 | [6 empty] | 0.55526 | 0
LCP_Inputs_ON_Diverse_2023_04_03 | 2035 | O/CCGT - CH4 Existing | Crossload | Electricity | QC | Dispatch-Crossload | VOM | 0 | [6 empty] | 0.55526 | 0
LCP_Inputs_ON_Diverse_2023_04_03 | 2035 | O/CCGT - CH4 Existing | Crossload | Electricity | WC | Dispatch-Crossload | EmissionsCost | 0 | [6 empty] | 0.55526 | 0
LCP_Inputs_ON_Diverse_2023_04_03 | 2035 | O/CCGT - CH4 Existing | Crossload | Electricity | WC | Dispatch-Crossload | FuelCost | 0 | [6 empty] | 0.55526 | 0
LCP_Inputs_ON_Diverse_2023_04_03 | 2035 | O/CCGT - CH4 Existing | Crossload | Electricity | WC | Dispatch-Crossload | VOM | 0 | [6 empty] | 0.55526 | 0
LCP_Inputs_ON_Diverse_2023_04_03 | 2035 | O/CCGT - CH4 New | Crossload | Electricity | MI | Dispatch-Crossload | EmissionsCost | 0 | [6 empty] | 0.55526 | 0
LCP_Inputs_ON_Diverse_2023_04_03 | 2035 | O/CCGT - CH4 New | Crossload | Electricity | MI | Dispatch-Crossload | FuelCost | 0 | [6 empty] | 0.55526 | 0
LCP_Inputs_ON_Diverse_2023_04_03 | 2035 | O/CCGT - CH4 New | Crossload | Electricity | MI | Dispatch-Crossload | VOM | 0 | [6 empty] | 0.55526 | 0
LCP_Inputs_ON_Diverse_2023_04_03 | 2035 | O/CCGT - CH4 New | Crossload | Electricity | NY | Dispatch-Crossload | EmissionsCost | 0 | [6 empty] | 0.55526 | 0
LCP_Inputs_ON_Diverse_2023_04_03 | 2035 | O/CCGT - CH4 New | Crossload | Electricity | NY | Dispatch-Crossload | FuelCost | 0 | [6 empty] | 0.55526 | 0
LCP_Inputs_ON_Diverse_2023_04_03 | 2035 | O/CCGT - CH4 New | Crossload | Electricity | NY | Dispatch-Crossload | VOM | 0 | [6 empty] | 0.55526 | 0
LCP_Inputs_ON_Diverse_2023_04_03 | 2035 | O/CCGT - CH4 New | Crossload | Electricity | ON | Dispatch-Crossload | EmissionsCost | 200299.7413 | [6 empty] | 0.55526 | 111219.3363
LCP_Inputs_ON_Diverse_2023_04_03 | 2035 | O/CCGT - CH4 New | Crossload | Electricity | ON | Dispatch-Crossload | FuelCost | 0 | [6 empty] | 0.55526 | 0
LCP_Inputs_ON_Diverse_2023_04_03 | 2035 | O/CCGT - CH4 New | Crossload | Electricity | ON | Dispatch-Crossload | VOM | 12326.6277 | [6 empty] | 0.55526 | 6844.5388
LCP_Inputs_ON_Diverse_2023_04_03 | 2035 | O/CCGT - CH4 New | Crossload | Electricity | PJ | Dispatch-Crossload | EmissionsCost | 0 | [6 empty] | 0.55526 | 0
LCP_Inputs_ON_Diverse_2023_04_03 | 2035 | O/CCGT - CH4 New | Crossload | Electricity | PJ | Dispatch-Crossload | FuelCost | 0 | [6 empty] | 0.55526 | 0
LCP_Inputs_ON_Diverse_2023_04_03 | 2035 | O/CCGT - CH4 New | Crossload | Electricity | PJ | Dispatch-Crossload | VOM | 0 | [6 empty] | 0.55526 | 0
LCP_Inputs_ON_Diverse_2023_04_03 | 2035 | O/CCGT - CH4 New | Crossload | Electricity | QC | Dispatch-Crossload | EmissionsCost | 0 | [6 empty] | 0.55526 | 0
LCP_Inputs_ON_Diverse_2023_04_03 | 2035 | O/CCGT - CH4 New | Crossload | Electricity | QC | Dispatch-Crossload | FuelCost | 0 | [6 empty] | 0.55526 | 0
LCP_Inputs_ON_Diverse_2023_04_03 | 2035 | O/CCGT - CH4 New | Crossload | Electricity | QC | Dispatch-Crossload | VOM | 0 | [6 empty] | 0.55526 | 0
LCP_Inputs_ON_Diverse_2023_04_03 | 2035 | O/CCGT - CH4 New | Crossload | Electricity | WC | Dispatch-Crossload | EmissionsCost | 0 | [6 empty] | 0.55526 | 0
LCP_Inputs_ON_Diverse_2023_04_03 | 2035 | O/CCGT - CH4 New | Crossload | Electricity | WC | Dispatch-Crossload | FuelCost | 0 | [6 empty] | 0.55526 | 0
LCP_Inputs_ON_Diverse_2023_04_03 | 2035 | O/CCGT - CH4 New | Crossload | Electricity | WC | Dispatch-Crossload | VOM | 0 | [6 empty] | 0.55526 | 0
LCP_Inputs_ON_Diverse_2023_04_03 | 2035 | O/CCGT - H2 New | Crossload | Electricity | MI | Dispatch-Crossload | EmissionsCost | 0 | [6 empty] | 0.55526 | 0
LCP_Inputs_ON_Diverse_2023_04_03 | 2035 | O/CCGT - H2 New | Crossload | Electricity | MI | Dispatch-Crossload | FuelCost | 0 | [6 empty] | 0.55526 | 0
LCP_Inputs_ON_Diverse_2023_04_03 | 2035 | O/CCGT - H2 New | Crossload | Electricity | MI | Dispatch-Crossload | VOM | 0 | [6 empty] | 0.55526 | 0
LCP_Inputs_ON_Diverse_2023_04_03 | 2035 | O/CCGT - H2 New | Crossload | Electricity | NY | Dispatch-Crossload | EmissionsCost | 0 | [6 empty] | 0.55526 | 0
LCP_Inputs_ON_Diverse_2023_04_03 | 2035 | O/CCGT - H2 New | Crossload | Electricity | NY | Dispatch-Crossload | FuelCost | 0 | [6 empty] | 0.55526 | 0
LCP_Inputs_ON_Diverse_2023_04_03 | 2035 | O/CCGT - H2 New | Crossload | Electricity | NY | Dispatch-Crossload | VOM | 0 | [6 empty] | 0.55526 | 0
LCP_Inputs_ON_Diverse_2023_04_03 | 2035 | O/CCGT - H2 New | Crossload | Electricity | ON | Dispatch-Crossload | EmissionsCost | 0 | [6 empty] | 0.55526 | 0
LCP_Inputs_ON_Diverse_2023_04_03 | 2035 | O/CCGT - H2 New | Crossload | Electricity | ON | Dispatch-Crossload | FuelCost | 0 | [6 empty] | 0.55526 | 0
LCP_Inputs_ON_Diverse_2023_04_03 | 2035 | O/CCGT - H2 New | Crossload | Electricity | ON | Dispatch-Crossload | VOM | 3551260.9593 | [6 empty] | 0.55526 | 1971889.1505
LCP_Inputs_ON_Diverse_2023_04_03 | 2035 | O/CCGT - H2 New | Crossload | Electricity | PJ | Dispatch-Crossload | EmissionsCost | 0 | [6 empty] | 0.55526 | 0
LCP_Inputs_ON_Diverse_2023_04_03 | 2035 | O/CCGT - H2 New | Crossload | Electricity | PJ | Dispatch-Crossload | FuelCost | 0 | [6 empty] | 0.55526 | 0
LCP_Inputs_ON_Diverse_2023_04_03 | 2035 | O/CCGT - H2 New | Crossload | Electricity | PJ | Dispatch-Crossload | VOM | 0 | [6 empty] | 0.55526 | 0
LCP_Inputs_ON_Diverse_2023_04_03 | 2035 | O/CCGT - H2 New | Crossload | Electricity | QC | Dispatch-Crossload | EmissionsCost | 0 | [6 empty] | 0.55526 | 0
LCP_Inputs_ON_Diverse_2023_04_03 | 2035 | O/CCGT - H2 New | Crossload | Electricity | QC | Dispatch-Crossload | FuelCost | 0 | [6 empty] | 0.55526 | 0
LCP_Inputs_ON_Diverse_2023_04_03 | 2035 | O/CCGT - H2 New | Crossload | Electricity | QC | Dispatch-Crossload | VOM | 0 | [6 empty] | 0.55526 | 0
LCP_Inputs_ON_Diverse_2023_04_03 | 2035 | O/CCGT - H2 New | Crossload | Electricity | WC | Dispatch-Crossload | EmissionsCost | 0 | [6 empty] | 0.55526 | 0
LCP_Inputs_ON_Diverse_2023_04_03 | 2035 | O/CCGT - H2 New | Crossload | Electricity | WC | Dispatch-Crossload | FuelCost | 0 | [6 empty] | 0.55526 | 0
LCP_Inputs_ON_Diverse_2023_04_03 | 2035 | O/CCGT - H2 New | Crossload | Electricity | WC | Dispatch-Crossload | VOM | 0 | [6 empty] | 0.55526 | 0
LCP_Inputs_ON_Diverse_2023_04_03 | 2035 | SMR CCS | Crossload | Hydrogen | MI | Dispatch-Crossload | EmissionsCost | 0 | [6 empty] | 0.55526 | 0
LCP_Inputs_ON_Diverse_2023_04_03 | 2035 | SMR CCS | Crossload | Hydrogen | MI | Dispatch-Crossload | FuelCost | 0 | [6 empty] | 0.55526 | 0
LCP_Inputs_ON_Diverse_2023_04_03 | 2035 | SMR CCS | Crossload | Hydrogen | MI | Dispatch-Crossload | VOM | 0 | [6 empty] | 0.55526 | 0
LCP_Inputs_ON_Diverse_2023_04_03 | 2035 | SMR CCS | Crossload | Hydrogen | NY | Dispatch-Crossload | EmissionsCost | 0 | [6 empty] | 0.55526 | 0
LCP_Inputs_ON_Diverse_2023_04_03 | 2035 | SMR CCS | Crossload | Hydrogen | NY | Dispatch-Crossload | FuelCost | 0 | [6 empty] | 0.55526 | 0
LCP_Inputs_ON_Diverse_2023_04_03 | 2035 | SMR CCS | Crossload | Hydrogen | NY | Dispatch-Crossload | VOM | 0 | [6 empty] | 0.55526 | 0
LCP_Inputs_ON_Diverse_2023_04_03 | 2035 | SMR CCS | Crossload | Hydrogen | ON | Dispatch-Crossload | EmissionsCost | 118038153.8452 | [6 empty] | 0.55526 | 65542396.796
LCP_Inputs_ON_Diverse_2023_04_03 | 2035 | SMR CCS | Crossload | Hydrogen | ON | Dispatch-Crossload | FuelCost | 0 | [6 empty] | 0.55526 | 0
LCP_Inputs_ON_Diverse_2023_04_03 | 2035 | SMR CCS | Crossload | Hydrogen | ON | Dispatch-Crossload | VOM | 238188620.3708 | [6 empty] | 0.55526 | 132257685.8421
LCP_Inputs_ON_Diverse_2023_04_03 | 2035 | SMR CCS | Crossload | Hydrogen | PJ | Dispatch-Crossload | EmissionsCost | 0 | [6 empty] | 0.55526 | 0
LCP_Inputs_ON_Diverse_2023_04_03 | 2035 | SMR CCS | Crossload | Hydrogen | PJ | Dispatch-Crossload | FuelCost | 0 | [6 empty] | 0.55526 | 0
LCP_Inputs_ON_Diverse_2023_04_03 | 2035 | SMR CCS | Crossload | Hydrogen | PJ | Dispatch-Crossload | VOM | 0 | [6 empty] | 0.55526 | 0
LCP_Inputs_ON_Diverse_2023_04_03 | 2035 | SMR CCS | Crossload | Hydrogen | QC | Dispatch-Crossload | EmissionsCost | 0 | [6 empty] | 0.55526 | 0
LCP_Inputs_ON_Diverse_2023_04_03 | 2035 | SMR CCS | Crossload | Hydrogen | QC | Dispatch-Crossload | FuelCost | 0 | [6 empty] | 0.55526 | 0
LCP_Inputs_ON_Diverse_2023_04_03 | 2035 | SMR CCS | Crossload | Hydrogen | QC | Dispatch-Crossload | VOM | 0 | [6 empty] | 0.55526 | 0
LCP_Inputs_ON_Diverse_2023_04_03 | 2035 | SMR CCS | Crossload | Hydrogen | WC | Dispatch-Crossload | EmissionsCost | 0 | [6 empty] | 0.55526 | 0
LCP_Inputs_ON_Diverse_2023_04_03 | 2035 | SMR CCS | Crossload | Hydrogen | WC | Dispatch-Crossload | FuelCost | 0 | [6 empty] | 0.55526 | 0
LCP_Inputs_ON_Diverse_2023_04_03 | 2035 | SMR CCS | Crossload | Hydrogen | WC | Dispatch-Crossload | VOM | 0 | [6 empty] | 0.55526 | 0
LCP_Inputs_ON_Diverse_2023_04_03 | 2035 | Solar PV | Generation | Electricity | MI | Dispatch-Generation | EmissionsCost | 0 | [6 empty] | 0.55526 | 0
LCP_Inputs_ON_Diverse_2023_04_03 | 2035 | Solar PV | Generation | Electricity | MI | Dispatch-Generation | FuelCost | 0 | [6 empty] | 0.55526 | 0
LCP_Inputs_ON_Diverse_2023_04_03 | 2035 | Solar PV | Generation | Electricity | MI | Dispatch-Generation | VOM | 0 | [6 empty] | 0.55526 | 0
LCP_Inputs_ON_Diverse_2023_04_03 | 2035 | Solar PV | Generation | Electricity | NY | Dispatch-Generation | EmissionsCost | 0 | [6 empty] | 0.55526 | 0
LCP_Inputs_ON_Diverse_2023_04_03 | 2035 | Solar PV | Generation | Electricity | NY | Dispatch-Generation | FuelCost | 0 | [6 empty] | 0.55526 | 0
LCP_Inputs_ON_Diverse_2023_04_03 | 2035 | Solar PV | Generation | Electricity | NY | Dispatch-Generation | VOM | 0 | [6 empty] | 0.55526 | 0
LCP_Inputs_ON_Diverse_2023_04_03 | 2035 | Solar PV | Generation | Electricity | ON | Dispatch-Generation | EmissionsCost | 0 | [6 empty] | 0.55526 | 0
LCP_Inputs_ON_Diverse_2023_04_03 | 2035 | Solar PV | Generation | Electricity | ON | Dispatch-Generation | FuelCost | 0 | [6 empty] | 0.55526 | 0
LCP_Inputs_ON_Diverse_2023_04_03 | 2035 | Solar PV | Generation | Electricity | ON | Dispatch-Generation | VOM | 0 | [6 empty] | 0.55526 | 0
LCP_Inputs_ON_Diverse_2023_04_03 | 2035 | Solar PV | Generation | Electricity | PJ | Dispatch-Generation | EmissionsCost | 0 | [6 empty] | 0.55526 | 0
LCP_Inputs_ON_Diverse_2023_04_03 | 2035 | Solar PV | Generation | Electricity | PJ | Dispatch-Generation | FuelCost | 0 | [6 empty] | 0.55526 | 0
LCP_Inputs_ON_Diverse_2023_04_03 | 2035 | Solar PV | Generation | Electricity | PJ | Dispatch-Generation | VOM | 0 | [6 empty] | 0.55526 | 0
LCP_Inputs_ON_Diverse_2023_04_03 | 2035 | Solar PV | Generation | Electricity | QC | Dispatch-Generation | EmissionsCost | 0 | [6 empty] | 0.55526 | 0
LCP_Inputs_ON_Diverse_2023_04_03 | 2035 | Solar PV | Generation | Electricity | QC | Dispatch-Generation | FuelCost | 0 | [6 empty] | 0.55526 | 0
LCP_Inputs_ON_Diverse_2023_04_03 | 2035 | Solar PV | Generation | Electricity | QC | Dispatch-Generation | VOM | 0 | [6 empty] | 0.55526 | 0
LCP_Inputs_ON_Diverse_2023_04_03 | 2035 | Solar PV | Generation | Electricity | WC | Dispatch-Generation | EmissionsCost | 0 | [6 empty] | 0.55526 | 0
LCP_Inputs_ON_Diverse_2023_04_03 | 2035 | Solar PV | Generation | Electricity | WC | Dispatch-Generation | FuelCost | 0 | [6 empty] | 0.55526 | 0
LCP_Inputs_ON_Diverse_2023_04_03 | 2035 | Solar PV | Generation | Electricity | WC | Dispatch-Generation | VOM | 0 | [6 empty] | 0.55526 | 0
LCP_Inputs_ON_Diverse_2023_04_03 | 2035 | Wind Offshore | Generation | Electricity | MI | Dispatch-Generation | EmissionsCost | 0 | [6 empty] | 0.55526 | 0
LCP_Inputs_ON_Diverse_2023_04_03 | 2035 | Wind Offshore | Generation | Electricity | MI | Dispatch-Generation | FuelCost | 0 | [6 empty] | 0.55526 | 0
LCP_Inputs_ON_Diverse_2023_04_03 | 2035 | Wind Offshore | Generation | Electricity | MI | Dispatch-Generation | VOM | 0 | [6 empty] | 0.55526 | 0
LCP_Inputs_ON_Diverse_2023_04_03 | 2035 | Wind Offshore | Generation | Electricity | NY | Dispatch-Generation | EmissionsCost | 0 | [6 empty] | 0.55526 | 0
LCP_Inputs_ON_Diverse_2023_04_03 | 2035 | Wind Offshore | Generation | Electricity | NY | Dispatch-Generation | FuelCost | 0 | [6 empty] | 0.55526 | 0
LCP_Inputs_ON_Diverse_2023_04_03 | 2035 | Wind Offshore | Generation | Electricity | NY | Dispatch-Generation | VOM | 0 | [6 empty] | 0.55526 | 0
LCP_Inputs_ON_Diverse_2023_04_03 | 2035 | Wind Offshore | Generation | Electricity | ON | Dispatch-Generation | EmissionsCost | 0 | [6 empty] | 0.55526 | 0
LCP_Inputs_ON_Diverse_2023_04_03 | 2035 | Wind Offshore | Generation | Electricity | ON | Dispatch-Generation | FuelCost | 0 | [6 empty] | 0.55526 | 0
LCP_Inputs_ON_Diverse_2023_04_03 | 2035 | Wind Offshore | Generation | Electricity | ON | Dispatch-Generation | VOM | 0 | [6 empty] | 0.55526 | 0
LCP_Inputs_ON_Diverse_2023_04_03 | 2035 | Wind Offshore | Generation | Electricity | PJ | Dispatch-Generation | EmissionsCost | 0 | [6 empty] | 0.55526 | 0
LCP_Inputs_ON_Diverse_2023_04_03 | 2035 | Wind Offshore | Generation | Electricity | PJ | Dispatch-Generation | FuelCost | 0 | [6 empty] | 0.55526 | 0
LCP_Inputs_ON_Diverse_2023_04_03 | 2035 | Wind Offshore | Generation | Electricity | PJ | Dispatch-Generation | VOM | 0 | [6 empty] | 0.55526 | 0
LCP_Inputs_ON_Diverse_2023_04_03 | 2035 | Wind Offshore | Generation | Electricity | QC | Dispatch-Generation | EmissionsCost | 0 | [6 empty] | 0.55526 | 0
LCP_Inputs_ON_Diverse_2023_04_03 | 2035 | Wind Offshore | Generation | Electricity | QC | Dispatch-Generation | FuelCost | 0 | [6 empty] | 0.55526 | 0
LCP_Inputs_ON_Diverse_2023_04_03 | 2035 | Wind Offshore | Generation | Electricity | QC | Dispatch-Generation | VOM | 0 | [6 empty] | 0.55526 | 0
LCP_Inputs_ON_Diverse_2023_04_03 | 2035 | Wind Offshore | Generation | Electricity | WC | Dispatch-Generation | EmissionsCost | 0 | [6 empty] | 0.55526 | 0
LCP_Inputs_ON_Diverse_2023_04_03 | 2035 | Wind Offshore | Generation | Electricity | WC | Dispatch-Generation | FuelCost | 0 | [6 empty] | 0.55526 | 0
LCP_Inputs_ON_Diverse_2023_04_03 | 2035 | Wind Offshore | Generation | Electricity | WC | Dispatch-Generation | VOM | 0 | [6 empty] | 0.55526 | 0
LCP_Inputs_ON_Diverse_2023_04_03 | 2035 | Wind Onshore | Generation | Electricity | MI | Dispatch-Generation | EmissionsCost | 0 | [6 empty] | 0.55526 | 0
LCP_Inputs_ON_Diverse_2023_04_03 | 2035 | Wind Onshore | Generation | Electricity | MI | Dispatch-Generation | FuelCost | 0 | [6 empty] | 0.55526 | 0
LCP_Inputs_ON_Diverse_2023_04_03 | 2035 | Wind Onshore | Generation | Electricity | MI | Dispatch-Generation | VOM | 0 | [6 empty] | 0.55526 | 0
LCP_Inputs_ON_Diverse_2023_04_03 | 2035 | Wind Onshore | Generation | Electricity | NY | Dispatch-Generation | EmissionsCost | 0 | [6 empty] | 0.55526 | 0
LCP_Inputs_ON_Diverse_2023_04_03 | 2035 | Wind Onshore | Generation | Electricity | NY | Dispatch-Generation | FuelCost | 0 | [6 empty] | 0.55526 | 0
LCP_Inputs_ON_Diverse_2023_04_03 | 2035 | Wind Onshore | Generation | Electricity | NY | Dispatch-Generation | VOM | 0 | [6 empty] | 0.55526 | 0
LCP_Inputs_ON_Diverse_2023_04_03 | 2035 | Wind Onshore | Generation | Electricity | ON | Dispatch-Generation | EmissionsCost | 0 | [6 empty] | 0.55526 | 0
LCP_Inputs_ON_Diverse_2023_04_03 | 2035 | Wind Onshore | Generation | Electricity | ON | Dispatch-Generation | FuelCost | 0 | [6 empty] | 0.55526 | 0
LCP_Inputs_ON_Diverse_2023_04_03 | 2035 | Wind Onshore | Generation | Electricity | ON | Dispatch-Generation | VOM | 0 | [6 empty] | 0.55526 | 0
LCP_Inputs_ON_Diverse_2023_04_03 | 2035 | Wind Onshore | Generation | Electricity | PJ | Dispatch-Generation | EmissionsCost | 0 | [6 empty] | 0.55526 | 0
LCP_Inputs_ON_Diverse_2023_04_03 | 2035 | Wind Onshore | Generation | Electricity | PJ | Dispatch-Generation | FuelCost | 0 | [6 empty] | 0.55526 | 0
LCP_Inputs_ON_Diverse_2023_04_03 | 2035 | Wind Onshore | Generation | Electricity | PJ | Dispatch-Generation | VOM | 0 | [6 empty] | 0.55526 | 0
LCP_Inputs_ON_Diverse_2023_04_03 | 2035 | Wind Onshore | Generation | Electricity | QC | Dispatch-Generation | EmissionsCost | 0 | [6 empty] | 0.55526 | 0
LCP_Inputs_ON_Diverse_2023_04_03 | 2035 | Wind Onshore | Generation | Electricity | QC | Dispatch-Generation | FuelCost | 0 | [6 empty] | 0.55526 | 0
LCP_Inputs_ON_Diverse_2023_04_03 | 2035 | Wind Onshore | Generation | Electricity | QC | Dispatch-Generation | VOM | 0 | [6 empty] | 0.55526 | 0
LCP_Inputs_ON_Diverse_2023_04_03 | 2035 | Wind Onshore | Generation | Electricity | WC | Dispatch-Generation | EmissionsCost | 0 | [6 empty] | 0.55526 | 0
LCP_Inputs_ON_Diverse_2023_04_03 | 2035 | Wind Onshore | Generation | Electricity | WC | Dispatch-Generation | FuelCost | 0 | [6 empty] | 0.55526 | 0
LCP_Inputs_ON_Diverse_2023_04_03 | 2035 | Wind Onshore | Generation | Electricity | WC | Dispatch-Generation | VOM | 0 | [6 empty] | 0.55526 | 0
LCP_Inputs_ON_Diverse_2023_04_03 | 2036 | Anaerobic Digestion | Generation | Methane | MI | Dispatch-Generation | EmissionsCost | 0 | [6 empty] | 0.53391 | 0
LCP_Inputs_ON_Diverse_2023_04_03 | 2036 | Anaerobic Digestion | Generation | Methane | MI | Dispatch-Generation | FuelCost | 0 | [6 empty] | 0.53391 | 0
LCP_Inputs_ON_Diverse_2023_04_03 | 2036 | Anaerobic Digestion | Generation | Methane | MI | Dispatch-Generation | VOM | 0 | [6 empty] | 0.53391 | 0
LCP_Inputs_ON_Diverse_2023_04_03 | 2036 | Anaerobic Digestion | Generation | Methane | NY | Dispatch-Generation | EmissionsCost | 0 | [6 empty] | 0.53391 | 0
LCP_Inputs_ON_Diverse_2023_04_03 | 2036 | Anaerobic Digestion | Generation | Methane | NY | Dispatch-Generation | FuelCost | 0 | [6 empty] | 0.53391 | 0
LCP_Inputs_ON_Diverse_2023_04_03 | 2036 | Anaerobic Digestion | Generation | Methane | NY | Dispatch-Generation | VOM | 0 | [6 empty] | 0.53391 | 0
LCP_Inputs_ON_Diverse_2023_04_03 | 2036 | Anaerobic Digestion | Generation | Methane | ON | Dispatch-Generation | EmissionsCost | 1840449.9197 | [6 empty] | 0.53391 | 982631.2591
LCP_Inputs_ON_Diverse_2023_04_03 | 2036 | Anaerobic Digestion | Generation | Methane | ON | Dispatch-Generation | FuelCost | 0 | [6 empty] | 0.53391 | 0
LCP_Inputs_ON_Diverse_2023_04_03 | 2036 | Anaerobic Digestion | Generation | Methane | ON | Dispatch-Generation | VOM | 862230000 | [6 empty] | 0.53391 | 460351646.3216
LCP_Inputs_ON_Diverse_2023_04_03 | 2036 | Anaerobic Digestion | Generation | Methane | PJ | Dispatch-Generation | EmissionsCost | 0 | [6 empty] | 0.53391 | 0
LCP_Inputs_ON_Diverse_2023_04_03 | 2036 | Anaerobic Digestion | Generation | Methane | PJ | Dispatch-Generation | FuelCost | 0 | [6 empty] | 0.53391 | 0
LCP_Inputs_ON_Diverse_2023_04_03 | 2036 | Anaerobic Digestion | Generation | Methane | PJ | Dispatch-Generation | VOM | 0 | [6 empty] | 0.53391 | 0
LCP_Inputs_ON_Diverse_2023_04_03 | 2036 | Anaerobic Digestion | Generation | Methane | QC | Dispatch-Generation | EmissionsCost | 0 | [6 empty] | 0.53391 | 0
LCP_Inputs_ON_Diverse_2023_04_03 | 2036 | Anaerobic Digestion | Generation | Methane | QC | Dispatch-Generation | FuelCost | 0 | [6 empty] | 0.53391 | 0
LCP_Inputs_ON_Diverse_2023_04_03 | 2036 | Anaerobic Digestion | Generation | Methane | QC | Dispatch-Generation | VOM | 0 | [6 empty] | 0.53391 | 0
LCP_Inputs_ON_Diverse_2023_04_03 | 2036 | Anaerobic Digestion | Generation | Methane | WC | Dispatch-Generation | EmissionsCost | 0 | [6 empty] | 0.53391 | 0
LCP_Inputs_ON_Diverse_2023_04_03 | 2036 | Anaerobic Digestion | Generation | Methane | WC | Dispatch-Generation | FuelCost | 0 | [6 empty] | 0.53391 | 0
LCP_Inputs_ON_Diverse_2023_04_03 | 2036 | Anaerobic Digestion | Generation | Methane | WC | Dispatch-Generation | VOM | 0 | [6 empty] | 0.53391 | 0
LCP_Inputs_ON_Diverse_2023_04_03 | 2036 | Battery Storage | Storage | Electricity | MI | Dispatch-Storage | EmissionsCost | 0 | [6 empty] | 0.53391 | 0
LCP_Inputs_ON_Diverse_2023_04_03 | 2036 | Battery Storage | Storage | Electricity | MI | Dispatch-Storage | FuelCost | 0 | [6 empty] | 0.53391 | 0
LCP_Inputs_ON_Diverse_2023_04_03 | 2036 | Battery Storage | Storage | Electricity | MI | Dispatch-Storage | VOM | 0 | [6 empty] | 0.53391 | 0
LCP_Inputs_ON_Diverse_2023_04_03 | 2036 | Battery Storage | Storage | Electricity | NY | Dispatch-Storage | EmissionsCost | 0 | [6 empty] | 0.53391 | 0
LCP_Inputs_ON_Diverse_2023_04_03 | 2036 | Battery Storage | Storage | Electricity | NY | Dispatch-Storage | FuelCost | 0 | [6 empty] | 0.53391 | 0
LCP_Inputs_ON_Diverse_2023_04_03 | 2036 | Battery Storage | Storage | Electricity | NY | Dispatch-Storage | VOM | 0 | [6 empty] | 0.53391 | 0
LCP_Inputs_ON_Diverse_2023_04_03 | 2036 | Battery Storage | Storage | Electricity | ON | Dispatch-Storage | EmissionsCost | 0 | [6 empty] | 0.53391 | 0
LCP_Inputs_ON_Diverse_2023_04_03 | 2036 | Battery Storage | Storage | Electricity | ON | Dispatch-Storage | FuelCost | 0 | [6 empty] | 0.53391 | 0
LCP_Inputs_ON_Diverse_2023_04_03 | 2036 | Battery Storage | Storage | Electricity | ON | Dispatch-Storage | VOM | 0 | [6 empty] | 0.53391 | 0
LCP_Inputs_ON_Diverse_2023_04_03 | 2036 | Battery Storage | Storage | Electricity | PJ | Dispatch-Storage | EmissionsCost | 0 | [6 empty] | 0.53391 | 0
LCP_Inputs_ON_Diverse_2023_04_03 | 2036 | Battery Storage | Storage | Electricity | PJ | Dispatch-Storage | FuelCost | 0 | [6 empty] | 0.53391 | 0
LCP_Inputs_ON_Diverse_2023_04_03 | 2036 | Battery Storage | Storage | Electricity | PJ | Dispatch-Storage | VOM | 0 | [6 empty] | 0.53391 | 0
LCP_Inputs_ON_Diverse_2023_04_03 | 2036 | Battery Storage | Storage | Electricity | QC | Dispatch-Storage | EmissionsCost | 0 | [6 empty] | 0.53391 | 0
LCP_Inputs_ON_Diverse_2023_04_03 | 2036 | Battery Storage | Storage | Electricity | QC | Dispatch-Storage | FuelCost | 0 | [6 empty] | 0.53391 | 0
LCP_Inputs_ON_Diverse_2023_04_03 | 2036 | Battery Storage | Storage | Electricity | QC | Dispatch-Storage | VOM | 0 | [6 empty] | 0.53391 | 0
LCP_Inputs_ON_Diverse_2023_04_03 | 2036 | Battery Storage | Storage | Electricity | WC | Dispatch-Storage | EmissionsCost | 0 | [6 empty] | 0.53391 | 0
LCP_Inputs_ON_Diverse_2023_04_03 | 2036 | Battery Storage | Storage | Electricity | WC | Dispatch-Storage | FuelCost | 0 | [6 empty] | 0.53391 | 0
LCP_Inputs_ON_Diverse_2023_04_03 | 2036 | Battery Storage | Storage | Electricity | WC | Dispatch-Storage | VOM | 0 | [6 empty] | 0.53391 | 0
LCP_Inputs_ON_Diverse_2023_04_03 | 2036 | Biomass | Generation | Electricity | MI | Dispatch-Generation | EmissionsCost | 0 | [6 empty] | 0.53391 | 0
LCP_Inputs_ON_Diverse_2023_04_03 | 2036 | Biomass | Generation | Electricity | MI | Dispatch-Generation | FuelCost | 0 | [6 empty] | 0.53391 | 0
LCP_Inputs_ON_Diverse_2023_04_03 | 2036 | Biomass | Generation | Electricity | MI | Dispatch-Generation | VOM | 0 | [6 empty] | 0.53391 | 0
LCP_Inputs_ON_Diverse_2023_04_03 | 2036 | Biomass | Generation | Electricity | NY | Dispatch-Generation | EmissionsCost | 0 | [6 empty] | 0.53391 | 0
LCP_Inputs_ON_Diverse_2023_04_03 | 2036 | Biomass | Generation | Electricity | NY | Dispatch-Generation | FuelCost | 0 | [6 empty] | 0.53391 | 0
LCP_Inputs_ON_Diverse_2023_04_03 | 2036 | Biomass | Generation | Electricity | NY | Dispatch-Generation | VOM | 0 | [6 empty] | 0.53391 | 0
LCP_Inputs_ON_Diverse_2023_04_03 | 2036 | Biomass | Generation | Electricity | ON | Dispatch-Generation | EmissionsCost | 0 | [6 empty] | 0.53391 | 0
LCP_Inputs_ON_Diverse_2023_04_03 | 2036 | Biomass | Generation | Electricity | ON | Dispatch-Generation | FuelCost | 0 | [6 empty] | 0.53391 | 0
LCP_Inputs_ON_Diverse_2023_04_03 | 2036 | Biomass | Generation | Electricity | ON | Dispatch-Generation | VOM | 0 | [6 empty] | 0.53391 | 0
LCP_Inputs_ON_Diverse_2023_04_03 | 2036 | Biomass | Generation | Electricity | PJ | Dispatch-Generation | EmissionsCost | 0 | [6 empty] | 0.53391 | 0
LCP_Inputs_ON_Diverse_2023_04_03 | 2036 | Biomass | Generation | Electricity | PJ | Dispatch-Generation | FuelCost | 0 | [6 empty] | 0.53391 | 0
LCP_Inputs_ON_Diverse_2023_04_03 | 2036 | Biomass | Generation | Electricity | PJ | Dispatch-Generation | VOM | 0 | [6 empty] | 0.53391 | 0
LCP_Inputs_ON_Diverse_2023_04_03 | 2036 | Biomass | Generation | Electricity | QC | Dispatch-Generation | EmissionsCost | 0 | [6 empty] | 0.53391 | 0
LCP_Inputs_ON_Diverse_2023_04_03 | 2036 | Biomass | Generation | Electricity | QC | Dispatch-Generation | FuelCost | 31690.6798 | [6 empty] | 0.53391 | 16919.9131
LCP_Inputs_ON_Diverse_2023_04_03 | 2036 | Biomass | Generation | Electricity | QC | Dispatch-Generation | VOM | 406.6971 | [6 empty] | 0.53391 | 217.1389
LCP_Inputs_ON_Diverse_2023_04_03 | 2036 | Biomass | Generation | Electricity | WC | Dispatch-Generation | EmissionsCost | 0 | [6 empty] | 0.53391 | 0
LCP_Inputs_ON_Diverse_2023_04_03 | 2036 | Biomass | Generation | Electricity | WC | Dispatch-Generation | FuelCost | 0 | [6 empty] | 0.53391 | 0
LCP_Inputs_ON_Diverse_2023_04_03 | 2036 | Biomass | Generation | Electricity | WC | Dispatch-Generation | VOM | 0 | [6 empty] | 0.53391 | 0
LCP_Inputs_ON_Diverse_2023_04_03 | 2036 | Biomass + CCS | Generation | Electricity | MI | Dispatch-Generation | EmissionsCost | 0 | [6 empty] | 0.53391 | 0
LCP_Inputs_ON_Diverse_2023_04_03 | 2036 | Biomass + CCS | Generation | Electricity | MI | Dispatch-Generation | FuelCost | 0 | [6 empty] | 0.53391 | 0
LCP_Inputs_ON_Diverse_2023_04_03 | 2036 | Biomass + CCS | Generation | Electricity | MI | Dispatch-Generation | VOM | 0 | [6 empty] | 0.53391 | 0
LCP_Inputs_ON_Diverse_2023_04_03 | 2036 | Biomass + CCS | Generation | Electricity | NY | Dispatch-Generation | EmissionsCost | 0 | [6 empty] | 0.53391 | 0
LCP_Inputs_ON_Diverse_2023_04_03 | 2036 | Biomass + CCS | Generation | Electricity | NY | Dispatch-Generation | FuelCost | 0 | [6 empty] | 0.53391 | 0
LCP_Inputs_ON_Diverse_2023_04_03 | 2036 | Biomass + CCS | Generation | Electricity | NY | Dispatch-Generation | VOM | 0 | [6 empty] | 0.53391 | 0
LCP_Inputs_ON_Diverse_2023_04_03 | 2036 | Biomass + CCS | Generation | Electricity | ON | Dispatch-Generation | EmissionsCost | 0 | [6 empty] | 0.53391 | 0
LCP_Inputs_ON_Diverse_2023_04_03 | 2036 | Biomass + CCS | Generation | Electricity | ON | Dispatch-Generation | FuelCost | 0 | [6 empty] | 0.53391 | 0
LCP_Inputs_ON_Diverse_2023_04_03 | 2036 | Biomass + CCS | Generation | Electricity | ON | Dispatch-Generation | VOM | 0 | [6 empty] | 0.53391 | 0
LCP_Inputs_ON_Diverse_2023_04_03 | 2036 | Biomass + CCS | Generation | Electricity | PJ | Dispatch-Generation | EmissionsCost | 0 | [6 empty] | 0.53391 | 0
LCP_Inputs_ON_Diverse_2023_04_03 | 2036 | Biomass + CCS | Generation | Electricity | PJ | Dispatch-Generation | FuelCost | 0 | [6 empty] | 0.53391 | 0
LCP_Inputs_ON_Diverse_2023_04_03 | 2036 | Biomass + CCS | Generation | Electricity | PJ | Dispatch-Generation | VOM | 0 | [6 empty] | 0.53391 | 0
LCP_Inputs_ON_Diverse_2023_04_03 | 2036 | Biomass + CCS | Generation | Electricity | QC | Dispatch-Generation | EmissionsCost | 0 | [6 empty] | 0.53391 | 0
LCP_Inputs_ON_Diverse_2023_04_03 | 2036 | Biomass + CCS | Generation | Electricity | QC | Dispatch-Generation | FuelCost | 0 | [6 empty] | 0.53391 | 0
LCP_Inputs_ON_Diverse_2023_04_03 | 2036 | Biomass + CCS | Generation | Electricity | QC | Dispatch-Generation | VOM | 0 | [6 empty] | 0.53391 | 0
LCP_Inputs_ON_Diverse_2023_04_03 | 2036 | Biomass + CCS | Generation | Electricity | WC | Dispatch-Generation | EmissionsCost | 0 | [6 empty] | 0.53391 | 0
LCP_Inputs_ON_Diverse_2023_04_03 | 2036 | Biomass + CCS | Generation | Electricity | WC | Dispatch-Generation | FuelCost | 0 | [6 empty] | 0.53391 | 0
LCP_Inputs_ON_Diverse_2023_04_03 | 2036 | Biomass + CCS | Generation | Electricity | WC | Dispatch-Generation | VOM | 0 | [6 empty] | 0.53391 | 0
LCP_Inputs_ON_Diverse_2023_04_03 | 2036 | CH4 + CCS | Generation | Methane | MI | Dispatch-Generation | EmissionsCost | 0 | [6 empty] | 0.53391 | 0
LCP_Inputs_ON_Diverse_2023_04_03 | 2036 | CH4 + CCS | Generation | Methane | MI | Dispatch-Generation | FuelCost | 0 | [6 empty] | 0.53391 | 0
LCP_Inputs_ON_Diverse_2023_04_03 | 2036 | CH4 + CCS | Generation | Methane | MI | Dispatch-Generation | VOM | 0 | [6 empty] | 0.53391 | 0
LCP_Inputs_ON_Diverse_2023_04_03 | 2036 | CH4 + CCS | Generation | Methane | NY | Dispatch-Generation | EmissionsCost | 0 | [6 empty] | 0.53391 | 0
LCP_Inputs_ON_Diverse_2023_04_03 | 2036 | CH4 + CCS | Generation | Methane | NY | Dispatch-Generation | FuelCost | 0 | [6 empty] | 0.53391 | 0
LCP_Inputs_ON_Diverse_2023_04_03 | 2036 | CH4 + CCS | Generation | Methane | NY | Dispatch-Generation | VOM | 0 | [6 empty] | 0.53391 | 0
LCP_Inputs_ON_Diverse_2023_04_03 | 2036 | CH4 + CCS | Generation | Methane | ON | Dispatch-Generation | EmissionsCost | 36250644.3017 | [6 empty] | 0.53391 | 19354515.3666
LCP_Inputs_ON_Diverse_2023_04_03 | 2036 | CH4 + CCS | Generation | Methane | ON | Dispatch-Generation | FuelCost | 171398728.1399 | [6 empty] | 0.53391 | 91511182.256
LCP_Inputs_ON_Diverse_2023_04_03 | 2036 | CH4 + CCS | Generation | Methane | ON | Dispatch-Generation | VOM | 19178821.6667 | [6 empty] | 0.53391 | 10239729.6879
LCP_Inputs_ON_Diverse_2023_04_03 | 2036 | CH4 + CCS | Generation | Methane | PJ | Dispatch-Generation | EmissionsCost | 0 | [6 empty] | 0.53391 | 0
LCP_Inputs_ON_Diverse_2023_04_03 | 2036 | CH4 + CCS | Generation | Methane | PJ | Dispatch-Generation | FuelCost | 0 | [6 empty] | 0.53391 | 0
LCP_Inputs_ON_Diverse_2023_04_03 | 2036 | CH4 + CCS | Generation | Methane | PJ | Dispatch-Generation | VOM | 0 | [6 empty] | 0.53391 | 0
LCP_Inputs_ON_Diverse_2023_04_03 | 2036 | CH4 + CCS | Generation | Methane | QC | Dispatch-Generation | EmissionsCost | 0 | [6 empty] | 0.53391 | 0
LCP_Inputs_ON_Diverse_2023_04_03 | 2036 | CH4 + CCS | Generation | Methane | QC | Dispatch-Generation | FuelCost | 0 | [6 empty] | 0.53391 | 0
LCP_Inputs_ON_Diverse_2023_04_03 | 2036 | CH4 + CCS | Generation | Methane | QC | Dispatch-Generation | VOM | 0 | [6 empty] | 0.53391 | 0
LCP_Inputs_ON_Diverse_2023_04_03 | 2036 | CH4 + CCS | Generation | Methane | WC | Dispatch-Generation | EmissionsCost | 0 | [6 empty] | 0.53391 | 0
LCP_Inputs_ON_Diverse_2023_04_03 | 2036 | CH4 + CCS | Generation | Methane | WC | Dispatch-Generation | FuelCost | 0 | [6 empty] | 0.53391 | 0
LCP_Inputs_ON_Diverse_2023_04_03 | 2036 | CH4 + CCS | Generation | Methane | WC | Dispatch-Generation | VOM | 0 | [6 empty] | 0.53391 | 0
LCP_Inputs_ON_Diverse_2023_04_03 | 2036 | CH4 Import - NY 2020 | Import | Methane | MI | Dispatch-Import | EmissionsCost | 0 | [6 empty] | 0.53391 | 0
LCP_Inputs_ON_Diverse_2023_04_03 | 2036 | CH4 Import - NY 2020 | Import | Methane | MI | Dispatch-Import | FuelCost | 0 | [6 empty] | 0.53391 | 0
LCP_Inputs_ON_Diverse_2023_04_03 | 2036 | CH4 Import - NY 2020 | Import | Methane | MI | Dispatch-Import | VOM | 0 | [6 empty] | 0.53391 | 0
LCP_Inputs_ON_Diverse_2023_04_03 | 2036 | CH4 Import - NY 2020 | Import | Methane | NY | Dispatch-Import | EmissionsCost | 0 | [6 empty] | 0.53391 | 0
LCP_Inputs_ON_Diverse_2023_04_03 | 2036 | CH4 Import - NY 2020 | Import | Methane | NY | Dispatch-Import | FuelCost | 0 | [6 empty] | 0.53391 | 0
LCP_Inputs_ON_Diverse_2023_04_03 | 2036 | CH4 Import - NY 2020 | Import | Methane | NY | Dispatch-Import | VOM | 0 | [6 empty] | 0.53391 | 0
LCP_Inputs_ON_Diverse_2023_04_03 | 2036 | CH4 Import - NY 2020 | Import | Methane | ON | Dispatch-Import | EmissionsCost | 0 | [6 empty] | 0.53391 | 0
LCP_Inputs_ON_Diverse_2023_04_03 | 2036 | CH4 Import - NY 2020 | Import | Methane | ON | Dispatch-Import | FuelCost | 0 | [6 empty] | 0.53391 | 0
LCP_Inputs_ON_Diverse_2023_04_03 | 2036 | CH4 Import - NY 2020 | Import | Methane | ON | Dispatch-Import | VOM | 0 | [6 empty] | 0.53391 | 0
LCP_Inputs_ON_Diverse_2023_04_03 | 2036 | CH4 Import - NY 2020 | Import | Methane | PJ | Dispatch-Import | EmissionsCost | 0 | [6 empty] | 0.53391 | 0
LCP_Inputs_ON_Diverse_2023_04_03 | 2036 | CH4 Import - NY 2020 | Import | Methane | PJ | Dispatch-Import | FuelCost | 0 | [6 empty] | 0.53391 | 0
LCP_Inputs_ON_Diverse_2023_04_03 | 2036 | CH4 Import - NY 2020 | Import | Methane | PJ | Dispatch-Import | VOM | 0 | [6 empty] | 0.53391 | 0
LCP_Inputs_ON_Diverse_2023_04_03 | 2036 | CH4 Import - NY 2020 | Import | Methane | QC | Dispatch-Import | EmissionsCost | 0 | [6 empty] | 0.53391 | 0
LCP_Inputs_ON_Diverse_2023_04_03 | 2036 | CH4 Import - NY 2020 | Import | Methane | QC | Dispatch-Import | FuelCost | 0 | [6 empty] | 0.53391 | 0
LCP_Inputs_ON_Diverse_2023_04_03 | 2036 | CH4 Import - NY 2020 | Import | Methane | QC | Dispatch-Import | VOM | 0 | [6 empty] | 0.53391 | 0
LCP_Inputs_ON_Diverse_2023_04_03 | 2036 | CH4 Import - NY 2020 | Import | Methane | WC | Dispatch-Import | EmissionsCost | 0 | [6 empty] | 0.53391 | 0
LCP_Inputs_ON_Diverse_2023_04_03 | 2036 | CH4 Import - NY 2020 | Import | Methane | WC | Dispatch-Import | FuelCost | 0 | [6 empty] | 0.53391 | 0
LCP_Inputs_ON_Diverse_2023_04_03 | 2036 | CH4 Import - NY 2020 | Import | Methane | WC | Dispatch-Import | VOM | 0 | [6 empty] | 0.53391 | 0
LCP_Inputs_ON_Diverse_2023_04_03 | 2036 | CH4 Import - NY 2030 | Import | Methane | MI | Dispatch-Import | EmissionsCost | 0 | [6 empty] | 0.53391 | 0
LCP_Inputs_ON_Diverse_2023_04_03 | 2036 | CH4 Import - NY 2030 | Import | Methane | MI | Dispatch-Import | FuelCost | 0 | [6 empty] | 0.53391 | 0
LCP_Inputs_ON_Diverse_2023_04_03 | 2036 | CH4 Import - NY 2030 | Import | Methane | MI | Dispatch-Import | VOM | 0 | [6 empty] | 0.53391 | 0
LCP_Inputs_ON_Diverse_2023_04_03 | 2036 | CH4 Import - NY 2030 | Import | Methane | NY | Dispatch-Import | EmissionsCost | 1400246087.116 | [6 empty] | 0.53391 | 747602833.8833
LCP_Inputs_ON_Diverse_2023_04_03 | 2036 | CH4 Import - NY 2030 | Import | Methane | NY | Dispatch-Import | FuelCost | 644356120.8267 | [6 empty] | 0.53391 | 344027000.9626
LCP_Inputs_ON_Diverse_2023_04_03 | 2036 | CH4 Import - NY 2030 | Import | Methane | NY | Dispatch-Import | VOM | 0 | [6 empty] | 0.53391 | 0
LCP_Inputs_ON_Diverse_2023_04_03 | 2036 | CH4 Import - NY 2030 | Import | Methane | ON | Dispatch-Import | EmissionsCost | 0 | [6 empty] | 0.53391 | 0
LCP_Inputs_ON_Diverse_2023_04_03 | 2036 | CH4 Import - NY 2030 | Import | Methane | ON | Dispatch-Import | FuelCost | 0 | [6 empty] | 0.53391 | 0
LCP_Inputs_ON_Diverse_2023_04_03 | 2036 | CH4 Import - NY 2030 | Import | Methane | ON | Dispatch-Import | VOM | 0 | [6 empty] | 0.53391 | 0
LCP_Inputs_ON_Diverse_2023_04_03 | 2036 | CH4 Import - NY 2030 | Import | Methane | PJ | Dispatch-Import | EmissionsCost | 0 | [6 empty] | 0.53391 | 0
LCP_Inputs_ON_Diverse_2023_04_03 | 2036 | CH4 Import - NY 2030 | Import | Methane | PJ | Dispatch-Import | FuelCost | 0 | [6 empty] | 0.53391 | 0
LCP_Inputs_ON_Diverse_2023_04_03 | 2036 | CH4 Import - NY 2030 | Import | Methane | PJ | Dispatch-Import | VOM | 0 | [6 empty] | 0.53391 | 0
LCP_Inputs_ON_Diverse_2023_04_03 | 2036 | CH4 Import - NY 2030 | Import | Methane | QC | Dispatch-Import | EmissionsCost | 0 | [6 empty] | 0.53391 | 0
LCP_Inputs_ON_Diverse_2023_04_03 | 2036 | CH4 Import - NY 2030 | Import | Methane | QC | Dispatch-Import | FuelCost | 0 | [6 empty] | 0.53391 | 0
LCP_Inputs_ON_Diverse_2023_04_03 | 2036 | CH4 Import - NY 2030 | Import | Methane | QC | Dispatch-Import | VOM | 0 | [6 empty] | 0.53391 | 0
LCP_Inputs_ON_Diverse_2023_04_03 | 2036 | CH4 Import - NY 2030 | Import | Methane | WC | Dispatch-Import | EmissionsCost | 0 | [6 empty] | 0.53391 | 0
LCP_Inputs_ON_Diverse_2023_04_03 | 2036 | CH4 Import - NY 2030 | Import | Methane | WC | Dispatch-Import | FuelCost | 0 | [6 empty] | 0.53391 | 0
LCP_Inputs_ON_Diverse_2023_04_03 | 2036 | CH4 Import - NY 2030 | Import | Methane | WC | Dispatch-Import | VOM | 0 | [6 empty] | 0.53391 | 0
LCP_Inputs_ON_Diverse_2023_04_03 | 2036 | CH4 Import - NY 2040 | Import | Methane | MI | Dispatch-Import | EmissionsCost | 0 | [6 empty] | 0.53391 | 0
LCP_Inputs_ON_Diverse_2023_04_03 | 2036 | CH4 Import - NY 2040 | Import | Methane | MI | Dispatch-Import | FuelCost | 0 | [6 empty] | 0.53391 | 0
LCP_Inputs_ON_Diverse_2023_04_03 | 2036 | CH4 Import - NY 2040 | Import | Methane | MI | Dispatch-Import | VOM | 0 | [6 empty] | 0.53391 | 0
LCP_Inputs_ON_Diverse_2023_04_03 | 2036 | CH4 Import - NY 2040 | Import | Methane | NY | Dispatch-Import | EmissionsCost | 0 | [6 empty] | 0.53391 | 0
LCP_Inputs_ON_Diverse_2023_04_03 | 2036 | CH4 Import - NY 2040 | Import | Methane | NY | Dispatch-Import | FuelCost | 0 | [6 empty] | 0.53391 | 0
LCP_Inputs_ON_Diverse_2023_04_03 | 2036 | CH4 Import - NY 2040 | Import | Methane | NY | Dispatch-Import | VOM | 0 | [6 empty] | 0.53391 | 0
LCP_Inputs_ON_Diverse_2023_04_03 | 2036 | CH4 Import - NY 2040 | Import | Methane | ON | Dispatch-Import | EmissionsCost | 0 | [6 empty] | 0.53391 | 0
LCP_Inputs_ON_Diverse_2023_04_03 | 2036 | CH4 Import - NY 2040 | Import | Methane | ON | Dispatch-Import | FuelCost | 0 | [6 empty] | 0.53391 | 0
LCP_Inputs_ON_Diverse_2023_04_03 | 2036 | CH4 Import - NY 2040 | Import | Methane | ON | Dispatch-Import | VOM | 0 | [6 empty] | 0.53391 | 0
LCP_Inputs_ON_Diverse_2023_04_03 | 2036 | CH4 Import - NY 2040 | Import | Methane | PJ | Dispatch-Import | EmissionsCost | 0 | [6 empty] | 0.53391 | 0
LCP_Inputs_ON_Diverse_2023_04_03 | 2036 | CH4 Import - NY 2040 | Import | Methane | PJ | Dispatch-Import | FuelCost | 0 | [6 empty] | 0.53391 | 0
LCP_Inputs_ON_Diverse_2023_04_03 | 2036 | CH4 Import - NY 2040 | Import | Methane | PJ | Dispatch-Import | VOM | 0 | [6 empty] | 0.53391 | 0
LCP_Inputs_ON_Diverse_2023_04_03 | 2036 | CH4 Import - NY 2040 | Import | Methane | QC | Dispatch-Import | EmissionsCost | 0 | [6 empty] | 0.53391 | 0
LCP_Inputs_ON_Diverse_2023_04_03 | 2036 | CH4 Import - NY 2040 | Import | Methane | QC | Dispatch-Import | FuelCost | 0 | [6 empty] | 0.53391 | 0
LCP_Inputs_ON_Diverse_2023_04_03 | 2036 | CH4 Import - NY 2040 | Import | Methane | QC | Dispatch-Import | VOM | 0 | [6 empty] | 0.53391 | 0
LCP_Inputs_ON_Diverse_2023_04_03 | 2036 | CH4 Import - NY 2040 | Import | Methane | WC | Dispatch-Import | EmissionsCost | 0 | [6 empty] | 0.53391 | 0
LCP_Inputs_ON_Diverse_2023_04_03 | 2036 | CH4 Import - NY 2040 | Import | Methane | WC | Dispatch-Import | FuelCost | 0 | [6 empty] | 0.53391 | 0
LCP_Inputs_ON_Diverse_2023_04_03 | 2036 | CH4 Import - NY 2040 | Import | Methane | WC | Dispatch-Import | VOM | 0 | [6 empty] | 0.53391 | 0
LCP_Inputs_ON_Diverse_2023_04_03 | 2036 | CH4 Import - NY 2050 | Import | Methane | MI | Dispatch-Import | EmissionsCost | 0 | [6 empty] | 0.53391 | 0
LCP_Inputs_ON_Diverse_2023_04_03 | 2036 | CH4 Import - NY 2050 | Import | Methane | MI | Dispatch-Import | FuelCost | 0 | [6 empty] | 0.53391 | 0
LCP_Inputs_ON_Diverse_2023_04_03 | 2036 | CH4 Import - NY 2050 | Import | Methane | MI | Dispatch-Import | VOM | 0 | [6 empty] | 0.53391 | 0
LCP_Inputs_ON_Diverse_2023_04_03 | 2036 | CH4 Import - NY 2050 | Import | Methane | NY | Dispatch-Import | EmissionsCost | 0 | [6 empty] | 0.53391 | 0
LCP_Inputs_ON_Diverse_2023_04_03 | 2036 | CH4 Import - NY 2050 | Import | Methane | NY | Dispatch-Import | FuelCost | 0 | [6 empty] | 0.53391 | 0
LCP_Inputs_ON_Diverse_2023_04_03 | 2036 | CH4 Import - NY 2050 | Import | Methane | NY | Dispatch-Import | VOM | 0 | [6 empty] | 0.53391 | 0
LCP_Inputs_ON_Diverse_2023_04_03 | 2036 | CH4 Import - NY 2050 | Import | Methane | ON | Dispatch-Import | EmissionsCost | 0 | [6 empty] | 0.53391 | 0
LCP_Inputs_ON_Diverse_2023_04_03 | 2036 | CH4 Import - NY 2050 | Import | Methane | ON | Dispatch-Import | FuelCost | 0 | [6 empty] | 0.53391 | 0
LCP_Inputs_ON_Diverse_2023_04_03 | 2036 | CH4 Import - NY 2050 | Import | Methane | ON | Dispatch-Import | VOM | 0 | [6 empty] | 0.53391 | 0
LCP_Inputs_ON_Diverse_2023_04_03 | 2036 | CH4 Import - NY 2050 | Import | Methane | PJ | Dispatch-Import | EmissionsCost | 0 | [6 empty] | 0.53391 | 0
LCP_Inputs_ON_Diverse_2023_04_03 | 2036 | CH4 Import - NY 2050 | Import | Methane | PJ | Dispatch-Import | FuelCost | 0 | [6 empty] | 0.53391 | 0
LCP_Inputs_ON_Diverse_2023_04_03 | 2036 | CH4 Import - NY 2050 | Import | Methane | PJ | Dispatch-Import | VOM | 0 | [6 empty] | 0.53391 | 0
LCP_Inputs_ON_Diverse_2023_04_03 | 2036 | CH4 Import - NY 2050 | Import | Methane | QC | Dispatch-Import | EmissionsCost | 0 | [6 empty] | 0.53391 | 0
LCP_Inputs_ON_Diverse_2023_04_03 | 2036 | CH4 Import - NY 2050 | Import | Methane | QC | Dispatch-Import | FuelCost | 0 | [6 empty] | 0.53391 | 0
LCP_Inputs_ON_Diverse_2023_04_03 | 2036 | CH4 Import - NY 2050 | Import | Methane | QC | Dispatch-Import | VOM | 0 | [6 empty] | 0.53391 | 0
LCP_Inputs_ON_Diverse_2023_04_03 | 2036 | CH4 Import - NY 2050 | Import | Methane | WC | Dispatch-Import | EmissionsCost | 0 | [6 empty] | 0.53391 | 0
LCP_Inputs_ON_Diverse_2023_04_03 | 2036 | CH4 Import - NY 2050 | Import | Methane | WC | Dispatch-Import | FuelCost | 0 | [6 empty] | 0.53391 | 0
LCP_Inputs_ON_Diverse_2023_04_03 | 2036 | CH4 Import - NY 2050 | Import | Methane | WC | Dispatch-Import | VOM | 0 | [6 empty] | 0.53391 | 0
LCP_Inputs_ON_Diverse_2023_04_03 | 2036 | CH4 Import - WC 2020 | Import | Methane | MI | Dispatch-Import | EmissionsCost | 0 | [6 empty] | 0.53391 | 0
LCP_Inputs_ON_Diverse_2023_04_03 | 2036 | CH4 Import - WC 2020 | Import | Methane | MI | Dispatch-Import | FuelCost | 0 | [6 empty] | 0.53391 | 0
LCP_Inputs_ON_Diverse_2023_04_03 | 2036 | CH4 Import - WC 2020 | Import | Methane | MI | Dispatch-Import | VOM | 0 | [6 empty] | 0.53391 | 0
LCP_Inputs_ON_Diverse_2023_04_03 | 2036 | CH4 Import - WC 2020 | Import | Methane | NY | Dispatch-Import | EmissionsCost | 0 | [6 empty] | 0.53391 | 0
LCP_Inputs_ON_Diverse_2023_04_03 | 2036 | CH4 Import - WC 2020 | Import | Methane | NY | Dispatch-Import | FuelCost | 0 | [6 empty] | 0.53391 | 0
LCP_Inputs_ON_Diverse_2023_04_03 | 2036 | CH4 Import - WC 2020 | Import | Methane | NY | Dispatch-Import | VOM | 0 | [6 empty] | 0.53391 | 0
LCP_Inputs_ON_Diverse_2023_04_03 | 2036 | CH4 Import - WC 2020 | Import | Methane | ON | Dispatch-Import | EmissionsCost | 0 | [6 empty] | 0.53391 | 0
LCP_Inputs_ON_Diverse_2023_04_03 | 2036 | CH4 Import - WC 2020 | Import | Methane | ON | Dispatch-Import | FuelCost | 0 | [6 empty] | 0.53391 | 0
LCP_Inputs_ON_Diverse_2023_04_03 | 2036 | CH4 Import - WC 2020 | Import | Methane | ON | Dispatch-Import | VOM | 0 | [6 empty] | 0.53391 | 0
LCP_Inputs_ON_Diverse_2023_04_03 | 2036 | CH4 Import - WC 2020 | Import | Methane | PJ | Dispatch-Import | EmissionsCost | 0 | [6 empty] | 0.53391 | 0
LCP_Inputs_ON_Diverse_2023_04_03 | 2036 | CH4 Import - WC 2020 | Import | Methane | PJ | Dispatch-Import | FuelCost | 0 | [6 empty] | 0.53391 | 0
LCP_Inputs_ON_Diverse_2023_04_03 | 2036 | CH4 Import - WC 2020 | Import | Methane | PJ | Dispatch-Import | VOM | 0 | [6 empty] | 0.53391 | 0
LCP_Inputs_ON_Diverse_2023_04_03 | 2036 | CH4 Import - WC 2020 | Import | Methane | QC | Dispatch-Import | EmissionsCost | 0 | [6 empty] | 0.53391 | 0
LCP_Inputs_ON_Diverse_2023_04_03 | 2036 | CH4 Import - WC 2020 | Import | Methane | QC | Dispatch-Import | FuelCost | 0 | [6 empty] | 0.53391 | 0
LCP_Inputs_ON_Diverse_2023_04_03 | 2036 | CH4 Import - WC 2020 | Import | Methane | QC | Dispatch-Import | VOM | 0 | [6 empty] | 0.53391 | 0
LCP_Inputs_ON_Diverse_2023_04_03 | 2036 | CH4 Import - WC 2020 | Import | Methane | WC | Dispatch-Import | EmissionsCost | 0 | [6 empty] | 0.53391 | 0
LCP_Inputs_ON_Diverse_2023_04_03 | 2036 | CH4 Import - WC 2020 | Import | Methane | WC | Dispatch-Import | FuelCost | 0 | [6 empty] | 0.53391 | 0
LCP_Inputs_ON_Diverse_2023_04_03 | 2036 | CH4 Import - WC 2020 | Import | Methane | WC | Dispatch-Import | VOM | 0 | [6 empty] | 0.53391 | 0
LCP_Inputs_ON_Diverse_2023_04_03 | 2036 | CH4 Import - WC 2030 | Import | Methane | MI | Dispatch-Import | EmissionsCost | 0 | [6 empty] | 0.53391 | 0
LCP_Inputs_ON_Diverse_2023_04_03 | 2036 | CH4 Import - WC 2030 | Import | Methane | MI | Dispatch-Import | FuelCost | 0 | [6 empty] | 0.53391 | 0
LCP_Inputs_ON_Diverse_2023_04_03 | 2036 | CH4 Import - WC 2030 | Import | Methane | MI | Dispatch-Import | VOM | 0 | [6 empty] | 0.53391 | 0
LCP_Inputs_ON_Diverse_2023_04_03 | 2036 | CH4 Import - WC 2030 | Import | Methane | NY | Dispatch-Import | EmissionsCost | 0 | [6 empty] | 0.53391 | 0
LCP_Inputs_ON_Diverse_2023_04_03 | 2036 | CH4 Import - WC 2030 | Import | Methane | NY | Dispatch-Import | FuelCost | 0 | [6 empty] | 0.53391 | 0
LCP_Inputs_ON_Diverse_2023_04_03 | 2036 | CH4 Import - WC 2030 | Import | Methane | NY | Dispatch-Import | VOM | 0 | [6 empty] | 0.53391 | 0
LCP_Inputs_ON_Diverse_2023_04_03 | 2036 | CH4 Import - WC 2030 | Import | Methane | ON | Dispatch-Import | EmissionsCost | 0 | [6 empty] | 0.53391 | 0
LCP_Inputs_ON_Diverse_2023_04_03 | 2036 | CH4 Import - WC 2030 | Import | Methane | ON | Dispatch-Import | FuelCost | 0 | [6 empty] | 0.53391 | 0
LCP_Inputs_ON_Diverse_2023_04_03 | 2036 | CH4 Import - WC 2030 | Import | Methane | ON | Dispatch-Import | VOM | 0 | [6 empty] | 0.53391 | 0
LCP_Inputs_ON_Diverse_2023_04_03 | 2036 | CH4 Import - WC 2030 | Import | Methane | PJ | Dispatch-Import | EmissionsCost | 0 | [6 empty] | 0.53391 | 0
LCP_Inputs_ON_Diverse_2023_04_03 | 2036 | CH4 Import - WC 2030 | Import | Methane | PJ | Dispatch-Import | FuelCost | 0 | [6 empty] | 0.53391 | 0
LCP_Inputs_ON_Diverse_2023_04_03 | 2036 | CH4 Import - WC 2030 | Import | Methane | PJ | Dispatch-Import | VOM | 0 | [6 empty] | 0.53391 | 0
LCP_Inputs_ON_Diverse_2023_04_03 | 2036 | CH4 Import - WC 2030 | Import | Methane | QC | Dispatch-Import | EmissionsCost | 0 | [6 empty] | 0.53391 | 0
LCP_Inputs_ON_Diverse_2023_04_03 | 2036 | CH4 Import - WC 2030 | Import | Methane | QC | Dispatch-Import | FuelCost | 0 | [6 empty] | 0.53391 | 0
LCP_Inputs_ON_Diverse_2023_04_03 | 2036 | CH4 Import - WC 2030 | Import | Methane | QC | Dispatch-Import | VOM | 0 | [6 empty] | 0.53391 | 0
LCP_Inputs_ON_Diverse_2023_04_03 | 2036 | CH4 Import - WC 2030 | Import | Methane | WC | Dispatch-Import | EmissionsCost | 5193257721.005 | [6 empty] | 0.53391 | 2772722755.6882
LCP_Inputs_ON_Diverse_2023_04_03 | 2036 | CH4 Import - WC 2030 | Import | Methane | WC | Dispatch-Import | FuelCost | 2389799500.4952 | [6 empty] | 0.53391 | 1275933491.5643
LCP_Inputs_ON_Diverse_2023_04_03 | 2036 | CH4 Import - WC 2030 | Import | Methane | WC | Dispatch-Import | VOM | 0 | [6 empty] | 0.53391 | 0
LCP_Inputs_ON_Diverse_2023_04_03 | 2036 | CH4 Import - WC 2040 | Import | Methane | MI | Dispatch-Import | EmissionsCost | 0 | [6 empty] | 0.53391 | 0
LCP_Inputs_ON_Diverse_2023_04_03 | 2036 | CH4 Import - WC 2040 | Import | Methane | MI | Dispatch-Import | FuelCost | 0 | [6 empty] | 0.53391 | 0
LCP_Inputs_ON_Diverse_2023_04_03 | 2036 | CH4 Import - WC 2040 | Import | Methane | MI | Dispatch-Import | VOM | 0 | [6 empty] | 0.53391 | 0
LCP_Inputs_ON_Diverse_2023_04_03 | 2036 | CH4 Import - WC 2040 | Import | Methane | NY | Dispatch-Import | EmissionsCost | 0 | [6 empty] | 0.53391 | 0
LCP_Inputs_ON_Diverse_2023_04_03 | 2036 | CH4 Import - WC 2040 | Import | Methane | NY | Dispatch-Import | FuelCost | 0 | [6 empty] | 0.53391 | 0
LCP_Inputs_ON_Diverse_2023_04_03 | 2036 | CH4 Import - WC 2040 | Import | Methane | NY | Dispatch-Import | VOM | 0 | [6 empty] | 0.53391 | 0
LCP_Inputs_ON_Diverse_2023_04_03 | 2036 | CH4 Import - WC 2040 | Import | Methane | ON | Dispatch-Import | EmissionsCost | 0 | [6 empty] | 0.53391 | 0
LCP_Inputs_ON_Diverse_2023_04_03 | 2036 | CH4 Import - WC 2040 | Import | Methane | ON | Dispatch-Import | FuelCost | 0 | [6 empty] | 0.53391 | 0
LCP_Inputs_ON_Diverse_2023_04_03 | 2036 | CH4 Import - WC 2040 | Import | Methane | ON | Dispatch-Import | VOM | 0 | [6 empty] | 0.53391 | 0
LCP_Inputs_ON_Diverse_2023_04_03 | 2036 | CH4 Import - WC 2040 | Import | Methane | PJ | Dispatch-Import | EmissionsCost | 0 | [6 empty] | 0.53391 | 0
LCP_Inputs_ON_Diverse_2023_04_03 | 2036 | CH4 Import - WC 2040 | Import | Methane | PJ | Dispatch-Import | FuelCost | 0 | [6 empty] | 0.53391 | 0
LCP_Inputs_ON_Diverse_2023_04_03 | 2036 | CH4 Import - WC 2040 | Import | Methane | PJ | Dispatch-Import | VOM | 0 | [6 empty] | 0.53391 | 0
LCP_Inputs_ON_Diverse_2023_04_03 | 2036 | CH4 Import - WC 2040 | Import | Methane | QC | Dispatch-Import | EmissionsCost | 0 | [6 empty] | 0.53391 | 0
LCP_Inputs_ON_Diverse_2023_04_03 | 2036 | CH4 Import - WC 2040 | Import | Methane | QC | Dispatch-Import | FuelCost | 0 | [6 empty] | 0.53391 | 0
LCP_Inputs_ON_Diverse_2023_04_03 | 2036 | CH4 Import - WC 2040 | Import | Methane | QC | Dispatch-Import | VOM | 0 | [6 empty] | 0.53391 | 0
LCP_Inputs_ON_Diverse_2023_04_03 | 2036 | CH4 Import - WC 2040 | Import | Methane | WC | Dispatch-Import | EmissionsCost | 0 | [6 empty] | 0.53391 | 0
LCP_Inputs_ON_Diverse_2023_04_03 | 2036 | CH4 Import - WC 2040 | Import | Methane | WC | Dispatch-Import | FuelCost | 0 | [6 empty] | 0.53391 | 0
LCP_Inputs_ON_Diverse_2023_04_03 | 2036 | CH4 Import - WC 2040 | Import | Methane | WC | Dispatch-Import | VOM | 0 | [6 empty] | 0.53391 | 0
LCP_Inputs_ON_Diverse_2023_04_03 | 2036 | CH4 Import - WC 2050 | Import | Methane | MI | Dispatch-Import | EmissionsCost | 0 | [6 empty] | 0.53391 | 0
LCP_Inputs_ON_Diverse_2023_04_03 | 2036 | CH4 Import - WC 2050 | Import | Methane | MI | Dispatch-Import | FuelCost | 0 | [6 empty] | 0.53391 | 0
LCP_Inputs_ON_Diverse_2023_04_03 | 2036 | CH4 Import - WC 2050 | Import | Methane | MI | Dispatch-Import | VOM | 0 | [6 empty] | 0.53391 | 0
LCP_Inputs_ON_Diverse_2023_04_03 | 2036 | CH4 Import - WC 2050 | Import | Methane | NY | Dispatch-Import | EmissionsCost | 0 | [6 empty] | 0.53391 | 0
LCP_Inputs_ON_Diverse_2023_04_03 | 2036 | CH4 Import - WC 2050 | Import | Methane | NY | Dispatch-Import | FuelCost | 0 | [6 empty] | 0.53391 | 0
LCP_Inputs_ON_Diverse_2023_04_03 | 2036 | CH4 Import - WC 2050 | Import | Methane | NY | Dispatch-Import | VOM | 0 | [6 empty] | 0.53391 | 0
LCP_Inputs_ON_Diverse_2023_04_03 | 2036 | CH4 Import - WC 2050 | Import | Methane | ON | Dispatch-Import | EmissionsCost | 0 | [6 empty] | 0.53391 | 0
LCP_Inputs_ON_Diverse_2023_04_03 | 2036 | CH4 Import - WC 2050 | Import | Methane | ON | Dispatch-Import | FuelCost | 0 | [6 empty] | 0.53391 | 0
LCP_Inputs_ON_Diverse_2023_04_03 | 2036 | CH4 Import - WC 2050 | Import | Methane | ON | Dispatch-Import | VOM | 0 | [6 empty] | 0.53391 | 0
LCP_Inputs_ON_Diverse_2023_04_03 | 2036 | CH4 Import - WC 2050 | Import | Methane | PJ | Dispatch-Import | EmissionsCost | 0 | [6 empty] | 0.53391 | 0
LCP_Inputs_ON_Diverse_2023_04_03 | 2036 | CH4 Import - WC 2050 | Import | Methane | PJ | Dispatch-Import | FuelCost | 0 | [6 empty] | 0.53391 | 0
LCP_Inputs_ON_Diverse_2023_04_03 | 2036 | CH4 Import - WC 2050 | Import | Methane | PJ | Dispatch-Import | VOM | 0 | [6 empty] | 0.53391 | 0
LCP_Inputs_ON_Diverse_2023_04_03 | 2036 | CH4 Import - WC 2050 | Import | Methane | QC | Dispatch-Import | EmissionsCost | 0 | [6 empty] | 0.53391 | 0
LCP_Inputs_ON_Diverse_2023_04_03 | 2036 | CH4 Import - WC 2050 | Import | Methane | QC | Dispatch-Import | FuelCost | 0 | [6 empty] | 0.53391 | 0
LCP_Inputs_ON_Diverse_2023_04_03 | 2036 | CH4 Import - WC 2050 | Import | Methane | QC | Dispatch-Import | VOM | 0 | [6 empty] | 0.53391 | 0
LCP_Inputs_ON_Diverse_2023_04_03 | 2036 | CH4 Import - WC 2050 | Import | Methane | WC | Dispatch-Import | EmissionsCost | 0 | [6 empty] | 0.53391 | 0
LCP_Inputs_ON_Diverse_2023_04_03 | 2036 | CH4 Import - WC 2050 | Import | Methane | WC | Dispatch-Import | FuelCost | 0 | [6 empty] | 0.53391 | 0
LCP_Inputs_ON_Diverse_2023_04_03 | 2036 | CH4 Import - WC 2050 | Import | Methane | WC | Dispatch-Import | VOM | 0 | [6 empty] | 0.53391 | 0
LCP_Inputs_ON_Diverse_2023_04_03 | 2036 | CH4 Salt Cavern Storage - ON | Storage | Methane | MI | Dispatch-Storage | EmissionsCost | 0 | [6 empty] | 0.53391 | 0
LCP_Inputs_ON_Diverse_2023_04_03 | 2036 | CH4 Salt Cavern Storage - ON | Storage | Methane | MI | Dispatch-Storage | FuelCost | 0 | [6 empty] | 0.53391 | 0
LCP_Inputs_ON_Diverse_2023_04_03 | 2036 | CH4 Salt Cavern Storage - ON | Storage | Methane | MI | Dispatch-Storage | VOM | 0 | [6 empty] | 0.53391 | 0
LCP_Inputs_ON_Diverse_2023_04_03 | 2036 | CH4 Salt Cavern Storage - ON | Storage | Methane | NY | Dispatch-Storage | EmissionsCost | 0 | [6 empty] | 0.53391 | 0
LCP_Inputs_ON_Diverse_2023_04_03 | 2036 | CH4 Salt Cavern Storage - ON | Storage | Methane | NY | Dispatch-Storage | FuelCost | 0 | [6 empty] | 0.53391 | 0
LCP_Inputs_ON_Diverse_2023_04_03 | 2036 | CH4 Salt Cavern Storage - ON | Storage | Methane | NY | Dispatch-Storage | VOM | 0 | [6 empty] | 0.53391 | 0
LCP_Inputs_ON_Diverse_2023_04_03 | 2036 | CH4 Salt Cavern Storage - ON | Storage | Methane | ON | Dispatch-Storage | EmissionsCost | 0 | [6 empty] | 0.53391 | 0
LCP_Inputs_ON_Diverse_2023_04_03 | 2036 | CH4 Salt Cavern Storage - ON | Storage | Methane | ON | Dispatch-Storage | FuelCost | 0 | [6 empty] | 0.53391 | 0
LCP_Inputs_ON_Diverse_2023_04_03 | 2036 | CH4 Salt Cavern Storage - ON | Storage | Methane | ON | Dispatch-Storage | VOM | 0 | [6 empty] | 0.53391 | 0
LCP_Inputs_ON_Diverse_2023_04_03 | 2036 | CH4 Salt Cavern Storage - ON | Storage | Methane | PJ | Dispatch-Storage | EmissionsCost | 0 | [6 empty] | 0.53391 | 0
LCP_Inputs_ON_Diverse_2023_04_03 | 2036 | CH4 Salt Cavern Storage - ON | Storage | Methane | PJ | Dispatch-Storage | FuelCost | 0 | [6 empty] | 0.53391 | 0
LCP_Inputs_ON_Diverse_2023_04_03 | 2036 | CH4 Salt Cavern Storage - ON | Storage | Methane | PJ | Dispatch-Storage | VOM | 0 | [6 empty] | 0.53391 | 0
LCP_Inputs_ON_Diverse_2023_04_03 | 2036 | CH4 Salt Cavern Storage - ON | Storage | Methane | QC | Dispatch-Storage | EmissionsCost | 0 | [6 empty] | 0.53391 | 0
LCP_Inputs_ON_Diverse_2023_04_03 | 2036 | CH4 Salt Cavern Storage - ON | Storage | Methane | QC | Dispatch-Storage | FuelCost | 0 | [6 empty] | 0.53391 | 0
LCP_Inputs_ON_Diverse_2023_04_03 | 2036 | CH4 Salt Cavern Storage - ON | Storage | Methane | QC | Dispatch-Storage | VOM | 0 | [6 empty] | 0.53391 | 0
LCP_Inputs_ON_Diverse_2023_04_03 | 2036 | CH4 Salt Cavern Storage - ON | Storage | Methane | WC | Dispatch-Storage | EmissionsCost | 0 | [6 empty] | 0.53391 | 0
LCP_Inputs_ON_Diverse_2023_04_03 | 2036 | CH4 Salt Cavern Storage - ON | Storage | Methane | WC | Dispatch-Storage | FuelCost | 0 | [6 empty] | 0.53391 | 0
LCP_Inputs_ON_Diverse_2023_04_03 | 2036 | CH4 Salt Cavern Storage - ON | Storage | Methane | WC | Dispatch-Storage | VOM | 0 | [6 empty] | 0.53391 | 0
LCP_Inputs_ON_Diverse_2023_04_03 | 2036 | Electrolyser 2020/2030 | Crossload | Hydrogen | MI | Dispatch-Crossload | EmissionsCost | 0 | [6 empty] | 0.53391 | 0
LCP_Inputs_ON_Diverse_2023_04_03 | 2036 | Electrolyser 2020/2030 | Crossload | Hydrogen | MI | Dispatch-Crossload | FuelCost | 0 | [6 empty] | 0.53391 | 0
LCP_Inputs_ON_Diverse_2023_04_03 | 2036 | Electrolyser 2020/2030 | Crossload | Hydrogen | MI | Dispatch-Crossload | VOM | 0 | [6 empty] | 0.53391 | 0
LCP_Inputs_ON_Diverse_2023_04_03 | 2036 | Electrolyser 2020/2030 | Crossload | Hydrogen | NY | Dispatch-Crossload | EmissionsCost | 0 | [6 empty] | 0.53391 | 0
LCP_Inputs_ON_Diverse_2023_04_03 | 2036 | Electrolyser 2020/2030 | Crossload | Hydrogen | NY | Dispatch-Crossload | FuelCost | 0 | [6 empty] | 0.53391 | 0
LCP_Inputs_ON_Diverse_2023_04_03 | 2036 | Electrolyser 2020/2030 | Crossload | Hydrogen | NY | Dispatch-Crossload | VOM | 0 | [6 empty] | 0.53391 | 0
LCP_Inputs_ON_Diverse_2023_04_03 | 2036 | Electrolyser 2020/2030 | Crossload | Hydrogen | ON | Dispatch-Crossload | EmissionsCost | 0 | [6 empty] | 0.53391 | 0
LCP_Inputs_ON_Diverse_2023_04_03 | 2036 | Electrolyser 2020/2030 | Crossload | Hydrogen | ON | Dispatch-Crossload | FuelCost | 0 | [6 empty] | 0.53391 | 0
LCP_Inputs_ON_Diverse_2023_04_03 | 2036 | Electrolyser 2020/2030 | Crossload | Hydrogen | ON | Dispatch-Crossload | VOM | 0 | [6 empty] | 0.53391 | 0
LCP_Inputs_ON_Diverse_2023_04_03 | 2036 | Electrolyser 2020/2030 | Crossload | Hydrogen | PJ | Dispatch-Crossload | EmissionsCost | 0 | [6 empty] | 0.53391 | 0
LCP_Inputs_ON_Diverse_2023_04_03 | 2036 | Electrolyser 2020/2030 | Crossload | Hydrogen | PJ | Dispatch-Crossload | FuelCost | 0 | [6 empty] | 0.53391 | 0
LCP_Inputs_ON_Diverse_2023_04_03 | 2036 | Electrolyser 2020/2030 | Crossload | Hydrogen | PJ | Dispatch-Crossload | VOM | 0 | [6 empty] | 0.53391 | 0
LCP_Inputs_ON_Diverse_2023_04_03 | 2036 | Electrolyser 2020/2030 | Crossload | Hydrogen | QC | Dispatch-Crossload | EmissionsCost | 0 | [6 empty] | 0.53391 | 0
LCP_Inputs_ON_Diverse_2023_04_03 | 2036 | Electrolyser 2020/2030 | Crossload | Hydrogen | QC | Dispatch-Crossload | FuelCost | 0 | [6 empty] | 0.53391 | 0
LCP_Inputs_ON_Diverse_2023_04_03 | 2036 | Electrolyser 2020/2030 | Crossload | Hydrogen | QC | Dispatch-Crossload | VOM | 0 | [6 empty] | 0.53391 | 0
LCP_Inputs_ON_Diverse_2023_04_03 | 2036 | Electrolyser 2020/2030 | Crossload | Hydrogen | WC | Dispatch-Crossload | EmissionsCost | 0 | [6 empty] | 0.53391 | 0
LCP_Inputs_ON_Diverse_2023_04_03 | 2036 | Electrolyser 2020/2030 | Crossload | Hydrogen | WC | Dispatch-Crossload | FuelCost | 0 | [6 empty] | 0.53391 | 0
LCP_Inputs_ON_Diverse_2023_04_03 | 2036 | Electrolyser 2020/2030 | Crossload | Hydrogen | WC | Dispatch-Crossload | VOM | 0 | [6 empty] | 0.53391 | 0
LCP_Inputs_ON_Diverse_2023_04_03 | 2036 | Electrolyser 2040 | Crossload | Hydrogen | MI | Dispatch-Crossload | EmissionsCost | 0 | [6 empty] | 0.53391 | 0
LCP_Inputs_ON_Diverse_2023_04_03 | 2036 | Electrolyser 2040 | Crossload | Hydrogen | MI | Dispatch-Crossload | FuelCost | 0 | [6 empty] | 0.53391 | 0
LCP_Inputs_ON_Diverse_2023_04_03 | 2036 | Electrolyser 2040 | Crossload | Hydrogen | MI | Dispatch-Crossload | VOM | 0 | [6 empty] | 0.53391 | 0
LCP_Inputs_ON_Diverse_2023_04_03 | 2036 | Electrolyser 2040 | Crossload | Hydrogen | NY | Dispatch-Crossload | EmissionsCost | 0 | [6 empty] | 0.53391 | 0
LCP_Inputs_ON_Diverse_2023_04_03 | 2036 | Electrolyser 2040 | Crossload | Hydrogen | NY | Dispatch-Crossload | FuelCost | 0 | [6 empty] | 0.53391 | 0
LCP_Inputs_ON_Diverse_2023_04_03 | 2036 | Electrolyser 2040 | Crossload | Hydrogen | NY | Dispatch-Crossload | VOM | 0 | [6 empty] | 0.53391 | 0
LCP_Inputs_ON_Diverse_2023_04_03 | 2036 | Electrolyser 2040 | Crossload | Hydrogen | ON | Dispatch-Crossload | EmissionsCost | 0 | [6 empty] | 0.53391 | 0
LCP_Inputs_ON_Diverse_2023_04_03 | 2036 | Electrolyser 2040 | Crossload | Hydrogen | ON | Dispatch-Crossload | FuelCost | 0 | [6 empty] | 0.53391 | 0
LCP_Inputs_ON_Diverse_2023_04_03 | 2036 | Electrolyser 2040 | Crossload | Hydrogen | ON | Dispatch-Crossload | VOM | 0 | [6 empty] | 0.53391 | 0
LCP_Inputs_ON_Diverse_2023_04_03 | 2036 | Electrolyser 2040 | Crossload | Hydrogen | PJ | Dispatch-Crossload | EmissionsCost | 0 | [6 empty] | 0.53391 | 0
LCP_Inputs_ON_Diverse_2023_04_03 | 2036 | Electrolyser 2040 | Crossload | Hydrogen | PJ | Dispatch-Crossload | FuelCost | 0 | [6 empty] | 0.53391 | 0
LCP_Inputs_ON_Diverse_2023_04_03 | 2036 | Electrolyser 2040 | Crossload | Hydrogen | PJ | Dispatch-Crossload | VOM | 0 | [6 empty] | 0.53391 | 0
LCP_Inputs_ON_Diverse_2023_04_03 | 2036 | Electrolyser 2040 | Crossload | Hydrogen | QC | Dispatch-Crossload | EmissionsCost | 0 | [6 empty] | 0.53391 | 0
LCP_Inputs_ON_Diverse_2023_04_03 | 2036 | Electrolyser 2040 | Crossload | Hydrogen | QC | Dispatch-Crossload | FuelCost | 0 | [6 empty] | 0.53391 | 0
LCP_Inputs_ON_Diverse_2023_04_03 | 2036 | Electrolyser 2040 | Crossload | Hydrogen | QC | Dispatch-Crossload | VOM | 0 | [6 empty] | 0.53391 | 0
LCP_Inputs_ON_Diverse_2023_04_03 | 2036 | Electrolyser 2040 | Crossload | Hydrogen | WC | Dispatch-Crossload | EmissionsCost | 0 | [6 empty] | 0.53391 | 0
LCP_Inputs_ON_Diverse_2023_04_03 | 2036 | Electrolyser 2040 | Crossload | Hydrogen | WC | Dispatch-Crossload | FuelCost | 0 | [6 empty] | 0.53391 | 0
LCP_Inputs_ON_Diverse_2023_04_03 | 2036 | Electrolyser 2040 | Crossload | Hydrogen | WC | Dispatch-Crossload | VOM | 0 | [6 empty] | 0.53391 | 0
LCP_Inputs_ON_Diverse_2023_04_03 | 2036 | Electrolyser 2050 | Crossload | Hydrogen | MI | Dispatch-Crossload | EmissionsCost | 0 | [6 empty] | 0.53391 | 0
LCP_Inputs_ON_Diverse_2023_04_03 | 2036 | Electrolyser 2050 | Crossload | Hydrogen | MI | Dispatch-Crossload | FuelCost | 0 | [6 empty] | 0.53391 | 0
LCP_Inputs_ON_Diverse_2023_04_03 | 2036 | Electrolyser 2050 | Crossload | Hydrogen | MI | Dispatch-Crossload | VOM | 0 | [6 empty] | 0.53391 | 0
LCP_Inputs_ON_Diverse_2023_04_03 | 2036 | Electrolyser 2050 | Crossload | Hydrogen | NY | Dispatch-Crossload | EmissionsCost | 0 | [6 empty] | 0.53391 | 0
LCP_Inputs_ON_Diverse_2023_04_03 | 2036 | Electrolyser 2050 | Crossload | Hydrogen | NY | Dispatch-Crossload | FuelCost | 0 | [6 empty] | 0.53391 | 0
LCP_Inputs_ON_Diverse_2023_04_03 | 2036 | Electrolyser 2050 | Crossload | Hydrogen | NY | Dispatch-Crossload | VOM | 0 | [6 empty] | 0.53391 | 0
LCP_Inputs_ON_Diverse_2023_04_03 | 2036 | Electrolyser 2050 | Crossload | Hydrogen | ON | Dispatch-Crossload | EmissionsCost | 0 | [6 empty] | 0.53391 | 0
LCP_Inputs_ON_Diverse_2023_04_03 | 2036 | Electrolyser 2050 | Crossload | Hydrogen | ON | Dispatch-Crossload | FuelCost | 0 | [6 empty] | 0.53391 | 0
LCP_Inputs_ON_Diverse_2023_04_03 | 2036 | Electrolyser 2050 | Crossload | Hydrogen | ON | Dispatch-Crossload | VOM | 0 | [6 empty] | 0.53391 | 0
LCP_Inputs_ON_Diverse_2023_04_03 | 2036 | Electrolyser 2050 | Crossload | Hydrogen | PJ | Dispatch-Crossload | EmissionsCost | 0 | [6 empty] | 0.53391 | 0
LCP_Inputs_ON_Diverse_2023_04_03 | 2036 | Electrolyser 2050 | Crossload | Hydrogen | PJ | Dispatch-Crossload | FuelCost | 0 | [6 empty] | 0.53391 | 0
LCP_Inputs_ON_Diverse_2023_04_03 | 2036 | Electrolyser 2050 | Crossload | Hydrogen | PJ | Dispatch-Crossload | VOM | 0 | [6 empty] | 0.53391 | 0
LCP_Inputs_ON_Diverse_2023_04_03 | 2036 | Electrolyser 2050 | Crossload | Hydrogen | QC | Dispatch-Crossload | EmissionsCost | 0 | [6 empty] | 0.53391 | 0
LCP_Inputs_ON_Diverse_2023_04_03 | 2036 | Electrolyser 2050 | Crossload | Hydrogen | QC | Dispatch-Crossload | FuelCost | 0 | [6 empty] | 0.53391 | 0
LCP_Inputs_ON_Diverse_2023_04_03 | 2036 | Electrolyser 2050 | Crossload | Hydrogen | QC | Dispatch-Crossload | VOM | 0 | [6 empty] | 0.53391 | 0
LCP_Inputs_ON_Diverse_2023_04_03 | 2036 | Electrolyser 2050 | Crossload | Hydrogen | WC | Dispatch-Crossload | EmissionsCost | 0 | [6 empty] | 0.53391 | 0
LCP_Inputs_ON_Diverse_2023_04_03 | 2036 | Electrolyser 2050 | Crossload | Hydrogen | WC | Dispatch-Crossload | FuelCost | 0 | [6 empty] | 0.53391 | 0
LCP_Inputs_ON_Diverse_2023_04_03 | 2036 | Electrolyser 2050 | Crossload | Hydrogen | WC | Dispatch-Crossload | VOM | 0 | [6 empty] | 0.53391 | 0
LCP_Inputs_ON_Diverse_2023_04_03 | 2036 | Fossil Fuel Thermal (Coal, Peat, Oil) | Generation | Electricity | MI | Dispatch-Generation | EmissionsCost | 0 | [6 empty] | 0.53391 | 0
LCP_Inputs_ON_Diverse_2023_04_03 | 2036 | Fossil Fuel Thermal (Coal, Peat, Oil) | Generation | Electricity | MI | Dispatch-Generation | FuelCost | 0 | [6 empty] | 0.53391 | 0
LCP_Inputs_ON_Diverse_2023_04_03 | 2036 | Fossil Fuel Thermal (Coal, Peat, Oil) | Generation | Electricity | MI | Dispatch-Generation | VOM | 0 | [6 empty] | 0.53391 | 0
LCP_Inputs_ON_Diverse_2023_04_03 | 2036 | Fossil Fuel Thermal (Coal, Peat, Oil) | Generation | Electricity | NY | Dispatch-Generation | EmissionsCost | 0 | [6 empty] | 0.53391 | 0
LCP_Inputs_ON_Diverse_2023_04_03 | 2036 | Fossil Fuel Thermal (Coal, Peat, Oil) | Generation | Electricity | NY | Dispatch-Generation | FuelCost | 0 | [6 empty] | 0.53391 | 0
LCP_Inputs_ON_Diverse_2023_04_03 | 2036 | Fossil Fuel Thermal (Coal, Peat, Oil) | Generation | Electricity | NY | Dispatch-Generation | VOM | 0 | [6 empty] | 0.53391 | 0
LCP_Inputs_ON_Diverse_2023_04_03 | 2036 | Fossil Fuel Thermal (Coal, Peat, Oil) | Generation | Electricity | ON | Dispatch-Generation | EmissionsCost | 0 | [6 empty] | 0.53391 | 0
LCP_Inputs_ON_Diverse_2023_04_03 | 2036 | Fossil Fuel Thermal (Coal, Peat, Oil) | Generation | Electricity | ON | Dispatch-Generation | FuelCost | 0 | [6 empty] | 0.53391 | 0
LCP_Inputs_ON_Diverse_2023_04_03 | 2036 | Fossil Fuel Thermal (Coal, Peat, Oil) | Generation | Electricity | ON | Dispatch-Generation | VOM | 0 | [6 empty] | 0.53391 | 0
LCP_Inputs_ON_Diverse_2023_04_03 | 2036 | Fossil Fuel Thermal (Coal, Peat, Oil) | Generation | Electricity | PJ | Dispatch-Generation | EmissionsCost | 0 | [6 empty] | 0.53391 | 0
LCP_Inputs_ON_Diverse_2023_04_03 | 2036 | Fossil Fuel Thermal (Coal, Peat, Oil) | Generation | Electricity | PJ | Dispatch-Generation | FuelCost | 0 | [6 empty] | 0.53391 | 0
LCP_Inputs_ON_Diverse_2023_04_03 | 2036 | Fossil Fuel Thermal (Coal, Peat, Oil) | Generation | Electricity | PJ | Dispatch-Generation | VOM | 0 | [6 empty] | 0.53391 | 0
LCP_Inputs_ON_Diverse_2023_04_03 | 2036 | Fossil Fuel Thermal (Coal, Peat, Oil) | Generation | Electricity | QC | Dispatch-Generation | EmissionsCost | 0 | [6 empty] | 0.53391 | 0
LCP_Inputs_ON_Diverse_2023_04_03 | 2036 | Fossil Fuel Thermal (Coal, Peat, Oil) | Generation | Electricity | QC | Dispatch-Generation | FuelCost | 0 | [6 empty] | 0.53391 | 0
LCP_Inputs_ON_Diverse_2023_04_03 | 2036 | Fossil Fuel Thermal (Coal, Peat, Oil) | Generation | Electricity | QC | Dispatch-Generation | VOM | 0 | [6 empty] | 0.53391 | 0
LCP_Inputs_ON_Diverse_2023_04_03 | 2036 | Fossil Fuel Thermal (Coal, Peat, Oil) | Generation | Electricity | WC | Dispatch-Generation | EmissionsCost | 0 | [6 empty] | 0.53391 | 0
LCP_Inputs_ON_Diverse_2023_04_03 | 2036 | Fossil Fuel Thermal (Coal, Peat, Oil) | Generation | Electricity | WC | Dispatch-Generation | FuelCost | 0 | [6 empty] | 0.53391 | 0
LCP_Inputs_ON_Diverse_2023_04_03 | 2036 | Fossil Fuel Thermal (Coal, Peat, Oil) | Generation | Electricity | WC | Dispatch-Generation | VOM | 0 | [6 empty] | 0.53391 | 0
LCP_Inputs_ON_Diverse_2023_04_03 | 2036 | Generic - Generator | Generation | Electricity | MI | Dispatch-Generation | EmissionsCost | 0 | [6 empty] | 0.53391 | 0
LCP_Inputs_ON_Diverse_2023_04_03 | 2036 | Generic - Generator | Generation | Electricity | MI | Dispatch-Generation | FuelCost | 1786123186.9525 | [6 empty] | 0.53391 | 953625772.296
LCP_Inputs_ON_Diverse_2023_04_03 | 2036 | Generic - Generator | Generation | Electricity | MI | Dispatch-Generation | VOM | 62373597.6871 | [6 empty] | 0.53391 | 33301773.7521
LCP_Inputs_ON_Diverse_2023_04_03 | 2036 | Generic - Generator | Generation | Electricity | NY | Dispatch-Generation | EmissionsCost | 0 | [6 empty] | 0.53391 | 0
LCP_Inputs_ON_Diverse_2023_04_03 | 2036 | Generic - Generator | Generation | Electricity | NY | Dispatch-Generation | FuelCost | 1049703168.1579 | [6 empty] | 0.53391 | 560445103.5229
LCP_Inputs_ON_Diverse_2023_04_03 | 2036 | Generic - Generator | Generation | Electricity | NY | Dispatch-Generation | VOM | 36656913.4648 | [6 empty] | 0.53391 | 19571425.7943
LCP_Inputs_ON_Diverse_2023_04_03 | 2036 | Generic - Generator | Generation | Electricity | ON | Dispatch-Generation | EmissionsCost | 0 | [6 empty] | 0.53391 | 0
LCP_Inputs_ON_Diverse_2023_04_03 | 2036 | Generic - Generator | Generation | Electricity | ON | Dispatch-Generation | FuelCost | 0 | [6 empty] | 0.53391 | 0
LCP_Inputs_ON_Diverse_2023_04_03 | 2036 | Generic - Generator | Generation | Electricity | ON | Dispatch-Generation | VOM | 0 | [6 empty] | 0.53391 | 0
LCP_Inputs_ON_Diverse_2023_04_03 | 2036 | Generic - Generator | Generation | Electricity | PJ | Dispatch-Generation | EmissionsCost | 0 | [6 empty] | 0.53391 | 0
LCP_Inputs_ON_Diverse_2023_04_03 | 2036 | Generic - Generator | Generation | Electricity | PJ | Dispatch-Generation | FuelCost | 7357083622.602 | [6 empty] | 0.53391 | 3928007095.3116
LCP_Inputs_ON_Diverse_2023_04_03 | 2036 | Generic - Generator | Generation | Electricity | PJ | Dispatch-Generation | VOM | 256918323.0915 | [6 empty] | 0.53391 | 137170793.182
LCP_Inputs_ON_Diverse_2023_04_03 | 2036 | Generic - Generator | Generation | Electricity | QC | Dispatch-Generation | EmissionsCost | 0 | [6 empty] | 0.53391 | 0
LCP_Inputs_ON_Diverse_2023_04_03 | 2036 | Generic - Generator | Generation | Electricity | QC | Dispatch-Generation | FuelCost | 0 | [6 empty] | 0.53391 | 0
LCP_Inputs_ON_Diverse_2023_04_03 | 2036 | Generic - Generator | Generation | Electricity | QC | Dispatch-Generation | VOM | 0 | [6 empty] | 0.53391 | 0
LCP_Inputs_ON_Diverse_2023_04_03 | 2036 | Generic - Generator | Generation | Electricity | WC | Dispatch-Generation | EmissionsCost | 0 | [6 empty] | 0.53391 | 0
LCP_Inputs_ON_Diverse_2023_04_03 | 2036 | Generic - Generator | Generation | Electricity | WC | Dispatch-Generation | FuelCost | 1735673.761 | [6 empty] | 0.53391 | 926690.4113
LCP_Inputs_ON_Diverse_2023_04_03 | 2036 | Generic - Generator | Generation | Electricity | WC | Dispatch-Generation | VOM | 60611.8423 | [6 empty] | 0.53391 | 32361.1581
LCP_Inputs_ON_Diverse_2023_04_03 | 2036 | H2 Import - QC | Import | Hydrogen | MI | Dispatch-Import | EmissionsCost | 0 | [6 empty] | 0.53391 | 0
LCP_Inputs_ON_Diverse_2023_04_03 | 2036 | H2 Import - QC | Import | Hydrogen | MI | Dispatch-Import | FuelCost | 0 | [6 empty] | 0.53391 | 0
LCP_Inputs_ON_Diverse_2023_04_03 | 2036 | H2 Import - QC | Import | Hydrogen | MI | Dispatch-Import | VOM | 0 | [6 empty] | 0.53391 | 0
LCP_Inputs_ON_Diverse_2023_04_03 | 2036 | H2 Import - QC | Import | Hydrogen | NY | Dispatch-Import | EmissionsCost | 0 | [6 empty] | 0.53391 | 0
LCP_Inputs_ON_Diverse_2023_04_03 | 2036 | H2 Import - QC | Import | Hydrogen | NY | Dispatch-Import | FuelCost | 0 | [6 empty] | 0.53391 | 0
LCP_Inputs_ON_Diverse_2023_04_03 | 2036 | H2 Import - QC | Import | Hydrogen | NY | Dispatch-Import | VOM | 0 | [6 empty] | 0.53391 | 0
LCP_Inputs_ON_Diverse_2023_04_03 | 2036 | H2 Import - QC | Import | Hydrogen | ON | Dispatch-Import | EmissionsCost | 0 | [6 empty] | 0.53391 | 0
LCP_Inputs_ON_Diverse_2023_04_03 | 2036 | H2 Import - QC | Import | Hydrogen | ON | Dispatch-Import | FuelCost | 0 | [6 empty] | 0.53391 | 0
LCP_Inputs_ON_Diverse_2023_04_03 | 2036 | H2 Import - QC | Import | Hydrogen | ON | Dispatch-Import | VOM | 0 | [6 empty] | 0.53391 | 0
LCP_Inputs_ON_Diverse_2023_04_03 | 2036 | H2 Import - QC | Import | Hydrogen | PJ | Dispatch-Import | EmissionsCost | 0 | [6 empty] | 0.53391 | 0
LCP_Inputs_ON_Diverse_2023_04_03 | 2036 | H2 Import - QC | Import | Hydrogen | PJ | Dispatch-Import | FuelCost | 0 | [6 empty] | 0.53391 | 0
LCP_Inputs_ON_Diverse_2023_04_03 | 2036 | H2 Import - QC | Import | Hydrogen | PJ | Dispatch-Import | VOM | 0 | [6 empty] | 0.53391 | 0
LCP_Inputs_ON_Diverse_2023_04_03 | 2036 | H2 Import - QC | Import | Hydrogen | QC | Dispatch-Import | EmissionsCost | 0 | [6 empty] | 0.53391 | 0
LCP_Inputs_ON_Diverse_2023_04_03 | 2036 | H2 Import - QC | Import | Hydrogen | QC | Dispatch-Import | FuelCost | 0 | [6 empty] | 0.53391 | 0
LCP_Inputs_ON_Diverse_2023_04_03 | 2036 | H2 Import - QC | Import | Hydrogen | QC | Dispatch-Import | VOM | 0 | [6 empty] | 0.53391 | 0
LCP_Inputs_ON_Diverse_2023_04_03 | 2036 | H2 Import - QC | Import | Hydrogen | WC | Dispatch-Import | EmissionsCost | 0 | [6 empty] | 0.53391 | 0
LCP_Inputs_ON_Diverse_2023_04_03 | 2036 | H2 Import - QC | Import | Hydrogen | WC | Dispatch-Import | FuelCost | 0 | [6 empty] | 0.53391 | 0
LCP_Inputs_ON_Diverse_2023_04_03 | 2036 | H2 Import - QC | Import | Hydrogen | WC | Dispatch-Import | VOM | 0 | [6 empty] | 0.53391 | 0
LCP_Inputs_ON_Diverse_2023_04_03 | 2036 | H2 Import - WC | Import | Hydrogen | MI | Dispatch-Import | EmissionsCost | 0 | [6 empty] | 0.53391 | 0
LCP_Inputs_ON_Diverse_2023_04_03 | 2036 | H2 Import - WC | Import | Hydrogen | MI | Dispatch-Import | FuelCost | 0 | [6 empty] | 0.53391 | 0
LCP_Inputs_ON_Diverse_2023_04_03 | 2036 | H2 Import - WC | Import | Hydrogen | MI | Dispatch-Import | VOM | 0 | [6 empty] | 0.53391 | 0
LCP_Inputs_ON_Diverse_2023_04_03 | 2036 | H2 Import - WC | Import | Hydrogen | NY | Dispatch-Import | EmissionsCost | 0 | [6 empty] | 0.53391 | 0
LCP_Inputs_ON_Diverse_2023_04_03 | 2036 | H2 Import - WC | Import | Hydrogen | NY | Dispatch-Import | FuelCost | 0 | [6 empty] | 0.53391 | 0
LCP_Inputs_ON_Diverse_2023_04_03 | 2036 | H2 Import - WC | Import | Hydrogen | NY | Dispatch-Import | VOM | 0 | [6 empty] | 0.53391 | 0
LCP_Inputs_ON_Diverse_2023_04_03 | 2036 | H2 Import - WC | Import | Hydrogen | ON | Dispatch-Import | EmissionsCost | 0 | [6 empty] | 0.53391 | 0
LCP_Inputs_ON_Diverse_2023_04_03 | 2036 | H2 Import - WC | Import | Hydrogen | ON | Dispatch-Import | FuelCost | 0 | [6 empty] | 0.53391 | 0
LCP_Inputs_ON_Diverse_2023_04_03 | 2036 | H2 Import - WC | Import | Hydrogen | ON | Dispatch-Import | VOM | 0 | [6 empty] | 0.53391 | 0
LCP_Inputs_ON_Diverse_2023_04_03 | 2036 | H2 Import - WC | Import | Hydrogen | PJ | Dispatch-Import | EmissionsCost | 0 | [6 empty] | 0.53391 | 0
LCP_Inputs_ON_Diverse_2023_04_03 | 2036 | H2 Import - WC | Import | Hydrogen | PJ | Dispatch-Import | FuelCost | 0 | [6 empty] | 0.53391 | 0
LCP_Inputs_ON_Diverse_2023_04_03 | 2036 | H2 Import - WC | Import | Hydrogen | PJ | Dispatch-Import | VOM | 0 | [6 empty] | 0.53391 | 0
LCP_Inputs_ON_Diverse_2023_04_03 | 2036 | H2 Import - WC | Import | Hydrogen | QC | Dispatch-Import | EmissionsCost | 0 | [6 empty] | 0.53391 | 0
LCP_Inputs_ON_Diverse_2023_04_03 | 2036 | H2 Import - WC | Import | Hydrogen | QC | Dispatch-Import | FuelCost | 0 | [6 empty] | 0.53391 | 0
LCP_Inputs_ON_Diverse_2023_04_03 | 2036 | H2 Import - WC | Import | Hydrogen | QC | Dispatch-Import | VOM | 0 | [6 empty] | 0.53391 | 0
LCP_Inputs_ON_Diverse_2023_04_03 | 2036 | H2 Import - WC | Import | Hydrogen | WC | Dispatch-Import | EmissionsCost | 0 | [6 empty] | 0.53391 | 0
LCP_Inputs_ON_Diverse_2023_04_03 | 2036 | H2 Import - WC | Import | Hydrogen | WC | Dispatch-Import | FuelCost | 0 | [6 empty] | 0.53391 | 0
LCP_Inputs_ON_Diverse_2023_04_03 | 2036 | H2 Import - WC | Import | Hydrogen | WC | Dispatch-Import | VOM | 0 | [6 empty] | 0.53391 | 0
LCP_Inputs_ON_Diverse_2023_04_03 | 2036 | H2 Salt Cavern Storage - ON | Storage | Hydrogen | MI | Dispatch-Storage | EmissionsCost | 0 | [6 empty] | 0.53391 | 0
LCP_Inputs_ON_Diverse_2023_04_03 | 2036 | H2 Salt Cavern Storage - ON | Storage | Hydrogen | MI | Dispatch-Storage | FuelCost | 0 | [6 empty] | 0.53391 | 0
LCP_Inputs_ON_Diverse_2023_04_03 | 2036 | H2 Salt Cavern Storage - ON | Storage | Hydrogen | MI | Dispatch-Storage | VOM | 0 | [6 empty] | 0.53391 | 0
LCP_Inputs_ON_Diverse_2023_04_03 | 2036 | H2 Salt Cavern Storage - ON | Storage | Hydrogen | NY | Dispatch-Storage | EmissionsCost | 0 | [6 empty] | 0.53391 | 0
LCP_Inputs_ON_Diverse_2023_04_03 | 2036 | H2 Salt Cavern Storage - ON | Storage | Hydrogen | NY | Dispatch-Storage | FuelCost | 0 | [6 empty] | 0.53391 | 0
LCP_Inputs_ON_Diverse_2023_04_03 | 2036 | H2 Salt Cavern Storage - ON | Storage | Hydrogen | NY | Dispatch-Storage | VOM | 0 | [6 empty] | 0.53391 | 0
LCP_Inputs_ON_Diverse_2023_04_03 | 2036 | H2 Salt Cavern Storage - ON | Storage | Hydrogen | ON | Dispatch-Storage | EmissionsCost | 0 | [6 empty] | 0.53391 | 0
LCP_Inputs_ON_Diverse_2023_04_03 | 2036 | H2 Salt Cavern Storage - ON | Storage | Hydrogen | ON | Dispatch-Storage | FuelCost | 0 | [6 empty] | 0.53391 | 0
LCP_Inputs_ON_Diverse_2023_04_03 | 2036 | H2 Salt Cavern Storage - ON | Storage | Hydrogen | ON | Dispatch-Storage | VOM | 14843329.5213 | [6 empty] | 0.53391 | 7924974.9858
LCP_Inputs_ON_Diverse_2023_04_03 | 2036 | H2 Salt Cavern Storage - ON | Storage | Hydrogen | PJ | Dispatch-Storage | EmissionsCost | 0 | [6 empty] | 0.53391 | 0
LCP_Inputs_ON_Diverse_2023_04_03 | 2036 | H2 Salt Cavern Storage - ON | Storage | Hydrogen | PJ | Dispatch-Storage | FuelCost | 0 | [6 empty] | 0.53391 | 0
LCP_Inputs_ON_Diverse_2023_04_03 | 2036 | H2 Salt Cavern Storage - ON | Storage | Hydrogen | PJ | Dispatch-Storage | VOM | 0 | [6 empty] | 0.53391 | 0
LCP_Inputs_ON_Diverse_2023_04_03 | 2036 | H2 Salt Cavern Storage - ON | Storage | Hydrogen | QC | Dispatch-Storage | EmissionsCost | 0 | [6 empty] | 0.53391 | 0
LCP_Inputs_ON_Diverse_2023_04_03 | 2036 | H2 Salt Cavern Storage - ON | Storage | Hydrogen | QC | Dispatch-Storage | FuelCost | 0 | [6 empty] | 0.53391 | 0
LCP_Inputs_ON_Diverse_2023_04_03 | 2036 | H2 Salt Cavern Storage - ON | Storage | Hydrogen | QC | Dispatch-Storage | VOM | 0 | [6 empty] | 0.53391 | 0
LCP_Inputs_ON_Diverse_2023_04_03 | 2036 | H2 Salt Cavern Storage - ON | Storage | Hydrogen | WC | Dispatch-Storage | EmissionsCost | 0 | [6 empty] | 0.53391 | 0
LCP_Inputs_ON_Diverse_2023_04_03 | 2036 | H2 Salt Cavern Storage - ON | Storage | Hydrogen | WC | Dispatch-Storage | FuelCost | 0 | [6 empty] | 0.53391 | 0
LCP_Inputs_ON_Diverse_2023_04_03 | 2036 | H2 Salt Cavern Storage - ON | Storage | Hydrogen | WC | Dispatch-Storage | VOM | 0 | [6 empty] | 0.53391 | 0
LCP_Inputs_ON_Diverse_2023_04_03 | 2036 | Hydro | Generation | Electricity | MI | Dispatch-Generation | EmissionsCost | 0 | [6 empty] | 0.53391 | 0
LCP_Inputs_ON_Diverse_2023_04_03 | 2036 | Hydro | Generation | Electricity | MI | Dispatch-Generation | FuelCost | 0 | [6 empty] | 0.53391 | 0
LCP_Inputs_ON_Diverse_2023_04_03 | 2036 | Hydro | Generation | Electricity | MI | Dispatch-Generation | VOM | 0 | [6 empty] | 0.53391 | 0
LCP_Inputs_ON_Diverse_2023_04_03 | 2036 | Hydro | Generation | Electricity | NY | Dispatch-Generation | EmissionsCost | 0 | [6 empty] | 0.53391 | 0
LCP_Inputs_ON_Diverse_2023_04_03 | 2036 | Hydro | Generation | Electricity | NY | Dispatch-Generation | FuelCost | 0 | [6 empty] | 0.53391 | 0
LCP_Inputs_ON_Diverse_2023_04_03 | 2036 | Hydro | Generation | Electricity | NY | Dispatch-Generation | VOM | 0 | [6 empty] | 0.53391 | 0
LCP_Inputs_ON_Diverse_2023_04_03 | 2036 | Hydro | Generation | Electricity | ON | Dispatch-Generation | EmissionsCost | 0 | [6 empty] | 0.53391 | 0
LCP_Inputs_ON_Diverse_2023_04_03 | 2036 | Hydro | Generation | Electricity | ON | Dispatch-Generation | FuelCost | 0 | [6 empty] | 0.53391 | 0
LCP_Inputs_ON_Diverse_2023_04_03 | 2036 | Hydro | Generation | Electricity | ON | Dispatch-Generation | VOM | 0 | [6 empty] | 0.53391 | 0
LCP_Inputs_ON_Diverse_2023_04_03 | 2036 | Hydro | Generation | Electricity | PJ | Dispatch-Generation | EmissionsCost | 0 | [6 empty] | 0.53391 | 0
LCP_Inputs_ON_Diverse_2023_04_03 | 2036 | Hydro | Generation | Electricity | PJ | Dispatch-Generation | FuelCost | 0 | [6 empty] | 0.53391 | 0
LCP_Inputs_ON_Diverse_2023_04_03 | 2036 | Hydro | Generation | Electricity | PJ | Dispatch-Generation | VOM | 0 | [6 empty] | 0.53391 | 0
LCP_Inputs_ON_Diverse_2023_04_03 | 2036 | Hydro | Generation | Electricity | QC | Dispatch-Generation | EmissionsCost | 0 | [6 empty] | 0.53391 | 0
LCP_Inputs_ON_Diverse_2023_04_03 | 2036 | Hydro | Generation | Electricity | QC | Dispatch-Generation | FuelCost | 0 | [6 empty] | 0.53391 | 0
LCP_Inputs_ON_Diverse_2023_04_03 | 2036 | Hydro | Generation | Electricity | QC | Dispatch-Generation | VOM | 0 | [6 empty] | 0.53391 | 0
LCP_Inputs_ON_Diverse_2023_04_03 | 2036 | Hydro | Generation | Electricity | WC | Dispatch-Generation | EmissionsCost | 0 | [6 empty] | 0.53391 | 0
LCP_Inputs_ON_Diverse_2023_04_03 | 2036 | Hydro | Generation | Electricity | WC | Dispatch-Generation | FuelCost | 0 | [6 empty] | 0.53391 | 0
LCP_Inputs_ON_Diverse_2023_04_03 | 2036 | Hydro | Generation | Electricity | WC | Dispatch-Generation | VOM | 0 | [6 empty] | 0.53391 | 0
LCP_Inputs_ON_Diverse_2023_04_03 | 2036 | Hydro Pumped Storage | Storage | Electricity | MI | Dispatch-Storage | EmissionsCost | 0 | [6 empty] | 0.53391 | 0
LCP_Inputs_ON_Diverse_2023_04_03 | 2036 | Hydro Pumped Storage | Storage | Electricity | MI | Dispatch-Storage | FuelCost | 0 | [6 empty] | 0.53391 | 0
LCP_Inputs_ON_Diverse_2023_04_03 | 2036 | Hydro Pumped Storage | Storage | Electricity | MI | Dispatch-Storage | VOM | 0 | [6 empty] | 0.53391 | 0
LCP_Inputs_ON_Diverse_2023_04_03 | 2036 | Hydro Pumped Storage | Storage | Electricity | NY | Dispatch-Storage | EmissionsCost | 0 | [6 empty] | 0.53391 | 0
LCP_Inputs_ON_Diverse_2023_04_03 | 2036 | Hydro Pumped Storage | Storage | Electricity | NY | Dispatch-Storage | FuelCost | 0 | [6 empty] | 0.53391 | 0
LCP_Inputs_ON_Diverse_2023_04_03 | 2036 | Hydro Pumped Storage | Storage | Electricity | NY | Dispatch-Storage | VOM | 0 | [6 empty] | 0.53391 | 0
LCP_Inputs_ON_Diverse_2023_04_03 | 2036 | Hydro Pumped Storage | Storage | Electricity | ON | Dispatch-Storage | EmissionsCost | 0 | [6 empty] | 0.53391 | 0
LCP_Inputs_ON_Diverse_2023_04_03 | 2036 | Hydro Pumped Storage | Storage | Electricity | ON | Dispatch-Storage | FuelCost | 0 | [6 empty] | 0.53391 | 0
LCP_Inputs_ON_Diverse_2023_04_03 | 2036 | Hydro Pumped Storage | Storage | Electricity | ON | Dispatch-Storage | VOM | 0 | [6 empty] | 0.53391 | 0
LCP_Inputs_ON_Diverse_2023_04_03 | 2036 | Hydro Pumped Storage | Storage | Electricity | PJ | Dispatch-Storage | EmissionsCost | 0 | [6 empty] | 0.53391 | 0
LCP_Inputs_ON_Diverse_2023_04_03 | 2036 | Hydro Pumped Storage | Storage | Electricity | PJ | Dispatch-Storage | FuelCost | 0 | [6 empty] | 0.53391 | 0
LCP_Inputs_ON_Diverse_2023_04_03 | 2036 | Hydro Pumped Storage | Storage | Electricity | PJ | Dispatch-Storage | VOM | 0 | [6 empty] | 0.53391 | 0
LCP_Inputs_ON_Diverse_2023_04_03 | 2036 | Hydro Pumped Storage | Storage | Electricity | QC | Dispatch-Storage | EmissionsCost | 0 | [6 empty] | 0.53391 | 0
LCP_Inputs_ON_Diverse_2023_04_03 | 2036 | Hydro Pumped Storage | Storage | Electricity | QC | Dispatch-Storage | FuelCost | 0 | [6 empty] | 0.53391 | 0
LCP_Inputs_ON_Diverse_2023_04_03 | 2036 | Hydro Pumped Storage | Storage | Electricity | QC | Dispatch-Storage | VOM | 0 | [6 empty] | 0.53391 | 0
LCP_Inputs_ON_Diverse_2023_04_03 | 2036 | Hydro Pumped Storage | Storage | Electricity | WC | Dispatch-Storage | EmissionsCost | 0 | [6 empty] | 0.53391 | 0
LCP_Inputs_ON_Diverse_2023_04_03 | 2036 | Hydro Pumped Storage | Storage | Electricity | WC | Dispatch-Storage | FuelCost | 0 | [6 empty] | 0.53391 | 0
LCP_Inputs_ON_Diverse_2023_04_03 | 2036 | Hydro Pumped Storage | Storage | Electricity | WC | Dispatch-Storage | VOM | 0 | [6 empty] | 0.53391 | 0
LCP_Inputs_ON_Diverse_2023_04_03 | 2036 | Nuclear | Generation | Electricity | MI | Dispatch-Generation | EmissionsCost | 0 | [6 empty] | 0.53391 | 0
LCP_Inputs_ON_Diverse_2023_04_03 | 2036 | Nuclear | Generation | Electricity | MI | Dispatch-Generation | FuelCost | 0 | [6 empty] | 0.53391 | 0
LCP_Inputs_ON_Diverse_2023_04_03 | 2036 | Nuclear | Generation | Electricity | MI | Dispatch-Generation | VOM | 2762866296.96 | [6 empty] | 0.53391 | 1475116904.2738
LCP_Inputs_ON_Diverse_2023_04_03 | 2036 | Nuclear | Generation | Electricity | NY | Dispatch-Generation | EmissionsCost | 0 | [6 empty] | 0.53391 | 0
LCP_Inputs_ON_Diverse_2023_04_03 | 2036 | Nuclear | Generation | Electricity | NY | Dispatch-Generation | FuelCost | 0 | [6 empty] | 0.53391 | 0
LCP_Inputs_ON_Diverse_2023_04_03 | 2036 | Nuclear | Generation | Electricity | NY | Dispatch-Generation | VOM | 2246155230.144 | [6 empty] | 0.53391 | 1199240641.2334
LCP_Inputs_ON_Diverse_2023_04_03 | 2036 | Nuclear | Generation | Electricity | ON | Dispatch-Generation | EmissionsCost | 0 | [6 empty] | 0.53391 | 0
LCP_Inputs_ON_Diverse_2023_04_03 | 2036 | Nuclear | Generation | Electricity | ON | Dispatch-Generation | FuelCost | 0 | [6 empty] | 0.53391 | 0
LCP_Inputs_ON_Diverse_2023_04_03 | 2036 | Nuclear | Generation | Electricity | ON | Dispatch-Generation | VOM | 6725070496.368 | [6 empty] | 0.53391 | 3590570120.0745
LCP_Inputs_ON_Diverse_2023_04_03 | 2036 | Nuclear | Generation | Electricity | PJ | Dispatch-Generation | EmissionsCost | 0 | [6 empty] | 0.53391 | 0
LCP_Inputs_ON_Diverse_2023_04_03 | 2036 | Nuclear | Generation | Electricity | PJ | Dispatch-Generation | FuelCost | 0 | [6 empty] | 0.53391 | 0
LCP_Inputs_ON_Diverse_2023_04_03 | 2036 | Nuclear | Generation | Electricity | PJ | Dispatch-Generation | VOM | 6401347648.6848 | [6 empty] | 0.53391 | 3417731845.0402
LCP_Inputs_ON_Diverse_2023_04_03 | 2036 | Nuclear | Generation | Electricity | QC | Dispatch-Generation | EmissionsCost | 0 | [6 empty] | 0.53391 | 0
LCP_Inputs_ON_Diverse_2023_04_03 | 2036 | Nuclear | Generation | Electricity | QC | Dispatch-Generation | FuelCost | 0 | [6 empty] | 0.53391 | 0
LCP_Inputs_ON_Diverse_2023_04_03 | 2036 | Nuclear | Generation | Electricity | QC | Dispatch-Generation | VOM | 0 | [6 empty] | 0.53391 | 0
LCP_Inputs_ON_Diverse_2023_04_03 | 2036 | Nuclear | Generation | Electricity | WC | Dispatch-Generation | EmissionsCost | 0 | [6 empty] | 0.53391 | 0
LCP_Inputs_ON_Diverse_2023_04_03 | 2036 | Nuclear | Generation | Electricity | WC | Dispatch-Generation | FuelCost | 0 | [6 empty] | 0.53391 | 0
LCP_Inputs_ON_Diverse_2023_04_03 | 2036 | Nuclear | Generation | Electricity | WC | Dispatch-Generation | VOM | 0 | [6 empty] | 0.53391 | 0
LCP_Inputs_ON_Diverse_2023_04_03 | 2036 | Nuclear SMR | Generation | Electricity | MI | Dispatch-Generation | EmissionsCost | 0 | [6 empty] | 0.53391 | 0
LCP_Inputs_ON_Diverse_2023_04_03 | 2036 | Nuclear SMR | Generation | Electricity | MI | Dispatch-Generation | FuelCost | 0 | [6 empty] | 0.53391 | 0
LCP_Inputs_ON_Diverse_2023_04_03 | 2036 | Nuclear SMR | Generation | Electricity | MI | Dispatch-Generation | VOM | 0 | [6 empty] | 0.53391 | 0
LCP_Inputs_ON_Diverse_2023_04_03 | 2036 | Nuclear SMR | Generation | Electricity | NY | Dispatch-Generation | EmissionsCost | 0 | [6 empty] | 0.53391 | 0
LCP_Inputs_ON_Diverse_2023_04_03 | 2036 | Nuclear SMR | Generation | Electricity | NY | Dispatch-Generation | FuelCost | 0 | [6 empty] | 0.53391 | 0
LCP_Inputs_ON_Diverse_2023_04_03 | 2036 | Nuclear SMR | Generation | Electricity | NY | Dispatch-Generation | VOM | 0 | [6 empty] | 0.53391 | 0
LCP_Inputs_ON_Diverse_2023_04_03 | 2036 | Nuclear SMR | Generation | Electricity | ON | Dispatch-Generation | EmissionsCost | 0 | [6 empty] | 0.53391 | 0
LCP_Inputs_ON_Diverse_2023_04_03 | 2036 | Nuclear SMR | Generation | Electricity | ON | Dispatch-Generation | FuelCost | 0 | [6 empty] | 0.53391 | 0
LCP_Inputs_ON_Diverse_2023_04_03 | 2036 | Nuclear SMR | Generation | Electricity | ON | Dispatch-Generation | VOM | 17810812.8 | [6 empty] | 0.53391 | 9509338.5695
LCP_Inputs_ON_Diverse_2023_04_03 | 2036 | Nuclear SMR | Generation | Electricity | PJ | Dispatch-Generation | EmissionsCost | 0 | [6 empty] | 0.53391 | 0
LCP_Inputs_ON_Diverse_2023_04_03 | 2036 | Nuclear SMR | Generation | Electricity | PJ | Dispatch-Generation | FuelCost | 0 | [6 empty] | 0.53391 | 0
LCP_Inputs_ON_Diverse_2023_04_03 | 2036 | Nuclear SMR | Generation | Electricity | PJ | Dispatch-Generation | VOM | 0 | [6 empty] | 0.53391 | 0
LCP_Inputs_ON_Diverse_2023_04_03 | 2036 | Nuclear SMR | Generation | Electricity | QC | Dispatch-Generation | EmissionsCost | 0 | [6 empty] | 0.53391 | 0
LCP_Inputs_ON_Diverse_2023_04_03 | 2036 | Nuclear SMR | Generation | Electricity | QC | Dispatch-Generation | FuelCost | 0 | [6 empty] | 0.53391 | 0
LCP_Inputs_ON_Diverse_2023_04_03 | 2036 | Nuclear SMR | Generation | Electricity | QC | Dispatch-Generation | VOM | 0 | [6 empty] | 0.53391 | 0
LCP_Inputs_ON_Diverse_2023_04_03 | 2036 | Nuclear SMR | Generation | Electricity | WC | Dispatch-Generation | EmissionsCost | 0 | [6 empty] | 0.53391 | 0
LCP_Inputs_ON_Diverse_2023_04_03 | 2036 | Nuclear SMR | Generation | Electricity | WC | Dispatch-Generation | FuelCost | 0 | [6 empty] | 0.53391 | 0
LCP_Inputs_ON_Diverse_2023_04_03 | 2036 | Nuclear SMR | Generation | Electricity | WC | Dispatch-Generation | VOM | 0 | [6 empty] | 0.53391 | 0
LCP_Inputs_ON_Diverse_2023_04_03 | 2036 | O/CCGT - CH4 Existing | Crossload | Electricity | MI | Dispatch-Crossload | EmissionsCost | 0 | [6 empty] | 0.53391 | 0
LCP_Inputs_ON_Diverse_2023_04_03 | 2036 | O/CCGT - CH4 Existing | Crossload | Electricity | MI | Dispatch-Crossload | FuelCost | 0 | [6 empty] | 0.53391 | 0
LCP_Inputs_ON_Diverse_2023_04_03 | 2036 | O/CCGT - CH4 Existing | Crossload | Electricity | MI | Dispatch-Crossload | VOM | 0 | [6 empty] | 0.53391 | 0
LCP_Inputs_ON_Diverse_2023_04_03 | 2036 | O/CCGT - CH4 Existing | Crossload | Electricity | NY | Dispatch-Crossload | EmissionsCost | 0 | [6 empty] | 0.53391 | 0
LCP_Inputs_ON_Diverse_2023_04_03 | 2036 | O/CCGT - CH4 Existing | Crossload | Electricity | NY | Dispatch-Crossload | FuelCost | 0 | [6 empty] | 0.53391 | 0
LCP_Inputs_ON_Diverse_2023_04_03 | 2036 | O/CCGT - CH4 Existing | Crossload | Electricity | NY | Dispatch-Crossload | VOM | 0 | [6 empty] | 0.53391 | 0
LCP_Inputs_ON_Diverse_2023_04_03 | 2036 | O/CCGT - CH4 Existing | Crossload | Electricity | ON | Dispatch-Crossload | EmissionsCost | 3895150.9851 | [6 empty] | 0.53391 | 2079652.9565
LCP_Inputs_ON_Diverse_2023_04_03 | 2036 | O/CCGT - CH4 Existing | Crossload | Electricity | ON | Dispatch-Crossload | FuelCost | 0 | [6 empty] | 0.53391 | 0
LCP_Inputs_ON_Diverse_2023_04_03 | 2036 | O/CCGT - CH4 Existing | Crossload | Electricity | ON | Dispatch-Crossload | VOM | 239711.1233 | [6 empty] | 0.53391 | 127983.7285
LCP_Inputs_ON_Diverse_2023_04_03 | 2036 | O/CCGT - CH4 Existing | Crossload | Electricity | PJ | Dispatch-Crossload | EmissionsCost | 0 | [6 empty] | 0.53391 | 0
LCP_Inputs_ON_Diverse_2023_04_03 | 2036 | O/CCGT - CH4 Existing | Crossload | Electricity | PJ | Dispatch-Crossload | FuelCost | 0 | [6 empty] | 0.53391 | 0
LCP_Inputs_ON_Diverse_2023_04_03 | 2036 | O/CCGT - CH4 Existing | Crossload | Electricity | PJ | Dispatch-Crossload | VOM | 0 | [6 empty] | 0.53391 | 0
LCP_Inputs_ON_Diverse_2023_04_03 | 2036 | O/CCGT - CH4 Existing | Crossload | Electricity | QC | Dispatch-Crossload | EmissionsCost | 0 | [6 empty] | 0.53391 | 0
LCP_Inputs_ON_Diverse_2023_04_03 | 2036 | O/CCGT - CH4 Existing | Crossload | Electricity | QC | Dispatch-Crossload | FuelCost | 0 | [6 empty] | 0.53391 | 0
LCP_Inputs_ON_Diverse_2023_04_03 | 2036 | O/CCGT - CH4 Existing | Crossload | Electricity | QC | Dispatch-Crossload | VOM | 0 | [6 empty] | 0.53391 | 0
LCP_Inputs_ON_Diverse_2023_04_03 | 2036 | O/CCGT - CH4 Existing | Crossload | Electricity | WC | Dispatch-Crossload | EmissionsCost | 0 | [6 empty] | 0.53391 | 0
LCP_Inputs_ON_Diverse_2023_04_03 | 2036 | O/CCGT - CH4 Existing | Crossload | Electricity | WC | Dispatch-Crossload | FuelCost | 0 | [6 empty] | 0.53391 | 0
LCP_Inputs_ON_Diverse_2023_04_03 | 2036 | O/CCGT - CH4 Existing | Crossload | Electricity | WC | Dispatch-Crossload | VOM | 0 | [6 empty] | 0.53391 | 0
LCP_Inputs_ON_Diverse_2023_04_03 | 2036 | O/CCGT - CH4 New | Crossload | Electricity | MI | Dispatch-Crossload | EmissionsCost | 0 | [6 empty] | 0.53391 | 0
LCP_Inputs_ON_Diverse_2023_04_03 | 2036 | O/CCGT - CH4 New | Crossload | Electricity | MI | Dispatch-Crossload | FuelCost | 0 | [6 empty] | 0.53391 | 0
LCP_Inputs_ON_Diverse_2023_04_03 | 2036 | O/CCGT - CH4 New | Crossload | Electricity | MI | Dispatch-Crossload | VOM | 0 | [6 empty] | 0.53391 | 0
LCP_Inputs_ON_Diverse_2023_04_03 | 2036 | O/CCGT - CH4 New | Crossload | Electricity | NY | Dispatch-Crossload | EmissionsCost | 0 | [6 empty] | 0.53391 | 0
LCP_Inputs_ON_Diverse_2023_04_03 | 2036 | O/CCGT - CH4 New | Crossload | Electricity | NY | Dispatch-Crossload | FuelCost | 0 | [6 empty] | 0.53391 | 0
LCP_Inputs_ON_Diverse_2023_04_03 | 2036 | O/CCGT - CH4 New | Crossload | Electricity | NY | Dispatch-Crossload | VOM | 0 | [6 empty] | 0.53391 | 0
LCP_Inputs_ON_Diverse_2023_04_03 | 2036 | O/CCGT - CH4 New | Crossload | Electricity | ON | Dispatch-Crossload | EmissionsCost | 200299.7413 | [6 empty] | 0.53391 | 106941.6695
LCP_Inputs_ON_Diverse_2023_04_03 | 2036 | O/CCGT - CH4 New | Crossload | Electricity | ON | Dispatch-Crossload | FuelCost | 0 | [6 empty] | 0.53391 | 0
LCP_Inputs_ON_Diverse_2023_04_03 | 2036 | O/CCGT - CH4 New | Crossload | Electricity | ON | Dispatch-Crossload | VOM | 12326.6277 | [6 empty] | 0.53391 | 6581.2873
LCP_Inputs_ON_Diverse_2023_04_03 | 2036 | O/CCGT - CH4 New | Crossload | Electricity | PJ | Dispatch-Crossload | EmissionsCost | 0 | [6 empty] | 0.53391 | 0
LCP_Inputs_ON_Diverse_2023_04_03 | 2036 | O/CCGT - CH4 New | Crossload | Electricity | PJ | Dispatch-Crossload | FuelCost | 0 | [6 empty] | 0.53391 | 0
LCP_Inputs_ON_Diverse_2023_04_03 | 2036 | O/CCGT - CH4 New | Crossload | Electricity | PJ | Dispatch-Crossload | VOM | 0 | [6 empty] | 0.53391 | 0
LCP_Inputs_ON_Diverse_2023_04_03 | 2036 | O/CCGT - CH4 New | Crossload | Electricity | QC | Dispatch-Crossload | EmissionsCost | 0 | [6 empty] | 0.53391 | 0
LCP_Inputs_ON_Diverse_2023_04_03 | 2036 | O/CCGT - CH4 New | Crossload | Electricity | QC | Dispatch-Crossload | FuelCost | 0 | [6 empty] | 0.53391 | 0
LCP_Inputs_ON_Diverse_2023_04_03 | 2036 | O/CCGT - CH4 New | Crossload | Electricity | QC | Dispatch-Crossload | VOM | 0 | [6 empty] | 0.53391 | 0
LCP_Inputs_ON_Diverse_2023_04_03 | 2036 | O/CCGT - CH4 New | Crossload | Electricity | WC | Dispatch-Crossload | EmissionsCost | 0 | [6 empty] | 0.53391 | 0
LCP_Inputs_ON_Diverse_2023_04_03 | 2036 | O/CCGT - CH4 New | Crossload | Electricity | WC | Dispatch-Crossload | FuelCost | 0 | [6 empty] | 0.53391 | 0
LCP_Inputs_ON_Diverse_2023_04_03 | 2036 | O/CCGT - CH4 New | Crossload | Electricity | WC | Dispatch-Crossload | VOM | 0 | [6 empty] | 0.53391 | 0
LCP_Inputs_ON_Diverse_2023_04_03 | 2036 | O/CCGT - H2 New | Crossload | Electricity | MI | Dispatch-Crossload | EmissionsCost | 0 | [6 empty] | 0.53391 | 0
LCP_Inputs_ON_Diverse_2023_04_03 | 2036 | O/CCGT - H2 New | Crossload | Electricity | MI | Dispatch-Crossload | FuelCost | 0 | [6 empty] | 0.53391 | 0
LCP_Inputs_ON_Diverse_2023_04_03 | 2036 | O/CCGT - H2 New | Crossload | Electricity | MI | Dispatch-Crossload | VOM | 0 | [6 empty] | 0.53391 | 0
LCP_Inputs_ON_Diverse_2023_04_03 | 2036 | O/CCGT - H2 New | Crossload | Electricity | NY | Dispatch-Crossload | EmissionsCost | 0 | [6 empty] | 0.53391 | 0
LCP_Inputs_ON_Diverse_2023_04_03 | 2036 | O/CCGT - H2 New | Crossload | Electricity | NY | Dispatch-Crossload | FuelCost | 0 | [6 empty] | 0.53391 | 0
LCP_Inputs_ON_Diverse_2023_04_03 | 2036 | O/CCGT - H2 New | Crossload | Electricity | NY | Dispatch-Crossload | VOM | 0 | [6 empty] | 0.53391 | 0
LCP_Inputs_ON_Diverse_2023_04_03 | 2036 | O/CCGT - H2 New | Crossload | Electricity | ON | Dispatch-Crossload | EmissionsCost | 0 | [6 empty] | 0.53391 | 0
LCP_Inputs_ON_Diverse_2023_04_03 | 2036 | O/CCGT - H2 New | Crossload | Electricity | ON | Dispatch-Crossload | FuelCost | 0 | [6 empty] | 0.53391 | 0
LCP_Inputs_ON_Diverse_2023_04_03 | 2036 | O/CCGT - H2 New | Crossload | Electricity | ON | Dispatch-Crossload | VOM | 3551260.9593 | [6 empty] | 0.53391 | 1896047.2601
LCP_Inputs_ON_Diverse_2023_04_03 | 2036 | O/CCGT - H2 New | Crossload | Electricity | PJ | Dispatch-Crossload | EmissionsCost | 0 | [6 empty] | 0.53391 | 0
LCP_Inputs_ON_Diverse_2023_04_03 | 2036 | O/CCGT - H2 New | Crossload | Electricity | PJ | Dispatch-Crossload | FuelCost | 0 | [6 empty] | 0.53391 | 0
LCP_Inputs_ON_Diverse_2023_04_03 | 2036 | O/CCGT - H2 New | Crossload | Electricity | PJ | Dispatch-Crossload | VOM | 0 | [6 empty] | 0.53391 | 0
LCP_Inputs_ON_Diverse_2023_04_03 | 2036 | O/CCGT - H2 New | Crossload | Electricity | QC | Dispatch-Crossload | EmissionsCost | 0 | [6 empty] | 0.53391 | 0
LCP_Inputs_ON_Diverse_2023_04_03 | 2036 | O/CCGT - H2 New | Crossload | Electricity | QC | Dispatch-Crossload | FuelCost | 0 | [6 empty] | 0.53391 | 0
LCP_Inputs_ON_Diverse_2023_04_03 | 2036 | O/CCGT - H2 New | Crossload | Electricity | QC | Dispatch-Crossload | VOM | 0 | [6 empty] | 0.53391 | 0
LCP_Inputs_ON_Diverse_2023_04_03 | 2036 | O/CCGT - H2 New | Crossload | Electricity | WC | Dispatch-Crossload | EmissionsCost | 0 | [6 empty] | 0.53391 | 0
LCP_Inputs_ON_Diverse_2023_04_03 | 2036 | O/CCGT - H2 New | Crossload | Electricity | WC | Dispatch-Crossload | FuelCost | 0 | [6 empty] | 0.53391 | 0
LCP_Inputs_ON_Diverse_2023_04_03 | 2036 | O/CCGT - H2 New | Crossload | Electricity | WC | Dispatch-Crossload | VOM | 0 | [6 empty] | 0.53391 | 0
LCP_Inputs_ON_Diverse_2023_04_03 | 2036 | SMR CCS | Crossload | Hydrogen | MI | Dispatch-Crossload | EmissionsCost | 0 | [6 empty] | 0.53391 | 0
LCP_Inputs_ON_Diverse_2023_04_03 | 2036 | SMR CCS | Crossload | Hydrogen | MI | Dispatch-Crossload | FuelCost | 0 | [6 empty] | 0.53391 | 0
LCP_Inputs_ON_Diverse_2023_04_03 | 2036 | SMR CCS | Crossload | Hydrogen | MI | Dispatch-Crossload | VOM | 0 | [6 empty] | 0.53391 | 0
LCP_Inputs_ON_Diverse_2023_04_03 | 2036 | SMR CCS | Crossload | Hydrogen | NY | Dispatch-Crossload | EmissionsCost | 0 | [6 empty] | 0.53391 | 0
LCP_Inputs_ON_Diverse_2023_04_03 | 2036 | SMR CCS | Crossload | Hydrogen | NY | Dispatch-Crossload | FuelCost | 0 | [6 empty] | 0.53391 | 0
LCP_Inputs_ON_Diverse_2023_04_03 | 2036 | SMR CCS | Crossload | Hydrogen | NY | Dispatch-Crossload | VOM | 0 | [6 empty] | 0.53391 | 0
LCP_Inputs_ON_Diverse_2023_04_03 | 2036 | SMR CCS | Crossload | Hydrogen | ON | Dispatch-Crossload | EmissionsCost | 118038153.8452 | [6 empty] | 0.53391 | 63021535.3808
LCP_Inputs_ON_Diverse_2023_04_03 | 2036 | SMR CCS | Crossload | Hydrogen | ON | Dispatch-Crossload | FuelCost | 0 | [6 empty] | 0.53391 | 0
LCP_Inputs_ON_Diverse_2023_04_03 | 2036 | SMR CCS | Crossload | Hydrogen | ON | Dispatch-Crossload | VOM | 238188620.3708 | [6 empty] | 0.53391 | 127170851.7713
LCP_Inputs_ON_Diverse_2023_04_03 | 2036 | SMR CCS | Crossload | Hydrogen | PJ | Dispatch-Crossload | EmissionsCost | 0 | [6 empty] | 0.53391 | 0
LCP_Inputs_ON_Diverse_2023_04_03 | 2036 | SMR CCS | Crossload | Hydrogen | PJ | Dispatch-Crossload | FuelCost | 0 | [6 empty] | 0.53391 | 0
LCP_Inputs_ON_Diverse_2023_04_03 | 2036 | SMR CCS | Crossload | Hydrogen | PJ | Dispatch-Crossload | VOM | 0 | [6 empty] | 0.53391 | 0
LCP_Inputs_ON_Diverse_2023_04_03 | 2036 | SMR CCS | Crossload | Hydrogen | QC | Dispatch-Crossload | EmissionsCost | 0 | [6 empty] | 0.53391 | 0
LCP_Inputs_ON_Diverse_2023_04_03 | 2036 | SMR CCS | Crossload | Hydrogen | QC | Dispatch-Crossload | FuelCost | 0 | [6 empty] | 0.53391 | 0
LCP_Inputs_ON_Diverse_2023_04_03 | 2036 | SMR CCS | Crossload | Hydrogen | QC | Dispatch-Crossload | VOM | 0 | [6 empty] | 0.53391 | 0
LCP_Inputs_ON_Diverse_2023_04_03 | 2036 | SMR CCS | Crossload | Hydrogen | WC | Dispatch-Crossload | EmissionsCost | 0 | [6 empty] | 0.53391 | 0
LCP_Inputs_ON_Diverse_2023_04_03 | 2036 | SMR CCS | Crossload | Hydrogen | WC | Dispatch-Crossload | FuelCost | 0 | [6 empty] | 0.53391 | 0
LCP_Inputs_ON_Diverse_2023_04_03 | 2036 | SMR CCS | Crossload | Hydrogen | WC | Dispatch-Crossload | VOM | 0 | [6 empty] | 0.53391 | 0
LCP_Inputs_ON_Diverse_2023_04_03 | 2036 | Solar PV | Generation | Electricity | MI | Dispatch-Generation | EmissionsCost | 0 | [6 empty] | 0.53391 | 0
LCP_Inputs_ON_Diverse_2023_04_03 | 2036 | Solar PV | Generation | Electricity | MI | Dispatch-Generation | FuelCost | 0 | [6 empty] | 0.53391 | 0
LCP_Inputs_ON_Diverse_2023_04_03 | 2036 | Solar PV | Generation | Electricity | MI | Dispatch-Generation | VOM | 0 | [6 empty] | 0.53391 | 0
LCP_Inputs_ON_Diverse_2023_04_03 | 2036 | Solar PV | Generation | Electricity | NY | Dispatch-Generation | EmissionsCost | 0 | [6 empty] | 0.53391 | 0
LCP_Inputs_ON_Diverse_2023_04_03 | 2036 | Solar PV | Generation | Electricity | NY | Dispatch-Generation | FuelCost | 0 | [6 empty] | 0.53391 | 0
LCP_Inputs_ON_Diverse_2023_04_03 | 2036 | Solar PV | Generation | Electricity | NY | Dispatch-Generation | VOM | 0 | [6 empty] | 0.53391 | 0
LCP_Inputs_ON_Diverse_2023_04_03 | 2036 | Solar PV | Generation | Electricity | ON | Dispatch-Generation | EmissionsCost | 0 | [6 empty] | 0.53391 | 0
LCP_Inputs_ON_Diverse_2023_04_03 | 2036 | Solar PV | Generation | Electricity | ON | Dispatch-Generation | FuelCost | 0 | [6 empty] | 0.53391 | 0
LCP_Inputs_ON_Diverse_2023_04_03 | 2036 | Solar PV | Generation | Electricity | ON | Dispatch-Generation | VOM | 0 | [6 empty] | 0.53391 | 0
LCP_Inputs_ON_Diverse_2023_04_03 | 2036 | Solar PV | Generation | Electricity | PJ | Dispatch-Generation | EmissionsCost | 0 | [6 empty] | 0.53391 | 0
LCP_Inputs_ON_Diverse_2023_04_03 | 2036 | Solar PV | Generation | Electricity | PJ | Dispatch-Generation | FuelCost | 0 | [6 empty] | 0.53391 | 0
LCP_Inputs_ON_Diverse_2023_04_03 | 2036 | Solar PV | Generation | Electricity | PJ | Dispatch-Generation | VOM | 0 | [6 empty] | 0.53391 | 0
LCP_Inputs_ON_Diverse_2023_04_03 | 2036 | Solar PV | Generation | Electricity | QC | Dispatch-Generation | EmissionsCost | 0 | [6 empty] | 0.53391 | 0
LCP_Inputs_ON_Diverse_2023_04_03 | 2036 | Solar PV | Generation | Electricity | QC | Dispatch-Generation | FuelCost | 0 | [6 empty] | 0.53391 | 0
LCP_Inputs_ON_Diverse_2023_04_03 | 2036 | Solar PV | Generation | Electricity | QC | Dispatch-Generation | VOM | 0 | [6 empty] | 0.53391 | 0
LCP_Inputs_ON_Diverse_2023_04_03 | 2036 | Solar PV | Generation | Electricity | WC | Dispatch-Generation | EmissionsCost | 0 | [6 empty] | 0.53391 | 0
LCP_Inputs_ON_Diverse_2023_04_03 | 2036 | Solar PV | Generation | Electricity | WC | Dispatch-Generation | FuelCost | 0 | [6 empty] | 0.53391 | 0
LCP_Inputs_ON_Diverse_2023_04_03 | 2036 | Solar PV | Generation | Electricity | WC | Dispatch-Generation | VOM | 0 | [6 empty] | 0.53391 | 0
LCP_Inputs_ON_Diverse_2023_04_03 | 2036 | Wind Offshore | Generation | Electricity | MI | Dispatch-Generation | EmissionsCost | 0 | [6 empty] | 0.53391 | 0
LCP_Inputs_ON_Diverse_2023_04_03 | 2036 | Wind Offshore | Generation | Electricity | MI | Dispatch-Generation | FuelCost | 0 | [6 empty] | 0.53391 | 0
LCP_Inputs_ON_Diverse_2023_04_03 | 2036 | Wind Offshore | Generation | Electricity | MI | Dispatch-Generation | VOM | 0 | [6 empty] | 0.53391 | 0
LCP_Inputs_ON_Diverse_2023_04_03 | 2036 | Wind Offshore | Generation | Electricity | NY | Dispatch-Generation | EmissionsCost | 0 | [6 empty] | 0.53391 | 0
LCP_Inputs_ON_Diverse_2023_04_03 | 2036 | Wind Offshore | Generation | Electricity | NY | Dispatch-Generation | FuelCost | 0 | [6 empty] | 0.53391 | 0
LCP_Inputs_ON_Diverse_2023_04_03 | 2036 | Wind Offshore | Generation | Electricity | NY | Dispatch-Generation | VOM | 0 | [6 empty] | 0.53391 | 0
LCP_Inputs_ON_Diverse_2023_04_03 | 2036 | Wind Offshore | Generation | Electricity | ON | Dispatch-Generation | EmissionsCost | 0 | [6 empty] | 0.53391 | 0
LCP_Inputs_ON_Diverse_2023_04_03 | 2036 | Wind Offshore | Generation | Electricity | ON | Dispatch-Generation | FuelCost | 0 | [6 empty] | 0.53391 | 0
LCP_Inputs_ON_Diverse_2023_04_03 | 2036 | Wind Offshore | Generation | Electricity | ON | Dispatch-Generation | VOM | 0 | [6 empty] | 0.53391 | 0
LCP_Inputs_ON_Diverse_2023_04_03 | 2036 | Wind Offshore | Generation | Electricity | PJ | Dispatch-Generation | EmissionsCost | 0 | [6 empty] | 0.53391 | 0
LCP_Inputs_ON_Diverse_2023_04_03 | 2036 | Wind Offshore | Generation | Electricity | PJ | Dispatch-Generation | FuelCost | 0 | [6 empty] | 0.53391 | 0
LCP_Inputs_ON_Diverse_2023_04_03 | 2036 | Wind Offshore | Generation | Electricity | PJ | Dispatch-Generation | VOM | 0 | [6 empty] | 0.53391 | 0
LCP_Inputs_ON_Diverse_2023_04_03 | 2036 | Wind Offshore | Generation | Electricity | QC | Dispatch-Generation | EmissionsCost | 0 | [6 empty] | 0.53391 | 0
LCP_Inputs_ON_Diverse_2023_04_03 | 2036 | Wind Offshore | Generation | Electricity | QC | Dispatch-Generation | FuelCost | 0 | [6 empty] | 0.53391 | 0
LCP_Inputs_ON_Diverse_2023_04_03 | 2036 | Wind Offshore | Generation | Electricity | QC | Dispatch-Generation | VOM | 0 | [6 empty] | 0.53391 | 0
LCP_Inputs_ON_Diverse_2023_04_03 | 2036 | Wind Offshore | Generation | Electricity | WC | Dispatch-Generation | EmissionsCost | 0 | [6 empty] | 0.53391 | 0
LCP_Inputs_ON_Diverse_2023_04_03 | 2036 | Wind Offshore | Generation | Electricity | WC | Dispatch-Generation | FuelCost | 0 | [6 empty] | 0.53391 | 0
LCP_Inputs_ON_Diverse_2023_04_03 | 2036 | Wind Offshore | Generation | Electricity | WC | Dispatch-Generation | VOM | 0 | [6 empty] | 0.53391 | 0
LCP_Inputs_ON_Diverse_2023_04_03 | 2036 | Wind Onshore | Generation | Electricity | MI | Dispatch-Generation | EmissionsCost | 0 | [6 empty] | 0.53391 | 0
LCP_Inputs_ON_Diverse_2023_04_03 | 2036 | Wind Onshore | Generation | Electricity | MI | Dispatch-Generation | FuelCost | 0 | [6 empty] | 0.53391 | 0
LCP_Inputs_ON_Diverse_2023_04_03 | 2036 | Wind Onshore | Generation | Electricity | MI | Dispatch-Generation | VOM | 0 | [6 empty] | 0.53391 | 0
LCP_Inputs_ON_Diverse_2023_04_03 | 2036 | Wind Onshore | Generation | Electricity | NY | Dispatch-Generation | EmissionsCost | 0 | [6 empty] | 0.53391 | 0
LCP_Inputs_ON_Diverse_2023_04_03 | 2036 | Wind Onshore | Generation | Electricity | NY | Dispatch-Generation | FuelCost | 0 | [6 empty] | 0.53391 | 0
LCP_Inputs_ON_Diverse_2023_04_03 | 2036 | Wind Onshore | Generation | Electricity | NY | Dispatch-Generation | VOM | 0 | [6 empty] | 0.53391 | 0
LCP_Inputs_ON_Diverse_2023_04_03 | 2036 | Wind Onshore | Generation | Electricity | ON | Dispatch-Generation | EmissionsCost | 0 | [6 empty] | 0.53391 | 0
LCP_Inputs_ON_Diverse_2023_04_03 | 2036 | Wind Onshore | Generation | Electricity | ON | Dispatch-Generation | FuelCost | 0 | [6 empty] | 0.53391 | 0
LCP_Inputs_ON_Diverse_2023_04_03 | 2036 | Wind Onshore | Generation | Electricity | ON | Dispatch-Generation | VOM | 0 | [6 empty] | 0.53391 | 0
LCP_Inputs_ON_Diverse_2023_04_03 | 2036 | Wind Onshore | Generation | Electricity | PJ | Dispatch-Generation | EmissionsCost | 0 | [6 empty] | 0.53391 | 0
LCP_Inputs_ON_Diverse_2023_04_03 | 2036 | Wind Onshore | Generation | Electricity | PJ | Dispatch-Generation | FuelCost | 0 | [6 empty] | 0.53391 | 0
LCP_Inputs_ON_Diverse_2023_04_03 | 2036 | Wind Onshore | Generation | Electricity | PJ | Dispatch-Generation | VOM | 0 | [6 empty] | 0.53391 | 0
LCP_Inputs_ON_Diverse_2023_04_03 | 2036 | Wind Onshore | Generation | Electricity | QC | Dispatch-Generation | EmissionsCost | 0 | [6 empty] | 0.53391 | 0
LCP_Inputs_ON_Diverse_2023_04_03 | 2036 | Wind Onshore | Generation | Electricity | QC | Dispatch-Generation | FuelCost | 0 | [6 empty] | 0.53391 | 0
LCP_Inputs_ON_Diverse_2023_04_03 | 2036 | Wind Onshore | Generation | Electricity | QC | Dispatch-Generation | VOM | 0 | [6 empty] | 0.53391 | 0
LCP_Inputs_ON_Diverse_2023_04_03 | 2036 | Wind Onshore | Generation | Electricity | WC | Dispatch-Generation | EmissionsCost | 0 | [6 empty] | 0.53391 | 0
LCP_Inputs_ON_Diverse_2023_04_03 | 2036 | Wind Onshore | Generation | Electricity | WC | Dispatch-Generation | FuelCost | 0 | [6 empty] | 0.53391 | 0
LCP_Inputs_ON_Diverse_2023_04_03 | 2036 | Wind Onshore | Generation | Electricity | WC | Dispatch-Generation | VOM | 0 | [6 empty] | 0.53391 | 0
LCP_Inputs_ON_Diverse_2023_04_03 | 2037 | Anaerobic Digestion | Generation | Methane | MI | Dispatch-Generation | EmissionsCost | 0 | [6 empty] | 0.51337 | 0
LCP_Inputs_ON_Diverse_2023_04_03 | 2037 | Anaerobic Digestion | Generation | Methane | MI | Dispatch-Generation | FuelCost | 0 | [6 empty] | 0.51337 | 0
LCP_Inputs_ON_Diverse_2023_04_03 | 2037 | Anaerobic Digestion | Generation | Methane | MI | Dispatch-Generation | VOM | 0 | [6 empty] | 0.51337 | 0
LCP_Inputs_ON_Diverse_2023_04_03 | 2037 | Anaerobic Digestion | Generation | Methane | NY | Dispatch-Generation | EmissionsCost | 0 | [6 empty] | 0.51337 | 0
LCP_Inputs_ON_Diverse_2023_04_03 | 2037 | Anaerobic Digestion | Generation | Methane | NY | Dispatch-Generation | FuelCost | 0 | [6 empty] | 0.51337 | 0
LCP_Inputs_ON_Diverse_2023_04_03 | 2037 | Anaerobic Digestion | Generation | Methane | NY | Dispatch-Generation | VOM | 0 | [6 empty] | 0.51337 | 0
LCP_Inputs_ON_Diverse_2023_04_03 | 2037 | Anaerobic Digestion | Generation | Methane | ON | Dispatch-Generation | EmissionsCost | 1840449.9197 | [6 empty] | 0.51337 | 944837.7491
LCP_Inputs_ON_Diverse_2023_04_03 | 2037 | Anaerobic Digestion | Generation | Methane | ON | Dispatch-Generation | FuelCost | 0 | [6 empty] | 0.51337 | 0
LCP_Inputs_ON_Diverse_2023_04_03 | 2037 | Anaerobic Digestion | Generation | Methane | ON | Dispatch-Generation | VOM | 862230000 | [6 empty] | 0.51337 | 442645813.7708
LCP_Inputs_ON_Diverse_2023_04_03 | 2037 | Anaerobic Digestion | Generation | Methane | PJ | Dispatch-Generation | EmissionsCost | 0 | [6 empty] | 0.51337 | 0
LCP_Inputs_ON_Diverse_2023_04_03 | 2037 | Anaerobic Digestion | Generation | Methane | PJ | Dispatch-Generation | FuelCost | 0 | [6 empty] | 0.51337 | 0
LCP_Inputs_ON_Diverse_2023_04_03 | 2037 | Anaerobic Digestion | Generation | Methane | PJ | Dispatch-Generation | VOM | 0 | [6 empty] | 0.51337 | 0
LCP_Inputs_ON_Diverse_2023_04_03 | 2037 | Anaerobic Digestion | Generation | Methane | QC | Dispatch-Generation | EmissionsCost | 0 | [6 empty] | 0.51337 | 0
LCP_Inputs_ON_Diverse_2023_04_03 | 2037 | Anaerobic Digestion | Generation | Methane | QC | Dispatch-Generation | FuelCost | 0 | [6 empty] | 0.51337 | 0
LCP_Inputs_ON_Diverse_2023_04_03 | 2037 | Anaerobic Digestion | Generation | Methane | QC | Dispatch-Generation | VOM | 0 | [6 empty] | 0.51337 | 0
LCP_Inputs_ON_Diverse_2023_04_03 | 2037 | Anaerobic Digestion | Generation | Methane | WC | Dispatch-Generation | EmissionsCost | 0 | [6 empty] | 0.51337 | 0
LCP_Inputs_ON_Diverse_2023_04_03 | 2037 | Anaerobic Digestion | Generation | Methane | WC | Dispatch-Generation | FuelCost | 0 | [6 empty] | 0.51337 | 0
LCP_Inputs_ON_Diverse_2023_04_03 | 2037 | Anaerobic Digestion | Generation | Methane | WC | Dispatch-Generation | VOM | 0 | [6 empty] | 0.51337 | 0
LCP_Inputs_ON_Diverse_2023_04_03 | 2037 | Battery Storage | Storage | Electricity | MI | Dispatch-Storage | EmissionsCost | 0 | [6 empty] | 0.51337 | 0
LCP_Inputs_ON_Diverse_2023_04_03 | 2037 | Battery Storage | Storage | Electricity | MI | Dispatch-Storage | FuelCost | 0 | [6 empty] | 0.51337 | 0
LCP_Inputs_ON_Diverse_2023_04_03 | 2037 | Battery Storage | Storage | Electricity | MI | Dispatch-Storage | VOM | 0 | [6 empty] | 0.51337 | 0
LCP_Inputs_ON_Diverse_2023_04_03 | 2037 | Battery Storage | Storage | Electricity | NY | Dispatch-Storage | EmissionsCost | 0 | [6 empty] | 0.51337 | 0
LCP_Inputs_ON_Diverse_2023_04_03 | 2037 | Battery Storage | Storage | Electricity | NY | Dispatch-Storage | FuelCost | 0 | [6 empty] | 0.51337 | 0
LCP_Inputs_ON_Diverse_2023_04_03 | 2037 | Battery Storage | Storage | Electricity | NY | Dispatch-Storage | VOM | 0 | [6 empty] | 0.51337 | 0
LCP_Inputs_ON_Diverse_2023_04_03 | 2037 | Battery Storage | Storage | Electricity | ON | Dispatch-Storage | EmissionsCost | 0 | [6 empty] | 0.51337 | 0
LCP_Inputs_ON_Diverse_2023_04_03 | 2037 | Battery Storage | Storage | Electricity | ON | Dispatch-Storage | FuelCost | 0 | [6 empty] | 0.51337 | 0
LCP_Inputs_ON_Diverse_2023_04_03 | 2037 | Battery Storage | Storage | Electricity | ON | Dispatch-Storage | VOM | 0 | [6 empty] | 0.51337 | 0
LCP_Inputs_ON_Diverse_2023_04_03 | 2037 | Battery Storage | Storage | Electricity | PJ | Dispatch-Storage | EmissionsCost | 0 | [6 empty] | 0.51337 | 0
LCP_Inputs_ON_Diverse_2023_04_03 | 2037 | Battery Storage | Storage | Electricity | PJ | Dispatch-Storage | FuelCost | 0 | [6 empty] | 0.51337 | 0
LCP_Inputs_ON_Diverse_2023_04_03 | 2037 | Battery Storage | Storage | Electricity | PJ | Dispatch-Storage | VOM | 0 | [6 empty] | 0.51337 | 0
LCP_Inputs_ON_Diverse_2023_04_03 | 2037 | Battery Storage | Storage | Electricity | QC | Dispatch-Storage | EmissionsCost | 0 | [6 empty] | 0.51337 | 0
LCP_Inputs_ON_Diverse_2023_04_03 | 2037 | Battery Storage | Storage | Electricity | QC | Dispatch-Storage | FuelCost | 0 | [6 empty] | 0.51337 | 0
LCP_Inputs_ON_Diverse_2023_04_03 | 2037 | Battery Storage | Storage | Electricity | QC | Dispatch-Storage | VOM | 0 | [6 empty] | 0.51337 | 0
LCP_Inputs_ON_Diverse_2023_04_03 | 2037 | Battery Storage | Storage | Electricity | WC | Dispatch-Storage | EmissionsCost | 0 | [6 empty] | 0.51337 | 0
LCP_Inputs_ON_Diverse_2023_04_03 | 2037 | Battery Storage | Storage | Electricity | WC | Dispatch-Storage | FuelCost | 0 | [6 empty] | 0.51337 | 0
LCP_Inputs_ON_Diverse_2023_04_03 | 2037 | Battery Storage | Storage | Electricity | WC | Dispatch-Storage | VOM | 0 | [6 empty] | 0.51337 | 0
LCP_Inputs_ON_Diverse_2023_04_03 | 2037 | Biomass | Generation | Electricity | MI | Dispatch-Generation | EmissionsCost | 0 | [6 empty] | 0.51337 | 0
LCP_Inputs_ON_Diverse_2023_04_03 | 2037 | Biomass | Generation | Electricity | MI | Dispatch-Generation | FuelCost | 0 | [6 empty] | 0.51337 | 0
LCP_Inputs_ON_Diverse_2023_04_03 | 2037 | Biomass | Generation | Electricity | MI | Dispatch-Generation | VOM | 0 | [6 empty] | 0.51337 | 0
LCP_Inputs_ON_Diverse_2023_04_03 | 2037 | Biomass | Generation | Electricity | NY | Dispatch-Generation | EmissionsCost | 0 | [6 empty] | 0.51337 | 0
LCP_Inputs_ON_Diverse_2023_04_03 | 2037 | Biomass | Generation | Electricity | NY | Dispatch-Generation | FuelCost | 0 | [6 empty] | 0.51337 | 0
LCP_Inputs_ON_Diverse_2023_04_03 | 2037 | Biomass | Generation | Electricity | NY | Dispatch-Generation | VOM | 0 | [6 empty] | 0.51337 | 0
LCP_Inputs_ON_Diverse_2023_04_03 | 2037 | Biomass | Generation | Electricity | ON | Dispatch-Generation | EmissionsCost | 0 | [6 empty] | 0.51337 | 0
LCP_Inputs_ON_Diverse_2023_04_03 | 2037 | Biomass | Generation | Electricity | ON | Dispatch-Generation | FuelCost | 0 | [6 empty] | 0.51337 | 0
LCP_Inputs_ON_Diverse_2023_04_03 | 2037 | Biomass | Generation | Electricity | ON | Dispatch-Generation | VOM | 0 | [6 empty] | 0.51337 | 0
LCP_Inputs_ON_Diverse_2023_04_03 | 2037 | Biomass | Generation | Electricity | PJ | Dispatch-Generation | EmissionsCost | 0 | [6 empty] | 0.51337 | 0
LCP_Inputs_ON_Diverse_2023_04_03 | 2037 | Biomass | Generation | Electricity | PJ | Dispatch-Generation | FuelCost | 0 | [6 empty] | 0.51337 | 0
LCP_Inputs_ON_Diverse_2023_04_03 | 2037 | Biomass | Generation | Electricity | PJ | Dispatch-Generation | VOM | 0 | [6 empty] | 0.51337 | 0
LCP_Inputs_ON_Diverse_2023_04_03 | 2037 | Biomass | Generation | Electricity | QC | Dispatch-Generation | EmissionsCost | 0 | [6 empty] | 0.51337 | 0
LCP_Inputs_ON_Diverse_2023_04_03 | 2037 | Biomass | Generation | Electricity | QC | Dispatch-Generation | FuelCost | 31690.6798 | [6 empty] | 0.51337 | 16269.1472
LCP_Inputs_ON_Diverse_2023_04_03 | 2037 | Biomass | Generation | Electricity | QC | Dispatch-Generation | VOM | 406.6971 | [6 empty] | 0.51337 | 208.7874
LCP_Inputs_ON_Diverse_2023_04_03 | 2037 | Biomass | Generation | Electricity | WC | Dispatch-Generation | EmissionsCost | 0 | [6 empty] | 0.51337 | 0
LCP_Inputs_ON_Diverse_2023_04_03 | 2037 | Biomass | Generation | Electricity | WC | Dispatch-Generation | FuelCost | 0 | [6 empty] | 0.51337 | 0
LCP_Inputs_ON_Diverse_2023_04_03 | 2037 | Biomass | Generation | Electricity | WC | Dispatch-Generation | VOM | 0 | [6 empty] | 0.51337 | 0
LCP_Inputs_ON_Diverse_2023_04_03 | 2037 | Biomass + CCS | Generation | Electricity | MI | Dispatch-Generation | EmissionsCost | 0 | [6 empty] | 0.51337 | 0
LCP_Inputs_ON_Diverse_2023_04_03 | 2037 | Biomass + CCS | Generation | Electricity | MI | Dispatch-Generation | FuelCost | 0 | [6 empty] | 0.51337 | 0
LCP_Inputs_ON_Diverse_2023_04_03 | 2037 | Biomass + CCS | Generation | Electricity | MI | Dispatch-Generation | VOM | 0 | [6 empty] | 0.51337 | 0
LCP_Inputs_ON_Diverse_2023_04_03 | 2037 | Biomass + CCS | Generation | Electricity | NY | Dispatch-Generation | EmissionsCost | 0 | [6 empty] | 0.51337 | 0
LCP_Inputs_ON_Diverse_2023_04_03 | 2037 | Biomass + CCS | Generation | Electricity | NY | Dispatch-Generation | FuelCost | 0 | [6 empty] | 0.51337 | 0
LCP_Inputs_ON_Diverse_2023_04_03 | 2037 | Biomass + CCS | Generation | Electricity | NY | Dispatch-Generation | VOM | 0 | [6 empty] | 0.51337 | 0
LCP_Inputs_ON_Diverse_2023_04_03 | 2037 | Biomass + CCS | Generation | Electricity | ON | Dispatch-Generation | EmissionsCost | 0 | [6 empty] | 0.51337 | 0
LCP_Inputs_ON_Diverse_2023_04_03 | 2037 | Biomass + CCS | Generation | Electricity | ON | Dispatch-Generation | FuelCost | 0 | [6 empty] | 0.51337 | 0
LCP_Inputs_ON_Diverse_2023_04_03 | 2037 | Biomass + CCS | Generation | Electricity | ON | Dispatch-Generation | VOM | 0 | [6 empty] | 0.51337 | 0
LCP_Inputs_ON_Diverse_2023_04_03 | 2037 | Biomass + CCS | Generation | Electricity | PJ | Dispatch-Generation | EmissionsCost | 0 | [6 empty] | 0.51337 | 0
LCP_Inputs_ON_Diverse_2023_04_03 | 2037 | Biomass + CCS | Generation | Electricity | PJ | Dispatch-Generation | FuelCost | 0 | [6 empty] | 0.51337 | 0
LCP_Inputs_ON_Diverse_2023_04_03 | 2037 | Biomass + CCS | Generation | Electricity | PJ | Dispatch-Generation | VOM | 0 | [6 empty] | 0.51337 | 0
LCP_Inputs_ON_Diverse_2023_04_03 | 2037 | Biomass + CCS | Generation | Electricity | QC | Dispatch-Generation | EmissionsCost | 0 | [6 empty] | 0.51337 | 0
LCP_Inputs_ON_Diverse_2023_04_03 | 2037 | Biomass + CCS | Generation | Electricity | QC | Dispatch-Generation | FuelCost | 0 | [6 empty] | 0.51337 | 0
LCP_Inputs_ON_Diverse_2023_04_03 | 2037 | Biomass + CCS | Generation | Electricity | QC | Dispatch-Generation | VOM | 0 | [6 empty] | 0.51337 | 0
LCP_Inputs_ON_Diverse_2023_04_03 | 2037 | Biomass + CCS | Generation | Electricity | WC | Dispatch-Generation | EmissionsCost | 0 | [6 empty] | 0.51337 | 0
LCP_Inputs_ON_Diverse_2023_04_03 | 2037 | Biomass + CCS | Generation | Electricity | WC | Dispatch-Generation | FuelCost | 0 | [6 empty] | 0.51337 | 0
LCP_Inputs_ON_Diverse_2023_04_03 | 2037 | Biomass + CCS | Generation | Electricity | WC | Dispatch-Generation | VOM | 0 | [6 empty] | 0.51337 | 0
LCP_Inputs_ON_Diverse_2023_04_03 | 2037 | CH4 + CCS | Generation | Methane | MI | Dispatch-Generation | EmissionsCost | 0 | [6 empty] | 0.51337 | 0
LCP_Inputs_ON_Diverse_2023_04_03 | 2037 | CH4 + CCS | Generation | Methane | MI | Dispatch-Generation | FuelCost | 0 | [6 empty] | 0.51337 | 0
LCP_Inputs_ON_Diverse_2023_04_03 | 2037 | CH4 + CCS | Generation | Methane | MI | Dispatch-Generation | VOM | 0 | [6 empty] | 0.51337 | 0
LCP_Inputs_ON_Diverse_2023_04_03 | 2037 | CH4 + CCS | Generation | Methane | NY | Dispatch-Generation | EmissionsCost | 0 | [6 empty] | 0.51337 | 0
LCP_Inputs_ON_Diverse_2023_04_03 | 2037 | CH4 + CCS | Generation | Methane | NY | Dispatch-Generation | FuelCost | 0 | [6 empty] | 0.51337 | 0
LCP_Inputs_ON_Diverse_2023_04_03 | 2037 | CH4 + CCS | Generation | Methane | NY | Dispatch-Generation | VOM | 0 | [6 empty] | 0.51337 | 0
LCP_Inputs_ON_Diverse_2023_04_03 | 2037 | CH4 + CCS | Generation | Methane | ON | Dispatch-Generation | EmissionsCost | 36250644.3017 | [6 empty] | 0.51337 | 18610110.9294
LCP_Inputs_ON_Diverse_2023_04_03 | 2037 | CH4 + CCS | Generation | Methane | ON | Dispatch-Generation | FuelCost | 171398728.1399 | [6 empty] | 0.51337 | 87991521.4
LCP_Inputs_ON_Diverse_2023_04_03 | 2037 | CH4 + CCS | Generation | Methane | ON | Dispatch-Generation | VOM | 19178821.6667 | [6 empty] | 0.51337 | 9845893.9306
LCP_Inputs_ON_Diverse_2023_04_03 | 2037 | CH4 + CCS | Generation | Methane | PJ | Dispatch-Generation | EmissionsCost | 0 | [6 empty] | 0.51337 | 0
LCP_Inputs_ON_Diverse_2023_04_03 | 2037 | CH4 + CCS | Generation | Methane | PJ | Dispatch-Generation | FuelCost | 0 | [6 empty] | 0.51337 | 0
LCP_Inputs_ON_Diverse_2023_04_03 | 2037 | CH4 + CCS | Generation | Methane | PJ | Dispatch-Generation | VOM | 0 | [6 empty] | 0.51337 | 0
LCP_Inputs_ON_Diverse_2023_04_03 | 2037 | CH4 + CCS | Generation | Methane | QC | Dispatch-Generation | EmissionsCost | 0 | [6 empty] | 0.51337 | 0
LCP_Inputs_ON_Diverse_2023_04_03 | 2037 | CH4 + CCS | Generation | Methane | QC | Dispatch-Generation | FuelCost | 0 | [6 empty] | 0.51337 | 0
LCP_Inputs_ON_Diverse_2023_04_03 | 2037 | CH4 + CCS | Generation | Methane | QC | Dispatch-Generation | VOM | 0 | [6 empty] | 0.51337 | 0
LCP_Inputs_ON_Diverse_2023_04_03 | 2037 | CH4 + CCS | Generation | Methane | WC | Dispatch-Generation | EmissionsCost | 0 | [6 empty] | 0.51337 | 0
LCP_Inputs_ON_Diverse_2023_04_03 | 2037 | CH4 + CCS | Generation | Methane | WC | Dispatch-Generation | FuelCost | 0 | [6 empty] | 0.51337 | 0
LCP_Inputs_ON_Diverse_2023_04_03 | 2037 | CH4 + CCS | Generation | Methane | WC | Dispatch-Generation | VOM | 0 | [6 empty] | 0.51337 | 0
LCP_Inputs_ON_Diverse_2023_04_03 | 2037 | CH4 Import - NY 2020 | Import | Methane | MI | Dispatch-Import | EmissionsCost | 0 | [6 empty] | 0.51337 | 0
LCP_Inputs_ON_Diverse_2023_04_03 | 2037 | CH4 Import - NY 2020 | Import | Methane | MI | Dispatch-Import | FuelCost | 0 | [6 empty] | 0.51337 | 0
LCP_Inputs_ON_Diverse_2023_04_03 | 2037 | CH4 Import - NY 2020 | Import | Methane | MI | Dispatch-Import | VOM | 0 | [6 empty] | 0.51337 | 0
LCP_Inputs_ON_Diverse_2023_04_03 | 2037 | CH4 Import - NY 2020 | Import | Methane | NY | Dispatch-Import | EmissionsCost | 0 | [6 empty] | 0.51337 | 0
LCP_Inputs_ON_Diverse_2023_04_03 | 2037 | CH4 Import - NY 2020 | Import | Methane | NY | Dispatch-Import | FuelCost | 0 | [6 empty] | 0.51337 | 0
LCP_Inputs_ON_Diverse_2023_04_03 | 2037 | CH4 Import - NY 2020 | Import | Methane | NY | Dispatch-Import | VOM | 0 | [6 empty] | 0.51337 | 0
LCP_Inputs_ON_Diverse_2023_04_03 | 2037 | CH4 Import - NY 2020 | Import | Methane | ON | Dispatch-Import | EmissionsCost | 0 | [6 empty] | 0.51337 | 0
LCP_Inputs_ON_Diverse_2023_04_03 | 2037 | CH4 Import - NY 2020 | Import | Methane | ON | Dispatch-Import | FuelCost | 0 | [6 empty] | 0.51337 | 0
LCP_Inputs_ON_Diverse_2023_04_03 | 2037 | CH4 Import - NY 2020 | Import | Methane | ON | Dispatch-Import | VOM | 0 | [6 empty] | 0.51337 | 0
LCP_Inputs_ON_Diverse_2023_04_03 | 2037 | CH4 Import - NY 2020 | Import | Methane | PJ | Dispatch-Import | EmissionsCost | 0 | [6 empty] | 0.51337 | 0
LCP_Inputs_ON_Diverse_2023_04_03 | 2037 | CH4 Import - NY 2020 | Import | Methane | PJ | Dispatch-Import | FuelCost | 0 | [6 empty] | 0.51337 | 0
LCP_Inputs_ON_Diverse_2023_04_03 | 2037 | CH4 Import - NY 2020 | Import | Methane | PJ | Dispatch-Import | VOM | 0 | [6 empty] | 0.51337 | 0
LCP_Inputs_ON_Diverse_2023_04_03 | 2037 | CH4 Import - NY 2020 | Import | Methane | QC | Dispatch-Import | EmissionsCost | 0 | [6 empty] | 0.51337 | 0
LCP_Inputs_ON_Diverse_2023_04_03 | 2037 | CH4 Import - NY 2020 | Import | Methane | QC | Dispatch-Import | FuelCost | 0 | [6 empty] | 0.51337 | 0
LCP_Inputs_ON_Diverse_2023_04_03 | 2037 | CH4 Import - NY 2020 | Import | Methane | QC | Dispatch-Import | VOM | 0 | [6 empty] | 0.51337 | 0
LCP_Inputs_ON_Diverse_2023_04_03 | 2037 | CH4 Import - NY 2020 | Import | Methane | WC | Dispatch-Import | EmissionsCost | 0 | [6 empty] | 0.51337 | 0
LCP_Inputs_ON_Diverse_2023_04_03 | 2037 | CH4 Import - NY 2020 | Import | Methane | WC | Dispatch-Import | FuelCost | 0 | [6 empty] | 0.51337 | 0
LCP_Inputs_ON_Diverse_2023_04_03 | 2037 | CH4 Import - NY 2020 | Import | Methane | WC | Dispatch-Import | VOM | 0 | [6 empty] | 0.51337 | 0
LCP_Inputs_ON_Diverse_2023_04_03 | 2037 | CH4 Import - NY 2030 | Import | Methane | MI | Dispatch-Import | EmissionsCost | 0 | [6 empty] | 0.51337 | 0
LCP_Inputs_ON_Diverse_2023_04_03 | 2037 | CH4 Import - NY 2030 | Import | Methane | MI | Dispatch-Import | FuelCost | 0 | [6 empty] | 0.51337 | 0
LCP_Inputs_ON_Diverse_2023_04_03 | 2037 | CH4 Import - NY 2030 | Import | Methane | MI | Dispatch-Import | VOM | 0 | [6 empty] | 0.51337 | 0
LCP_Inputs_ON_Diverse_2023_04_03 | 2037 | CH4 Import - NY 2030 | Import | Methane | NY | Dispatch-Import | EmissionsCost | 1400246087.116 | [6 empty] | 0.51337 | 718848878.734
LCP_Inputs_ON_Diverse_2023_04_03 | 2037 | CH4 Import - NY 2030 | Import | Methane | NY | Dispatch-Import | FuelCost | 644356120.8267 | [6 empty] | 0.51337 | 330795193.2333
LCP_Inputs_ON_Diverse_2023_04_03 | 2037 | CH4 Import - NY 2030 | Import | Methane | NY | Dispatch-Import | VOM | 0 | [6 empty] | 0.51337 | 0
LCP_Inputs_ON_Diverse_2023_04_03 | 2037 | CH4 Import - NY 2030 | Import | Methane | ON | Dispatch-Import | EmissionsCost | 0 | [6 empty] | 0.51337 | 0
LCP_Inputs_ON_Diverse_2023_04_03 | 2037 | CH4 Import - NY 2030 | Import | Methane | ON | Dispatch-Import | FuelCost | 0 | [6 empty] | 0.51337 | 0
LCP_Inputs_ON_Diverse_2023_04_03 | 2037 | CH4 Import - NY 2030 | Import | Methane | ON | Dispatch-Import | VOM | 0 | [6 empty] | 0.51337 | 0
LCP_Inputs_ON_Diverse_2023_04_03 | 2037 | CH4 Import - NY 2030 | Import | Methane | PJ | Dispatch-Import | EmissionsCost | 0 | [6 empty] | 0.51337 | 0
LCP_Inputs_ON_Diverse_2023_04_03 | 2037 | CH4 Import - NY 2030 | Import | Methane | PJ | Dispatch-Import | FuelCost | 0 | [6 empty] | 0.51337 | 0
LCP_Inputs_ON_Diverse_2023_04_03 | 2037 | CH4 Import - NY 2030 | Import | Methane | PJ | Dispatch-Import | VOM | 0 | [6 empty] | 0.51337 | 0
LCP_Inputs_ON_Diverse_2023_04_03 | 2037 | CH4 Import - NY 2030 | Import | Methane | QC | Dispatch-Import | EmissionsCost | 0 | [6 empty] | 0.51337 | 0
LCP_Inputs_ON_Diverse_2023_04_03 | 2037 | CH4 Import - NY 2030 | Import | Methane | QC | Dispatch-Import | FuelCost | 0 | [6 empty] | 0.51337 | 0
LCP_Inputs_ON_Diverse_2023_04_03 | 2037 | CH4 Import - NY 2030 | Import | Methane | QC | Dispatch-Import | VOM | 0 | [6 empty] | 0.51337 | 0
LCP_Inputs_ON_Diverse_2023_04_03 | 2037 | CH4 Import - NY 2030 | Import | Methane | WC | Dispatch-Import | EmissionsCost | 0 | [6 empty] | 0.51337 | 0
LCP_Inputs_ON_Diverse_2023_04_03 | 2037 | CH4 Import - NY 2030 | Import | Methane | WC | Dispatch-Import | FuelCost | 0 | [6 empty] | 0.51337 | 0
LCP_Inputs_ON_Diverse_2023_04_03 | 2037 | CH4 Import - NY 2030 | Import | Methane | WC | Dispatch-Import | VOM | 0 | [6 empty] | 0.51337 | 0
LCP_Inputs_ON_Diverse_2023_04_03 | 2037 | CH4 Import - NY 2040 | Import | Methane | MI | Dispatch-Import | EmissionsCost | 0 | [6 empty] | 0.51337 | 0
LCP_Inputs_ON_Diverse_2023_04_03 | 2037 | CH4 Import - NY 2040 | Import | Methane | MI | Dispatch-Import | FuelCost | 0 | [6 empty] | 0.51337 | 0
LCP_Inputs_ON_Diverse_2023_04_03 | 2037 | CH4 Import - NY 2040 | Import | Methane | MI | Dispatch-Import | VOM | 0 | [6 empty] | 0.51337 | 0
LCP_Inputs_ON_Diverse_2023_04_03 | 2037 | CH4 Import - NY 2040 | Import | Methane | NY | Dispatch-Import | EmissionsCost | 0 | [6 empty] | 0.51337 | 0
LCP_Inputs_ON_Diverse_2023_04_03 | 2037 | CH4 Import - NY 2040 | Import | Methane | NY | Dispatch-Import | FuelCost | 0 | [6 empty] | 0.51337 | 0
LCP_Inputs_ON_Diverse_2023_04_03 | 2037 | CH4 Import - NY 2040 | Import | Methane | NY | Dispatch-Import | VOM | 0 | [6 empty] | 0.51337 | 0
LCP_Inputs_ON_Diverse_2023_04_03 | 2037 | CH4 Import - NY 2040 | Import | Methane | ON | Dispatch-Import | EmissionsCost | 0 | [6 empty] | 0.51337 | 0
LCP_Inputs_ON_Diverse_2023_04_03 | 2037 | CH4 Import - NY 2040 | Import | Methane | ON | Dispatch-Import | FuelCost | 0 | [6 empty] | 0.51337 | 0
LCP_Inputs_ON_Diverse_2023_04_03 | 2037 | CH4 Import - NY 2040 | Import | Methane | ON | Dispatch-Import | VOM | 0 | [6 empty] | 0.51337 | 0
LCP_Inputs_ON_Diverse_2023_04_03 | 2037 | CH4 Import - NY 2040 | Import | Methane | PJ | Dispatch-Import | EmissionsCost | 0 | [6 empty] | 0.51337 | 0
LCP_Inputs_ON_Diverse_2023_04_03 | 2037 | CH4 Import - NY 2040 | Import | Methane | PJ | Dispatch-Import | FuelCost | 0 | [6 empty] | 0.51337 | 0
LCP_Inputs_ON_Diverse_2023_04_03 | 2037 | CH4 Import - NY 2040 | Import | Methane | PJ | Dispatch-Import | VOM | 0 | [6 empty] | 0.51337 | 0
LCP_Inputs_ON_Diverse_2023_04_03 | 2037 | CH4 Import - NY 2040 | Import | Methane | QC | Dispatch-Import | EmissionsCost | 0 | [6 empty] | 0.51337 | 0
LCP_Inputs_ON_Diverse_2023_04_03 | 2037 | CH4 Import - NY 2040 | Import | Methane | QC | Dispatch-Import | FuelCost | 0 | [6 empty] | 0.51337 | 0
LCP_Inputs_ON_Diverse_2023_04_03 | 2037 | CH4 Import - NY 2040 | Import | Methane | QC | Dispatch-Import | VOM | 0 | [6 empty] | 0.51337 | 0
LCP_Inputs_ON_Diverse_2023_04_03 | 2037 | CH4 Import - NY 2040 | Import | Methane | WC | Dispatch-Import | EmissionsCost | 0 | [6 empty] | 0.51337 | 0
LCP_Inputs_ON_Diverse_2023_04_03 | 2037 | CH4 Import - NY 2040 | Import | Methane | WC | Dispatch-Import | FuelCost | 0 | [6 empty] | 0.51337 | 0
LCP_Inputs_ON_Diverse_2023_04_03 | 2037 | CH4 Import - NY 2040 | Import | Methane | WC | Dispatch-Import | VOM | 0 | [6 empty] | 0.51337 | 0
LCP_Inputs_ON_Diverse_2023_04_03 | 2037 | CH4 Import - NY 2050 | Import | Methane | MI | Dispatch-Import | EmissionsCost | 0 | [6 empty] | 0.51337 | 0
LCP_Inputs_ON_Diverse_2023_04_03 | 2037 | CH4 Import - NY 2050 | Import | Methane | MI | Dispatch-Import | FuelCost | 0 | [6 empty] | 0.51337 | 0
LCP_Inputs_ON_Diverse_2023_04_03 | 2037 | CH4 Import - NY 2050 | Import | Methane | MI | Dispatch-Import | VOM | 0 | [6 empty] | 0.51337 | 0
LCP_Inputs_ON_Diverse_2023_04_03 | 2037 | CH4 Import - NY 2050 | Import | Methane | NY | Dispatch-Import | EmissionsCost | 0 | [6 empty] | 0.51337 | 0
LCP_Inputs_ON_Diverse_2023_04_03 | 2037 | CH4 Import - NY 2050 | Import | Methane | NY | Dispatch-Import | FuelCost | 0 | [6 empty] | 0.51337 | 0
LCP_Inputs_ON_Diverse_2023_04_03 | 2037 | CH4 Import - NY 2050 | Import | Methane | NY | Dispatch-Import | VOM | 0 | [6 empty] | 0.51337 | 0
LCP_Inputs_ON_Diverse_2023_04_03 | 2037 | CH4 Import - NY 2050 | Import | Methane | ON | Dispatch-Import | EmissionsCost | 0 | [6 empty] | 0.51337 | 0
LCP_Inputs_ON_Diverse_2023_04_03 | 2037 | CH4 Import - NY 2050 | Import | Methane | ON | Dispatch-Import | FuelCost | 0 | [6 empty] | 0.51337 | 0
LCP_Inputs_ON_Diverse_2023_04_03 | 2037 | CH4 Import - NY 2050 | Import | Methane | ON | Dispatch-Import | VOM | 0 | [6 empty] | 0.51337 | 0
LCP_Inputs_ON_Diverse_2023_04_03 | 2037 | CH4 Import - NY 2050 | Import | Methane | PJ | Dispatch-Import | EmissionsCost | 0 | [6 empty] | 0.51337 | 0
LCP_Inputs_ON_Diverse_2023_04_03 | 2037 | CH4 Import - NY 2050 | Import | Methane | PJ | Dispatch-Import | FuelCost | 0 | [6 empty] | 0.51337 | 0
LCP_Inputs_ON_Diverse_2023_04_03 | 2037 | CH4 Import - NY 2050 | Import | Methane | PJ | Dispatch-Import | VOM | 0 | [6 empty] | 0.51337 | 0
LCP_Inputs_ON_Diverse_2023_04_03 | 2037 | CH4 Import - NY 2050 | Import | Methane | QC | Dispatch-Import | EmissionsCost | 0 | [6 empty] | 0.51337 | 0
LCP_Inputs_ON_Diverse_2023_04_03 | 2037 | CH4 Import - NY 2050 | Import | Methane | QC | Dispatch-Import | FuelCost | 0 | [6 empty] | 0.51337 | 0
LCP_Inputs_ON_Diverse_2023_04_03 | 2037 | CH4 Import - NY 2050 | Import | Methane | QC | Dispatch-Import | VOM | 0 | [6 empty] | 0.51337 | 0
LCP_Inputs_ON_Diverse_2023_04_03 | 2037 | CH4 Import - NY 2050 | Import | Methane | WC | Dispatch-Import | EmissionsCost | 0 | [6 empty] | 0.51337 | 0
LCP_Inputs_ON_Diverse_2023_04_03 | 2037 | CH4 Import - NY 2050 | Import | Methane | WC | Dispatch-Import | FuelCost | 0 | [6 empty] | 0.51337 | 0
LCP_Inputs_ON_Diverse_2023_04_03 | 2037 | CH4 Import - NY 2050 | Import | Methane | WC | Dispatch-Import | VOM | 0 | [6 empty] | 0.51337 | 0
LCP_Inputs_ON_Diverse_2023_04_03 | 2037 | CH4 Import - WC 2020 | Import | Methane | MI | Dispatch-Import | EmissionsCost | 0 | [6 empty] | 0.51337 | 0
LCP_Inputs_ON_Diverse_2023_04_03 | 2037 | CH4 Import - WC 2020 | Import | Methane | MI | Dispatch-Import | FuelCost | 0 | [6 empty] | 0.51337 | 0
LCP_Inputs_ON_Diverse_2023_04_03 | 2037 | CH4 Import - WC 2020 | Import | Methane | MI | Dispatch-Import | VOM | 0 | [6 empty] | 0.51337 | 0
LCP_Inputs_ON_Diverse_2023_04_03 | 2037 | CH4 Import - WC 2020 | Import | Methane | NY | Dispatch-Import | EmissionsCost | 0 | [6 empty] | 0.51337 | 0
LCP_Inputs_ON_Diverse_2023_04_03 | 2037 | CH4 Import - WC 2020 | Import | Methane | NY | Dispatch-Import | FuelCost | 0 | [6 empty] | 0.51337 | 0
LCP_Inputs_ON_Diverse_2023_04_03 | 2037 | CH4 Import - WC 2020 | Import | Methane | NY | Dispatch-Import | VOM | 0 | [6 empty] | 0.51337 | 0
LCP_Inputs_ON_Diverse_2023_04_03 | 2037 | CH4 Import - WC 2020 | Import | Methane | ON | Dispatch-Import | EmissionsCost | 0 | [6 empty] | 0.51337 | 0
LCP_Inputs_ON_Diverse_2023_04_03 | 2037 | CH4 Import - WC 2020 | Import | Methane | ON | Dispatch-Import | FuelCost | 0 | [6 empty] | 0.51337 | 0
LCP_Inputs_ON_Diverse_2023_04_03 | 2037 | CH4 Import - WC 2020 | Import | Methane | ON | Dispatch-Import | VOM | 0 | [6 empty] | 0.51337 | 0
LCP_Inputs_ON_Diverse_2023_04_03 | 2037 | CH4 Import - WC 2020 | Import | Methane | PJ | Dispatch-Import | EmissionsCost | 0 | [6 empty] | 0.51337 | 0
LCP_Inputs_ON_Diverse_2023_04_03 | 2037 | CH4 Import - WC 2020 | Import | Methane | PJ | Dispatch-Import | FuelCost | 0 | [6 empty] | 0.51337 | 0
LCP_Inputs_ON_Diverse_2023_04_03 | 2037 | CH4 Import - WC 2020 | Import | Methane | PJ | Dispatch-Import | VOM | 0 | [6 empty] | 0.51337 | 0
LCP_Inputs_ON_Diverse_2023_04_03 | 2037 | CH4 Import - WC 2020 | Import | Methane | QC | Dispatch-Import | EmissionsCost | 0 | [6 empty] | 0.51337 | 0
LCP_Inputs_ON_Diverse_2023_04_03 | 2037 | CH4 Import - WC 2020 | Import | Methane | QC | Dispatch-Import | FuelCost | 0 | [6 empty] | 0.51337 | 0
LCP_Inputs_ON_Diverse_2023_04_03 | 2037 | CH4 Import - WC 2020 | Import | Methane | QC | Dispatch-Import | VOM | 0 | [6 empty] | 0.51337 | 0
LCP_Inputs_ON_Diverse_2023_04_03 | 2037 | CH4 Import - WC 2020 | Import | Methane | WC | Dispatch-Import | EmissionsCost | 0 | [6 empty] | 0.51337 | 0
LCP_Inputs_ON_Diverse_2023_04_03 | 2037 | CH4 Import - WC 2020 | Import | Methane | WC | Dispatch-Import | FuelCost | 0 | [6 empty] | 0.51337 | 0
LCP_Inputs_ON_Diverse_2023_04_03 | 2037 | CH4 Import - WC 2020 | Import | Methane | WC | Dispatch-Import | VOM | 0 | [6 empty] | 0.51337 | 0
LCP_Inputs_ON_Diverse_2023_04_03 | 2037 | CH4 Import - WC 2030 | Import | Methane | MI | Dispatch-Import | EmissionsCost | 0 | [6 empty] | 0.51337 | 0
LCP_Inputs_ON_Diverse_2023_04_03 | 2037 | CH4 Import - WC 2030 | Import | Methane | MI | Dispatch-Import | FuelCost | 0 | [6 empty] | 0.51337 | 0
LCP_Inputs_ON_Diverse_2023_04_03 | 2037 | CH4 Import - WC 2030 | Import | Methane | MI | Dispatch-Import | VOM | 0 | [6 empty] | 0.51337 | 0
LCP_Inputs_ON_Diverse_2023_04_03 | 2037 | CH4 Import - WC 2030 | Import | Methane | NY | Dispatch-Import | EmissionsCost | 0 | [6 empty] | 0.51337 | 0
LCP_Inputs_ON_Diverse_2023_04_03 | 2037 | CH4 Import - WC 2030 | Import | Methane | NY | Dispatch-Import | FuelCost | 0 | [6 empty] | 0.51337 | 0
LCP_Inputs_ON_Diverse_2023_04_03 | 2037 | CH4 Import - WC 2030 | Import | Methane | NY | Dispatch-Import | VOM | 0 | [6 empty] | 0.51337 | 0
LCP_Inputs_ON_Diverse_2023_04_03 | 2037 | CH4 Import - WC 2030 | Import | Methane | ON | Dispatch-Import | EmissionsCost | 0 | [6 empty] | 0.51337 | 0
LCP_Inputs_ON_Diverse_2023_04_03 | 2037 | CH4 Import - WC 2030 | Import | Methane | ON | Dispatch-Import | FuelCost | 0 | [6 empty] | 0.51337 | 0
LCP_Inputs_ON_Diverse_2023_04_03 | 2037 | CH4 Import - WC 2030 | Import | Methane | ON | Dispatch-Import | VOM | 0 | [6 empty] | 0.51337 | 0
LCP_Inputs_ON_Diverse_2023_04_03 | 2037 | CH4 Import - WC 2030 | Import | Methane | PJ | Dispatch-Import | EmissionsCost | 0 | [6 empty] | 0.51337 | 0
LCP_Inputs_ON_Diverse_2023_04_03 | 2037 | CH4 Import - WC 2030 | Import | Methane | PJ | Dispatch-Import | FuelCost | 0 | [6 empty] | 0.51337 | 0
LCP_Inputs_ON_Diverse_2023_04_03 | 2037 | CH4 Import - WC 2030 | Import | Methane | PJ | Dispatch-Import | VOM | 0 | [6 empty] | 0.51337 | 0
LCP_Inputs_ON_Diverse_2023_04_03 | 2037 | CH4 Import - WC 2030 | Import | Methane | QC | Dispatch-Import | EmissionsCost | 0 | [6 empty] | 0.51337 | 0
LCP_Inputs_ON_Diverse_2023_04_03 | 2037 | CH4 Import - WC 2030 | Import | Methane | QC | Dispatch-Import | FuelCost | 0 | [6 empty] | 0.51337 | 0
LCP_Inputs_ON_Diverse_2023_04_03 | 2037 | CH4 Import - WC 2030 | Import | Methane | QC | Dispatch-Import | VOM | 0 | [6 empty] | 0.51337 | 0
LCP_Inputs_ON_Diverse_2023_04_03 | 2037 | CH4 Import - WC 2030 | Import | Methane | WC | Dispatch-Import | EmissionsCost | 5193257721.005 | [6 empty] | 0.51337 | 2666079572.7771
LCP_Inputs_ON_Diverse_2023_04_03 | 2037 | CH4 Import - WC 2030 | Import | Methane | WC | Dispatch-Import | FuelCost | 2389799500.4952 | [6 empty] | 0.51337 | 1226859126.5041
LCP_Inputs_ON_Diverse_2023_04_03 | 2037 | CH4 Import - WC 2030 | Import | Methane | WC | Dispatch-Import | VOM | 0 | [6 empty] | 0.51337 | 0
LCP_Inputs_ON_Diverse_2023_04_03 | 2037 | CH4 Import - WC 2040 | Import | Methane | MI | Dispatch-Import | EmissionsCost | 0 | [6 empty] | 0.51337 | 0
LCP_Inputs_ON_Diverse_2023_04_03 | 2037 | CH4 Import - WC 2040 | Import | Methane | MI | Dispatch-Import | FuelCost | 0 | [6 empty] | 0.51337 | 0
LCP_Inputs_ON_Diverse_2023_04_03 | 2037 | CH4 Import - WC 2040 | Import | Methane | MI | Dispatch-Import | VOM | 0 | [6 empty] | 0.51337 | 0
LCP_Inputs_ON_Diverse_2023_04_03 | 2037 | CH4 Import - WC 2040 | Import | Methane | NY | Dispatch-Import | EmissionsCost | 0 | [6 empty] | 0.51337 | 0
LCP_Inputs_ON_Diverse_2023_04_03 | 2037 | CH4 Import - WC 2040 | Import | Methane | NY | Dispatch-Import | FuelCost | 0 | [6 empty] | 0.51337 | 0
LCP_Inputs_ON_Diverse_2023_04_03 | 2037 | CH4 Import - WC 2040 | Import | Methane | NY | Dispatch-Import | VOM | 0 | [6 empty] | 0.51337 | 0
LCP_Inputs_ON_Diverse_2023_04_03 | 2037 | CH4 Import - WC 2040 | Import | Methane | ON | Dispatch-Import | EmissionsCost | 0 | [6 empty] | 0.51337 | 0
LCP_Inputs_ON_Diverse_2023_04_03 | 2037 | CH4 Import - WC 2040 | Import | Methane | ON | Dispatch-Import | FuelCost | 0 | [6 empty] | 0.51337 | 0
LCP_Inputs_ON_Diverse_2023_04_03 | 2037 | CH4 Import - WC 2040 | Import | Methane | ON | Dispatch-Import | VOM | 0 | [6 empty] | 0.51337 | 0
LCP_Inputs_ON_Diverse_2023_04_03 | 2037 | CH4 Import - WC 2040 | Import | Methane | PJ | Dispatch-Import | EmissionsCost | 0 | [6 empty] | 0.51337 | 0
LCP_Inputs_ON_Diverse_2023_04_03 | 2037 | CH4 Import - WC 2040 | Import | Methane | PJ | Dispatch-Import | FuelCost | 0 | [6 empty] | 0.51337 | 0
LCP_Inputs_ON_Diverse_2023_04_03 | 2037 | CH4 Import - WC 2040 | Import | Methane | PJ | Dispatch-Import | VOM | 0 | [6 empty] | 0.51337 | 0
LCP_Inputs_ON_Diverse_2023_04_03 | 2037 | CH4 Import - WC 2040 | Import | Methane | QC | Dispatch-Import | EmissionsCost | 0 | [6 empty] | 0.51337 | 0
LCP_Inputs_ON_Diverse_2023_04_03 | 2037 | CH4 Import - WC 2040 | Import | Methane | QC | Dispatch-Import | FuelCost | 0 | [6 empty] | 0.51337 | 0
LCP_Inputs_ON_Diverse_2023_04_03 | 2037 | CH4 Import - WC 2040 | Import | Methane | QC | Dispatch-Import | VOM | 0 | [6 empty] | 0.51337 | 0
LCP_Inputs_ON_Diverse_2023_04_03 | 2037 | CH4 Import - WC 2040 | Import | Methane | WC | Dispatch-Import | EmissionsCost | 0 | [6 empty] | 0.51337 | 0
LCP_Inputs_ON_Diverse_2023_04_03 | 2037 | CH4 Import - WC 2040 | Import | Methane | WC | Dispatch-Import | FuelCost | 0 | [6 empty] | 0.51337 | 0
LCP_Inputs_ON_Diverse_2023_04_03 | 2037 | CH4 Import - WC 2040 | Import | Methane | WC | Dispatch-Import | VOM | 0 | [6 empty] | 0.51337 | 0
LCP_Inputs_ON_Diverse_2023_04_03 | 2037 | CH4 Import - WC 2050 | Import | Methane | MI | Dispatch-Import | EmissionsCost | 0 | [6 empty] | 0.51337 | 0
LCP_Inputs_ON_Diverse_2023_04_03 | 2037 | CH4 Import - WC 2050 | Import | Methane | MI | Dispatch-Import | FuelCost | 0 | [6 empty] | 0.51337 | 0
LCP_Inputs_ON_Diverse_2023_04_03 | 2037 | CH4 Import - WC 2050 | Import | Methane | MI | Dispatch-Import | VOM | 0 | [6 empty] | 0.51337 | 0
LCP_Inputs_ON_Diverse_2023_04_03 | 2037 | CH4 Import - WC 2050 | Import | Methane | NY | Dispatch-Import | EmissionsCost | 0 | [6 empty] | 0.51337 | 0
LCP_Inputs_ON_Diverse_2023_04_03 | 2037 | CH4 Import - WC 2050 | Import | Methane | NY | Dispatch-Import | FuelCost | 0 | [6 empty] | 0.51337 | 0
LCP_Inputs_ON_Diverse_2023_04_03 | 2037 | CH4 Import - WC 2050 | Import | Methane | NY | Dispatch-Import | VOM | 0 | [6 empty] | 0.51337 | 0
LCP_Inputs_ON_Diverse_2023_04_03 | 2037 | CH4 Import - WC 2050 | Import | Methane | ON | Dispatch-Import | EmissionsCost | 0 | [6 empty] | 0.51337 | 0
LCP_Inputs_ON_Diverse_2023_04_03 | 2037 | CH4 Import - WC 2050 | Import | Methane | ON | Dispatch-Import | FuelCost | 0 | [6 empty] | 0.51337 | 0
LCP_Inputs_ON_Diverse_2023_04_03 | 2037 | CH4 Import - WC 2050 | Import | Methane | ON | Dispatch-Import | VOM | 0 | [6 empty] | 0.51337 | 0
LCP_Inputs_ON_Diverse_2023_04_03 | 2037 | CH4 Import - WC 2050 | Import | Methane | PJ | Dispatch-Import | EmissionsCost | 0 | [6 empty] | 0.51337 | 0
LCP_Inputs_ON_Diverse_2023_04_03 | 2037 | CH4 Import - WC 2050 | Import | Methane | PJ | Dispatch-Import | FuelCost | 0 | [6 empty] | 0.51337 | 0
LCP_Inputs_ON_Diverse_2023_04_03 | 2037 | CH4 Import - WC 2050 | Import | Methane | PJ | Dispatch-Import | VOM | 0 | [6 empty] | 0.51337 | 0
LCP_Inputs_ON_Diverse_2023_04_03 | 2037 | CH4 Import - WC 2050 | Import | Methane | QC | Dispatch-Import | EmissionsCost | 0 | [6 empty] | 0.51337 | 0
LCP_Inputs_ON_Diverse_2023_04_03 | 2037 | CH4 Import - WC 2050 | Import | Methane | QC | Dispatch-Import | FuelCost | 0 | [6 empty] | 0.51337 | 0
LCP_Inputs_ON_Diverse_2023_04_03 | 2037 | CH4 Import - WC 2050 | Import | Methane | QC | Dispatch-Import | VOM | 0 | [6 empty] | 0.51337 | 0
LCP_Inputs_ON_Diverse_2023_04_03 | 2037 | CH4 Import - WC 2050 | Import | Methane | WC | Dispatch-Import | EmissionsCost | 0 | [6 empty] | 0.51337 | 0
LCP_Inputs_ON_Diverse_2023_04_03 | 2037 | CH4 Import - WC 2050 | Import | Methane | WC | Dispatch-Import | FuelCost | 0 | [6 empty] | 0.51337 | 0
LCP_Inputs_ON_Diverse_2023_04_03 | 2037 | CH4 Import - WC 2050 | Import | Methane | WC | Dispatch-Import | VOM | 0 | [6 empty] | 0.51337 | 0
LCP_Inputs_ON_Diverse_2023_04_03 | 2037 | CH4 Salt Cavern Storage - ON | Storage | Methane | MI | Dispatch-Storage | EmissionsCost | 0 | [6 empty] | 0.51337 | 0
LCP_Inputs_ON_Diverse_2023_04_03 | 2037 | CH4 Salt Cavern Storage - ON | Storage | Methane | MI | Dispatch-Storage | FuelCost | 0 | [6 empty] | 0.51337 | 0
LCP_Inputs_ON_Diverse_2023_04_03 | 2037 | CH4 Salt Cavern Storage - ON | Storage | Methane | MI | Dispatch-Storage | VOM | 0 | [6 empty] | 0.51337 | 0
LCP_Inputs_ON_Diverse_2023_04_03 | 2037 | CH4 Salt Cavern Storage - ON | Storage | Methane | NY | Dispatch-Storage | EmissionsCost | 0 | [6 empty] | 0.51337 | 0
LCP_Inputs_ON_Diverse_2023_04_03 | 2037 | CH4 Salt Cavern Storage - ON | Storage | Methane | NY | Dispatch-Storage | FuelCost | 0 | [6 empty] | 0.51337 | 0
LCP_Inputs_ON_Diverse_2023_04_03 | 2037 | CH4 Salt Cavern Storage - ON | Storage | Methane | NY | Dispatch-Storage | VOM | 0 | [6 empty] | 0.51337 | 0
LCP_Inputs_ON_Diverse_2023_04_03 | 2037 | CH4 Salt Cavern Storage - ON | Storage | Methane | ON | Dispatch-Storage | EmissionsCost | 0 | [6 empty] | 0.51337 | 0
LCP_Inputs_ON_Diverse_2023_04_03 | 2037 | CH4 Salt Cavern Storage - ON | Storage | Methane | ON | Dispatch-Storage | FuelCost | 0 | [6 empty] | 0.51337 | 0
LCP_Inputs_ON_Diverse_2023_04_03 | 2037 | CH4 Salt Cavern Storage - ON | Storage | Methane | ON | Dispatch-Storage | VOM | 0 | [6 empty] | 0.51337 | 0
LCP_Inputs_ON_Diverse_2023_04_03 | 2037 | CH4 Salt Cavern Storage - ON | Storage | Methane | PJ | Dispatch-Storage | EmissionsCost | 0 | [6 empty] | 0.51337 | 0
LCP_Inputs_ON_Diverse_2023_04_03 | 2037 | CH4 Salt Cavern Storage - ON | Storage | Methane | PJ | Dispatch-Storage | FuelCost | 0 | [6 empty] | 0.51337 | 0
LCP_Inputs_ON_Diverse_2023_04_03 | 2037 | CH4 Salt Cavern Storage - ON | Storage | Methane | PJ | Dispatch-Storage | VOM | 0 | [6 empty] | 0.51337 | 0
LCP_Inputs_ON_Diverse_2023_04_03 | 2037 | CH4 Salt Cavern Storage - ON | Storage | Methane | QC | Dispatch-Storage | EmissionsCost | 0 | [6 empty] | 0.51337 | 0
LCP_Inputs_ON_Diverse_2023_04_03 | 2037 | CH4 Salt Cavern Storage - ON | Storage | Methane | QC | Dispatch-Storage | FuelCost | 0 | [6 empty] | 0.51337 | 0
LCP_Inputs_ON_Diverse_2023_04_03 | 2037 | CH4 Salt Cavern Storage - ON | Storage | Methane | QC | Dispatch-Storage | VOM | 0 | [6 empty] | 0.51337 | 0
LCP_Inputs_ON_Diverse_2023_04_03 | 2037 | CH4 Salt Cavern Storage - ON | Storage | Methane | WC | Dispatch-Storage | EmissionsCost | 0 | [6 empty] | 0.51337 | 0
LCP_Inputs_ON_Diverse_2023_04_03 | 2037 | CH4 Salt Cavern Storage - ON | Storage | Methane | WC | Dispatch-Storage | FuelCost | 0 | [6 empty] | 0.51337 | 0
LCP_Inputs_ON_Diverse_2023_04_03 | 2037 | CH4 Salt Cavern Storage - ON | Storage | Methane | WC | Dispatch-Storage | VOM | 0 | [6 empty] | 0.51337 | 0
LCP_Inputs_ON_Diverse_2023_04_03 | 2037 | Electrolyser 2020/2030 | Crossload | Hydrogen | MI | Dispatch-Crossload | EmissionsCost | 0 | [6 empty] | 0.51337 | 0
LCP_Inputs_ON_Diverse_2023_04_03 | 2037 | Electrolyser 2020/2030 | Crossload | Hydrogen | MI | Dispatch-Crossload | FuelCost | 0 | [6 empty] | 0.51337 | 0
LCP_Inputs_ON_Diverse_2023_04_03 | 2037 | Electrolyser 2020/2030 | Crossload | Hydrogen | MI | Dispatch-Crossload | VOM | 0 | [6 empty] | 0.51337 | 0
LCP_Inputs_ON_Diverse_2023_04_03 | 2037 | Electrolyser 2020/2030 | Crossload | Hydrogen | NY | Dispatch-Crossload | EmissionsCost | 0 | [6 empty] | 0.51337 | 0
LCP_Inputs_ON_Diverse_2023_04_03 | 2037 | Electrolyser 2020/2030 | Crossload | Hydrogen | NY | Dispatch-Crossload | FuelCost | 0 | [6 empty] | 0.51337 | 0
LCP_Inputs_ON_Diverse_2023_04_03 | 2037 | Electrolyser 2020/2030 | Crossload | Hydrogen | NY | Dispatch-Crossload | VOM | 0 | [6 empty] | 0.51337 | 0
LCP_Inputs_ON_Diverse_2023_04_03 | 2037 | Electrolyser 2020/2030 | Crossload | Hydrogen | ON | Dispatch-Crossload | EmissionsCost | 0 | [6 empty] | 0.51337 | 0
LCP_Inputs_ON_Diverse_2023_04_03 | 2037 | Electrolyser 2020/2030 | Crossload | Hydrogen | ON | Dispatch-Crossload | FuelCost | 0 | [6 empty] | 0.51337 | 0
LCP_Inputs_ON_Diverse_2023_04_03 | 2037 | Electrolyser 2020/2030 | Crossload | Hydrogen | ON | Dispatch-Crossload | VOM | 0 | [6 empty] | 0.51337 | 0
LCP_Inputs_ON_Diverse_2023_04_03 | 2037 | Electrolyser 2020/2030 | Crossload | Hydrogen | PJ | Dispatch-Crossload | EmissionsCost | 0 | [6 empty] | 0.51337 | 0
LCP_Inputs_ON_Diverse_2023_04_03 | 2037 | Electrolyser 2020/2030 | Crossload | Hydrogen | PJ | Dispatch-Crossload | FuelCost | 0 | [6 empty] | 0.51337 | 0
LCP_Inputs_ON_Diverse_2023_04_03 | 2037 | Electrolyser 2020/2030 | Crossload | Hydrogen | PJ | Dispatch-Crossload | VOM | 0 | [6 empty] | 0.51337 | 0
LCP_Inputs_ON_Diverse_2023_04_03 | 2037 | Electrolyser 2020/2030 | Crossload | Hydrogen | QC | Dispatch-Crossload | EmissionsCost | 0 | [6 empty] | 0.51337 | 0
LCP_Inputs_ON_Diverse_2023_04_03 | 2037 | Electrolyser 2020/2030 | Crossload | Hydrogen | QC | Dispatch-Crossload | FuelCost | 0 | [6 empty] | 0.51337 | 0
LCP_Inputs_ON_Diverse_2023_04_03 | 2037 | Electrolyser 2020/2030 | Crossload | Hydrogen | QC | Dispatch-Crossload | VOM | 0 | [6 empty] | 0.51337 | 0
LCP_Inputs_ON_Diverse_2023_04_03 | 2037 | Electrolyser 2020/2030 | Crossload | Hydrogen | WC | Dispatch-Crossload | EmissionsCost | 0 | [6 empty] | 0.51337 | 0
LCP_Inputs_ON_Diverse_2023_04_03 | 2037 | Electrolyser 2020/2030 | Crossload | Hydrogen | WC | Dispatch-Crossload | FuelCost | 0 | [6 empty] | 0.51337 | 0
LCP_Inputs_ON_Diverse_2023_04_03 | 2037 | Electrolyser 2020/2030 | Crossload | Hydrogen | WC | Dispatch-Crossload | VOM | 0 | [6 empty] | 0.51337 | 0
LCP_Inputs_ON_Diverse_2023_04_03 | 2037 | Electrolyser 2040 | Crossload | Hydrogen | MI | Dispatch-Crossload | EmissionsCost | 0 | [6 empty] | 0.51337 | 0
LCP_Inputs_ON_Diverse_2023_04_03 | 2037 | Electrolyser 2040 | Crossload | Hydrogen | MI | Dispatch-Crossload | FuelCost | 0 | [6 empty] | 0.51337 | 0
LCP_Inputs_ON_Diverse_2023_04_03 | 2037 | Electrolyser 2040 | Crossload | Hydrogen | MI | Dispatch-Crossload | VOM | 0 | [6 empty] | 0.51337 | 0
LCP_Inputs_ON_Diverse_2023_04_03 | 2037 | Electrolyser 2040 | Crossload | Hydrogen | NY | Dispatch-Crossload | EmissionsCost | 0 | [6 empty] | 0.51337 | 0
LCP_Inputs_ON_Diverse_2023_04_03 | 2037 | Electrolyser 2040 | Crossload | Hydrogen | NY | Dispatch-Crossload | FuelCost | 0 | [6 empty] | 0.51337 | 0
LCP_Inputs_ON_Diverse_2023_04_03 | 2037 | Electrolyser 2040 | Crossload | Hydrogen | NY | Dispatch-Crossload | VOM | 0 | [6 empty] | 0.51337 | 0
LCP_Inputs_ON_Diverse_2023_04_03 | 2037 | Electrolyser 2040 | Crossload | Hydrogen | ON | Dispatch-Crossload | EmissionsCost | 0 | [6 empty] | 0.51337 | 0
LCP_Inputs_ON_Diverse_2023_04_03 | 2037 | Electrolyser 2040 | Crossload | Hydrogen | ON | Dispatch-Crossload | FuelCost | 0 | [6 empty] | 0.51337 | 0
LCP_Inputs_ON_Diverse_2023_04_03 | 2037 | Electrolyser 2040 | Crossload | Hydrogen | ON | Dispatch-Crossload | VOM | 0 | [6 empty] | 0.51337 | 0
LCP_Inputs_ON_Diverse_2023_04_03 | 2037 | Electrolyser 2040 | Crossload | Hydrogen | PJ | Dispatch-Crossload | EmissionsCost | 0 | [6 empty] | 0.51337 | 0
LCP_Inputs_ON_Diverse_2023_04_03 | 2037 | Electrolyser 2040 | Crossload | Hydrogen | PJ | Dispatch-Crossload | FuelCost | 0 | [6 empty] | 0.51337 | 0
LCP_Inputs_ON_Diverse_2023_04_03 | 2037 | Electrolyser 2040 | Crossload | Hydrogen | PJ | Dispatch-Crossload | VOM | 0 | [6 empty] | 0.51337 | 0
LCP_Inputs_ON_Diverse_2023_04_03 | 2037 | Electrolyser 2040 | Crossload | Hydrogen | QC | Dispatch-Crossload | EmissionsCost | 0 | [6 empty] | 0.51337 | 0
LCP_Inputs_ON_Diverse_2023_04_03 | 2037 | Electrolyser 2040 | Crossload | Hydrogen | QC | Dispatch-Crossload | FuelCost | 0 | [6 empty] | 0.51337 | 0
LCP_Inputs_ON_Diverse_2023_04_03 | 2037 | Electrolyser 2040 | Crossload | Hydrogen | QC | Dispatch-Crossload | VOM | 0 | [6 empty] | 0.51337 | 0
LCP_Inputs_ON_Diverse_2023_04_03 | 2037 | Electrolyser 2040 | Crossload | Hydrogen | WC | Dispatch-Crossload | EmissionsCost | 0 | [6 empty] | 0.51337 | 0
LCP_Inputs_ON_Diverse_2023_04_03 | 2037 | Electrolyser 2040 | Crossload | Hydrogen | WC | Dispatch-Crossload | FuelCost | 0 | [6 empty] | 0.51337 | 0
LCP_Inputs_ON_Diverse_2023_04_03 | 2037 | Electrolyser 2040 | Crossload | Hydrogen | WC | Dispatch-Crossload | VOM | 0 | [6 empty] | 0.51337 | 0
LCP_Inputs_ON_Diverse_2023_04_03 | 2037 | Electrolyser 2050 | Crossload | Hydrogen | MI | Dispatch-Crossload | EmissionsCost | 0 | [6 empty] | 0.51337 | 0
LCP_Inputs_ON_Diverse_2023_04_03 | 2037 | Electrolyser 2050 | Crossload | Hydrogen | MI | Dispatch-Crossload | FuelCost | 0 | [6 empty] | 0.51337 | 0
LCP_Inputs_ON_Diverse_2023_04_03 | 2037 | Electrolyser 2050 | Crossload | Hydrogen | MI | Dispatch-Crossload | VOM | 0 | [6 empty] | 0.51337 | 0
LCP_Inputs_ON_Diverse_2023_04_03 | 2037 | Electrolyser 2050 | Crossload | Hydrogen | NY | Dispatch-Crossload | EmissionsCost | 0 | [6 empty] | 0.51337 | 0
LCP_Inputs_ON_Diverse_2023_04_03 | 2037 | Electrolyser 2050 | Crossload | Hydrogen | NY | Dispatch-Crossload | FuelCost | 0 | [6 empty] | 0.51337 | 0
LCP_Inputs_ON_Diverse_2023_04_03 | 2037 | Electrolyser 2050 | Crossload | Hydrogen | NY | Dispatch-Crossload | VOM | 0 | [6 empty] | 0.51337 | 0
LCP_Inputs_ON_Diverse_2023_04_03 | 2037 | Electrolyser 2050 | Crossload | Hydrogen | ON | Dispatch-Crossload | EmissionsCost | 0 | [6 empty] | 0.51337 | 0
LCP_Inputs_ON_Diverse_2023_04_03 | 2037 | Electrolyser 2050 | Crossload | Hydrogen | ON | Dispatch-Crossload | FuelCost | 0 | [6 empty] | 0.51337 | 0
LCP_Inputs_ON_Diverse_2023_04_03 | 2037 | Electrolyser 2050 | Crossload | Hydrogen | ON | Dispatch-Crossload | VOM | 0 | [6 empty] | 0.51337 | 0
LCP_Inputs_ON_Diverse_2023_04_03 | 2037 | Electrolyser 2050 | Crossload | Hydrogen | PJ | Dispatch-Crossload | EmissionsCost | 0 | [6 empty] | 0.51337 | 0
LCP_Inputs_ON_Diverse_2023_04_03 | 2037 | Electrolyser 2050 | Crossload | Hydrogen | PJ | Dispatch-Crossload | FuelCost | 0 | [6 empty] | 0.51337 | 0
LCP_Inputs_ON_Diverse_2023_04_03 | 2037 | Electrolyser 2050 | Crossload | Hydrogen | PJ | Dispatch-Crossload | VOM | 0 | [6 empty] | 0.51337 | 0
LCP_Inputs_ON_Diverse_2023_04_03 | 2037 | Electrolyser 2050 | Crossload | Hydrogen | QC | Dispatch-Crossload | EmissionsCost | 0 | [6 empty] | 0.51337 | 0
LCP_Inputs_ON_Diverse_2023_04_03 | 2037 | Electrolyser 2050 | Crossload | Hydrogen | QC | Dispatch-Crossload | FuelCost | 0 | [6 empty] | 0.51337 | 0
LCP_Inputs_ON_Diverse_2023_04_03 | 2037 | Electrolyser 2050 | Crossload | Hydrogen | QC | Dispatch-Crossload | VOM | 0 | [6 empty] | 0.51337 | 0
LCP_Inputs_ON_Diverse_2023_04_03 | 2037 | Electrolyser 2050 | Crossload | Hydrogen | WC | Dispatch-Crossload | EmissionsCost | 0 | [6 empty] | 0.51337 | 0
LCP_Inputs_ON_Diverse_2023_04_03 | 2037 | Electrolyser 2050 | Crossload | Hydrogen | WC | Dispatch-Crossload | FuelCost | 0 | [6 empty] | 0.51337 | 0
LCP_Inputs_ON_Diverse_2023_04_03 | 2037 | Electrolyser 2050 | Crossload | Hydrogen | WC | Dispatch-Crossload | VOM | 0 | [6 empty] | 0.51337 | 0
LCP_Inputs_ON_Diverse_2023_04_03 | 2037 | Fossil Fuel Thermal (Coal, Peat, Oil) | Generation | Electricity | MI | Dispatch-Generation | EmissionsCost | 0 | [6 empty] | 0.51337 | 0
LCP_Inputs_ON_Diverse_2023_04_03 | 2037 | Fossil Fuel Thermal (Coal, Peat, Oil) | Generation | Electricity | MI | Dispatch-Generation | FuelCost | 0 | [6 empty] | 0.51337 | 0
LCP_Inputs_ON_Diverse_2023_04_03 | 2037 | Fossil Fuel Thermal (Coal, Peat, Oil) | Generation | Electricity | MI | Dispatch-Generation | VOM | 0 | [6 empty] | 0.51337 | 0
LCP_Inputs_ON_Diverse_2023_04_03 | 2037 | Fossil Fuel Thermal (Coal, Peat, Oil) | Generation | Electricity | NY | Dispatch-Generation | EmissionsCost | 0 | [6 empty] | 0.51337 | 0
LCP_Inputs_ON_Diverse_2023_04_03 | 2037 | Fossil Fuel Thermal (Coal, Peat, Oil) | Generation | Electricity | NY | Dispatch-Generation | FuelCost | 0 | [6 empty] | 0.51337 | 0
LCP_Inputs_ON_Diverse_2023_04_03 | 2037 | Fossil Fuel Thermal (Coal, Peat, Oil) | Generation | Electricity | NY | Dispatch-Generation | VOM | 0 | [6 empty] | 0.51337 | 0
LCP_Inputs_ON_Diverse_2023_04_03 | 2037 | Fossil Fuel Thermal (Coal, Peat, Oil) | Generation | Electricity | ON | Dispatch-Generation | EmissionsCost | 0 | [6 empty] | 0.51337 | 0
LCP_Inputs_ON_Diverse_2023_04_03 | 2037 | Fossil Fuel Thermal (Coal, Peat, Oil) | Generation | Electricity | ON | Dispatch-Generation | FuelCost | 0 | [6 empty] | 0.51337 | 0
LCP_Inputs_ON_Diverse_2023_04_03 | 2037 | Fossil Fuel Thermal (Coal, Peat, Oil) | Generation | Electricity | ON | Dispatch-Generation | VOM | 0 | [6 empty] | 0.51337 | 0
LCP_Inputs_ON_Diverse_2023_04_03 | 2037 | Fossil Fuel Thermal (Coal, Peat, Oil) | Generation | Electricity | PJ | Dispatch-Generation | EmissionsCost | 0 | [6 empty] | 0.51337 | 0
LCP_Inputs_ON_Diverse_2023_04_03 | 2037 | Fossil Fuel Thermal (Coal, Peat, Oil) | Generation | Electricity | PJ | Dispatch-Generation | FuelCost | 0 | [6 empty] | 0.51337 | 0
LCP_Inputs_ON_Diverse_2023_04_03 | 2037 | Fossil Fuel Thermal (Coal, Peat, Oil) | Generation | Electricity | PJ | Dispatch-Generation | VOM | 0 | [6 empty] | 0.51337 | 0
LCP_Inputs_ON_Diverse_2023_04_03 | 2037 | Fossil Fuel Thermal (Coal, Peat, Oil) | Generation | Electricity | QC | Dispatch-Generation | EmissionsCost | 0 | [6 empty] | 0.51337 | 0
LCP_Inputs_ON_Diverse_2023_04_03 | 2037 | Fossil Fuel Thermal (Coal, Peat, Oil) | Generation | Electricity | QC | Dispatch-Generation | FuelCost | 0 | [6 empty] | 0.51337 | 0
LCP_Inputs_ON_Diverse_2023_04_03 | 2037 | Fossil Fuel Thermal (Coal, Peat, Oil) | Generation | Electricity | QC | Dispatch-Generation | VOM | 0 | [6 empty] | 0.51337 | 0
LCP_Inputs_ON_Diverse_2023_04_03 | 2037 | Fossil Fuel Thermal (Coal, Peat, Oil) | Generation | Electricity | WC | Dispatch-Generation | EmissionsCost | 0 | [6 empty] | 0.51337 | 0
LCP_Inputs_ON_Diverse_2023_04_03 | 2037 | Fossil Fuel Thermal (Coal, Peat, Oil) | Generation | Electricity | WC | Dispatch-Generation | FuelCost | 0 | [6 empty] | 0.51337 | 0
LCP_Inputs_ON_Diverse_2023_04_03 | 2037 | Fossil Fuel Thermal (Coal, Peat, Oil) | Generation | Electricity | WC | Dispatch-Generation | VOM | 0 | [6 empty] | 0.51337 | 0
LCP_Inputs_ON_Diverse_2023_04_03 | 2037 | Generic - Generator | Generation | Electricity | MI | Dispatch-Generation | EmissionsCost | 0 | [6 empty] | 0.51337 | 0
LCP_Inputs_ON_Diverse_2023_04_03 | 2037 | Generic - Generator | Generation | Electricity | MI | Dispatch-Generation | FuelCost | 1786123186.9525 | [6 empty] | 0.51337 | 916947857.9769
LCP_Inputs_ON_Diverse_2023_04_03 | 2037 | Generic - Generator | Generation | Electricity | MI | Dispatch-Generation | VOM | 62373597.6871 | [6 empty] | 0.51337 | 32020936.3001
LCP_Inputs_ON_Diverse_2023_04_03 | 2037 | Generic - Generator | Generation | Electricity | NY | Dispatch-Generation | EmissionsCost | 0 | [6 empty] | 0.51337 | 0
LCP_Inputs_ON_Diverse_2023_04_03 | 2037 | Generic - Generator | Generation | Electricity | NY | Dispatch-Generation | FuelCost | 1049703168.1579 | [6 empty] | 0.51337 | 538889522.6181
LCP_Inputs_ON_Diverse_2023_04_03 | 2037 | Generic - Generator | Generation | Electricity | NY | Dispatch-Generation | VOM | 36656913.4648 | [6 empty] | 0.51337 | 18818678.6483
LCP_Inputs_ON_Diverse_2023_04_03 | 2037 | Generic - Generator | Generation | Electricity | ON | Dispatch-Generation | EmissionsCost | 0 | [6 empty] | 0.51337 | 0
LCP_Inputs_ON_Diverse_2023_04_03 | 2037 | Generic - Generator | Generation | Electricity | ON | Dispatch-Generation | FuelCost | 0 | [6 empty] | 0.51337 | 0
LCP_Inputs_ON_Diverse_2023_04_03 | 2037 | Generic - Generator | Generation | Electricity | ON | Dispatch-Generation | VOM | 0 | [6 empty] | 0.51337 | 0
LCP_Inputs_ON_Diverse_2023_04_03 | 2037 | Generic - Generator | Generation | Electricity | PJ | Dispatch-Generation | EmissionsCost | 0 | [6 empty] | 0.51337 | 0
LCP_Inputs_ON_Diverse_2023_04_03 | 2037 | Generic - Generator | Generation | Electricity | PJ | Dispatch-Generation | FuelCost | 7357083622.602 | [6 empty] | 0.51337 | 3776929899.3381
LCP_Inputs_ON_Diverse_2023_04_03 | 2037 | Generic - Generator | Generation | Electricity | PJ | Dispatch-Generation | VOM | 256918323.0915 | [6 empty] | 0.51337 | 131894993.4443
LCP_Inputs_ON_Diverse_2023_04_03 | 2037 | Generic - Generator | Generation | Electricity | QC | Dispatch-Generation | EmissionsCost | 0 | [6 empty] | 0.51337 | 0
LCP_Inputs_ON_Diverse_2023_04_03 | 2037 | Generic - Generator | Generation | Electricity | QC | Dispatch-Generation | FuelCost | 0 | [6 empty] | 0.51337 | 0
LCP_Inputs_ON_Diverse_2023_04_03 | 2037 | Generic - Generator | Generation | Electricity | QC | Dispatch-Generation | VOM | 0 | [6 empty] | 0.51337 | 0
LCP_Inputs_ON_Diverse_2023_04_03 | 2037 | Generic - Generator | Generation | Electricity | WC | Dispatch-Generation | EmissionsCost | 0 | [6 empty] | 0.51337 | 0
LCP_Inputs_ON_Diverse_2023_04_03 | 2037 | Generic - Generator | Generation | Electricity | WC | Dispatch-Generation | FuelCost | 1735673.761 | [6 empty] | 0.51337 | 891048.4724
LCP_Inputs_ON_Diverse_2023_04_03 | 2037 | Generic - Generator | Generation | Electricity | WC | Dispatch-Generation | VOM | 60611.8423 | [6 empty] | 0.51337 | 31116.4982
LCP_Inputs_ON_Diverse_2023_04_03 | 2037 | H2 Import - QC | Import | Hydrogen | MI | Dispatch-Import | EmissionsCost | 0 | [6 empty] | 0.51337 | 0
LCP_Inputs_ON_Diverse_2023_04_03 | 2037 | H2 Import - QC | Import | Hydrogen | MI | Dispatch-Import | FuelCost | 0 | [6 empty] | 0.51337 | 0
LCP_Inputs_ON_Diverse_2023_04_03 | 2037 | H2 Import - QC | Import | Hydrogen | MI | Dispatch-Import | VOM | 0 | [6 empty] | 0.51337 | 0
LCP_Inputs_ON_Diverse_2023_04_03 | 2037 | H2 Import - QC | Import | Hydrogen | NY | Dispatch-Import | EmissionsCost | 0 | [6 empty] | 0.51337 | 0
LCP_Inputs_ON_Diverse_2023_04_03 | 2037 | H2 Import - QC | Import | Hydrogen | NY | Dispatch-Import | FuelCost | 0 | [6 empty] | 0.51337 | 0
LCP_Inputs_ON_Diverse_2023_04_03 | 2037 | H2 Import - QC | Import | Hydrogen | NY | Dispatch-Import | VOM | 0 | [6 empty] | 0.51337 | 0
LCP_Inputs_ON_Diverse_2023_04_03 | 2037 | H2 Import - QC | Import | Hydrogen | ON | Dispatch-Import | EmissionsCost | 0 | [6 empty] | 0.51337 | 0
LCP_Inputs_ON_Diverse_2023_04_03 | 2037 | H2 Import - QC | Import | Hydrogen | ON | Dispatch-Import | FuelCost | 0 | [6 empty] | 0.51337 | 0
LCP_Inputs_ON_Diverse_2023_04_03 | 2037 | H2 Import - QC | Import | Hydrogen | ON | Dispatch-Import | VOM | 0 | [6 empty] | 0.51337 | 0
LCP_Inputs_ON_Diverse_2023_04_03 | 2037 | H2 Import - QC | Import | Hydrogen | PJ | Dispatch-Import | EmissionsCost | 0 | [6 empty] | 0.51337 | 0
LCP_Inputs_ON_Diverse_2023_04_03 | 2037 | H2 Import - QC | Import | Hydrogen | PJ | Dispatch-Import | FuelCost | 0 | [6 empty] | 0.51337 | 0
LCP_Inputs_ON_Diverse_2023_04_03 | 2037 | H2 Import - QC | Import | Hydrogen | PJ | Dispatch-Import | VOM | 0 | [6 empty] | 0.51337 | 0
LCP_Inputs_ON_Diverse_2023_04_03 | 2037 | H2 Import - QC | Import | Hydrogen | QC | Dispatch-Import | EmissionsCost | 0 | [6 empty] | 0.51337 | 0
LCP_Inputs_ON_Diverse_2023_04_03 | 2037 | H2 Import - QC | Import | Hydrogen | QC | Dispatch-Import | FuelCost | 0 | [6 empty] | 0.51337 | 0
LCP_Inputs_ON_Diverse_2023_04_03 | 2037 | H2 Import - QC | Import | Hydrogen | QC | Dispatch-Import | VOM | 0 | [6 empty] | 0.51337 | 0
LCP_Inputs_ON_Diverse_2023_04_03 | 2037 | H2 Import - QC | Import | Hydrogen | WC | Dispatch-Import | EmissionsCost | 0 | [6 empty] | 0.51337 | 0
LCP_Inputs_ON_Diverse_2023_04_03 | 2037 | H2 Import - QC | Import | Hydrogen | WC | Dispatch-Import | FuelCost | 0 | [6 empty] | 0.51337 | 0
LCP_Inputs_ON_Diverse_2023_04_03 | 2037 | H2 Import - QC | Import | Hydrogen | WC | Dispatch-Import | VOM | 0 | [6 empty] | 0.51337 | 0
LCP_Inputs_ON_Diverse_2023_04_03 | 2037 | H2 Import - WC | Import | Hydrogen | MI | Dispatch-Import | EmissionsCost | 0 | [6 empty] | 0.51337 | 0
LCP_Inputs_ON_Diverse_2023_04_03 | 2037 | H2 Import - WC | Import | Hydrogen | MI | Dispatch-Import | FuelCost | 0 | [6 empty] | 0.51337 | 0
LCP_Inputs_ON_Diverse_2023_04_03 | 2037 | H2 Import - WC | Import | Hydrogen | MI | Dispatch-Import | VOM | 0 | [6 empty] | 0.51337 | 0
LCP_Inputs_ON_Diverse_2023_04_03 | 2037 | H2 Import - WC | Import | Hydrogen | NY | Dispatch-Import | EmissionsCost | 0 | [6 empty] | 0.51337 | 0
LCP_Inputs_ON_Diverse_2023_04_03 | 2037 | H2 Import - WC | Import | Hydrogen | NY | Dispatch-Import | FuelCost | 0 | [6 empty] | 0.51337 | 0
LCP_Inputs_ON_Diverse_2023_04_03 | 2037 | H2 Import - WC | Import | Hydrogen | NY | Dispatch-Import | VOM | 0 | [6 empty] | 0.51337 | 0
LCP_Inputs_ON_Diverse_2023_04_03 | 2037 | H2 Import - WC | Import | Hydrogen | ON | Dispatch-Import | EmissionsCost | 0 | [6 empty] | 0.51337 | 0
LCP_Inputs_ON_Diverse_2023_04_03 | 2037 | H2 Import - WC | Import | Hydrogen | ON | Dispatch-Import | FuelCost | 0 | [6 empty] | 0.51337 | 0
LCP_Inputs_ON_Diverse_2023_04_03 | 2037 | H2 Import - WC | Import | Hydrogen | ON | Dispatch-Import | VOM | 0 | [6 empty] | 0.51337 | 0
LCP_Inputs_ON_Diverse_2023_04_03 | 2037 | H2 Import - WC | Import | Hydrogen | PJ | Dispatch-Import | EmissionsCost | 0 | [6 empty] | 0.51337 | 0
LCP_Inputs_ON_Diverse_2023_04_03 | 2037 | H2 Import - WC | Import | Hydrogen | PJ | Dispatch-Import | FuelCost | 0 | [6 empty] | 0.51337 | 0
LCP_Inputs_ON_Diverse_2023_04_03 | 2037 | H2 Import - WC | Import | Hydrogen | PJ | Dispatch-Import | VOM | 0 | [6 empty] | 0.51337 | 0
LCP_Inputs_ON_Diverse_2023_04_03 | 2037 | H2 Import - WC | Import | Hydrogen | QC | Dispatch-Import | EmissionsCost | 0 | [6 empty] | 0.51337 | 0
LCP_Inputs_ON_Diverse_2023_04_03 | 2037 | H2 Import - WC | Import | Hydrogen | QC | Dispatch-Import | FuelCost | 0 | [6 empty] | 0.51337 | 0
LCP_Inputs_ON_Diverse_2023_04_03 | 2037 | H2 Import - WC | Import | Hydrogen | QC | Dispatch-Import | VOM | 0 | [6 empty] | 0.51337 | 0
LCP_Inputs_ON_Diverse_2023_04_03 | 2037 | H2 Import - WC | Import | Hydrogen | WC | Dispatch-Import | EmissionsCost | 0 | [6 empty] | 0.51337 | 0
LCP_Inputs_ON_Diverse_2023_04_03 | 2037 | H2 Import - WC | Import | Hydrogen | WC | Dispatch-Import | FuelCost | 0 | [6 empty] | 0.51337 | 0
LCP_Inputs_ON_Diverse_2023_04_03 | 2037 | H2 Import - WC | Import | Hydrogen | WC | Dispatch-Import | VOM | 0 | [6 empty] | 0.51337 | 0
LCP_Inputs_ON_Diverse_2023_04_03 | 2037 | H2 Salt Cavern Storage - ON | Storage | Hydrogen | MI | Dispatch-Storage | EmissionsCost | 0 | [6 empty] | 0.51337 | 0
LCP_Inputs_ON_Diverse_2023_04_03 | 2037 | H2 Salt Cavern Storage - ON | Storage | Hydrogen | MI | Dispatch-Storage | FuelCost | 0 | [6 empty] | 0.51337 | 0
LCP_Inputs_ON_Diverse_2023_04_03 | 2037 | H2 Salt Cavern Storage - ON | Storage | Hydrogen | MI | Dispatch-Storage | VOM | 0 | [6 empty] | 0.51337 | 0
LCP_Inputs_ON_Diverse_2023_04_03 | 2037 | H2 Salt Cavern Storage - ON | Storage | Hydrogen | NY | Dispatch-Storage | EmissionsCost | 0 | [6 empty] | 0.51337 | 0
LCP_Inputs_ON_Diverse_2023_04_03 | 2037 | H2 Salt Cavern Storage - ON | Storage | Hydrogen | NY | Dispatch-Storage | FuelCost | 0 | [6 empty] | 0.51337 | 0
LCP_Inputs_ON_Diverse_2023_04_03 | 2037 | H2 Salt Cavern Storage - ON | Storage | Hydrogen | NY | Dispatch-Storage | VOM | 0 | [6 empty] | 0.51337 | 0
LCP_Inputs_ON_Diverse_2023_04_03 | 2037 | H2 Salt Cavern Storage - ON | Storage | Hydrogen | ON | Dispatch-Storage | EmissionsCost | 0 | [6 empty] | 0.51337 | 0
LCP_Inputs_ON_Diverse_2023_04_03 | 2037 | H2 Salt Cavern Storage - ON | Storage | Hydrogen | ON | Dispatch-Storage | FuelCost | 0 | [6 empty] | 0.51337 | 0
LCP_Inputs_ON_Diverse_2023_04_03 | 2037 | H2 Salt Cavern Storage - ON | Storage | Hydrogen | ON | Dispatch-Storage | VOM | 14843329.5213 | [6 empty] | 0.51337 | 7620168.2556
LCP_Inputs_ON_Diverse_2023_04_03 | 2037 | H2 Salt Cavern Storage - ON | Storage | Hydrogen | PJ | Dispatch-Storage | EmissionsCost | 0 | [6 empty] | 0.51337 | 0
LCP_Inputs_ON_Diverse_2023_04_03 | 2037 | H2 Salt Cavern Storage - ON | Storage | Hydrogen | PJ | Dispatch-Storage | FuelCost | 0 | [6 empty] | 0.51337 | 0
LCP_Inputs_ON_Diverse_2023_04_03 | 2037 | H2 Salt Cavern Storage - ON | Storage | Hydrogen | PJ | Dispatch-Storage | VOM | 0 | [6 empty] | 0.51337 | 0
LCP_Inputs_ON_Diverse_2023_04_03 | 2037 | H2 Salt Cavern Storage - ON | Storage | Hydrogen | QC | Dispatch-Storage | EmissionsCost | 0 | [6 empty] | 0.51337 | 0
LCP_Inputs_ON_Diverse_2023_04_03 | 2037 | H2 Salt Cavern Storage - ON | Storage | Hydrogen | QC | Dispatch-Storage | FuelCost | 0 | [6 empty] | 0.51337 | 0
LCP_Inputs_ON_Diverse_2023_04_03 | 2037 | H2 Salt Cavern Storage - ON | Storage | Hydrogen | QC | Dispatch-Storage | VOM | 0 | [6 empty] | 0.51337 | 0
LCP_Inputs_ON_Diverse_2023_04_03 | 2037 | H2 Salt Cavern Storage - ON | Storage | Hydrogen | WC | Dispatch-Storage | EmissionsCost | 0 | [6 empty] | 0.51337 | 0
LCP_Inputs_ON_Diverse_2023_04_03 | 2037 | H2 Salt Cavern Storage - ON | Storage | Hydrogen | WC | Dispatch-Storage | FuelCost | 0 | [6 empty] | 0.51337 | 0
LCP_Inputs_ON_Diverse_2023_04_03 | 2037 | H2 Salt Cavern Storage - ON | Storage | Hydrogen | WC | Dispatch-Storage | VOM | 0 | [6 empty] | 0.51337 | 0
LCP_Inputs_ON_Diverse_2023_04_03 | 2037 | Hydro | Generation | Electricity | MI | Dispatch-Generation | EmissionsCost | 0 | [6 empty] | 0.51337 | 0
LCP_Inputs_ON_Diverse_2023_04_03 | 2037 | Hydro | Generation | Electricity | MI | Dispatch-Generation | FuelCost | 0 | [6 empty] | 0.51337 | 0
LCP_Inputs_ON_Diverse_2023_04_03 | 2037 | Hydro | Generation | Electricity | MI | Dispatch-Generation | VOM | 0 | [6 empty] | 0.51337 | 0
LCP_Inputs_ON_Diverse_2023_04_03 | 2037 | Hydro | Generation | Electricity | NY | Dispatch-Generation | EmissionsCost | 0 | [6 empty] | 0.51337 | 0
LCP_Inputs_ON_Diverse_2023_04_03 | 2037 | Hydro | Generation | Electricity | NY | Dispatch-Generation | FuelCost | 0 | [6 empty] | 0.51337 | 0
LCP_Inputs_ON_Diverse_2023_04_03 | 2037 | Hydro | Generation | Electricity | NY | Dispatch-Generation | VOM | 0 | [6 empty] | 0.51337 | 0
LCP_Inputs_ON_Diverse_2023_04_03 | 2037 | Hydro | Generation | Electricity | ON | Dispatch-Generation | EmissionsCost | 0 | [6 empty] | 0.51337 | 0
LCP_Inputs_ON_Diverse_2023_04_03 | 2037 | Hydro | Generation | Electricity | ON | Dispatch-Generation | FuelCost | 0 | [6 empty] | 0.51337 | 0
LCP_Inputs_ON_Diverse_2023_04_03 | 2037 | Hydro | Generation | Electricity | ON | Dispatch-Generation | VOM | 0 | [6 empty] | 0.51337 | 0
LCP_Inputs_ON_Diverse_2023_04_03 | 2037 | Hydro | Generation | Electricity | PJ | Dispatch-Generation | EmissionsCost | 0 | [6 empty] | 0.51337 | 0
LCP_Inputs_ON_Diverse_2023_04_03 | 2037 | Hydro | Generation | Electricity | PJ | Dispatch-Generation | FuelCost | 0 | [6 empty] | 0.51337 | 0
LCP_Inputs_ON_Diverse_2023_04_03 | 2037 | Hydro | Generation | Electricity | PJ | Dispatch-Generation | VOM | 0 | [6 empty] | 0.51337 | 0
LCP_Inputs_ON_Diverse_2023_04_03 | 2037 | Hydro | Generation | Electricity | QC | Dispatch-Generation | EmissionsCost | 0 | [6 empty] | 0.51337 | 0
LCP_Inputs_ON_Diverse_2023_04_03 | 2037 | Hydro | Generation | Electricity | QC | Dispatch-Generation | FuelCost | 0 | [6 empty] | 0.51337 | 0
LCP_Inputs_ON_Diverse_2023_04_03 | 2037 | Hydro | Generation | Electricity | QC | Dispatch-Generation | VOM | 0 | [6 empty] | 0.51337 | 0
LCP_Inputs_ON_Diverse_2023_04_03 | 2037 | Hydro | Generation | Electricity | WC | Dispatch-Generation | EmissionsCost | 0 | [6 empty] | 0.51337 | 0
LCP_Inputs_ON_Diverse_2023_04_03 | 2037 | Hydro | Generation | Electricity | WC | Dispatch-Generation | FuelCost | 0 | [6 empty] | 0.51337 | 0
LCP_Inputs_ON_Diverse_2023_04_03 | 2037 | Hydro | Generation | Electricity | WC | Dispatch-Generation | VOM | 0 | [6 empty] | 0.51337 | 0
LCP_Inputs_ON_Diverse_2023_04_03 | 2037 | Hydro Pumped Storage | Storage | Electricity | MI | Dispatch-Storage | EmissionsCost | 0 | [6 empty] | 0.51337 | 0
LCP_Inputs_ON_Diverse_2023_04_03 | 2037 | Hydro Pumped Storage | Storage | Electricity | MI | Dispatch-Storage | FuelCost | 0 | [6 empty] | 0.51337 | 0
LCP_Inputs_ON_Diverse_2023_04_03 | 2037 | Hydro Pumped Storage | Storage | Electricity | MI | Dispatch-Storage | VOM | 0 | [6 empty] | 0.51337 | 0
LCP_Inputs_ON_Diverse_2023_04_03 | 2037 | Hydro Pumped Storage | Storage | Electricity | NY | Dispatch-Storage | EmissionsCost | 0 | [6 empty] | 0.51337 | 0
LCP_Inputs_ON_Diverse_2023_04_03 | 2037 | Hydro Pumped Storage | Storage | Electricity | NY | Dispatch-Storage | FuelCost | 0 | [6 empty] | 0.51337 | 0
LCP_Inputs_ON_Diverse_2023_04_03 | 2037 | Hydro Pumped Storage | Storage | Electricity | NY | Dispatch-Storage | VOM | 0 | [6 empty] | 0.51337 | 0
LCP_Inputs_ON_Diverse_2023_04_03 | 2037 | Hydro Pumped Storage | Storage | Electricity | ON | Dispatch-Storage | EmissionsCost | 0 | [6 empty] | 0.51337 | 0
LCP_Inputs_ON_Diverse_2023_04_03 | 2037 | Hydro Pumped Storage | Storage | Electricity | ON | Dispatch-Storage | FuelCost | 0 | [6 empty] | 0.51337 | 0
LCP_Inputs_ON_Diverse_2023_04_03 | 2037 | Hydro Pumped Storage | Storage | Electricity | ON | Dispatch-Storage | VOM | 0 | [6 empty] | 0.51337 | 0
LCP_Inputs_ON_Diverse_2023_04_03 | 2037 | Hydro Pumped Storage | Storage | Electricity | PJ | Dispatch-Storage | EmissionsCost | 0 | [6 empty] | 0.51337 | 0
LCP_Inputs_ON_Diverse_2023_04_03 | 2037 | Hydro Pumped Storage | Storage | Electricity | PJ | Dispatch-Storage | FuelCost | 0 | [6 empty] | 0.51337 | 0
LCP_Inputs_ON_Diverse_2023_04_03 | 2037 | Hydro Pumped Storage | Storage | Electricity | PJ | Dispatch-Storage | VOM | 0 | [6 empty] | 0.51337 | 0
LCP_Inputs_ON_Diverse_2023_04_03 | 2037 | Hydro Pumped Storage | Storage | Electricity | QC | Dispatch-Storage | EmissionsCost | 0 | [6 empty] | 0.51337 | 0
LCP_Inputs_ON_Diverse_2023_04_03 | 2037 | Hydro Pumped Storage | Storage | Electricity | QC | Dispatch-Storage | FuelCost | 0 | [6 empty] | 0.51337 | 0
LCP_Inputs_ON_Diverse_2023_04_03 | 2037 | Hydro Pumped Storage | Storage | Electricity | QC | Dispatch-Storage | VOM | 0 | [6 empty] | 0.51337 | 0
LCP_Inputs_ON_Diverse_2023_04_03 | 2037 | Hydro Pumped Storage | Storage | Electricity | WC | Dispatch-Storage | EmissionsCost | 0 | [6 empty] | 0.51337 | 0
LCP_Inputs_ON_Diverse_2023_04_03 | 2037 | Hydro Pumped Storage | Storage | Electricity | WC | Dispatch-Storage | FuelCost | 0 | [6 empty] | 0.51337 | 0
LCP_Inputs_ON_Diverse_2023_04_03 | 2037 | Hydro Pumped Storage | Storage | Electricity | WC | Dispatch-Storage | VOM | 0 | [6 empty] | 0.51337 | 0
LCP_Inputs_ON_Diverse_2023_04_03 | 2037 | Nuclear | Generation | Electricity | MI | Dispatch-Generation | EmissionsCost | 0 | [6 empty] | 0.51337 | 0
LCP_Inputs_ON_Diverse_2023_04_03 | 2037 | Nuclear | Generation | Electricity | MI | Dispatch-Generation | FuelCost | 0 | [6 empty] | 0.51337 | 0
LCP_Inputs_ON_Diverse_2023_04_03 | 2037 | Nuclear | Generation | Electricity | MI | Dispatch-Generation | VOM | 2762866296.96 | [6 empty] | 0.51337 | 1418381638.7248
LCP_Inputs_ON_Diverse_2023_04_03 | 2037 | Nuclear | Generation | Electricity | NY | Dispatch-Generation | EmissionsCost | 0 | [6 empty] | 0.51337 | 0
LCP_Inputs_ON_Diverse_2023_04_03 | 2037 | Nuclear | Generation | Electricity | NY | Dispatch-Generation | FuelCost | 0 | [6 empty] | 0.51337 | 0
LCP_Inputs_ON_Diverse_2023_04_03 | 2037 | Nuclear | Generation | Electricity | NY | Dispatch-Generation | VOM | 2246155230.144 | [6 empty] | 0.51337 | 1153116001.186
LCP_Inputs_ON_Diverse_2023_04_03 | 2037 | Nuclear | Generation | Electricity | ON | Dispatch-Generation | EmissionsCost | 0 | [6 empty] | 0.51337 | 0
LCP_Inputs_ON_Diverse_2023_04_03 | 2037 | Nuclear | Generation | Electricity | ON | Dispatch-Generation | FuelCost | 0 | [6 empty] | 0.51337 | 0
LCP_Inputs_ON_Diverse_2023_04_03 | 2037 | Nuclear | Generation | Electricity | ON | Dispatch-Generation | VOM | 6725070496.368 | [6 empty] | 0.51337 | 3452471269.3024
LCP_Inputs_ON_Diverse_2023_04_03 | 2037 | Nuclear | Generation | Electricity | PJ | Dispatch-Generation | EmissionsCost | 0 | [6 empty] | 0.51337 | 0
LCP_Inputs_ON_Diverse_2023_04_03 | 2037 | Nuclear | Generation | Electricity | PJ | Dispatch-Generation | FuelCost | 0 | [6 empty] | 0.51337 | 0
LCP_Inputs_ON_Diverse_2023_04_03 | 2037 | Nuclear | Generation | Electricity | PJ | Dispatch-Generation | VOM | 6401347648.6848 | [6 empty] | 0.51337 | 3286280620.2309
LCP_Inputs_ON_Diverse_2023_04_03 | 2037 | Nuclear | Generation | Electricity | QC | Dispatch-Generation | EmissionsCost | 0 | [6 empty] | 0.51337 | 0
LCP_Inputs_ON_Diverse_2023_04_03 | 2037 | Nuclear | Generation | Electricity | QC | Dispatch-Generation | FuelCost | 0 | [6 empty] | 0.51337 | 0
LCP_Inputs_ON_Diverse_2023_04_03 | 2037 | Nuclear | Generation | Electricity | QC | Dispatch-Generation | VOM | 0 | [6 empty] | 0.51337 | 0
LCP_Inputs_ON_Diverse_2023_04_03 | 2037 | Nuclear | Generation | Electricity | WC | Dispatch-Generation | EmissionsCost | 0 | [6 empty] | 0.51337 | 0
LCP_Inputs_ON_Diverse_2023_04_03 | 2037 | Nuclear | Generation | Electricity | WC | Dispatch-Generation | FuelCost | 0 | [6 empty] | 0.51337 | 0
LCP_Inputs_ON_Diverse_2023_04_03 | 2037 | Nuclear | Generation | Electricity | WC | Dispatch-Generation | VOM | 0 | [6 empty] | 0.51337 | 0
LCP_Inputs_ON_Diverse_2023_04_03 | 2037 | Nuclear SMR | Generation | Electricity | MI | Dispatch-Generation | EmissionsCost | 0 | [6 empty] | 0.51337 | 0
LCP_Inputs_ON_Diverse_2023_04_03 | 2037 | Nuclear SMR | Generation | Electricity | MI | Dispatch-Generation | FuelCost | 0 | [6 empty] | 0.51337 | 0
LCP_Inputs_ON_Diverse_2023_04_03 | 2037 | Nuclear SMR | Generation | Electricity | MI | Dispatch-Generation | VOM | 0 | [6 empty] | 0.51337 | 0
LCP_Inputs_ON_Diverse_2023_04_03 | 2037 | Nuclear SMR | Generation | Electricity | NY | Dispatch-Generation | EmissionsCost | 0 | [6 empty] | 0.51337 | 0
LCP_Inputs_ON_Diverse_2023_04_03 | 2037 | Nuclear SMR | Generation | Electricity | NY | Dispatch-Generation | FuelCost | 0 | [6 empty] | 0.51337 | 0
LCP_Inputs_ON_Diverse_2023_04_03 | 2037 | Nuclear SMR | Generation | Electricity | NY | Dispatch-Generation | VOM | 0 | [6 empty] | 0.51337 | 0
LCP_Inputs_ON_Diverse_2023_04_03 | 2037 | Nuclear SMR | Generation | Electricity | ON | Dispatch-Generation | EmissionsCost | 0 | [6 empty] | 0.51337 | 0
LCP_Inputs_ON_Diverse_2023_04_03 | 2037 | Nuclear SMR | Generation | Electricity | ON | Dispatch-Generation | FuelCost | 0 | [6 empty] | 0.51337 | 0
LCP_Inputs_ON_Diverse_2023_04_03 | 2037 | Nuclear SMR | Generation | Electricity | ON | Dispatch-Generation | VOM | 17810812.8 | [6 empty] | 0.51337 | 9143594.7784
LCP_Inputs_ON_Diverse_2023_04_03 | 2037 | Nuclear SMR | Generation | Electricity | PJ | Dispatch-Generation | EmissionsCost | 0 | [6 empty] | 0.51337 | 0
LCP_Inputs_ON_Diverse_2023_04_03 | 2037 | Nuclear SMR | Generation | Electricity | PJ | Dispatch-Generation | FuelCost | 0 | [6 empty] | 0.51337 | 0
LCP_Inputs_ON_Diverse_2023_04_03 | 2037 | Nuclear SMR | Generation | Electricity | PJ | Dispatch-Generation | VOM | 0 | [6 empty] | 0.51337 | 0
LCP_Inputs_ON_Diverse_2023_04_03 | 2037 | Nuclear SMR | Generation | Electricity | QC | Dispatch-Generation | EmissionsCost | 0 | [6 empty] | 0.51337 | 0
LCP_Inputs_ON_Diverse_2023_04_03 | 2037 | Nuclear SMR | Generation | Electricity | QC | Dispatch-Generation | FuelCost | 0 | [6 empty] | 0.51337 | 0
LCP_Inputs_ON_Diverse_2023_04_03 | 2037 | Nuclear SMR | Generation | Electricity | QC | Dispatch-Generation | VOM | 0 | [6 empty] | 0.51337 | 0
LCP_Inputs_ON_Diverse_2023_04_03 | 2037 | Nuclear SMR | Generation | Electricity | WC | Dispatch-Generation | EmissionsCost | 0 | [6 empty] | 0.51337 | 0
LCP_Inputs_ON_Diverse_2023_04_03 | 2037 | Nuclear SMR | Generation | Electricity | WC | Dispatch-Generation | FuelCost | 0 | [6 empty] | 0.51337 | 0
LCP_Inputs_ON_Diverse_2023_04_03 | 2037 | Nuclear SMR | Generation | Electricity | WC | Dispatch-Generation | VOM | 0 | [6 empty] | 0.51337 | 0
LCP_Inputs_ON_Diverse_2023_04_03 | 2037 | O/CCGT - CH4 Existing | Crossload | Electricity | MI | Dispatch-Crossload | EmissionsCost | 0 | [6 empty] | 0.51337 | 0
LCP_Inputs_ON_Diverse_2023_04_03 | 2037 | O/CCGT - CH4 Existing | Crossload | Electricity | MI | Dispatch-Crossload | FuelCost | 0 | [6 empty] | 0.51337 | 0
LCP_Inputs_ON_Diverse_2023_04_03 | 2037 | O/CCGT - CH4 Existing | Crossload | Electricity | MI | Dispatch-Crossload | VOM | 0 | [6 empty] | 0.51337 | 0
LCP_Inputs_ON_Diverse_2023_04_03 | 2037 | O/CCGT - CH4 Existing | Crossload | Electricity | NY | Dispatch-Crossload | EmissionsCost | 0 | [6 empty] | 0.51337 | 0
LCP_Inputs_ON_Diverse_2023_04_03 | 2037 | O/CCGT - CH4 Existing | Crossload | Electricity | NY | Dispatch-Crossload | FuelCost | 0 | [6 empty] | 0.51337 | 0
LCP_Inputs_ON_Diverse_2023_04_03 | 2037 | O/CCGT - CH4 Existing | Crossload | Electricity | NY | Dispatch-Crossload | VOM | 0 | [6 empty] | 0.51337 | 0
LCP_Inputs_ON_Diverse_2023_04_03 | 2037 | O/CCGT - CH4 Existing | Crossload | Electricity | ON | Dispatch-Crossload | EmissionsCost | 3895150.9851 | [6 empty] | 0.51337 | 1999666.3043
LCP_Inputs_ON_Diverse_2023_04_03 | 2037 | O/CCGT - CH4 Existing | Crossload | Electricity | ON | Dispatch-Crossload | FuelCost | 0 | [6 empty] | 0.51337 | 0
LCP_Inputs_ON_Diverse_2023_04_03 | 2037 | O/CCGT - CH4 Existing | Crossload | Electricity | ON | Dispatch-Crossload | VOM | 239711.1233 | [6 empty] | 0.51337 | 123061.2774
LCP_Inputs_ON_Diverse_2023_04_03 | 2037 | O/CCGT - CH4 Existing | Crossload | Electricity | PJ | Dispatch-Crossload | EmissionsCost | 0 | [6 empty] | 0.51337 | 0
LCP_Inputs_ON_Diverse_2023_04_03 | 2037 | O/CCGT - CH4 Existing | Crossload | Electricity | PJ | Dispatch-Crossload | FuelCost | 0 | [6 empty] | 0.51337 | 0
LCP_Inputs_ON_Diverse_2023_04_03 | 2037 | O/CCGT - CH4 Existing | Crossload | Electricity | PJ | Dispatch-Crossload | VOM | 0 | [6 empty] | 0.51337 | 0
LCP_Inputs_ON_Diverse_2023_04_03 | 2037 | O/CCGT - CH4 Existing | Crossload | Electricity | QC | Dispatch-Crossload | EmissionsCost | 0 | [6 empty] | 0.51337 | 0
LCP_Inputs_ON_Diverse_2023_04_03 | 2037 | O/CCGT - CH4 Existing | Crossload | Electricity | QC | Dispatch-Crossload | FuelCost | 0 | [6 empty] | 0.51337 | 0
LCP_Inputs_ON_Diverse_2023_04_03 | 2037 | O/CCGT - CH4 Existing | Crossload | Electricity | QC | Dispatch-Crossload | VOM | 0 | [6 empty] | 0.51337 | 0
LCP_Inputs_ON_Diverse_2023_04_03 | 2037 | O/CCGT - CH4 Existing | Crossload | Electricity | WC | Dispatch-Crossload | EmissionsCost | 0 | [6 empty] | 0.51337 | 0
LCP_Inputs_ON_Diverse_2023_04_03 | 2037 | O/CCGT - CH4 Existing | Crossload | Electricity | WC | Dispatch-Crossload | FuelCost | 0 | [6 empty] | 0.51337 | 0
LCP_Inputs_ON_Diverse_2023_04_03 | 2037 | O/CCGT - CH4 Existing | Crossload | Electricity | WC | Dispatch-Crossload | VOM | 0 | [6 empty] | 0.51337 | 0
LCP_Inputs_ON_Diverse_2023_04_03 | 2037 | O/CCGT - CH4 New | Crossload | Electricity | MI | Dispatch-Crossload | EmissionsCost | 0 | [6 empty] | 0.51337 | 0
LCP_Inputs_ON_Diverse_2023_04_03 | 2037 | O/CCGT - CH4 New | Crossload | Electricity | MI | Dispatch-Crossload | FuelCost | 0 | [6 empty] | 0.51337 | 0
LCP_Inputs_ON_Diverse_2023_04_03 | 2037 | O/CCGT - CH4 New | Crossload | Electricity | MI | Dispatch-Crossload | VOM | 0 | [6 empty] | 0.51337 | 0
LCP_Inputs_ON_Diverse_2023_04_03 | 2037 | O/CCGT - CH4 New | Crossload | Electricity | NY | Dispatch-Crossload | EmissionsCost | 0 | [6 empty] | 0.51337 | 0
LCP_Inputs_ON_Diverse_2023_04_03 | 2037 | O/CCGT - CH4 New | Crossload | Electricity | NY | Dispatch-Crossload | FuelCost | 0 | [6 empty] | 0.51337 | 0
LCP_Inputs_ON_Diverse_2023_04_03 | 2037 | O/CCGT - CH4 New | Crossload | Electricity | NY | Dispatch-Crossload | VOM | 0 | [6 empty] | 0.51337 | 0
LCP_Inputs_ON_Diverse_2023_04_03 | 2037 | O/CCGT - CH4 New | Crossload | Electricity | ON | Dispatch-Crossload | EmissionsCost | 200299.7413 | [6 empty] | 0.51337 | 102828.5283
LCP_Inputs_ON_Diverse_2023_04_03 | 2037 | O/CCGT - CH4 New | Crossload | Electricity | ON | Dispatch-Crossload | FuelCost | 0 | [6 empty] | 0.51337 | 0
LCP_Inputs_ON_Diverse_2023_04_03 | 2037 | O/CCGT - CH4 New | Crossload | Electricity | ON | Dispatch-Crossload | VOM | 12326.6277 | [6 empty] | 0.51337 | 6328.1609
LCP_Inputs_ON_Diverse_2023_04_03 | 2037 | O/CCGT - CH4 New | Crossload | Electricity | PJ | Dispatch-Crossload | EmissionsCost | 0 | [6 empty] | 0.51337 | 0
LCP_Inputs_ON_Diverse_2023_04_03 | 2037 | O/CCGT - CH4 New | Crossload | Electricity | PJ | Dispatch-Crossload | FuelCost | 0 | [6 empty] | 0.51337 | 0
LCP_Inputs_ON_Diverse_2023_04_03 | 2037 | O/CCGT - CH4 New | Crossload | Electricity | PJ | Dispatch-Crossload | VOM | 0 | [6 empty] | 0.51337 | 0
LCP_Inputs_ON_Diverse_2023_04_03 | 2037 | O/CCGT - CH4 New | Crossload | Electricity | QC | Dispatch-Crossload | EmissionsCost | 0 | [6 empty] | 0.51337 | 0
LCP_Inputs_ON_Diverse_2023_04_03 | 2037 | O/CCGT - CH4 New | Crossload | Electricity | QC | Dispatch-Crossload | FuelCost | 0 | [6 empty] | 0.51337 | 0
LCP_Inputs_ON_Diverse_2023_04_03 | 2037 | O/CCGT - CH4 New | Crossload | Electricity | QC | Dispatch-Crossload | VOM | 0 | [6 empty] | 0.51337 | 0
LCP_Inputs_ON_Diverse_2023_04_03 | 2037 | O/CCGT - CH4 New | Crossload | Electricity | WC | Dispatch-Crossload | EmissionsCost | 0 | [6 empty] | 0.51337 | 0
LCP_Inputs_ON_Diverse_2023_04_03 | 2037 | O/CCGT - CH4 New | Crossload | Electricity | WC | Dispatch-Crossload | FuelCost | 0 | [6 empty] | 0.51337 | 0
LCP_Inputs_ON_Diverse_2023_04_03 | 2037 | O/CCGT - CH4 New | Crossload | Electricity | WC | Dispatch-Crossload | VOM | 0 | [6 empty] | 0.51337 | 0
LCP_Inputs_ON_Diverse_2023_04_03 | 2037 | O/CCGT - H2 New | Crossload | Electricity | MI | Dispatch-Crossload | EmissionsCost | 0 | [6 empty] | 0.51337 | 0
LCP_Inputs_ON_Diverse_2023_04_03 | 2037 | O/CCGT - H2 New | Crossload | Electricity | MI | Dispatch-Crossload | FuelCost | 0 | [6 empty] | 0.51337 | 0
LCP_Inputs_ON_Diverse_2023_04_03 | 2037 | O/CCGT - H2 New | Crossload | Electricity | MI | Dispatch-Crossload | VOM | 0 | [6 empty] | 0.51337 | 0
LCP_Inputs_ON_Diverse_2023_04_03 | 2037 | O/CCGT - H2 New | Crossload | Electricity | NY | Dispatch-Crossload | EmissionsCost | 0 | [6 empty] | 0.51337 | 0
LCP_Inputs_ON_Diverse_2023_04_03 | 2037 | O/CCGT - H2 New | Crossload | Electricity | NY | Dispatch-Crossload | FuelCost | 0 | [6 empty] | 0.51337 | 0
LCP_Inputs_ON_Diverse_2023_04_03 | 2037 | O/CCGT - H2 New | Crossload | Electricity | NY | Dispatch-Crossload | VOM | 0 | [6 empty] | 0.51337 | 0
LCP_Inputs_ON_Diverse_2023_04_03 | 2037 | O/CCGT - H2 New | Crossload | Electricity | ON | Dispatch-Crossload | EmissionsCost | 0 | [6 empty] | 0.51337 | 0
LCP_Inputs_ON_Diverse_2023_04_03 | 2037 | O/CCGT - H2 New | Crossload | Electricity | ON | Dispatch-Crossload | FuelCost | 0 | [6 empty] | 0.51337 | 0
LCP_Inputs_ON_Diverse_2023_04_03 | 2037 | O/CCGT - H2 New | Crossload | Electricity | ON | Dispatch-Crossload | VOM | 3551260.9593 | [6 empty] | 0.51337 | 1823122.3655
LCP_Inputs_ON_Diverse_2023_04_03 | 2037 | O/CCGT - H2 New | Crossload | Electricity | PJ | Dispatch-Crossload | EmissionsCost | 0 | [6 empty] | 0.51337 | 0
LCP_Inputs_ON_Diverse_2023_04_03 | 2037 | O/CCGT - H2 New | Crossload | Electricity | PJ | Dispatch-Crossload | FuelCost | 0 | [6 empty] | 0.51337 | 0
LCP_Inputs_ON_Diverse_2023_04_03 | 2037 | O/CCGT - H2 New | Crossload | Electricity | PJ | Dispatch-Crossload | VOM | 0 | [6 empty] | 0.51337 | 0
LCP_Inputs_ON_Diverse_2023_04_03 | 2037 | O/CCGT - H2 New | Crossload | Electricity | QC | Dispatch-Crossload | EmissionsCost | 0 | [6 empty] | 0.51337 | 0
LCP_Inputs_ON_Diverse_2023_04_03 | 2037 | O/CCGT - H2 New | Crossload | Electricity | QC | Dispatch-Crossload | FuelCost | 0 | [6 empty] | 0.51337 | 0
LCP_Inputs_ON_Diverse_2023_04_03 | 2037 | O/CCGT - H2 New | Crossload | Electricity | QC | Dispatch-Crossload | VOM | 0 | [6 empty] | 0.51337 | 0
LCP_Inputs_ON_Diverse_2023_04_03 | 2037 | O/CCGT - H2 New | Crossload | Electricity | WC | Dispatch-Crossload | EmissionsCost | 0 | [6 empty] | 0.51337 | 0
LCP_Inputs_ON_Diverse_2023_04_03 | 2037 | O/CCGT - H2 New | Crossload | Electricity | WC | Dispatch-Crossload | FuelCost | 0 | [6 empty] | 0.51337 | 0
LCP_Inputs_ON_Diverse_2023_04_03 | 2037 | O/CCGT - H2 New | Crossload | Electricity | WC | Dispatch-Crossload | VOM | 0 | [6 empty] | 0.51337 | 0
LCP_Inputs_ON_Diverse_2023_04_03 | 2037 | SMR CCS | Crossload | Hydrogen | MI | Dispatch-Crossload | EmissionsCost | 0 | [6 empty] | 0.51337 | 0
LCP_Inputs_ON_Diverse_2023_04_03 | 2037 | SMR CCS | Crossload | Hydrogen | MI | Dispatch-Crossload | FuelCost | 0 | [6 empty] | 0.51337 | 0
LCP_Inputs_ON_Diverse_2023_04_03 | 2037 | SMR CCS | Crossload | Hydrogen | MI | Dispatch-Crossload | VOM | 0 | [6 empty] | 0.51337 | 0
LCP_Inputs_ON_Diverse_2023_04_03 | 2037 | SMR CCS | Crossload | Hydrogen | NY | Dispatch-Crossload | EmissionsCost | 0 | [6 empty] | 0.51337 | 0
LCP_Inputs_ON_Diverse_2023_04_03 | 2037 | SMR CCS | Crossload | Hydrogen | NY | Dispatch-Crossload | FuelCost | 0 | [6 empty] | 0.51337 | 0
LCP_Inputs_ON_Diverse_2023_04_03 | 2037 | SMR CCS | Crossload | Hydrogen | NY | Dispatch-Crossload | VOM | 0 | [6 empty] | 0.51337 | 0
LCP_Inputs_ON_Diverse_2023_04_03 | 2037 | SMR CCS | Crossload | Hydrogen | ON | Dispatch-Crossload | EmissionsCost | 118038153.8452 | [6 empty] | 0.51337 | 60597630.1739
LCP_Inputs_ON_Diverse_2023_04_03 | 2037 | SMR CCS | Crossload | Hydrogen | ON | Dispatch-Crossload | FuelCost | 0 | [6 empty] | 0.51337 | 0
LCP_Inputs_ON_Diverse_2023_04_03 | 2037 | SMR CCS | Crossload | Hydrogen | ON | Dispatch-Crossload | VOM | 238188620.3708 | [6 empty] | 0.51337 | 122279665.1647
LCP_Inputs_ON_Diverse_2023_04_03 | 2037 | SMR CCS | Crossload | Hydrogen | PJ | Dispatch-Crossload | EmissionsCost | 0 | [6 empty] | 0.51337 | 0
LCP_Inputs_ON_Diverse_2023_04_03 | 2037 | SMR CCS | Crossload | Hydrogen | PJ | Dispatch-Crossload | FuelCost | 0 | [6 empty] | 0.51337 | 0
LCP_Inputs_ON_Diverse_2023_04_03 | 2037 | SMR CCS | Crossload | Hydrogen | PJ | Dispatch-Crossload | VOM | 0 | [6 empty] | 0.51337 | 0
LCP_Inputs_ON_Diverse_2023_04_03 | 2037 | SMR CCS | Crossload | Hydrogen | QC | Dispatch-Crossload | EmissionsCost | 0 | [6 empty] | 0.51337 | 0
LCP_Inputs_ON_Diverse_2023_04_03 | 2037 | SMR CCS | Crossload | Hydrogen | QC | Dispatch-Crossload | FuelCost | 0 | [6 empty] | 0.51337 | 0
LCP_Inputs_ON_Diverse_2023_04_03 | 2037 | SMR CCS | Crossload | Hydrogen | QC | Dispatch-Crossload | VOM | 0 | [6 empty] | 0.51337 | 0
LCP_Inputs_ON_Diverse_2023_04_03 | 2037 | SMR CCS | Crossload | Hydrogen | WC | Dispatch-Crossload | EmissionsCost | 0 | [6 empty] | 0.51337 | 0
LCP_Inputs_ON_Diverse_2023_04_03 | 2037 | SMR CCS | Crossload | Hydrogen | WC | Dispatch-Crossload | FuelCost | 0 | [6 empty] | 0.51337 | 0
LCP_Inputs_ON_Diverse_2023_04_03 | 2037 | SMR CCS | Crossload | Hydrogen | WC | Dispatch-Crossload | VOM | 0 | [6 empty] | 0.51337 | 0
LCP_Inputs_ON_Diverse_2023_04_03 | 2037 | Solar PV | Generation | Electricity | MI | Dispatch-Generation | EmissionsCost | 0 | [6 empty] | 0.51337 | 0
LCP_Inputs_ON_Diverse_2023_04_03 | 2037 | Solar PV | Generation | Electricity | MI | Dispatch-Generation | FuelCost | 0 | [6 empty] | 0.51337 | 0
LCP_Inputs_ON_Diverse_2023_04_03 | 2037 | Solar PV | Generation | Electricity | MI | Dispatch-Generation | VOM | 0 | [6 empty] | 0.51337 | 0
LCP_Inputs_ON_Diverse_2023_04_03 | 2037 | Solar PV | Generation | Electricity | NY | Dispatch-Generation | EmissionsCost | 0 | [6 empty] | 0.51337 | 0
LCP_Inputs_ON_Diverse_2023_04_03 | 2037 | Solar PV | Generation | Electricity | NY | Dispatch-Generation | FuelCost | 0 | [6 empty] | 0.51337 | 0
LCP_Inputs_ON_Diverse_2023_04_03 | 2037 | Solar PV | Generation | Electricity | NY | Dispatch-Generation | VOM | 0 | [6 empty] | 0.51337 | 0
LCP_Inputs_ON_Diverse_2023_04_03 | 2037 | Solar PV | Generation | Electricity | ON | Dispatch-Generation | EmissionsCost | 0 | [6 empty] | 0.51337 | 0
LCP_Inputs_ON_Diverse_2023_04_03 | 2037 | Solar PV | Generation | Electricity | ON | Dispatch-Generation | FuelCost | 0 | [6 empty] | 0.51337 | 0
LCP_Inputs_ON_Diverse_2023_04_03 | 2037 | Solar PV | Generation | Electricity | ON | Dispatch-Generation | VOM | 0 | [6 empty] | 0.51337 | 0
LCP_Inputs_ON_Diverse_2023_04_03 | 2037 | Solar PV | Generation | Electricity | PJ | Dispatch-Generation | EmissionsCost | 0 | [6 empty] | 0.51337 | 0
LCP_Inputs_ON_Diverse_2023_04_03 | 2037 | Solar PV | Generation | Electricity | PJ | Dispatch-Generation | FuelCost | 0 | [6 empty] | 0.51337 | 0
LCP_Inputs_ON_Diverse_2023_04_03 | 2037 | Solar PV | Generation | Electricity | PJ | Dispatch-Generation | VOM | 0 | [6 empty] | 0.51337 | 0
LCP_Inputs_ON_Diverse_2023_04_03 | 2037 | Solar PV | Generation | Electricity | QC | Dispatch-Generation | EmissionsCost | 0 | [6 empty] | 0.51337 | 0
LCP_Inputs_ON_Diverse_2023_04_03 | 2037 | Solar PV | Generation | Electricity | QC | Dispatch-Generation | FuelCost | 0 | [6 empty] | 0.51337 | 0
LCP_Inputs_ON_Diverse_2023_04_03 | 2037 | Solar PV | Generation | Electricity | QC | Dispatch-Generation | VOM | 0 | [6 empty] | 0.51337 | 0
LCP_Inputs_ON_Diverse_2023_04_03 | 2037 | Solar PV | Generation | Electricity | WC | Dispatch-Generation | EmissionsCost | 0 | [6 empty] | 0.51337 | 0
LCP_Inputs_ON_Diverse_2023_04_03 | 2037 | Solar PV | Generation | Electricity | WC | Dispatch-Generation | FuelCost | 0 | [6 empty] | 0.51337 | 0
LCP_Inputs_ON_Diverse_2023_04_03 | 2037 | Solar PV | Generation | Electricity | WC | Dispatch-Generation | VOM | 0 | [6 empty] | 0.51337 | 0
LCP_Inputs_ON_Diverse_2023_04_03 | 2037 | Wind Offshore | Generation | Electricity | MI | Dispatch-Generation | EmissionsCost | 0 | [6 empty] | 0.51337 | 0
LCP_Inputs_ON_Diverse_2023_04_03 | 2037 | Wind Offshore | Generation | Electricity | MI | Dispatch-Generation | FuelCost | 0 | [6 empty] | 0.51337 | 0
LCP_Inputs_ON_Diverse_2023_04_03 | 2037 | Wind Offshore | Generation | Electricity | MI | Dispatch-Generation | VOM | 0 | [6 empty] | 0.51337 | 0
LCP_Inputs_ON_Diverse_2023_04_03 | 2037 | Wind Offshore | Generation | Electricity | NY | Dispatch-Generation | EmissionsCost | 0 | [6 empty] | 0.51337 | 0
LCP_Inputs_ON_Diverse_2023_04_03 | 2037 | Wind Offshore | Generation | Electricity | NY | Dispatch-Generation | FuelCost | 0 | [6 empty] | 0.51337 | 0
LCP_Inputs_ON_Diverse_2023_04_03 | 2037 | Wind Offshore | Generation | Electricity | NY | Dispatch-Generation | VOM | 0 | [6 empty] | 0.51337 | 0
LCP_Inputs_ON_Diverse_2023_04_03 | 2037 | Wind Offshore | Generation | Electricity | ON | Dispatch-Generation | EmissionsCost | 0 | [6 empty] | 0.51337 | 0
LCP_Inputs_ON_Diverse_2023_04_03 | 2037 | Wind Offshore | Generation | Electricity | ON | Dispatch-Generation | FuelCost | 0 | [6 empty] | 0.51337 | 0
LCP_Inputs_ON_Diverse_2023_04_03 | 2037 | Wind Offshore | Generation | Electricity | ON | Dispatch-Generation | VOM | 0 | [6 empty] | 0.51337 | 0
LCP_Inputs_ON_Diverse_2023_04_03 | 2037 | Wind Offshore | Generation | Electricity | PJ | Dispatch-Generation | EmissionsCost | 0 | [6 empty] | 0.51337 | 0
LCP_Inputs_ON_Diverse_2023_04_03 | 2037 | Wind Offshore | Generation | Electricity | PJ | Dispatch-Generation | FuelCost | 0 | [6 empty] | 0.51337 | 0
LCP_Inputs_ON_Diverse_2023_04_03 | 2037 | Wind Offshore | Generation | Electricity | PJ | Dispatch-Generation | VOM | 0 | [6 empty] | 0.51337 | 0
LCP_Inputs_ON_Diverse_2023_04_03 | 2037 | Wind Offshore | Generation | Electricity | QC | Dispatch-Generation | EmissionsCost | 0 | [6 empty] | 0.51337 | 0
LCP_Inputs_ON_Diverse_2023_04_03 | 2037 | Wind Offshore | Generation | Electricity | QC | Dispatch-Generation | FuelCost | 0 | [6 empty] | 0.51337 | 0
LCP_Inputs_ON_Diverse_2023_04_03 | 2037 | Wind Offshore | Generation | Electricity | QC | Dispatch-Generation | VOM | 0 | [6 empty] | 0.51337 | 0
LCP_Inputs_ON_Diverse_2023_04_03 | 2037 | Wind Offshore | Generation | Electricity | WC | Dispatch-Generation | EmissionsCost | 0 | [6 empty] | 0.51337 | 0
LCP_Inputs_ON_Diverse_2023_04_03 | 2037 | Wind Offshore | Generation | Electricity | WC | Dispatch-Generation | FuelCost | 0 | [6 empty] | 0.51337 | 0
LCP_Inputs_ON_Diverse_2023_04_03 | 2037 | Wind Offshore | Generation | Electricity | WC | Dispatch-Generation | VOM | 0 | [6 empty] | 0.51337 | 0
LCP_Inputs_ON_Diverse_2023_04_03 | 2037 | Wind Onshore | Generation | Electricity | MI | Dispatch-Generation | EmissionsCost | 0 | [6 empty] | 0.51337 | 0
LCP_Inputs_ON_Diverse_2023_04_03 | 2037 | Wind Onshore | Generation | Electricity | MI | Dispatch-Generation | FuelCost | 0 | [6 empty] | 0.51337 | 0
LCP_Inputs_ON_Diverse_2023_04_03 | 2037 | Wind Onshore | Generation | Electricity | MI | Dispatch-Generation | VOM | 0 | [6 empty] | 0.51337 | 0
LCP_Inputs_ON_Diverse_2023_04_03 | 2037 | Wind Onshore | Generation | Electricity | NY | Dispatch-Generation | EmissionsCost | 0 | [6 empty] | 0.51337 | 0
LCP_Inputs_ON_Diverse_2023_04_03 | 2037 | Wind Onshore | Generation | Electricity | NY | Dispatch-Generation | FuelCost | 0 | [6 empty] | 0.51337 | 0
LCP_Inputs_ON_Diverse_2023_04_03 | 2037 | Wind Onshore | Generation | Electricity | NY | Dispatch-Generation | VOM | 0 | [6 empty] | 0.51337 | 0
LCP_Inputs_ON_Diverse_2023_04_03 | 2037 | Wind Onshore | Generation | Electricity | ON | Dispatch-Generation | EmissionsCost | 0 | [6 empty] | 0.51337 | 0
LCP_Inputs_ON_Diverse_2023_04_03 | 2037 | Wind Onshore | Generation | Electricity | ON | Dispatch-Generation | FuelCost | 0 | [6 empty] | 0.51337 | 0
LCP_Inputs_ON_Diverse_2023_04_03 | 2037 | Wind Onshore | Generation | Electricity | ON | Dispatch-Generation | VOM | 0 | [6 empty] | 0.51337 | 0
LCP_Inputs_ON_Diverse_2023_04_03 | 2037 | Wind Onshore | Generation | Electricity | PJ | Dispatch-Generation | EmissionsCost | 0 | [6 empty] | 0.51337 | 0
LCP_Inputs_ON_Diverse_2023_04_03 | 2037 | Wind Onshore | Generation | Electricity | PJ | Dispatch-Generation | FuelCost | 0 | [6 empty] | 0.51337 | 0
LCP_Inputs_ON_Diverse_2023_04_03 | 2037 | Wind Onshore | Generation | Electricity | PJ | Dispatch-Generation | VOM | 0 | [6 empty] | 0.51337 | 0
LCP_Inputs_ON_Diverse_2023_04_03 | 2037 | Wind Onshore | Generation | Electricity | QC | Dispatch-Generation | EmissionsCost | 0 | [6 empty] | 0.51337 | 0
LCP_Inputs_ON_Diverse_2023_04_03 | 2037 | Wind Onshore | Generation | Electricity | QC | Dispatch-Generation | FuelCost | 0 | [6 empty] | 0.51337 | 0
LCP_Inputs_ON_Diverse_2023_04_03 | 2037 | Wind Onshore | Generation | Electricity | QC | Dispatch-Generation | VOM | 0 | [6 empty] | 0.51337 | 0
LCP_Inputs_ON_Diverse_2023_04_03 | 2037 | Wind Onshore | Generation | Electricity | WC | Dispatch-Generation | EmissionsCost | 0 | [6 empty] | 0.51337 | 0
LCP_Inputs_ON_Diverse_2023_04_03 | 2037 | Wind Onshore | Generation | Electricity | WC | Dispatch-Generation | FuelCost | 0 | [6 empty] | 0.51337 | 0
LCP_Inputs_ON_Diverse_2023_04_03 | 2037 | Wind Onshore | Generation | Electricity | WC | Dispatch-Generation | VOM | 0 | [6 empty] | 0.51337 | 0
LCP_Inputs_ON_Diverse_2023_04_03 | 2038 | Anaerobic Digestion | Generation | Methane | MI | Dispatch-Generation | EmissionsCost | 0 | [6 empty] | 0.49363 | 0
LCP_Inputs_ON_Diverse_2023_04_03 | 2038 | Anaerobic Digestion | Generation | Methane | MI | Dispatch-Generation | FuelCost | 0 | [6 empty] | 0.49363 | 0
LCP_Inputs_ON_Diverse_2023_04_03 | 2038 | Anaerobic Digestion | Generation | Methane | MI | Dispatch-Generation | VOM | 0 | [6 empty] | 0.49363 | 0
LCP_Inputs_ON_Diverse_2023_04_03 | 2038 | Anaerobic Digestion | Generation | Methane | NY | Dispatch-Generation | EmissionsCost | 0 | [6 empty] | 0.49363 | 0
LCP_Inputs_ON_Diverse_2023_04_03 | 2038 | Anaerobic Digestion | Generation | Methane | NY | Dispatch-Generation | FuelCost | 0 | [6 empty] | 0.49363 | 0
LCP_Inputs_ON_Diverse_2023_04_03 | 2038 | Anaerobic Digestion | Generation | Methane | NY | Dispatch-Generation | VOM | 0 | [6 empty] | 0.49363 | 0
LCP_Inputs_ON_Diverse_2023_04_03 | 2038 | Anaerobic Digestion | Generation | Methane | ON | Dispatch-Generation | EmissionsCost | 1840449.9197 | [6 empty] | 0.49363 | 908497.8357
LCP_Inputs_ON_Diverse_2023_04_03 | 2038 | Anaerobic Digestion | Generation | Methane | ON | Dispatch-Generation | FuelCost | 0 | [6 empty] | 0.49363 | 0
LCP_Inputs_ON_Diverse_2023_04_03 | 2038 | Anaerobic Digestion | Generation | Methane | ON | Dispatch-Generation | VOM | 862230000 | [6 empty] | 0.49363 | 425620974.7796
LCP_Inputs_ON_Diverse_2023_04_03 | 2038 | Anaerobic Digestion | Generation | Methane | PJ | Dispatch-Generation | EmissionsCost | 0 | [6 empty] | 0.49363 | 0
LCP_Inputs_ON_Diverse_2023_04_03 | 2038 | Anaerobic Digestion | Generation | Methane | PJ | Dispatch-Generation | FuelCost | 0 | [6 empty] | 0.49363 | 0
LCP_Inputs_ON_Diverse_2023_04_03 | 2038 | Anaerobic Digestion | Generation | Methane | PJ | Dispatch-Generation | VOM | 0 | [6 empty] | 0.49363 | 0
LCP_Inputs_ON_Diverse_2023_04_03 | 2038 | Anaerobic Digestion | Generation | Methane | QC | Dispatch-Generation | EmissionsCost | 0 | [6 empty] | 0.49363 | 0
LCP_Inputs_ON_Diverse_2023_04_03 | 2038 | Anaerobic Digestion | Generation | Methane | QC | Dispatch-Generation | FuelCost | 0 | [6 empty] | 0.49363 | 0
LCP_Inputs_ON_Diverse_2023_04_03 | 2038 | Anaerobic Digestion | Generation | Methane | QC | Dispatch-Generation | VOM | 0 | [6 empty] | 0.49363 | 0
LCP_Inputs_ON_Diverse_2023_04_03 | 2038 | Anaerobic Digestion | Generation | Methane | WC | Dispatch-Generation | EmissionsCost | 0 | [6 empty] | 0.49363 | 0
LCP_Inputs_ON_Diverse_2023_04_03 | 2038 | Anaerobic Digestion | Generation | Methane | WC | Dispatch-Generation | FuelCost | 0 | [6 empty] | 0.49363 | 0
LCP_Inputs_ON_Diverse_2023_04_03 | 2038 | Anaerobic Digestion | Generation | Methane | WC | Dispatch-Generation | VOM | 0 | [6 empty] | 0.49363 | 0
LCP_Inputs_ON_Diverse_2023_04_03 | 2038 | Battery Storage | Storage | Electricity | MI | Dispatch-Storage | EmissionsCost | 0 | [6 empty] | 0.49363 | 0
LCP_Inputs_ON_Diverse_2023_04_03 | 2038 | Battery Storage | Storage | Electricity | MI | Dispatch-Storage | FuelCost | 0 | [6 empty] | 0.49363 | 0
LCP_Inputs_ON_Diverse_2023_04_03 | 2038 | Battery Storage | Storage | Electricity | MI | Dispatch-Storage | VOM | 0 | [6 empty] | 0.49363 | 0
LCP_Inputs_ON_Diverse_2023_04_03 | 2038 | Battery Storage | Storage | Electricity | NY | Dispatch-Storage | EmissionsCost | 0 | [6 empty] | 0.49363 | 0
LCP_Inputs_ON_Diverse_2023_04_03 | 2038 | Battery Storage | Storage | Electricity | NY | Dispatch-Storage | FuelCost | 0 | [6 empty] | 0.49363 | 0
LCP_Inputs_ON_Diverse_2023_04_03 | 2038 | Battery Storage | Storage | Electricity | NY | Dispatch-Storage | VOM | 0 | [6 empty] | 0.49363 | 0
LCP_Inputs_ON_Diverse_2023_04_03 | 2038 | Battery Storage | Storage | Electricity | ON | Dispatch-Storage | EmissionsCost | 0 | [6 empty] | 0.49363 | 0
LCP_Inputs_ON_Diverse_2023_04_03 | 2038 | Battery Storage | Storage | Electricity | ON | Dispatch-Storage | FuelCost | 0 | [6 empty] | 0.49363 | 0
LCP_Inputs_ON_Diverse_2023_04_03 | 2038 | Battery Storage | Storage | Electricity | ON | Dispatch-Storage | VOM | 0 | [6 empty] | 0.49363 | 0
LCP_Inputs_ON_Diverse_2023_04_03 | 2038 | Battery Storage | Storage | Electricity | PJ | Dispatch-Storage | EmissionsCost | 0 | [6 empty] | 0.49363 | 0
LCP_Inputs_ON_Diverse_2023_04_03 | 2038 | Battery Storage | Storage | Electricity | PJ | Dispatch-Storage | FuelCost | 0 | [6 empty] | 0.49363 | 0
LCP_Inputs_ON_Diverse_2023_04_03 | 2038 | Battery Storage | Storage | Electricity | PJ | Dispatch-Storage | VOM | 0 | [6 empty] | 0.49363 | 0
LCP_Inputs_ON_Diverse_2023_04_03 | 2038 | Battery Storage | Storage | Electricity | QC | Dispatch-Storage | EmissionsCost | 0 | [6 empty] | 0.49363 | 0
LCP_Inputs_ON_Diverse_2023_04_03 | 2038 | Battery Storage | Storage | Electricity | QC | Dispatch-Storage | FuelCost | 0 | [6 empty] | 0.49363 | 0
LCP_Inputs_ON_Diverse_2023_04_03 | 2038 | Battery Storage | Storage | Electricity | QC | Dispatch-Storage | VOM | 0 | [6 empty] | 0.49363 | 0
LCP_Inputs_ON_Diverse_2023_04_03 | 2038 | Battery Storage | Storage | Electricity | WC | Dispatch-Storage | EmissionsCost | 0 | [6 empty] | 0.49363 | 0
LCP_Inputs_ON_Diverse_2023_04_03 | 2038 | Battery Storage | Storage | Electricity | WC | Dispatch-Storage | FuelCost | 0 | [6 empty] | 0.49363 | 0
LCP_Inputs_ON_Diverse_2023_04_03 | 2038 | Battery Storage | Storage | Electricity | WC | Dispatch-Storage | VOM | 0 | [6 empty] | 0.49363 | 0
LCP_Inputs_ON_Diverse_2023_04_03 | 2038 | Biomass | Generation | Electricity | MI | Dispatch-Generation | EmissionsCost | 0 | [6 empty] | 0.49363 | 0
LCP_Inputs_ON_Diverse_2023_04_03 | 2038 | Biomass | Generation | Electricity | MI | Dispatch-Generation | FuelCost | 0 | [6 empty] | 0.49363 | 0
LCP_Inputs_ON_Diverse_2023_04_03 | 2038 | Biomass | Generation | Electricity | MI | Dispatch-Generation | VOM | 0 | [6 empty] | 0.49363 | 0
LCP_Inputs_ON_Diverse_2023_04_03 | 2038 | Biomass | Generation | Electricity | NY | Dispatch-Generation | EmissionsCost | 0 | [6 empty] | 0.49363 | 0
LCP_Inputs_ON_Diverse_2023_04_03 | 2038 | Biomass | Generation | Electricity | NY | Dispatch-Generation | FuelCost | 0 | [6 empty] | 0.49363 | 0
LCP_Inputs_ON_Diverse_2023_04_03 | 2038 | Biomass | Generation | Electricity | NY | Dispatch-Generation | VOM | 0 | [6 empty] | 0.49363 | 0
LCP_Inputs_ON_Diverse_2023_04_03 | 2038 | Biomass | Generation | Electricity | ON | Dispatch-Generation | EmissionsCost | 0 | [6 empty] | 0.49363 | 0
LCP_Inputs_ON_Diverse_2023_04_03 | 2038 | Biomass | Generation | Electricity | ON | Dispatch-Generation | FuelCost | 0 | [6 empty] | 0.49363 | 0
LCP_Inputs_ON_Diverse_2023_04_03 | 2038 | Biomass | Generation | Electricity | ON | Dispatch-Generation | VOM | 0 | [6 empty] | 0.49363 | 0
LCP_Inputs_ON_Diverse_2023_04_03 | 2038 | Biomass | Generation | Electricity | PJ | Dispatch-Generation | EmissionsCost | 0 | [6 empty] | 0.49363 | 0
LCP_Inputs_ON_Diverse_2023_04_03 | 2038 | Biomass | Generation | Electricity | PJ | Dispatch-Generation | FuelCost | 0 | [6 empty] | 0.49363 | 0
LCP_Inputs_ON_Diverse_2023_04_03 | 2038 | Biomass | Generation | Electricity | PJ | Dispatch-Generation | VOM | 0 | [6 empty] | 0.49363 | 0
LCP_Inputs_ON_Diverse_2023_04_03 | 2038 | Biomass | Generation | Electricity | QC | Dispatch-Generation | EmissionsCost | 0 | [6 empty] | 0.49363 | 0
LCP_Inputs_ON_Diverse_2023_04_03 | 2038 | Biomass | Generation | Electricity | QC | Dispatch-Generation | FuelCost | 31690.6798 | [6 empty] | 0.49363 | 15643.4107
LCP_Inputs_ON_Diverse_2023_04_03 | 2038 | Biomass | Generation | Electricity | QC | Dispatch-Generation | VOM | 406.6971 | [6 empty] | 0.49363 | 200.7571
LCP_Inputs_ON_Diverse_2023_04_03 | 2038 | Biomass | Generation | Electricity | WC | Dispatch-Generation | EmissionsCost | 0 | [6 empty] | 0.49363 | 0
LCP_Inputs_ON_Diverse_2023_04_03 | 2038 | Biomass | Generation | Electricity | WC | Dispatch-Generation | FuelCost | 0 | [6 empty] | 0.49363 | 0
LCP_Inputs_ON_Diverse_2023_04_03 | 2038 | Biomass | Generation | Electricity | WC | Dispatch-Generation | VOM | 0 | [6 empty] | 0.49363 | 0
LCP_Inputs_ON_Diverse_2023_04_03 | 2038 | Biomass + CCS | Generation | Electricity | MI | Dispatch-Generation | EmissionsCost | 0 | [6 empty] | 0.49363 | 0
LCP_Inputs_ON_Diverse_2023_04_03 | 2038 | Biomass + CCS | Generation | Electricity | MI | Dispatch-Generation | FuelCost | 0 | [6 empty] | 0.49363 | 0
LCP_Inputs_ON_Diverse_2023_04_03 | 2038 | Biomass + CCS | Generation | Electricity | MI | Dispatch-Generation | VOM | 0 | [6 empty] | 0.49363 | 0
LCP_Inputs_ON_Diverse_2023_04_03 | 2038 | Biomass + CCS | Generation | Electricity | NY | Dispatch-Generation | EmissionsCost | 0 | [6 empty] | 0.49363 | 0
LCP_Inputs_ON_Diverse_2023_04_03 | 2038 | Biomass + CCS | Generation | Electricity | NY | Dispatch-Generation | FuelCost | 0 | [6 empty] | 0.49363 | 0
LCP_Inputs_ON_Diverse_2023_04_03 | 2038 | Biomass + CCS | Generation | Electricity | NY | Dispatch-Generation | VOM | 0 | [6 empty] | 0.49363 | 0
LCP_Inputs_ON_Diverse_2023_04_03 | 2038 | Biomass + CCS | Generation | Electricity | ON | Dispatch-Generation | EmissionsCost | 0 | [6 empty] | 0.49363 | 0
LCP_Inputs_ON_Diverse_2023_04_03 | 2038 | Biomass + CCS | Generation | Electricity | ON | Dispatch-Generation | FuelCost | 0 | [6 empty] | 0.49363 | 0
LCP_Inputs_ON_Diverse_2023_04_03 | 2038 | Biomass + CCS | Generation | Electricity | ON | Dispatch-Generation | VOM | 0 | [6 empty] | 0.49363 | 0
LCP_Inputs_ON_Diverse_2023_04_03 | 2038 | Biomass + CCS | Generation | Electricity | PJ | Dispatch-Generation | EmissionsCost | 0 | [6 empty] | 0.49363 | 0
LCP_Inputs_ON_Diverse_2023_04_03 | 2038 | Biomass + CCS | Generation | Electricity | PJ | Dispatch-Generation | FuelCost | 0 | [6 empty] | 0.49363 | 0
LCP_Inputs_ON_Diverse_2023_04_03 | 2038 | Biomass + CCS | Generation | Electricity | PJ | Dispatch-Generation | VOM | 0 | [6 empty] | 0.49363 | 0
LCP_Inputs_ON_Diverse_2023_04_03 | 2038 | Biomass + CCS | Generation | Electricity | QC | Dispatch-Generation | EmissionsCost | 0 | [6 empty] | 0.49363 | 0
LCP_Inputs_ON_Diverse_2023_04_03 | 2038 | Biomass + CCS | Generation | Electricity | QC | Dispatch-Generation | FuelCost | 0 | [6 empty] | 0.49363 | 0
LCP_Inputs_ON_Diverse_2023_04_03 | 2038 | Biomass + CCS | Generation | Electricity | QC | Dispatch-Generation | VOM | 0 | [6 empty] | 0.49363 | 0
LCP_Inputs_ON_Diverse_2023_04_03 | 2038 | Biomass + CCS | Generation | Electricity | WC | Dispatch-Generation | EmissionsCost | 0 | [6 empty] | 0.49363 | 0
LCP_Inputs_ON_Diverse_2023_04_03 | 2038 | Biomass + CCS | Generation | Electricity | WC | Dispatch-Generation | FuelCost | 0 | [6 empty] | 0.49363 | 0
LCP_Inputs_ON_Diverse_2023_04_03 | 2038 | Biomass + CCS | Generation | Electricity | WC | Dispatch-Generation | VOM | 0 | [6 empty] | 0.49363 | 0
LCP_Inputs_ON_Diverse_2023_04_03 | 2038 | CH4 + CCS | Generation | Methane | MI | Dispatch-Generation | EmissionsCost | 0 | [6 empty] | 0.49363 | 0
LCP_Inputs_ON_Diverse_2023_04_03 | 2038 | CH4 + CCS | Generation | Methane | MI | Dispatch-Generation | FuelCost | 0 | [6 empty] | 0.49363 | 0
LCP_Inputs_ON_Diverse_2023_04_03 | 2038 | CH4 + CCS | Generation | Methane | MI | Dispatch-Generation | VOM | 0 | [6 empty] | 0.49363 | 0
LCP_Inputs_ON_Diverse_2023_04_03 | 2038 | CH4 + CCS | Generation | Methane | NY | Dispatch-Generation | EmissionsCost | 0 | [6 empty] | 0.49363 | 0
LCP_Inputs_ON_Diverse_2023_04_03 | 2038 | CH4 + CCS | Generation | Methane | NY | Dispatch-Generation | FuelCost | 0 | [6 empty] | 0.49363 | 0
LCP_Inputs_ON_Diverse_2023_04_03 | 2038 | CH4 + CCS | Generation | Methane | NY | Dispatch-Generation | VOM | 0 | [6 empty] | 0.49363 | 0
LCP_Inputs_ON_Diverse_2023_04_03 | 2038 | CH4 + CCS | Generation | Methane | ON | Dispatch-Generation | EmissionsCost | 36250644.3017 | [6 empty] | 0.49363 | 17894337.4321
LCP_Inputs_ON_Diverse_2023_04_03 | 2038 | CH4 + CCS | Generation | Methane | ON | Dispatch-Generation | FuelCost | 171398728.1399 | [6 empty] | 0.49363 | 84607232.1154
LCP_Inputs_ON_Diverse_2023_04_03 | 2038 | CH4 + CCS | Generation | Methane | ON | Dispatch-Generation | VOM | 19178821.6667 | [6 empty] | 0.49363 | 9467205.7025
LCP_Inputs_ON_Diverse_2023_04_03 | 2038 | CH4 + CCS | Generation | Methane | PJ | Dispatch-Generation | EmissionsCost | 0 | [6 empty] | 0.49363 | 0
LCP_Inputs_ON_Diverse_2023_04_03 | 2038 | CH4 + CCS | Generation | Methane | PJ | Dispatch-Generation | FuelCost | 0 | [6 empty] | 0.49363 | 0
LCP_Inputs_ON_Diverse_2023_04_03 | 2038 | CH4 + CCS | Generation | Methane | PJ | Dispatch-Generation | VOM | 0 | [6 empty] | 0.49363 | 0
LCP_Inputs_ON_Diverse_2023_04_03 | 2038 | CH4 + CCS | Generation | Methane | QC | Dispatch-Generation | EmissionsCost | 0 | [6 empty] | 0.49363 | 0
LCP_Inputs_ON_Diverse_2023_04_03 | 2038 | CH4 + CCS | Generation | Methane | QC | Dispatch-Generation | FuelCost | 0 | [6 empty] | 0.49363 | 0
LCP_Inputs_ON_Diverse_2023_04_03 | 2038 | CH4 + CCS | Generation | Methane | QC | Dispatch-Generation | VOM | 0 | [6 empty] | 0.49363 | 0
LCP_Inputs_ON_Diverse_2023_04_03 | 2038 | CH4 + CCS | Generation | Methane | WC | Dispatch-Generation | EmissionsCost | 0 | [6 empty] | 0.49363 | 0
LCP_Inputs_ON_Diverse_2023_04_03 | 2038 | CH4 + CCS | Generation | Methane | WC | Dispatch-Generation | FuelCost | 0 | [6 empty] | 0.49363 | 0
LCP_Inputs_ON_Diverse_2023_04_03 | 2038 | CH4 + CCS | Generation | Methane | WC | Dispatch-Generation | VOM | 0 | [6 empty] | 0.49363 | 0
LCP_Inputs_ON_Diverse_2023_04_03 | 2038 | CH4 Import - NY 2020 | Import | Methane | MI | Dispatch-Import | EmissionsCost | 0 | [6 empty] | 0.49363 | 0
LCP_Inputs_ON_Diverse_2023_04_03 | 2038 | CH4 Import - NY 2020 | Import | Methane | MI | Dispatch-Import | FuelCost | 0 | [6 empty] | 0.49363 | 0
LCP_Inputs_ON_Diverse_2023_04_03 | 2038 | CH4 Import - NY 2020 | Import | Methane | MI | Dispatch-Import | VOM | 0 | [6 empty] | 0.49363 | 0
LCP_Inputs_ON_Diverse_2023_04_03 | 2038 | CH4 Import - NY 2020 | Import | Methane | NY | Dispatch-Import | EmissionsCost | 0 | [6 empty] | 0.49363 | 0
LCP_Inputs_ON_Diverse_2023_04_03 | 2038 | CH4 Import - NY 2020 | Import | Methane | NY | Dispatch-Import | FuelCost | 0 | [6 empty] | 0.49363 | 0
LCP_Inputs_ON_Diverse_2023_04_03 | 2038 | CH4 Import - NY 2020 | Import | Methane | NY | Dispatch-Import | VOM | 0 | [6 empty] | 0.49363 | 0
LCP_Inputs_ON_Diverse_2023_04_03 | 2038 | CH4 Import - NY 2020 | Import | Methane | ON | Dispatch-Import | EmissionsCost | 0 | [6 empty] | 0.49363 | 0
LCP_Inputs_ON_Diverse_2023_04_03 | 2038 | CH4 Import - NY 2020 | Import | Methane | ON | Dispatch-Import | FuelCost | 0 | [6 empty] | 0.49363 | 0
LCP_Inputs_ON_Diverse_2023_04_03 | 2038 | CH4 Import - NY 2020 | Import | Methane | ON | Dispatch-Import | VOM | 0 | [6 empty] | 0.49363 | 0
LCP_Inputs_ON_Diverse_2023_04_03 | 2038 | CH4 Import - NY 2020 | Import | Methane | PJ | Dispatch-Import | EmissionsCost | 0 | [6 empty] | 0.49363 | 0
LCP_Inputs_ON_Diverse_2023_04_03 | 2038 | CH4 Import - NY 2020 | Import | Methane | PJ | Dispatch-Import | FuelCost | 0 | [6 empty] | 0.49363 | 0
LCP_Inputs_ON_Diverse_2023_04_03 | 2038 | CH4 Import - NY 2020 | Import | Methane | PJ | Dispatch-Import | VOM | 0 | [6 empty] | 0.49363 | 0
LCP_Inputs_ON_Diverse_2023_04_03 | 2038 | CH4 Import - NY 2020 | Import | Methane | QC | Dispatch-Import | EmissionsCost | 0 | [6 empty] | 0.49363 | 0
LCP_Inputs_ON_Diverse_2023_04_03 | 2038 | CH4 Import - NY 2020 | Import | Methane | QC | Dispatch-Import | FuelCost | 0 | [6 empty] | 0.49363 | 0
LCP_Inputs_ON_Diverse_2023_04_03 | 2038 | CH4 Import - NY 2020 | Import | Methane | QC | Dispatch-Import | VOM | 0 | [6 empty] | 0.49363 | 0
LCP_Inputs_ON_Diverse_2023_04_03 | 2038 | CH4 Import - NY 2020 | Import | Methane | WC | Dispatch-Import | EmissionsCost | 0 | [6 empty] | 0.49363 | 0
LCP_Inputs_ON_Diverse_2023_04_03 | 2038 | CH4 Import - NY 2020 | Import | Methane | WC | Dispatch-Import | FuelCost | 0 | [6 empty] | 0.49363 | 0
LCP_Inputs_ON_Diverse_2023_04_03 | 2038 | CH4 Import - NY 2020 | Import | Methane | WC | Dispatch-Import | VOM | 0 | [6 empty] | 0.49363 | 0
LCP_Inputs_ON_Diverse_2023_04_03 | 2038 | CH4 Import - NY 2030 | Import | Methane | MI | Dispatch-Import | EmissionsCost | 0 | [6 empty] | 0.49363 | 0
LCP_Inputs_ON_Diverse_2023_04_03 | 2038 | CH4 Import - NY 2030 | Import | Methane | MI | Dispatch-Import | FuelCost | 0 | [6 empty] | 0.49363 | 0
LCP_Inputs_ON_Diverse_2023_04_03 | 2038 | CH4 Import - NY 2030 | Import | Methane | MI | Dispatch-Import | VOM | 0 | [6 empty] | 0.49363 | 0
LCP_Inputs_ON_Diverse_2023_04_03 | 2038 | CH4 Import - NY 2030 | Import | Methane | NY | Dispatch-Import | EmissionsCost | 1400246087.116 | [6 empty] | 0.49363 | 691200844.9365
LCP_Inputs_ON_Diverse_2023_04_03 | 2038 | CH4 Import - NY 2030 | Import | Methane | NY | Dispatch-Import | FuelCost | 644356120.8267 | [6 empty] | 0.49363 | 318072301.1858
LCP_Inputs_ON_Diverse_2023_04_03 | 2038 | CH4 Import - NY 2030 | Import | Methane | NY | Dispatch-Import | VOM | 0 | [6 empty] | 0.49363 | 0
LCP_Inputs_ON_Diverse_2023_04_03 | 2038 | CH4 Import - NY 2030 | Import | Methane | ON | Dispatch-Import | EmissionsCost | 0 | [6 empty] | 0.49363 | 0
LCP_Inputs_ON_Diverse_2023_04_03 | 2038 | CH4 Import - NY 2030 | Import | Methane | ON | Dispatch-Import | FuelCost | 0 | [6 empty] | 0.49363 | 0
LCP_Inputs_ON_Diverse_2023_04_03 | 2038 | CH4 Import - NY 2030 | Import | Methane | ON | Dispatch-Import | VOM | 0 | [6 empty] | 0.49363 | 0
LCP_Inputs_ON_Diverse_2023_04_03 | 2038 | CH4 Import - NY 2030 | Import | Methane | PJ | Dispatch-Import | EmissionsCost | 0 | [6 empty] | 0.49363 | 0
LCP_Inputs_ON_Diverse_2023_04_03 | 2038 | CH4 Import - NY 2030 | Import | Methane | PJ | Dispatch-Import | FuelCost | 0 | [6 empty] | 0.49363 | 0
LCP_Inputs_ON_Diverse_2023_04_03 | 2038 | CH4 Import - NY 2030 | Import | Methane | PJ | Dispatch-Import | VOM | 0 | [6 empty] | 0.49363 | 0
LCP_Inputs_ON_Diverse_2023_04_03 | 2038 | CH4 Import - NY 2030 | Import | Methane | QC | Dispatch-Import | EmissionsCost | 0 | [6 empty] | 0.49363 | 0
LCP_Inputs_ON_Diverse_2023_04_03 | 2038 | CH4 Import - NY 2030 | Import | Methane | QC | Dispatch-Import | FuelCost | 0 | [6 empty] | 0.49363 | 0
LCP_Inputs_ON_Diverse_2023_04_03 | 2038 | CH4 Import - NY 2030 | Import | Methane | QC | Dispatch-Import | VOM | 0 | [6 empty] | 0.49363 | 0
LCP_Inputs_ON_Diverse_2023_04_03 | 2038 | CH4 Import - NY 2030 | Import | Methane | WC | Dispatch-Import | EmissionsCost | 0 | [6 empty] | 0.49363 | 0
LCP_Inputs_ON_Diverse_2023_04_03 | 2038 | CH4 Import - NY 2030 | Import | Methane | WC | Dispatch-Import | FuelCost | 0 | [6 empty] | 0.49363 | 0
LCP_Inputs_ON_Diverse_2023_04_03 | 2038 | CH4 Import - NY 2030 | Import | Methane | WC | Dispatch-Import | VOM | 0 | [6 empty] | 0.49363 | 0
LCP_Inputs_ON_Diverse_2023_04_03 | 2038 | CH4 Import - NY 2040 | Import | Methane | MI | Dispatch-Import | EmissionsCost | 0 | [6 empty] | 0.49363 | 0
LCP_Inputs_ON_Diverse_2023_04_03 | 2038 | CH4 Import - NY 2040 | Import | Methane | MI | Dispatch-Import | FuelCost | 0 | [6 empty] | 0.49363 | 0
LCP_Inputs_ON_Diverse_2023_04_03 | 2038 | CH4 Import - NY 2040 | Import | Methane | MI | Dispatch-Import | VOM | 0 | [6 empty] | 0.49363 | 0
LCP_Inputs_ON_Diverse_2023_04_03 | 2038 | CH4 Import - NY 2040 | Import | Methane | NY | Dispatch-Import | EmissionsCost | 0 | [6 empty] | 0.49363 | 0
LCP_Inputs_ON_Diverse_2023_04_03 | 2038 | CH4 Import - NY 2040 | Import | Methane | NY | Dispatch-Import | FuelCost | 0 | [6 empty] | 0.49363 | 0
LCP_Inputs_ON_Diverse_2023_04_03 | 2038 | CH4 Import - NY 2040 | Import | Methane | NY | Dispatch-Import | VOM | 0 | [6 empty] | 0.49363 | 0
LCP_Inputs_ON_Diverse_2023_04_03 | 2038 | CH4 Import - NY 2040 | Import | Methane | ON | Dispatch-Import | EmissionsCost | 0 | [6 empty] | 0.49363 | 0
LCP_Inputs_ON_Diverse_2023_04_03 | 2038 | CH4 Import - NY 2040 | Import | Methane | ON | Dispatch-Import | FuelCost | 0 | [6 empty] | 0.49363 | 0
LCP_Inputs_ON_Diverse_2023_04_03 | 2038 | CH4 Import - NY 2040 | Import | Methane | ON | Dispatch-Import | VOM | 0 | [6 empty] | 0.49363 | 0
LCP_Inputs_ON_Diverse_2023_04_03 | 2038 | CH4 Import - NY 2040 | Import | Methane | PJ | Dispatch-Import | EmissionsCost | 0 | [6 empty] | 0.49363 | 0
LCP_Inputs_ON_Diverse_2023_04_03 | 2038 | CH4 Import - NY 2040 | Import | Methane | PJ | Dispatch-Import | FuelCost | 0 | [6 empty] | 0.49363 | 0
LCP_Inputs_ON_Diverse_2023_04_03 | 2038 | CH4 Import - NY 2040 | Import | Methane | PJ | Dispatch-Import | VOM | 0 | [6 empty] | 0.49363 | 0
LCP_Inputs_ON_Diverse_2023_04_03 | 2038 | CH4 Import - NY 2040 | Import | Methane | QC | Dispatch-Import | EmissionsCost | 0 | [6 empty] | 0.49363 | 0
LCP_Inputs_ON_Diverse_2023_04_03 | 2038 | CH4 Import - NY 2040 | Import | Methane | QC | Dispatch-Import | FuelCost | 0 | [6 empty] | 0.49363 | 0
LCP_Inputs_ON_Diverse_2023_04_03 | 2038 | CH4 Import - NY 2040 | Import | Methane | QC | Dispatch-Import | VOM | 0 | [6 empty] | 0.49363 | 0
LCP_Inputs_ON_Diverse_2023_04_03 | 2038 | CH4 Import - NY 2040 | Import | Methane | WC | Dispatch-Import | EmissionsCost | 0 | [6 empty] | 0.49363 | 0
LCP_Inputs_ON_Diverse_2023_04_03 | 2038 | CH4 Import - NY 2040 | Import | Methane | WC | Dispatch-Import | FuelCost | 0 | [6 empty] | 0.49363 | 0
LCP_Inputs_ON_Diverse_2023_04_03 | 2038 | CH4 Import - NY 2040 | Import | Methane | WC | Dispatch-Import | VOM | 0 | [6 empty] | 0.49363 | 0
LCP_Inputs_ON_Diverse_2023_04_03 | 2038 | CH4 Import - NY 2050 | Import | Methane | MI | Dispatch-Import | EmissionsCost | 0 | [6 empty] | 0.49363 | 0
LCP_Inputs_ON_Diverse_2023_04_03 | 2038 | CH4 Import - NY 2050 | Import | Methane | MI | Dispatch-Import | FuelCost | 0 | [6 empty] | 0.49363 | 0
LCP_Inputs_ON_Diverse_2023_04_03 | 2038 | CH4 Import - NY 2050 | Import | Methane | MI | Dispatch-Import | VOM | 0 | [6 empty] | 0.49363 | 0
LCP_Inputs_ON_Diverse_2023_04_03 | 2038 | CH4 Import - NY 2050 | Import | Methane | NY | Dispatch-Import | EmissionsCost | 0 | [6 empty] | 0.49363 | 0
LCP_Inputs_ON_Diverse_2023_04_03 | 2038 | CH4 Import - NY 2050 | Import | Methane | NY | Dispatch-Import | FuelCost | 0 | [6 empty] | 0.49363 | 0
LCP_Inputs_ON_Diverse_2023_04_03 | 2038 | CH4 Import - NY 2050 | Import | Methane | NY | Dispatch-Import | VOM | 0 | [6 empty] | 0.49363 | 0
LCP_Inputs_ON_Diverse_2023_04_03 | 2038 | CH4 Import - NY 2050 | Import | Methane | ON | Dispatch-Import | EmissionsCost | 0 | [6 empty] | 0.49363 | 0
LCP_Inputs_ON_Diverse_2023_04_03 | 2038 | CH4 Import - NY 2050 | Import | Methane | ON | Dispatch-Import | FuelCost | 0 | [6 empty] | 0.49363 | 0
LCP_Inputs_ON_Diverse_2023_04_03 | 2038 | CH4 Import - NY 2050 | Import | Methane | ON | Dispatch-Import | VOM | 0 | [6 empty] | 0.49363 | 0
LCP_Inputs_ON_Diverse_2023_04_03 | 2038 | CH4 Import - NY 2050 | Import | Methane | PJ | Dispatch-Import | EmissionsCost | 0 | [6 empty] | 0.49363 | 0
LCP_Inputs_ON_Diverse_2023_04_03 | 2038 | CH4 Import - NY 2050 | Import | Methane | PJ | Dispatch-Import | FuelCost | 0 | [6 empty] | 0.49363 | 0
LCP_Inputs_ON_Diverse_2023_04_03 | 2038 | CH4 Import - NY 2050 | Import | Methane | PJ | Dispatch-Import | VOM | 0 | [6 empty] | 0.49363 | 0
LCP_Inputs_ON_Diverse_2023_04_03 | 2038 | CH4 Import - NY 2050 | Import | Methane | QC | Dispatch-Import | EmissionsCost | 0 | [6 empty] | 0.49363 | 0
LCP_Inputs_ON_Diverse_2023_04_03 | 2038 | CH4 Import - NY 2050 | Import | Methane | QC | Dispatch-Import | FuelCost | 0 | [6 empty] | 0.49363 | 0
LCP_Inputs_ON_Diverse_2023_04_03 | 2038 | CH4 Import - NY 2050 | Import | Methane | QC | Dispatch-Import | VOM | 0 | [6 empty] | 0.49363 | 0
LCP_Inputs_ON_Diverse_2023_04_03 | 2038 | CH4 Import - NY 2050 | Import | Methane | WC | Dispatch-Import | EmissionsCost | 0 | [6 empty] | 0.49363 | 0
LCP_Inputs_ON_Diverse_2023_04_03 | 2038 | CH4 Import - NY 2050 | Import | Methane | WC | Dispatch-Import | FuelCost | 0 | [6 empty] | 0.49363 | 0
LCP_Inputs_ON_Diverse_2023_04_03 | 2038 | CH4 Import - NY 2050 | Import | Methane | WC | Dispatch-Import | VOM | 0 | [6 empty] | 0.49363 | 0
LCP_Inputs_ON_Diverse_2023_04_03 | 2038 | CH4 Import - WC 2020 | Import | Methane | MI | Dispatch-Import | EmissionsCost | 0 | [6 empty] | 0.49363 | 0
LCP_Inputs_ON_Diverse_2023_04_03 | 2038 | CH4 Import - WC 2020 | Import | Methane | MI | Dispatch-Import | FuelCost | 0 | [6 empty] | 0.49363 | 0
LCP_Inputs_ON_Diverse_2023_04_03 | 2038 | CH4 Import - WC 2020 | Import | Methane | MI | Dispatch-Import | VOM | 0 | [6 empty] | 0.49363 | 0
LCP_Inputs_ON_Diverse_2023_04_03 | 2038 | CH4 Import - WC 2020 | Import | Methane | NY | Dispatch-Import | EmissionsCost | 0 | [6 empty] | 0.49363 | 0
LCP_Inputs_ON_Diverse_2023_04_03 | 2038 | CH4 Import - WC 2020 | Import | Methane | NY | Dispatch-Import | FuelCost | 0 | [6 empty] | 0.49363 | 0
LCP_Inputs_ON_Diverse_2023_04_03 | 2038 | CH4 Import - WC 2020 | Import | Methane | NY | Dispatch-Import | VOM | 0 | [6 empty] | 0.49363 | 0
LCP_Inputs_ON_Diverse_2023_04_03 | 2038 | CH4 Import - WC 2020 | Import | Methane | ON | Dispatch-Import | EmissionsCost | 0 | [6 empty] | 0.49363 | 0
LCP_Inputs_ON_Diverse_2023_04_03 | 2038 | CH4 Import - WC 2020 | Import | Methane | ON | Dispatch-Import | FuelCost | 0 | [6 empty] | 0.49363 | 0
LCP_Inputs_ON_Diverse_2023_04_03 | 2038 | CH4 Import - WC 2020 | Import | Methane | ON | Dispatch-Import | VOM | 0 | [6 empty] | 0.49363 | 0
LCP_Inputs_ON_Diverse_2023_04_03 | 2038 | CH4 Import - WC 2020 | Import | Methane | PJ | Dispatch-Import | EmissionsCost | 0 | [6 empty] | 0.49363 | 0
LCP_Inputs_ON_Diverse_2023_04_03 | 2038 | CH4 Import - WC 2020 | Import | Methane | PJ | Dispatch-Import | FuelCost | 0 | [6 empty] | 0.49363 | 0
LCP_Inputs_ON_Diverse_2023_04_03 | 2038 | CH4 Import - WC 2020 | Import | Methane | PJ | Dispatch-Import | VOM | 0 | [6 empty] | 0.49363 | 0
LCP_Inputs_ON_Diverse_2023_04_03 | 2038 | CH4 Import - WC 2020 | Import | Methane | QC | Dispatch-Import | EmissionsCost | 0 | [6 empty] | 0.49363 | 0
LCP_Inputs_ON_Diverse_2023_04_03 | 2038 | CH4 Import - WC 2020 | Import | Methane | QC | Dispatch-Import | FuelCost | 0 | [6 empty] | 0.49363 | 0
LCP_Inputs_ON_Diverse_2023_04_03 | 2038 | CH4 Import - WC 2020 | Import | Methane | QC | Dispatch-Import | VOM | 0 | [6 empty] | 0.49363 | 0
LCP_Inputs_ON_Diverse_2023_04_03 | 2038 | CH4 Import - WC 2020 | Import | Methane | WC | Dispatch-Import | EmissionsCost | 0 | [6 empty] | 0.49363 | 0
LCP_Inputs_ON_Diverse_2023_04_03 | 2038 | CH4 Import - WC 2020 | Import | Methane | WC | Dispatch-Import | FuelCost | 0 | [6 empty] | 0.49363 | 0
LCP_Inputs_ON_Diverse_2023_04_03 | 2038 | CH4 Import - WC 2020 | Import | Methane | WC | Dispatch-Import | VOM | 0 | [6 empty] | 0.49363 | 0
LCP_Inputs_ON_Diverse_2023_04_03 | 2038 | CH4 Import - WC 2030 | Import | Methane | MI | Dispatch-Import | EmissionsCost | 0 | [6 empty] | 0.49363 | 0
LCP_Inputs_ON_Diverse_2023_04_03 | 2038 | CH4 Import - WC 2030 | Import | Methane | MI | Dispatch-Import | FuelCost | 0 | [6 empty] | 0.49363 | 0
LCP_Inputs_ON_Diverse_2023_04_03 | 2038 | CH4 Import - WC 2030 | Import | Methane | MI | Dispatch-Import | VOM | 0 | [6 empty] | 0.49363 | 0
LCP_Inputs_ON_Diverse_2023_04_03 | 2038 | CH4 Import - WC 2030 | Import | Methane | NY | Dispatch-Import | EmissionsCost | 0 | [6 empty] | 0.49363 | 0
LCP_Inputs_ON_Diverse_2023_04_03 | 2038 | CH4 Import - WC 2030 | Import | Methane | NY | Dispatch-Import | FuelCost | 0 | [6 empty] | 0.49363 | 0
LCP_Inputs_ON_Diverse_2023_04_03 | 2038 | CH4 Import - WC 2030 | Import | Methane | NY | Dispatch-Import | VOM | 0 | [6 empty] | 0.49363 | 0
LCP_Inputs_ON_Diverse_2023_04_03 | 2038 | CH4 Import - WC 2030 | Import | Methane | ON | Dispatch-Import | EmissionsCost | 0 | [6 empty] | 0.49363 | 0
LCP_Inputs_ON_Diverse_2023_04_03 | 2038 | CH4 Import - WC 2030 | Import | Methane | ON | Dispatch-Import | FuelCost | 0 | [6 empty] | 0.49363 | 0
LCP_Inputs_ON_Diverse_2023_04_03 | 2038 | CH4 Import - WC 2030 | Import | Methane | ON | Dispatch-Import | VOM | 0 | [6 empty] | 0.49363 | 0
LCP_Inputs_ON_Diverse_2023_04_03 | 2038 | CH4 Import - WC 2030 | Import | Methane | PJ | Dispatch-Import | EmissionsCost | 0 | [6 empty] | 0.49363 | 0
LCP_Inputs_ON_Diverse_2023_04_03 | 2038 | CH4 Import - WC 2030 | Import | Methane | PJ | Dispatch-Import | FuelCost | 0 | [6 empty] | 0.49363 | 0
LCP_Inputs_ON_Diverse_2023_04_03 | 2038 | CH4 Import - WC 2030 | Import | Methane | PJ | Dispatch-Import | VOM | 0 | [6 empty] | 0.49363 | 0
LCP_Inputs_ON_Diverse_2023_04_03 | 2038 | CH4 Import - WC 2030 | Import | Methane | QC | Dispatch-Import | EmissionsCost | 0 | [6 empty] | 0.49363 | 0
LCP_Inputs_ON_Diverse_2023_04_03 | 2038 | CH4 Import - WC 2030 | Import | Methane | QC | Dispatch-Import | FuelCost | 0 | [6 empty] | 0.49363 | 0
LCP_Inputs_ON_Diverse_2023_04_03 | 2038 | CH4 Import - WC 2030 | Import | Methane | QC | Dispatch-Import | VOM | 0 | [6 empty] | 0.49363 | 0
LCP_Inputs_ON_Diverse_2023_04_03 | 2038 | CH4 Import - WC 2030 | Import | Methane | WC | Dispatch-Import | EmissionsCost | 5193257721.005 | [6 empty] | 0.49363 | 2563538050.7472
LCP_Inputs_ON_Diverse_2023_04_03 | 2038 | CH4 Import - WC 2030 | Import | Methane | WC | Dispatch-Import | FuelCost | 2389799500.4952 | [6 empty] | 0.49363 | 1179672237.0232
LCP_Inputs_ON_Diverse_2023_04_03 | 2038 | CH4 Import - WC 2030 | Import | Methane | WC | Dispatch-Import | VOM | 0 | [6 empty] | 0.49363 | 0
LCP_Inputs_ON_Diverse_2023_04_03 | 2038 | CH4 Import - WC 2040 | Import | Methane | MI | Dispatch-Import | EmissionsCost | 0 | [6 empty] | 0.49363 | 0
LCP_Inputs_ON_Diverse_2023_04_03 | 2038 | CH4 Import - WC 2040 | Import | Methane | MI | Dispatch-Import | FuelCost | 0 | [6 empty] | 0.49363 | 0
LCP_Inputs_ON_Diverse_2023_04_03 | 2038 | CH4 Import - WC 2040 | Import | Methane | MI | Dispatch-Import | VOM | 0 | [6 empty] | 0.49363 | 0
LCP_Inputs_ON_Diverse_2023_04_03 | 2038 | CH4 Import - WC 2040 | Import | Methane | NY | Dispatch-Import | EmissionsCost | 0 | [6 empty] | 0.49363 | 0
LCP_Inputs_ON_Diverse_2023_04_03 | 2038 | CH4 Import - WC 2040 | Import | Methane | NY | Dispatch-Import | FuelCost | 0 | [6 empty] | 0.49363 | 0
LCP_Inputs_ON_Diverse_2023_04_03 | 2038 | CH4 Import - WC 2040 | Import | Methane | NY | Dispatch-Import | VOM | 0 | [6 empty] | 0.49363 | 0
LCP_Inputs_ON_Diverse_2023_04_03 | 2038 | CH4 Import - WC 2040 | Import | Methane | ON | Dispatch-Import | EmissionsCost | 0 | [6 empty] | 0.49363 | 0
LCP_Inputs_ON_Diverse_2023_04_03 | 2038 | CH4 Import - WC 2040 | Import | Methane | ON | Dispatch-Import | FuelCost | 0 | [6 empty] | 0.49363 | 0
LCP_Inputs_ON_Diverse_2023_04_03 | 2038 | CH4 Import - WC 2040 | Import | Methane | ON | Dispatch-Import | VOM | 0 | [6 empty] | 0.49363 | 0
LCP_Inputs_ON_Diverse_2023_04_03 | 2038 | CH4 Import - WC 2040 | Import | Methane | PJ | Dispatch-Import | EmissionsCost | 0 | [6 empty] | 0.49363 | 0
LCP_Inputs_ON_Diverse_2023_04_03 | 2038 | CH4 Import - WC 2040 | Import | Methane | PJ | Dispatch-Import | FuelCost | 0 | [6 empty] | 0.49363 | 0
LCP_Inputs_ON_Diverse_2023_04_03 | 2038 | CH4 Import - WC 2040 | Import | Methane | PJ | Dispatch-Import | VOM | 0 | [6 empty] | 0.49363 | 0
LCP_Inputs_ON_Diverse_2023_04_03 | 2038 | CH4 Import - WC 2040 | Import | Methane | QC | Dispatch-Import | EmissionsCost | 0 | [6 empty] | 0.49363 | 0
LCP_Inputs_ON_Diverse_2023_04_03 | 2038 | CH4 Import - WC 2040 | Import | Methane | QC | Dispatch-Import | FuelCost | 0 | [6 empty] | 0.49363 | 0
LCP_Inputs_ON_Diverse_2023_04_03 | 2038 | CH4 Import - WC 2040 | Import | Methane | QC | Dispatch-Import | VOM | 0 | [6 empty] | 0.49363 | 0
LCP_Inputs_ON_Diverse_2023_04_03 | 2038 | CH4 Import - WC 2040 | Import | Methane | WC | Dispatch-Import | EmissionsCost | 0 | [6 empty] | 0.49363 | 0
LCP_Inputs_ON_Diverse_2023_04_03 | 2038 | CH4 Import - WC 2040 | Import | Methane | WC | Dispatch-Import | FuelCost | 0 | [6 empty] | 0.49363 | 0
LCP_Inputs_ON_Diverse_2023_04_03 | 2038 | CH4 Import - WC 2040 | Import | Methane | WC | Dispatch-Import | VOM | 0 | [6 empty] | 0.49363 | 0
LCP_Inputs_ON_Diverse_2023_04_03 | 2038 | CH4 Import - WC 2050 | Import | Methane | MI | Dispatch-Import | EmissionsCost | 0 | [6 empty] | 0.49363 | 0
LCP_Inputs_ON_Diverse_2023_04_03 | 2038 | CH4 Import - WC 2050 | Import | Methane | MI | Dispatch-Import | FuelCost | 0 | [6 empty] | 0.49363 | 0
LCP_Inputs_ON_Diverse_2023_04_03 | 2038 | CH4 Import - WC 2050 | Import | Methane | MI | Dispatch-Import | VOM | 0 | [6 empty] | 0.49363 | 0
LCP_Inputs_ON_Diverse_2023_04_03 | 2038 | CH4 Import - WC 2050 | Import | Methane | NY | Dispatch-Import | EmissionsCost | 0 | [6 empty] | 0.49363 | 0
LCP_Inputs_ON_Diverse_2023_04_03 | 2038 | CH4 Import - WC 2050 | Import | Methane | NY | Dispatch-Import | FuelCost | 0 | [6 empty] | 0.49363 | 0
LCP_Inputs_ON_Diverse_2023_04_03 | 2038 | CH4 Import - WC 2050 | Import | Methane | NY | Dispatch-Import | VOM | 0 | [6 empty] | 0.49363 | 0
LCP_Inputs_ON_Diverse_2023_04_03 | 2038 | CH4 Import - WC 2050 | Import | Methane | ON | Dispatch-Import | EmissionsCost | 0 | [6 empty] | 0.49363 | 0
LCP_Inputs_ON_Diverse_2023_04_03 | 2038 | CH4 Import - WC 2050 | Import | Methane | ON | Dispatch-Import | FuelCost | 0 | [6 empty] | 0.49363 | 0
LCP_Inputs_ON_Diverse_2023_04_03 | 2038 | CH4 Import - WC 2050 | Import | Methane | ON | Dispatch-Import | VOM | 0 | [6 empty] | 0.49363 | 0
LCP_Inputs_ON_Diverse_2023_04_03 | 2038 | CH4 Import - WC 2050 | Import | Methane | PJ | Dispatch-Import | EmissionsCost | 0 | [6 empty] | 0.49363 | 0
LCP_Inputs_ON_Diverse_2023_04_03 | 2038 | CH4 Import - WC 2050 | Import | Methane | PJ | Dispatch-Import | FuelCost | 0 | [6 empty] | 0.49363 | 0
LCP_Inputs_ON_Diverse_2023_04_03 | 2038 | CH4 Import - WC 2050 | Import | Methane | PJ | Dispatch-Import | VOM | 0 | [6 empty] | 0.49363 | 0
LCP_Inputs_ON_Diverse_2023_04_03 | 2038 | CH4 Import - WC 2050 | Import | Methane | QC | Dispatch-Import | EmissionsCost | 0 | [6 empty] | 0.49363 | 0
LCP_Inputs_ON_Diverse_2023_04_03 | 2038 | CH4 Import - WC 2050 | Import | Methane | QC | Dispatch-Import | FuelCost | 0 | [6 empty] | 0.49363 | 0
LCP_Inputs_ON_Diverse_2023_04_03 | 2038 | CH4 Import - WC 2050 | Import | Methane | QC | Dispatch-Import | VOM | 0 | [6 empty] | 0.49363 | 0
LCP_Inputs_ON_Diverse_2023_04_03 | 2038 | CH4 Import - WC 2050 | Import | Methane | WC | Dispatch-Import | EmissionsCost | 0 | [6 empty] | 0.49363 | 0
LCP_Inputs_ON_Diverse_2023_04_03 | 2038 | CH4 Import - WC 2050 | Import | Methane | WC | Dispatch-Import | FuelCost | 0 | [6 empty] | 0.49363 | 0
LCP_Inputs_ON_Diverse_2023_04_03 | 2038 | CH4 Import - WC 2050 | Import | Methane | WC | Dispatch-Import | VOM | 0 | [6 empty] | 0.49363 | 0
LCP_Inputs_ON_Diverse_2023_04_03 | 2038 | CH4 Salt Cavern Storage - ON | Storage | Methane | MI | Dispatch-Storage | EmissionsCost | 0 | [6 empty] | 0.49363 | 0
LCP_Inputs_ON_Diverse_2023_04_03 | 2038 | CH4 Salt Cavern Storage - ON | Storage | Methane | MI | Dispatch-Storage | FuelCost | 0 | [6 empty] | 0.49363 | 0
LCP_Inputs_ON_Diverse_2023_04_03 | 2038 | CH4 Salt Cavern Storage - ON | Storage | Methane | MI | Dispatch-Storage | VOM | 0 | [6 empty] | 0.49363 | 0
LCP_Inputs_ON_Diverse_2023_04_03 | 2038 | CH4 Salt Cavern Storage - ON | Storage | Methane | NY | Dispatch-Storage | EmissionsCost | 0 | [6 empty] | 0.49363 | 0
LCP_Inputs_ON_Diverse_2023_04_03 | 2038 | CH4 Salt Cavern Storage - ON | Storage | Methane | NY | Dispatch-Storage | FuelCost | 0 | [6 empty] | 0.49363 | 0
LCP_Inputs_ON_Diverse_2023_04_03 | 2038 | CH4 Salt Cavern Storage - ON | Storage | Methane | NY | Dispatch-Storage | VOM | 0 | [6 empty] | 0.49363 | 0
LCP_Inputs_ON_Diverse_2023_04_03 | 2038 | CH4 Salt Cavern Storage - ON | Storage | Methane | ON | Dispatch-Storage | EmissionsCost | 0 | [6 empty] | 0.49363 | 0
LCP_Inputs_ON_Diverse_2023_04_03 | 2038 | CH4 Salt Cavern Storage - ON | Storage | Methane | ON | Dispatch-Storage | FuelCost | 0 | [6 empty] | 0.49363 | 0
LCP_Inputs_ON_Diverse_2023_04_03 | 2038 | CH4 Salt Cavern Storage - ON | Storage | Methane | ON | Dispatch-Storage | VOM | 0 | [6 empty] | 0.49363 | 0
LCP_Inputs_ON_Diverse_2023_04_03 | 2038 | CH4 Salt Cavern Storage - ON | Storage | Methane | PJ | Dispatch-Storage | EmissionsCost | 0 | [6 empty] | 0.49363 | 0
LCP_Inputs_ON_Diverse_2023_04_03 | 2038 | CH4 Salt Cavern Storage - ON | Storage | Methane | PJ | Dispatch-Storage | FuelCost | 0 | [6 empty] | 0.49363 | 0
LCP_Inputs_ON_Diverse_2023_04_03 | 2038 | CH4 Salt Cavern Storage - ON | Storage | Methane | PJ | Dispatch-Storage | VOM | 0 | [6 empty] | 0.49363 | 0
LCP_Inputs_ON_Diverse_2023_04_03 | 2038 | CH4 Salt Cavern Storage - ON | Storage | Methane | QC | Dispatch-Storage | EmissionsCost | 0 | [6 empty] | 0.49363 | 0
LCP_Inputs_ON_Diverse_2023_04_03 | 2038 | CH4 Salt Cavern Storage - ON | Storage | Methane | QC | Dispatch-Storage | FuelCost | 0 | [6 empty] | 0.49363 | 0
LCP_Inputs_ON_Diverse_2023_04_03 | 2038 | CH4 Salt Cavern Storage - ON | Storage | Methane | QC | Dispatch-Storage | VOM | 0 | [6 empty] | 0.49363 | 0
LCP_Inputs_ON_Diverse_2023_04_03 | 2038 | CH4 Salt Cavern Storage - ON | Storage | Methane | WC | Dispatch-Storage | EmissionsCost | 0 | [6 empty] | 0.49363 | 0
LCP_Inputs_ON_Diverse_2023_04_03 | 2038 | CH4 Salt Cavern Storage - ON | Storage | Methane | WC | Dispatch-Storage | FuelCost | 0 | [6 empty] | 0.49363 | 0
LCP_Inputs_ON_Diverse_2023_04_03 | 2038 | CH4 Salt Cavern Storage - ON | Storage | Methane | WC | Dispatch-Storage | VOM | 0 | [6 empty] | 0.49363 | 0
LCP_Inputs_ON_Diverse_2023_04_03 | 2038 | Electrolyser 2020/2030 | Crossload | Hydrogen | MI | Dispatch-Crossload | EmissionsCost | 0 | [6 empty] | 0.49363 | 0
LCP_Inputs_ON_Diverse_2023_04_03 | 2038 | Electrolyser 2020/2030 | Crossload | Hydrogen | MI | Dispatch-Crossload | FuelCost | 0 | [6 empty] | 0.49363 | 0
LCP_Inputs_ON_Diverse_2023_04_03 | 2038 | Electrolyser 2020/2030 | Crossload | Hydrogen | MI | Dispatch-Crossload | VOM | 0 | [6 empty] | 0.49363 | 0
LCP_Inputs_ON_Diverse_2023_04_03 | 2038 | Electrolyser 2020/2030 | Crossload | Hydrogen | NY | Dispatch-Crossload | EmissionsCost | 0 | [6 empty] | 0.49363 | 0
LCP_Inputs_ON_Diverse_2023_04_03 | 2038 | Electrolyser 2020/2030 | Crossload | Hydrogen | NY | Dispatch-Crossload | FuelCost | 0 | [6 empty] | 0.49363 | 0
LCP_Inputs_ON_Diverse_2023_04_03 | 2038 | Electrolyser 2020/2030 | Crossload | Hydrogen | NY | Dispatch-Crossload | VOM | 0 | [6 empty] | 0.49363 | 0
LCP_Inputs_ON_Diverse_2023_04_03 | 2038 | Electrolyser 2020/2030 | Crossload | Hydrogen | ON | Dispatch-Crossload | EmissionsCost | 0 | [6 empty] | 0.49363 | 0
LCP_Inputs_ON_Diverse_2023_04_03 | 2038 | Electrolyser 2020/2030 | Crossload | Hydrogen | ON | Dispatch-Crossload | FuelCost | 0 | [6 empty] | 0.49363 | 0
LCP_Inputs_ON_Diverse_2023_04_03 | 2038 | Electrolyser 2020/2030 | Crossload | Hydrogen | ON | Dispatch-Crossload | VOM | 0 | [6 empty] | 0.49363 | 0
LCP_Inputs_ON_Diverse_2023_04_03 | 2038 | Electrolyser 2020/2030 | Crossload | Hydrogen | PJ | Dispatch-Crossload | EmissionsCost | 0 | [6 empty] | 0.49363 | 0
LCP_Inputs_ON_Diverse_2023_04_03 | 2038 | Electrolyser 2020/2030 | Crossload | Hydrogen | PJ | Dispatch-Crossload | FuelCost | 0 | [6 empty] | 0.49363 | 0
LCP_Inputs_ON_Diverse_2023_04_03 | 2038 | Electrolyser 2020/2030 | Crossload | Hydrogen | PJ | Dispatch-Crossload | VOM | 0 | [6 empty] | 0.49363 | 0
LCP_Inputs_ON_Diverse_2023_04_03 | 2038 | Electrolyser 2020/2030 | Crossload | Hydrogen | QC | Dispatch-Crossload | EmissionsCost | 0 | [6 empty] | 0.49363 | 0
LCP_Inputs_ON_Diverse_2023_04_03 | 2038 | Electrolyser 2020/2030 | Crossload | Hydrogen | QC | Dispatch-Crossload | FuelCost | 0 | [6 empty] | 0.49363 | 0
LCP_Inputs_ON_Diverse_2023_04_03 | 2038 | Electrolyser 2020/2030 | Crossload | Hydrogen | QC | Dispatch-Crossload | VOM | 0 | [6 empty] | 0.49363 | 0
LCP_Inputs_ON_Diverse_2023_04_03 | 2038 | Electrolyser 2020/2030 | Crossload | Hydrogen | WC | Dispatch-Crossload | EmissionsCost | 0 | [6 empty] | 0.49363 | 0
LCP_Inputs_ON_Diverse_2023_04_03 | 2038 | Electrolyser 2020/2030 | Crossload | Hydrogen | WC | Dispatch-Crossload | FuelCost | 0 | [6 empty] | 0.49363 | 0
LCP_Inputs_ON_Diverse_2023_04_03 | 2038 | Electrolyser 2020/2030 | Crossload | Hydrogen | WC | Dispatch-Crossload | VOM | 0 | [6 empty] | 0.49363 | 0
LCP_Inputs_ON_Diverse_2023_04_03 | 2038 | Electrolyser 2040 | Crossload | Hydrogen | MI | Dispatch-Crossload | EmissionsCost | 0 | [6 empty] | 0.49363 | 0
LCP_Inputs_ON_Diverse_2023_04_03 | 2038 | Electrolyser 2040 | Crossload | Hydrogen | MI | Dispatch-Crossload | FuelCost | 0 | [6 empty] | 0.49363 | 0
LCP_Inputs_ON_Diverse_2023_04_03 | 2038 | Electrolyser 2040 | Crossload | Hydrogen | MI | Dispatch-Crossload | VOM | 0 | [6 empty] | 0.49363 | 0
LCP_Inputs_ON_Diverse_2023_04_03 | 2038 | Electrolyser 2040 | Crossload | Hydrogen | NY | Dispatch-Crossload | EmissionsCost | 0 | [6 empty] | 0.49363 | 0
LCP_Inputs_ON_Diverse_2023_04_03 | 2038 | Electrolyser 2040 | Crossload | Hydrogen | NY | Dispatch-Crossload | FuelCost | 0 | [6 empty] | 0.49363 | 0
LCP_Inputs_ON_Diverse_2023_04_03 | 2038 | Electrolyser 2040 | Crossload | Hydrogen | NY | Dispatch-Crossload | VOM | 0 | [6 empty] | 0.49363 | 0
LCP_Inputs_ON_Diverse_2023_04_03 | 2038 | Electrolyser 2040 | Crossload | Hydrogen | ON | Dispatch-Crossload | EmissionsCost | 0 | [6 empty] | 0.49363 | 0
LCP_Inputs_ON_Diverse_2023_04_03 | 2038 | Electrolyser 2040 | Crossload | Hydrogen | ON | Dispatch-Crossload | FuelCost | 0 | [6 empty] | 0.49363 | 0
LCP_Inputs_ON_Diverse_2023_04_03 | 2038 | Electrolyser 2040 | Crossload | Hydrogen | ON | Dispatch-Crossload | VOM | 0 | [6 empty] | 0.49363 | 0
LCP_Inputs_ON_Diverse_2023_04_03 | 2038 | Electrolyser 2040 | Crossload | Hydrogen | PJ | Dispatch-Crossload | EmissionsCost | 0 | [6 empty] | 0.49363 | 0
LCP_Inputs_ON_Diverse_2023_04_03 | 2038 | Electrolyser 2040 | Crossload | Hydrogen | PJ | Dispatch-Crossload | FuelCost | 0 | [6 empty] | 0.49363 | 0
LCP_Inputs_ON_Diverse_2023_04_03 | 2038 | Electrolyser 2040 | Crossload | Hydrogen | PJ | Dispatch-Crossload | VOM | 0 | [6 empty] | 0.49363 | 0
LCP_Inputs_ON_Diverse_2023_04_03 | 2038 | Electrolyser 2040 | Crossload | Hydrogen | QC | Dispatch-Crossload | EmissionsCost | 0 | [6 empty] | 0.49363 | 0
LCP_Inputs_ON_Diverse_2023_04_03 | 2038 | Electrolyser 2040 | Crossload | Hydrogen | QC | Dispatch-Crossload | FuelCost | 0 | [6 empty] | 0.49363 | 0
LCP_Inputs_ON_Diverse_2023_04_03 | 2038 | Electrolyser 2040 | Crossload | Hydrogen | QC | Dispatch-Crossload | VOM | 0 | [6 empty] | 0.49363 | 0
LCP_Inputs_ON_Diverse_2023_04_03 | 2038 | Electrolyser 2040 | Crossload | Hydrogen | WC | Dispatch-Crossload | EmissionsCost | 0 | [6 empty] | 0.49363 | 0
LCP_Inputs_ON_Diverse_2023_04_03 | 2038 | Electrolyser 2040 | Crossload | Hydrogen | WC | Dispatch-Crossload | FuelCost | 0 | [6 empty] | 0.49363 | 0
LCP_Inputs_ON_Diverse_2023_04_03 | 2038 | Electrolyser 2040 | Crossload | Hydrogen | WC | Dispatch-Crossload | VOM | 0 | [6 empty] | 0.49363 | 0
LCP_Inputs_ON_Diverse_2023_04_03 | 2038 | Electrolyser 2050 | Crossload | Hydrogen | MI | Dispatch-Crossload | EmissionsCost | 0 | [6 empty] | 0.49363 | 0
LCP_Inputs_ON_Diverse_2023_04_03 | 2038 | Electrolyser 2050 | Crossload | Hydrogen | MI | Dispatch-Crossload | FuelCost | 0 | [6 empty] | 0.49363 | 0
LCP_Inputs_ON_Diverse_2023_04_03 | 2038 | Electrolyser 2050 | Crossload | Hydrogen | MI | Dispatch-Crossload | VOM | 0 | [6 empty] | 0.49363 | 0
LCP_Inputs_ON_Diverse_2023_04_03 | 2038 | Electrolyser 2050 | Crossload | Hydrogen | NY | Dispatch-Crossload | EmissionsCost | 0 | [6 empty] | 0.49363 | 0
LCP_Inputs_ON_Diverse_2023_04_03 | 2038 | Electrolyser 2050 | Crossload | Hydrogen | NY | Dispatch-Crossload | FuelCost | 0 | [6 empty] | 0.49363 | 0
LCP_Inputs_ON_Diverse_2023_04_03 | 2038 | Electrolyser 2050 | Crossload | Hydrogen | NY | Dispatch-Crossload | VOM | 0 | [6 empty] | 0.49363 | 0
LCP_Inputs_ON_Diverse_2023_04_03 | 2038 | Electrolyser 2050 | Crossload | Hydrogen | ON | Dispatch-Crossload | EmissionsCost | 0 | [6 empty] | 0.49363 | 0
LCP_Inputs_ON_Diverse_2023_04_03 | 2038 | Electrolyser 2050 | Crossload | Hydrogen | ON | Dispatch-Crossload | FuelCost | 0 | [6 empty] | 0.49363 | 0
LCP_Inputs_ON_Diverse_2023_04_03 | 2038 | Electrolyser 2050 | Crossload | Hydrogen | ON | Dispatch-Crossload | VOM | 0 | [6 empty] | 0.49363 | 0
LCP_Inputs_ON_Diverse_2023_04_03 | 2038 | Electrolyser 2050 | Crossload | Hydrogen | PJ | Dispatch-Crossload | EmissionsCost | 0 | [6 empty] | 0.49363 | 0
LCP_Inputs_ON_Diverse_2023_04_03 | 2038 | Electrolyser 2050 | Crossload | Hydrogen | PJ | Dispatch-Crossload | FuelCost | 0 | [6 empty] | 0.49363 | 0
LCP_Inputs_ON_Diverse_2023_04_03 | 2038 | Electrolyser 2050 | Crossload | Hydrogen | PJ | Dispatch-Crossload | VOM | 0 | [6 empty] | 0.49363 | 0
LCP_Inputs_ON_Diverse_2023_04_03 | 2038 | Electrolyser 2050 | Crossload | Hydrogen | QC | Dispatch-Crossload | EmissionsCost | 0 | [6 empty] | 0.49363 | 0
LCP_Inputs_ON_Diverse_2023_04_03 | 2038 | Electrolyser 2050 | Crossload | Hydrogen | QC | Dispatch-Crossload | FuelCost | 0 | [6 empty] | 0.49363 | 0
LCP_Inputs_ON_Diverse_2023_04_03 | 2038 | Electrolyser 2050 | Crossload | Hydrogen | QC | Dispatch-Crossload | VOM | 0 | [6 empty] | 0.49363 | 0
LCP_Inputs_ON_Diverse_2023_04_03 | 2038 | Electrolyser 2050 | Crossload | Hydrogen | WC | Dispatch-Crossload | EmissionsCost | 0 | [6 empty] | 0.49363 | 0
LCP_Inputs_ON_Diverse_2023_04_03 | 2038 | Electrolyser 2050 | Crossload | Hydrogen | WC | Dispatch-Crossload | FuelCost | 0 | [6 empty] | 0.49363 | 0
LCP_Inputs_ON_Diverse_2023_04_03 | 2038 | Electrolyser 2050 | Crossload | Hydrogen | WC | Dispatch-Crossload | VOM | 0 | [6 empty] | 0.49363 | 0
LCP_Inputs_ON_Diverse_2023_04_03 | 2038 | Fossil Fuel Thermal (Coal, Peat, Oil) | Generation | Electricity | MI | Dispatch-Generation | EmissionsCost | 0 | [6 empty] | 0.49363 | 0
LCP_Inputs_ON_Diverse_2023_04_03 | 2038 | Fossil Fuel Thermal (Coal, Peat, Oil) | Generation | Electricity | MI | Dispatch-Generation | FuelCost | 0 | [6 empty] | 0.49363 | 0
LCP_Inputs_ON_Diverse_2023_04_03 | 2038 | Fossil Fuel Thermal (Coal, Peat, Oil) | Generation | Electricity | MI | Dispatch-Generation | VOM | 0 | [6 empty] | 0.49363 | 0
LCP_Inputs_ON_Diverse_2023_04_03 | 2038 | Fossil Fuel Thermal (Coal, Peat, Oil) | Generation | Electricity | NY | Dispatch-Generation | EmissionsCost | 0 | [6 empty] | 0.49363 | 0
LCP_Inputs_ON_Diverse_2023_04_03 | 2038 | Fossil Fuel Thermal (Coal, Peat, Oil) | Generation | Electricity | NY | Dispatch-Generation | FuelCost | 0 | [6 empty] | 0.49363 | 0
LCP_Inputs_ON_Diverse_2023_04_03 | 2038 | Fossil Fuel Thermal (Coal, Peat, Oil) | Generation | Electricity | NY | Dispatch-Generation | VOM | 0 | [6 empty] | 0.49363 | 0
LCP_Inputs_ON_Diverse_2023_04_03 | 2038 | Fossil Fuel Thermal (Coal, Peat, Oil) | Generation | Electricity | ON | Dispatch-Generation | EmissionsCost | 0 | [6 empty] | 0.49363 | 0
LCP_Inputs_ON_Diverse_2023_04_03 | 2038 | Fossil Fuel Thermal (Coal, Peat, Oil) | Generation | Electricity | ON | Dispatch-Generation | FuelCost | 0 | [6 empty] | 0.49363 | 0
LCP_Inputs_ON_Diverse_2023_04_03 | 2038 | Fossil Fuel Thermal (Coal, Peat, Oil) | Generation | Electricity | ON | Dispatch-Generation | VOM | 0 | [6 empty] | 0.49363 | 0
LCP_Inputs_ON_Diverse_2023_04_03 | 2038 | Fossil Fuel Thermal (Coal, Peat, Oil) | Generation | Electricity | PJ | Dispatch-Generation | EmissionsCost | 0 | [6 empty] | 0.49363 | 0
LCP_Inputs_ON_Diverse_2023_04_03 | 2038 | Fossil Fuel Thermal (Coal, Peat, Oil) | Generation | Electricity | PJ | Dispatch-Generation | FuelCost | 0 | [6 empty] | 0.49363 | 0
LCP_Inputs_ON_Diverse_2023_04_03 | 2038 | Fossil Fuel Thermal (Coal, Peat, Oil) | Generation | Electricity | PJ | Dispatch-Generation | VOM | 0 | [6 empty] | 0.49363 | 0
LCP_Inputs_ON_Diverse_2023_04_03 | 2038 | Fossil Fuel Thermal (Coal, Peat, Oil) | Generation | Electricity | QC | Dispatch-Generation | EmissionsCost | 0 | [6 empty] | 0.49363 | 0
LCP_Inputs_ON_Diverse_2023_04_03 | 2038 | Fossil Fuel Thermal (Coal, Peat, Oil) | Generation | Electricity | QC | Dispatch-Generation | FuelCost | 0 | [6 empty] | 0.49363 | 0
LCP_Inputs_ON_Diverse_2023_04_03 | 2038 | Fossil Fuel Thermal (Coal, Peat, Oil) | Generation | Electricity | QC | Dispatch-Generation | VOM | 0 | [6 empty] | 0.49363 | 0
LCP_Inputs_ON_Diverse_2023_04_03 | 2038 | Fossil Fuel Thermal (Coal, Peat, Oil) | Generation | Electricity | WC | Dispatch-Generation | EmissionsCost | 0 | [6 empty] | 0.49363 | 0
LCP_Inputs_ON_Diverse_2023_04_03 | 2038 | Fossil Fuel Thermal (Coal, Peat, Oil) | Generation | Electricity | WC | Dispatch-Generation | FuelCost | 0 | [6 empty] | 0.49363 | 0
LCP_Inputs_ON_Diverse_2023_04_03 | 2038 | Fossil Fuel Thermal (Coal, Peat, Oil) | Generation | Electricity | WC | Dispatch-Generation | VOM | 0 | [6 empty] | 0.49363 | 0
LCP_Inputs_ON_Diverse_2023_04_03 | 2038 | Generic - Generator | Generation | Electricity | MI | Dispatch-Generation | EmissionsCost | 0 | [6 empty] | 0.49363 | 0
LCP_Inputs_ON_Diverse_2023_04_03 | 2038 | Generic - Generator | Generation | Electricity | MI | Dispatch-Generation | FuelCost | 1786123186.9525 | [6 empty] | 0.49363 | 881680632.6701
LCP_Inputs_ON_Diverse_2023_04_03 | 2038 | Generic - Generator | Generation | Electricity | MI | Dispatch-Generation | VOM | 62373597.6871 | [6 empty] | 0.49363 | 30789361.827
LCP_Inputs_ON_Diverse_2023_04_03 | 2038 | Generic - Generator | Generation | Electricity | NY | Dispatch-Generation | EmissionsCost | 0 | [6 empty] | 0.49363 | 0
LCP_Inputs_ON_Diverse_2023_04_03 | 2038 | Generic - Generator | Generation | Electricity | NY | Dispatch-Generation | FuelCost | 1049703168.1579 | [6 empty] | 0.49363 | 518163002.5174
LCP_Inputs_ON_Diverse_2023_04_03 | 2038 | Generic - Generator | Generation | Electricity | NY | Dispatch-Generation | VOM | 36656913.4648 | [6 empty] | 0.49363 | 18094883.3157
LCP_Inputs_ON_Diverse_2023_04_03 | 2038 | Generic - Generator | Generation | Electricity | ON | Dispatch-Generation | EmissionsCost | 0 | [6 empty] | 0.49363 | 0
LCP_Inputs_ON_Diverse_2023_04_03 | 2038 | Generic - Generator | Generation | Electricity | ON | Dispatch-Generation | FuelCost | 0 | [6 empty] | 0.49363 | 0
LCP_Inputs_ON_Diverse_2023_04_03 | 2038 | Generic - Generator | Generation | Electricity | ON | Dispatch-Generation | VOM | 0 | [6 empty] | 0.49363 | 0
LCP_Inputs_ON_Diverse_2023_04_03 | 2038 | Generic - Generator | Generation | Electricity | PJ | Dispatch-Generation | EmissionsCost | 0 | [6 empty] | 0.49363 | 0
LCP_Inputs_ON_Diverse_2023_04_03 | 2038 | Generic - Generator | Generation | Electricity | PJ | Dispatch-Generation | FuelCost | 7357083622.602 | [6 empty] | 0.49363 | 3631663364.7482
LCP_Inputs_ON_Diverse_2023_04_03 | 2038 | Generic - Generator | Generation | Electricity | PJ | Dispatch-Generation | VOM | 256918323.0915 | [6 empty] | 0.49363 | 126822109.081
LCP_Inputs_ON_Diverse_2023_04_03 | 2038 | Generic - Generator | Generation | Electricity | QC | Dispatch-Generation | EmissionsCost | 0 | [6 empty] | 0.49363 | 0
LCP_Inputs_ON_Diverse_2023_04_03 | 2038 | Generic - Generator | Generation | Electricity | QC | Dispatch-Generation | FuelCost | 0 | [6 empty] | 0.49363 | 0
LCP_Inputs_ON_Diverse_2023_04_03 | 2038 | Generic - Generator | Generation | Electricity | QC | Dispatch-Generation | VOM | 0 | [6 empty] | 0.49363 | 0
LCP_Inputs_ON_Diverse_2023_04_03 | 2038 | Generic - Generator | Generation | Electricity | WC | Dispatch-Generation | EmissionsCost | 0 | [6 empty] | 0.49363 | 0
LCP_Inputs_ON_Diverse_2023_04_03 | 2038 | Generic - Generator | Generation | Electricity | WC | Dispatch-Generation | FuelCost | 1735673.761 | [6 empty] | 0.49363 | 856777.3773
LCP_Inputs_ON_Diverse_2023_04_03 | 2038 | Generic - Generator | Generation | Electricity | WC | Dispatch-Generation | VOM | 60611.8423 | [6 empty] | 0.49363 | 29919.7098
LCP_Inputs_ON_Diverse_2023_04_03 | 2038 | H2 Import - QC | Import | Hydrogen | MI | Dispatch-Import | EmissionsCost | 0 | [6 empty] | 0.49363 | 0
LCP_Inputs_ON_Diverse_2023_04_03 | 2038 | H2 Import - QC | Import | Hydrogen | MI | Dispatch-Import | FuelCost | 0 | [6 empty] | 0.49363 | 0
LCP_Inputs_ON_Diverse_2023_04_03 | 2038 | H2 Import - QC | Import | Hydrogen | MI | Dispatch-Import | VOM | 0 | [6 empty] | 0.49363 | 0
LCP_Inputs_ON_Diverse_2023_04_03 | 2038 | H2 Import - QC | Import | Hydrogen | NY | Dispatch-Import | EmissionsCost | 0 | [6 empty] | 0.49363 | 0
LCP_Inputs_ON_Diverse_2023_04_03 | 2038 | H2 Import - QC | Import | Hydrogen | NY | Dispatch-Import | FuelCost | 0 | [6 empty] | 0.49363 | 0
LCP_Inputs_ON_Diverse_2023_04_03 | 2038 | H2 Import - QC | Import | Hydrogen | NY | Dispatch-Import | VOM | 0 | [6 empty] | 0.49363 | 0
LCP_Inputs_ON_Diverse_2023_04_03 | 2038 | H2 Import - QC | Import | Hydrogen | ON | Dispatch-Import | EmissionsCost | 0 | [6 empty] | 0.49363 | 0
LCP_Inputs_ON_Diverse_2023_04_03 | 2038 | H2 Import - QC | Import | Hydrogen | ON | Dispatch-Import | FuelCost | 0 | [6 empty] | 0.49363 | 0
LCP_Inputs_ON_Diverse_2023_04_03 | 2038 | H2 Import - QC | Import | Hydrogen | ON | Dispatch-Import | VOM | 0 | [6 empty] | 0.49363 | 0
LCP_Inputs_ON_Diverse_2023_04_03 | 2038 | H2 Import - QC | Import | Hydrogen | PJ | Dispatch-Import | EmissionsCost | 0 | [6 empty] | 0.49363 | 0
LCP_Inputs_ON_Diverse_2023_04_03 | 2038 | H2 Import - QC | Import | Hydrogen | PJ | Dispatch-Import | FuelCost | 0 | [6 empty] | 0.49363 | 0
LCP_Inputs_ON_Diverse_2023_04_03 | 2038 | H2 Import - QC | Import | Hydrogen | PJ | Dispatch-Import | VOM | 0 | [6 empty] | 0.49363 | 0
LCP_Inputs_ON_Diverse_2023_04_03 | 2038 | H2 Import - QC | Import | Hydrogen | QC | Dispatch-Import | EmissionsCost | 0 | [6 empty] | 0.49363 | 0
LCP_Inputs_ON_Diverse_2023_04_03 | 2038 | H2 Import - QC | Import | Hydrogen | QC | Dispatch-Import | FuelCost | 0 | [6 empty] | 0.49363 | 0
LCP_Inputs_ON_Diverse_2023_04_03 | 2038 | H2 Import - QC | Import | Hydrogen | QC | Dispatch-Import | VOM | 0 | [6 empty] | 0.49363 | 0
LCP_Inputs_ON_Diverse_2023_04_03 | 2038 | H2 Import - QC | Import | Hydrogen | WC | Dispatch-Import | EmissionsCost | 0 | [6 empty] | 0.49363 | 0
LCP_Inputs_ON_Diverse_2023_04_03 | 2038 | H2 Import - QC | Import | Hydrogen | WC | Dispatch-Import | FuelCost | 0 | [6 empty] | 0.49363 | 0
LCP_Inputs_ON_Diverse_2023_04_03 | 2038 | H2 Import - QC | Import | Hydrogen | WC | Dispatch-Import | VOM | 0 | [6 empty] | 0.49363 | 0
LCP_Inputs_ON_Diverse_2023_04_03 | 2038 | H2 Import - WC | Import | Hydrogen | MI | Dispatch-Import | EmissionsCost | 0 | [6 empty] | 0.49363 | 0
LCP_Inputs_ON_Diverse_2023_04_03 | 2038 | H2 Import - WC | Import | Hydrogen | MI | Dispatch-Import | FuelCost | 0 | [6 empty] | 0.49363 | 0
LCP_Inputs_ON_Diverse_2023_04_03 | 2038 | H2 Import - WC | Import | Hydrogen | MI | Dispatch-Import | VOM | 0 | [6 empty] | 0.49363 | 0
LCP_Inputs_ON_Diverse_2023_04_03 | 2038 | H2 Import - WC | Import | Hydrogen | NY | Dispatch-Import | EmissionsCost | 0 | [6 empty] | 0.49363 | 0
LCP_Inputs_ON_Diverse_2023_04_03 | 2038 | H2 Import - WC | Import | Hydrogen | NY | Dispatch-Import | FuelCost | 0 | [6 empty] | 0.49363 | 0
LCP_Inputs_ON_Diverse_2023_04_03 | 2038 | H2 Import - WC | Import | Hydrogen | NY | Dispatch-Import | VOM | 0 | [6 empty] | 0.49363 | 0
LCP_Inputs_ON_Diverse_2023_04_03 | 2038 | H2 Import - WC | Import | Hydrogen | ON | Dispatch-Import | EmissionsCost | 0 | [6 empty] | 0.49363 | 0
LCP_Inputs_ON_Diverse_2023_04_03 | 2038 | H2 Import - WC | Import | Hydrogen | ON | Dispatch-Import | FuelCost | 0 | [6 empty] | 0.49363 | 0
LCP_Inputs_ON_Diverse_2023_04_03 | 2038 | H2 Import - WC | Import | Hydrogen | ON | Dispatch-Import | VOM | 0 | [6 empty] | 0.49363 | 0
LCP_Inputs_ON_Diverse_2023_04_03 | 2038 | H2 Import - WC | Import | Hydrogen | PJ | Dispatch-Import | EmissionsCost | 0 | [6 empty] | 0.49363 | 0
LCP_Inputs_ON_Diverse_2023_04_03 | 2038 | H2 Import - WC | Import | Hydrogen | PJ | Dispatch-Import | FuelCost | 0 | [6 empty] | 0.49363 | 0
LCP_Inputs_ON_Diverse_2023_04_03 | 2038 | H2 Import - WC | Import | Hydrogen | PJ | Dispatch-Import | VOM | 0 | [6 empty] | 0.49363 | 0
LCP_Inputs_ON_Diverse_2023_04_03 | 2038 | H2 Import - WC | Import | Hydrogen | QC | Dispatch-Import | EmissionsCost | 0 | [6 empty] | 0.49363 | 0
LCP_Inputs_ON_Diverse_2023_04_03 | 2038 | H2 Import - WC | Import | Hydrogen | QC | Dispatch-Import | FuelCost | 0 | [6 empty] | 0.49363 | 0
LCP_Inputs_ON_Diverse_2023_04_03 | 2038 | H2 Import - WC | Import | Hydrogen | QC | Dispatch-Import | VOM | 0 | [6 empty] | 0.49363 | 0
LCP_Inputs_ON_Diverse_2023_04_03 | 2038 | H2 Import - WC | Import | Hydrogen | WC | Dispatch-Import | EmissionsCost | 0 | [6 empty] | 0.49363 | 0
LCP_Inputs_ON_Diverse_2023_04_03 | 2038 | H2 Import - WC | Import | Hydrogen | WC | Dispatch-Import | FuelCost | 0 | [6 empty] | 0.49363 | 0
LCP_Inputs_ON_Diverse_2023_04_03 | 2038 | H2 Import - WC | Import | Hydrogen | WC | Dispatch-Import | VOM | 0 | [6 empty] | 0.49363 | 0
LCP_Inputs_ON_Diverse_2023_04_03 | 2038 | H2 Salt Cavern Storage - ON | Storage | Hydrogen | MI | Dispatch-Storage | EmissionsCost | 0 | [6 empty] | 0.49363 | 0
LCP_Inputs_ON_Diverse_2023_04_03 | 2038 | H2 Salt Cavern Storage - ON | Storage | Hydrogen | MI | Dispatch-Storage | FuelCost | 0 | [6 empty] | 0.49363 | 0
LCP_Inputs_ON_Diverse_2023_04_03 | 2038 | H2 Salt Cavern Storage - ON | Storage | Hydrogen | MI | Dispatch-Storage | VOM | 0 | [6 empty] | 0.49363 | 0
LCP_Inputs_ON_Diverse_2023_04_03 | 2038 | H2 Salt Cavern Storage - ON | Storage | Hydrogen | NY | Dispatch-Storage | EmissionsCost | 0 | [6 empty] | 0.49363 | 0
LCP_Inputs_ON_Diverse_2023_04_03 | 2038 | H2 Salt Cavern Storage - ON | Storage | Hydrogen | NY | Dispatch-Storage | FuelCost | 0 | [6 empty] | 0.49363 | 0
LCP_Inputs_ON_Diverse_2023_04_03 | 2038 | H2 Salt Cavern Storage - ON | Storage | Hydrogen | NY | Dispatch-Storage | VOM | 0 | [6 empty] | 0.49363 | 0
LCP_Inputs_ON_Diverse_2023_04_03 | 2038 | H2 Salt Cavern Storage - ON | Storage | Hydrogen | ON | Dispatch-Storage | EmissionsCost | 0 | [6 empty] | 0.49363 | 0
LCP_Inputs_ON_Diverse_2023_04_03 | 2038 | H2 Salt Cavern Storage - ON | Storage | Hydrogen | ON | Dispatch-Storage | FuelCost | 0 | [6 empty] | 0.49363 | 0
LCP_Inputs_ON_Diverse_2023_04_03 | 2038 | H2 Salt Cavern Storage - ON | Storage | Hydrogen | ON | Dispatch-Storage | VOM | 14843329.5213 | [6 empty] | 0.49363 | 7327084.8612
LCP_Inputs_ON_Diverse_2023_04_03 | 2038 | H2 Salt Cavern Storage - ON | Storage | Hydrogen | PJ | Dispatch-Storage | EmissionsCost | 0 | [6 empty] | 0.49363 | 0
LCP_Inputs_ON_Diverse_2023_04_03 | 2038 | H2 Salt Cavern Storage - ON | Storage | Hydrogen | PJ | Dispatch-Storage | FuelCost | 0 | [6 empty] | 0.49363 | 0
LCP_Inputs_ON_Diverse_2023_04_03 | 2038 | H2 Salt Cavern Storage - ON | Storage | Hydrogen | PJ | Dispatch-Storage | VOM | 0 | [6 empty] | 0.49363 | 0
LCP_Inputs_ON_Diverse_2023_04_03 | 2038 | H2 Salt Cavern Storage - ON | Storage | Hydrogen | QC | Dispatch-Storage | EmissionsCost | 0 | [6 empty] | 0.49363 | 0
LCP_Inputs_ON_Diverse_2023_04_03 | 2038 | H2 Salt Cavern Storage - ON | Storage | Hydrogen | QC | Dispatch-Storage | FuelCost | 0 | [6 empty] | 0.49363 | 0
LCP_Inputs_ON_Diverse_2023_04_03 | 2038 | H2 Salt Cavern Storage - ON | Storage | Hydrogen | QC | Dispatch-Storage | VOM | 0 | [6 empty] | 0.49363 | 0
LCP_Inputs_ON_Diverse_2023_04_03 | 2038 | H2 Salt Cavern Storage - ON | Storage | Hydrogen | WC | Dispatch-Storage | EmissionsCost | 0 | [6 empty] | 0.49363 | 0
LCP_Inputs_ON_Diverse_2023_04_03 | 2038 | H2 Salt Cavern Storage - ON | Storage | Hydrogen | WC | Dispatch-Storage | FuelCost | 0 | [6 empty] | 0.49363 | 0
LCP_Inputs_ON_Diverse_2023_04_03 | 2038 | H2 Salt Cavern Storage - ON | Storage | Hydrogen | WC | Dispatch-Storage | VOM | 0 | [6 empty] | 0.49363 | 0
LCP_Inputs_ON_Diverse_2023_04_03 | 2038 | Hydro | Generation | Electricity | MI | Dispatch-Generation | EmissionsCost | 0 | [6 empty] | 0.49363 | 0
LCP_Inputs_ON_Diverse_2023_04_03 | 2038 | Hydro | Generation | Electricity | MI | Dispatch-Generation | FuelCost | 0 | [6 empty] | 0.49363 | 0
LCP_Inputs_ON_Diverse_2023_04_03 | 2038 | Hydro | Generation | Electricity | MI | Dispatch-Generation | VOM | 0 | [6 empty] | 0.49363 | 0
LCP_Inputs_ON_Diverse_2023_04_03 | 2038 | Hydro | Generation | Electricity | NY | Dispatch-Generation | EmissionsCost | 0 | [6 empty] | 0.49363 | 0
LCP_Inputs_ON_Diverse_2023_04_03 | 2038 | Hydro | Generation | Electricity | NY | Dispatch-Generation | FuelCost | 0 | [6 empty] | 0.49363 | 0
LCP_Inputs_ON_Diverse_2023_04_03 | 2038 | Hydro | Generation | Electricity | NY | Dispatch-Generation | VOM | 0 | [6 empty] | 0.49363 | 0
LCP_Inputs_ON_Diverse_2023_04_03 | 2038 | Hydro | Generation | Electricity | ON | Dispatch-Generation | EmissionsCost | 0 | [6 empty] | 0.49363 | 0
LCP_Inputs_ON_Diverse_2023_04_03 | 2038 | Hydro | Generation | Electricity | ON | Dispatch-Generation | FuelCost | 0 | [6 empty] | 0.49363 | 0
LCP_Inputs_ON_Diverse_2023_04_03 | 2038 | Hydro | Generation | Electricity | ON | Dispatch-Generation | VOM | 0 | [6 empty] | 0.49363 | 0
LCP_Inputs_ON_Diverse_2023_04_03 | 2038 | Hydro | Generation | Electricity | PJ | Dispatch-Generation | EmissionsCost | 0 | [6 empty] | 0.49363 | 0
LCP_Inputs_ON_Diverse_2023_04_03 | 2038 | Hydro | Generation | Electricity | PJ | Dispatch-Generation | FuelCost | 0 | [6 empty] | 0.49363 | 0
LCP_Inputs_ON_Diverse_2023_04_03 | 2038 | Hydro | Generation | Electricity | PJ | Dispatch-Generation | VOM | 0 | [6 empty] | 0.49363 | 0
LCP_Inputs_ON_Diverse_2023_04_03 | 2038 | Hydro | Generation | Electricity | QC | Dispatch-Generation | EmissionsCost | 0 | [6 empty] | 0.49363 | 0
LCP_Inputs_ON_Diverse_2023_04_03 | 2038 | Hydro | Generation | Electricity | QC | Dispatch-Generation | FuelCost | 0 | [6 empty] | 0.49363 | 0
LCP_Inputs_ON_Diverse_2023_04_03 | 2038 | Hydro | Generation | Electricity | QC | Dispatch-Generation | VOM | 0 | [6 empty] | 0.49363 | 0
LCP_Inputs_ON_Diverse_2023_04_03 | 2038 | Hydro | Generation | Electricity | WC | Dispatch-Generation | EmissionsCost | 0 | [6 empty] | 0.49363 | 0
LCP_Inputs_ON_Diverse_2023_04_03 | 2038 | Hydro | Generation | Electricity | WC | Dispatch-Generation | FuelCost | 0 | [6 empty] | 0.49363 | 0
LCP_Inputs_ON_Diverse_2023_04_03 | 2038 | Hydro | Generation | Electricity | WC | Dispatch-Generation | VOM | 0 | [6 empty] | 0.49363 | 0
LCP_Inputs_ON_Diverse_2023_04_03 | 2038 | Hydro Pumped Storage | Storage | Electricity | MI | Dispatch-Storage | EmissionsCost | 0 | [6 empty] | 0.49363 | 0
LCP_Inputs_ON_Diverse_2023_04_03 | 2038 | Hydro Pumped Storage | Storage | Electricity | MI | Dispatch-Storage | FuelCost | 0 | [6 empty] | 0.49363 | 0
LCP_Inputs_ON_Diverse_2023_04_03 | 2038 | Hydro Pumped Storage | Storage | Electricity | MI | Dispatch-Storage | VOM | 0 | [6 empty] | 0.49363 | 0
LCP_Inputs_ON_Diverse_2023_04_03 | 2038 | Hydro Pumped Storage | Storage | Electricity | NY | Dispatch-Storage | EmissionsCost | 0 | [6 empty] | 0.49363 | 0
LCP_Inputs_ON_Diverse_2023_04_03 | 2038 | Hydro Pumped Storage | Storage | Electricity | NY | Dispatch-Storage | FuelCost | 0 | [6 empty] | 0.49363 | 0
LCP_Inputs_ON_Diverse_2023_04_03 | 2038 | Hydro Pumped Storage | Storage | Electricity | NY | Dispatch-Storage | VOM | 0 | [6 empty] | 0.49363 | 0
LCP_Inputs_ON_Diverse_2023_04_03 | 2038 | Hydro Pumped Storage | Storage | Electricity | ON | Dispatch-Storage | EmissionsCost | 0 | [6 empty] | 0.49363 | 0
LCP_Inputs_ON_Diverse_2023_04_03 | 2038 | Hydro Pumped Storage | Storage | Electricity | ON | Dispatch-Storage | FuelCost | 0 | [6 empty] | 0.49363 | 0
LCP_Inputs_ON_Diverse_2023_04_03 | 2038 | Hydro Pumped Storage | Storage | Electricity | ON | Dispatch-Storage | VOM | 0 | [6 empty] | 0.49363 | 0
LCP_Inputs_ON_Diverse_2023_04_03 | 2038 | Hydro Pumped Storage | Storage | Electricity | PJ | Dispatch-Storage | EmissionsCost | 0 | [6 empty] | 0.49363 | 0
LCP_Inputs_ON_Diverse_2023_04_03 | 2038 | Hydro Pumped Storage | Storage | Electricity | PJ | Dispatch-Storage | FuelCost | 0 | [6 empty] | 0.49363 | 0
LCP_Inputs_ON_Diverse_2023_04_03 | 2038 | Hydro Pumped Storage | Storage | Electricity | PJ | Dispatch-Storage | VOM | 0 | [6 empty] | 0.49363 | 0
LCP_Inputs_ON_Diverse_2023_04_03 | 2038 | Hydro Pumped Storage | Storage | Electricity | QC | Dispatch-Storage | EmissionsCost | 0 | [6 empty] | 0.49363 | 0
LCP_Inputs_ON_Diverse_2023_04_03 | 2038 | Hydro Pumped Storage | Storage | Electricity | QC | Dispatch-Storage | FuelCost | 0 | [6 empty] | 0.49363 | 0
LCP_Inputs_ON_Diverse_2023_04_03 | 2038 | Hydro Pumped Storage | Storage | Electricity | QC | Dispatch-Storage | VOM | 0 | [6 empty] | 0.49363 | 0
LCP_Inputs_ON_Diverse_2023_04_03 | 2038 | Hydro Pumped Storage | Storage | Electricity | WC | Dispatch-Storage | EmissionsCost | 0 | [6 empty] | 0.49363 | 0
LCP_Inputs_ON_Diverse_2023_04_03 | 2038 | Hydro Pumped Storage | Storage | Electricity | WC | Dispatch-Storage | FuelCost | 0 | [6 empty] | 0.49363 | 0
LCP_Inputs_ON_Diverse_2023_04_03 | 2038 | Hydro Pumped Storage | Storage | Electricity | WC | Dispatch-Storage | VOM | 0 | [6 empty] | 0.49363 | 0
LCP_Inputs_ON_Diverse_2023_04_03 | 2038 | Nuclear | Generation | Electricity | MI | Dispatch-Generation | EmissionsCost | 0 | [6 empty] | 0.49363 | 0
LCP_Inputs_ON_Diverse_2023_04_03 | 2038 | Nuclear | Generation | Electricity | MI | Dispatch-Generation | FuelCost | 0 | [6 empty] | 0.49363 | 0
LCP_Inputs_ON_Diverse_2023_04_03 | 2038 | Nuclear | Generation | Electricity | MI | Dispatch-Generation | VOM | 2762866296.96 | [6 empty] | 0.49363 | 1363828498.7739
LCP_Inputs_ON_Diverse_2023_04_03 | 2038 | Nuclear | Generation | Electricity | NY | Dispatch-Generation | EmissionsCost | 0 | [6 empty] | 0.49363 | 0
LCP_Inputs_ON_Diverse_2023_04_03 | 2038 | Nuclear | Generation | Electricity | NY | Dispatch-Generation | FuelCost | 0 | [6 empty] | 0.49363 | 0
LCP_Inputs_ON_Diverse_2023_04_03 | 2038 | Nuclear | Generation | Electricity | NY | Dispatch-Generation | VOM | 2246155230.144 | [6 empty] | 0.49363 | 1108765385.7557
LCP_Inputs_ON_Diverse_2023_04_03 | 2038 | Nuclear | Generation | Electricity | ON | Dispatch-Generation | EmissionsCost | 0 | [6 empty] | 0.49363 | 0
LCP_Inputs_ON_Diverse_2023_04_03 | 2038 | Nuclear | Generation | Electricity | ON | Dispatch-Generation | FuelCost | 0 | [6 empty] | 0.49363 | 0
LCP_Inputs_ON_Diverse_2023_04_03 | 2038 | Nuclear | Generation | Electricity | ON | Dispatch-Generation | VOM | 6725070496.368 | [6 empty] | 0.49363 | 3319683912.7908
LCP_Inputs_ON_Diverse_2023_04_03 | 2038 | Nuclear | Generation | Electricity | PJ | Dispatch-Generation | EmissionsCost | 0 | [6 empty] | 0.49363 | 0
LCP_Inputs_ON_Diverse_2023_04_03 | 2038 | Nuclear | Generation | Electricity | PJ | Dispatch-Generation | FuelCost | 0 | [6 empty] | 0.49363 | 0
LCP_Inputs_ON_Diverse_2023_04_03 | 2038 | Nuclear | Generation | Electricity | PJ | Dispatch-Generation | VOM | 6401347648.6848 | [6 empty] | 0.49363 | 3159885211.7605
LCP_Inputs_ON_Diverse_2023_04_03 | 2038 | Nuclear | Generation | Electricity | QC | Dispatch-Generation | EmissionsCost | 0 | [6 empty] | 0.49363 | 0
LCP_Inputs_ON_Diverse_2023_04_03 | 2038 | Nuclear | Generation | Electricity | QC | Dispatch-Generation | FuelCost | 0 | [6 empty] | 0.49363 | 0
LCP_Inputs_ON_Diverse_2023_04_03 | 2038 | Nuclear | Generation | Electricity | QC | Dispatch-Generation | VOM | 0 | [6 empty] | 0.49363 | 0
LCP_Inputs_ON_Diverse_2023_04_03 | 2038 | Nuclear | Generation | Electricity | WC | Dispatch-Generation | EmissionsCost | 0 | [6 empty] | 0.49363 | 0
LCP_Inputs_ON_Diverse_2023_04_03 | 2038 | Nuclear | Generation | Electricity | WC | Dispatch-Generation | FuelCost | 0 | [6 empty] | 0.49363 | 0
LCP_Inputs_ON_Diverse_2023_04_03 | 2038 | Nuclear | Generation | Electricity | WC | Dispatch-Generation | VOM | 0 | [6 empty] | 0.49363 | 0
LCP_Inputs_ON_Diverse_2023_04_03 | 2038 | Nuclear SMR | Generation | Electricity | MI | Dispatch-Generation | EmissionsCost | 0 | [6 empty] | 0.49363 | 0
LCP_Inputs_ON_Diverse_2023_04_03 | 2038 | Nuclear SMR | Generation | Electricity | MI | Dispatch-Generation | FuelCost | 0 | [6 empty] | 0.49363 | 0
LCP_Inputs_ON_Diverse_2023_04_03 | 2038 | Nuclear SMR | Generation | Electricity | MI | Dispatch-Generation | VOM | 0 | [6 empty] | 0.49363 | 0
LCP_Inputs_ON_Diverse_2023_04_03 | 2038 | Nuclear SMR | Generation | Electricity | NY | Dispatch-Generation | EmissionsCost | 0 | [6 empty] | 0.49363 | 0
LCP_Inputs_ON_Diverse_2023_04_03 | 2038 | Nuclear SMR | Generation | Electricity | NY | Dispatch-Generation | FuelCost | 0 | [6 empty] | 0.49363 | 0
LCP_Inputs_ON_Diverse_2023_04_03 | 2038 | Nuclear SMR | Generation | Electricity | NY | Dispatch-Generation | VOM | 0 | [6 empty] | 0.49363 | 0
LCP_Inputs_ON_Diverse_2023_04_03 | 2038 | Nuclear SMR | Generation | Electricity | ON | Dispatch-Generation | EmissionsCost | 0 | [6 empty] | 0.49363 | 0
LCP_Inputs_ON_Diverse_2023_04_03 | 2038 | Nuclear SMR | Generation | Electricity | ON | Dispatch-Generation | FuelCost | 0 | [6 empty] | 0.49363 | 0
LCP_Inputs_ON_Diverse_2023_04_03 | 2038 | Nuclear SMR | Generation | Electricity | ON | Dispatch-Generation | VOM | 17810812.8 | [6 empty] | 0.49363 | 8791918.0561
LCP_Inputs_ON_Diverse_2023_04_03 | 2038 | Nuclear SMR | Generation | Electricity | PJ | Dispatch-Generation | EmissionsCost | 0 | [6 empty] | 0.49363 | 0
LCP_Inputs_ON_Diverse_2023_04_03 | 2038 | Nuclear SMR | Generation | Electricity | PJ | Dispatch-Generation | FuelCost | 0 | [6 empty] | 0.49363 | 0
LCP_Inputs_ON_Diverse_2023_04_03 | 2038 | Nuclear SMR | Generation | Electricity | PJ | Dispatch-Generation | VOM | 0 | [6 empty] | 0.49363 | 0
LCP_Inputs_ON_Diverse_2023_04_03 | 2038 | Nuclear SMR | Generation | Electricity | QC | Dispatch-Generation | EmissionsCost | 0 | [6 empty] | 0.49363 | 0
LCP_Inputs_ON_Diverse_2023_04_03 | 2038 | Nuclear SMR | Generation | Electricity | QC | Dispatch-Generation | FuelCost | 0 | [6 empty] | 0.49363 | 0
LCP_Inputs_ON_Diverse_2023_04_03 | 2038 | Nuclear SMR | Generation | Electricity | QC | Dispatch-Generation | VOM | 0 | [6 empty] | 0.49363 | 0
LCP_Inputs_ON_Diverse_2023_04_03 | 2038 | Nuclear SMR | Generation | Electricity | WC | Dispatch-Generation | EmissionsCost | 0 | [6 empty] | 0.49363 | 0
LCP_Inputs_ON_Diverse_2023_04_03 | 2038 | Nuclear SMR | Generation | Electricity | WC | Dispatch-Generation | FuelCost | 0 | [6 empty] | 0.49363 | 0
LCP_Inputs_ON_Diverse_2023_04_03 | 2038 | Nuclear SMR | Generation | Electricity | WC | Dispatch-Generation | VOM | 0 | [6 empty] | 0.49363 | 0
LCP_Inputs_ON_Diverse_2023_04_03 | 2038 | O/CCGT - CH4 Existing | Crossload | Electricity | MI | Dispatch-Crossload | EmissionsCost | 0 | [6 empty] | 0.49363 | 0
LCP_Inputs_ON_Diverse_2023_04_03 | 2038 | O/CCGT - CH4 Existing | Crossload | Electricity | MI | Dispatch-Crossload | FuelCost | 0 | [6 empty] | 0.49363 | 0
LCP_Inputs_ON_Diverse_2023_04_03 | 2038 | O/CCGT - CH4 Existing | Crossload | Electricity | MI | Dispatch-Crossload | VOM | 0 | [6 empty] | 0.49363 | 0
LCP_Inputs_ON_Diverse_2023_04_03 | 2038 | O/CCGT - CH4 Existing | Crossload | Electricity | NY | Dispatch-Crossload | EmissionsCost | 0 | [6 empty] | 0.49363 | 0
LCP_Inputs_ON_Diverse_2023_04_03 | 2038 | O/CCGT - CH4 Existing | Crossload | Electricity | NY | Dispatch-Crossload | FuelCost | 0 | [6 empty] | 0.49363 | 0
LCP_Inputs_ON_Diverse_2023_04_03 | 2038 | O/CCGT - CH4 Existing | Crossload | Electricity | NY | Dispatch-Crossload | VOM | 0 | [6 empty] | 0.49363 | 0
LCP_Inputs_ON_Diverse_2023_04_03 | 2038 | O/CCGT - CH4 Existing | Crossload | Electricity | ON | Dispatch-Crossload | EmissionsCost | 3895150.9851 | [6 empty] | 0.49363 | 1922756.0618
LCP_Inputs_ON_Diverse_2023_04_03 | 2038 | O/CCGT - CH4 Existing | Crossload | Electricity | ON | Dispatch-Crossload | FuelCost | 0 | [6 empty] | 0.49363 | 0
LCP_Inputs_ON_Diverse_2023_04_03 | 2038 | O/CCGT - CH4 Existing | Crossload | Electricity | ON | Dispatch-Crossload | VOM | 239711.1233 | [6 empty] | 0.49363 | 118328.1514
LCP_Inputs_ON_Diverse_2023_04_03 | 2038 | O/CCGT - CH4 Existing | Crossload | Electricity | PJ | Dispatch-Crossload | EmissionsCost | 0 | [6 empty] | 0.49363 | 0
LCP_Inputs_ON_Diverse_2023_04_03 | 2038 | O/CCGT - CH4 Existing | Crossload | Electricity | PJ | Dispatch-Crossload | FuelCost | 0 | [6 empty] | 0.49363 | 0
LCP_Inputs_ON_Diverse_2023_04_03 | 2038 | O/CCGT - CH4 Existing | Crossload | Electricity | PJ | Dispatch-Crossload | VOM | 0 | [6 empty] | 0.49363 | 0
LCP_Inputs_ON_Diverse_2023_04_03 | 2038 | O/CCGT - CH4 Existing | Crossload | Electricity | QC | Dispatch-Crossload | EmissionsCost | 0 | [6 empty] | 0.49363 | 0
LCP_Inputs_ON_Diverse_2023_04_03 | 2038 | O/CCGT - CH4 Existing | Crossload | Electricity | QC | Dispatch-Crossload | FuelCost | 0 | [6 empty] | 0.49363 | 0
LCP_Inputs_ON_Diverse_2023_04_03 | 2038 | O/CCGT - CH4 Existing | Crossload | Electricity | QC | Dispatch-Crossload | VOM | 0 | [6 empty] | 0.49363 | 0
LCP_Inputs_ON_Diverse_2023_04_03 | 2038 | O/CCGT - CH4 Existing | Crossload | Electricity | WC | Dispatch-Crossload | EmissionsCost | 0 | [6 empty] | 0.49363 | 0
LCP_Inputs_ON_Diverse_2023_04_03 | 2038 | O/CCGT - CH4 Existing | Crossload | Electricity | WC | Dispatch-Crossload | FuelCost | 0 | [6 empty] | 0.49363 | 0
LCP_Inputs_ON_Diverse_2023_04_03 | 2038 | O/CCGT - CH4 Existing | Crossload | Electricity | WC | Dispatch-Crossload | VOM | 0 | [6 empty] | 0.49363 | 0
LCP_Inputs_ON_Diverse_2023_04_03 | 2038 | O/CCGT - CH4 New | Crossload | Electricity | MI | Dispatch-Crossload | EmissionsCost | 0 | [6 empty] | 0.49363 | 0
LCP_Inputs_ON_Diverse_2023_04_03 | 2038 | O/CCGT - CH4 New | Crossload | Electricity | MI | Dispatch-Crossload | FuelCost | 0 | [6 empty] | 0.49363 | 0
LCP_Inputs_ON_Diverse_2023_04_03 | 2038 | O/CCGT - CH4 New | Crossload | Electricity | MI | Dispatch-Crossload | VOM | 0 | [6 empty] | 0.49363 | 0
LCP_Inputs_ON_Diverse_2023_04_03 | 2038 | O/CCGT - CH4 New | Crossload | Electricity | NY | Dispatch-Crossload | EmissionsCost | 0 | [6 empty] | 0.49363 | 0
LCP_Inputs_ON_Diverse_2023_04_03 | 2038 | O/CCGT - CH4 New | Crossload | Electricity | NY | Dispatch-Crossload | FuelCost | 0 | [6 empty] | 0.49363 | 0
LCP_Inputs_ON_Diverse_2023_04_03 | 2038 | O/CCGT - CH4 New | Crossload | Electricity | NY | Dispatch-Crossload | VOM | 0 | [6 empty] | 0.49363 | 0
LCP_Inputs_ON_Diverse_2023_04_03 | 2038 | O/CCGT - CH4 New | Crossload | Electricity | ON | Dispatch-Crossload | EmissionsCost | 200299.7413 | [6 empty] | 0.49363 | 98873.5849
LCP_Inputs_ON_Diverse_2023_04_03 | 2038 | O/CCGT - CH4 New | Crossload | Electricity | ON | Dispatch-Crossload | FuelCost | 0 | [6 empty] | 0.49363 | 0
LCP_Inputs_ON_Diverse_2023_04_03 | 2038 | O/CCGT - CH4 New | Crossload | Electricity | ON | Dispatch-Crossload | VOM | 12326.6277 | [6 empty] | 0.49363 | 6084.7701
LCP_Inputs_ON_Diverse_2023_04_03 | 2038 | O/CCGT - CH4 New | Crossload | Electricity | PJ | Dispatch-Crossload | EmissionsCost | 0 | [6 empty] | 0.49363 | 0
LCP_Inputs_ON_Diverse_2023_04_03 | 2038 | O/CCGT - CH4 New | Crossload | Electricity | PJ | Dispatch-Crossload | FuelCost | 0 | [6 empty] | 0.49363 | 0
LCP_Inputs_ON_Diverse_2023_04_03 | 2038 | O/CCGT - CH4 New | Crossload | Electricity | PJ | Dispatch-Crossload | VOM | 0 | [6 empty] | 0.49363 | 0
LCP_Inputs_ON_Diverse_2023_04_03 | 2038 | O/CCGT - CH4 New | Crossload | Electricity | QC | Dispatch-Crossload | EmissionsCost | 0 | [6 empty] | 0.49363 | 0
LCP_Inputs_ON_Diverse_2023_04_03 | 2038 | O/CCGT - CH4 New | Crossload | Electricity | QC | Dispatch-Crossload | FuelCost | 0 | [6 empty] | 0.49363 | 0
LCP_Inputs_ON_Diverse_2023_04_03 | 2038 | O/CCGT - CH4 New | Crossload | Electricity | QC | Dispatch-Crossload | VOM | 0 | [6 empty] | 0.49363 | 0
LCP_Inputs_ON_Diverse_2023_04_03 | 2038 | O/CCGT - CH4 New | Crossload | Electricity | WC | Dispatch-Crossload | EmissionsCost | 0 | [6 empty] | 0.49363 | 0
LCP_Inputs_ON_Diverse_2023_04_03 | 2038 | O/CCGT - CH4 New | Crossload | Electricity | WC | Dispatch-Crossload | FuelCost | 0 | [6 empty] | 0.49363 | 0
LCP_Inputs_ON_Diverse_2023_04_03 | 2038 | O/CCGT - CH4 New | Crossload | Electricity | WC | Dispatch-Crossload | VOM | 0 | [6 empty] | 0.49363 | 0
LCP_Inputs_ON_Diverse_2023_04_03 | 2038 | O/CCGT - H2 New | Crossload | Electricity | MI | Dispatch-Crossload | EmissionsCost | 0 | [6 empty] | 0.49363 | 0
LCP_Inputs_ON_Diverse_2023_04_03 | 2038 | O/CCGT - H2 New | Crossload | Electricity | MI | Dispatch-Crossload | FuelCost | 0 | [6 empty] | 0.49363 | 0
LCP_Inputs_ON_Diverse_2023_04_03 | 2038 | O/CCGT - H2 New | Crossload | Electricity | MI | Dispatch-Crossload | VOM | 0 | [6 empty] | 0.49363 | 0
LCP_Inputs_ON_Diverse_2023_04_03 | 2038 | O/CCGT - H2 New | Crossload | Electricity | NY | Dispatch-Crossload | EmissionsCost | 0 | [6 empty] | 0.49363 | 0
LCP_Inputs_ON_Diverse_2023_04_03 | 2038 | O/CCGT - H2 New | Crossload | Electricity | NY | Dispatch-Crossload | FuelCost | 0 | [6 empty] | 0.49363 | 0
LCP_Inputs_ON_Diverse_2023_04_03 | 2038 | O/CCGT - H2 New | Crossload | Electricity | NY | Dispatch-Crossload | VOM | 0 | [6 empty] | 0.49363 | 0
LCP_Inputs_ON_Diverse_2023_04_03 | 2038 | O/CCGT - H2 New | Crossload | Electricity | ON | Dispatch-Crossload | EmissionsCost | 0 | [6 empty] | 0.49363 | 0
LCP_Inputs_ON_Diverse_2023_04_03 | 2038 | O/CCGT - H2 New | Crossload | Electricity | ON | Dispatch-Crossload | FuelCost | 0 | [6 empty] | 0.49363 | 0
LCP_Inputs_ON_Diverse_2023_04_03 | 2038 | O/CCGT - H2 New | Crossload | Electricity | ON | Dispatch-Crossload | VOM | 3551260.9593 | [6 empty] | 0.49363 | 1753002.2745
LCP_Inputs_ON_Diverse_2023_04_03 | 2038 | O/CCGT - H2 New | Crossload | Electricity | PJ | Dispatch-Crossload | EmissionsCost | 0 | [6 empty] | 0.49363 | 0
LCP_Inputs_ON_Diverse_2023_04_03 | 2038 | O/CCGT - H2 New | Crossload | Electricity | PJ | Dispatch-Crossload | FuelCost | 0 | [6 empty] | 0.49363 | 0
LCP_Inputs_ON_Diverse_2023_04_03 | 2038 | O/CCGT - H2 New | Crossload | Electricity | PJ | Dispatch-Crossload | VOM | 0 | [6 empty] | 0.49363 | 0
LCP_Inputs_ON_Diverse_2023_04_03 | 2038 | O/CCGT - H2 New | Crossload | Electricity | QC | Dispatch-Crossload | EmissionsCost | 0 | [6 empty] | 0.49363 | 0
LCP_Inputs_ON_Diverse_2023_04_03 | 2038 | O/CCGT - H2 New | Crossload | Electricity | QC | Dispatch-Crossload | FuelCost | 0 | [6 empty] | 0.49363 | 0
LCP_Inputs_ON_Diverse_2023_04_03 | 2038 | O/CCGT - H2 New | Crossload | Electricity | QC | Dispatch-Crossload | VOM | 0 | [6 empty] | 0.49363 | 0
LCP_Inputs_ON_Diverse_2023_04_03 | 2038 | O/CCGT - H2 New | Crossload | Electricity | WC | Dispatch-Crossload | EmissionsCost | 0 | [6 empty] | 0.49363 | 0
LCP_Inputs_ON_Diverse_2023_04_03 | 2038 | O/CCGT - H2 New | Crossload | Electricity | WC | Dispatch-Crossload | FuelCost | 0 | [6 empty] | 0.49363 | 0
LCP_Inputs_ON_Diverse_2023_04_03 | 2038 | O/CCGT - H2 New | Crossload | Electricity | WC | Dispatch-Crossload | VOM | 0 | [6 empty] | 0.49363 | 0
LCP_Inputs_ON_Diverse_2023_04_03 | 2038 | SMR CCS | Crossload | Hydrogen | MI | Dispatch-Crossload | EmissionsCost | 0 | [6 empty] | 0.49363 | 0
LCP_Inputs_ON_Diverse_2023_04_03 | 2038 | SMR CCS | Crossload | Hydrogen | MI | Dispatch-Crossload | FuelCost | 0 | [6 empty] | 0.49363 | 0
LCP_Inputs_ON_Diverse_2023_04_03 | 2038 | SMR CCS | Crossload | Hydrogen | MI | Dispatch-Crossload | VOM | 0 | [6 empty] | 0.49363 | 0
LCP_Inputs_ON_Diverse_2023_04_03 | 2038 | SMR CCS | Crossload | Hydrogen | NY | Dispatch-Crossload | EmissionsCost | 0 | [6 empty] | 0.49363 | 0
LCP_Inputs_ON_Diverse_2023_04_03 | 2038 | SMR CCS | Crossload | Hydrogen | NY | Dispatch-Crossload | FuelCost | 0 | [6 empty] | 0.49363 | 0
LCP_Inputs_ON_Diverse_2023_04_03 | 2038 | SMR CCS | Crossload | Hydrogen | NY | Dispatch-Crossload | VOM | 0 | [6 empty] | 0.49363 | 0
LCP_Inputs_ON_Diverse_2023_04_03 | 2038 | SMR CCS | Crossload | Hydrogen | ON | Dispatch-Crossload | EmissionsCost | 118038153.8452 | [6 empty] | 0.49363 | 58266952.0903
LCP_Inputs_ON_Diverse_2023_04_03 | 2038 | SMR CCS | Crossload | Hydrogen | ON | Dispatch-Crossload | FuelCost | 0 | [6 empty] | 0.49363 | 0
LCP_Inputs_ON_Diverse_2023_04_03 | 2038 | SMR CCS | Crossload | Hydrogen | ON | Dispatch-Crossload | VOM | 238188620.3708 | [6 empty] | 0.49363 | 117576601.1199
LCP_Inputs_ON_Diverse_2023_04_03 | 2038 | SMR CCS | Crossload | Hydrogen | PJ | Dispatch-Crossload | EmissionsCost | 0 | [6 empty] | 0.49363 | 0
LCP_Inputs_ON_Diverse_2023_04_03 | 2038 | SMR CCS | Crossload | Hydrogen | PJ | Dispatch-Crossload | FuelCost | 0 | [6 empty] | 0.49363 | 0
LCP_Inputs_ON_Diverse_2023_04_03 | 2038 | SMR CCS | Crossload | Hydrogen | PJ | Dispatch-Crossload | VOM | 0 | [6 empty] | 0.49363 | 0
LCP_Inputs_ON_Diverse_2023_04_03 | 2038 | SMR CCS | Crossload | Hydrogen | QC | Dispatch-Crossload | EmissionsCost | 0 | [6 empty] | 0.49363 | 0
LCP_Inputs_ON_Diverse_2023_04_03 | 2038 | SMR CCS | Crossload | Hydrogen | QC | Dispatch-Crossload | FuelCost | 0 | [6 empty] | 0.49363 | 0
LCP_Inputs_ON_Diverse_2023_04_03 | 2038 | SMR CCS | Crossload | Hydrogen | QC | Dispatch-Crossload | VOM | 0 | [6 empty] | 0.49363 | 0
LCP_Inputs_ON_Diverse_2023_04_03 | 2038 | SMR CCS | Crossload | Hydrogen | WC | Dispatch-Crossload | EmissionsCost | 0 | [6 empty] | 0.49363 | 0
LCP_Inputs_ON_Diverse_2023_04_03 | 2038 | SMR CCS | Crossload | Hydrogen | WC | Dispatch-Crossload | FuelCost | 0 | [6 empty] | 0.49363 | 0
LCP_Inputs_ON_Diverse_2023_04_03 | 2038 | SMR CCS | Crossload | Hydrogen | WC | Dispatch-Crossload | VOM | 0 | [6 empty] | 0.49363 | 0
LCP_Inputs_ON_Diverse_2023_04_03 | 2038 | Solar PV | Generation | Electricity | MI | Dispatch-Generation | EmissionsCost | 0 | [6 empty] | 0.49363 | 0
LCP_Inputs_ON_Diverse_2023_04_03 | 2038 | Solar PV | Generation | Electricity | MI | Dispatch-Generation | FuelCost | 0 | [6 empty] | 0.49363 | 0
LCP_Inputs_ON_Diverse_2023_04_03 | 2038 | Solar PV | Generation | Electricity | MI | Dispatch-Generation | VOM | 0 | [6 empty] | 0.49363 | 0
LCP_Inputs_ON_Diverse_2023_04_03 | 2038 | Solar PV | Generation | Electricity | NY | Dispatch-Generation | EmissionsCost | 0 | [6 empty] | 0.49363 | 0
LCP_Inputs_ON_Diverse_2023_04_03 | 2038 | Solar PV | Generation | Electricity | NY | Dispatch-Generation | FuelCost | 0 | [6 empty] | 0.49363 | 0
LCP_Inputs_ON_Diverse_2023_04_03 | 2038 | Solar PV | Generation | Electricity | NY | Dispatch-Generation | VOM | 0 | [6 empty] | 0.49363 | 0
LCP_Inputs_ON_Diverse_2023_04_03 | 2038 | Solar PV | Generation | Electricity | ON | Dispatch-Generation | EmissionsCost | 0 | [6 empty] | 0.49363 | 0
LCP_Inputs_ON_Diverse_2023_04_03 | 2038 | Solar PV | Generation | Electricity | ON | Dispatch-Generation | FuelCost | 0 | [6 empty] | 0.49363 | 0
LCP_Inputs_ON_Diverse_2023_04_03 | 2038 | Solar PV | Generation | Electricity | ON | Dispatch-Generation | VOM | 0 | [6 empty] | 0.49363 | 0
LCP_Inputs_ON_Diverse_2023_04_03 | 2038 | Solar PV | Generation | Electricity | PJ | Dispatch-Generation | EmissionsCost | 0 | [6 empty] | 0.49363 | 0
LCP_Inputs_ON_Diverse_2023_04_03 | 2038 | Solar PV | Generation | Electricity | PJ | Dispatch-Generation | FuelCost | 0 | [6 empty] | 0.49363 | 0
LCP_Inputs_ON_Diverse_2023_04_03 | 2038 | Solar PV | Generation | Electricity | PJ | Dispatch-Generation | VOM | 0 | [6 empty] | 0.49363 | 0
LCP_Inputs_ON_Diverse_2023_04_03 | 2038 | Solar PV | Generation | Electricity | QC | Dispatch-Generation | EmissionsCost | 0 | [6 empty] | 0.49363 | 0
LCP_Inputs_ON_Diverse_2023_04_03 | 2038 | Solar PV | Generation | Electricity | QC | Dispatch-Generation | FuelCost | 0 | [6 empty] | 0.49363 | 0
LCP_Inputs_ON_Diverse_2023_04_03 | 2038 | Solar PV | Generation | Electricity | QC | Dispatch-Generation | VOM | 0 | [6 empty] | 0.49363 | 0
LCP_Inputs_ON_Diverse_2023_04_03 | 2038 | Solar PV | Generation | Electricity | WC | Dispatch-Generation | EmissionsCost | 0 | [6 empty] | 0.49363 | 0
LCP_Inputs_ON_Diverse_2023_04_03 | 2038 | Solar PV | Generation | Electricity | WC | Dispatch-Generation | FuelCost | 0 | [6 empty] | 0.49363 | 0
LCP_Inputs_ON_Diverse_2023_04_03 | 2038 | Solar PV | Generation | Electricity | WC | Dispatch-Generation | VOM | 0 | [6 empty] | 0.49363 | 0
LCP_Inputs_ON_Diverse_2023_04_03 | 2038 | Wind Offshore | Generation | Electricity | MI | Dispatch-Generation | EmissionsCost | 0 | [6 empty] | 0.49363 | 0
LCP_Inputs_ON_Diverse_2023_04_03 | 2038 | Wind Offshore | Generation | Electricity | MI | Dispatch-Generation | FuelCost | 0 | [6 empty] | 0.49363 | 0
LCP_Inputs_ON_Diverse_2023_04_03 | 2038 | Wind Offshore | Generation | Electricity | MI | Dispatch-Generation | VOM | 0 | [6 empty] | 0.49363 | 0
LCP_Inputs_ON_Diverse_2023_04_03 | 2038 | Wind Offshore | Generation | Electricity | NY | Dispatch-Generation | EmissionsCost | 0 | [6 empty] | 0.49363 | 0
LCP_Inputs_ON_Diverse_2023_04_03 | 2038 | Wind Offshore | Generation | Electricity | NY | Dispatch-Generation | FuelCost | 0 | [6 empty] | 0.49363 | 0
LCP_Inputs_ON_Diverse_2023_04_03 | 2038 | Wind Offshore | Generation | Electricity | NY | Dispatch-Generation | VOM | 0 | [6 empty] | 0.49363 | 0
LCP_Inputs_ON_Diverse_2023_04_03 | 2038 | Wind Offshore | Generation | Electricity | ON | Dispatch-Generation | EmissionsCost | 0 | [6 empty] | 0.49363 | 0
LCP_Inputs_ON_Diverse_2023_04_03 | 2038 | Wind Offshore | Generation | Electricity | ON | Dispatch-Generation | FuelCost | 0 | [6 empty] | 0.49363 | 0
LCP_Inputs_ON_Diverse_2023_04_03 | 2038 | Wind Offshore | Generation | Electricity | ON | Dispatch-Generation | VOM | 0 | [6 empty] | 0.49363 | 0
LCP_Inputs_ON_Diverse_2023_04_03 | 2038 | Wind Offshore | Generation | Electricity | PJ | Dispatch-Generation | EmissionsCost | 0 | [6 empty] | 0.49363 | 0
LCP_Inputs_ON_Diverse_2023_04_03 | 2038 | Wind Offshore | Generation | Electricity | PJ | Dispatch-Generation | FuelCost | 0 | [6 empty] | 0.49363 | 0
LCP_Inputs_ON_Diverse_2023_04_03 | 2038 | Wind Offshore | Generation | Electricity | PJ | Dispatch-Generation | VOM | 0 | [6 empty] | 0.49363 | 0
LCP_Inputs_ON_Diverse_2023_04_03 | 2038 | Wind Offshore | Generation | Electricity | QC | Dispatch-Generation | EmissionsCost | 0 | [6 empty] | 0.49363 | 0
LCP_Inputs_ON_Diverse_2023_04_03 | 2038 | Wind Offshore | Generation | Electricity | QC | Dispatch-Generation | FuelCost | 0 | [6 empty] | 0.49363 | 0
LCP_Inputs_ON_Diverse_2023_04_03 | 2038 | Wind Offshore | Generation | Electricity | QC | Dispatch-Generation | VOM | 0 | [6 empty] | 0.49363 | 0
LCP_Inputs_ON_Diverse_2023_04_03 | 2038 | Wind Offshore | Generation | Electricity | WC | Dispatch-Generation | EmissionsCost | 0 | [6 empty] | 0.49363 | 0
LCP_Inputs_ON_Diverse_2023_04_03 | 2038 | Wind Offshore | Generation | Electricity | WC | Dispatch-Generation | FuelCost | 0 | [6 empty] | 0.49363 | 0
LCP_Inputs_ON_Diverse_2023_04_03 | 2038 | Wind Offshore | Generation | Electricity | WC | Dispatch-Generation | VOM | 0 | [6 empty] | 0.49363 | 0
LCP_Inputs_ON_Diverse_2023_04_03 | 2038 | Wind Onshore | Generation | Electricity | MI | Dispatch-Generation | EmissionsCost | 0 | [6 empty] | 0.49363 | 0
LCP_Inputs_ON_Diverse_2023_04_03 | 2038 | Wind Onshore | Generation | Electricity | MI | Dispatch-Generation | FuelCost | 0 | [6 empty] | 0.49363 | 0
LCP_Inputs_ON_Diverse_2023_04_03 | 2038 | Wind Onshore | Generation | Electricity | MI | Dispatch-Generation | VOM | 0 | [6 empty] | 0.49363 | 0
LCP_Inputs_ON_Diverse_2023_04_03 | 2038 | Wind Onshore | Generation | Electricity | NY | Dispatch-Generation | EmissionsCost | 0 | [6 empty] | 0.49363 | 0
LCP_Inputs_ON_Diverse_2023_04_03 | 2038 | Wind Onshore | Generation | Electricity | NY | Dispatch-Generation | FuelCost | 0 | [6 empty] | 0.49363 | 0
LCP_Inputs_ON_Diverse_2023_04_03 | 2038 | Wind Onshore | Generation | Electricity | NY | Dispatch-Generation | VOM | 0 | [6 empty] | 0.49363 | 0
LCP_Inputs_ON_Diverse_2023_04_03 | 2038 | Wind Onshore | Generation | Electricity | ON | Dispatch-Generation | EmissionsCost | 0 | [6 empty] | 0.49363 | 0
LCP_Inputs_ON_Diverse_2023_04_03 | 2038 | Wind Onshore | Generation | Electricity | ON | Dispatch-Generation | FuelCost | 0 | [6 empty] | 0.49363 | 0
LCP_Inputs_ON_Diverse_2023_04_03 | 2038 | Wind Onshore | Generation | Electricity | ON | Dispatch-Generation | VOM | 0 | [6 empty] | 0.49363 | 0
LCP_Inputs_ON_Diverse_2023_04_03 | 2038 | Wind Onshore | Generation | Electricity | PJ | Dispatch-Generation | EmissionsCost | 0 | [6 empty] | 0.49363 | 0
LCP_Inputs_ON_Diverse_2023_04_03 | 2038 | Wind Onshore | Generation | Electricity | PJ | Dispatch-Generation | FuelCost | 0 | [6 empty] | 0.49363 | 0
LCP_Inputs_ON_Diverse_2023_04_03 | 2038 | Wind Onshore | Generation | Electricity | PJ | Dispatch-Generation | VOM | 0 | [6 empty] | 0.49363 | 0
LCP_Inputs_ON_Diverse_2023_04_03 | 2038 | Wind Onshore | Generation | Electricity | QC | Dispatch-Generation | EmissionsCost | 0 | [6 empty] | 0.49363 | 0
LCP_Inputs_ON_Diverse_2023_04_03 | 2038 | Wind Onshore | Generation | Electricity | QC | Dispatch-Generation | FuelCost | 0 | [6 empty] | 0.49363 | 0
LCP_Inputs_ON_Diverse_2023_04_03 | 2038 | Wind Onshore | Generation | Electricity | QC | Dispatch-Generation | VOM | 0 | [6 empty] | 0.49363 | 0
LCP_Inputs_ON_Diverse_2023_04_03 | 2038 | Wind Onshore | Generation | Electricity | WC | Dispatch-Generation | EmissionsCost | 0 | [6 empty] | 0.49363 | 0
LCP_Inputs_ON_Diverse_2023_04_03 | 2038 | Wind Onshore | Generation | Electricity | WC | Dispatch-Generation | FuelCost | 0 | [6 empty] | 0.49363 | 0
LCP_Inputs_ON_Diverse_2023_04_03 | 2038 | Wind Onshore | Generation | Electricity | WC | Dispatch-Generation | VOM | 0 | [6 empty] | 0.49363 | 0
LCP_Inputs_ON_Diverse_2023_04_03 | 2039 | Anaerobic Digestion | Generation | Methane | MI | Dispatch-Generation | EmissionsCost | 0 | [6 empty] | 0.47464 | 0
LCP_Inputs_ON_Diverse_2023_04_03 | 2039 | Anaerobic Digestion | Generation | Methane | MI | Dispatch-Generation | FuelCost | 0 | [6 empty] | 0.47464 | 0
LCP_Inputs_ON_Diverse_2023_04_03 | 2039 | Anaerobic Digestion | Generation | Methane | MI | Dispatch-Generation | VOM | 0 | [6 empty] | 0.47464 | 0
LCP_Inputs_ON_Diverse_2023_04_03 | 2039 | Anaerobic Digestion | Generation | Methane | NY | Dispatch-Generation | EmissionsCost | 0 | [6 empty] | 0.47464 | 0
LCP_Inputs_ON_Diverse_2023_04_03 | 2039 | Anaerobic Digestion | Generation | Methane | NY | Dispatch-Generation | FuelCost | 0 | [6 empty] | 0.47464 | 0
LCP_Inputs_ON_Diverse_2023_04_03 | 2039 | Anaerobic Digestion | Generation | Methane | NY | Dispatch-Generation | VOM | 0 | [6 empty] | 0.47464 | 0
LCP_Inputs_ON_Diverse_2023_04_03 | 2039 | Anaerobic Digestion | Generation | Methane | ON | Dispatch-Generation | EmissionsCost | 1840449.9197 | [6 empty] | 0.47464 | 873555.6112
LCP_Inputs_ON_Diverse_2023_04_03 | 2039 | Anaerobic Digestion | Generation | Methane | ON | Dispatch-Generation | FuelCost | 0 | [6 empty] | 0.47464 | 0
LCP_Inputs_ON_Diverse_2023_04_03 | 2039 | Anaerobic Digestion | Generation | Methane | ON | Dispatch-Generation | VOM | 862230000 | [6 empty] | 0.47464 | 409250937.2881
LCP_Inputs_ON_Diverse_2023_04_03 | 2039 | Anaerobic Digestion | Generation | Methane | PJ | Dispatch-Generation | EmissionsCost | 0 | [6 empty] | 0.47464 | 0
LCP_Inputs_ON_Diverse_2023_04_03 | 2039 | Anaerobic Digestion | Generation | Methane | PJ | Dispatch-Generation | FuelCost | 0 | [6 empty] | 0.47464 | 0
LCP_Inputs_ON_Diverse_2023_04_03 | 2039 | Anaerobic Digestion | Generation | Methane | PJ | Dispatch-Generation | VOM | 0 | [6 empty] | 0.47464 | 0
LCP_Inputs_ON_Diverse_2023_04_03 | 2039 | Anaerobic Digestion | Generation | Methane | QC | Dispatch-Generation | EmissionsCost | 0 | [6 empty] | 0.47464 | 0
LCP_Inputs_ON_Diverse_2023_04_03 | 2039 | Anaerobic Digestion | Generation | Methane | QC | Dispatch-Generation | FuelCost | 0 | [6 empty] | 0.47464 | 0
LCP_Inputs_ON_Diverse_2023_04_03 | 2039 | Anaerobic Digestion | Generation | Methane | QC | Dispatch-Generation | VOM | 0 | [6 empty] | 0.47464 | 0
LCP_Inputs_ON_Diverse_2023_04_03 | 2039 | Anaerobic Digestion | Generation | Methane | WC | Dispatch-Generation | EmissionsCost | 0 | [6 empty] | 0.47464 | 0
LCP_Inputs_ON_Diverse_2023_04_03 | 2039 | Anaerobic Digestion | Generation | Methane | WC | Dispatch-Generation | FuelCost | 0 | [6 empty] | 0.47464 | 0
LCP_Inputs_ON_Diverse_2023_04_03 | 2039 | Anaerobic Digestion | Generation | Methane | WC | Dispatch-Generation | VOM | 0 | [6 empty] | 0.47464 | 0
LCP_Inputs_ON_Diverse_2023_04_03 | 2039 | Battery Storage | Storage | Electricity | MI | Dispatch-Storage | EmissionsCost | 0 | [6 empty] | 0.47464 | 0
LCP_Inputs_ON_Diverse_2023_04_03 | 2039 | Battery Storage | Storage | Electricity | MI | Dispatch-Storage | FuelCost | 0 | [6 empty] | 0.47464 | 0
LCP_Inputs_ON_Diverse_2023_04_03 | 2039 | Battery Storage | Storage | Electricity | MI | Dispatch-Storage | VOM | 0 | [6 empty] | 0.47464 | 0
LCP_Inputs_ON_Diverse_2023_04_03 | 2039 | Battery Storage | Storage | Electricity | NY | Dispatch-Storage | EmissionsCost | 0 | [6 empty] | 0.47464 | 0
LCP_Inputs_ON_Diverse_2023_04_03 | 2039 | Battery Storage | Storage | Electricity | NY | Dispatch-Storage | FuelCost | 0 | [6 empty] | 0.47464 | 0
LCP_Inputs_ON_Diverse_2023_04_03 | 2039 | Battery Storage | Storage | Electricity | NY | Dispatch-Storage | VOM | 0 | [6 empty] | 0.47464 | 0
LCP_Inputs_ON_Diverse_2023_04_03 | 2039 | Battery Storage | Storage | Electricity | ON | Dispatch-Storage | EmissionsCost | 0 | [6 empty] | 0.47464 | 0
LCP_Inputs_ON_Diverse_2023_04_03 | 2039 | Battery Storage | Storage | Electricity | ON | Dispatch-Storage | FuelCost | 0 | [6 empty] | 0.47464 | 0
LCP_Inputs_ON_Diverse_2023_04_03 | 2039 | Battery Storage | Storage | Electricity | ON | Dispatch-Storage | VOM | 0 | [6 empty] | 0.47464 | 0
LCP_Inputs_ON_Diverse_2023_04_03 | 2039 | Battery Storage | Storage | Electricity | PJ | Dispatch-Storage | EmissionsCost | 0 | [6 empty] | 0.47464 | 0
LCP_Inputs_ON_Diverse_2023_04_03 | 2039 | Battery Storage | Storage | Electricity | PJ | Dispatch-Storage | FuelCost | 0 | [6 empty] | 0.47464 | 0
LCP_Inputs_ON_Diverse_2023_04_03 | 2039 | Battery Storage | Storage | Electricity | PJ | Dispatch-Storage | VOM | 0 | [6 empty] | 0.47464 | 0
LCP_Inputs_ON_Diverse_2023_04_03 | 2039 | Battery Storage | Storage | Electricity | QC | Dispatch-Storage | EmissionsCost | 0 | [6 empty] | 0.47464 | 0
LCP_Inputs_ON_Diverse_2023_04_03 | 2039 | Battery Storage | Storage | Electricity | QC | Dispatch-Storage | FuelCost | 0 | [6 empty] | 0.47464 | 0
LCP_Inputs_ON_Diverse_2023_04_03 | 2039 | Battery Storage | Storage | Electricity | QC | Dispatch-Storage | VOM | 0 | [6 empty] | 0.47464 | 0
LCP_Inputs_ON_Diverse_2023_04_03 | 2039 | Battery Storage | Storage | Electricity | WC | Dispatch-Storage | EmissionsCost | 0 | [6 empty] | 0.47464 | 0
LCP_Inputs_ON_Diverse_2023_04_03 | 2039 | Battery Storage | Storage | Electricity | WC | Dispatch-Storage | FuelCost | 0 | [6 empty] | 0.47464 | 0
LCP_Inputs_ON_Diverse_2023_04_03 | 2039 | Battery Storage | Storage | Electricity | WC | Dispatch-Storage | VOM | 0 | [6 empty] | 0.47464 | 0
LCP_Inputs_ON_Diverse_2023_04_03 | 2039 | Biomass | Generation | Electricity | MI | Dispatch-Generation | EmissionsCost | 0 | [6 empty] | 0.47464 | 0
LCP_Inputs_ON_Diverse_2023_04_03 | 2039 | Biomass | Generation | Electricity | MI | Dispatch-Generation | FuelCost | 0 | [6 empty] | 0.47464 | 0
LCP_Inputs_ON_Diverse_2023_04_03 | 2039 | Biomass | Generation | Electricity | MI | Dispatch-Generation | VOM | 0 | [6 empty] | 0.47464 | 0
LCP_Inputs_ON_Diverse_2023_04_03 | 2039 | Biomass | Generation | Electricity | NY | Dispatch-Generation | EmissionsCost | 0 | [6 empty] | 0.47464 | 0
LCP_Inputs_ON_Diverse_2023_04_03 | 2039 | Biomass | Generation | Electricity | NY | Dispatch-Generation | FuelCost | 0 | [6 empty] | 0.47464 | 0
LCP_Inputs_ON_Diverse_2023_04_03 | 2039 | Biomass | Generation | Electricity | NY | Dispatch-Generation | VOM | 0 | [6 empty] | 0.47464 | 0
LCP_Inputs_ON_Diverse_2023_04_03 | 2039 | Biomass | Generation | Electricity | ON | Dispatch-Generation | EmissionsCost | 0 | [6 empty] | 0.47464 | 0
LCP_Inputs_ON_Diverse_2023_04_03 | 2039 | Biomass | Generation | Electricity | ON | Dispatch-Generation | FuelCost | 0 | [6 empty] | 0.47464 | 0
LCP_Inputs_ON_Diverse_2023_04_03 | 2039 | Biomass | Generation | Electricity | ON | Dispatch-Generation | VOM | 0 | [6 empty] | 0.47464 | 0
LCP_Inputs_ON_Diverse_2023_04_03 | 2039 | Biomass | Generation | Electricity | PJ | Dispatch-Generation | EmissionsCost | 0 | [6 empty] | 0.47464 | 0
LCP_Inputs_ON_Diverse_2023_04_03 | 2039 | Biomass | Generation | Electricity | PJ | Dispatch-Generation | FuelCost | 0 | [6 empty] | 0.47464 | 0
LCP_Inputs_ON_Diverse_2023_04_03 | 2039 | Biomass | Generation | Electricity | PJ | Dispatch-Generation | VOM | 0 | [6 empty] | 0.47464 | 0
LCP_Inputs_ON_Diverse_2023_04_03 | 2039 | Biomass | Generation | Electricity | QC | Dispatch-Generation | EmissionsCost | 0 | [6 empty] | 0.47464 | 0
LCP_Inputs_ON_Diverse_2023_04_03 | 2039 | Biomass | Generation | Electricity | QC | Dispatch-Generation | FuelCost | 31690.6798 | [6 empty] | 0.47464 | 15041.7411
LCP_Inputs_ON_Diverse_2023_04_03 | 2039 | Biomass | Generation | Electricity | QC | Dispatch-Generation | VOM | 406.6971 | [6 empty] | 0.47464 | 193.0357
LCP_Inputs_ON_Diverse_2023_04_03 | 2039 | Biomass | Generation | Electricity | WC | Dispatch-Generation | EmissionsCost | 0 | [6 empty] | 0.47464 | 0
LCP_Inputs_ON_Diverse_2023_04_03 | 2039 | Biomass | Generation | Electricity | WC | Dispatch-Generation | FuelCost | 0 | [6 empty] | 0.47464 | 0
LCP_Inputs_ON_Diverse_2023_04_03 | 2039 | Biomass | Generation | Electricity | WC | Dispatch-Generation | VOM | 0 | [6 empty] | 0.47464 | 0
LCP_Inputs_ON_Diverse_2023_04_03 | 2039 | Biomass + CCS | Generation | Electricity | MI | Dispatch-Generation | EmissionsCost | 0 | [6 empty] | 0.47464 | 0
LCP_Inputs_ON_Diverse_2023_04_03 | 2039 | Biomass + CCS | Generation | Electricity | MI | Dispatch-Generation | FuelCost | 0 | [6 empty] | 0.47464 | 0
LCP_Inputs_ON_Diverse_2023_04_03 | 2039 | Biomass + CCS | Generation | Electricity | MI | Dispatch-Generation | VOM | 0 | [6 empty] | 0.47464 | 0
LCP_Inputs_ON_Diverse_2023_04_03 | 2039 | Biomass + CCS | Generation | Electricity | NY | Dispatch-Generation | EmissionsCost | 0 | [6 empty] | 0.47464 | 0
LCP_Inputs_ON_Diverse_2023_04_03 | 2039 | Biomass + CCS | Generation | Electricity | NY | Dispatch-Generation | FuelCost | 0 | [6 empty] | 0.47464 | 0
LCP_Inputs_ON_Diverse_2023_04_03 | 2039 | Biomass + CCS | Generation | Electricity | NY | Dispatch-Generation | VOM | 0 | [6 empty] | 0.47464 | 0
LCP_Inputs_ON_Diverse_2023_04_03 | 2039 | Biomass + CCS | Generation | Electricity | ON | Dispatch-Generation | EmissionsCost | 0 | [6 empty] | 0.47464 | 0
LCP_Inputs_ON_Diverse_2023_04_03 | 2039 | Biomass + CCS | Generation | Electricity | ON | Dispatch-Generation | FuelCost | 0 | [6 empty] | 0.47464 | 0
LCP_Inputs_ON_Diverse_2023_04_03 | 2039 | Biomass + CCS | Generation | Electricity | ON | Dispatch-Generation | VOM | 0 | [6 empty] | 0.47464 | 0
LCP_Inputs_ON_Diverse_2023_04_03 | 2039 | Biomass + CCS | Generation | Electricity | PJ | Dispatch-Generation | EmissionsCost | 0 | [6 empty] | 0.47464 | 0
LCP_Inputs_ON_Diverse_2023_04_03 | 2039 | Biomass + CCS | Generation | Electricity | PJ | Dispatch-Generation | FuelCost | 0 | [6 empty] | 0.47464 | 0
LCP_Inputs_ON_Diverse_2023_04_03 | 2039 | Biomass + CCS | Generation | Electricity | PJ | Dispatch-Generation | VOM | 0 | [6 empty] | 0.47464 | 0
LCP_Inputs_ON_Diverse_2023_04_03 | 2039 | Biomass + CCS | Generation | Electricity | QC | Dispatch-Generation | EmissionsCost | 0 | [6 empty] | 0.47464 | 0
LCP_Inputs_ON_Diverse_2023_04_03 | 2039 | Biomass + CCS | Generation | Electricity | QC | Dispatch-Generation | FuelCost | 0 | [6 empty] | 0.47464 | 0
LCP_Inputs_ON_Diverse_2023_04_03 | 2039 | Biomass + CCS | Generation | Electricity | QC | Dispatch-Generation | VOM | 0 | [6 empty] | 0.47464 | 0
LCP_Inputs_ON_Diverse_2023_04_03 | 2039 | Biomass + CCS | Generation | Electricity | WC | Dispatch-Generation | EmissionsCost | 0 | [6 empty] | 0.47464 | 0
LCP_Inputs_ON_Diverse_2023_04_03 | 2039 | Biomass + CCS | Generation | Electricity | WC | Dispatch-Generation | FuelCost | 0 | [6 empty] | 0.47464 | 0
LCP_Inputs_ON_Diverse_2023_04_03 | 2039 | Biomass + CCS | Generation | Electricity | WC | Dispatch-Generation | VOM | 0 | [6 empty] | 0.47464 | 0
LCP_Inputs_ON_Diverse_2023_04_03 | 2039 | CH4 + CCS | Generation | Methane | MI | Dispatch-Generation | EmissionsCost | 0 | [6 empty] | 0.47464 | 0
LCP_Inputs_ON_Diverse_2023_04_03 | 2039 | CH4 + CCS | Generation | Methane | MI | Dispatch-Generation | FuelCost | 0 | [6 empty] | 0.47464 | 0
LCP_Inputs_ON_Diverse_2023_04_03 | 2039 | CH4 + CCS | Generation | Methane | MI | Dispatch-Generation | VOM | 0 | [6 empty] | 0.47464 | 0
LCP_Inputs_ON_Diverse_2023_04_03 | 2039 | CH4 + CCS | Generation | Methane | NY | Dispatch-Generation | EmissionsCost | 0 | [6 empty] | 0.47464 | 0
LCP_Inputs_ON_Diverse_2023_04_03 | 2039 | CH4 + CCS | Generation | Methane | NY | Dispatch-Generation | FuelCost | 0 | [6 empty] | 0.47464 | 0
LCP_Inputs_ON_Diverse_2023_04_03 | 2039 | CH4 + CCS | Generation | Methane | NY | Dispatch-Generation | VOM | 0 | [6 empty] | 0.47464 | 0
LCP_Inputs_ON_Diverse_2023_04_03 | 2039 | CH4 + CCS | Generation | Methane | ON | Dispatch-Generation | EmissionsCost | 36250644.3017 | [6 empty] | 0.47464 | 17206093.6847
LCP_Inputs_ON_Diverse_2023_04_03 | 2039 | CH4 + CCS | Generation | Methane | ON | Dispatch-Generation | FuelCost | 171398728.1399 | [6 empty] | 0.47464 | 81353107.8033
LCP_Inputs_ON_Diverse_2023_04_03 | 2039 | CH4 + CCS | Generation | Methane | ON | Dispatch-Generation | VOM | 19178821.6667 | [6 empty] | 0.47464 | 9103082.4063
LCP_Inputs_ON_Diverse_2023_04_03 | 2039 | CH4 + CCS | Generation | Methane | PJ | Dispatch-Generation | EmissionsCost | 0 | [6 empty] | 0.47464 | 0
LCP_Inputs_ON_Diverse_2023_04_03 | 2039 | CH4 + CCS | Generation | Methane | PJ | Dispatch-Generation | FuelCost | 0 | [6 empty] | 0.47464 | 0
LCP_Inputs_ON_Diverse_2023_04_03 | 2039 | CH4 + CCS | Generation | Methane | PJ | Dispatch-Generation | VOM | 0 | [6 empty] | 0.47464 | 0
LCP_Inputs_ON_Diverse_2023_04_03 | 2039 | CH4 + CCS | Generation | Methane | QC | Dispatch-Generation | EmissionsCost | 0 | [6 empty] | 0.47464 | 0
LCP_Inputs_ON_Diverse_2023_04_03 | 2039 | CH4 + CCS | Generation | Methane | QC | Dispatch-Generation | FuelCost | 0 | [6 empty] | 0.47464 | 0
LCP_Inputs_ON_Diverse_2023_04_03 | 2039 | CH4 + CCS | Generation | Methane | QC | Dispatch-Generation | VOM | 0 | [6 empty] | 0.47464 | 0
LCP_Inputs_ON_Diverse_2023_04_03 | 2039 | CH4 + CCS | Generation | Methane | WC | Dispatch-Generation | EmissionsCost | 0 | [6 empty] | 0.47464 | 0
LCP_Inputs_ON_Diverse_2023_04_03 | 2039 | CH4 + CCS | Generation | Methane | WC | Dispatch-Generation | FuelCost | 0 | [6 empty] | 0.47464 | 0
LCP_Inputs_ON_Diverse_2023_04_03 | 2039 | CH4 + CCS | Generation | Methane | WC | Dispatch-Generation | VOM | 0 | [6 empty] | 0.47464 | 0
LCP_Inputs_ON_Diverse_2023_04_03 | 2039 | CH4 Import - NY 2020 | Import | Methane | MI | Dispatch-Import | EmissionsCost | 0 | [6 empty] | 0.47464 | 0
LCP_Inputs_ON_Diverse_2023_04_03 | 2039 | CH4 Import - NY 2020 | Import | Methane | MI | Dispatch-Import | FuelCost | 0 | [6 empty] | 0.47464 | 0
LCP_Inputs_ON_Diverse_2023_04_03 | 2039 | CH4 Import - NY 2020 | Import | Methane | MI | Dispatch-Import | VOM | 0 | [6 empty] | 0.47464 | 0
LCP_Inputs_ON_Diverse_2023_04_03 | 2039 | CH4 Import - NY 2020 | Import | Methane | NY | Dispatch-Import | EmissionsCost | 0 | [6 empty] | 0.47464 | 0
LCP_Inputs_ON_Diverse_2023_04_03 | 2039 | CH4 Import - NY 2020 | Import | Methane | NY | Dispatch-Import | FuelCost | 0 | [6 empty] | 0.47464 | 0
LCP_Inputs_ON_Diverse_2023_04_03 | 2039 | CH4 Import - NY 2020 | Import | Methane | NY | Dispatch-Import | VOM | 0 | [6 empty] | 0.47464 | 0
LCP_Inputs_ON_Diverse_2023_04_03 | 2039 | CH4 Import - NY 2020 | Import | Methane | ON | Dispatch-Import | EmissionsCost | 0 | [6 empty] | 0.47464 | 0
LCP_Inputs_ON_Diverse_2023_04_03 | 2039 | CH4 Import - NY 2020 | Import | Methane | ON | Dispatch-Import | FuelCost | 0 | [6 empty] | 0.47464 | 0
LCP_Inputs_ON_Diverse_2023_04_03 | 2039 | CH4 Import - NY 2020 | Import | Methane | ON | Dispatch-Import | VOM | 0 | [6 empty] | 0.47464 | 0
LCP_Inputs_ON_Diverse_2023_04_03 | 2039 | CH4 Import - NY 2020 | Import | Methane | PJ | Dispatch-Import | EmissionsCost | 0 | [6 empty] | 0.47464 | 0
LCP_Inputs_ON_Diverse_2023_04_03 | 2039 | CH4 Import - NY 2020 | Import | Methane | PJ | Dispatch-Import | FuelCost | 0 | [6 empty] | 0.47464 | 0
LCP_Inputs_ON_Diverse_2023_04_03 | 2039 | CH4 Import - NY 2020 | Import | Methane | PJ | Dispatch-Import | VOM | 0 | [6 empty] | 0.47464 | 0
LCP_Inputs_ON_Diverse_2023_04_03 | 2039 | CH4 Import - NY 2020 | Import | Methane | QC | Dispatch-Import | EmissionsCost | 0 | [6 empty] | 0.47464 | 0
LCP_Inputs_ON_Diverse_2023_04_03 | 2039 | CH4 Import - NY 2020 | Import | Methane | QC | Dispatch-Import | FuelCost | 0 | [6 empty] | 0.47464 | 0
LCP_Inputs_ON_Diverse_2023_04_03 | 2039 | CH4 Import - NY 2020 | Import | Methane | QC | Dispatch-Import | VOM | 0 | [6 empty] | 0.47464 | 0
LCP_Inputs_ON_Diverse_2023_04_03 | 2039 | CH4 Import - NY 2020 | Import | Methane | WC | Dispatch-Import | EmissionsCost | 0 | [6 empty] | 0.47464 | 0
LCP_Inputs_ON_Diverse_2023_04_03 | 2039 | CH4 Import - NY 2020 | Import | Methane | WC | Dispatch-Import | FuelCost | 0 | [6 empty] | 0.47464 | 0
LCP_Inputs_ON_Diverse_2023_04_03 | 2039 | CH4 Import - NY 2020 | Import | Methane | WC | Dispatch-Import | VOM | 0 | [6 empty] | 0.47464 | 0
LCP_Inputs_ON_Diverse_2023_04_03 | 2039 | CH4 Import - NY 2030 | Import | Methane | MI | Dispatch-Import | EmissionsCost | 0 | [6 empty] | 0.47464 | 0
LCP_Inputs_ON_Diverse_2023_04_03 | 2039 | CH4 Import - NY 2030 | Import | Methane | MI | Dispatch-Import | FuelCost | 0 | [6 empty] | 0.47464 | 0
LCP_Inputs_ON_Diverse_2023_04_03 | 2039 | CH4 Import - NY 2030 | Import | Methane | MI | Dispatch-Import | VOM | 0 | [6 empty] | 0.47464 | 0
LCP_Inputs_ON_Diverse_2023_04_03 | 2039 | CH4 Import - NY 2030 | Import | Methane | NY | Dispatch-Import | EmissionsCost | 1400246087.116 | [6 empty] | 0.47464 | 664616197.0543
LCP_Inputs_ON_Diverse_2023_04_03 | 2039 | CH4 Import - NY 2030 | Import | Methane | NY | Dispatch-Import | FuelCost | 644356120.8267 | [6 empty] | 0.47464 | 305838751.1402
LCP_Inputs_ON_Diverse_2023_04_03 | 2039 | CH4 Import - NY 2030 | Import | Methane | NY | Dispatch-Import | VOM | 0 | [6 empty] | 0.47464 | 0
LCP_Inputs_ON_Diverse_2023_04_03 | 2039 | CH4 Import - NY 2030 | Import | Methane | ON | Dispatch-Import | EmissionsCost | 0 | [6 empty] | 0.47464 | 0
LCP_Inputs_ON_Diverse_2023_04_03 | 2039 | CH4 Import - NY 2030 | Import | Methane | ON | Dispatch-Import | FuelCost | 0 | [6 empty] | 0.47464 | 0
LCP_Inputs_ON_Diverse_2023_04_03 | 2039 | CH4 Import - NY 2030 | Import | Methane | ON | Dispatch-Import | VOM | 0 | [6 empty] | 0.47464 | 0
LCP_Inputs_ON_Diverse_2023_04_03 | 2039 | CH4 Import - NY 2030 | Import | Methane | PJ | Dispatch-Import | EmissionsCost | 0 | [6 empty] | 0.47464 | 0
LCP_Inputs_ON_Diverse_2023_04_03 | 2039 | CH4 Import - NY 2030 | Import | Methane | PJ | Dispatch-Import | FuelCost | 0 | [6 empty] | 0.47464 | 0
LCP_Inputs_ON_Diverse_2023_04_03 | 2039 | CH4 Import - NY 2030 | Import | Methane | PJ | Dispatch-Import | VOM | 0 | [6 empty] | 0.47464 | 0
LCP_Inputs_ON_Diverse_2023_04_03 | 2039 | CH4 Import - NY 2030 | Import | Methane | QC | Dispatch-Import | EmissionsCost | 0 | [6 empty] | 0.47464 | 0
LCP_Inputs_ON_Diverse_2023_04_03 | 2039 | CH4 Import - NY 2030 | Import | Methane | QC | Dispatch-Import | FuelCost | 0 | [6 empty] | 0.47464 | 0
LCP_Inputs_ON_Diverse_2023_04_03 | 2039 | CH4 Import - NY 2030 | Import | Methane | QC | Dispatch-Import | VOM | 0 | [6 empty] | 0.47464 | 0
LCP_Inputs_ON_Diverse_2023_04_03 | 2039 | CH4 Import - NY 2030 | Import | Methane | WC | Dispatch-Import | EmissionsCost | 0 | [6 empty] | 0.47464 | 0
LCP_Inputs_ON_Diverse_2023_04_03 | 2039 | CH4 Import - NY 2030 | Import | Methane | WC | Dispatch-Import | FuelCost | 0 | [6 empty] | 0.47464 | 0
LCP_Inputs_ON_Diverse_2023_04_03 | 2039 | CH4 Import - NY 2030 | Import | Methane | WC | Dispatch-Import | VOM | 0 | [6 empty] | 0.47464 | 0
LCP_Inputs_ON_Diverse_2023_04_03 | 2039 | CH4 Import - NY 2040 | Import | Methane | MI | Dispatch-Import | EmissionsCost | 0 | [6 empty] | 0.47464 | 0
LCP_Inputs_ON_Diverse_2023_04_03 | 2039 | CH4 Import - NY 2040 | Import | Methane | MI | Dispatch-Import | FuelCost | 0 | [6 empty] | 0.47464 | 0
LCP_Inputs_ON_Diverse_2023_04_03 | 2039 | CH4 Import - NY 2040 | Import | Methane | MI | Dispatch-Import | VOM | 0 | [6 empty] | 0.47464 | 0
LCP_Inputs_ON_Diverse_2023_04_03 | 2039 | CH4 Import - NY 2040 | Import | Methane | NY | Dispatch-Import | EmissionsCost | 0 | [6 empty] | 0.47464 | 0
LCP_Inputs_ON_Diverse_2023_04_03 | 2039 | CH4 Import - NY 2040 | Import | Methane | NY | Dispatch-Import | FuelCost | 0 | [6 empty] | 0.47464 | 0
LCP_Inputs_ON_Diverse_2023_04_03 | 2039 | CH4 Import - NY 2040 | Import | Methane | NY | Dispatch-Import | VOM | 0 | [6 empty] | 0.47464 | 0
LCP_Inputs_ON_Diverse_2023_04_03 | 2039 | CH4 Import - NY 2040 | Import | Methane | ON | Dispatch-Import | EmissionsCost | 0 | [6 empty] | 0.47464 | 0
LCP_Inputs_ON_Diverse_2023_04_03 | 2039 | CH4 Import - NY 2040 | Import | Methane | ON | Dispatch-Import | FuelCost | 0 | [6 empty] | 0.47464 | 0
LCP_Inputs_ON_Diverse_2023_04_03 | 2039 | CH4 Import - NY 2040 | Import | Methane | ON | Dispatch-Import | VOM | 0 | [6 empty] | 0.47464 | 0
LCP_Inputs_ON_Diverse_2023_04_03 | 2039 | CH4 Import - NY 2040 | Import | Methane | PJ | Dispatch-Import | EmissionsCost | 0 | [6 empty] | 0.47464 | 0
LCP_Inputs_ON_Diverse_2023_04_03 | 2039 | CH4 Import - NY 2040 | Import | Methane | PJ | Dispatch-Import | FuelCost | 0 | [6 empty] | 0.47464 | 0
LCP_Inputs_ON_Diverse_2023_04_03 | 2039 | CH4 Import - NY 2040 | Import | Methane | PJ | Dispatch-Import | VOM | 0 | [6 empty] | 0.47464 | 0
LCP_Inputs_ON_Diverse_2023_04_03 | 2039 | CH4 Import - NY 2040 | Import | Methane | QC | Dispatch-Import | EmissionsCost | 0 | [6 empty] | 0.47464 | 0
LCP_Inputs_ON_Diverse_2023_04_03 | 2039 | CH4 Import - NY 2040 | Import | Methane | QC | Dispatch-Import | FuelCost | 0 | [6 empty] | 0.47464 | 0
LCP_Inputs_ON_Diverse_2023_04_03 | 2039 | CH4 Import - NY 2040 | Import | Methane | QC | Dispatch-Import | VOM | 0 | [6 empty] | 0.47464 | 0
LCP_Inputs_ON_Diverse_2023_04_03 | 2039 | CH4 Import - NY 2040 | Import | Methane | WC | Dispatch-Import | EmissionsCost | 0 | [6 empty] | 0.47464 | 0
LCP_Inputs_ON_Diverse_2023_04_03 | 2039 | CH4 Import - NY 2040 | Import | Methane | WC | Dispatch-Import | FuelCost | 0 | [6 empty] | 0.47464 | 0
LCP_Inputs_ON_Diverse_2023_04_03 | 2039 | CH4 Import - NY 2040 | Import | Methane | WC | Dispatch-Import | VOM | 0 | [6 empty] | 0.47464 | 0
LCP_Inputs_ON_Diverse_2023_04_03 | 2039 | CH4 Import - NY 2050 | Import | Methane | MI | Dispatch-Import | EmissionsCost | 0 | [6 empty] | 0.47464 | 0
LCP_Inputs_ON_Diverse_2023_04_03 | 2039 | CH4 Import - NY 2050 | Import | Methane | MI | Dispatch-Import | FuelCost | 0 | [6 empty] | 0.47464 | 0
LCP_Inputs_ON_Diverse_2023_04_03 | 2039 | CH4 Import - NY 2050 | Import | Methane | MI | Dispatch-Import | VOM | 0 | [6 empty] | 0.47464 | 0
LCP_Inputs_ON_Diverse_2023_04_03 | 2039 | CH4 Import - NY 2050 | Import | Methane | NY | Dispatch-Import | EmissionsCost | 0 | [6 empty] | 0.47464 | 0
LCP_Inputs_ON_Diverse_2023_04_03 | 2039 | CH4 Import - NY 2050 | Import | Methane | NY | Dispatch-Import | FuelCost | 0 | [6 empty] | 0.47464 | 0
LCP_Inputs_ON_Diverse_2023_04_03 | 2039 | CH4 Import - NY 2050 | Import | Methane | NY | Dispatch-Import | VOM | 0 | [6 empty] | 0.47464 | 0
LCP_Inputs_ON_Diverse_2023_04_03 | 2039 | CH4 Import - NY 2050 | Import | Methane | ON | Dispatch-Import | EmissionsCost | 0 | [6 empty] | 0.47464 | 0
LCP_Inputs_ON_Diverse_2023_04_03 | 2039 | CH4 Import - NY 2050 | Import | Methane | ON | Dispatch-Import | FuelCost | 0 | [6 empty] | 0.47464 | 0
LCP_Inputs_ON_Diverse_2023_04_03 | 2039 | CH4 Import - NY 2050 | Import | Methane | ON | Dispatch-Import | VOM | 0 | [6 empty] | 0.47464 | 0
LCP_Inputs_ON_Diverse_2023_04_03 | 2039 | CH4 Import - NY 2050 | Import | Methane | PJ | Dispatch-Import | EmissionsCost | 0 | [6 empty] | 0.47464 | 0
LCP_Inputs_ON_Diverse_2023_04_03 | 2039 | CH4 Import - NY 2050 | Import | Methane | PJ | Dispatch-Import | FuelCost | 0 | [6 empty] | 0.47464 | 0
LCP_Inputs_ON_Diverse_2023_04_03 | 2039 | CH4 Import - NY 2050 | Import | Methane | PJ | Dispatch-Import | VOM | 0 | [6 empty] | 0.47464 | 0
LCP_Inputs_ON_Diverse_2023_04_03 | 2039 | CH4 Import - NY 2050 | Import | Methane | QC | Dispatch-Import | EmissionsCost | 0 | [6 empty] | 0.47464 | 0
LCP_Inputs_ON_Diverse_2023_04_03 | 2039 | CH4 Import - NY 2050 | Import | Methane | QC | Dispatch-Import | FuelCost | 0 | [6 empty] | 0.47464 | 0
LCP_Inputs_ON_Diverse_2023_04_03 | 2039 | CH4 Import - NY 2050 | Import | Methane | QC | Dispatch-Import | VOM | 0 | [6 empty] | 0.47464 | 0
LCP_Inputs_ON_Diverse_2023_04_03 | 2039 | CH4 Import - NY 2050 | Import | Methane | WC | Dispatch-Import | EmissionsCost | 0 | [6 empty] | 0.47464 | 0
LCP_Inputs_ON_Diverse_2023_04_03 | 2039 | CH4 Import - NY 2050 | Import | Methane | WC | Dispatch-Import | FuelCost | 0 | [6 empty] | 0.47464 | 0
LCP_Inputs_ON_Diverse_2023_04_03 | 2039 | CH4 Import - NY 2050 | Import | Methane | WC | Dispatch-Import | VOM | 0 | [6 empty] | 0.47464 | 0
LCP_Inputs_ON_Diverse_2023_04_03 | 2039 | CH4 Import - WC 2020 | Import | Methane | MI | Dispatch-Import | EmissionsCost | 0 | [6 empty] | 0.47464 | 0
LCP_Inputs_ON_Diverse_2023_04_03 | 2039 | CH4 Import - WC 2020 | Import | Methane | MI | Dispatch-Import | FuelCost | 0 | [6 empty] | 0.47464 | 0
LCP_Inputs_ON_Diverse_2023_04_03 | 2039 | CH4 Import - WC 2020 | Import | Methane | MI | Dispatch-Import | VOM | 0 | [6 empty] | 0.47464 | 0
LCP_Inputs_ON_Diverse_2023_04_03 | 2039 | CH4 Import - WC 2020 | Import | Methane | NY | Dispatch-Import | EmissionsCost | 0 | [6 empty] | 0.47464 | 0
LCP_Inputs_ON_Diverse_2023_04_03 | 2039 | CH4 Import - WC 2020 | Import | Methane | NY | Dispatch-Import | FuelCost | 0 | [6 empty] | 0.47464 | 0
LCP_Inputs_ON_Diverse_2023_04_03 | 2039 | CH4 Import - WC 2020 | Import | Methane | NY | Dispatch-Import | VOM | 0 | [6 empty] | 0.47464 | 0
LCP_Inputs_ON_Diverse_2023_04_03 | 2039 | CH4 Import - WC 2020 | Import | Methane | ON | Dispatch-Import | EmissionsCost | 0 | [6 empty] | 0.47464 | 0
LCP_Inputs_ON_Diverse_2023_04_03 | 2039 | CH4 Import - WC 2020 | Import | Methane | ON | Dispatch-Import | FuelCost | 0 | [6 empty] | 0.47464 | 0
LCP_Inputs_ON_Diverse_2023_04_03 | 2039 | CH4 Import - WC 2020 | Import | Methane | ON | Dispatch-Import | VOM | 0 | [6 empty] | 0.47464 | 0
LCP_Inputs_ON_Diverse_2023_04_03 | 2039 | CH4 Import - WC 2020 | Import | Methane | PJ | Dispatch-Import | EmissionsCost | 0 | [6 empty] | 0.47464 | 0
LCP_Inputs_ON_Diverse_2023_04_03 | 2039 | CH4 Import - WC 2020 | Import | Methane | PJ | Dispatch-Import | FuelCost | 0 | [6 empty] | 0.47464 | 0
LCP_Inputs_ON_Diverse_2023_04_03 | 2039 | CH4 Import - WC 2020 | Import | Methane | PJ | Dispatch-Import | VOM | 0 | [6 empty] | 0.47464 | 0
LCP_Inputs_ON_Diverse_2023_04_03 | 2039 | CH4 Import - WC 2020 | Import | Methane | QC | Dispatch-Import | EmissionsCost | 0 | [6 empty] | 0.47464 | 0
LCP_Inputs_ON_Diverse_2023_04_03 | 2039 | CH4 Import - WC 2020 | Import | Methane | QC | Dispatch-Import | FuelCost | 0 | [6 empty] | 0.47464 | 0
LCP_Inputs_ON_Diverse_2023_04_03 | 2039 | CH4 Import - WC 2020 | Import | Methane | QC | Dispatch-Import | VOM | 0 | [6 empty] | 0.47464 | 0
LCP_Inputs_ON_Diverse_2023_04_03 | 2039 | CH4 Import - WC 2020 | Import | Methane | WC | Dispatch-Import | EmissionsCost | 0 | [6 empty] | 0.47464 | 0
LCP_Inputs_ON_Diverse_2023_04_03 | 2039 | CH4 Import - WC 2020 | Import | Methane | WC | Dispatch-Import | FuelCost | 0 | [6 empty] | 0.47464 | 0
LCP_Inputs_ON_Diverse_2023_04_03 | 2039 | CH4 Import - WC 2020 | Import | Methane | WC | Dispatch-Import | VOM | 0 | [6 empty] | 0.47464 | 0
LCP_Inputs_ON_Diverse_2023_04_03 | 2039 | CH4 Import - WC 2030 | Import | Methane | MI | Dispatch-Import | EmissionsCost | 0 | [6 empty] | 0.47464 | 0
LCP_Inputs_ON_Diverse_2023_04_03 | 2039 | CH4 Import - WC 2030 | Import | Methane | MI | Dispatch-Import | FuelCost | 0 | [6 empty] | 0.47464 | 0
LCP_Inputs_ON_Diverse_2023_04_03 | 2039 | CH4 Import - WC 2030 | Import | Methane | MI | Dispatch-Import | VOM | 0 | [6 empty] | 0.47464 | 0
LCP_Inputs_ON_Diverse_2023_04_03 | 2039 | CH4 Import - WC 2030 | Import | Methane | NY | Dispatch-Import | EmissionsCost | 0 | [6 empty] | 0.47464 | 0
LCP_Inputs_ON_Diverse_2023_04_03 | 2039 | CH4 Import - WC 2030 | Import | Methane | NY | Dispatch-Import | FuelCost | 0 | [6 empty] | 0.47464 | 0
LCP_Inputs_ON_Diverse_2023_04_03 | 2039 | CH4 Import - WC 2030 | Import | Methane | NY | Dispatch-Import | VOM | 0 | [6 empty] | 0.47464 | 0
LCP_Inputs_ON_Diverse_2023_04_03 | 2039 | CH4 Import - WC 2030 | Import | Methane | ON | Dispatch-Import | EmissionsCost | 0 | [6 empty] | 0.47464 | 0
LCP_Inputs_ON_Diverse_2023_04_03 | 2039 | CH4 Import - WC 2030 | Import | Methane | ON | Dispatch-Import | FuelCost | 0 | [6 empty] | 0.47464 | 0
LCP_Inputs_ON_Diverse_2023_04_03 | 2039 | CH4 Import - WC 2030 | Import | Methane | ON | Dispatch-Import | VOM | 0 | [6 empty] | 0.47464 | 0
LCP_Inputs_ON_Diverse_2023_04_03 | 2039 | CH4 Import - WC 2030 | Import | Methane | PJ | Dispatch-Import | EmissionsCost | 0 | [6 empty] | 0.47464 | 0
LCP_Inputs_ON_Diverse_2023_04_03 | 2039 | CH4 Import - WC 2030 | Import | Methane | PJ | Dispatch-Import | FuelCost | 0 | [6 empty] | 0.47464 | 0
LCP_Inputs_ON_Diverse_2023_04_03 | 2039 | CH4 Import - WC 2030 | Import | Methane | PJ | Dispatch-Import | VOM | 0 | [6 empty] | 0.47464 | 0
LCP_Inputs_ON_Diverse_2023_04_03 | 2039 | CH4 Import - WC 2030 | Import | Methane | QC | Dispatch-Import | EmissionsCost | 0 | [6 empty] | 0.47464 | 0
LCP_Inputs_ON_Diverse_2023_04_03 | 2039 | CH4 Import - WC 2030 | Import | Methane | QC | Dispatch-Import | FuelCost | 0 | [6 empty] | 0.47464 | 0
LCP_Inputs_ON_Diverse_2023_04_03 | 2039 | CH4 Import - WC 2030 | Import | Methane | QC | Dispatch-Import | VOM | 0 | [6 empty] | 0.47464 | 0
LCP_Inputs_ON_Diverse_2023_04_03 | 2039 | CH4 Import - WC 2030 | Import | Methane | WC | Dispatch-Import | EmissionsCost | 5193257721.005 | [6 empty] | 0.47464 | 2464940433.4108
LCP_Inputs_ON_Diverse_2023_04_03 | 2039 | CH4 Import - WC 2030 | Import | Methane | WC | Dispatch-Import | FuelCost | 2389799500.4952 | [6 empty] | 0.47464 | 1134300227.9069
LCP_Inputs_ON_Diverse_2023_04_03 | 2039 | CH4 Import - WC 2030 | Import | Methane | WC | Dispatch-Import | VOM | 0 | [6 empty] | 0.47464 | 0
LCP_Inputs_ON_Diverse_2023_04_03 | 2039 | CH4 Import - WC 2040 | Import | Methane | MI | Dispatch-Import | EmissionsCost | 0 | [6 empty] | 0.47464 | 0
LCP_Inputs_ON_Diverse_2023_04_03 | 2039 | CH4 Import - WC 2040 | Import | Methane | MI | Dispatch-Import | FuelCost | 0 | [6 empty] | 0.47464 | 0
LCP_Inputs_ON_Diverse_2023_04_03 | 2039 | CH4 Import - WC 2040 | Import | Methane | MI | Dispatch-Import | VOM | 0 | [6 empty] | 0.47464 | 0
LCP_Inputs_ON_Diverse_2023_04_03 | 2039 | CH4 Import - WC 2040 | Import | Methane | NY | Dispatch-Import | EmissionsCost | 0 | [6 empty] | 0.47464 | 0
LCP_Inputs_ON_Diverse_2023_04_03 | 2039 | CH4 Import - WC 2040 | Import | Methane | NY | Dispatch-Import | FuelCost | 0 | [6 empty] | 0.47464 | 0
LCP_Inputs_ON_Diverse_2023_04_03 | 2039 | CH4 Import - WC 2040 | Import | Methane | NY | Dispatch-Import | VOM | 0 | [6 empty] | 0.47464 | 0
LCP_Inputs_ON_Diverse_2023_04_03 | 2039 | CH4 Import - WC 2040 | Import | Methane | ON | Dispatch-Import | EmissionsCost | 0 | [6 empty] | 0.47464 | 0
LCP_Inputs_ON_Diverse_2023_04_03 | 2039 | CH4 Import - WC 2040 | Import | Methane | ON | Dispatch-Import | FuelCost | 0 | [6 empty] | 0.47464 | 0
LCP_Inputs_ON_Diverse_2023_04_03 | 2039 | CH4 Import - WC 2040 | Import | Methane | ON | Dispatch-Import | VOM | 0 | [6 empty] | 0.47464 | 0
LCP_Inputs_ON_Diverse_2023_04_03 | 2039 | CH4 Import - WC 2040 | Import | Methane | PJ | Dispatch-Import | EmissionsCost | 0 | [6 empty] | 0.47464 | 0
LCP_Inputs_ON_Diverse_2023_04_03 | 2039 | CH4 Import - WC 2040 | Import | Methane | PJ | Dispatch-Import | FuelCost | 0 | [6 empty] | 0.47464 | 0
LCP_Inputs_ON_Diverse_2023_04_03 | 2039 | CH4 Import - WC 2040 | Import | Methane | PJ | Dispatch-Import | VOM | 0 | [6 empty] | 0.47464 | 0
LCP_Inputs_ON_Diverse_2023_04_03 | 2039 | CH4 Import - WC 2040 | Import | Methane | QC | Dispatch-Import | EmissionsCost | 0 | [6 empty] | 0.47464 | 0
LCP_Inputs_ON_Diverse_2023_04_03 | 2039 | CH4 Import - WC 2040 | Import | Methane | QC | Dispatch-Import | FuelCost | 0 | [6 empty] | 0.47464 | 0
LCP_Inputs_ON_Diverse_2023_04_03 | 2039 | CH4 Import - WC 2040 | Import | Methane | QC | Dispatch-Import | VOM | 0 | [6 empty] | 0.47464 | 0
LCP_Inputs_ON_Diverse_2023_04_03 | 2039 | CH4 Import - WC 2040 | Import | Methane | WC | Dispatch-Import | EmissionsCost | 0 | [6 empty] | 0.47464 | 0
LCP_Inputs_ON_Diverse_2023_04_03 | 2039 | CH4 Import - WC 2040 | Import | Methane | WC | Dispatch-Import | FuelCost | 0 | [6 empty] | 0.47464 | 0
LCP_Inputs_ON_Diverse_2023_04_03 | 2039 | CH4 Import - WC 2040 | Import | Methane | WC | Dispatch-Import | VOM | 0 | [6 empty] | 0.47464 | 0
LCP_Inputs_ON_Diverse_2023_04_03 | 2039 | CH4 Import - WC 2050 | Import | Methane | MI | Dispatch-Import | EmissionsCost | 0 | [6 empty] | 0.47464 | 0
LCP_Inputs_ON_Diverse_2023_04_03 | 2039 | CH4 Import - WC 2050 | Import | Methane | MI | Dispatch-Import | FuelCost | 0 | [6 empty] | 0.47464 | 0
LCP_Inputs_ON_Diverse_2023_04_03 | 2039 | CH4 Import - WC 2050 | Import | Methane | MI | Dispatch-Import | VOM | 0 | [6 empty] | 0.47464 | 0
LCP_Inputs_ON_Diverse_2023_04_03 | 2039 | CH4 Import - WC 2050 | Import | Methane | NY | Dispatch-Import | EmissionsCost | 0 | [6 empty] | 0.47464 | 0
LCP_Inputs_ON_Diverse_2023_04_03 | 2039 | CH4 Import - WC 2050 | Import | Methane | NY | Dispatch-Import | FuelCost | 0 | [6 empty] | 0.47464 | 0
LCP_Inputs_ON_Diverse_2023_04_03 | 2039 | CH4 Import - WC 2050 | Import | Methane | NY | Dispatch-Import | VOM | 0 | [6 empty] | 0.47464 | 0
LCP_Inputs_ON_Diverse_2023_04_03 | 2039 | CH4 Import - WC 2050 | Import | Methane | ON | Dispatch-Import | EmissionsCost | 0 | [6 empty] | 0.47464 | 0
LCP_Inputs_ON_Diverse_2023_04_03 | 2039 | CH4 Import - WC 2050 | Import | Methane | ON | Dispatch-Import | FuelCost | 0 | [6 empty] | 0.47464 | 0
LCP_Inputs_ON_Diverse_2023_04_03 | 2039 | CH4 Import - WC 2050 | Import | Methane | ON | Dispatch-Import | VOM | 0 | [6 empty] | 0.47464 | 0
LCP_Inputs_ON_Diverse_2023_04_03 | 2039 | CH4 Import - WC 2050 | Import | Methane | PJ | Dispatch-Import | EmissionsCost | 0 | [6 empty] | 0.47464 | 0
LCP_Inputs_ON_Diverse_2023_04_03 | 2039 | CH4 Import - WC 2050 | Import | Methane | PJ | Dispatch-Import | FuelCost | 0 | [6 empty] | 0.47464 | 0
LCP_Inputs_ON_Diverse_2023_04_03 | 2039 | CH4 Import - WC 2050 | Import | Methane | PJ | Dispatch-Import | VOM | 0 | [6 empty] | 0.47464 | 0
LCP_Inputs_ON_Diverse_2023_04_03 | 2039 | CH4 Import - WC 2050 | Import | Methane | QC | Dispatch-Import | EmissionsCost | 0 | [6 empty] | 0.47464 | 0
LCP_Inputs_ON_Diverse_2023_04_03 | 2039 | CH4 Import - WC 2050 | Import | Methane | QC | Dispatch-Import | FuelCost | 0 | [6 empty] | 0.47464 | 0
LCP_Inputs_ON_Diverse_2023_04_03 | 2039 | CH4 Import - WC 2050 | Import | Methane | QC | Dispatch-Import | VOM | 0 | [6 empty] | 0.47464 | 0
LCP_Inputs_ON_Diverse_2023_04_03 | 2039 | CH4 Import - WC 2050 | Import | Methane | WC | Dispatch-Import | EmissionsCost | 0 | [6 empty] | 0.47464 | 0
LCP_Inputs_ON_Diverse_2023_04_03 | 2039 | CH4 Import - WC 2050 | Import | Methane | WC | Dispatch-Import | FuelCost | 0 | [6 empty] | 0.47464 | 0
LCP_Inputs_ON_Diverse_2023_04_03 | 2039 | CH4 Import - WC 2050 | Import | Methane | WC | Dispatch-Import | VOM | 0 | [6 empty] | 0.47464 | 0
LCP_Inputs_ON_Diverse_2023_04_03 | 2039 | CH4 Salt Cavern Storage - ON | Storage | Methane | MI | Dispatch-Storage | EmissionsCost | 0 | [6 empty] | 0.47464 | 0
LCP_Inputs_ON_Diverse_2023_04_03 | 2039 | CH4 Salt Cavern Storage - ON | Storage | Methane | MI | Dispatch-Storage | FuelCost | 0 | [6 empty] | 0.47464 | 0
LCP_Inputs_ON_Diverse_2023_04_03 | 2039 | CH4 Salt Cavern Storage - ON | Storage | Methane | MI | Dispatch-Storage | VOM | 0 | [6 empty] | 0.47464 | 0
LCP_Inputs_ON_Diverse_2023_04_03 | 2039 | CH4 Salt Cavern Storage - ON | Storage | Methane | NY | Dispatch-Storage | EmissionsCost | 0 | [6 empty] | 0.47464 | 0
LCP_Inputs_ON_Diverse_2023_04_03 | 2039 | CH4 Salt Cavern Storage - ON | Storage | Methane | NY | Dispatch-Storage | FuelCost | 0 | [6 empty] | 0.47464 | 0
LCP_Inputs_ON_Diverse_2023_04_03 | 2039 | CH4 Salt Cavern Storage - ON | Storage | Methane | NY | Dispatch-Storage | VOM | 0 | [6 empty] | 0.47464 | 0
LCP_Inputs_ON_Diverse_2023_04_03 | 2039 | CH4 Salt Cavern Storage - ON | Storage | Methane | ON | Dispatch-Storage | EmissionsCost | 0 | [6 empty] | 0.47464 | 0
LCP_Inputs_ON_Diverse_2023_04_03 | 2039 | CH4 Salt Cavern Storage - ON | Storage | Methane | ON | Dispatch-Storage | FuelCost | 0 | [6 empty] | 0.47464 | 0
LCP_Inputs_ON_Diverse_2023_04_03 | 2039 | CH4 Salt Cavern Storage - ON | Storage | Methane | ON | Dispatch-Storage | VOM | 0 | [6 empty] | 0.47464 | 0
LCP_Inputs_ON_Diverse_2023_04_03 | 2039 | CH4 Salt Cavern Storage - ON | Storage | Methane | PJ | Dispatch-Storage | EmissionsCost | 0 | [6 empty] | 0.47464 | 0
LCP_Inputs_ON_Diverse_2023_04_03 | 2039 | CH4 Salt Cavern Storage - ON | Storage | Methane | PJ | Dispatch-Storage | FuelCost | 0 | [6 empty] | 0.47464 | 0
LCP_Inputs_ON_Diverse_2023_04_03 | 2039 | CH4 Salt Cavern Storage - ON | Storage | Methane | PJ | Dispatch-Storage | VOM | 0 | [6 empty] | 0.47464 | 0
LCP_Inputs_ON_Diverse_2023_04_03 | 2039 | CH4 Salt Cavern Storage - ON | Storage | Methane | QC | Dispatch-Storage | EmissionsCost | 0 | [6 empty] | 0.47464 | 0
LCP_Inputs_ON_Diverse_2023_04_03 | 2039 | CH4 Salt Cavern Storage - ON | Storage | Methane | QC | Dispatch-Storage | FuelCost | 0 | [6 empty] | 0.47464 | 0
LCP_Inputs_ON_Diverse_2023_04_03 | 2039 | CH4 Salt Cavern Storage - ON | Storage | Methane | QC | Dispatch-Storage | VOM | 0 | [6 empty] | 0.47464 | 0
LCP_Inputs_ON_Diverse_2023_04_03 | 2039 | CH4 Salt Cavern Storage - ON | Storage | Methane | WC | Dispatch-Storage | EmissionsCost | 0 | [6 empty] | 0.47464 | 0
LCP_Inputs_ON_Diverse_2023_04_03 | 2039 | CH4 Salt Cavern Storage - ON | Storage | Methane | WC | Dispatch-Storage | FuelCost | 0 | [6 empty] | 0.47464 | 0
LCP_Inputs_ON_Diverse_2023_04_03 | 2039 | CH4 Salt Cavern Storage - ON | Storage | Methane | WC | Dispatch-Storage | VOM | 0 | [6 empty] | 0.47464 | 0
LCP_Inputs_ON_Diverse_2023_04_03 | 2039 | Electrolyser 2020/2030 | Crossload | Hydrogen | MI | Dispatch-Crossload | EmissionsCost | 0 | [6 empty] | 0.47464 | 0
LCP_Inputs_ON_Diverse_2023_04_03 | 2039 | Electrolyser 2020/2030 | Crossload | Hydrogen | MI | Dispatch-Crossload | FuelCost | 0 | [6 empty] | 0.47464 | 0
LCP_Inputs_ON_Diverse_2023_04_03 | 2039 | Electrolyser 2020/2030 | Crossload | Hydrogen | MI | Dispatch-Crossload | VOM | 0 | [6 empty] | 0.47464 | 0
LCP_Inputs_ON_Diverse_2023_04_03 | 2039 | Electrolyser 2020/2030 | Crossload | Hydrogen | NY | Dispatch-Crossload | EmissionsCost | 0 | [6 empty] | 0.47464 | 0
LCP_Inputs_ON_Diverse_2023_04_03 | 2039 | Electrolyser 2020/2030 | Crossload | Hydrogen | NY | Dispatch-Crossload | FuelCost | 0 | [6 empty] | 0.47464 | 0
LCP_Inputs_ON_Diverse_2023_04_03 | 2039 | Electrolyser 2020/2030 | Crossload | Hydrogen | NY | Dispatch-Crossload | VOM | 0 | [6 empty] | 0.47464 | 0
LCP_Inputs_ON_Diverse_2023_04_03 | 2039 | Electrolyser 2020/2030 | Crossload | Hydrogen | ON | Dispatch-Crossload | EmissionsCost | 0 | [6 empty] | 0.47464 | 0
LCP_Inputs_ON_Diverse_2023_04_03 | 2039 | Electrolyser 2020/2030 | Crossload | Hydrogen | ON | Dispatch-Crossload | FuelCost | 0 | [6 empty] | 0.47464 | 0
LCP_Inputs_ON_Diverse_2023_04_03 | 2039 | Electrolyser 2020/2030 | Crossload | Hydrogen | ON | Dispatch-Crossload | VOM | 0 | [6 empty] | 0.47464 | 0
LCP_Inputs_ON_Diverse_2023_04_03 | 2039 | Electrolyser 2020/2030 | Crossload | Hydrogen | PJ | Dispatch-Crossload | EmissionsCost | 0 | [6 empty] | 0.47464 | 0
LCP_Inputs_ON_Diverse_2023_04_03 | 2039 | Electrolyser 2020/2030 | Crossload | Hydrogen | PJ | Dispatch-Crossload | FuelCost | 0 | [6 empty] | 0.47464 | 0
LCP_Inputs_ON_Diverse_2023_04_03 | 2039 | Electrolyser 2020/2030 | Crossload | Hydrogen | PJ | Dispatch-Crossload | VOM | 0 | [6 empty] | 0.47464 | 0
LCP_Inputs_ON_Diverse_2023_04_03 | 2039 | Electrolyser 2020/2030 | Crossload | Hydrogen | QC | Dispatch-Crossload | EmissionsCost | 0 | [6 empty] | 0.47464 | 0
LCP_Inputs_ON_Diverse_2023_04_03 | 2039 | Electrolyser 2020/2030 | Crossload | Hydrogen | QC | Dispatch-Crossload | FuelCost | 0 | [6 empty] | 0.47464 | 0
LCP_Inputs_ON_Diverse_2023_04_03 | 2039 | Electrolyser 2020/2030 | Crossload | Hydrogen | QC | Dispatch-Crossload | VOM | 0 | [6 empty] | 0.47464 | 0
LCP_Inputs_ON_Diverse_2023_04_03 | 2039 | Electrolyser 2020/2030 | Crossload | Hydrogen | WC | Dispatch-Crossload | EmissionsCost | 0 | [6 empty] | 0.47464 | 0
LCP_Inputs_ON_Diverse_2023_04_03 | 2039 | Electrolyser 2020/2030 | Crossload | Hydrogen | WC | Dispatch-Crossload | FuelCost | 0 | [6 empty] | 0.47464 | 0
LCP_Inputs_ON_Diverse_2023_04_03 | 2039 | Electrolyser 2020/2030 | Crossload | Hydrogen | WC | Dispatch-Crossload | VOM | 0 | [6 empty] | 0.47464 | 0
LCP_Inputs_ON_Diverse_2023_04_03 | 2039 | Electrolyser 2040 | Crossload | Hydrogen | MI | Dispatch-Crossload | EmissionsCost | 0 | [6 empty] | 0.47464 | 0
LCP_Inputs_ON_Diverse_2023_04_03 | 2039 | Electrolyser 2040 | Crossload | Hydrogen | MI | Dispatch-Crossload | FuelCost | 0 | [6 empty] | 0.47464 | 0
LCP_Inputs_ON_Diverse_2023_04_03 | 2039 | Electrolyser 2040 | Crossload | Hydrogen | MI | Dispatch-Crossload | VOM | 0 | [6 empty] | 0.47464 | 0
LCP_Inputs_ON_Diverse_2023_04_03 | 2039 | Electrolyser 2040 | Crossload | Hydrogen | NY | Dispatch-Crossload | EmissionsCost | 0 | [6 empty] | 0.47464 | 0
LCP_Inputs_ON_Diverse_2023_04_03 | 2039 | Electrolyser 2040 | Crossload | Hydrogen | NY | Dispatch-Crossload | FuelCost | 0 | [6 empty] | 0.47464 | 0
LCP_Inputs_ON_Diverse_2023_04_03 | 2039 | Electrolyser 2040 | Crossload | Hydrogen | NY | Dispatch-Crossload | VOM | 0 | [6 empty] | 0.47464 | 0
LCP_Inputs_ON_Diverse_2023_04_03 | 2039 | Electrolyser 2040 | Crossload | Hydrogen | ON | Dispatch-Crossload | EmissionsCost | 0 | [6 empty] | 0.47464 | 0
LCP_Inputs_ON_Diverse_2023_04_03 | 2039 | Electrolyser 2040 | Crossload | Hydrogen | ON | Dispatch-Crossload | FuelCost | 0 | [6 empty] | 0.47464 | 0
LCP_Inputs_ON_Diverse_2023_04_03 | 2039 | Electrolyser 2040 | Crossload | Hydrogen | ON | Dispatch-Crossload | VOM | 0 | [6 empty] | 0.47464 | 0
LCP_Inputs_ON_Diverse_2023_04_03 | 2039 | Electrolyser 2040 | Crossload | Hydrogen | PJ | Dispatch-Crossload | EmissionsCost | 0 | [6 empty] | 0.47464 | 0
LCP_Inputs_ON_Diverse_2023_04_03 | 2039 | Electrolyser 2040 | Crossload | Hydrogen | PJ | Dispatch-Crossload | FuelCost | 0 | [6 empty] | 0.47464 | 0
LCP_Inputs_ON_Diverse_2023_04_03 | 2039 | Electrolyser 2040 | Crossload | Hydrogen | PJ | Dispatch-Crossload | VOM | 0 | [6 empty] | 0.47464 | 0
LCP_Inputs_ON_Diverse_2023_04_03 | 2039 | Electrolyser 2040 | Crossload | Hydrogen | QC | Dispatch-Crossload | EmissionsCost | 0 | [6 empty] | 0.47464 | 0
LCP_Inputs_ON_Diverse_2023_04_03 | 2039 | Electrolyser 2040 | Crossload | Hydrogen | QC | Dispatch-Crossload | FuelCost | 0 | [6 empty] | 0.47464 | 0
LCP_Inputs_ON_Diverse_2023_04_03 | 2039 | Electrolyser 2040 | Crossload | Hydrogen | QC | Dispatch-Crossload | VOM | 0 | [6 empty] | 0.47464 | 0
LCP_Inputs_ON_Diverse_2023_04_03 | 2039 | Electrolyser 2040 | Crossload | Hydrogen | WC | Dispatch-Crossload | EmissionsCost | 0 | [6 empty] | 0.47464 | 0
LCP_Inputs_ON_Diverse_2023_04_03 | 2039 | Electrolyser 2040 | Crossload | Hydrogen | WC | Dispatch-Crossload | FuelCost | 0 | [6 empty] | 0.47464 | 0
LCP_Inputs_ON_Diverse_2023_04_03 | 2039 | Electrolyser 2040 | Crossload | Hydrogen | WC | Dispatch-Crossload | VOM | 0 | [6 empty] | 0.47464 | 0
LCP_Inputs_ON_Diverse_2023_04_03 | 2039 | Electrolyser 2050 | Crossload | Hydrogen | MI | Dispatch-Crossload | EmissionsCost | 0 | [6 empty] | 0.47464 | 0
LCP_Inputs_ON_Diverse_2023_04_03 | 2039 | Electrolyser 2050 | Crossload | Hydrogen | MI | Dispatch-Crossload | FuelCost | 0 | [6 empty] | 0.47464 | 0
LCP_Inputs_ON_Diverse_2023_04_03 | 2039 | Electrolyser 2050 | Crossload | Hydrogen | MI | Dispatch-Crossload | VOM | 0 | [6 empty] | 0.47464 | 0
LCP_Inputs_ON_Diverse_2023_04_03 | 2039 | Electrolyser 2050 | Crossload | Hydrogen | NY | Dispatch-Crossload | EmissionsCost | 0 | [6 empty] | 0.47464 | 0
LCP_Inputs_ON_Diverse_2023_04_03 | 2039 | Electrolyser 2050 | Crossload | Hydrogen | NY | Dispatch-Crossload | FuelCost | 0 | [6 empty] | 0.47464 | 0
LCP_Inputs_ON_Diverse_2023_04_03 | 2039 | Electrolyser 2050 | Crossload | Hydrogen | NY | Dispatch-Crossload | VOM | 0 | [6 empty] | 0.47464 | 0
LCP_Inputs_ON_Diverse_2023_04_03 | 2039 | Electrolyser 2050 | Crossload | Hydrogen | ON | Dispatch-Crossload | EmissionsCost | 0 | [6 empty] | 0.47464 | 0
LCP_Inputs_ON_Diverse_2023_04_03 | 2039 | Electrolyser 2050 | Crossload | Hydrogen | ON | Dispatch-Crossload | FuelCost | 0 | [6 empty] | 0.47464 | 0
LCP_Inputs_ON_Diverse_2023_04_03 | 2039 | Electrolyser 2050 | Crossload | Hydrogen | ON | Dispatch-Crossload | VOM | 0 | [6 empty] | 0.47464 | 0
LCP_Inputs_ON_Diverse_2023_04_03 | 2039 | Electrolyser 2050 | Crossload | Hydrogen | PJ | Dispatch-Crossload | EmissionsCost | 0 | [6 empty] | 0.47464 | 0
LCP_Inputs_ON_Diverse_2023_04_03 | 2039 | Electrolyser 2050 | Crossload | Hydrogen | PJ | Dispatch-Crossload | FuelCost | 0 | [6 empty] | 0.47464 | 0
LCP_Inputs_ON_Diverse_2023_04_03 | 2039 | Electrolyser 2050 | Crossload | Hydrogen | PJ | Dispatch-Crossload | VOM | 0 | [6 empty] | 0.47464 | 0
LCP_Inputs_ON_Diverse_2023_04_03 | 2039 | Electrolyser 2050 | Crossload | Hydrogen | QC | Dispatch-Crossload | EmissionsCost | 0 | [6 empty] | 0.47464 | 0
LCP_Inputs_ON_Diverse_2023_04_03 | 2039 | Electrolyser 2050 | Crossload | Hydrogen | QC | Dispatch-Crossload | FuelCost | 0 | [6 empty] | 0.47464 | 0
LCP_Inputs_ON_Diverse_2023_04_03 | 2039 | Electrolyser 2050 | Crossload | Hydrogen | QC | Dispatch-Crossload | VOM | 0 | [6 empty] | 0.47464 | 0
LCP_Inputs_ON_Diverse_2023_04_03 | 2039 | Electrolyser 2050 | Crossload | Hydrogen | WC | Dispatch-Crossload | EmissionsCost | 0 | [6 empty] | 0.47464 | 0
LCP_Inputs_ON_Diverse_2023_04_03 | 2039 | Electrolyser 2050 | Crossload | Hydrogen | WC | Dispatch-Crossload | FuelCost | 0 | [6 empty] | 0.47464 | 0
LCP_Inputs_ON_Diverse_2023_04_03 | 2039 | Electrolyser 2050 | Crossload | Hydrogen | WC | Dispatch-Crossload | VOM | 0 | [6 empty] | 0.47464 | 0
LCP_Inputs_ON_Diverse_2023_04_03 | 2039 | Fossil Fuel Thermal (Coal, Peat, Oil) | Generation | Electricity | MI | Dispatch-Generation | EmissionsCost | 0 | [6 empty] | 0.47464 | 0
LCP_Inputs_ON_Diverse_2023_04_03 | 2039 | Fossil Fuel Thermal (Coal, Peat, Oil) | Generation | Electricity | MI | Dispatch-Generation | FuelCost | 0 | [6 empty] | 0.47464 | 0
LCP_Inputs_ON_Diverse_2023_04_03 | 2039 | Fossil Fuel Thermal (Coal, Peat, Oil) | Generation | Electricity | MI | Dispatch-Generation | VOM | 0 | [6 empty] | 0.47464 | 0
LCP_Inputs_ON_Diverse_2023_04_03 | 2039 | Fossil Fuel Thermal (Coal, Peat, Oil) | Generation | Electricity | NY | Dispatch-Generation | EmissionsCost | 0 | [6 empty] | 0.47464 | 0
LCP_Inputs_ON_Diverse_2023_04_03 | 2039 | Fossil Fuel Thermal (Coal, Peat, Oil) | Generation | Electricity | NY | Dispatch-Generation | FuelCost | 0 | [6 empty] | 0.47464 | 0
LCP_Inputs_ON_Diverse_2023_04_03 | 2039 | Fossil Fuel Thermal (Coal, Peat, Oil) | Generation | Electricity | NY | Dispatch-Generation | VOM | 0 | [6 empty] | 0.47464 | 0
LCP_Inputs_ON_Diverse_2023_04_03 | 2039 | Fossil Fuel Thermal (Coal, Peat, Oil) | Generation | Electricity | ON | Dispatch-Generation | EmissionsCost | 0 | [6 empty] | 0.47464 | 0
LCP_Inputs_ON_Diverse_2023_04_03 | 2039 | Fossil Fuel Thermal (Coal, Peat, Oil) | Generation | Electricity | ON | Dispatch-Generation | FuelCost | 0 | [6 empty] | 0.47464 | 0
LCP_Inputs_ON_Diverse_2023_04_03 | 2039 | Fossil Fuel Thermal (Coal, Peat, Oil) | Generation | Electricity | ON | Dispatch-Generation | VOM | 0 | [6 empty] | 0.47464 | 0
LCP_Inputs_ON_Diverse_2023_04_03 | 2039 | Fossil Fuel Thermal (Coal, Peat, Oil) | Generation | Electricity | PJ | Dispatch-Generation | EmissionsCost | 0 | [6 empty] | 0.47464 | 0
LCP_Inputs_ON_Diverse_2023_04_03 | 2039 | Fossil Fuel Thermal (Coal, Peat, Oil) | Generation | Electricity | PJ | Dispatch-Generation | FuelCost | 0 | [6 empty] | 0.47464 | 0
LCP_Inputs_ON_Diverse_2023_04_03 | 2039 | Fossil Fuel Thermal (Coal, Peat, Oil) | Generation | Electricity | PJ | Dispatch-Generation | VOM | 0 | [6 empty] | 0.47464 | 0
LCP_Inputs_ON_Diverse_2023_04_03 | 2039 | Fossil Fuel Thermal (Coal, Peat, Oil) | Generation | Electricity | QC | Dispatch-Generation | EmissionsCost | 0 | [6 empty] | 0.47464 | 0
LCP_Inputs_ON_Diverse_2023_04_03 | 2039 | Fossil Fuel Thermal (Coal, Peat, Oil) | Generation | Electricity | QC | Dispatch-Generation | FuelCost | 0 | [6 empty] | 0.47464 | 0
LCP_Inputs_ON_Diverse_2023_04_03 | 2039 | Fossil Fuel Thermal (Coal, Peat, Oil) | Generation | Electricity | QC | Dispatch-Generation | VOM | 0 | [6 empty] | 0.47464 | 0
LCP_Inputs_ON_Diverse_2023_04_03 | 2039 | Fossil Fuel Thermal (Coal, Peat, Oil) | Generation | Electricity | WC | Dispatch-Generation | EmissionsCost | 0 | [6 empty] | 0.47464 | 0
LCP_Inputs_ON_Diverse_2023_04_03 | 2039 | Fossil Fuel Thermal (Coal, Peat, Oil) | Generation | Electricity | WC | Dispatch-Generation | FuelCost | 0 | [6 empty] | 0.47464 | 0
LCP_Inputs_ON_Diverse_2023_04_03 | 2039 | Fossil Fuel Thermal (Coal, Peat, Oil) | Generation | Electricity | WC | Dispatch-Generation | VOM | 0 | [6 empty] | 0.47464 | 0
LCP_Inputs_ON_Diverse_2023_04_03 | 2039 | Generic - Generator | Generation | Electricity | MI | Dispatch-Generation | EmissionsCost | 0 | [6 empty] | 0.47464 | 0
LCP_Inputs_ON_Diverse_2023_04_03 | 2039 | Generic - Generator | Generation | Electricity | MI | Dispatch-Generation | FuelCost | 1786123186.9525 | [6 empty] | 0.47464 | 847769839.1059
LCP_Inputs_ON_Diverse_2023_04_03 | 2039 | Generic - Generator | Generation | Electricity | MI | Dispatch-Generation | VOM | 62373597.6871 | [6 empty] | 0.47464 | 29605155.6029
LCP_Inputs_ON_Diverse_2023_04_03 | 2039 | Generic - Generator | Generation | Electricity | NY | Dispatch-Generation | EmissionsCost | 0 | [6 empty] | 0.47464 | 0
LCP_Inputs_ON_Diverse_2023_04_03 | 2039 | Generic - Generator | Generation | Electricity | NY | Dispatch-Generation | FuelCost | 1049703168.1579 | [6 empty] | 0.47464 | 498233656.2668
LCP_Inputs_ON_Diverse_2023_04_03 | 2039 | Generic - Generator | Generation | Electricity | NY | Dispatch-Generation | VOM | 36656913.4648 | [6 empty] | 0.47464 | 17398926.2651
LCP_Inputs_ON_Diverse_2023_04_03 | 2039 | Generic - Generator | Generation | Electricity | ON | Dispatch-Generation | EmissionsCost | 0 | [6 empty] | 0.47464 | 0
LCP_Inputs_ON_Diverse_2023_04_03 | 2039 | Generic - Generator | Generation | Electricity | ON | Dispatch-Generation | FuelCost | 0 | [6 empty] | 0.47464 | 0
LCP_Inputs_ON_Diverse_2023_04_03 | 2039 | Generic - Generator | Generation | Electricity | ON | Dispatch-Generation | VOM | 0 | [6 empty] | 0.47464 | 0
LCP_Inputs_ON_Diverse_2023_04_03 | 2039 | Generic - Generator | Generation | Electricity | PJ | Dispatch-Generation | EmissionsCost | 0 | [6 empty] | 0.47464 | 0
LCP_Inputs_ON_Diverse_2023_04_03 | 2039 | Generic - Generator | Generation | Electricity | PJ | Dispatch-Generation | FuelCost | 7357083622.602 | [6 empty] | 0.47464 | 3491984004.5655
LCP_Inputs_ON_Diverse_2023_04_03 | 2039 | Generic - Generator | Generation | Electricity | PJ | Dispatch-Generation | VOM | 256918323.0915 | [6 empty] | 0.47464 | 121944335.6548
LCP_Inputs_ON_Diverse_2023_04_03 | 2039 | Generic - Generator | Generation | Electricity | QC | Dispatch-Generation | EmissionsCost | 0 | [6 empty] | 0.47464 | 0
LCP_Inputs_ON_Diverse_2023_04_03 | 2039 | Generic - Generator | Generation | Electricity | QC | Dispatch-Generation | FuelCost | 0 | [6 empty] | 0.47464 | 0
LCP_Inputs_ON_Diverse_2023_04_03 | 2039 | Generic - Generator | Generation | Electricity | QC | Dispatch-Generation | VOM | 0 | [6 empty] | 0.47464 | 0
LCP_Inputs_ON_Diverse_2023_04_03 | 2039 | Generic - Generator | Generation | Electricity | WC | Dispatch-Generation | EmissionsCost | 0 | [6 empty] | 0.47464 | 0
LCP_Inputs_ON_Diverse_2023_04_03 | 2039 | Generic - Generator | Generation | Electricity | WC | Dispatch-Generation | FuelCost | 1735673.761 | [6 empty] | 0.47464 | 823824.4013
LCP_Inputs_ON_Diverse_2023_04_03 | 2039 | Generic - Generator | Generation | Electricity | WC | Dispatch-Generation | VOM | 60611.8423 | [6 empty] | 0.47464 | 28768.9517
LCP_Inputs_ON_Diverse_2023_04_03 | 2039 | H2 Import - QC | Import | Hydrogen | MI | Dispatch-Import | EmissionsCost | 0 | [6 empty] | 0.47464 | 0
LCP_Inputs_ON_Diverse_2023_04_03 | 2039 | H2 Import - QC | Import | Hydrogen | MI | Dispatch-Import | FuelCost | 0 | [6 empty] | 0.47464 | 0
LCP_Inputs_ON_Diverse_2023_04_03 | 2039 | H2 Import - QC | Import | Hydrogen | MI | Dispatch-Import | VOM | 0 | [6 empty] | 0.47464 | 0
LCP_Inputs_ON_Diverse_2023_04_03 | 2039 | H2 Import - QC | Import | Hydrogen | NY | Dispatch-Import | EmissionsCost | 0 | [6 empty] | 0.47464 | 0
LCP_Inputs_ON_Diverse_2023_04_03 | 2039 | H2 Import - QC | Import | Hydrogen | NY | Dispatch-Import | FuelCost | 0 | [6 empty] | 0.47464 | 0
LCP_Inputs_ON_Diverse_2023_04_03 | 2039 | H2 Import - QC | Import | Hydrogen | NY | Dispatch-Import | VOM | 0 | [6 empty] | 0.47464 | 0
LCP_Inputs_ON_Diverse_2023_04_03 | 2039 | H2 Import - QC | Import | Hydrogen | ON | Dispatch-Import | EmissionsCost | 0 | [6 empty] | 0.47464 | 0
LCP_Inputs_ON_Diverse_2023_04_03 | 2039 | H2 Import - QC | Import | Hydrogen | ON | Dispatch-Import | FuelCost | 0 | [6 empty] | 0.47464 | 0
LCP_Inputs_ON_Diverse_2023_04_03 | 2039 | H2 Import - QC | Import | Hydrogen | ON | Dispatch-Import | VOM | 0 | [6 empty] | 0.47464 | 0
LCP_Inputs_ON_Diverse_2023_04_03 | 2039 | H2 Import - QC | Import | Hydrogen | PJ | Dispatch-Import | EmissionsCost | 0 | [6 empty] | 0.47464 | 0
LCP_Inputs_ON_Diverse_2023_04_03 | 2039 | H2 Import - QC | Import | Hydrogen | PJ | Dispatch-Import | FuelCost | 0 | [6 empty] | 0.47464 | 0
LCP_Inputs_ON_Diverse_2023_04_03 | 2039 | H2 Import - QC | Import | Hydrogen | PJ | Dispatch-Import | VOM | 0 | [6 empty] | 0.47464 | 0
LCP_Inputs_ON_Diverse_2023_04_03 | 2039 | H2 Import - QC | Import | Hydrogen | QC | Dispatch-Import | EmissionsCost | 0 | [6 empty] | 0.47464 | 0
LCP_Inputs_ON_Diverse_2023_04_03 | 2039 | H2 Import - QC | Import | Hydrogen | QC | Dispatch-Import | FuelCost | 0 | [6 empty] | 0.47464 | 0
LCP_Inputs_ON_Diverse_2023_04_03 | 2039 | H2 Import - QC | Import | Hydrogen | QC | Dispatch-Import | VOM | 0 | [6 empty] | 0.47464 | 0
LCP_Inputs_ON_Diverse_2023_04_03 | 2039 | H2 Import - QC | Import | Hydrogen | WC | Dispatch-Import | EmissionsCost | 0 | [6 empty] | 0.47464 | 0
LCP_Inputs_ON_Diverse_2023_04_03 | 2039 | H2 Import - QC | Import | Hydrogen | WC | Dispatch-Import | FuelCost | 0 | [6 empty] | 0.47464 | 0
LCP_Inputs_ON_Diverse_2023_04_03 | 2039 | H2 Import - QC | Import | Hydrogen | WC | Dispatch-Import | VOM | 0 | [6 empty] | 0.47464 | 0
LCP_Inputs_ON_Diverse_2023_04_03 | 2039 | H2 Import - WC | Import | Hydrogen | MI | Dispatch-Import | EmissionsCost | 0 | [6 empty] | 0.47464 | 0
LCP_Inputs_ON_Diverse_2023_04_03 | 2039 | H2 Import - WC | Import | Hydrogen | MI | Dispatch-Import | FuelCost | 0 | [6 empty] | 0.47464 | 0
LCP_Inputs_ON_Diverse_2023_04_03 | 2039 | H2 Import - WC | Import | Hydrogen | MI | Dispatch-Import | VOM | 0 | [6 empty] | 0.47464 | 0
LCP_Inputs_ON_Diverse_2023_04_03 | 2039 | H2 Import - WC | Import | Hydrogen | NY | Dispatch-Import | EmissionsCost | 0 | [6 empty] | 0.47464 | 0
LCP_Inputs_ON_Diverse_2023_04_03 | 2039 | H2 Import - WC | Import | Hydrogen | NY | Dispatch-Import | FuelCost | 0 | [6 empty] | 0.47464 | 0
LCP_Inputs_ON_Diverse_2023_04_03 | 2039 | H2 Import - WC | Import | Hydrogen | NY | Dispatch-Import | VOM | 0 | [6 empty] | 0.47464 | 0
LCP_Inputs_ON_Diverse_2023_04_03 | 2039 | H2 Import - WC | Import | Hydrogen | ON | Dispatch-Import | EmissionsCost | 0 | [6 empty] | 0.47464 | 0
LCP_Inputs_ON_Diverse_2023_04_03 | 2039 | H2 Import - WC | Import | Hydrogen | ON | Dispatch-Import | FuelCost | 0 | [6 empty] | 0.47464 | 0
LCP_Inputs_ON_Diverse_2023_04_03 | 2039 | H2 Import - WC | Import | Hydrogen | ON | Dispatch-Import | VOM | 0 | [6 empty] | 0.47464 | 0
LCP_Inputs_ON_Diverse_2023_04_03 | 2039 | H2 Import - WC | Import | Hydrogen | PJ | Dispatch-Import | EmissionsCost | 0 | [6 empty] | 0.47464 | 0
LCP_Inputs_ON_Diverse_2023_04_03 | 2039 | H2 Import - WC | Import | Hydrogen | PJ | Dispatch-Import | FuelCost | 0 | [6 empty] | 0.47464 | 0
LCP_Inputs_ON_Diverse_2023_04_03 | 2039 | H2 Import - WC | Import | Hydrogen | PJ | Dispatch-Import | VOM | 0 | [6 empty] | 0.47464 | 0
LCP_Inputs_ON_Diverse_2023_04_03 | 2039 | H2 Import - WC | Import | Hydrogen | QC | Dispatch-Import | EmissionsCost | 0 | [6 empty] | 0.47464 | 0
LCP_Inputs_ON_Diverse_2023_04_03 | 2039 | H2 Import - WC | Import | Hydrogen | QC | Dispatch-Import | FuelCost | 0 | [6 empty] | 0.47464 | 0
LCP_Inputs_ON_Diverse_2023_04_03 | 2039 | H2 Import - WC | Import | Hydrogen | QC | Dispatch-Import | VOM | 0 | [6 empty] | 0.47464 | 0
LCP_Inputs_ON_Diverse_2023_04_03 | 2039 | H2 Import - WC | Import | Hydrogen | WC | Dispatch-Import | EmissionsCost | 0 | [6 empty] | 0.47464 | 0
LCP_Inputs_ON_Diverse_2023_04_03 | 2039 | H2 Import - WC | Import | Hydrogen | WC | Dispatch-Import | FuelCost | 0 | [6 empty] | 0.47464 | 0
LCP_Inputs_ON_Diverse_2023_04_03 | 2039 | H2 Import - WC | Import | Hydrogen | WC | Dispatch-Import | VOM | 0 | [6 empty] | 0.47464 | 0
LCP_Inputs_ON_Diverse_2023_04_03 | 2039 | H2 Salt Cavern Storage - ON | Storage | Hydrogen | MI | Dispatch-Storage | EmissionsCost | 0 | [6 empty] | 0.47464 | 0
LCP_Inputs_ON_Diverse_2023_04_03 | 2039 | H2 Salt Cavern Storage - ON | Storage | Hydrogen | MI | Dispatch-Storage | FuelCost | 0 | [6 empty] | 0.47464 | 0
LCP_Inputs_ON_Diverse_2023_04_03 | 2039 | H2 Salt Cavern Storage - ON | Storage | Hydrogen | MI | Dispatch-Storage | VOM | 0 | [6 empty] | 0.47464 | 0
LCP_Inputs_ON_Diverse_2023_04_03 | 2039 | H2 Salt Cavern Storage - ON | Storage | Hydrogen | NY | Dispatch-Storage | EmissionsCost | 0 | [6 empty] | 0.47464 | 0
LCP_Inputs_ON_Diverse_2023_04_03 | 2039 | H2 Salt Cavern Storage - ON | Storage | Hydrogen | NY | Dispatch-Storage | FuelCost | 0 | [6 empty] | 0.47464 | 0
LCP_Inputs_ON_Diverse_2023_04_03 | 2039 | H2 Salt Cavern Storage - ON | Storage | Hydrogen | NY | Dispatch-Storage | VOM | 0 | [6 empty] | 0.47464 | 0
LCP_Inputs_ON_Diverse_2023_04_03 | 2039 | H2 Salt Cavern Storage - ON | Storage | Hydrogen | ON | Dispatch-Storage | EmissionsCost | 0 | [6 empty] | 0.47464 | 0
LCP_Inputs_ON_Diverse_2023_04_03 | 2039 | H2 Salt Cavern Storage - ON | Storage | Hydrogen | ON | Dispatch-Storage | FuelCost | 0 | [6 empty] | 0.47464 | 0
LCP_Inputs_ON_Diverse_2023_04_03 | 2039 | H2 Salt Cavern Storage - ON | Storage | Hydrogen | ON | Dispatch-Storage | VOM | 14843329.5213 | [6 empty] | 0.47464 | 7045273.905
LCP_Inputs_ON_Diverse_2023_04_03 | 2039 | H2 Salt Cavern Storage - ON | Storage | Hydrogen | PJ | Dispatch-Storage | EmissionsCost | 0 | [6 empty] | 0.47464 | 0
LCP_Inputs_ON_Diverse_2023_04_03 | 2039 | H2 Salt Cavern Storage - ON | Storage | Hydrogen | PJ | Dispatch-Storage | FuelCost | 0 | [6 empty] | 0.47464 | 0
LCP_Inputs_ON_Diverse_2023_04_03 | 2039 | H2 Salt Cavern Storage - ON | Storage | Hydrogen | PJ | Dispatch-Storage | VOM | 0 | [6 empty] | 0.47464 | 0
LCP_Inputs_ON_Diverse_2023_04_03 | 2039 | H2 Salt Cavern Storage - ON | Storage | Hydrogen | QC | Dispatch-Storage | EmissionsCost | 0 | [6 empty] | 0.47464 | 0
LCP_Inputs_ON_Diverse_2023_04_03 | 2039 | H2 Salt Cavern Storage - ON | Storage | Hydrogen | QC | Dispatch-Storage | FuelCost | 0 | [6 empty] | 0.47464 | 0
LCP_Inputs_ON_Diverse_2023_04_03 | 2039 | H2 Salt Cavern Storage - ON | Storage | Hydrogen | QC | Dispatch-Storage | VOM | 0 | [6 empty] | 0.47464 | 0
LCP_Inputs_ON_Diverse_2023_04_03 | 2039 | H2 Salt Cavern Storage - ON | Storage | Hydrogen | WC | Dispatch-Storage | EmissionsCost | 0 | [6 empty] | 0.47464 | 0
LCP_Inputs_ON_Diverse_2023_04_03 | 2039 | H2 Salt Cavern Storage - ON | Storage | Hydrogen | WC | Dispatch-Storage | FuelCost | 0 | [6 empty] | 0.47464 | 0
LCP_Inputs_ON_Diverse_2023_04_03 | 2039 | H2 Salt Cavern Storage - ON | Storage | Hydrogen | WC | Dispatch-Storage | VOM | 0 | [6 empty] | 0.47464 | 0
LCP_Inputs_ON_Diverse_2023_04_03 | 2039 | Hydro | Generation | Electricity | MI | Dispatch-Generation | EmissionsCost | 0 | [6 empty] | 0.47464 | 0
LCP_Inputs_ON_Diverse_2023_04_03 | 2039 | Hydro | Generation | Electricity | MI | Dispatch-Generation | FuelCost | 0 | [6 empty] | 0.47464 | 0
LCP_Inputs_ON_Diverse_2023_04_03 | 2039 | Hydro | Generation | Electricity | MI | Dispatch-Generation | VOM | 0 | [6 empty] | 0.47464 | 0
LCP_Inputs_ON_Diverse_2023_04_03 | 2039 | Hydro | Generation | Electricity | NY | Dispatch-Generation | EmissionsCost | 0 | [6 empty] | 0.47464 | 0
LCP_Inputs_ON_Diverse_2023_04_03 | 2039 | Hydro | Generation | Electricity | NY | Dispatch-Generation | FuelCost | 0 | [6 empty] | 0.47464 | 0
LCP_Inputs_ON_Diverse_2023_04_03 | 2039 | Hydro | Generation | Electricity | NY | Dispatch-Generation | VOM | 0 | [6 empty] | 0.47464 | 0
LCP_Inputs_ON_Diverse_2023_04_03 | 2039 | Hydro | Generation | Electricity | ON | Dispatch-Generation | EmissionsCost | 0 | [6 empty] | 0.47464 | 0
LCP_Inputs_ON_Diverse_2023_04_03 | 2039 | Hydro | Generation | Electricity | ON | Dispatch-Generation | FuelCost | 0 | [6 empty] | 0.47464 | 0
LCP_Inputs_ON_Diverse_2023_04_03 | 2039 | Hydro | Generation | Electricity | ON | Dispatch-Generation | VOM | 0 | [6 empty] | 0.47464 | 0
LCP_Inputs_ON_Diverse_2023_04_03 | 2039 | Hydro | Generation | Electricity | PJ | Dispatch-Generation | EmissionsCost | 0 | [6 empty] | 0.47464 | 0
LCP_Inputs_ON_Diverse_2023_04_03 | 2039 | Hydro | Generation | Electricity | PJ | Dispatch-Generation | FuelCost | 0 | [6 empty] | 0.47464 | 0
LCP_Inputs_ON_Diverse_2023_04_03 | 2039 | Hydro | Generation | Electricity | PJ | Dispatch-Generation | VOM | 0 | [6 empty] | 0.47464 | 0
LCP_Inputs_ON_Diverse_2023_04_03 | 2039 | Hydro | Generation | Electricity | QC | Dispatch-Generation | EmissionsCost | 0 | [6 empty] | 0.47464 | 0
LCP_Inputs_ON_Diverse_2023_04_03 | 2039 | Hydro | Generation | Electricity | QC | Dispatch-Generation | FuelCost | 0 | [6 empty] | 0.47464 | 0
LCP_Inputs_ON_Diverse_2023_04_03 | 2039 | Hydro | Generation | Electricity | QC | Dispatch-Generation | VOM | 0 | [6 empty] | 0.47464 | 0
LCP_Inputs_ON_Diverse_2023_04_03 | 2039 | Hydro | Generation | Electricity | WC | Dispatch-Generation | EmissionsCost | 0 | [6 empty] | 0.47464 | 0
LCP_Inputs_ON_Diverse_2023_04_03 | 2039 | Hydro | Generation | Electricity | WC | Dispatch-Generation | FuelCost | 0 | [6 empty] | 0.47464 | 0
LCP_Inputs_ON_Diverse_2023_04_03 | 2039 | Hydro | Generation | Electricity | WC | Dispatch-Generation | VOM | 0 | [6 empty] | 0.47464 | 0
LCP_Inputs_ON_Diverse_2023_04_03 | 2039 | Hydro Pumped Storage | Storage | Electricity | MI | Dispatch-Storage | EmissionsCost | 0 | [6 empty] | 0.47464 | 0
LCP_Inputs_ON_Diverse_2023_04_03 | 2039 | Hydro Pumped Storage | Storage | Electricity | MI | Dispatch-Storage | FuelCost | 0 | [6 empty] | 0.47464 | 0
LCP_Inputs_ON_Diverse_2023_04_03 | 2039 | Hydro Pumped Storage | Storage | Electricity | MI | Dispatch-Storage | VOM | 0 | [6 empty] | 0.47464 | 0
LCP_Inputs_ON_Diverse_2023_04_03 | 2039 | Hydro Pumped Storage | Storage | Electricity | NY | Dispatch-Storage | EmissionsCost | 0 | [6 empty] | 0.47464 | 0
LCP_Inputs_ON_Diverse_2023_04_03 | 2039 | Hydro Pumped Storage | Storage | Electricity | NY | Dispatch-Storage | FuelCost | 0 | [6 empty] | 0.47464 | 0
LCP_Inputs_ON_Diverse_2023_04_03 | 2039 | Hydro Pumped Storage | Storage | Electricity | NY | Dispatch-Storage | VOM | 0 | [6 empty] | 0.47464 | 0
LCP_Inputs_ON_Diverse_2023_04_03 | 2039 | Hydro Pumped Storage | Storage | Electricity | ON | Dispatch-Storage | EmissionsCost | 0 | [6 empty] | 0.47464 | 0
LCP_Inputs_ON_Diverse_2023_04_03 | 2039 | Hydro Pumped Storage | Storage | Electricity | ON | Dispatch-Storage | FuelCost | 0 | [6 empty] | 0.47464 | 0
LCP_Inputs_ON_Diverse_2023_04_03 | 2039 | Hydro Pumped Storage | Storage | Electricity | ON | Dispatch-Storage | VOM | 0 | [6 empty] | 0.47464 | 0
LCP_Inputs_ON_Diverse_2023_04_03 | 2039 | Hydro Pumped Storage | Storage | Electricity | PJ | Dispatch-Storage | EmissionsCost | 0 | [6 empty] | 0.47464 | 0
LCP_Inputs_ON_Diverse_2023_04_03 | 2039 | Hydro Pumped Storage | Storage | Electricity | PJ | Dispatch-Storage | FuelCost | 0 | [6 empty] | 0.47464 | 0
LCP_Inputs_ON_Diverse_2023_04_03 | 2039 | Hydro Pumped Storage | Storage | Electricity | PJ | Dispatch-Storage | VOM | 0 | [6 empty] | 0.47464 | 0
LCP_Inputs_ON_Diverse_2023_04_03 | 2039 | Hydro Pumped Storage | Storage | Electricity | QC | Dispatch-Storage | EmissionsCost | 0 | [6 empty] | 0.47464 | 0
LCP_Inputs_ON_Diverse_2023_04_03 | 2039 | Hydro Pumped Storage | Storage | Electricity | QC | Dispatch-Storage | FuelCost | 0 | [6 empty] | 0.47464 | 0
LCP_Inputs_ON_Diverse_2023_04_03 | 2039 | Hydro Pumped Storage | Storage | Electricity | QC | Dispatch-Storage | VOM | 0 | [6 empty] | 0.47464 | 0
LCP_Inputs_ON_Diverse_2023_04_03 | 2039 | Hydro Pumped Storage | Storage | Electricity | WC | Dispatch-Storage | EmissionsCost | 0 | [6 empty] | 0.47464 | 0
LCP_Inputs_ON_Diverse_2023_04_03 | 2039 | Hydro Pumped Storage | Storage | Electricity | WC | Dispatch-Storage | FuelCost | 0 | [6 empty] | 0.47464 | 0
LCP_Inputs_ON_Diverse_2023_04_03 | 2039 | Hydro Pumped Storage | Storage | Electricity | WC | Dispatch-Storage | VOM | 0 | [6 empty] | 0.47464 | 0
LCP_Inputs_ON_Diverse_2023_04_03 | 2039 | Nuclear | Generation | Electricity | MI | Dispatch-Generation | EmissionsCost | 0 | [6 empty] | 0.47464 | 0
LCP_Inputs_ON_Diverse_2023_04_03 | 2039 | Nuclear | Generation | Electricity | MI | Dispatch-Generation | FuelCost | 0 | [6 empty] | 0.47464 | 0
LCP_Inputs_ON_Diverse_2023_04_03 | 2039 | Nuclear | Generation | Electricity | MI | Dispatch-Generation | VOM | 2762866296.96 | [6 empty] | 0.47464 | 1311373556.5133
LCP_Inputs_ON_Diverse_2023_04_03 | 2039 | Nuclear | Generation | Electricity | NY | Dispatch-Generation | EmissionsCost | 0 | [6 empty] | 0.47464 | 0
LCP_Inputs_ON_Diverse_2023_04_03 | 2039 | Nuclear | Generation | Electricity | NY | Dispatch-Generation | FuelCost | 0 | [6 empty] | 0.47464 | 0
LCP_Inputs_ON_Diverse_2023_04_03 | 2039 | Nuclear | Generation | Electricity | NY | Dispatch-Generation | VOM | 2246155230.144 | [6 empty] | 0.47464 | 1066120563.2267
LCP_Inputs_ON_Diverse_2023_04_03 | 2039 | Nuclear | Generation | Electricity | ON | Dispatch-Generation | EmissionsCost | 0 | [6 empty] | 0.47464 | 0
LCP_Inputs_ON_Diverse_2023_04_03 | 2039 | Nuclear | Generation | Electricity | ON | Dispatch-Generation | FuelCost | 0 | [6 empty] | 0.47464 | 0
LCP_Inputs_ON_Diverse_2023_04_03 | 2039 | Nuclear | Generation | Electricity | ON | Dispatch-Generation | VOM | 6725070496.368 | [6 empty] | 0.47464 | 3192003762.2988
LCP_Inputs_ON_Diverse_2023_04_03 | 2039 | Nuclear | Generation | Electricity | PJ | Dispatch-Generation | EmissionsCost | 0 | [6 empty] | 0.47464 | 0
LCP_Inputs_ON_Diverse_2023_04_03 | 2039 | Nuclear | Generation | Electricity | PJ | Dispatch-Generation | FuelCost | 0 | [6 empty] | 0.47464 | 0
LCP_Inputs_ON_Diverse_2023_04_03 | 2039 | Nuclear | Generation | Electricity | PJ | Dispatch-Generation | VOM | 6401347648.6848 | [6 empty] | 0.47464 | 3038351165.1543
LCP_Inputs_ON_Diverse_2023_04_03 | 2039 | Nuclear | Generation | Electricity | QC | Dispatch-Generation | EmissionsCost | 0 | [6 empty] | 0.47464 | 0
LCP_Inputs_ON_Diverse_2023_04_03 | 2039 | Nuclear | Generation | Electricity | QC | Dispatch-Generation | FuelCost | 0 | [6 empty] | 0.47464 | 0
LCP_Inputs_ON_Diverse_2023_04_03 | 2039 | Nuclear | Generation | Electricity | QC | Dispatch-Generation | VOM | 0 | [6 empty] | 0.47464 | 0
LCP_Inputs_ON_Diverse_2023_04_03 | 2039 | Nuclear | Generation | Electricity | WC | Dispatch-Generation | EmissionsCost | 0 | [6 empty] | 0.47464 | 0
LCP_Inputs_ON_Diverse_2023_04_03 | 2039 | Nuclear | Generation | Electricity | WC | Dispatch-Generation | FuelCost | 0 | [6 empty] | 0.47464 | 0
LCP_Inputs_ON_Diverse_2023_04_03 | 2039 | Nuclear | Generation | Electricity | WC | Dispatch-Generation | VOM | 0 | [6 empty] | 0.47464 | 0
LCP_Inputs_ON_Diverse_2023_04_03 | 2039 | Nuclear SMR | Generation | Electricity | MI | Dispatch-Generation | EmissionsCost | 0 | [6 empty] | 0.47464 | 0
LCP_Inputs_ON_Diverse_2023_04_03 | 2039 | Nuclear SMR | Generation | Electricity | MI | Dispatch-Generation | FuelCost | 0 | [6 empty] | 0.47464 | 0
LCP_Inputs_ON_Diverse_2023_04_03 | 2039 | Nuclear SMR | Generation | Electricity | MI | Dispatch-Generation | VOM | 0 | [6 empty] | 0.47464 | 0
LCP_Inputs_ON_Diverse_2023_04_03 | 2039 | Nuclear SMR | Generation | Electricity | NY | Dispatch-Generation | EmissionsCost | 0 | [6 empty] | 0.47464 | 0
LCP_Inputs_ON_Diverse_2023_04_03 | 2039 | Nuclear SMR | Generation | Electricity | NY | Dispatch-Generation | FuelCost | 0 | [6 empty] | 0.47464 | 0
LCP_Inputs_ON_Diverse_2023_04_03 | 2039 | Nuclear SMR | Generation | Electricity | NY | Dispatch-Generation | VOM | 0 | [6 empty] | 0.47464 | 0
LCP_Inputs_ON_Diverse_2023_04_03 | 2039 | Nuclear SMR | Generation | Electricity | ON | Dispatch-Generation | EmissionsCost | 0 | [6 empty] | 0.47464 | 0
LCP_Inputs_ON_Diverse_2023_04_03 | 2039 | Nuclear SMR | Generation | Electricity | ON | Dispatch-Generation | FuelCost | 0 | [6 empty] | 0.47464 | 0
LCP_Inputs_ON_Diverse_2023_04_03 | 2039 | Nuclear SMR | Generation | Electricity | ON | Dispatch-Generation | VOM | 17810812.8 | [6 empty] | 0.47464 | 8453767.3617
LCP_Inputs_ON_Diverse_2023_04_03 | 2039 | Nuclear SMR | Generation | Electricity | PJ | Dispatch-Generation | EmissionsCost | 0 | [6 empty] | 0.47464 | 0
LCP_Inputs_ON_Diverse_2023_04_03 | 2039 | Nuclear SMR | Generation | Electricity | PJ | Dispatch-Generation | FuelCost | 0 | [6 empty] | 0.47464 | 0
LCP_Inputs_ON_Diverse_2023_04_03 | 2039 | Nuclear SMR | Generation | Electricity | PJ | Dispatch-Generation | VOM | 0 | [6 empty] | 0.47464 | 0
LCP_Inputs_ON_Diverse_2023_04_03 | 2039 | Nuclear SMR | Generation | Electricity | QC | Dispatch-Generation | EmissionsCost | 0 | [6 empty] | 0.47464 | 0
LCP_Inputs_ON_Diverse_2023_04_03 | 2039 | Nuclear SMR | Generation | Electricity | QC | Dispatch-Generation | FuelCost | 0 | [6 empty] | 0.47464 | 0
LCP_Inputs_ON_Diverse_2023_04_03 | 2039 | Nuclear SMR | Generation | Electricity | QC | Dispatch-Generation | VOM | 0 | [6 empty] | 0.47464 | 0
LCP_Inputs_ON_Diverse_2023_04_03 | 2039 | Nuclear SMR | Generation | Electricity | WC | Dispatch-Generation | EmissionsCost | 0 | [6 empty] | 0.47464 | 0
LCP_Inputs_ON_Diverse_2023_04_03 | 2039 | Nuclear SMR | Generation | Electricity | WC | Dispatch-Generation | FuelCost | 0 | [6 empty] | 0.47464 | 0
LCP_Inputs_ON_Diverse_2023_04_03 | 2039 | Nuclear SMR | Generation | Electricity | WC | Dispatch-Generation | VOM | 0 | [6 empty] | 0.47464 | 0
LCP_Inputs_ON_Diverse_2023_04_03 | 2039 | O/CCGT - CH4 Existing | Crossload | Electricity | MI | Dispatch-Crossload | EmissionsCost | 0 | [6 empty] | 0.47464 | 0
LCP_Inputs_ON_Diverse_2023_04_03 | 2039 | O/CCGT - CH4 Existing | Crossload | Electricity | MI | Dispatch-Crossload | FuelCost | 0 | [6 empty] | 0.47464 | 0
LCP_Inputs_ON_Diverse_2023_04_03 | 2039 | O/CCGT - CH4 Existing | Crossload | Electricity | MI | Dispatch-Crossload | VOM | 0 | [6 empty] | 0.47464 | 0
LCP_Inputs_ON_Diverse_2023_04_03 | 2039 | O/CCGT - CH4 Existing | Crossload | Electricity | NY | Dispatch-Crossload | EmissionsCost | 0 | [6 empty] | 0.47464 | 0
LCP_Inputs_ON_Diverse_2023_04_03 | 2039 | O/CCGT - CH4 Existing | Crossload | Electricity | NY | Dispatch-Crossload | FuelCost | 0 | [6 empty] | 0.47464 | 0
LCP_Inputs_ON_Diverse_2023_04_03 | 2039 | O/CCGT - CH4 Existing | Crossload | Electricity | NY | Dispatch-Crossload | VOM | 0 | [6 empty] | 0.47464 | 0
LCP_Inputs_ON_Diverse_2023_04_03 | 2039 | O/CCGT - CH4 Existing | Crossload | Electricity | ON | Dispatch-Crossload | EmissionsCost | 3895150.9851 | [6 empty] | 0.47464 | 1848803.9056
LCP_Inputs_ON_Diverse_2023_04_03 | 2039 | O/CCGT - CH4 Existing | Crossload | Electricity | ON | Dispatch-Crossload | FuelCost | 0 | [6 empty] | 0.47464 | 0
LCP_Inputs_ON_Diverse_2023_04_03 | 2039 | O/CCGT - CH4 Existing | Crossload | Electricity | ON | Dispatch-Crossload | VOM | 239711.1233 | [6 empty] | 0.47464 | 113777.0686
LCP_Inputs_ON_Diverse_2023_04_03 | 2039 | O/CCGT - CH4 Existing | Crossload | Electricity | PJ | Dispatch-Crossload | EmissionsCost | 0 | [6 empty] | 0.47464 | 0
LCP_Inputs_ON_Diverse_2023_04_03 | 2039 | O/CCGT - CH4 Existing | Crossload | Electricity | PJ | Dispatch-Crossload | FuelCost | 0 | [6 empty] | 0.47464 | 0
LCP_Inputs_ON_Diverse_2023_04_03 | 2039 | O/CCGT - CH4 Existing | Crossload | Electricity | PJ | Dispatch-Crossload | VOM | 0 | [6 empty] | 0.47464 | 0
LCP_Inputs_ON_Diverse_2023_04_03 | 2039 | O/CCGT - CH4 Existing | Crossload | Electricity | QC | Dispatch-Crossload | EmissionsCost | 0 | [6 empty] | 0.47464 | 0
LCP_Inputs_ON_Diverse_2023_04_03 | 2039 | O/CCGT - CH4 Existing | Crossload | Electricity | QC | Dispatch-Crossload | FuelCost | 0 | [6 empty] | 0.47464 | 0
LCP_Inputs_ON_Diverse_2023_04_03 | 2039 | O/CCGT - CH4 Existing | Crossload | Electricity | QC | Dispatch-Crossload | VOM | 0 | [6 empty] | 0.47464 | 0
LCP_Inputs_ON_Diverse_2023_04_03 | 2039 | O/CCGT - CH4 Existing | Crossload | Electricity | WC | Dispatch-Crossload | EmissionsCost | 0 | [6 empty] | 0.47464 | 0
LCP_Inputs_ON_Diverse_2023_04_03 | 2039 | O/CCGT - CH4 Existing | Crossload | Electricity | WC | Dispatch-Crossload | FuelCost | 0 | [6 empty] | 0.47464 | 0
LCP_Inputs_ON_Diverse_2023_04_03 | 2039 | O/CCGT - CH4 Existing | Crossload | Electricity | WC | Dispatch-Crossload | VOM | 0 | [6 empty] | 0.47464 | 0
LCP_Inputs_ON_Diverse_2023_04_03 | 2039 | O/CCGT - CH4 New | Crossload | Electricity | MI | Dispatch-Crossload | EmissionsCost | 0 | [6 empty] | 0.47464 | 0
LCP_Inputs_ON_Diverse_2023_04_03 | 2039 | O/CCGT - CH4 New | Crossload | Electricity | MI | Dispatch-Crossload | FuelCost | 0 | [6 empty] | 0.47464 | 0
LCP_Inputs_ON_Diverse_2023_04_03 | 2039 | O/CCGT - CH4 New | Crossload | Electricity | MI | Dispatch-Crossload | VOM | 0 | [6 empty] | 0.47464 | 0
LCP_Inputs_ON_Diverse_2023_04_03 | 2039 | O/CCGT - CH4 New | Crossload | Electricity | NY | Dispatch-Crossload | EmissionsCost | 0 | [6 empty] | 0.47464 | 0
LCP_Inputs_ON_Diverse_2023_04_03 | 2039 | O/CCGT - CH4 New | Crossload | Electricity | NY | Dispatch-Crossload | FuelCost | 0 | [6 empty] | 0.47464 | 0
LCP_Inputs_ON_Diverse_2023_04_03 | 2039 | O/CCGT - CH4 New | Crossload | Electricity | NY | Dispatch-Crossload | VOM | 0 | [6 empty] | 0.47464 | 0
LCP_Inputs_ON_Diverse_2023_04_03 | 2039 | O/CCGT - CH4 New | Crossload | Electricity | ON | Dispatch-Crossload | EmissionsCost | 200299.7413 | [6 empty] | 0.47464 | 95070.7548
LCP_Inputs_ON_Diverse_2023_04_03 | 2039 | O/CCGT - CH4 New | Crossload | Electricity | ON | Dispatch-Crossload | FuelCost | 0 | [6 empty] | 0.47464 | 0
LCP_Inputs_ON_Diverse_2023_04_03 | 2039 | O/CCGT - CH4 New | Crossload | Electricity | ON | Dispatch-Crossload | VOM | 12326.6277 | [6 empty] | 0.47464 | 5850.7404
LCP_Inputs_ON_Diverse_2023_04_03 | 2039 | O/CCGT - CH4 New | Crossload | Electricity | PJ | Dispatch-Crossload | EmissionsCost | 0 | [6 empty] | 0.47464 | 0
LCP_Inputs_ON_Diverse_2023_04_03 | 2039 | O/CCGT - CH4 New | Crossload | Electricity | PJ | Dispatch-Crossload | FuelCost | 0 | [6 empty] | 0.47464 | 0
LCP_Inputs_ON_Diverse_2023_04_03 | 2039 | O/CCGT - CH4 New | Crossload | Electricity | PJ | Dispatch-Crossload | VOM | 0 | [6 empty] | 0.47464 | 0
LCP_Inputs_ON_Diverse_2023_04_03 | 2039 | O/CCGT - CH4 New | Crossload | Electricity | QC | Dispatch-Crossload | EmissionsCost | 0 | [6 empty] | 0.47464 | 0
LCP_Inputs_ON_Diverse_2023_04_03 | 2039 | O/CCGT - CH4 New | Crossload | Electricity | QC | Dispatch-Crossload | FuelCost | 0 | [6 empty] | 0.47464 | 0
LCP_Inputs_ON_Diverse_2023_04_03 | 2039 | O/CCGT - CH4 New | Crossload | Electricity | QC | Dispatch-Crossload | VOM | 0 | [6 empty] | 0.47464 | 0
LCP_Inputs_ON_Diverse_2023_04_03 | 2039 | O/CCGT - CH4 New | Crossload | Electricity | WC | Dispatch-Crossload | EmissionsCost | 0 | [6 empty] | 0.47464 | 0
LCP_Inputs_ON_Diverse_2023_04_03 | 2039 | O/CCGT - CH4 New | Crossload | Electricity | WC | Dispatch-Crossload | FuelCost | 0 | [6 empty] | 0.47464 | 0
LCP_Inputs_ON_Diverse_2023_04_03 | 2039 | O/CCGT - CH4 New | Crossload | Electricity | WC | Dispatch-Crossload | VOM | 0 | [6 empty] | 0.47464 | 0
LCP_Inputs_ON_Diverse_2023_04_03 | 2039 | O/CCGT - H2 New | Crossload | Electricity | MI | Dispatch-Crossload | EmissionsCost | 0 | [6 empty] | 0.47464 | 0
LCP_Inputs_ON_Diverse_2023_04_03 | 2039 | O/CCGT - H2 New | Crossload | Electricity | MI | Dispatch-Crossload | FuelCost | 0 | [6 empty] | 0.47464 | 0
LCP_Inputs_ON_Diverse_2023_04_03 | 2039 | O/CCGT - H2 New | Crossload | Electricity | MI | Dispatch-Crossload | VOM | 0 | [6 empty] | 0.47464 | 0
LCP_Inputs_ON_Diverse_2023_04_03 | 2039 | O/CCGT - H2 New | Crossload | Electricity | NY | Dispatch-Crossload | EmissionsCost | 0 | [6 empty] | 0.47464 | 0
LCP_Inputs_ON_Diverse_2023_04_03 | 2039 | O/CCGT - H2 New | Crossload | Electricity | NY | Dispatch-Crossload | FuelCost | 0 | [6 empty] | 0.47464 | 0
LCP_Inputs_ON_Diverse_2023_04_03 | 2039 | O/CCGT - H2 New | Crossload | Electricity | NY | Dispatch-Crossload | VOM | 0 | [6 empty] | 0.47464 | 0
LCP_Inputs_ON_Diverse_2023_04_03 | 2039 | O/CCGT - H2 New | Crossload | Electricity | ON | Dispatch-Crossload | EmissionsCost | 0 | [6 empty] | 0.47464 | 0
LCP_Inputs_ON_Diverse_2023_04_03 | 2039 | O/CCGT - H2 New | Crossload | Electricity | ON | Dispatch-Crossload | FuelCost | 0 | [6 empty] | 0.47464 | 0
LCP_Inputs_ON_Diverse_2023_04_03 | 2039 | O/CCGT - H2 New | Crossload | Electricity | ON | Dispatch-Crossload | VOM | 3551260.9593 | [6 empty] | 0.47464 | 1685579.1101
LCP_Inputs_ON_Diverse_2023_04_03 | 2039 | O/CCGT - H2 New | Crossload | Electricity | PJ | Dispatch-Crossload | EmissionsCost | 0 | [6 empty] | 0.47464 | 0
LCP_Inputs_ON_Diverse_2023_04_03 | 2039 | O/CCGT - H2 New | Crossload | Electricity | PJ | Dispatch-Crossload | FuelCost | 0 | [6 empty] | 0.47464 | 0
LCP_Inputs_ON_Diverse_2023_04_03 | 2039 | O/CCGT - H2 New | Crossload | Electricity | PJ | Dispatch-Crossload | VOM | 0 | [6 empty] | 0.47464 | 0
LCP_Inputs_ON_Diverse_2023_04_03 | 2039 | O/CCGT - H2 New | Crossload | Electricity | QC | Dispatch-Crossload | EmissionsCost | 0 | [6 empty] | 0.47464 | 0
LCP_Inputs_ON_Diverse_2023_04_03 | 2039 | O/CCGT - H2 New | Crossload | Electricity | QC | Dispatch-Crossload | FuelCost | 0 | [6 empty] | 0.47464 | 0
LCP_Inputs_ON_Diverse_2023_04_03 | 2039 | O/CCGT - H2 New | Crossload | Electricity | QC | Dispatch-Crossload | VOM | 0 | [6 empty] | 0.47464 | 0
LCP_Inputs_ON_Diverse_2023_04_03 | 2039 | O/CCGT - H2 New | Crossload | Electricity | WC | Dispatch-Crossload | EmissionsCost | 0 | [6 empty] | 0.47464 | 0
LCP_Inputs_ON_Diverse_2023_04_03 | 2039 | O/CCGT - H2 New | Crossload | Electricity | WC | Dispatch-Crossload | FuelCost | 0 | [6 empty] | 0.47464 | 0
LCP_Inputs_ON_Diverse_2023_04_03 | 2039 | O/CCGT - H2 New | Crossload | Electricity | WC | Dispatch-Crossload | VOM | 0 | [6 empty] | 0.47464 | 0
LCP_Inputs_ON_Diverse_2023_04_03 | 2039 | SMR CCS | Crossload | Hydrogen | MI | Dispatch-Crossload | EmissionsCost | 0 | [6 empty] | 0.47464 | 0
LCP_Inputs_ON_Diverse_2023_04_03 | 2039 | SMR CCS | Crossload | Hydrogen | MI | Dispatch-Crossload | FuelCost | 0 | [6 empty] | 0.47464 | 0
LCP_Inputs_ON_Diverse_2023_04_03 | 2039 | SMR CCS | Crossload | Hydrogen | MI | Dispatch-Crossload | VOM | 0 | [6 empty] | 0.47464 | 0
LCP_Inputs_ON_Diverse_2023_04_03 | 2039 | SMR CCS | Crossload | Hydrogen | NY | Dispatch-Crossload | EmissionsCost | 0 | [6 empty] | 0.47464 | 0
LCP_Inputs_ON_Diverse_2023_04_03 | 2039 | SMR CCS | Crossload | Hydrogen | NY | Dispatch-Crossload | FuelCost | 0 | [6 empty] | 0.47464 | 0
LCP_Inputs_ON_Diverse_2023_04_03 | 2039 | SMR CCS | Crossload | Hydrogen | NY | Dispatch-Crossload | VOM | 0 | [6 empty] | 0.47464 | 0
LCP_Inputs_ON_Diverse_2023_04_03 | 2039 | SMR CCS | Crossload | Hydrogen | ON | Dispatch-Crossload | EmissionsCost | 118038153.8452 | [6 empty] | 0.47464 | 56025915.4714
LCP_Inputs_ON_Diverse_2023_04_03 | 2039 | SMR CCS | Crossload | Hydrogen | ON | Dispatch-Crossload | FuelCost | 0 | [6 empty] | 0.47464 | 0
LCP_Inputs_ON_Diverse_2023_04_03 | 2039 | SMR CCS | Crossload | Hydrogen | ON | Dispatch-Crossload | VOM | 238188620.3708 | [6 empty] | 0.47464 | 113054424.1538
LCP_Inputs_ON_Diverse_2023_04_03 | 2039 | SMR CCS | Crossload | Hydrogen | PJ | Dispatch-Crossload | EmissionsCost | 0 | [6 empty] | 0.47464 | 0
LCP_Inputs_ON_Diverse_2023_04_03 | 2039 | SMR CCS | Crossload | Hydrogen | PJ | Dispatch-Crossload | FuelCost | 0 | [6 empty] | 0.47464 | 0
LCP_Inputs_ON_Diverse_2023_04_03 | 2039 | SMR CCS | Crossload | Hydrogen | PJ | Dispatch-Crossload | VOM | 0 | [6 empty] | 0.47464 | 0
LCP_Inputs_ON_Diverse_2023_04_03 | 2039 | SMR CCS | Crossload | Hydrogen | QC | Dispatch-Crossload | EmissionsCost | 0 | [6 empty] | 0.47464 | 0
LCP_Inputs_ON_Diverse_2023_04_03 | 2039 | SMR CCS | Crossload | Hydrogen | QC | Dispatch-Crossload | FuelCost | 0 | [6 empty] | 0.47464 | 0
LCP_Inputs_ON_Diverse_2023_04_03 | 2039 | SMR CCS | Crossload | Hydrogen | QC | Dispatch-Crossload | VOM | 0 | [6 empty] | 0.47464 | 0
LCP_Inputs_ON_Diverse_2023_04_03 | 2039 | SMR CCS | Crossload | Hydrogen | WC | Dispatch-Crossload | EmissionsCost | 0 | [6 empty] | 0.47464 | 0
LCP_Inputs_ON_Diverse_2023_04_03 | 2039 | SMR CCS | Crossload | Hydrogen | WC | Dispatch-Crossload | FuelCost | 0 | [6 empty] | 0.47464 | 0
LCP_Inputs_ON_Diverse_2023_04_03 | 2039 | SMR CCS | Crossload | Hydrogen | WC | Dispatch-Crossload | VOM | 0 | [6 empty] | 0.47464 | 0
LCP_Inputs_ON_Diverse_2023_04_03 | 2039 | Solar PV | Generation | Electricity | MI | Dispatch-Generation | EmissionsCost | 0 | [6 empty] | 0.47464 | 0
LCP_Inputs_ON_Diverse_2023_04_03 | 2039 | Solar PV | Generation | Electricity | MI | Dispatch-Generation | FuelCost | 0 | [6 empty] | 0.47464 | 0
LCP_Inputs_ON_Diverse_2023_04_03 | 2039 | Solar PV | Generation | Electricity | MI | Dispatch-Generation | VOM | 0 | [6 empty] | 0.47464 | 0
LCP_Inputs_ON_Diverse_2023_04_03 | 2039 | Solar PV | Generation | Electricity | NY | Dispatch-Generation | EmissionsCost | 0 | [6 empty] | 0.47464 | 0
LCP_Inputs_ON_Diverse_2023_04_03 | 2039 | Solar PV | Generation | Electricity | NY | Dispatch-Generation | FuelCost | 0 | [6 empty] | 0.47464 | 0
LCP_Inputs_ON_Diverse_2023_04_03 | 2039 | Solar PV | Generation | Electricity | NY | Dispatch-Generation | VOM | 0 | [6 empty] | 0.47464 | 0
LCP_Inputs_ON_Diverse_2023_04_03 | 2039 | Solar PV | Generation | Electricity | ON | Dispatch-Generation | EmissionsCost | 0 | [6 empty] | 0.47464 | 0
LCP_Inputs_ON_Diverse_2023_04_03 | 2039 | Solar PV | Generation | Electricity | ON | Dispatch-Generation | FuelCost | 0 | [6 empty] | 0.47464 | 0
LCP_Inputs_ON_Diverse_2023_04_03 | 2039 | Solar PV | Generation | Electricity | ON | Dispatch-Generation | VOM | 0 | [6 empty] | 0.47464 | 0
LCP_Inputs_ON_Diverse_2023_04_03 | 2039 | Solar PV | Generation | Electricity | PJ | Dispatch-Generation | EmissionsCost | 0 | [6 empty] | 0.47464 | 0
LCP_Inputs_ON_Diverse_2023_04_03 | 2039 | Solar PV | Generation | Electricity | PJ | Dispatch-Generation | FuelCost | 0 | [6 empty] | 0.47464 | 0
LCP_Inputs_ON_Diverse_2023_04_03 | 2039 | Solar PV | Generation | Electricity | PJ | Dispatch-Generation | VOM | 0 | [6 empty] | 0.47464 | 0
LCP_Inputs_ON_Diverse_2023_04_03 | 2039 | Solar PV | Generation | Electricity | QC | Dispatch-Generation | EmissionsCost | 0 | [6 empty] | 0.47464 | 0
LCP_Inputs_ON_Diverse_2023_04_03 | 2039 | Solar PV | Generation | Electricity | QC | Dispatch-Generation | FuelCost | 0 | [6 empty] | 0.47464 | 0
LCP_Inputs_ON_Diverse_2023_04_03 | 2039 | Solar PV | Generation | Electricity | QC | Dispatch-Generation | VOM | 0 | [6 empty] | 0.47464 | 0
LCP_Inputs_ON_Diverse_2023_04_03 | 2039 | Solar PV | Generation | Electricity | WC | Dispatch-Generation | EmissionsCost | 0 | [6 empty] | 0.47464 | 0
LCP_Inputs_ON_Diverse_2023_04_03 | 2039 | Solar PV | Generation | Electricity | WC | Dispatch-Generation | FuelCost | 0 | [6 empty] | 0.47464 | 0
LCP_Inputs_ON_Diverse_2023_04_03 | 2039 | Solar PV | Generation | Electricity | WC | Dispatch-Generation | VOM | 0 | [6 empty] | 0.47464 | 0
LCP_Inputs_ON_Diverse_2023_04_03 | 2039 | Wind Offshore | Generation | Electricity | MI | Dispatch-Generation | EmissionsCost | 0 | [6 empty] | 0.47464 | 0
LCP_Inputs_ON_Diverse_2023_04_03 | 2039 | Wind Offshore | Generation | Electricity | MI | Dispatch-Generation | FuelCost | 0 | [6 empty] | 0.47464 | 0
LCP_Inputs_ON_Diverse_2023_04_03 | 2039 | Wind Offshore | Generation | Electricity | MI | Dispatch-Generation | VOM | 0 | [6 empty] | 0.47464 | 0
LCP_Inputs_ON_Diverse_2023_04_03 | 2039 | Wind Offshore | Generation | Electricity | NY | Dispatch-Generation | EmissionsCost | 0 | [6 empty] | 0.47464 | 0
LCP_Inputs_ON_Diverse_2023_04_03 | 2039 | Wind Offshore | Generation | Electricity | NY | Dispatch-Generation | FuelCost | 0 | [6 empty] | 0.47464 | 0
LCP_Inputs_ON_Diverse_2023_04_03 | 2039 | Wind Offshore | Generation | Electricity | NY | Dispatch-Generation | VOM | 0 | [6 empty] | 0.47464 | 0
LCP_Inputs_ON_Diverse_2023_04_03 | 2039 | Wind Offshore | Generation | Electricity | ON | Dispatch-Generation | EmissionsCost | 0 | [6 empty] | 0.47464 | 0
LCP_Inputs_ON_Diverse_2023_04_03 | 2039 | Wind Offshore | Generation | Electricity | ON | Dispatch-Generation | FuelCost | 0 | [6 empty] | 0.47464 | 0
LCP_Inputs_ON_Diverse_2023_04_03 | 2039 | Wind Offshore | Generation | Electricity | ON | Dispatch-Generation | VOM | 0 | [6 empty] | 0.47464 | 0
LCP_Inputs_ON_Diverse_2023_04_03 | 2039 | Wind Offshore | Generation | Electricity | PJ | Dispatch-Generation | EmissionsCost | 0 | [6 empty] | 0.47464 | 0
LCP_Inputs_ON_Diverse_2023_04_03 | 2039 | Wind Offshore | Generation | Electricity | PJ | Dispatch-Generation | FuelCost | 0 | [6 empty] | 0.47464 | 0
LCP_Inputs_ON_Diverse_2023_04_03 | 2039 | Wind Offshore | Generation | Electricity | PJ | Dispatch-Generation | VOM | 0 | [6 empty] | 0.47464 | 0
LCP_Inputs_ON_Diverse_2023_04_03 | 2039 | Wind Offshore | Generation | Electricity | QC | Dispatch-Generation | EmissionsCost | 0 | [6 empty] | 0.47464 | 0
LCP_Inputs_ON_Diverse_2023_04_03 | 2039 | Wind Offshore | Generation | Electricity | QC | Dispatch-Generation | FuelCost | 0 | [6 empty] | 0.47464 | 0
LCP_Inputs_ON_Diverse_2023_04_03 | 2039 | Wind Offshore | Generation | Electricity | QC | Dispatch-Generation | VOM | 0 | [6 empty] | 0.47464 | 0
LCP_Inputs_ON_Diverse_2023_04_03 | 2039 | Wind Offshore | Generation | Electricity | WC | Dispatch-Generation | EmissionsCost | 0 | [6 empty] | 0.47464 | 0
LCP_Inputs_ON_Diverse_2023_04_03 | 2039 | Wind Offshore | Generation | Electricity | WC | Dispatch-Generation | FuelCost | 0 | [6 empty] | 0.47464 | 0
LCP_Inputs_ON_Diverse_2023_04_03 | 2039 | Wind Offshore | Generation | Electricity | WC | Dispatch-Generation | VOM | 0 | [6 empty] | 0.47464 | 0
LCP_Inputs_ON_Diverse_2023_04_03 | 2039 | Wind Onshore | Generation | Electricity | MI | Dispatch-Generation | EmissionsCost | 0 | [6 empty] | 0.47464 | 0
LCP_Inputs_ON_Diverse_2023_04_03 | 2039 | Wind Onshore | Generation | Electricity | MI | Dispatch-Generation | FuelCost | 0 | [6 empty] | 0.47464 | 0
LCP_Inputs_ON_Diverse_2023_04_03 | 2039 | Wind Onshore | Generation | Electricity | MI | Dispatch-Generation | VOM | 0 | [6 empty] | 0.47464 | 0
LCP_Inputs_ON_Diverse_2023_04_03 | 2039 | Wind Onshore | Generation | Electricity | NY | Dispatch-Generation | EmissionsCost | 0 | [6 empty] | 0.47464 | 0
LCP_Inputs_ON_Diverse_2023_04_03 | 2039 | Wind Onshore | Generation | Electricity | NY | Dispatch-Generation | FuelCost | 0 | [6 empty] | 0.47464 | 0
LCP_Inputs_ON_Diverse_2023_04_03 | 2039 | Wind Onshore | Generation | Electricity | NY | Dispatch-Generation | VOM | 0 | [6 empty] | 0.47464 | 0
LCP_Inputs_ON_Diverse_2023_04_03 | 2039 | Wind Onshore | Generation | Electricity | ON | Dispatch-Generation | EmissionsCost | 0 | [6 empty] | 0.47464 | 0
LCP_Inputs_ON_Diverse_2023_04_03 | 2039 | Wind Onshore | Generation | Electricity | ON | Dispatch-Generation | FuelCost | 0 | [6 empty] | 0.47464 | 0
LCP_Inputs_ON_Diverse_2023_04_03 | 2039 | Wind Onshore | Generation | Electricity | ON | Dispatch-Generation | VOM | 0 | [6 empty] | 0.47464 | 0
LCP_Inputs_ON_Diverse_2023_04_03 | 2039 | Wind Onshore | Generation | Electricity | PJ | Dispatch-Generation | EmissionsCost | 0 | [6 empty] | 0.47464 | 0
LCP_Inputs_ON_Diverse_2023_04_03 | 2039 | Wind Onshore | Generation | Electricity | PJ | Dispatch-Generation | FuelCost | 0 | [6 empty] | 0.47464 | 0
LCP_Inputs_ON_Diverse_2023_04_03 | 2039 | Wind Onshore | Generation | Electricity | PJ | Dispatch-Generation | VOM | 0 | [6 empty] | 0.47464 | 0
LCP_Inputs_ON_Diverse_2023_04_03 | 2039 | Wind Onshore | Generation | Electricity | QC | Dispatch-Generation | EmissionsCost | 0 | [6 empty] | 0.47464 | 0
LCP_Inputs_ON_Diverse_2023_04_03 | 2039 | Wind Onshore | Generation | Electricity | QC | Dispatch-Generation | FuelCost | 0 | [6 empty] | 0.47464 | 0
LCP_Inputs_ON_Diverse_2023_04_03 | 2039 | Wind Onshore | Generation | Electricity | QC | Dispatch-Generation | VOM | 0 | [6 empty] | 0.47464 | 0
LCP_Inputs_ON_Diverse_2023_04_03 | 2039 | Wind Onshore | Generation | Electricity | WC | Dispatch-Generation | EmissionsCost | 0 | [6 empty] | 0.47464 | 0
LCP_Inputs_ON_Diverse_2023_04_03 | 2039 | Wind Onshore | Generation | Electricity | WC | Dispatch-Generation | FuelCost | 0 | [6 empty] | 0.47464 | 0
LCP_Inputs_ON_Diverse_2023_04_03 | 2039 | Wind Onshore | Generation | Electricity | WC | Dispatch-Generation | VOM | 0 | [6 empty] | 0.47464 | 0
LCP_Inputs_ON_Diverse_2023_04_03 | 2040 | Anaerobic Digestion | Generation | Methane | MI | Dispatch-Generation | EmissionsCost | 0 | [6 empty] | 0.45639 | 0
LCP_Inputs_ON_Diverse_2023_04_03 | 2040 | Anaerobic Digestion | Generation | Methane | MI | Dispatch-Generation | FuelCost | 0 | [6 empty] | 0.45639 | 0
LCP_Inputs_ON_Diverse_2023_04_03 | 2040 | Anaerobic Digestion | Generation | Methane | MI | Dispatch-Generation | VOM | 0 | [6 empty] | 0.45639 | 0
LCP_Inputs_ON_Diverse_2023_04_03 | 2040 | Anaerobic Digestion | Generation | Methane | NY | Dispatch-Generation | EmissionsCost | 0 | [6 empty] | 0.45639 | 0
LCP_Inputs_ON_Diverse_2023_04_03 | 2040 | Anaerobic Digestion | Generation | Methane | NY | Dispatch-Generation | FuelCost | 0 | [6 empty] | 0.45639 | 0
LCP_Inputs_ON_Diverse_2023_04_03 | 2040 | Anaerobic Digestion | Generation | Methane | NY | Dispatch-Generation | VOM | 0 | [6 empty] | 0.45639 | 0
LCP_Inputs_ON_Diverse_2023_04_03 | 2040 | Anaerobic Digestion | Generation | Methane | ON | Dispatch-Generation | EmissionsCost | 3867281.1607 | [6 empty] | 0.45639 | 1764976.639
LCP_Inputs_ON_Diverse_2023_04_03 | 2040 | Anaerobic Digestion | Generation | Methane | ON | Dispatch-Generation | FuelCost | 0 | [6 empty] | 0.45639 | 0
LCP_Inputs_ON_Diverse_2023_04_03 | 2040 | Anaerobic Digestion | Generation | Methane | ON | Dispatch-Generation | VOM | 1742440000 | [6 empty] | 0.45639 | 795226870.539
LCP_Inputs_ON_Diverse_2023_04_03 | 2040 | Anaerobic Digestion | Generation | Methane | PJ | Dispatch-Generation | EmissionsCost | 0 | [6 empty] | 0.45639 | 0
LCP_Inputs_ON_Diverse_2023_04_03 | 2040 | Anaerobic Digestion | Generation | Methane | PJ | Dispatch-Generation | FuelCost | 0 | [6 empty] | 0.45639 | 0
LCP_Inputs_ON_Diverse_2023_04_03 | 2040 | Anaerobic Digestion | Generation | Methane | PJ | Dispatch-Generation | VOM | 0 | [6 empty] | 0.45639 | 0
LCP_Inputs_ON_Diverse_2023_04_03 | 2040 | Anaerobic Digestion | Generation | Methane | QC | Dispatch-Generation | EmissionsCost | 0 | [6 empty] | 0.45639 | 0
LCP_Inputs_ON_Diverse_2023_04_03 | 2040 | Anaerobic Digestion | Generation | Methane | QC | Dispatch-Generation | FuelCost | 0 | [6 empty] | 0.45639 | 0
LCP_Inputs_ON_Diverse_2023_04_03 | 2040 | Anaerobic Digestion | Generation | Methane | QC | Dispatch-Generation | VOM | 0 | [6 empty] | 0.45639 | 0
LCP_Inputs_ON_Diverse_2023_04_03 | 2040 | Anaerobic Digestion | Generation | Methane | WC | Dispatch-Generation | EmissionsCost | 0 | [6 empty] | 0.45639 | 0
LCP_Inputs_ON_Diverse_2023_04_03 | 2040 | Anaerobic Digestion | Generation | Methane | WC | Dispatch-Generation | FuelCost | 0 | [6 empty] | 0.45639 | 0
LCP_Inputs_ON_Diverse_2023_04_03 | 2040 | Anaerobic Digestion | Generation | Methane | WC | Dispatch-Generation | VOM | 0 | [6 empty] | 0.45639 | 0
LCP_Inputs_ON_Diverse_2023_04_03 | 2040 | Battery Storage | Storage | Electricity | MI | Dispatch-Storage | EmissionsCost | 0 | [6 empty] | 0.45639 | 0
LCP_Inputs_ON_Diverse_2023_04_03 | 2040 | Battery Storage | Storage | Electricity | MI | Dispatch-Storage | FuelCost | 0 | [6 empty] | 0.45639 | 0
LCP_Inputs_ON_Diverse_2023_04_03 | 2040 | Battery Storage | Storage | Electricity | MI | Dispatch-Storage | VOM | 0 | [6 empty] | 0.45639 | 0
LCP_Inputs_ON_Diverse_2023_04_03 | 2040 | Battery Storage | Storage | Electricity | NY | Dispatch-Storage | EmissionsCost | 0 | [6 empty] | 0.45639 | 0
LCP_Inputs_ON_Diverse_2023_04_03 | 2040 | Battery Storage | Storage | Electricity | NY | Dispatch-Storage | FuelCost | 0 | [6 empty] | 0.45639 | 0
LCP_Inputs_ON_Diverse_2023_04_03 | 2040 | Battery Storage | Storage | Electricity | NY | Dispatch-Storage | VOM | 0 | [6 empty] | 0.45639 | 0
LCP_Inputs_ON_Diverse_2023_04_03 | 2040 | Battery Storage | Storage | Electricity | ON | Dispatch-Storage | EmissionsCost | 0 | [6 empty] | 0.45639 | 0
LCP_Inputs_ON_Diverse_2023_04_03 | 2040 | Battery Storage | Storage | Electricity | ON | Dispatch-Storage | FuelCost | 0 | [6 empty] | 0.45639 | 0
LCP_Inputs_ON_Diverse_2023_04_03 | 2040 | Battery Storage | Storage | Electricity | ON | Dispatch-Storage | VOM | 0 | [6 empty] | 0.45639 | 0
LCP_Inputs_ON_Diverse_2023_04_03 | 2040 | Battery Storage | Storage | Electricity | PJ | Dispatch-Storage | EmissionsCost | 0 | [6 empty] | 0.45639 | 0
LCP_Inputs_ON_Diverse_2023_04_03 | 2040 | Battery Storage | Storage | Electricity | PJ | Dispatch-Storage | FuelCost | 0 | [6 empty] | 0.45639 | 0
LCP_Inputs_ON_Diverse_2023_04_03 | 2040 | Battery Storage | Storage | Electricity | PJ | Dispatch-Storage | VOM | 0 | [6 empty] | 0.45639 | 0
LCP_Inputs_ON_Diverse_2023_04_03 | 2040 | Battery Storage | Storage | Electricity | QC | Dispatch-Storage | EmissionsCost | 0 | [6 empty] | 0.45639 | 0
LCP_Inputs_ON_Diverse_2023_04_03 | 2040 | Battery Storage | Storage | Electricity | QC | Dispatch-Storage | FuelCost | 0 | [6 empty] | 0.45639 | 0
LCP_Inputs_ON_Diverse_2023_04_03 | 2040 | Battery Storage | Storage | Electricity | QC | Dispatch-Storage | VOM | 0 | [6 empty] | 0.45639 | 0
LCP_Inputs_ON_Diverse_2023_04_03 | 2040 | Battery Storage | Storage | Electricity | WC | Dispatch-Storage | EmissionsCost | 0 | [6 empty] | 0.45639 | 0
LCP_Inputs_ON_Diverse_2023_04_03 | 2040 | Battery Storage | Storage | Electricity | WC | Dispatch-Storage | FuelCost | 0 | [6 empty] | 0.45639 | 0
LCP_Inputs_ON_Diverse_2023_04_03 | 2040 | Battery Storage | Storage | Electricity | WC | Dispatch-Storage | VOM | 0 | [6 empty] | 0.45639 | 0
LCP_Inputs_ON_Diverse_2023_04_03 | 2040 | Biomass | Generation | Electricity | MI | Dispatch-Generation | EmissionsCost | 0 | [6 empty] | 0.45639 | 0
LCP_Inputs_ON_Diverse_2023_04_03 | 2040 | Biomass | Generation | Electricity | MI | Dispatch-Generation | FuelCost | 0 | [6 empty] | 0.45639 | 0
LCP_Inputs_ON_Diverse_2023_04_03 | 2040 | Biomass | Generation | Electricity | MI | Dispatch-Generation | VOM | 0 | [6 empty] | 0.45639 | 0
LCP_Inputs_ON_Diverse_2023_04_03 | 2040 | Biomass | Generation | Electricity | NY | Dispatch-Generation | EmissionsCost | 0 | [6 empty] | 0.45639 | 0
LCP_Inputs_ON_Diverse_2023_04_03 | 2040 | Biomass | Generation | Electricity | NY | Dispatch-Generation | FuelCost | 0 | [6 empty] | 0.45639 | 0
LCP_Inputs_ON_Diverse_2023_04_03 | 2040 | Biomass | Generation | Electricity | NY | Dispatch-Generation | VOM | 0 | [6 empty] | 0.45639 | 0
LCP_Inputs_ON_Diverse_2023_04_03 | 2040 | Biomass | Generation | Electricity | ON | Dispatch-Generation | EmissionsCost | 0 | [6 empty] | 0.45639 | 0
LCP_Inputs_ON_Diverse_2023_04_03 | 2040 | Biomass | Generation | Electricity | ON | Dispatch-Generation | FuelCost | 2449112.7273 | [6 empty] | 0.45639 | 1117743.0785
LCP_Inputs_ON_Diverse_2023_04_03 | 2040 | Biomass | Generation | Electricity | ON | Dispatch-Generation | VOM | 31430.28 | [6 empty] | 0.45639 | 14344.3695
LCP_Inputs_ON_Diverse_2023_04_03 | 2040 | Biomass | Generation | Electricity | PJ | Dispatch-Generation | EmissionsCost | 0 | [6 empty] | 0.45639 | 0
LCP_Inputs_ON_Diverse_2023_04_03 | 2040 | Biomass | Generation | Electricity | PJ | Dispatch-Generation | FuelCost | 0 | [6 empty] | 0.45639 | 0
LCP_Inputs_ON_Diverse_2023_04_03 | 2040 | Biomass | Generation | Electricity | PJ | Dispatch-Generation | VOM | 0 | [6 empty] | 0.45639 | 0
LCP_Inputs_ON_Diverse_2023_04_03 | 2040 | Biomass | Generation | Electricity | QC | Dispatch-Generation | EmissionsCost | 0 | [6 empty] | 0.45639 | 0
LCP_Inputs_ON_Diverse_2023_04_03 | 2040 | Biomass | Generation | Electricity | QC | Dispatch-Generation | FuelCost | 128334.5455 | [6 empty] | 0.45639 | 58570.2113
LCP_Inputs_ON_Diverse_2023_04_03 | 2040 | Biomass | Generation | Electricity | QC | Dispatch-Generation | VOM | 1646.96 | [6 empty] | 0.45639 | 751.651
LCP_Inputs_ON_Diverse_2023_04_03 | 2040 | Biomass | Generation | Electricity | WC | Dispatch-Generation | EmissionsCost | 0 | [6 empty] | 0.45639 | 0
LCP_Inputs_ON_Diverse_2023_04_03 | 2040 | Biomass | Generation | Electricity | WC | Dispatch-Generation | FuelCost | 0 | [6 empty] | 0.45639 | 0
LCP_Inputs_ON_Diverse_2023_04_03 | 2040 | Biomass | Generation | Electricity | WC | Dispatch-Generation | VOM | 0 | [6 empty] | 0.45639 | 0
LCP_Inputs_ON_Diverse_2023_04_03 | 2040 | Biomass + CCS | Generation | Electricity | MI | Dispatch-Generation | EmissionsCost | 0 | [6 empty] | 0.45639 | 0
LCP_Inputs_ON_Diverse_2023_04_03 | 2040 | Biomass + CCS | Generation | Electricity | MI | Dispatch-Generation | FuelCost | 0 | [6 empty] | 0.45639 | 0
LCP_Inputs_ON_Diverse_2023_04_03 | 2040 | Biomass + CCS | Generation | Electricity | MI | Dispatch-Generation | VOM | 0 | [6 empty] | 0.45639 | 0
LCP_Inputs_ON_Diverse_2023_04_03 | 2040 | Biomass + CCS | Generation | Electricity | NY | Dispatch-Generation | EmissionsCost | 0 | [6 empty] | 0.45639 | 0
LCP_Inputs_ON_Diverse_2023_04_03 | 2040 | Biomass + CCS | Generation | Electricity | NY | Dispatch-Generation | FuelCost | 0 | [6 empty] | 0.45639 | 0
LCP_Inputs_ON_Diverse_2023_04_03 | 2040 | Biomass + CCS | Generation | Electricity | NY | Dispatch-Generation | VOM | 0 | [6 empty] | 0.45639 | 0
LCP_Inputs_ON_Diverse_2023_04_03 | 2040 | Biomass + CCS | Generation | Electricity | ON | Dispatch-Generation | EmissionsCost | 0 | [6 empty] | 0.45639 | 0
LCP_Inputs_ON_Diverse_2023_04_03 | 2040 | Biomass + CCS | Generation | Electricity | ON | Dispatch-Generation | FuelCost | 0 | [6 empty] | 0.45639 | 0
LCP_Inputs_ON_Diverse_2023_04_03 | 2040 | Biomass + CCS | Generation | Electricity | ON | Dispatch-Generation | VOM | 0 | [6 empty] | 0.45639 | 0
LCP_Inputs_ON_Diverse_2023_04_03 | 2040 | Biomass + CCS | Generation | Electricity | PJ | Dispatch-Generation | EmissionsCost | 0 | [6 empty] | 0.45639 | 0
LCP_Inputs_ON_Diverse_2023_04_03 | 2040 | Biomass + CCS | Generation | Electricity | PJ | Dispatch-Generation | FuelCost | 0 | [6 empty] | 0.45639 | 0
LCP_Inputs_ON_Diverse_2023_04_03 | 2040 | Biomass + CCS | Generation | Electricity | PJ | Dispatch-Generation | VOM | 0 | [6 empty] | 0.45639 | 0
LCP_Inputs_ON_Diverse_2023_04_03 | 2040 | Biomass + CCS | Generation | Electricity | QC | Dispatch-Generation | EmissionsCost | 0 | [6 empty] | 0.45639 | 0
LCP_Inputs_ON_Diverse_2023_04_03 | 2040 | Biomass + CCS | Generation | Electricity | QC | Dispatch-Generation | FuelCost | 0 | [6 empty] | 0.45639 | 0
LCP_Inputs_ON_Diverse_2023_04_03 | 2040 | Biomass + CCS | Generation | Electricity | QC | Dispatch-Generation | VOM | 0 | [6 empty] | 0.45639 | 0
LCP_Inputs_ON_Diverse_2023_04_03 | 2040 | Biomass + CCS | Generation | Electricity | WC | Dispatch-Generation | EmissionsCost | 0 | [6 empty] | 0.45639 | 0
LCP_Inputs_ON_Diverse_2023_04_03 | 2040 | Biomass + CCS | Generation | Electricity | WC | Dispatch-Generation | FuelCost | 0 | [6 empty] | 0.45639 | 0
LCP_Inputs_ON_Diverse_2023_04_03 | 2040 | Biomass + CCS | Generation | Electricity | WC | Dispatch-Generation | VOM | 0 | [6 empty] | 0.45639 | 0
LCP_Inputs_ON_Diverse_2023_04_03 | 2040 | CH4 + CCS | Generation | Methane | MI | Dispatch-Generation | EmissionsCost | 0 | [6 empty] | 0.45639 | 0
LCP_Inputs_ON_Diverse_2023_04_03 | 2040 | CH4 + CCS | Generation | Methane | MI | Dispatch-Generation | FuelCost | 0 | [6 empty] | 0.45639 | 0
LCP_Inputs_ON_Diverse_2023_04_03 | 2040 | CH4 + CCS | Generation | Methane | MI | Dispatch-Generation | VOM | 0 | [6 empty] | 0.45639 | 0
LCP_Inputs_ON_Diverse_2023_04_03 | 2040 | CH4 + CCS | Generation | Methane | NY | Dispatch-Generation | EmissionsCost | 0 | [6 empty] | 0.45639 | 0
LCP_Inputs_ON_Diverse_2023_04_03 | 2040 | CH4 + CCS | Generation | Methane | NY | Dispatch-Generation | FuelCost | 0 | [6 empty] | 0.45639 | 0
LCP_Inputs_ON_Diverse_2023_04_03 | 2040 | CH4 + CCS | Generation | Methane | NY | Dispatch-Generation | VOM | 0 | [6 empty] | 0.45639 | 0
LCP_Inputs_ON_Diverse_2023_04_03 | 2040 | CH4 + CCS | Generation | Methane | ON | Dispatch-Generation | EmissionsCost | 88472420.6398 | [6 empty] | 0.45639 | 40377657.8788
LCP_Inputs_ON_Diverse_2023_04_03 | 2040 | CH4 + CCS | Generation | Methane | ON | Dispatch-Generation | FuelCost | 483825119.2369 | [6 empty] | 0.45639 | 220811468.664
LCP_Inputs_ON_Diverse_2023_04_03 | 2040 | CH4 + CCS | Generation | Methane | ON | Dispatch-Generation | VOM | 46000331.6667 | [6 empty] | 0.45639 | 20993950.8936
LCP_Inputs_ON_Diverse_2023_04_03 | 2040 | CH4 + CCS | Generation | Methane | PJ | Dispatch-Generation | EmissionsCost | 0 | [6 empty] | 0.45639 | 0
LCP_Inputs_ON_Diverse_2023_04_03 | 2040 | CH4 + CCS | Generation | Methane | PJ | Dispatch-Generation | FuelCost | 0 | [6 empty] | 0.45639 | 0
LCP_Inputs_ON_Diverse_2023_04_03 | 2040 | CH4 + CCS | Generation | Methane | PJ | Dispatch-Generation | VOM | 0 | [6 empty] | 0.45639 | 0
LCP_Inputs_ON_Diverse_2023_04_03 | 2040 | CH4 + CCS | Generation | Methane | QC | Dispatch-Generation | EmissionsCost | 0 | [6 empty] | 0.45639 | 0
LCP_Inputs_ON_Diverse_2023_04_03 | 2040 | CH4 + CCS | Generation | Methane | QC | Dispatch-Generation | FuelCost | 0 | [6 empty] | 0.45639 | 0
LCP_Inputs_ON_Diverse_2023_04_03 | 2040 | CH4 + CCS | Generation | Methane | QC | Dispatch-Generation | VOM | 0 | [6 empty] | 0.45639 | 0
LCP_Inputs_ON_Diverse_2023_04_03 | 2040 | CH4 + CCS | Generation | Methane | WC | Dispatch-Generation | EmissionsCost | 0 | [6 empty] | 0.45639 | 0
LCP_Inputs_ON_Diverse_2023_04_03 | 2040 | CH4 + CCS | Generation | Methane | WC | Dispatch-Generation | FuelCost | 0 | [6 empty] | 0.45639 | 0
LCP_Inputs_ON_Diverse_2023_04_03 | 2040 | CH4 + CCS | Generation | Methane | WC | Dispatch-Generation | VOM | 0 | [6 empty] | 0.45639 | 0
LCP_Inputs_ON_Diverse_2023_04_03 | 2040 | CH4 Import - NY 2020 | Import | Methane | MI | Dispatch-Import | EmissionsCost | 0 | [6 empty] | 0.45639 | 0
LCP_Inputs_ON_Diverse_2023_04_03 | 2040 | CH4 Import - NY 2020 | Import | Methane | MI | Dispatch-Import | FuelCost | 0 | [6 empty] | 0.45639 | 0
LCP_Inputs_ON_Diverse_2023_04_03 | 2040 | CH4 Import - NY 2020 | Import | Methane | MI | Dispatch-Import | VOM | 0 | [6 empty] | 0.45639 | 0
LCP_Inputs_ON_Diverse_2023_04_03 | 2040 | CH4 Import - NY 2020 | Import | Methane | NY | Dispatch-Import | EmissionsCost | 0 | [6 empty] | 0.45639 | 0
LCP_Inputs_ON_Diverse_2023_04_03 | 2040 | CH4 Import - NY 2020 | Import | Methane | NY | Dispatch-Import | FuelCost | 0 | [6 empty] | 0.45639 | 0
LCP_Inputs_ON_Diverse_2023_04_03 | 2040 | CH4 Import - NY 2020 | Import | Methane | NY | Dispatch-Import | VOM | 0 | [6 empty] | 0.45639 | 0
LCP_Inputs_ON_Diverse_2023_04_03 | 2040 | CH4 Import - NY 2020 | Import | Methane | ON | Dispatch-Import | EmissionsCost | 0 | [6 empty] | 0.45639 | 0
LCP_Inputs_ON_Diverse_2023_04_03 | 2040 | CH4 Import - NY 2020 | Import | Methane | ON | Dispatch-Import | FuelCost | 0 | [6 empty] | 0.45639 | 0
LCP_Inputs_ON_Diverse_2023_04_03 | 2040 | CH4 Import - NY 2020 | Import | Methane | ON | Dispatch-Import | VOM | 0 | [6 empty] | 0.45639 | 0
LCP_Inputs_ON_Diverse_2023_04_03 | 2040 | CH4 Import - NY 2020 | Import | Methane | PJ | Dispatch-Import | EmissionsCost | 0 | [6 empty] | 0.45639 | 0
LCP_Inputs_ON_Diverse_2023_04_03 | 2040 | CH4 Import - NY 2020 | Import | Methane | PJ | Dispatch-Import | FuelCost | 0 | [6 empty] | 0.45639 | 0
LCP_Inputs_ON_Diverse_2023_04_03 | 2040 | CH4 Import - NY 2020 | Import | Methane | PJ | Dispatch-Import | VOM | 0 | [6 empty] | 0.45639 | 0
LCP_Inputs_ON_Diverse_2023_04_03 | 2040 | CH4 Import - NY 2020 | Import | Methane | QC | Dispatch-Import | EmissionsCost | 0 | [6 empty] | 0.45639 | 0
LCP_Inputs_ON_Diverse_2023_04_03 | 2040 | CH4 Import - NY 2020 | Import | Methane | QC | Dispatch-Import | FuelCost | 0 | [6 empty] | 0.45639 | 0
LCP_Inputs_ON_Diverse_2023_04_03 | 2040 | CH4 Import - NY 2020 | Import | Methane | QC | Dispatch-Import | VOM | 0 | [6 empty] | 0.45639 | 0
LCP_Inputs_ON_Diverse_2023_04_03 | 2040 | CH4 Import - NY 2020 | Import | Methane | WC | Dispatch-Import | EmissionsCost | 0 | [6 empty] | 0.45639 | 0
LCP_Inputs_ON_Diverse_2023_04_03 | 2040 | CH4 Import - NY 2020 | Import | Methane | WC | Dispatch-Import | FuelCost | 0 | [6 empty] | 0.45639 | 0
LCP_Inputs_ON_Diverse_2023_04_03 | 2040 | CH4 Import - NY 2020 | Import | Methane | WC | Dispatch-Import | VOM | 0 | [6 empty] | 0.45639 | 0
LCP_Inputs_ON_Diverse_2023_04_03 | 2040 | CH4 Import - NY 2030 | Import | Methane | MI | Dispatch-Import | EmissionsCost | 0 | [6 empty] | 0.45639 | 0
LCP_Inputs_ON_Diverse_2023_04_03 | 2040 | CH4 Import - NY 2030 | Import | Methane | MI | Dispatch-Import | FuelCost | 0 | [6 empty] | 0.45639 | 0
LCP_Inputs_ON_Diverse_2023_04_03 | 2040 | CH4 Import - NY 2030 | Import | Methane | MI | Dispatch-Import | VOM | 0 | [6 empty] | 0.45639 | 0
LCP_Inputs_ON_Diverse_2023_04_03 | 2040 | CH4 Import - NY 2030 | Import | Methane | NY | Dispatch-Import | EmissionsCost | 0 | [6 empty] | 0.45639 | 0
LCP_Inputs_ON_Diverse_2023_04_03 | 2040 | CH4 Import - NY 2030 | Import | Methane | NY | Dispatch-Import | FuelCost | 0 | [6 empty] | 0.45639 | 0
LCP_Inputs_ON_Diverse_2023_04_03 | 2040 | CH4 Import - NY 2030 | Import | Methane | NY | Dispatch-Import | VOM | 0 | [6 empty] | 0.45639 | 0
LCP_Inputs_ON_Diverse_2023_04_03 | 2040 | CH4 Import - NY 2030 | Import | Methane | ON | Dispatch-Import | EmissionsCost | 0 | [6 empty] | 0.45639 | 0
LCP_Inputs_ON_Diverse_2023_04_03 | 2040 | CH4 Import - NY 2030 | Import | Methane | ON | Dispatch-Import | FuelCost | 0 | [6 empty] | 0.45639 | 0
LCP_Inputs_ON_Diverse_2023_04_03 | 2040 | CH4 Import - NY 2030 | Import | Methane | ON | Dispatch-Import | VOM | 0 | [6 empty] | 0.45639 | 0
LCP_Inputs_ON_Diverse_2023_04_03 | 2040 | CH4 Import - NY 2030 | Import | Methane | PJ | Dispatch-Import | EmissionsCost | 0 | [6 empty] | 0.45639 | 0
LCP_Inputs_ON_Diverse_2023_04_03 | 2040 | CH4 Import - NY 2030 | Import | Methane | PJ | Dispatch-Import | FuelCost | 0 | [6 empty] | 0.45639 | 0
LCP_Inputs_ON_Diverse_2023_04_03 | 2040 | CH4 Import - NY 2030 | Import | Methane | PJ | Dispatch-Import | VOM | 0 | [6 empty] | 0.45639 | 0
LCP_Inputs_ON_Diverse_2023_04_03 | 2040 | CH4 Import - NY 2030 | Import | Methane | QC | Dispatch-Import | EmissionsCost | 0 | [6 empty] | 0.45639 | 0
LCP_Inputs_ON_Diverse_2023_04_03 | 2040 | CH4 Import - NY 2030 | Import | Methane | QC | Dispatch-Import | FuelCost | 0 | [6 empty] | 0.45639 | 0
LCP_Inputs_ON_Diverse_2023_04_03 | 2040 | CH4 Import - NY 2030 | Import | Methane | QC | Dispatch-Import | VOM | 0 | [6 empty] | 0.45639 | 0
LCP_Inputs_ON_Diverse_2023_04_03 | 2040 | CH4 Import - NY 2030 | Import | Methane | WC | Dispatch-Import | EmissionsCost | 0 | [6 empty] | 0.45639 | 0
LCP_Inputs_ON_Diverse_2023_04_03 | 2040 | CH4 Import - NY 2030 | Import | Methane | WC | Dispatch-Import | FuelCost | 0 | [6 empty] | 0.45639 | 0
LCP_Inputs_ON_Diverse_2023_04_03 | 2040 | CH4 Import - NY 2030 | Import | Methane | WC | Dispatch-Import | VOM | 0 | [6 empty] | 0.45639 | 0
LCP_Inputs_ON_Diverse_2023_04_03 | 2040 | CH4 Import - NY 2040 | Import | Methane | MI | Dispatch-Import | EmissionsCost | 0 | [6 empty] | 0.45639 | 0
LCP_Inputs_ON_Diverse_2023_04_03 | 2040 | CH4 Import - NY 2040 | Import | Methane | MI | Dispatch-Import | FuelCost | 0 | [6 empty] | 0.45639 | 0
LCP_Inputs_ON_Diverse_2023_04_03 | 2040 | CH4 Import - NY 2040 | Import | Methane | MI | Dispatch-Import | VOM | 0 | [6 empty] | 0.45639 | 0
LCP_Inputs_ON_Diverse_2023_04_03 | 2040 | CH4 Import - NY 2040 | Import | Methane | NY | Dispatch-Import | EmissionsCost | 1424811807.9426 | [6 empty] | 0.45639 | 650265509.9385
LCP_Inputs_ON_Diverse_2023_04_03 | 2040 | CH4 Import - NY 2040 | Import | Methane | NY | Dispatch-Import | FuelCost | 758346581.876 | [6 empty] | 0.45639 | 346099480.6646
LCP_Inputs_ON_Diverse_2023_04_03 | 2040 | CH4 Import - NY 2040 | Import | Methane | NY | Dispatch-Import | VOM | 0 | [6 empty] | 0.45639 | 0
LCP_Inputs_ON_Diverse_2023_04_03 | 2040 | CH4 Import - NY 2040 | Import | Methane | ON | Dispatch-Import | EmissionsCost | 0 | [6 empty] | 0.45639 | 0
LCP_Inputs_ON_Diverse_2023_04_03 | 2040 | CH4 Import - NY 2040 | Import | Methane | ON | Dispatch-Import | FuelCost | 0 | [6 empty] | 0.45639 | 0
LCP_Inputs_ON_Diverse_2023_04_03 | 2040 | CH4 Import - NY 2040 | Import | Methane | ON | Dispatch-Import | VOM | 0 | [6 empty] | 0.45639 | 0
LCP_Inputs_ON_Diverse_2023_04_03 | 2040 | CH4 Import - NY 2040 | Import | Methane | PJ | Dispatch-Import | EmissionsCost | 0 | [6 empty] | 0.45639 | 0
LCP_Inputs_ON_Diverse_2023_04_03 | 2040 | CH4 Import - NY 2040 | Import | Methane | PJ | Dispatch-Import | FuelCost | 0 | [6 empty] | 0.45639 | 0
LCP_Inputs_ON_Diverse_2023_04_03 | 2040 | CH4 Import - NY 2040 | Import | Methane | PJ | Dispatch-Import | VOM | 0 | [6 empty] | 0.45639 | 0
LCP_Inputs_ON_Diverse_2023_04_03 | 2040 | CH4 Import - NY 2040 | Import | Methane | QC | Dispatch-Import | EmissionsCost | 0 | [6 empty] | 0.45639 | 0
LCP_Inputs_ON_Diverse_2023_04_03 | 2040 | CH4 Import - NY 2040 | Import | Methane | QC | Dispatch-Import | FuelCost | 0 | [6 empty] | 0.45639 | 0
LCP_Inputs_ON_Diverse_2023_04_03 | 2040 | CH4 Import - NY 2040 | Import | Methane | QC | Dispatch-Import | VOM | 0 | [6 empty] | 0.45639 | 0
LCP_Inputs_ON_Diverse_2023_04_03 | 2040 | CH4 Import - NY 2040 | Import | Methane | WC | Dispatch-Import | EmissionsCost | 0 | [6 empty] | 0.45639 | 0
LCP_Inputs_ON_Diverse_2023_04_03 | 2040 | CH4 Import - NY 2040 | Import | Methane | WC | Dispatch-Import | FuelCost | 0 | [6 empty] | 0.45639 | 0
LCP_Inputs_ON_Diverse_2023_04_03 | 2040 | CH4 Import - NY 2040 | Import | Methane | WC | Dispatch-Import | VOM | 0 | [6 empty] | 0.45639 | 0
LCP_Inputs_ON_Diverse_2023_04_03 | 2040 | CH4 Import - NY 2050 | Import | Methane | MI | Dispatch-Import | EmissionsCost | 0 | [6 empty] | 0.45639 | 0
LCP_Inputs_ON_Diverse_2023_04_03 | 2040 | CH4 Import - NY 2050 | Import | Methane | MI | Dispatch-Import | FuelCost | 0 | [6 empty] | 0.45639 | 0
LCP_Inputs_ON_Diverse_2023_04_03 | 2040 | CH4 Import - NY 2050 | Import | Methane | MI | Dispatch-Import | VOM | 0 | [6 empty] | 0.45639 | 0
LCP_Inputs_ON_Diverse_2023_04_03 | 2040 | CH4 Import - NY 2050 | Import | Methane | NY | Dispatch-Import | EmissionsCost | 0 | [6 empty] | 0.45639 | 0
LCP_Inputs_ON_Diverse_2023_04_03 | 2040 | CH4 Import - NY 2050 | Import | Methane | NY | Dispatch-Import | FuelCost | 0 | [6 empty] | 0.45639 | 0
LCP_Inputs_ON_Diverse_2023_04_03 | 2040 | CH4 Import - NY 2050 | Import | Methane | NY | Dispatch-Import | VOM | 0 | [6 empty] | 0.45639 | 0
LCP_Inputs_ON_Diverse_2023_04_03 | 2040 | CH4 Import - NY 2050 | Import | Methane | ON | Dispatch-Import | EmissionsCost | 0 | [6 empty] | 0.45639 | 0
LCP_Inputs_ON_Diverse_2023_04_03 | 2040 | CH4 Import - NY 2050 | Import | Methane | ON | Dispatch-Import | FuelCost | 0 | [6 empty] | 0.45639 | 0
LCP_Inputs_ON_Diverse_2023_04_03 | 2040 | CH4 Import - NY 2050 | Import | Methane | ON | Dispatch-Import | VOM | 0 | [6 empty] | 0.45639 | 0
LCP_Inputs_ON_Diverse_2023_04_03 | 2040 | CH4 Import - NY 2050 | Import | Methane | PJ | Dispatch-Import | EmissionsCost | 0 | [6 empty] | 0.45639 | 0
LCP_Inputs_ON_Diverse_2023_04_03 | 2040 | CH4 Import - NY 2050 | Import | Methane | PJ | Dispatch-Import | FuelCost | 0 | [6 empty] | 0.45639 | 0
LCP_Inputs_ON_Diverse_2023_04_03 | 2040 | CH4 Import - NY 2050 | Import | Methane | PJ | Dispatch-Import | VOM | 0 | [6 empty] | 0.45639 | 0
LCP_Inputs_ON_Diverse_2023_04_03 | 2040 | CH4 Import - NY 2050 | Import | Methane | QC | Dispatch-Import | EmissionsCost | 0 | [6 empty] | 0.45639 | 0
LCP_Inputs_ON_Diverse_2023_04_03 | 2040 | CH4 Import - NY 2050 | Import | Methane | QC | Dispatch-Import | FuelCost | 0 | [6 empty] | 0.45639 | 0
LCP_Inputs_ON_Diverse_2023_04_03 | 2040 | CH4 Import - NY 2050 | Import | Methane | QC | Dispatch-Import | VOM | 0 | [6 empty] | 0.45639 | 0
LCP_Inputs_ON_Diverse_2023_04_03 | 2040 | CH4 Import - NY 2050 | Import | Methane | WC | Dispatch-Import | EmissionsCost | 0 | [6 empty] | 0.45639 | 0
LCP_Inputs_ON_Diverse_2023_04_03 | 2040 | CH4 Import - NY 2050 | Import | Methane | WC | Dispatch-Import | FuelCost | 0 | [6 empty] | 0.45639 | 0
LCP_Inputs_ON_Diverse_2023_04_03 | 2040 | CH4 Import - NY 2050 | Import | Methane | WC | Dispatch-Import | VOM | 0 | [6 empty] | 0.45639 | 0
LCP_Inputs_ON_Diverse_2023_04_03 | 2040 | CH4 Import - WC 2020 | Import | Methane | MI | Dispatch-Import | EmissionsCost | 0 | [6 empty] | 0.45639 | 0
LCP_Inputs_ON_Diverse_2023_04_03 | 2040 | CH4 Import - WC 2020 | Import | Methane | MI | Dispatch-Import | FuelCost | 0 | [6 empty] | 0.45639 | 0
LCP_Inputs_ON_Diverse_2023_04_03 | 2040 | CH4 Import - WC 2020 | Import | Methane | MI | Dispatch-Import | VOM | 0 | [6 empty] | 0.45639 | 0
LCP_Inputs_ON_Diverse_2023_04_03 | 2040 | CH4 Import - WC 2020 | Import | Methane | NY | Dispatch-Import | EmissionsCost | 0 | [6 empty] | 0.45639 | 0
LCP_Inputs_ON_Diverse_2023_04_03 | 2040 | CH4 Import - WC 2020 | Import | Methane | NY | Dispatch-Import | FuelCost | 0 | [6 empty] | 0.45639 | 0
LCP_Inputs_ON_Diverse_2023_04_03 | 2040 | CH4 Import - WC 2020 | Import | Methane | NY | Dispatch-Import | VOM | 0 | [6 empty] | 0.45639 | 0
LCP_Inputs_ON_Diverse_2023_04_03 | 2040 | CH4 Import - WC 2020 | Import | Methane | ON | Dispatch-Import | EmissionsCost | 0 | [6 empty] | 0.45639 | 0
LCP_Inputs_ON_Diverse_2023_04_03 | 2040 | CH4 Import - WC 2020 | Import | Methane | ON | Dispatch-Import | FuelCost | 0 | [6 empty] | 0.45639 | 0
LCP_Inputs_ON_Diverse_2023_04_03 | 2040 | CH4 Import - WC 2020 | Import | Methane | ON | Dispatch-Import | VOM | 0 | [6 empty] | 0.45639 | 0
LCP_Inputs_ON_Diverse_2023_04_03 | 2040 | CH4 Import - WC 2020 | Import | Methane | PJ | Dispatch-Import | EmissionsCost | 0 | [6 empty] | 0.45639 | 0
LCP_Inputs_ON_Diverse_2023_04_03 | 2040 | CH4 Import - WC 2020 | Import | Methane | PJ | Dispatch-Import | FuelCost | 0 | [6 empty] | 0.45639 | 0
LCP_Inputs_ON_Diverse_2023_04_03 | 2040 | CH4 Import - WC 2020 | Import | Methane | PJ | Dispatch-Import | VOM | 0 | [6 empty] | 0.45639 | 0
LCP_Inputs_ON_Diverse_2023_04_03 | 2040 | CH4 Import - WC 2020 | Import | Methane | QC | Dispatch-Import | EmissionsCost | 0 | [6 empty] | 0.45639 | 0
LCP_Inputs_ON_Diverse_2023_04_03 | 2040 | CH4 Import - WC 2020 | Import | Methane | QC | Dispatch-Import | FuelCost | 0 | [6 empty] | 0.45639 | 0
LCP_Inputs_ON_Diverse_2023_04_03 | 2040 | CH4 Import - WC 2020 | Import | Methane | QC | Dispatch-Import | VOM | 0 | [6 empty] | 0.45639 | 0
LCP_Inputs_ON_Diverse_2023_04_03 | 2040 | CH4 Import - WC 2020 | Import | Methane | WC | Dispatch-Import | EmissionsCost | 0 | [6 empty] | 0.45639 | 0
LCP_Inputs_ON_Diverse_2023_04_03 | 2040 | CH4 Import - WC 2020 | Import | Methane | WC | Dispatch-Import | FuelCost | 0 | [6 empty] | 0.45639 | 0
LCP_Inputs_ON_Diverse_2023_04_03 | 2040 | CH4 Import - WC 2020 | Import | Methane | WC | Dispatch-Import | VOM | 0 | [6 empty] | 0.45639 | 0
LCP_Inputs_ON_Diverse_2023_04_03 | 2040 | CH4 Import - WC 2030 | Import | Methane | MI | Dispatch-Import | EmissionsCost | 0 | [6 empty] | 0.45639 | 0
LCP_Inputs_ON_Diverse_2023_04_03 | 2040 | CH4 Import - WC 2030 | Import | Methane | MI | Dispatch-Import | FuelCost | 0 | [6 empty] | 0.45639 | 0
LCP_Inputs_ON_Diverse_2023_04_03 | 2040 | CH4 Import - WC 2030 | Import | Methane | MI | Dispatch-Import | VOM | 0 | [6 empty] | 0.45639 | 0
LCP_Inputs_ON_Diverse_2023_04_03 | 2040 | CH4 Import - WC 2030 | Import | Methane | NY | Dispatch-Import | EmissionsCost | 0 | [6 empty] | 0.45639 | 0
LCP_Inputs_ON_Diverse_2023_04_03 | 2040 | CH4 Import - WC 2030 | Import | Methane | NY | Dispatch-Import | FuelCost | 0 | [6 empty] | 0.45639 | 0
LCP_Inputs_ON_Diverse_2023_04_03 | 2040 | CH4 Import - WC 2030 | Import | Methane | NY | Dispatch-Import | VOM | 0 | [6 empty] | 0.45639 | 0
LCP_Inputs_ON_Diverse_2023_04_03 | 2040 | CH4 Import - WC 2030 | Import | Methane | ON | Dispatch-Import | EmissionsCost | 0 | [6 empty] | 0.45639 | 0
LCP_Inputs_ON_Diverse_2023_04_03 | 2040 | CH4 Import - WC 2030 | Import | Methane | ON | Dispatch-Import | FuelCost | 0 | [6 empty] | 0.45639 | 0
LCP_Inputs_ON_Diverse_2023_04_03 | 2040 | CH4 Import - WC 2030 | Import | Methane | ON | Dispatch-Import | VOM | 0 | [6 empty] | 0.45639 | 0
LCP_Inputs_ON_Diverse_2023_04_03 | 2040 | CH4 Import - WC 2030 | Import | Methane | PJ | Dispatch-Import | EmissionsCost | 0 | [6 empty] | 0.45639 | 0
LCP_Inputs_ON_Diverse_2023_04_03 | 2040 | CH4 Import - WC 2030 | Import | Methane | PJ | Dispatch-Import | FuelCost | 0 | [6 empty] | 0.45639 | 0
LCP_Inputs_ON_Diverse_2023_04_03 | 2040 | CH4 Import - WC 2030 | Import | Methane | PJ | Dispatch-Import | VOM | 0 | [6 empty] | 0.45639 | 0
LCP_Inputs_ON_Diverse_2023_04_03 | 2040 | CH4 Import - WC 2030 | Import | Methane | QC | Dispatch-Import | EmissionsCost | 0 | [6 empty] | 0.45639 | 0
LCP_Inputs_ON_Diverse_2023_04_03 | 2040 | CH4 Import - WC 2030 | Import | Methane | QC | Dispatch-Import | FuelCost | 0 | [6 empty] | 0.45639 | 0
LCP_Inputs_ON_Diverse_2023_04_03 | 2040 | CH4 Import - WC 2030 | Import | Methane | QC | Dispatch-Import | VOM | 0 | [6 empty] | 0.45639 | 0
LCP_Inputs_ON_Diverse_2023_04_03 | 2040 | CH4 Import - WC 2030 | Import | Methane | WC | Dispatch-Import | EmissionsCost | 0 | [6 empty] | 0.45639 | 0
LCP_Inputs_ON_Diverse_2023_04_03 | 2040 | CH4 Import - WC 2030 | Import | Methane | WC | Dispatch-Import | FuelCost | 0 | [6 empty] | 0.45639 | 0
LCP_Inputs_ON_Diverse_2023_04_03 | 2040 | CH4 Import - WC 2030 | Import | Methane | WC | Dispatch-Import | VOM | 0 | [6 empty] | 0.45639 | 0
LCP_Inputs_ON_Diverse_2023_04_03 | 2040 | CH4 Import - WC 2040 | Import | Methane | MI | Dispatch-Import | EmissionsCost | 0 | [6 empty] | 0.45639 | 0
LCP_Inputs_ON_Diverse_2023_04_03 | 2040 | CH4 Import - WC 2040 | Import | Methane | MI | Dispatch-Import | FuelCost | 0 | [6 empty] | 0.45639 | 0
LCP_Inputs_ON_Diverse_2023_04_03 | 2040 | CH4 Import - WC 2040 | Import | Methane | MI | Dispatch-Import | VOM | 0 | [6 empty] | 0.45639 | 0
LCP_Inputs_ON_Diverse_2023_04_03 | 2040 | CH4 Import - WC 2040 | Import | Methane | NY | Dispatch-Import | EmissionsCost | 0 | [6 empty] | 0.45639 | 0
LCP_Inputs_ON_Diverse_2023_04_03 | 2040 | CH4 Import - WC 2040 | Import | Methane | NY | Dispatch-Import | FuelCost | 0 | [6 empty] | 0.45639 | 0
LCP_Inputs_ON_Diverse_2023_04_03 | 2040 | CH4 Import - WC 2040 | Import | Methane | NY | Dispatch-Import | VOM | 0 | [6 empty] | 0.45639 | 0
LCP_Inputs_ON_Diverse_2023_04_03 | 2040 | CH4 Import - WC 2040 | Import | Methane | ON | Dispatch-Import | EmissionsCost | 0 | [6 empty] | 0.45639 | 0
LCP_Inputs_ON_Diverse_2023_04_03 | 2040 | CH4 Import - WC 2040 | Import | Methane | ON | Dispatch-Import | FuelCost | 0 | [6 empty] | 0.45639 | 0
LCP_Inputs_ON_Diverse_2023_04_03 | 2040 | CH4 Import - WC 2040 | Import | Methane | ON | Dispatch-Import | VOM | 0 | [6 empty] | 0.45639 | 0
LCP_Inputs_ON_Diverse_2023_04_03 | 2040 | CH4 Import - WC 2040 | Import | Methane | PJ | Dispatch-Import | EmissionsCost | 0 | [6 empty] | 0.45639 | 0
LCP_Inputs_ON_Diverse_2023_04_03 | 2040 | CH4 Import - WC 2040 | Import | Methane | PJ | Dispatch-Import | FuelCost | 0 | [6 empty] | 0.45639 | 0
LCP_Inputs_ON_Diverse_2023_04_03 | 2040 | CH4 Import - WC 2040 | Import | Methane | PJ | Dispatch-Import | VOM | 0 | [6 empty] | 0.45639 | 0
LCP_Inputs_ON_Diverse_2023_04_03 | 2040 | CH4 Import - WC 2040 | Import | Methane | QC | Dispatch-Import | EmissionsCost | 0 | [6 empty] | 0.45639 | 0
LCP_Inputs_ON_Diverse_2023_04_03 | 2040 | CH4 Import - WC 2040 | Import | Methane | QC | Dispatch-Import | FuelCost | 0 | [6 empty] | 0.45639 | 0
LCP_Inputs_ON_Diverse_2023_04_03 | 2040 | CH4 Import - WC 2040 | Import | Methane | QC | Dispatch-Import | VOM | 0 | [6 empty] | 0.45639 | 0
LCP_Inputs_ON_Diverse_2023_04_03 | 2040 | CH4 Import - WC 2040 | Import | Methane | WC | Dispatch-Import | EmissionsCost | 2117477751.305 | [6 empty] | 0.45639 | 966389204.5673
LCP_Inputs_ON_Diverse_2023_04_03 | 2040 | CH4 Import - WC 2040 | Import | Methane | WC | Dispatch-Import | FuelCost | 1127013410.4372 | [6 empty] | 0.45639 | 514354208.7174
LCP_Inputs_ON_Diverse_2023_04_03 | 2040 | CH4 Import - WC 2040 | Import | Methane | WC | Dispatch-Import | VOM | 0 | [6 empty] | 0.45639 | 0
LCP_Inputs_ON_Diverse_2023_04_03 | 2040 | CH4 Import - WC 2050 | Import | Methane | MI | Dispatch-Import | EmissionsCost | 0 | [6 empty] | 0.45639 | 0
LCP_Inputs_ON_Diverse_2023_04_03 | 2040 | CH4 Import - WC 2050 | Import | Methane | MI | Dispatch-Import | FuelCost | 0 | [6 empty] | 0.45639 | 0
LCP_Inputs_ON_Diverse_2023_04_03 | 2040 | CH4 Import - WC 2050 | Import | Methane | MI | Dispatch-Import | VOM | 0 | [6 empty] | 0.45639 | 0
LCP_Inputs_ON_Diverse_2023_04_03 | 2040 | CH4 Import - WC 2050 | Import | Methane | NY | Dispatch-Import | EmissionsCost | 0 | [6 empty] | 0.45639 | 0
LCP_Inputs_ON_Diverse_2023_04_03 | 2040 | CH4 Import - WC 2050 | Import | Methane | NY | Dispatch-Import | FuelCost | 0 | [6 empty] | 0.45639 | 0
LCP_Inputs_ON_Diverse_2023_04_03 | 2040 | CH4 Import - WC 2050 | Import | Methane | NY | Dispatch-Import | VOM | 0 | [6 empty] | 0.45639 | 0
LCP_Inputs_ON_Diverse_2023_04_03 | 2040 | CH4 Import - WC 2050 | Import | Methane | ON | Dispatch-Import | EmissionsCost | 0 | [6 empty] | 0.45639 | 0
LCP_Inputs_ON_Diverse_2023_04_03 | 2040 | CH4 Import - WC 2050 | Import | Methane | ON | Dispatch-Import | FuelCost | 0 | [6 empty] | 0.45639 | 0
LCP_Inputs_ON_Diverse_2023_04_03 | 2040 | CH4 Import - WC 2050 | Import | Methane | ON | Dispatch-Import | VOM | 0 | [6 empty] | 0.45639 | 0
LCP_Inputs_ON_Diverse_2023_04_03 | 2040 | CH4 Import - WC 2050 | Import | Methane | PJ | Dispatch-Import | EmissionsCost | 0 | [6 empty] | 0.45639 | 0
LCP_Inputs_ON_Diverse_2023_04_03 | 2040 | CH4 Import - WC 2050 | Import | Methane | PJ | Dispatch-Import | FuelCost | 0 | [6 empty] | 0.45639 | 0
LCP_Inputs_ON_Diverse_2023_04_03 | 2040 | CH4 Import - WC 2050 | Import | Methane | PJ | Dispatch-Import | VOM | 0 | [6 empty] | 0.45639 | 0
LCP_Inputs_ON_Diverse_2023_04_03 | 2040 | CH4 Import - WC 2050 | Import | Methane | QC | Dispatch-Import | EmissionsCost | 0 | [6 empty] | 0.45639 | 0
LCP_Inputs_ON_Diverse_2023_04_03 | 2040 | CH4 Import - WC 2050 | Import | Methane | QC | Dispatch-Import | FuelCost | 0 | [6 empty] | 0.45639 | 0
LCP_Inputs_ON_Diverse_2023_04_03 | 2040 | CH4 Import - WC 2050 | Import | Methane | QC | Dispatch-Import | VOM | 0 | [6 empty] | 0.45639 | 0
LCP_Inputs_ON_Diverse_2023_04_03 | 2040 | CH4 Import - WC 2050 | Import | Methane | WC | Dispatch-Import | EmissionsCost | 0 | [6 empty] | 0.45639 | 0
LCP_Inputs_ON_Diverse_2023_04_03 | 2040 | CH4 Import - WC 2050 | Import | Methane | WC | Dispatch-Import | FuelCost | 0 | [6 empty] | 0.45639 | 0
LCP_Inputs_ON_Diverse_2023_04_03 | 2040 | CH4 Import - WC 2050 | Import | Methane | WC | Dispatch-Import | VOM | 0 | [6 empty] | 0.45639 | 0
LCP_Inputs_ON_Diverse_2023_04_03 | 2040 | CH4 Salt Cavern Storage - ON | Storage | Methane | MI | Dispatch-Storage | EmissionsCost | 0 | [6 empty] | 0.45639 | 0
LCP_Inputs_ON_Diverse_2023_04_03 | 2040 | CH4 Salt Cavern Storage - ON | Storage | Methane | MI | Dispatch-Storage | FuelCost | 0 | [6 empty] | 0.45639 | 0
LCP_Inputs_ON_Diverse_2023_04_03 | 2040 | CH4 Salt Cavern Storage - ON | Storage | Methane | MI | Dispatch-Storage | VOM | 0 | [6 empty] | 0.45639 | 0
LCP_Inputs_ON_Diverse_2023_04_03 | 2040 | CH4 Salt Cavern Storage - ON | Storage | Methane | NY | Dispatch-Storage | EmissionsCost | 0 | [6 empty] | 0.45639 | 0
LCP_Inputs_ON_Diverse_2023_04_03 | 2040 | CH4 Salt Cavern Storage - ON | Storage | Methane | NY | Dispatch-Storage | FuelCost | 0 | [6 empty] | 0.45639 | 0
LCP_Inputs_ON_Diverse_2023_04_03 | 2040 | CH4 Salt Cavern Storage - ON | Storage | Methane | NY | Dispatch-Storage | VOM | 0 | [6 empty] | 0.45639 | 0
LCP_Inputs_ON_Diverse_2023_04_03 | 2040 | CH4 Salt Cavern Storage - ON | Storage | Methane | ON | Dispatch-Storage | EmissionsCost | 0 | [6 empty] | 0.45639 | 0
LCP_Inputs_ON_Diverse_2023_04_03 | 2040 | CH4 Salt Cavern Storage - ON | Storage | Methane | ON | Dispatch-Storage | FuelCost | 0 | [6 empty] | 0.45639 | 0
LCP_Inputs_ON_Diverse_2023_04_03 | 2040 | CH4 Salt Cavern Storage - ON | Storage | Methane | ON | Dispatch-Storage | VOM | 0 | [6 empty] | 0.45639 | 0
LCP_Inputs_ON_Diverse_2023_04_03 | 2040 | CH4 Salt Cavern Storage - ON | Storage | Methane | PJ | Dispatch-Storage | EmissionsCost | 0 | [6 empty] | 0.45639 | 0
LCP_Inputs_ON_Diverse_2023_04_03 | 2040 | CH4 Salt Cavern Storage - ON | Storage | Methane | PJ | Dispatch-Storage | FuelCost | 0 | [6 empty] | 0.45639 | 0
LCP_Inputs_ON_Diverse_2023_04_03 | 2040 | CH4 Salt Cavern Storage - ON | Storage | Methane | PJ | Dispatch-Storage | VOM | 0 | [6 empty] | 0.45639 | 0
LCP_Inputs_ON_Diverse_2023_04_03 | 2040 | CH4 Salt Cavern Storage - ON | Storage | Methane | QC | Dispatch-Storage | EmissionsCost | 0 | [6 empty] | 0.45639 | 0
LCP_Inputs_ON_Diverse_2023_04_03 | 2040 | CH4 Salt Cavern Storage - ON | Storage | Methane | QC | Dispatch-Storage | FuelCost | 0 | [6 empty] | 0.45639 | 0
LCP_Inputs_ON_Diverse_2023_04_03 | 2040 | CH4 Salt Cavern Storage - ON | Storage | Methane | QC | Dispatch-Storage | VOM | 0 | [6 empty] | 0.45639 | 0
LCP_Inputs_ON_Diverse_2023_04_03 | 2040 | CH4 Salt Cavern Storage - ON | Storage | Methane | WC | Dispatch-Storage | EmissionsCost | 0 | [6 empty] | 0.45639 | 0
LCP_Inputs_ON_Diverse_2023_04_03 | 2040 | CH4 Salt Cavern Storage - ON | Storage | Methane | WC | Dispatch-Storage | FuelCost | 0 | [6 empty] | 0.45639 | 0
LCP_Inputs_ON_Diverse_2023_04_03 | 2040 | CH4 Salt Cavern Storage - ON | Storage | Methane | WC | Dispatch-Storage | VOM | 0 | [6 empty] | 0.45639 | 0
LCP_Inputs_ON_Diverse_2023_04_03 | 2040 | Electrolyser 2020/2030 | Crossload | Hydrogen | MI | Dispatch-Crossload | EmissionsCost | 0 | [6 empty] | 0.45639 | 0
LCP_Inputs_ON_Diverse_2023_04_03 | 2040 | Electrolyser 2020/2030 | Crossload | Hydrogen | MI | Dispatch-Crossload | FuelCost | 0 | [6 empty] | 0.45639 | 0
LCP_Inputs_ON_Diverse_2023_04_03 | 2040 | Electrolyser 2020/2030 | Crossload | Hydrogen | MI | Dispatch-Crossload | VOM | 0 | [6 empty] | 0.45639 | 0
LCP_Inputs_ON_Diverse_2023_04_03 | 2040 | Electrolyser 2020/2030 | Crossload | Hydrogen | NY | Dispatch-Crossload | EmissionsCost | 0 | [6 empty] | 0.45639 | 0
LCP_Inputs_ON_Diverse_2023_04_03 | 2040 | Electrolyser 2020/2030 | Crossload | Hydrogen | NY | Dispatch-Crossload | FuelCost | 0 | [6 empty] | 0.45639 | 0
LCP_Inputs_ON_Diverse_2023_04_03 | 2040 | Electrolyser 2020/2030 | Crossload | Hydrogen | NY | Dispatch-Crossload | VOM | 0 | [6 empty] | 0.45639 | 0
LCP_Inputs_ON_Diverse_2023_04_03 | 2040 | Electrolyser 2020/2030 | Crossload | Hydrogen | ON | Dispatch-Crossload | EmissionsCost | 0 | [6 empty] | 0.45639 | 0
LCP_Inputs_ON_Diverse_2023_04_03 | 2040 | Electrolyser 2020/2030 | Crossload | Hydrogen | ON | Dispatch-Crossload | FuelCost | 0 | [6 empty] | 0.45639 | 0
LCP_Inputs_ON_Diverse_2023_04_03 | 2040 | Electrolyser 2020/2030 | Crossload | Hydrogen | ON | Dispatch-Crossload | VOM | 0 | [6 empty] | 0.45639 | 0
LCP_Inputs_ON_Diverse_2023_04_03 | 2040 | Electrolyser 2020/2030 | Crossload | Hydrogen | PJ | Dispatch-Crossload | EmissionsCost | 0 | [6 empty] | 0.45639 | 0
LCP_Inputs_ON_Diverse_2023_04_03 | 2040 | Electrolyser 2020/2030 | Crossload | Hydrogen | PJ | Dispatch-Crossload | FuelCost | 0 | [6 empty] | 0.45639 | 0
LCP_Inputs_ON_Diverse_2023_04_03 | 2040 | Electrolyser 2020/2030 | Crossload | Hydrogen | PJ | Dispatch-Crossload | VOM | 0 | [6 empty] | 0.45639 | 0
LCP_Inputs_ON_Diverse_2023_04_03 | 2040 | Electrolyser 2020/2030 | Crossload | Hydrogen | QC | Dispatch-Crossload | EmissionsCost | 0 | [6 empty] | 0.45639 | 0
LCP_Inputs_ON_Diverse_2023_04_03 | 2040 | Electrolyser 2020/2030 | Crossload | Hydrogen | QC | Dispatch-Crossload | FuelCost | 0 | [6 empty] | 0.45639 | 0
LCP_Inputs_ON_Diverse_2023_04_03 | 2040 | Electrolyser 2020/2030 | Crossload | Hydrogen | QC | Dispatch-Crossload | VOM | 0 | [6 empty] | 0.45639 | 0
LCP_Inputs_ON_Diverse_2023_04_03 | 2040 | Electrolyser 2020/2030 | Crossload | Hydrogen | WC | Dispatch-Crossload | EmissionsCost | 0 | [6 empty] | 0.45639 | 0
LCP_Inputs_ON_Diverse_2023_04_03 | 2040 | Electrolyser 2020/2030 | Crossload | Hydrogen | WC | Dispatch-Crossload | FuelCost | 0 | [6 empty] | 0.45639 | 0
LCP_Inputs_ON_Diverse_2023_04_03 | 2040 | Electrolyser 2020/2030 | Crossload | Hydrogen | WC | Dispatch-Crossload | VOM | 0 | [6 empty] | 0.45639 | 0
LCP_Inputs_ON_Diverse_2023_04_03 | 2040 | Electrolyser 2040 | Crossload | Hydrogen | MI | Dispatch-Crossload | EmissionsCost | 0 | [6 empty] | 0.45639 | 0
LCP_Inputs_ON_Diverse_2023_04_03 | 2040 | Electrolyser 2040 | Crossload | Hydrogen | MI | Dispatch-Crossload | FuelCost | 0 | [6 empty] | 0.45639 | 0
LCP_Inputs_ON_Diverse_2023_04_03 | 2040 | Electrolyser 2040 | Crossload | Hydrogen | MI | Dispatch-Crossload | VOM | 0 | [6 empty] | 0.45639 | 0
LCP_Inputs_ON_Diverse_2023_04_03 | 2040 | Electrolyser 2040 | Crossload | Hydrogen | NY | Dispatch-Crossload | EmissionsCost | 0 | [6 empty] | 0.45639 | 0
LCP_Inputs_ON_Diverse_2023_04_03 | 2040 | Electrolyser 2040 | Crossload | Hydrogen | NY | Dispatch-Crossload | FuelCost | 0 | [6 empty] | 0.45639 | 0
LCP_Inputs_ON_Diverse_2023_04_03 | 2040 | Electrolyser 2040 | Crossload | Hydrogen | NY | Dispatch-Crossload | VOM | 0 | [6 empty] | 0.45639 | 0
LCP_Inputs_ON_Diverse_2023_04_03 | 2040 | Electrolyser 2040 | Crossload | Hydrogen | ON | Dispatch-Crossload | EmissionsCost | 0 | [6 empty] | 0.45639 | 0
LCP_Inputs_ON_Diverse_2023_04_03 | 2040 | Electrolyser 2040 | Crossload | Hydrogen | ON | Dispatch-Crossload | FuelCost | 0 | [6 empty] | 0.45639 | 0
LCP_Inputs_ON_Diverse_2023_04_03 | 2040 | Electrolyser 2040 | Crossload | Hydrogen | ON | Dispatch-Crossload | VOM | 0 | [6 empty] | 0.45639 | 0
LCP_Inputs_ON_Diverse_2023_04_03 | 2040 | Electrolyser 2040 | Crossload | Hydrogen | PJ | Dispatch-Crossload | EmissionsCost | 0 | [6 empty] | 0.45639 | 0
LCP_Inputs_ON_Diverse_2023_04_03 | 2040 | Electrolyser 2040 | Crossload | Hydrogen | PJ | Dispatch-Crossload | FuelCost | 0 | [6 empty] | 0.45639 | 0
LCP_Inputs_ON_Diverse_2023_04_03 | 2040 | Electrolyser 2040 | Crossload | Hydrogen | PJ | Dispatch-Crossload | VOM | 0 | [6 empty] | 0.45639 | 0
LCP_Inputs_ON_Diverse_2023_04_03 | 2040 | Electrolyser 2040 | Crossload | Hydrogen | QC | Dispatch-Crossload | EmissionsCost | 0 | [6 empty] | 0.45639 | 0
LCP_Inputs_ON_Diverse_2023_04_03 | 2040 | Electrolyser 2040 | Crossload | Hydrogen | QC | Dispatch-Crossload | FuelCost | 0 | [6 empty] | 0.45639 | 0
LCP_Inputs_ON_Diverse_2023_04_03 | 2040 | Electrolyser 2040 | Crossload | Hydrogen | QC | Dispatch-Crossload | VOM | 0 | [6 empty] | 0.45639 | 0
LCP_Inputs_ON_Diverse_2023_04_03 | 2040 | Electrolyser 2040 | Crossload | Hydrogen | WC | Dispatch-Crossload | EmissionsCost | 0 | [6 empty] | 0.45639 | 0
LCP_Inputs_ON_Diverse_2023_04_03 | 2040 | Electrolyser 2040 | Crossload | Hydrogen | WC | Dispatch-Crossload | FuelCost | 0 | [6 empty] | 0.45639 | 0
LCP_Inputs_ON_Diverse_2023_04_03 | 2040 | Electrolyser 2040 | Crossload | Hydrogen | WC | Dispatch-Crossload | VOM | 0 | [6 empty] | 0.45639 | 0
LCP_Inputs_ON_Diverse_2023_04_03 | 2040 | Electrolyser 2050 | Crossload | Hydrogen | MI | Dispatch-Crossload | EmissionsCost | 0 | [6 empty] | 0.45639 | 0
LCP_Inputs_ON_Diverse_2023_04_03 | 2040 | Electrolyser 2050 | Crossload | Hydrogen | MI | Dispatch-Crossload | FuelCost | 0 | [6 empty] | 0.45639 | 0
LCP_Inputs_ON_Diverse_2023_04_03 | 2040 | Electrolyser 2050 | Crossload | Hydrogen | MI | Dispatch-Crossload | VOM | 0 | [6 empty] | 0.45639 | 0
LCP_Inputs_ON_Diverse_2023_04_03 | 2040 | Electrolyser 2050 | Crossload | Hydrogen | NY | Dispatch-Crossload | EmissionsCost | 0 | [6 empty] | 0.45639 | 0
LCP_Inputs_ON_Diverse_2023_04_03 | 2040 | Electrolyser 2050 | Crossload | Hydrogen | NY | Dispatch-Crossload | FuelCost | 0 | [6 empty] | 0.45639 | 0
LCP_Inputs_ON_Diverse_2023_04_03 | 2040 | Electrolyser 2050 | Crossload | Hydrogen | NY | Dispatch-Crossload | VOM | 0 | [6 empty] | 0.45639 | 0
LCP_Inputs_ON_Diverse_2023_04_03 | 2040 | Electrolyser 2050 | Crossload | Hydrogen | ON | Dispatch-Crossload | EmissionsCost | 0 | [6 empty] | 0.45639 | 0
LCP_Inputs_ON_Diverse_2023_04_03 | 2040 | Electrolyser 2050 | Crossload | Hydrogen | ON | Dispatch-Crossload | FuelCost | 0 | [6 empty] | 0.45639 | 0
LCP_Inputs_ON_Diverse_2023_04_03 | 2040 | Electrolyser 2050 | Crossload | Hydrogen | ON | Dispatch-Crossload | VOM | 0 | [6 empty] | 0.45639 | 0
LCP_Inputs_ON_Diverse_2023_04_03 | 2040 | Electrolyser 2050 | Crossload | Hydrogen | PJ | Dispatch-Crossload | EmissionsCost | 0 | [6 empty] | 0.45639 | 0
LCP_Inputs_ON_Diverse_2023_04_03 | 2040 | Electrolyser 2050 | Crossload | Hydrogen | PJ | Dispatch-Crossload | FuelCost | 0 | [6 empty] | 0.45639 | 0
LCP_Inputs_ON_Diverse_2023_04_03 | 2040 | Electrolyser 2050 | Crossload | Hydrogen | PJ | Dispatch-Crossload | VOM | 0 | [6 empty] | 0.45639 | 0
LCP_Inputs_ON_Diverse_2023_04_03 | 2040 | Electrolyser 2050 | Crossload | Hydrogen | QC | Dispatch-Crossload | EmissionsCost | 0 | [6 empty] | 0.45639 | 0
LCP_Inputs_ON_Diverse_2023_04_03 | 2040 | Electrolyser 2050 | Crossload | Hydrogen | QC | Dispatch-Crossload | FuelCost | 0 | [6 empty] | 0.45639 | 0
LCP_Inputs_ON_Diverse_2023_04_03 | 2040 | Electrolyser 2050 | Crossload | Hydrogen | QC | Dispatch-Crossload | VOM | 0 | [6 empty] | 0.45639 | 0
LCP_Inputs_ON_Diverse_2023_04_03 | 2040 | Electrolyser 2050 | Crossload | Hydrogen | WC | Dispatch-Crossload | EmissionsCost | 0 | [6 empty] | 0.45639 | 0
LCP_Inputs_ON_Diverse_2023_04_03 | 2040 | Electrolyser 2050 | Crossload | Hydrogen | WC | Dispatch-Crossload | FuelCost | 0 | [6 empty] | 0.45639 | 0
LCP_Inputs_ON_Diverse_2023_04_03 | 2040 | Electrolyser 2050 | Crossload | Hydrogen | WC | Dispatch-Crossload | VOM | 0 | [6 empty] | 0.45639 | 0
LCP_Inputs_ON_Diverse_2023_04_03 | 2040 | Fossil Fuel Thermal (Coal, Peat, Oil) | Generation | Electricity | MI | Dispatch-Generation | EmissionsCost | 0 | [6 empty] | 0.45639 | 0
LCP_Inputs_ON_Diverse_2023_04_03 | 2040 | Fossil Fuel Thermal (Coal, Peat, Oil) | Generation | Electricity | MI | Dispatch-Generation | FuelCost | 0 | [6 empty] | 0.45639 | 0
LCP_Inputs_ON_Diverse_2023_04_03 | 2040 | Fossil Fuel Thermal (Coal, Peat, Oil) | Generation | Electricity | MI | Dispatch-Generation | VOM | 0 | [6 empty] | 0.45639 | 0
LCP_Inputs_ON_Diverse_2023_04_03 | 2040 | Fossil Fuel Thermal (Coal, Peat, Oil) | Generation | Electricity | NY | Dispatch-Generation | EmissionsCost | 0 | [6 empty] | 0.45639 | 0
LCP_Inputs_ON_Diverse_2023_04_03 | 2040 | Fossil Fuel Thermal (Coal, Peat, Oil) | Generation | Electricity | NY | Dispatch-Generation | FuelCost | 0 | [6 empty] | 0.45639 | 0
LCP_Inputs_ON_Diverse_2023_04_03 | 2040 | Fossil Fuel Thermal (Coal, Peat, Oil) | Generation | Electricity | NY | Dispatch-Generation | VOM | 0 | [6 empty] | 0.45639 | 0
LCP_Inputs_ON_Diverse_2023_04_03 | 2040 | Fossil Fuel Thermal (Coal, Peat, Oil) | Generation | Electricity | ON | Dispatch-Generation | EmissionsCost | 0 | [6 empty] | 0.45639 | 0
LCP_Inputs_ON_Diverse_2023_04_03 | 2040 | Fossil Fuel Thermal (Coal, Peat, Oil) | Generation | Electricity | ON | Dispatch-Generation | FuelCost | 0 | [6 empty] | 0.45639 | 0
LCP_Inputs_ON_Diverse_2023_04_03 | 2040 | Fossil Fuel Thermal (Coal, Peat, Oil) | Generation | Electricity | ON | Dispatch-Generation | VOM | 0 | [6 empty] | 0.45639 | 0
LCP_Inputs_ON_Diverse_2023_04_03 | 2040 | Fossil Fuel Thermal (Coal, Peat, Oil) | Generation | Electricity | PJ | Dispatch-Generation | EmissionsCost | 0 | [6 empty] | 0.45639 | 0
LCP_Inputs_ON_Diverse_2023_04_03 | 2040 | Fossil Fuel Thermal (Coal, Peat, Oil) | Generation | Electricity | PJ | Dispatch-Generation | FuelCost | 0 | [6 empty] | 0.45639 | 0
LCP_Inputs_ON_Diverse_2023_04_03 | 2040 | Fossil Fuel Thermal (Coal, Peat, Oil) | Generation | Electricity | PJ | Dispatch-Generation | VOM | 0 | [6 empty] | 0.45639 | 0
LCP_Inputs_ON_Diverse_2023_04_03 | 2040 | Fossil Fuel Thermal (Coal, Peat, Oil) | Generation | Electricity | QC | Dispatch-Generation | EmissionsCost | 0 | [6 empty] | 0.45639 | 0
LCP_Inputs_ON_Diverse_2023_04_03 | 2040 | Fossil Fuel Thermal (Coal, Peat, Oil) | Generation | Electricity | QC | Dispatch-Generation | FuelCost | 0 | [6 empty] | 0.45639 | 0
LCP_Inputs_ON_Diverse_2023_04_03 | 2040 | Fossil Fuel Thermal (Coal, Peat, Oil) | Generation | Electricity | QC | Dispatch-Generation | VOM | 0 | [6 empty] | 0.45639 | 0
LCP_Inputs_ON_Diverse_2023_04_03 | 2040 | Fossil Fuel Thermal (Coal, Peat, Oil) | Generation | Electricity | WC | Dispatch-Generation | EmissionsCost | 0 | [6 empty] | 0.45639 | 0
LCP_Inputs_ON_Diverse_2023_04_03 | 2040 | Fossil Fuel Thermal (Coal, Peat, Oil) | Generation | Electricity | WC | Dispatch-Generation | FuelCost | 0 | [6 empty] | 0.45639 | 0
LCP_Inputs_ON_Diverse_2023_04_03 | 2040 | Fossil Fuel Thermal (Coal, Peat, Oil) | Generation | Electricity | WC | Dispatch-Generation | VOM | 0 | [6 empty] | 0.45639 | 0
LCP_Inputs_ON_Diverse_2023_04_03 | 2040 | Generic - Generator | Generation | Electricity | MI | Dispatch-Generation | EmissionsCost | 0 | [6 empty] | 0.45639 | 0
LCP_Inputs_ON_Diverse_2023_04_03 | 2040 | Generic - Generator | Generation | Electricity | MI | Dispatch-Generation | FuelCost | 922715978.5322 | [6 empty] | 0.45639 | 421115527.6535
LCP_Inputs_ON_Diverse_2023_04_03 | 2040 | Generic - Generator | Generation | Electricity | MI | Dispatch-Generation | VOM | 30177343.602 | [6 empty] | 0.45639 | 13772545.691
LCP_Inputs_ON_Diverse_2023_04_03 | 2040 | Generic - Generator | Generation | Electricity | NY | Dispatch-Generation | EmissionsCost | 0 | [6 empty] | 0.45639 | 0
LCP_Inputs_ON_Diverse_2023_04_03 | 2040 | Generic - Generator | Generation | Electricity | NY | Dispatch-Generation | FuelCost | 169239391.3338 | [6 empty] | 0.45639 | 77238648.9878
LCP_Inputs_ON_Diverse_2023_04_03 | 2040 | Generic - Generator | Generation | Electricity | NY | Dispatch-Generation | VOM | 5534959.1663 | [6 empty] | 0.45639 | 2526083.1113
LCP_Inputs_ON_Diverse_2023_04_03 | 2040 | Generic - Generator | Generation | Electricity | ON | Dispatch-Generation | EmissionsCost | 0 | [6 empty] | 0.45639 | 0
LCP_Inputs_ON_Diverse_2023_04_03 | 2040 | Generic - Generator | Generation | Electricity | ON | Dispatch-Generation | FuelCost | 0 | [6 empty] | 0.45639 | 0
LCP_Inputs_ON_Diverse_2023_04_03 | 2040 | Generic - Generator | Generation | Electricity | ON | Dispatch-Generation | VOM | 0 | [6 empty] | 0.45639 | 0
LCP_Inputs_ON_Diverse_2023_04_03 | 2040 | Generic - Generator | Generation | Electricity | PJ | Dispatch-Generation | EmissionsCost | 0 | [6 empty] | 0.45639 | 0
LCP_Inputs_ON_Diverse_2023_04_03 | 2040 | Generic - Generator | Generation | Electricity | PJ | Dispatch-Generation | FuelCost | 5434493471.1405 | [6 empty] | 0.45639 | 2480231879.4447
LCP_Inputs_ON_Diverse_2023_04_03 | 2040 | Generic - Generator | Generation | Electricity | PJ | Dispatch-Generation | VOM | 177734623.2179 | [6 empty] | 0.45639 | 81115761.9247
LCP_Inputs_ON_Diverse_2023_04_03 | 2040 | Generic - Generator | Generation | Electricity | QC | Dispatch-Generation | EmissionsCost | 0 | [6 empty] | 0.45639 | 0
LCP_Inputs_ON_Diverse_2023_04_03 | 2040 | Generic - Generator | Generation | Electricity | QC | Dispatch-Generation | FuelCost | 0 | [6 empty] | 0.45639 | 0
LCP_Inputs_ON_Diverse_2023_04_03 | 2040 | Generic - Generator | Generation | Electricity | QC | Dispatch-Generation | VOM | 0 | [6 empty] | 0.45639 | 0
LCP_Inputs_ON_Diverse_2023_04_03 | 2040 | Generic - Generator | Generation | Electricity | WC | Dispatch-Generation | EmissionsCost | 0 | [6 empty] | 0.45639 | 0
LCP_Inputs_ON_Diverse_2023_04_03 | 2040 | Generic - Generator | Generation | Electricity | WC | Dispatch-Generation | FuelCost | 0 | [6 empty] | 0.45639 | 0
LCP_Inputs_ON_Diverse_2023_04_03 | 2040 | Generic - Generator | Generation | Electricity | WC | Dispatch-Generation | VOM | 0 | [6 empty] | 0.45639 | 0
LCP_Inputs_ON_Diverse_2023_04_03 | 2040 | H2 Import - QC | Import | Hydrogen | MI | Dispatch-Import | EmissionsCost | 0 | [6 empty] | 0.45639 | 0
LCP_Inputs_ON_Diverse_2023_04_03 | 2040 | H2 Import - QC | Import | Hydrogen | MI | Dispatch-Import | FuelCost | 0 | [6 empty] | 0.45639 | 0
LCP_Inputs_ON_Diverse_2023_04_03 | 2040 | H2 Import - QC | Import | Hydrogen | MI | Dispatch-Import | VOM | 0 | [6 empty] | 0.45639 | 0
LCP_Inputs_ON_Diverse_2023_04_03 | 2040 | H2 Import - QC | Import | Hydrogen | NY | Dispatch-Import | EmissionsCost | 0 | [6 empty] | 0.45639 | 0
LCP_Inputs_ON_Diverse_2023_04_03 | 2040 | H2 Import - QC | Import | Hydrogen | NY | Dispatch-Import | FuelCost | 0 | [6 empty] | 0.45639 | 0
LCP_Inputs_ON_Diverse_2023_04_03 | 2040 | H2 Import - QC | Import | Hydrogen | NY | Dispatch-Import | VOM | 0 | [6 empty] | 0.45639 | 0
LCP_Inputs_ON_Diverse_2023_04_03 | 2040 | H2 Import - QC | Import | Hydrogen | ON | Dispatch-Import | EmissionsCost | 0 | [6 empty] | 0.45639 | 0
LCP_Inputs_ON_Diverse_2023_04_03 | 2040 | H2 Import - QC | Import | Hydrogen | ON | Dispatch-Import | FuelCost | 0 | [6 empty] | 0.45639 | 0
LCP_Inputs_ON_Diverse_2023_04_03 | 2040 | H2 Import - QC | Import | Hydrogen | ON | Dispatch-Import | VOM | 0 | [6 empty] | 0.45639 | 0
LCP_Inputs_ON_Diverse_2023_04_03 | 2040 | H2 Import - QC | Import | Hydrogen | PJ | Dispatch-Import | EmissionsCost | 0 | [6 empty] | 0.45639 | 0
LCP_Inputs_ON_Diverse_2023_04_03 | 2040 | H2 Import - QC | Import | Hydrogen | PJ | Dispatch-Import | FuelCost | 0 | [6 empty] | 0.45639 | 0
LCP_Inputs_ON_Diverse_2023_04_03 | 2040 | H2 Import - QC | Import | Hydrogen | PJ | Dispatch-Import | VOM | 0 | [6 empty] | 0.45639 | 0
LCP_Inputs_ON_Diverse_2023_04_03 | 2040 | H2 Import - QC | Import | Hydrogen | QC | Dispatch-Import | EmissionsCost | 0 | [6 empty] | 0.45639 | 0
LCP_Inputs_ON_Diverse_2023_04_03 | 2040 | H2 Import - QC | Import | Hydrogen | QC | Dispatch-Import | FuelCost | 0 | [6 empty] | 0.45639 | 0
LCP_Inputs_ON_Diverse_2023_04_03 | 2040 | H2 Import - QC | Import | Hydrogen | QC | Dispatch-Import | VOM | 0 | [6 empty] | 0.45639 | 0
LCP_Inputs_ON_Diverse_2023_04_03 | 2040 | H2 Import - QC | Import | Hydrogen | WC | Dispatch-Import | EmissionsCost | 0 | [6 empty] | 0.45639 | 0
LCP_Inputs_ON_Diverse_2023_04_03 | 2040 | H2 Import - QC | Import | Hydrogen | WC | Dispatch-Import | FuelCost | 0 | [6 empty] | 0.45639 | 0
LCP_Inputs_ON_Diverse_2023_04_03 | 2040 | H2 Import - QC | Import | Hydrogen | WC | Dispatch-Import | VOM | 0 | [6 empty] | 0.45639 | 0
LCP_Inputs_ON_Diverse_2023_04_03 | 2040 | H2 Import - WC | Import | Hydrogen | MI | Dispatch-Import | EmissionsCost | 0 | [6 empty] | 0.45639 | 0
LCP_Inputs_ON_Diverse_2023_04_03 | 2040 | H2 Import - WC | Import | Hydrogen | MI | Dispatch-Import | FuelCost | 0 | [6 empty] | 0.45639 | 0
LCP_Inputs_ON_Diverse_2023_04_03 | 2040 | H2 Import - WC | Import | Hydrogen | MI | Dispatch-Import | VOM | 0 | [6 empty] | 0.45639 | 0
LCP_Inputs_ON_Diverse_2023_04_03 | 2040 | H2 Import - WC | Import | Hydrogen | NY | Dispatch-Import | EmissionsCost | 0 | [6 empty] | 0.45639 | 0
LCP_Inputs_ON_Diverse_2023_04_03 | 2040 | H2 Import - WC | Import | Hydrogen | NY | Dispatch-Import | FuelCost | 0 | [6 empty] | 0.45639 | 0
LCP_Inputs_ON_Diverse_2023_04_03 | 2040 | H2 Import - WC | Import | Hydrogen | NY | Dispatch-Import | VOM | 0 | [6 empty] | 0.45639 | 0
LCP_Inputs_ON_Diverse_2023_04_03 | 2040 | H2 Import - WC | Import | Hydrogen | ON | Dispatch-Import | EmissionsCost | 0 | [6 empty] | 0.45639 | 0
LCP_Inputs_ON_Diverse_2023_04_03 | 2040 | H2 Import - WC | Import | Hydrogen | ON | Dispatch-Import | FuelCost | 0 | [6 empty] | 0.45639 | 0
LCP_Inputs_ON_Diverse_2023_04_03 | 2040 | H2 Import - WC | Import | Hydrogen | ON | Dispatch-Import | VOM | 0 | [6 empty] | 0.45639 | 0
LCP_Inputs_ON_Diverse_2023_04_03 | 2040 | H2 Import - WC | Import | Hydrogen | PJ | Dispatch-Import | EmissionsCost | 0 | [6 empty] | 0.45639 | 0
LCP_Inputs_ON_Diverse_2023_04_03 | 2040 | H2 Import - WC | Import | Hydrogen | PJ | Dispatch-Import | FuelCost | 0 | [6 empty] | 0.45639 | 0
LCP_Inputs_ON_Diverse_2023_04_03 | 2040 | H2 Import - WC | Import | Hydrogen | PJ | Dispatch-Import | VOM | 0 | [6 empty] | 0.45639 | 0
LCP_Inputs_ON_Diverse_2023_04_03 | 2040 | H2 Import - WC | Import | Hydrogen | QC | Dispatch-Import | EmissionsCost | 0 | [6 empty] | 0.45639 | 0
LCP_Inputs_ON_Diverse_2023_04_03 | 2040 | H2 Import - WC | Import | Hydrogen | QC | Dispatch-Import | FuelCost | 0 | [6 empty] | 0.45639 | 0
LCP_Inputs_ON_Diverse_2023_04_03 | 2040 | H2 Import - WC | Import | Hydrogen | QC | Dispatch-Import | VOM | 0 | [6 empty] | 0.45639 | 0
LCP_Inputs_ON_Diverse_2023_04_03 | 2040 | H2 Import - WC | Import | Hydrogen | WC | Dispatch-Import | EmissionsCost | 0 | [6 empty] | 0.45639 | 0
LCP_Inputs_ON_Diverse_2023_04_03 | 2040 | H2 Import - WC | Import | Hydrogen | WC | Dispatch-Import | FuelCost | 322770984.3754 | [6 empty] | 0.45639 | 147308463.8815
LCP_Inputs_ON_Diverse_2023_04_03 | 2040 | H2 Import - WC | Import | Hydrogen | WC | Dispatch-Import | VOM | 0 | [6 empty] | 0.45639 | 0
LCP_Inputs_ON_Diverse_2023_04_03 | 2040 | H2 Salt Cavern Storage - ON | Storage | Hydrogen | MI | Dispatch-Storage | EmissionsCost | 0 | [6 empty] | 0.45639 | 0
LCP_Inputs_ON_Diverse_2023_04_03 | 2040 | H2 Salt Cavern Storage - ON | Storage | Hydrogen | MI | Dispatch-Storage | FuelCost | 0 | [6 empty] | 0.45639 | 0
LCP_Inputs_ON_Diverse_2023_04_03 | 2040 | H2 Salt Cavern Storage - ON | Storage | Hydrogen | MI | Dispatch-Storage | VOM | 0 | [6 empty] | 0.45639 | 0
LCP_Inputs_ON_Diverse_2023_04_03 | 2040 | H2 Salt Cavern Storage - ON | Storage | Hydrogen | NY | Dispatch-Storage | EmissionsCost | 0 | [6 empty] | 0.45639 | 0
LCP_Inputs_ON_Diverse_2023_04_03 | 2040 | H2 Salt Cavern Storage - ON | Storage | Hydrogen | NY | Dispatch-Storage | FuelCost | 0 | [6 empty] | 0.45639 | 0
LCP_Inputs_ON_Diverse_2023_04_03 | 2040 | H2 Salt Cavern Storage - ON | Storage | Hydrogen | NY | Dispatch-Storage | VOM | 0 | [6 empty] | 0.45639 | 0
LCP_Inputs_ON_Diverse_2023_04_03 | 2040 | H2 Salt Cavern Storage - ON | Storage | Hydrogen | ON | Dispatch-Storage | EmissionsCost | 0 | [6 empty] | 0.45639 | 0
LCP_Inputs_ON_Diverse_2023_04_03 | 2040 | H2 Salt Cavern Storage - ON | Storage | Hydrogen | ON | Dispatch-Storage | FuelCost | 0 | [6 empty] | 0.45639 | 0
LCP_Inputs_ON_Diverse_2023_04_03 | 2040 | H2 Salt Cavern Storage - ON | Storage | Hydrogen | ON | Dispatch-Storage | VOM | 60179086.0056 | [6 empty] | 0.45639 | 27464949.2873
LCP_Inputs_ON_Diverse_2023_04_03 | 2040 | H2 Salt Cavern Storage - ON | Storage | Hydrogen | PJ | Dispatch-Storage | EmissionsCost | 0 | [6 empty] | 0.45639 | 0
LCP_Inputs_ON_Diverse_2023_04_03 | 2040 | H2 Salt Cavern Storage - ON | Storage | Hydrogen | PJ | Dispatch-Storage | FuelCost | 0 | [6 empty] | 0.45639 | 0
LCP_Inputs_ON_Diverse_2023_04_03 | 2040 | H2 Salt Cavern Storage - ON | Storage | Hydrogen | PJ | Dispatch-Storage | VOM | 0 | [6 empty] | 0.45639 | 0
LCP_Inputs_ON_Diverse_2023_04_03 | 2040 | H2 Salt Cavern Storage - ON | Storage | Hydrogen | QC | Dispatch-Storage | EmissionsCost | 0 | [6 empty] | 0.45639 | 0
LCP_Inputs_ON_Diverse_2023_04_03 | 2040 | H2 Salt Cavern Storage - ON | Storage | Hydrogen | QC | Dispatch-Storage | FuelCost | 0 | [6 empty] | 0.45639 | 0
LCP_Inputs_ON_Diverse_2023_04_03 | 2040 | H2 Salt Cavern Storage - ON | Storage | Hydrogen | QC | Dispatch-Storage | VOM | 0 | [6 empty] | 0.45639 | 0
LCP_Inputs_ON_Diverse_2023_04_03 | 2040 | H2 Salt Cavern Storage - ON | Storage | Hydrogen | WC | Dispatch-Storage | EmissionsCost | 0 | [6 empty] | 0.45639 | 0
LCP_Inputs_ON_Diverse_2023_04_03 | 2040 | H2 Salt Cavern Storage - ON | Storage | Hydrogen | WC | Dispatch-Storage | FuelCost | 0 | [6 empty] | 0.45639 | 0
LCP_Inputs_ON_Diverse_2023_04_03 | 2040 | H2 Salt Cavern Storage - ON | Storage | Hydrogen | WC | Dispatch-Storage | VOM | 0 | [6 empty] | 0.45639 | 0
LCP_Inputs_ON_Diverse_2023_04_03 | 2040 | Hydro | Generation | Electricity | MI | Dispatch-Generation | EmissionsCost | 0 | [6 empty] | 0.45639 | 0
LCP_Inputs_ON_Diverse_2023_04_03 | 2040 | Hydro | Generation | Electricity | MI | Dispatch-Generation | FuelCost | 0 | [6 empty] | 0.45639 | 0
LCP_Inputs_ON_Diverse_2023_04_03 | 2040 | Hydro | Generation | Electricity | MI | Dispatch-Generation | VOM | 0 | [6 empty] | 0.45639 | 0
LCP_Inputs_ON_Diverse_2023_04_03 | 2040 | Hydro | Generation | Electricity | NY | Dispatch-Generation | EmissionsCost | 0 | [6 empty] | 0.45639 | 0
LCP_Inputs_ON_Diverse_2023_04_03 | 2040 | Hydro | Generation | Electricity | NY | Dispatch-Generation | FuelCost | 0 | [6 empty] | 0.45639 | 0
LCP_Inputs_ON_Diverse_2023_04_03 | 2040 | Hydro | Generation | Electricity | NY | Dispatch-Generation | VOM | 0 | [6 empty] | 0.45639 | 0
LCP_Inputs_ON_Diverse_2023_04_03 | 2040 | Hydro | Generation | Electricity | ON | Dispatch-Generation | EmissionsCost | 0 | [6 empty] | 0.45639 | 0
LCP_Inputs_ON_Diverse_2023_04_03 | 2040 | Hydro | Generation | Electricity | ON | Dispatch-Generation | FuelCost | 0 | [6 empty] | 0.45639 | 0
LCP_Inputs_ON_Diverse_2023_04_03 | 2040 | Hydro | Generation | Electricity | ON | Dispatch-Generation | VOM | 0 | [6 empty] | 0.45639 | 0
LCP_Inputs_ON_Diverse_2023_04_03 | 2040 | Hydro | Generation | Electricity | PJ | Dispatch-Generation | EmissionsCost | 0 | [6 empty] | 0.45639 | 0
LCP_Inputs_ON_Diverse_2023_04_03 | 2040 | Hydro | Generation | Electricity | PJ | Dispatch-Generation | FuelCost | 0 | [6 empty] | 0.45639 | 0
LCP_Inputs_ON_Diverse_2023_04_03 | 2040 | Hydro | Generation | Electricity | PJ | Dispatch-Generation | VOM | 0 | [6 empty] | 0.45639 | 0
LCP_Inputs_ON_Diverse_2023_04_03 | 2040 | Hydro | Generation | Electricity | QC | Dispatch-Generation | EmissionsCost | 0 | [6 empty] | 0.45639 | 0
LCP_Inputs_ON_Diverse_2023_04_03 | 2040 | Hydro | Generation | Electricity | QC | Dispatch-Generation | FuelCost | 0 | [6 empty] | 0.45639 | 0
LCP_Inputs_ON_Diverse_2023_04_03 | 2040 | Hydro | Generation | Electricity | QC | Dispatch-Generation | VOM | 0 | [6 empty] | 0.45639 | 0
LCP_Inputs_ON_Diverse_2023_04_03 | 2040 | Hydro | Generation | Electricity | WC | Dispatch-Generation | EmissionsCost | 0 | [6 empty] | 0.45639 | 0
LCP_Inputs_ON_Diverse_2023_04_03 | 2040 | Hydro | Generation | Electricity | WC | Dispatch-Generation | FuelCost | 0 | [6 empty] | 0.45639 | 0
LCP_Inputs_ON_Diverse_2023_04_03 | 2040 | Hydro | Generation | Electricity | WC | Dispatch-Generation | VOM | 0 | [6 empty] | 0.45639 | 0
LCP_Inputs_ON_Diverse_2023_04_03 | 2040 | Hydro Pumped Storage | Storage | Electricity | MI | Dispatch-Storage | EmissionsCost | 0 | [6 empty] | 0.45639 | 0
LCP_Inputs_ON_Diverse_2023_04_03 | 2040 | Hydro Pumped Storage | Storage | Electricity | MI | Dispatch-Storage | FuelCost | 0 | [6 empty] | 0.45639 | 0
LCP_Inputs_ON_Diverse_2023_04_03 | 2040 | Hydro Pumped Storage | Storage | Electricity | MI | Dispatch-Storage | VOM | 0 | [6 empty] | 0.45639 | 0
LCP_Inputs_ON_Diverse_2023_04_03 | 2040 | Hydro Pumped Storage | Storage | Electricity | NY | Dispatch-Storage | EmissionsCost | 0 | [6 empty] | 0.45639 | 0
LCP_Inputs_ON_Diverse_2023_04_03 | 2040 | Hydro Pumped Storage | Storage | Electricity | NY | Dispatch-Storage | FuelCost | 0 | [6 empty] | 0.45639 | 0
LCP_Inputs_ON_Diverse_2023_04_03 | 2040 | Hydro Pumped Storage | Storage | Electricity | NY | Dispatch-Storage | VOM | 0 | [6 empty] | 0.45639 | 0
LCP_Inputs_ON_Diverse_2023_04_03 | 2040 | Hydro Pumped Storage | Storage | Electricity | ON | Dispatch-Storage | EmissionsCost | 0 | [6 empty] | 0.45639 | 0
LCP_Inputs_ON_Diverse_2023_04_03 | 2040 | Hydro Pumped Storage | Storage | Electricity | ON | Dispatch-Storage | FuelCost | 0 | [6 empty] | 0.45639 | 0
LCP_Inputs_ON_Diverse_2023_04_03 | 2040 | Hydro Pumped Storage | Storage | Electricity | ON | Dispatch-Storage | VOM | 0 | [6 empty] | 0.45639 | 0
LCP_Inputs_ON_Diverse_2023_04_03 | 2040 | Hydro Pumped Storage | Storage | Electricity | PJ | Dispatch-Storage | EmissionsCost | 0 | [6 empty] | 0.45639 | 0
LCP_Inputs_ON_Diverse_2023_04_03 | 2040 | Hydro Pumped Storage | Storage | Electricity | PJ | Dispatch-Storage | FuelCost | 0 | [6 empty] | 0.45639 | 0
LCP_Inputs_ON_Diverse_2023_04_03 | 2040 | Hydro Pumped Storage | Storage | Electricity | PJ | Dispatch-Storage | VOM | 0 | [6 empty] | 0.45639 | 0
LCP_Inputs_ON_Diverse_2023_04_03 | 2040 | Hydro Pumped Storage | Storage | Electricity | QC | Dispatch-Storage | EmissionsCost | 0 | [6 empty] | 0.45639 | 0
LCP_Inputs_ON_Diverse_2023_04_03 | 2040 | Hydro Pumped Storage | Storage | Electricity | QC | Dispatch-Storage | FuelCost | 0 | [6 empty] | 0.45639 | 0
LCP_Inputs_ON_Diverse_2023_04_03 | 2040 | Hydro Pumped Storage | Storage | Electricity | QC | Dispatch-Storage | VOM | 0 | [6 empty] | 0.45639 | 0
LCP_Inputs_ON_Diverse_2023_04_03 | 2040 | Hydro Pumped Storage | Storage | Electricity | WC | Dispatch-Storage | EmissionsCost | 0 | [6 empty] | 0.45639 | 0
LCP_Inputs_ON_Diverse_2023_04_03 | 2040 | Hydro Pumped Storage | Storage | Electricity | WC | Dispatch-Storage | FuelCost | 0 | [6 empty] | 0.45639 | 0
LCP_Inputs_ON_Diverse_2023_04_03 | 2040 | Hydro Pumped Storage | Storage | Electricity | WC | Dispatch-Storage | VOM | 0 | [6 empty] | 0.45639 | 0
LCP_Inputs_ON_Diverse_2023_04_03 | 2040 | Nuclear | Generation | Electricity | MI | Dispatch-Generation | EmissionsCost | 0 | [6 empty] | 0.45639 | 0
LCP_Inputs_ON_Diverse_2023_04_03 | 2040 | Nuclear | Generation | Electricity | MI | Dispatch-Generation | FuelCost | 0 | [6 empty] | 0.45639 | 0
LCP_Inputs_ON_Diverse_2023_04_03 | 2040 | Nuclear | Generation | Electricity | MI | Dispatch-Generation | VOM | 2762866296.96 | [6 empty] | 0.45639 | 1260936112.032
LCP_Inputs_ON_Diverse_2023_04_03 | 2040 | Nuclear | Generation | Electricity | NY | Dispatch-Generation | EmissionsCost | 0 | [6 empty] | 0.45639 | 0
LCP_Inputs_ON_Diverse_2023_04_03 | 2040 | Nuclear | Generation | Electricity | NY | Dispatch-Generation | FuelCost | 0 | [6 empty] | 0.45639 | 0
LCP_Inputs_ON_Diverse_2023_04_03 | 2040 | Nuclear | Generation | Electricity | NY | Dispatch-Generation | VOM | 2246155230.144 | [6 empty] | 0.45639 | 1025115926.1795
LCP_Inputs_ON_Diverse_2023_04_03 | 2040 | Nuclear | Generation | Electricity | ON | Dispatch-Generation | EmissionsCost | 0 | [6 empty] | 0.45639 | 0
LCP_Inputs_ON_Diverse_2023_04_03 | 2040 | Nuclear | Generation | Electricity | ON | Dispatch-Generation | FuelCost | 0 | [6 empty] | 0.45639 | 0
LCP_Inputs_ON_Diverse_2023_04_03 | 2040 | Nuclear | Generation | Electricity | ON | Dispatch-Generation | VOM | 7823178339.984 | [6 empty] | 0.45639 | 3570396472.1734
LCP_Inputs_ON_Diverse_2023_04_03 | 2040 | Nuclear | Generation | Electricity | PJ | Dispatch-Generation | EmissionsCost | 0 | [6 empty] | 0.45639 | 0
LCP_Inputs_ON_Diverse_2023_04_03 | 2040 | Nuclear | Generation | Electricity | PJ | Dispatch-Generation | FuelCost | 0 | [6 empty] | 0.45639 | 0
LCP_Inputs_ON_Diverse_2023_04_03 | 2040 | Nuclear | Generation | Electricity | PJ | Dispatch-Generation | VOM | 6401347648.6848 | [6 empty] | 0.45639 | 2921491504.9561
LCP_Inputs_ON_Diverse_2023_04_03 | 2040 | Nuclear | Generation | Electricity | QC | Dispatch-Generation | EmissionsCost | 0 | [6 empty] | 0.45639 | 0
LCP_Inputs_ON_Diverse_2023_04_03 | 2040 | Nuclear | Generation | Electricity | QC | Dispatch-Generation | FuelCost | 0 | [6 empty] | 0.45639 | 0
LCP_Inputs_ON_Diverse_2023_04_03 | 2040 | Nuclear | Generation | Electricity | QC | Dispatch-Generation | VOM | 0 | [6 empty] | 0.45639 | 0
LCP_Inputs_ON_Diverse_2023_04_03 | 2040 | Nuclear | Generation | Electricity | WC | Dispatch-Generation | EmissionsCost | 0 | [6 empty] | 0.45639 | 0
LCP_Inputs_ON_Diverse_2023_04_03 | 2040 | Nuclear | Generation | Electricity | WC | Dispatch-Generation | FuelCost | 0 | [6 empty] | 0.45639 | 0
LCP_Inputs_ON_Diverse_2023_04_03 | 2040 | Nuclear | Generation | Electricity | WC | Dispatch-Generation | VOM | 0 | [6 empty] | 0.45639 | 0
LCP_Inputs_ON_Diverse_2023_04_03 | 2040 | Nuclear SMR | Generation | Electricity | MI | Dispatch-Generation | EmissionsCost | 0 | [6 empty] | 0.45639 | 0
LCP_Inputs_ON_Diverse_2023_04_03 | 2040 | Nuclear SMR | Generation | Electricity | MI | Dispatch-Generation | FuelCost | 0 | [6 empty] | 0.45639 | 0
LCP_Inputs_ON_Diverse_2023_04_03 | 2040 | Nuclear SMR | Generation | Electricity | MI | Dispatch-Generation | VOM | 0 | [6 empty] | 0.45639 | 0
LCP_Inputs_ON_Diverse_2023_04_03 | 2040 | Nuclear SMR | Generation | Electricity | NY | Dispatch-Generation | EmissionsCost | 0 | [6 empty] | 0.45639 | 0
LCP_Inputs_ON_Diverse_2023_04_03 | 2040 | Nuclear SMR | Generation | Electricity | NY | Dispatch-Generation | FuelCost | 0 | [6 empty] | 0.45639 | 0
LCP_Inputs_ON_Diverse_2023_04_03 | 2040 | Nuclear SMR | Generation | Electricity | NY | Dispatch-Generation | VOM | 0 | [6 empty] | 0.45639 | 0
LCP_Inputs_ON_Diverse_2023_04_03 | 2040 | Nuclear SMR | Generation | Electricity | ON | Dispatch-Generation | EmissionsCost | 0 | [6 empty] | 0.45639 | 0
LCP_Inputs_ON_Diverse_2023_04_03 | 2040 | Nuclear SMR | Generation | Electricity | ON | Dispatch-Generation | FuelCost | 0 | [6 empty] | 0.45639 | 0
LCP_Inputs_ON_Diverse_2023_04_03 | 2040 | Nuclear SMR | Generation | Electricity | ON | Dispatch-Generation | VOM | 17018020.8 | [6 empty] | 0.45639 | 7766802.5433
LCP_Inputs_ON_Diverse_2023_04_03 | 2040 | Nuclear SMR | Generation | Electricity | PJ | Dispatch-Generation | EmissionsCost | 0 | [6 empty] | 0.45639 | 0
LCP_Inputs_ON_Diverse_2023_04_03 | 2040 | Nuclear SMR | Generation | Electricity | PJ | Dispatch-Generation | FuelCost | 0 | [6 empty] | 0.45639 | 0
LCP_Inputs_ON_Diverse_2023_04_03 | 2040 | Nuclear SMR | Generation | Electricity | PJ | Dispatch-Generation | VOM | 0 | [6 empty] | 0.45639 | 0
LCP_Inputs_ON_Diverse_2023_04_03 | 2040 | Nuclear SMR | Generation | Electricity | QC | Dispatch-Generation | EmissionsCost | 0 | [6 empty] | 0.45639 | 0
LCP_Inputs_ON_Diverse_2023_04_03 | 2040 | Nuclear SMR | Generation | Electricity | QC | Dispatch-Generation | FuelCost | 0 | [6 empty] | 0.45639 | 0
LCP_Inputs_ON_Diverse_2023_04_03 | 2040 | Nuclear SMR | Generation | Electricity | QC | Dispatch-Generation | VOM | 0 | [6 empty] | 0.45639 | 0
LCP_Inputs_ON_Diverse_2023_04_03 | 2040 | Nuclear SMR | Generation | Electricity | WC | Dispatch-Generation | EmissionsCost | 0 | [6 empty] | 0.45639 | 0
LCP_Inputs_ON_Diverse_2023_04_03 | 2040 | Nuclear SMR | Generation | Electricity | WC | Dispatch-Generation | FuelCost | 0 | [6 empty] | 0.45639 | 0
LCP_Inputs_ON_Diverse_2023_04_03 | 2040 | Nuclear SMR | Generation | Electricity | WC | Dispatch-Generation | VOM | 0 | [6 empty] | 0.45639 | 0
LCP_Inputs_ON_Diverse_2023_04_03 | 2040 | O/CCGT - CH4 Existing | Crossload | Electricity | MI | Dispatch-Crossload | EmissionsCost | 0 | [6 empty] | 0.45639 | 0
LCP_Inputs_ON_Diverse_2023_04_03 | 2040 | O/CCGT - CH4 Existing | Crossload | Electricity | MI | Dispatch-Crossload | FuelCost | 0 | [6 empty] | 0.45639 | 0
LCP_Inputs_ON_Diverse_2023_04_03 | 2040 | O/CCGT - CH4 Existing | Crossload | Electricity | MI | Dispatch-Crossload | VOM | 0 | [6 empty] | 0.45639 | 0
LCP_Inputs_ON_Diverse_2023_04_03 | 2040 | O/CCGT - CH4 Existing | Crossload | Electricity | NY | Dispatch-Crossload | EmissionsCost | 0 | [6 empty] | 0.45639 | 0
LCP_Inputs_ON_Diverse_2023_04_03 | 2040 | O/CCGT - CH4 Existing | Crossload | Electricity | NY | Dispatch-Crossload | FuelCost | 0 | [6 empty] | 0.45639 | 0
LCP_Inputs_ON_Diverse_2023_04_03 | 2040 | O/CCGT - CH4 Existing | Crossload | Electricity | NY | Dispatch-Crossload | VOM | 0 | [6 empty] | 0.45639 | 0
LCP_Inputs_ON_Diverse_2023_04_03 | 2040 | O/CCGT - CH4 Existing | Crossload | Electricity | ON | Dispatch-Crossload | EmissionsCost | 3390434.5216 | [6 empty] | 0.45639 | 1547350.0576
LCP_Inputs_ON_Diverse_2023_04_03 | 2040 | O/CCGT - CH4 Existing | Crossload | Electricity | ON | Dispatch-Crossload | FuelCost | 0 | [6 empty] | 0.45639 | 0
LCP_Inputs_ON_Diverse_2023_04_03 | 2040 | O/CCGT - CH4 Existing | Crossload | Electricity | ON | Dispatch-Crossload | VOM | 205052.9936 | [6 empty] | 0.45639 | 93583.5096
LCP_Inputs_ON_Diverse_2023_04_03 | 2040 | O/CCGT - CH4 Existing | Crossload | Electricity | PJ | Dispatch-Crossload | EmissionsCost | 0 | [6 empty] | 0.45639 | 0
LCP_Inputs_ON_Diverse_2023_04_03 | 2040 | O/CCGT - CH4 Existing | Crossload | Electricity | PJ | Dispatch-Crossload | FuelCost | 0 | [6 empty] | 0.45639 | 0
LCP_Inputs_ON_Diverse_2023_04_03 | 2040 | O/CCGT - CH4 Existing | Crossload | Electricity | PJ | Dispatch-Crossload | VOM | 0 | [6 empty] | 0.45639 | 0
LCP_Inputs_ON_Diverse_2023_04_03 | 2040 | O/CCGT - CH4 Existing | Crossload | Electricity | QC | Dispatch-Crossload | EmissionsCost | 0 | [6 empty] | 0.45639 | 0
LCP_Inputs_ON_Diverse_2023_04_03 | 2040 | O/CCGT - CH4 Existing | Crossload | Electricity | QC | Dispatch-Crossload | FuelCost | 0 | [6 empty] | 0.45639 | 0
LCP_Inputs_ON_Diverse_2023_04_03 | 2040 | O/CCGT - CH4 Existing | Crossload | Electricity | QC | Dispatch-Crossload | VOM | 0 | [6 empty] | 0.45639 | 0
LCP_Inputs_ON_Diverse_2023_04_03 | 2040 | O/CCGT - CH4 Existing | Crossload | Electricity | WC | Dispatch-Crossload | EmissionsCost | 0 | [6 empty] | 0.45639 | 0
LCP_Inputs_ON_Diverse_2023_04_03 | 2040 | O/CCGT - CH4 Existing | Crossload | Electricity | WC | Dispatch-Crossload | FuelCost | 0 | [6 empty] | 0.45639 | 0
LCP_Inputs_ON_Diverse_2023_04_03 | 2040 | O/CCGT - CH4 Existing | Crossload | Electricity | WC | Dispatch-Crossload | VOM | 0 | [6 empty] | 0.45639 | 0
LCP_Inputs_ON_Diverse_2023_04_03 | 2040 | O/CCGT - CH4 New | Crossload | Electricity | MI | Dispatch-Crossload | EmissionsCost | 0 | [6 empty] | 0.45639 | 0
LCP_Inputs_ON_Diverse_2023_04_03 | 2040 | O/CCGT - CH4 New | Crossload | Electricity | MI | Dispatch-Crossload | FuelCost | 0 | [6 empty] | 0.45639 | 0
LCP_Inputs_ON_Diverse_2023_04_03 | 2040 | O/CCGT - CH4 New | Crossload | Electricity | MI | Dispatch-Crossload | VOM | 0 | [6 empty] | 0.45639 | 0
LCP_Inputs_ON_Diverse_2023_04_03 | 2040 | O/CCGT - CH4 New | Crossload | Electricity | NY | Dispatch-Crossload | EmissionsCost | 0 | [6 empty] | 0.45639 | 0
LCP_Inputs_ON_Diverse_2023_04_03 | 2040 | O/CCGT - CH4 New | Crossload | Electricity | NY | Dispatch-Crossload | FuelCost | 0 | [6 empty] | 0.45639 | 0
LCP_Inputs_ON_Diverse_2023_04_03 | 2040 | O/CCGT - CH4 New | Crossload | Electricity | NY | Dispatch-Crossload | VOM | 0 | [6 empty] | 0.45639 | 0
LCP_Inputs_ON_Diverse_2023_04_03 | 2040 | O/CCGT - CH4 New | Crossload | Electricity | ON | Dispatch-Crossload | EmissionsCost | 1511114.6946 | [6 empty] | 0.45639 | 689653.0208
LCP_Inputs_ON_Diverse_2023_04_03 | 2040 | O/CCGT - CH4 New | Crossload | Electricity | ON | Dispatch-Crossload | FuelCost | 0 | [6 empty] | 0.45639 | 0
LCP_Inputs_ON_Diverse_2023_04_03 | 2040 | O/CCGT - CH4 New | Crossload | Electricity | ON | Dispatch-Crossload | VOM | 91392 | [6 empty] | 0.45639 | 41710.1158
LCP_Inputs_ON_Diverse_2023_04_03 | 2040 | O/CCGT - CH4 New | Crossload | Electricity | PJ | Dispatch-Crossload | EmissionsCost | 0 | [6 empty] | 0.45639 | 0
LCP_Inputs_ON_Diverse_2023_04_03 | 2040 | O/CCGT - CH4 New | Crossload | Electricity | PJ | Dispatch-Crossload | FuelCost | 0 | [6 empty] | 0.45639 | 0
LCP_Inputs_ON_Diverse_2023_04_03 | 2040 | O/CCGT - CH4 New | Crossload | Electricity | PJ | Dispatch-Crossload | VOM | 0 | [6 empty] | 0.45639 | 0
LCP_Inputs_ON_Diverse_2023_04_03 | 2040 | O/CCGT - CH4 New | Crossload | Electricity | QC | Dispatch-Crossload | EmissionsCost | 0 | [6 empty] | 0.45639 | 0
LCP_Inputs_ON_Diverse_2023_04_03 | 2040 | O/CCGT - CH4 New | Crossload | Electricity | QC | Dispatch-Crossload | FuelCost | 0 | [6 empty] | 0.45639 | 0
LCP_Inputs_ON_Diverse_2023_04_03 | 2040 | O/CCGT - CH4 New | Crossload | Electricity | QC | Dispatch-Crossload | VOM | 0 | [6 empty] | 0.45639 | 0
LCP_Inputs_ON_Diverse_2023_04_03 | 2040 | O/CCGT - CH4 New | Crossload | Electricity | WC | Dispatch-Crossload | EmissionsCost | 0 | [6 empty] | 0.45639 | 0
LCP_Inputs_ON_Diverse_2023_04_03 | 2040 | O/CCGT - CH4 New | Crossload | Electricity | WC | Dispatch-Crossload | FuelCost | 0 | [6 empty] | 0.45639 | 0
LCP_Inputs_ON_Diverse_2023_04_03 | 2040 | O/CCGT - CH4 New | Crossload | Electricity | WC | Dispatch-Crossload | VOM | 0 | [6 empty] | 0.45639 | 0
LCP_Inputs_ON_Diverse_2023_04_03 | 2040 | O/CCGT - H2 New | Crossload | Electricity | MI | Dispatch-Crossload | EmissionsCost | 0 | [6 empty] | 0.45639 | 0
LCP_Inputs_ON_Diverse_2023_04_03 | 2040 | O/CCGT - H2 New | Crossload | Electricity | MI | Dispatch-Crossload | FuelCost | 0 | [6 empty] | 0.45639 | 0
LCP_Inputs_ON_Diverse_2023_04_03 | 2040 | O/CCGT - H2 New | Crossload | Electricity | MI | Dispatch-Crossload | VOM | 0 | [6 empty] | 0.45639 | 0
LCP_Inputs_ON_Diverse_2023_04_03 | 2040 | O/CCGT - H2 New | Crossload | Electricity | NY | Dispatch-Crossload | EmissionsCost | 0 | [6 empty] | 0.45639 | 0
LCP_Inputs_ON_Diverse_2023_04_03 | 2040 | O/CCGT - H2 New | Crossload | Electricity | NY | Dispatch-Crossload | FuelCost | 0 | [6 empty] | 0.45639 | 0
LCP_Inputs_ON_Diverse_2023_04_03 | 2040 | O/CCGT - H2 New | Crossload | Electricity | NY | Dispatch-Crossload | VOM | 0 | [6 empty] | 0.45639 | 0
LCP_Inputs_ON_Diverse_2023_04_03 | 2040 | O/CCGT - H2 New | Crossload | Electricity | ON | Dispatch-Crossload | EmissionsCost | 0 | [6 empty] | 0.45639 | 0
LCP_Inputs_ON_Diverse_2023_04_03 | 2040 | O/CCGT - H2 New | Crossload | Electricity | ON | Dispatch-Crossload | FuelCost | 0 | [6 empty] | 0.45639 | 0
LCP_Inputs_ON_Diverse_2023_04_03 | 2040 | O/CCGT - H2 New | Crossload | Electricity | ON | Dispatch-Crossload | VOM | 7909597.6597 | [6 empty] | 0.45639 | 3609837.1216
LCP_Inputs_ON_Diverse_2023_04_03 | 2040 | O/CCGT - H2 New | Crossload | Electricity | PJ | Dispatch-Crossload | EmissionsCost | 0 | [6 empty] | 0.45639 | 0
LCP_Inputs_ON_Diverse_2023_04_03 | 2040 | O/CCGT - H2 New | Crossload | Electricity | PJ | Dispatch-Crossload | FuelCost | 0 | [6 empty] | 0.45639 | 0
LCP_Inputs_ON_Diverse_2023_04_03 | 2040 | O/CCGT - H2 New | Crossload | Electricity | PJ | Dispatch-Crossload | VOM | 0 | [6 empty] | 0.45639 | 0
LCP_Inputs_ON_Diverse_2023_04_03 | 2040 | O/CCGT - H2 New | Crossload | Electricity | QC | Dispatch-Crossload | EmissionsCost | 0 | [6 empty] | 0.45639 | 0
LCP_Inputs_ON_Diverse_2023_04_03 | 2040 | O/CCGT - H2 New | Crossload | Electricity | QC | Dispatch-Crossload | FuelCost | 0 | [6 empty] | 0.45639 | 0
LCP_Inputs_ON_Diverse_2023_04_03 | 2040 | O/CCGT - H2 New | Crossload | Electricity | QC | Dispatch-Crossload | VOM | 0 | [6 empty] | 0.45639 | 0
LCP_Inputs_ON_Diverse_2023_04_03 | 2040 | O/CCGT - H2 New | Crossload | Electricity | WC | Dispatch-Crossload | EmissionsCost | 0 | [6 empty] | 0.45639 | 0
LCP_Inputs_ON_Diverse_2023_04_03 | 2040 | O/CCGT - H2 New | Crossload | Electricity | WC | Dispatch-Crossload | FuelCost | 0 | [6 empty] | 0.45639 | 0
LCP_Inputs_ON_Diverse_2023_04_03 | 2040 | O/CCGT - H2 New | Crossload | Electricity | WC | Dispatch-Crossload | VOM | 0 | [6 empty] | 0.45639 | 0
LCP_Inputs_ON_Diverse_2023_04_03 | 2040 | SMR CCS | Crossload | Hydrogen | MI | Dispatch-Crossload | EmissionsCost | 0 | [6 empty] | 0.45639 | 0
LCP_Inputs_ON_Diverse_2023_04_03 | 2040 | SMR CCS | Crossload | Hydrogen | MI | Dispatch-Crossload | FuelCost | 0 | [6 empty] | 0.45639 | 0
LCP_Inputs_ON_Diverse_2023_04_03 | 2040 | SMR CCS | Crossload | Hydrogen | MI | Dispatch-Crossload | VOM | 0 | [6 empty] | 0.45639 | 0
LCP_Inputs_ON_Diverse_2023_04_03 | 2040 | SMR CCS | Crossload | Hydrogen | NY | Dispatch-Crossload | EmissionsCost | 0 | [6 empty] | 0.45639 | 0
LCP_Inputs_ON_Diverse_2023_04_03 | 2040 | SMR CCS | Crossload | Hydrogen | NY | Dispatch-Crossload | FuelCost | 0 | [6 empty] | 0.45639 | 0
LCP_Inputs_ON_Diverse_2023_04_03 | 2040 | SMR CCS | Crossload | Hydrogen | NY | Dispatch-Crossload | VOM | 0 | [6 empty] | 0.45639 | 0
LCP_Inputs_ON_Diverse_2023_04_03 | 2040 | SMR CCS | Crossload | Hydrogen | ON | Dispatch-Crossload | EmissionsCost | 226893188.4492 | [6 empty] | 0.45639 | 103551089.3902
LCP_Inputs_ON_Diverse_2023_04_03 | 2040 | SMR CCS | Crossload | Hydrogen | ON | Dispatch-Crossload | FuelCost | 0 | [6 empty] | 0.45639 | 0
LCP_Inputs_ON_Diverse_2023_04_03 | 2040 | SMR CCS | Crossload | Hydrogen | ON | Dispatch-Crossload | VOM | 449952760.7082 | [6 empty] | 0.45639 | 205352566.3945
LCP_Inputs_ON_Diverse_2023_04_03 | 2040 | SMR CCS | Crossload | Hydrogen | PJ | Dispatch-Crossload | EmissionsCost | 0 | [6 empty] | 0.45639 | 0
LCP_Inputs_ON_Diverse_2023_04_03 | 2040 | SMR CCS | Crossload | Hydrogen | PJ | Dispatch-Crossload | FuelCost | 0 | [6 empty] | 0.45639 | 0
LCP_Inputs_ON_Diverse_2023_04_03 | 2040 | SMR CCS | Crossload | Hydrogen | PJ | Dispatch-Crossload | VOM | 0 | [6 empty] | 0.45639 | 0
LCP_Inputs_ON_Diverse_2023_04_03 | 2040 | SMR CCS | Crossload | Hydrogen | QC | Dispatch-Crossload | EmissionsCost | 0 | [6 empty] | 0.45639 | 0
LCP_Inputs_ON_Diverse_2023_04_03 | 2040 | SMR CCS | Crossload | Hydrogen | QC | Dispatch-Crossload | FuelCost | 0 | [6 empty] | 0.45639 | 0
LCP_Inputs_ON_Diverse_2023_04_03 | 2040 | SMR CCS | Crossload | Hydrogen | QC | Dispatch-Crossload | VOM | 0 | [6 empty] | 0.45639 | 0
LCP_Inputs_ON_Diverse_2023_04_03 | 2040 | SMR CCS | Crossload | Hydrogen | WC | Dispatch-Crossload | EmissionsCost | 0 | [6 empty] | 0.45639 | 0
LCP_Inputs_ON_Diverse_2023_04_03 | 2040 | SMR CCS | Crossload | Hydrogen | WC | Dispatch-Crossload | FuelCost | 0 | [6 empty] | 0.45639 | 0
LCP_Inputs_ON_Diverse_2023_04_03 | 2040 | SMR CCS | Crossload | Hydrogen | WC | Dispatch-Crossload | VOM | 0 | [6 empty] | 0.45639 | 0
LCP_Inputs_ON_Diverse_2023_04_03 | 2040 | Solar PV | Generation | Electricity | MI | Dispatch-Generation | EmissionsCost | 0 | [6 empty] | 0.45639 | 0
LCP_Inputs_ON_Diverse_2023_04_03 | 2040 | Solar PV | Generation | Electricity | MI | Dispatch-Generation | FuelCost | 0 | [6 empty] | 0.45639 | 0
LCP_Inputs_ON_Diverse_2023_04_03 | 2040 | Solar PV | Generation | Electricity | MI | Dispatch-Generation | VOM | 0 | [6 empty] | 0.45639 | 0
LCP_Inputs_ON_Diverse_2023_04_03 | 2040 | Solar PV | Generation | Electricity | NY | Dispatch-Generation | EmissionsCost | 0 | [6 empty] | 0.45639 | 0
LCP_Inputs_ON_Diverse_2023_04_03 | 2040 | Solar PV | Generation | Electricity | NY | Dispatch-Generation | FuelCost | 0 | [6 empty] | 0.45639 | 0
LCP_Inputs_ON_Diverse_2023_04_03 | 2040 | Solar PV | Generation | Electricity | NY | Dispatch-Generation | VOM | 0 | [6 empty] | 0.45639 | 0
LCP_Inputs_ON_Diverse_2023_04_03 | 2040 | Solar PV | Generation | Electricity | ON | Dispatch-Generation | EmissionsCost | 0 | [6 empty] | 0.45639 | 0
LCP_Inputs_ON_Diverse_2023_04_03 | 2040 | Solar PV | Generation | Electricity | ON | Dispatch-Generation | FuelCost | 0 | [6 empty] | 0.45639 | 0
LCP_Inputs_ON_Diverse_2023_04_03 | 2040 | Solar PV | Generation | Electricity | ON | Dispatch-Generation | VOM | 0 | [6 empty] | 0.45639 | 0
LCP_Inputs_ON_Diverse_2023_04_03 | 2040 | Solar PV | Generation | Electricity | PJ | Dispatch-Generation | EmissionsCost | 0 | [6 empty] | 0.45639 | 0
LCP_Inputs_ON_Diverse_2023_04_03 | 2040 | Solar PV | Generation | Electricity | PJ | Dispatch-Generation | FuelCost | 0 | [6 empty] | 0.45639 | 0
LCP_Inputs_ON_Diverse_2023_04_03 | 2040 | Solar PV | Generation | Electricity | PJ | Dispatch-Generation | VOM | 0 | [6 empty] | 0.45639 | 0
LCP_Inputs_ON_Diverse_2023_04_03 | 2040 | Solar PV | Generation | Electricity | QC | Dispatch-Generation | EmissionsCost | 0 | [6 empty] | 0.45639 | 0
LCP_Inputs_ON_Diverse_2023_04_03 | 2040 | Solar PV | Generation | Electricity | QC | Dispatch-Generation | FuelCost | 0 | [6 empty] | 0.45639 | 0
LCP_Inputs_ON_Diverse_2023_04_03 | 2040 | Solar PV | Generation | Electricity | QC | Dispatch-Generation | VOM | 0 | [6 empty] | 0.45639 | 0
LCP_Inputs_ON_Diverse_2023_04_03 | 2040 | Solar PV | Generation | Electricity | WC | Dispatch-Generation | EmissionsCost | 0 | [6 empty] | 0.45639 | 0
LCP_Inputs_ON_Diverse_2023_04_03 | 2040 | Solar PV | Generation | Electricity | WC | Dispatch-Generation | FuelCost | 0 | [6 empty] | 0.45639 | 0
LCP_Inputs_ON_Diverse_2023_04_03 | 2040 | Solar PV | Generation | Electricity | WC | Dispatch-Generation | VOM | 0 | [6 empty] | 0.45639 | 0
LCP_Inputs_ON_Diverse_2023_04_03 | 2040 | Wind Offshore | Generation | Electricity | MI | Dispatch-Generation | EmissionsCost | 0 | [6 empty] | 0.45639 | 0
LCP_Inputs_ON_Diverse_2023_04_03 | 2040 | Wind Offshore | Generation | Electricity | MI | Dispatch-Generation | FuelCost | 0 | [6 empty] | 0.45639 | 0
LCP_Inputs_ON_Diverse_2023_04_03 | 2040 | Wind Offshore | Generation | Electricity | MI | Dispatch-Generation | VOM | 0 | [6 empty] | 0.45639 | 0
LCP_Inputs_ON_Diverse_2023_04_03 | 2040 | Wind Offshore | Generation | Electricity | NY | Dispatch-Generation | EmissionsCost | 0 | [6 empty] | 0.45639 | 0
LCP_Inputs_ON_Diverse_2023_04_03 | 2040 | Wind Offshore | Generation | Electricity | NY | Dispatch-Generation | FuelCost | 0 | [6 empty] | 0.45639 | 0
LCP_Inputs_ON_Diverse_2023_04_03 | 2040 | Wind Offshore | Generation | Electricity | NY | Dispatch-Generation | VOM | 0 | [6 empty] | 0.45639 | 0
LCP_Inputs_ON_Diverse_2023_04_03 | 2040 | Wind Offshore | Generation | Electricity | ON | Dispatch-Generation | EmissionsCost | 0 | [6 empty] | 0.45639 | 0
LCP_Inputs_ON_Diverse_2023_04_03 | 2040 | Wind Offshore | Generation | Electricity | ON | Dispatch-Generation | FuelCost | 0 | [6 empty] | 0.45639 | 0
LCP_Inputs_ON_Diverse_2023_04_03 | 2040 | Wind Offshore | Generation | Electricity | ON | Dispatch-Generation | VOM | 0 | [6 empty] | 0.45639 | 0
LCP_Inputs_ON_Diverse_2023_04_03 | 2040 | Wind Offshore | Generation | Electricity | PJ | Dispatch-Generation | EmissionsCost | 0 | [6 empty] | 0.45639 | 0
LCP_Inputs_ON_Diverse_2023_04_03 | 2040 | Wind Offshore | Generation | Electricity | PJ | Dispatch-Generation | FuelCost | 0 | [6 empty] | 0.45639 | 0
LCP_Inputs_ON_Diverse_2023_04_03 | 2040 | Wind Offshore | Generation | Electricity | PJ | Dispatch-Generation | VOM | 0 | [6 empty] | 0.45639 | 0
LCP_Inputs_ON_Diverse_2023_04_03 | 2040 | Wind Offshore | Generation | Electricity | QC | Dispatch-Generation | EmissionsCost | 0 | [6 empty] | 0.45639 | 0
LCP_Inputs_ON_Diverse_2023_04_03 | 2040 | Wind Offshore | Generation | Electricity | QC | Dispatch-Generation | FuelCost | 0 | [6 empty] | 0.45639 | 0
LCP_Inputs_ON_Diverse_2023_04_03 | 2040 | Wind Offshore | Generation | Electricity | QC | Dispatch-Generation | VOM | 0 | [6 empty] | 0.45639 | 0
LCP_Inputs_ON_Diverse_2023_04_03 | 2040 | Wind Offshore | Generation | Electricity | WC | Dispatch-Generation | EmissionsCost | 0 | [6 empty] | 0.45639 | 0
LCP_Inputs_ON_Diverse_2023_04_03 | 2040 | Wind Offshore | Generation | Electricity | WC | Dispatch-Generation | FuelCost | 0 | [6 empty] | 0.45639 | 0
LCP_Inputs_ON_Diverse_2023_04_03 | 2040 | Wind Offshore | Generation | Electricity | WC | Dispatch-Generation | VOM | 0 | [6 empty] | 0.45639 | 0
LCP_Inputs_ON_Diverse_2023_04_03 | 2040 | Wind Onshore | Generation | Electricity | MI | Dispatch-Generation | EmissionsCost | 0 | [6 empty] | 0.45639 | 0
LCP_Inputs_ON_Diverse_2023_04_03 | 2040 | Wind Onshore | Generation | Electricity | MI | Dispatch-Generation | FuelCost | 0 | [6 empty] | 0.45639 | 0
LCP_Inputs_ON_Diverse_2023_04_03 | 2040 | Wind Onshore | Generation | Electricity | MI | Dispatch-Generation | VOM | 0 | [6 empty] | 0.45639 | 0
LCP_Inputs_ON_Diverse_2023_04_03 | 2040 | Wind Onshore | Generation | Electricity | NY | Dispatch-Generation | EmissionsCost | 0 | [6 empty] | 0.45639 | 0
LCP_Inputs_ON_Diverse_2023_04_03 | 2040 | Wind Onshore | Generation | Electricity | NY | Dispatch-Generation | FuelCost | 0 | [6 empty] | 0.45639 | 0
LCP_Inputs_ON_Diverse_2023_04_03 | 2040 | Wind Onshore | Generation | Electricity | NY | Dispatch-Generation | VOM | 0 | [6 empty] | 0.45639 | 0
LCP_Inputs_ON_Diverse_2023_04_03 | 2040 | Wind Onshore | Generation | Electricity | ON | Dispatch-Generation | EmissionsCost | 0 | [6 empty] | 0.45639 | 0
LCP_Inputs_ON_Diverse_2023_04_03 | 2040 | Wind Onshore | Generation | Electricity | ON | Dispatch-Generation | FuelCost | 0 | [6 empty] | 0.45639 | 0
LCP_Inputs_ON_Diverse_2023_04_03 | 2040 | Wind Onshore | Generation | Electricity | ON | Dispatch-Generation | VOM | 0 | [6 empty] | 0.45639 | 0
LCP_Inputs_ON_Diverse_2023_04_03 | 2040 | Wind Onshore | Generation | Electricity | PJ | Dispatch-Generation | EmissionsCost | 0 | [6 empty] | 0.45639 | 0
LCP_Inputs_ON_Diverse_2023_04_03 | 2040 | Wind Onshore | Generation | Electricity | PJ | Dispatch-Generation | FuelCost | 0 | [6 empty] | 0.45639 | 0
LCP_Inputs_ON_Diverse_2023_04_03 | 2040 | Wind Onshore | Generation | Electricity | PJ | Dispatch-Generation | VOM | 0 | [6 empty] | 0.45639 | 0
LCP_Inputs_ON_Diverse_2023_04_03 | 2040 | Wind Onshore | Generation | Electricity | QC | Dispatch-Generation | EmissionsCost | 0 | [6 empty] | 0.45639 | 0
LCP_Inputs_ON_Diverse_2023_04_03 | 2040 | Wind Onshore | Generation | Electricity | QC | Dispatch-Generation | FuelCost | 0 | [6 empty] | 0.45639 | 0
LCP_Inputs_ON_Diverse_2023_04_03 | 2040 | Wind Onshore | Generation | Electricity | QC | Dispatch-Generation | VOM | 0 | [6 empty] | 0.45639 | 0
LCP_Inputs_ON_Diverse_2023_04_03 | 2040 | Wind Onshore | Generation | Electricity | WC | Dispatch-Generation | EmissionsCost | 0 | [6 empty] | 0.45639 | 0
LCP_Inputs_ON_Diverse_2023_04_03 | 2040 | Wind Onshore | Generation | Electricity | WC | Dispatch-Generation | FuelCost | 0 | [6 empty] | 0.45639 | 0
LCP_Inputs_ON_Diverse_2023_04_03 | 2040 | Wind Onshore | Generation | Electricity | WC | Dispatch-Generation | VOM | 0 | [6 empty] | 0.45639 | 0
LCP_Inputs_ON_Diverse_2023_04_03 | 2041 | Anaerobic Digestion | Generation | Methane | MI | Dispatch-Generation | EmissionsCost | 0 | [6 empty] | 0.43883 | 0
LCP_Inputs_ON_Diverse_2023_04_03 | 2041 | Anaerobic Digestion | Generation | Methane | MI | Dispatch-Generation | FuelCost | 0 | [6 empty] | 0.43883 | 0
LCP_Inputs_ON_Diverse_2023_04_03 | 2041 | Anaerobic Digestion | Generation | Methane | MI | Dispatch-Generation | VOM | 0 | [6 empty] | 0.43883 | 0
LCP_Inputs_ON_Diverse_2023_04_03 | 2041 | Anaerobic Digestion | Generation | Methane | NY | Dispatch-Generation | EmissionsCost | 0 | [6 empty] | 0.43883 | 0
LCP_Inputs_ON_Diverse_2023_04_03 | 2041 | Anaerobic Digestion | Generation | Methane | NY | Dispatch-Generation | FuelCost | 0 | [6 empty] | 0.43883 | 0
LCP_Inputs_ON_Diverse_2023_04_03 | 2041 | Anaerobic Digestion | Generation | Methane | NY | Dispatch-Generation | VOM | 0 | [6 empty] | 0.43883 | 0
LCP_Inputs_ON_Diverse_2023_04_03 | 2041 | Anaerobic Digestion | Generation | Methane | ON | Dispatch-Generation | EmissionsCost | 3867281.1607 | [6 empty] | 0.43883 | 1697092.9221
LCP_Inputs_ON_Diverse_2023_04_03 | 2041 | Anaerobic Digestion | Generation | Methane | ON | Dispatch-Generation | FuelCost | 0 | [6 empty] | 0.43883 | 0
LCP_Inputs_ON_Diverse_2023_04_03 | 2041 | Anaerobic Digestion | Generation | Methane | ON | Dispatch-Generation | VOM | 1742440000 | [6 empty] | 0.43883 | 764641221.6721
LCP_Inputs_ON_Diverse_2023_04_03 | 2041 | Anaerobic Digestion | Generation | Methane | PJ | Dispatch-Generation | EmissionsCost | 0 | [6 empty] | 0.43883 | 0
LCP_Inputs_ON_Diverse_2023_04_03 | 2041 | Anaerobic Digestion | Generation | Methane | PJ | Dispatch-Generation | FuelCost | 0 | [6 empty] | 0.43883 | 0
LCP_Inputs_ON_Diverse_2023_04_03 | 2041 | Anaerobic Digestion | Generation | Methane | PJ | Dispatch-Generation | VOM | 0 | [6 empty] | 0.43883 | 0
LCP_Inputs_ON_Diverse_2023_04_03 | 2041 | Anaerobic Digestion | Generation | Methane | QC | Dispatch-Generation | EmissionsCost | 0 | [6 empty] | 0.43883 | 0
LCP_Inputs_ON_Diverse_2023_04_03 | 2041 | Anaerobic Digestion | Generation | Methane | QC | Dispatch-Generation | FuelCost | 0 | [6 empty] | 0.43883 | 0
LCP_Inputs_ON_Diverse_2023_04_03 | 2041 | Anaerobic Digestion | Generation | Methane | QC | Dispatch-Generation | VOM | 0 | [6 empty] | 0.43883 | 0
LCP_Inputs_ON_Diverse_2023_04_03 | 2041 | Anaerobic Digestion | Generation | Methane | WC | Dispatch-Generation | EmissionsCost | 0 | [6 empty] | 0.43883 | 0
LCP_Inputs_ON_Diverse_2023_04_03 | 2041 | Anaerobic Digestion | Generation | Methane | WC | Dispatch-Generation | FuelCost | 0 | [6 empty] | 0.43883 | 0
LCP_Inputs_ON_Diverse_2023_04_03 | 2041 | Anaerobic Digestion | Generation | Methane | WC | Dispatch-Generation | VOM | 0 | [6 empty] | 0.43883 | 0
LCP_Inputs_ON_Diverse_2023_04_03 | 2041 | Battery Storage | Storage | Electricity | MI | Dispatch-Storage | EmissionsCost | 0 | [6 empty] | 0.43883 | 0
LCP_Inputs_ON_Diverse_2023_04_03 | 2041 | Battery Storage | Storage | Electricity | MI | Dispatch-Storage | FuelCost | 0 | [6 empty] | 0.43883 | 0
LCP_Inputs_ON_Diverse_2023_04_03 | 2041 | Battery Storage | Storage | Electricity | MI | Dispatch-Storage | VOM | 0 | [6 empty] | 0.43883 | 0
LCP_Inputs_ON_Diverse_2023_04_03 | 2041 | Battery Storage | Storage | Electricity | NY | Dispatch-Storage | EmissionsCost | 0 | [6 empty] | 0.43883 | 0
LCP_Inputs_ON_Diverse_2023_04_03 | 2041 | Battery Storage | Storage | Electricity | NY | Dispatch-Storage | FuelCost | 0 | [6 empty] | 0.43883 | 0
LCP_Inputs_ON_Diverse_2023_04_03 | 2041 | Battery Storage | Storage | Electricity | NY | Dispatch-Storage | VOM | 0 | [6 empty] | 0.43883 | 0
LCP_Inputs_ON_Diverse_2023_04_03 | 2041 | Battery Storage | Storage | Electricity | ON | Dispatch-Storage | EmissionsCost | 0 | [6 empty] | 0.43883 | 0
LCP_Inputs_ON_Diverse_2023_04_03 | 2041 | Battery Storage | Storage | Electricity | ON | Dispatch-Storage | FuelCost | 0 | [6 empty] | 0.43883 | 0
LCP_Inputs_ON_Diverse_2023_04_03 | 2041 | Battery Storage | Storage | Electricity | ON | Dispatch-Storage | VOM | 0 | [6 empty] | 0.43883 | 0
LCP_Inputs_ON_Diverse_2023_04_03 | 2041 | Battery Storage | Storage | Electricity | PJ | Dispatch-Storage | EmissionsCost | 0 | [6 empty] | 0.43883 | 0
LCP_Inputs_ON_Diverse_2023_04_03 | 2041 | Battery Storage | Storage | Electricity | PJ | Dispatch-Storage | FuelCost | 0 | [6 empty] | 0.43883 | 0
LCP_Inputs_ON_Diverse_2023_04_03 | 2041 | Battery Storage | Storage | Electricity | PJ | Dispatch-Storage | VOM | 0 | [6 empty] | 0.43883 | 0
LCP_Inputs_ON_Diverse_2023_04_03 | 2041 | Battery Storage | Storage | Electricity | QC | Dispatch-Storage | EmissionsCost | 0 | [6 empty] | 0.43883 | 0
LCP_Inputs_ON_Diverse_2023_04_03 | 2041 | Battery Storage | Storage | Electricity | QC | Dispatch-Storage | FuelCost | 0 | [6 empty] | 0.43883 | 0
LCP_Inputs_ON_Diverse_2023_04_03 | 2041 | Battery Storage | Storage | Electricity | QC | Dispatch-Storage | VOM | 0 | [6 empty] | 0.43883 | 0
LCP_Inputs_ON_Diverse_2023_04_03 | 2041 | Battery Storage | Storage | Electricity | WC | Dispatch-Storage | EmissionsCost | 0 | [6 empty] | 0.43883 | 0
LCP_Inputs_ON_Diverse_2023_04_03 | 2041 | Battery Storage | Storage | Electricity | WC | Dispatch-Storage | FuelCost | 0 | [6 empty] | 0.43883 | 0
LCP_Inputs_ON_Diverse_2023_04_03 | 2041 | Battery Storage | Storage | Electricity | WC | Dispatch-Storage | VOM | 0 | [6 empty] | 0.43883 | 0
LCP_Inputs_ON_Diverse_2023_04_03 | 2041 | Biomass | Generation | Electricity | MI | Dispatch-Generation | EmissionsCost | 0 | [6 empty] | 0.43883 | 0
LCP_Inputs_ON_Diverse_2023_04_03 | 2041 | Biomass | Generation | Electricity | MI | Dispatch-Generation | FuelCost | 0 | [6 empty] | 0.43883 | 0
LCP_Inputs_ON_Diverse_2023_04_03 | 2041 | Biomass | Generation | Electricity | MI | Dispatch-Generation | VOM | 0 | [6 empty] | 0.43883 | 0
LCP_Inputs_ON_Diverse_2023_04_03 | 2041 | Biomass | Generation | Electricity | NY | Dispatch-Generation | EmissionsCost | 0 | [6 empty] | 0.43883 | 0
LCP_Inputs_ON_Diverse_2023_04_03 | 2041 | Biomass | Generation | Electricity | NY | Dispatch-Generation | FuelCost | 0 | [6 empty] | 0.43883 | 0
LCP_Inputs_ON_Diverse_2023_04_03 | 2041 | Biomass | Generation | Electricity | NY | Dispatch-Generation | VOM | 0 | [6 empty] | 0.43883 | 0
LCP_Inputs_ON_Diverse_2023_04_03 | 2041 | Biomass | Generation | Electricity | ON | Dispatch-Generation | EmissionsCost | 0 | [6 empty] | 0.43883 | 0
LCP_Inputs_ON_Diverse_2023_04_03 | 2041 | Biomass | Generation | Electricity | ON | Dispatch-Generation | FuelCost | 2449112.7273 | [6 empty] | 0.43883 | 1074752.9601
LCP_Inputs_ON_Diverse_2023_04_03 | 2041 | Biomass | Generation | Electricity | ON | Dispatch-Generation | VOM | 31430.28 | [6 empty] | 0.43883 | 13792.663
LCP_Inputs_ON_Diverse_2023_04_03 | 2041 | Biomass | Generation | Electricity | PJ | Dispatch-Generation | EmissionsCost | 0 | [6 empty] | 0.43883 | 0
LCP_Inputs_ON_Diverse_2023_04_03 | 2041 | Biomass | Generation | Electricity | PJ | Dispatch-Generation | FuelCost | 0 | [6 empty] | 0.43883 | 0
LCP_Inputs_ON_Diverse_2023_04_03 | 2041 | Biomass | Generation | Electricity | PJ | Dispatch-Generation | VOM | 0 | [6 empty] | 0.43883 | 0
LCP_Inputs_ON_Diverse_2023_04_03 | 2041 | Biomass | Generation | Electricity | QC | Dispatch-Generation | EmissionsCost | 0 | [6 empty] | 0.43883 | 0
LCP_Inputs_ON_Diverse_2023_04_03 | 2041 | Biomass | Generation | Electricity | QC | Dispatch-Generation | FuelCost | 128334.5455 | [6 empty] | 0.43883 | 56317.5109
LCP_Inputs_ON_Diverse_2023_04_03 | 2041 | Biomass | Generation | Electricity | QC | Dispatch-Generation | VOM | 1646.96 | [6 empty] | 0.43883 | 722.7414
LCP_Inputs_ON_Diverse_2023_04_03 | 2041 | Biomass | Generation | Electricity | WC | Dispatch-Generation | EmissionsCost | 0 | [6 empty] | 0.43883 | 0
LCP_Inputs_ON_Diverse_2023_04_03 | 2041 | Biomass | Generation | Electricity | WC | Dispatch-Generation | FuelCost | 0 | [6 empty] | 0.43883 | 0
LCP_Inputs_ON_Diverse_2023_04_03 | 2041 | Biomass | Generation | Electricity | WC | Dispatch-Generation | VOM | 0 | [6 empty] | 0.43883 | 0
LCP_Inputs_ON_Diverse_2023_04_03 | 2041 | Biomass + CCS | Generation | Electricity | MI | Dispatch-Generation | EmissionsCost | 0 | [6 empty] | 0.43883 | 0
LCP_Inputs_ON_Diverse_2023_04_03 | 2041 | Biomass + CCS | Generation | Electricity | MI | Dispatch-Generation | FuelCost | 0 | [6 empty] | 0.43883 | 0
LCP_Inputs_ON_Diverse_2023_04_03 | 2041 | Biomass + CCS | Generation | Electricity | MI | Dispatch-Generation | VOM | 0 | [6 empty] | 0.43883 | 0
LCP_Inputs_ON_Diverse_2023_04_03 | 2041 | Biomass + CCS | Generation | Electricity | NY | Dispatch-Generation | EmissionsCost | 0 | [6 empty] | 0.43883 | 0
LCP_Inputs_ON_Diverse_2023_04_03 | 2041 | Biomass + CCS | Generation | Electricity | NY | Dispatch-Generation | FuelCost | 0 | [6 empty] | 0.43883 | 0
LCP_Inputs_ON_Diverse_2023_04_03 | 2041 | Biomass + CCS | Generation | Electricity | NY | Dispatch-Generation | VOM | 0 | [6 empty] | 0.43883 | 0
LCP_Inputs_ON_Diverse_2023_04_03 | 2041 | Biomass + CCS | Generation | Electricity | ON | Dispatch-Generation | EmissionsCost | 0 | [6 empty] | 0.43883 | 0
LCP_Inputs_ON_Diverse_2023_04_03 | 2041 | Biomass + CCS | Generation | Electricity | ON | Dispatch-Generation | FuelCost | 0 | [6 empty] | 0.43883 | 0
LCP_Inputs_ON_Diverse_2023_04_03 | 2041 | Biomass + CCS | Generation | Electricity | ON | Dispatch-Generation | VOM | 0 | [6 empty] | 0.43883 | 0
LCP_Inputs_ON_Diverse_2023_04_03 | 2041 | Biomass + CCS | Generation | Electricity | PJ | Dispatch-Generation | EmissionsCost | 0 | [6 empty] | 0.43883 | 0
LCP_Inputs_ON_Diverse_2023_04_03 | 2041 | Biomass + CCS | Generation | Electricity | PJ | Dispatch-Generation | FuelCost | 0 | [6 empty] | 0.43883 | 0
LCP_Inputs_ON_Diverse_2023_04_03 | 2041 | Biomass + CCS | Generation | Electricity | PJ | Dispatch-Generation | VOM | 0 | [6 empty] | 0.43883 | 0
LCP_Inputs_ON_Diverse_2023_04_03 | 2041 | Biomass + CCS | Generation | Electricity | QC | Dispatch-Generation | EmissionsCost | 0 | [6 empty] | 0.43883 | 0
LCP_Inputs_ON_Diverse_2023_04_03 | 2041 | Biomass + CCS | Generation | Electricity | QC | Dispatch-Generation | FuelCost | 0 | [6 empty] | 0.43883 | 0
LCP_Inputs_ON_Diverse_2023_04_03 | 2041 | Biomass + CCS | Generation | Electricity | QC | Dispatch-Generation | VOM | 0 | [6 empty] | 0.43883 | 0
LCP_Inputs_ON_Diverse_2023_04_03 | 2041 | Biomass + CCS | Generation | Electricity | WC | Dispatch-Generation | EmissionsCost | 0 | [6 empty] | 0.43883 | 0
LCP_Inputs_ON_Diverse_2023_04_03 | 2041 | Biomass + CCS | Generation | Electricity | WC | Dispatch-Generation | FuelCost | 0 | [6 empty] | 0.43883 | 0
LCP_Inputs_ON_Diverse_2023_04_03 | 2041 | Biomass + CCS | Generation | Electricity | WC | Dispatch-Generation | VOM | 0 | [6 empty] | 0.43883 | 0
LCP_Inputs_ON_Diverse_2023_04_03 | 2041 | CH4 + CCS | Generation | Methane | MI | Dispatch-Generation | EmissionsCost | 0 | [6 empty] | 0.43883 | 0
LCP_Inputs_ON_Diverse_2023_04_03 | 2041 | CH4 + CCS | Generation | Methane | MI | Dispatch-Generation | FuelCost | 0 | [6 empty] | 0.43883 | 0
LCP_Inputs_ON_Diverse_2023_04_03 | 2041 | CH4 + CCS | Generation | Methane | MI | Dispatch-Generation | VOM | 0 | [6 empty] | 0.43883 | 0
LCP_Inputs_ON_Diverse_2023_04_03 | 2041 | CH4 + CCS | Generation | Methane | NY | Dispatch-Generation | EmissionsCost | 0 | [6 empty] | 0.43883 | 0
LCP_Inputs_ON_Diverse_2023_04_03 | 2041 | CH4 + CCS | Generation | Methane | NY | Dispatch-Generation | FuelCost | 0 | [6 empty] | 0.43883 | 0
LCP_Inputs_ON_Diverse_2023_04_03 | 2041 | CH4 + CCS | Generation | Methane | NY | Dispatch-Generation | VOM | 0 | [6 empty] | 0.43883 | 0
LCP_Inputs_ON_Diverse_2023_04_03 | 2041 | CH4 + CCS | Generation | Methane | ON | Dispatch-Generation | EmissionsCost | 88472420.6398 | [6 empty] | 0.43883 | 38824671.0373
LCP_Inputs_ON_Diverse_2023_04_03 | 2041 | CH4 + CCS | Generation | Methane | ON | Dispatch-Generation | FuelCost | 483825119.2369 | [6 empty] | 0.43883 | 212318719.8692
LCP_Inputs_ON_Diverse_2023_04_03 | 2041 | CH4 + CCS | Generation | Methane | ON | Dispatch-Generation | VOM | 46000331.6667 | [6 empty] | 0.43883 | 20186491.2438
LCP_Inputs_ON_Diverse_2023_04_03 | 2041 | CH4 + CCS | Generation | Methane | PJ | Dispatch-Generation | EmissionsCost | 0 | [6 empty] | 0.43883 | 0
LCP_Inputs_ON_Diverse_2023_04_03 | 2041 | CH4 + CCS | Generation | Methane | PJ | Dispatch-Generation | FuelCost | 0 | [6 empty] | 0.43883 | 0
LCP_Inputs_ON_Diverse_2023_04_03 | 2041 | CH4 + CCS | Generation | Methane | PJ | Dispatch-Generation | VOM | 0 | [6 empty] | 0.43883 | 0
LCP_Inputs_ON_Diverse_2023_04_03 | 2041 | CH4 + CCS | Generation | Methane | QC | Dispatch-Generation | EmissionsCost | 0 | [6 empty] | 0.43883 | 0
LCP_Inputs_ON_Diverse_2023_04_03 | 2041 | CH4 + CCS | Generation | Methane | QC | Dispatch-Generation | FuelCost | 0 | [6 empty] | 0.43883 | 0
LCP_Inputs_ON_Diverse_2023_04_03 | 2041 | CH4 + CCS | Generation | Methane | QC | Dispatch-Generation | VOM | 0 | [6 empty] | 0.43883 | 0
LCP_Inputs_ON_Diverse_2023_04_03 | 2041 | CH4 + CCS | Generation | Methane | WC | Dispatch-Generation | EmissionsCost | 0 | [6 empty] | 0.43883 | 0
LCP_Inputs_ON_Diverse_2023_04_03 | 2041 | CH4 + CCS | Generation | Methane | WC | Dispatch-Generation | FuelCost | 0 | [6 empty] | 0.43883 | 0
LCP_Inputs_ON_Diverse_2023_04_03 | 2041 | CH4 + CCS | Generation | Methane | WC | Dispatch-Generation | VOM | 0 | [6 empty] | 0.43883 | 0
LCP_Inputs_ON_Diverse_2023_04_03 | 2041 | CH4 Import - NY 2020 | Import | Methane | MI | Dispatch-Import | EmissionsCost | 0 | [6 empty] | 0.43883 | 0
LCP_Inputs_ON_Diverse_2023_04_03 | 2041 | CH4 Import - NY 2020 | Import | Methane | MI | Dispatch-Import | FuelCost | 0 | [6 empty] | 0.43883 | 0
LCP_Inputs_ON_Diverse_2023_04_03 | 2041 | CH4 Import - NY 2020 | Import | Methane | MI | Dispatch-Import | VOM | 0 | [6 empty] | 0.43883 | 0
LCP_Inputs_ON_Diverse_2023_04_03 | 2041 | CH4 Import - NY 2020 | Import | Methane | NY | Dispatch-Import | EmissionsCost | 0 | [6 empty] | 0.43883 | 0
LCP_Inputs_ON_Diverse_2023_04_03 | 2041 | CH4 Import - NY 2020 | Import | Methane | NY | Dispatch-Import | FuelCost | 0 | [6 empty] | 0.43883 | 0
LCP_Inputs_ON_Diverse_2023_04_03 | 2041 | CH4 Import - NY 2020 | Import | Methane | NY | Dispatch-Import | VOM | 0 | [6 empty] | 0.43883 | 0
LCP_Inputs_ON_Diverse_2023_04_03 | 2041 | CH4 Import - NY 2020 | Import | Methane | ON | Dispatch-Import | EmissionsCost | 0 | [6 empty] | 0.43883 | 0
LCP_Inputs_ON_Diverse_2023_04_03 | 2041 | CH4 Import - NY 2020 | Import | Methane | ON | Dispatch-Import | FuelCost | 0 | [6 empty] | 0.43883 | 0
LCP_Inputs_ON_Diverse_2023_04_03 | 2041 | CH4 Import - NY 2020 | Import | Methane | ON | Dispatch-Import | VOM | 0 | [6 empty] | 0.43883 | 0
LCP_Inputs_ON_Diverse_2023_04_03 | 2041 | CH4 Import - NY 2020 | Import | Methane | PJ | Dispatch-Import | EmissionsCost | 0 | [6 empty] | 0.43883 | 0
LCP_Inputs_ON_Diverse_2023_04_03 | 2041 | CH4 Import - NY 2020 | Import | Methane | PJ | Dispatch-Import | FuelCost | 0 | [6 empty] | 0.43883 | 0
LCP_Inputs_ON_Diverse_2023_04_03 | 2041 | CH4 Import - NY 2020 | Import | Methane | PJ | Dispatch-Import | VOM | 0 | [6 empty] | 0.43883 | 0
LCP_Inputs_ON_Diverse_2023_04_03 | 2041 | CH4 Import - NY 2020 | Import | Methane | QC | Dispatch-Import | EmissionsCost | 0 | [6 empty] | 0.43883 | 0
LCP_Inputs_ON_Diverse_2023_04_03 | 2041 | CH4 Import - NY 2020 | Import | Methane | QC | Dispatch-Import | FuelCost | 0 | [6 empty] | 0.43883 | 0
LCP_Inputs_ON_Diverse_2023_04_03 | 2041 | CH4 Import - NY 2020 | Import | Methane | QC | Dispatch-Import | VOM | 0 | [6 empty] | 0.43883 | 0
LCP_Inputs_ON_Diverse_2023_04_03 | 2041 | CH4 Import - NY 2020 | Import | Methane | WC | Dispatch-Import | EmissionsCost | 0 | [6 empty] | 0.43883 | 0
LCP_Inputs_ON_Diverse_2023_04_03 | 2041 | CH4 Import - NY 2020 | Import | Methane | WC | Dispatch-Import | FuelCost | 0 | [6 empty] | 0.43883 | 0
LCP_Inputs_ON_Diverse_2023_04_03 | 2041 | CH4 Import - NY 2020 | Import | Methane | WC | Dispatch-Import | VOM | 0 | [6 empty] | 0.43883 | 0
LCP_Inputs_ON_Diverse_2023_04_03 | 2041 | CH4 Import - NY 2030 | Import | Methane | MI | Dispatch-Import | EmissionsCost | 0 | [6 empty] | 0.43883 | 0
LCP_Inputs_ON_Diverse_2023_04_03 | 2041 | CH4 Import - NY 2030 | Import | Methane | MI | Dispatch-Import | FuelCost | 0 | [6 empty] | 0.43883 | 0
LCP_Inputs_ON_Diverse_2023_04_03 | 2041 | CH4 Import - NY 2030 | Import | Methane | MI | Dispatch-Import | VOM | 0 | [6 empty] | 0.43883 | 0
LCP_Inputs_ON_Diverse_2023_04_03 | 2041 | CH4 Import - NY 2030 | Import | Methane | NY | Dispatch-Import | EmissionsCost | 0 | [6 empty] | 0.43883 | 0
LCP_Inputs_ON_Diverse_2023_04_03 | 2041 | CH4 Import - NY 2030 | Import | Methane | NY | Dispatch-Import | FuelCost | 0 | [6 empty] | 0.43883 | 0
LCP_Inputs_ON_Diverse_2023_04_03 | 2041 | CH4 Import - NY 2030 | Import | Methane | NY | Dispatch-Import | VOM | 0 | [6 empty] | 0.43883 | 0
LCP_Inputs_ON_Diverse_2023_04_03 | 2041 | CH4 Import - NY 2030 | Import | Methane | ON | Dispatch-Import | EmissionsCost | 0 | [6 empty] | 0.43883 | 0
LCP_Inputs_ON_Diverse_2023_04_03 | 2041 | CH4 Import - NY 2030 | Import | Methane | ON | Dispatch-Import | FuelCost | 0 | [6 empty] | 0.43883 | 0
LCP_Inputs_ON_Diverse_2023_04_03 | 2041 | CH4 Import - NY 2030 | Import | Methane | ON | Dispatch-Import | VOM | 0 | [6 empty] | 0.43883 | 0
LCP_Inputs_ON_Diverse_2023_04_03 | 2041 | CH4 Import - NY 2030 | Import | Methane | PJ | Dispatch-Import | EmissionsCost | 0 | [6 empty] | 0.43883 | 0
LCP_Inputs_ON_Diverse_2023_04_03 | 2041 | CH4 Import - NY 2030 | Import | Methane | PJ | Dispatch-Import | FuelCost | 0 | [6 empty] | 0.43883 | 0
LCP_Inputs_ON_Diverse_2023_04_03 | 2041 | CH4 Import - NY 2030 | Import | Methane | PJ | Dispatch-Import | VOM | 0 | [6 empty] | 0.43883 | 0
LCP_Inputs_ON_Diverse_2023_04_03 | 2041 | CH4 Import - NY 2030 | Import | Methane | QC | Dispatch-Import | EmissionsCost | 0 | [6 empty] | 0.43883 | 0
LCP_Inputs_ON_Diverse_2023_04_03 | 2041 | CH4 Import - NY 2030 | Import | Methane | QC | Dispatch-Import | FuelCost | 0 | [6 empty] | 0.43883 | 0
LCP_Inputs_ON_Diverse_2023_04_03 | 2041 | CH4 Import - NY 2030 | Import | Methane | QC | Dispatch-Import | VOM | 0 | [6 empty] | 0.43883 | 0
LCP_Inputs_ON_Diverse_2023_04_03 | 2041 | CH4 Import - NY 2030 | Import | Methane | WC | Dispatch-Import | EmissionsCost | 0 | [6 empty] | 0.43883 | 0
LCP_Inputs_ON_Diverse_2023_04_03 | 2041 | CH4 Import - NY 2030 | Import | Methane | WC | Dispatch-Import | FuelCost | 0 | [6 empty] | 0.43883 | 0
LCP_Inputs_ON_Diverse_2023_04_03 | 2041 | CH4 Import - NY 2030 | Import | Methane | WC | Dispatch-Import | VOM | 0 | [6 empty] | 0.43883 | 0
LCP_Inputs_ON_Diverse_2023_04_03 | 2041 | CH4 Import - NY 2040 | Import | Methane | MI | Dispatch-Import | EmissionsCost | 0 | [6 empty] | 0.43883 | 0
LCP_Inputs_ON_Diverse_2023_04_03 | 2041 | CH4 Import - NY 2040 | Import | Methane | MI | Dispatch-Import | FuelCost | 0 | [6 empty] | 0.43883 | 0
LCP_Inputs_ON_Diverse_2023_04_03 | 2041 | CH4 Import - NY 2040 | Import | Methane | MI | Dispatch-Import | VOM | 0 | [6 empty] | 0.43883 | 0
LCP_Inputs_ON_Diverse_2023_04_03 | 2041 | CH4 Import - NY 2040 | Import | Methane | NY | Dispatch-Import | EmissionsCost | 1424811807.9426 | [6 empty] | 0.43883 | 625255298.0178
LCP_Inputs_ON_Diverse_2023_04_03 | 2041 | CH4 Import - NY 2040 | Import | Methane | NY | Dispatch-Import | FuelCost | 758346581.876 | [6 empty] | 0.43883 | 332787962.1775
LCP_Inputs_ON_Diverse_2023_04_03 | 2041 | CH4 Import - NY 2040 | Import | Methane | NY | Dispatch-Import | VOM | 0 | [6 empty] | 0.43883 | 0
LCP_Inputs_ON_Diverse_2023_04_03 | 2041 | CH4 Import - NY 2040 | Import | Methane | ON | Dispatch-Import | EmissionsCost | 0 | [6 empty] | 0.43883 | 0
LCP_Inputs_ON_Diverse_2023_04_03 | 2041 | CH4 Import - NY 2040 | Import | Methane | ON | Dispatch-Import | FuelCost | 0 | [6 empty] | 0.43883 | 0
LCP_Inputs_ON_Diverse_2023_04_03 | 2041 | CH4 Import - NY 2040 | Import | Methane | ON | Dispatch-Import | VOM | 0 | [6 empty] | 0.43883 | 0
LCP_Inputs_ON_Diverse_2023_04_03 | 2041 | CH4 Import - NY 2040 | Import | Methane | PJ | Dispatch-Import | EmissionsCost | 0 | [6 empty] | 0.43883 | 0
LCP_Inputs_ON_Diverse_2023_04_03 | 2041 | CH4 Import - NY 2040 | Import | Methane | PJ | Dispatch-Import | FuelCost | 0 | [6 empty] | 0.43883 | 0
LCP_Inputs_ON_Diverse_2023_04_03 | 2041 | CH4 Import - NY 2040 | Import | Methane | PJ | Dispatch-Import | VOM | 0 | [6 empty] | 0.43883 | 0
LCP_Inputs_ON_Diverse_2023_04_03 | 2041 | CH4 Import - NY 2040 | Import | Methane | QC | Dispatch-Import | EmissionsCost | 0 | [6 empty] | 0.43883 | 0
LCP_Inputs_ON_Diverse_2023_04_03 | 2041 | CH4 Import - NY 2040 | Import | Methane | QC | Dispatch-Import | FuelCost | 0 | [6 empty] | 0.43883 | 0
LCP_Inputs_ON_Diverse_2023_04_03 | 2041 | CH4 Import - NY 2040 | Import | Methane | QC | Dispatch-Import | VOM | 0 | [6 empty] | 0.43883 | 0
LCP_Inputs_ON_Diverse_2023_04_03 | 2041 | CH4 Import - NY 2040 | Import | Methane | WC | Dispatch-Import | EmissionsCost | 0 | [6 empty] | 0.43883 | 0
LCP_Inputs_ON_Diverse_2023_04_03 | 2041 | CH4 Import - NY 2040 | Import | Methane | WC | Dispatch-Import | FuelCost | 0 | [6 empty] | 0.43883 | 0
LCP_Inputs_ON_Diverse_2023_04_03 | 2041 | CH4 Import - NY 2040 | Import | Methane | WC | Dispatch-Import | VOM | 0 | [6 empty] | 0.43883 | 0
LCP_Inputs_ON_Diverse_2023_04_03 | 2041 | CH4 Import - NY 2050 | Import | Methane | MI | Dispatch-Import | EmissionsCost | 0 | [6 empty] | 0.43883 | 0
LCP_Inputs_ON_Diverse_2023_04_03 | 2041 | CH4 Import - NY 2050 | Import | Methane | MI | Dispatch-Import | FuelCost | 0 | [6 empty] | 0.43883 | 0
LCP_Inputs_ON_Diverse_2023_04_03 | 2041 | CH4 Import - NY 2050 | Import | Methane | MI | Dispatch-Import | VOM | 0 | [6 empty] | 0.43883 | 0
LCP_Inputs_ON_Diverse_2023_04_03 | 2041 | CH4 Import - NY 2050 | Import | Methane | NY | Dispatch-Import | EmissionsCost | 0 | [6 empty] | 0.43883 | 0
LCP_Inputs_ON_Diverse_2023_04_03 | 2041 | CH4 Import - NY 2050 | Import | Methane | NY | Dispatch-Import | FuelCost | 0 | [6 empty] | 0.43883 | 0
LCP_Inputs_ON_Diverse_2023_04_03 | 2041 | CH4 Import - NY 2050 | Import | Methane | NY | Dispatch-Import | VOM | 0 | [6 empty] | 0.43883 | 0
LCP_Inputs_ON_Diverse_2023_04_03 | 2041 | CH4 Import - NY 2050 | Import | Methane | ON | Dispatch-Import | EmissionsCost | 0 | [6 empty] | 0.43883 | 0
LCP_Inputs_ON_Diverse_2023_04_03 | 2041 | CH4 Import - NY 2050 | Import | Methane | ON | Dispatch-Import | FuelCost | 0 | [6 empty] | 0.43883 | 0
LCP_Inputs_ON_Diverse_2023_04_03 | 2041 | CH4 Import - NY 2050 | Import | Methane | ON | Dispatch-Import | VOM | 0 | [6 empty] | 0.43883 | 0
LCP_Inputs_ON_Diverse_2023_04_03 | 2041 | CH4 Import - NY 2050 | Import | Methane | PJ | Dispatch-Import | EmissionsCost | 0 | [6 empty] | 0.43883 | 0
LCP_Inputs_ON_Diverse_2023_04_03 | 2041 | CH4 Import - NY 2050 | Import | Methane | PJ | Dispatch-Import | FuelCost | 0 | [6 empty] | 0.43883 | 0
LCP_Inputs_ON_Diverse_2023_04_03 | 2041 | CH4 Import - NY 2050 | Import | Methane | PJ | Dispatch-Import | VOM | 0 | [6 empty] | 0.43883 | 0
LCP_Inputs_ON_Diverse_2023_04_03 | 2041 | CH4 Import - NY 2050 | Import | Methane | QC | Dispatch-Import | EmissionsCost | 0 | [6 empty] | 0.43883 | 0
LCP_Inputs_ON_Diverse_2023_04_03 | 2041 | CH4 Import - NY 2050 | Import | Methane | QC | Dispatch-Import | FuelCost | 0 | [6 empty] | 0.43883 | 0
LCP_Inputs_ON_Diverse_2023_04_03 | 2041 | CH4 Import - NY 2050 | Import | Methane | QC | Dispatch-Import | VOM | 0 | [6 empty] | 0.43883 | 0
LCP_Inputs_ON_Diverse_2023_04_03 | 2041 | CH4 Import - NY 2050 | Import | Methane | WC | Dispatch-Import | EmissionsCost | 0 | [6 empty] | 0.43883 | 0
LCP_Inputs_ON_Diverse_2023_04_03 | 2041 | CH4 Import - NY 2050 | Import | Methane | WC | Dispatch-Import | FuelCost | 0 | [6 empty] | 0.43883 | 0
LCP_Inputs_ON_Diverse_2023_04_03 | 2041 | CH4 Import - NY 2050 | Import | Methane | WC | Dispatch-Import | VOM | 0 | [6 empty] | 0.43883 | 0
LCP_Inputs_ON_Diverse_2023_04_03 | 2041 | CH4 Import - WC 2020 | Import | Methane | MI | Dispatch-Import | EmissionsCost | 0 | [6 empty] | 0.43883 | 0
LCP_Inputs_ON_Diverse_2023_04_03 | 2041 | CH4 Import - WC 2020 | Import | Methane | MI | Dispatch-Import | FuelCost | 0 | [6 empty] | 0.43883 | 0
LCP_Inputs_ON_Diverse_2023_04_03 | 2041 | CH4 Import - WC 2020 | Import | Methane | MI | Dispatch-Import | VOM | 0 | [6 empty] | 0.43883 | 0
LCP_Inputs_ON_Diverse_2023_04_03 | 2041 | CH4 Import - WC 2020 | Import | Methane | NY | Dispatch-Import | EmissionsCost | 0 | [6 empty] | 0.43883 | 0
LCP_Inputs_ON_Diverse_2023_04_03 | 2041 | CH4 Import - WC 2020 | Import | Methane | NY | Dispatch-Import | FuelCost | 0 | [6 empty] | 0.43883 | 0
LCP_Inputs_ON_Diverse_2023_04_03 | 2041 | CH4 Import - WC 2020 | Import | Methane | NY | Dispatch-Import | VOM | 0 | [6 empty] | 0.43883 | 0
LCP_Inputs_ON_Diverse_2023_04_03 | 2041 | CH4 Import - WC 2020 | Import | Methane | ON | Dispatch-Import | EmissionsCost | 0 | [6 empty] | 0.43883 | 0
LCP_Inputs_ON_Diverse_2023_04_03 | 2041 | CH4 Import - WC 2020 | Import | Methane | ON | Dispatch-Import | FuelCost | 0 | [6 empty] | 0.43883 | 0
LCP_Inputs_ON_Diverse_2023_04_03 | 2041 | CH4 Import - WC 2020 | Import | Methane | ON | Dispatch-Import | VOM | 0 | [6 empty] | 0.43883 | 0
LCP_Inputs_ON_Diverse_2023_04_03 | 2041 | CH4 Import - WC 2020 | Import | Methane | PJ | Dispatch-Import | EmissionsCost | 0 | [6 empty] | 0.43883 | 0
LCP_Inputs_ON_Diverse_2023_04_03 | 2041 | CH4 Import - WC 2020 | Import | Methane | PJ | Dispatch-Import | FuelCost | 0 | [6 empty] | 0.43883 | 0
LCP_Inputs_ON_Diverse_2023_04_03 | 2041 | CH4 Import - WC 2020 | Import | Methane | PJ | Dispatch-Import | VOM | 0 | [6 empty] | 0.43883 | 0
LCP_Inputs_ON_Diverse_2023_04_03 | 2041 | CH4 Import - WC 2020 | Import | Methane | QC | Dispatch-Import | EmissionsCost | 0 | [6 empty] | 0.43883 | 0
LCP_Inputs_ON_Diverse_2023_04_03 | 2041 | CH4 Import - WC 2020 | Import | Methane | QC | Dispatch-Import | FuelCost | 0 | [6 empty] | 0.43883 | 0
LCP_Inputs_ON_Diverse_2023_04_03 | 2041 | CH4 Import - WC 2020 | Import | Methane | QC | Dispatch-Import | VOM | 0 | [6 empty] | 0.43883 | 0
LCP_Inputs_ON_Diverse_2023_04_03 | 2041 | CH4 Import - WC 2020 | Import | Methane | WC | Dispatch-Import | EmissionsCost | 0 | [6 empty] | 0.43883 | 0
LCP_Inputs_ON_Diverse_2023_04_03 | 2041 | CH4 Import - WC 2020 | Import | Methane | WC | Dispatch-Import | FuelCost | 0 | [6 empty] | 0.43883 | 0
LCP_Inputs_ON_Diverse_2023_04_03 | 2041 | CH4 Import - WC 2020 | Import | Methane | WC | Dispatch-Import | VOM | 0 | [6 empty] | 0.43883 | 0
LCP_Inputs_ON_Diverse_2023_04_03 | 2041 | CH4 Import - WC 2030 | Import | Methane | MI | Dispatch-Import | EmissionsCost | 0 | [6 empty] | 0.43883 | 0
LCP_Inputs_ON_Diverse_2023_04_03 | 2041 | CH4 Import - WC 2030 | Import | Methane | MI | Dispatch-Import | FuelCost | 0 | [6 empty] | 0.43883 | 0
LCP_Inputs_ON_Diverse_2023_04_03 | 2041 | CH4 Import - WC 2030 | Import | Methane | MI | Dispatch-Import | VOM | 0 | [6 empty] | 0.43883 | 0
LCP_Inputs_ON_Diverse_2023_04_03 | 2041 | CH4 Import - WC 2030 | Import | Methane | NY | Dispatch-Import | EmissionsCost | 0 | [6 empty] | 0.43883 | 0
LCP_Inputs_ON_Diverse_2023_04_03 | 2041 | CH4 Import - WC 2030 | Import | Methane | NY | Dispatch-Import | FuelCost | 0 | [6 empty] | 0.43883 | 0
LCP_Inputs_ON_Diverse_2023_04_03 | 2041 | CH4 Import - WC 2030 | Import | Methane | NY | Dispatch-Import | VOM | 0 | [6 empty] | 0.43883 | 0
LCP_Inputs_ON_Diverse_2023_04_03 | 2041 | CH4 Import - WC 2030 | Import | Methane | ON | Dispatch-Import | EmissionsCost | 0 | [6 empty] | 0.43883 | 0
LCP_Inputs_ON_Diverse_2023_04_03 | 2041 | CH4 Import - WC 2030 | Import | Methane | ON | Dispatch-Import | FuelCost | 0 | [6 empty] | 0.43883 | 0
LCP_Inputs_ON_Diverse_2023_04_03 | 2041 | CH4 Import - WC 2030 | Import | Methane | ON | Dispatch-Import | VOM | 0 | [6 empty] | 0.43883 | 0
LCP_Inputs_ON_Diverse_2023_04_03 | 2041 | CH4 Import - WC 2030 | Import | Methane | PJ | Dispatch-Import | EmissionsCost | 0 | [6 empty] | 0.43883 | 0
LCP_Inputs_ON_Diverse_2023_04_03 | 2041 | CH4 Import - WC 2030 | Import | Methane | PJ | Dispatch-Import | FuelCost | 0 | [6 empty] | 0.43883 | 0
LCP_Inputs_ON_Diverse_2023_04_03 | 2041 | CH4 Import - WC 2030 | Import | Methane | PJ | Dispatch-Import | VOM | 0 | [6 empty] | 0.43883 | 0
LCP_Inputs_ON_Diverse_2023_04_03 | 2041 | CH4 Import - WC 2030 | Import | Methane | QC | Dispatch-Import | EmissionsCost | 0 | [6 empty] | 0.43883 | 0
LCP_Inputs_ON_Diverse_2023_04_03 | 2041 | CH4 Import - WC 2030 | Import | Methane | QC | Dispatch-Import | FuelCost | 0 | [6 empty] | 0.43883 | 0
LCP_Inputs_ON_Diverse_2023_04_03 | 2041 | CH4 Import - WC 2030 | Import | Methane | QC | Dispatch-Import | VOM | 0 | [6 empty] | 0.43883 | 0
LCP_Inputs_ON_Diverse_2023_04_03 | 2041 | CH4 Import - WC 2030 | Import | Methane | WC | Dispatch-Import | EmissionsCost | 0 | [6 empty] | 0.43883 | 0
LCP_Inputs_ON_Diverse_2023_04_03 | 2041 | CH4 Import - WC 2030 | Import | Methane | WC | Dispatch-Import | FuelCost | 0 | [6 empty] | 0.43883 | 0
LCP_Inputs_ON_Diverse_2023_04_03 | 2041 | CH4 Import - WC 2030 | Import | Methane | WC | Dispatch-Import | VOM | 0 | [6 empty] | 0.43883 | 0
LCP_Inputs_ON_Diverse_2023_04_03 | 2041 | CH4 Import - WC 2040 | Import | Methane | MI | Dispatch-Import | EmissionsCost | 0 | [6 empty] | 0.43883 | 0
LCP_Inputs_ON_Diverse_2023_04_03 | 2041 | CH4 Import - WC 2040 | Import | Methane | MI | Dispatch-Import | FuelCost | 0 | [6 empty] | 0.43883 | 0
LCP_Inputs_ON_Diverse_2023_04_03 | 2041 | CH4 Import - WC 2040 | Import | Methane | MI | Dispatch-Import | VOM | 0 | [6 empty] | 0.43883 | 0
LCP_Inputs_ON_Diverse_2023_04_03 | 2041 | CH4 Import - WC 2040 | Import | Methane | NY | Dispatch-Import | EmissionsCost | 0 | [6 empty] | 0.43883 | 0
LCP_Inputs_ON_Diverse_2023_04_03 | 2041 | CH4 Import - WC 2040 | Import | Methane | NY | Dispatch-Import | FuelCost | 0 | [6 empty] | 0.43883 | 0
LCP_Inputs_ON_Diverse_2023_04_03 | 2041 | CH4 Import - WC 2040 | Import | Methane | NY | Dispatch-Import | VOM | 0 | [6 empty] | 0.43883 | 0
LCP_Inputs_ON_Diverse_2023_04_03 | 2041 | CH4 Import - WC 2040 | Import | Methane | ON | Dispatch-Import | EmissionsCost | 0 | [6 empty] | 0.43883 | 0
LCP_Inputs_ON_Diverse_2023_04_03 | 2041 | CH4 Import - WC 2040 | Import | Methane | ON | Dispatch-Import | FuelCost | 0 | [6 empty] | 0.43883 | 0
LCP_Inputs_ON_Diverse_2023_04_03 | 2041 | CH4 Import - WC 2040 | Import | Methane | ON | Dispatch-Import | VOM | 0 | [6 empty] | 0.43883 | 0
LCP_Inputs_ON_Diverse_2023_04_03 | 2041 | CH4 Import - WC 2040 | Import | Methane | PJ | Dispatch-Import | EmissionsCost | 0 | [6 empty] | 0.43883 | 0
LCP_Inputs_ON_Diverse_2023_04_03 | 2041 | CH4 Import - WC 2040 | Import | Methane | PJ | Dispatch-Import | FuelCost | 0 | [6 empty] | 0.43883 | 0
LCP_Inputs_ON_Diverse_2023_04_03 | 2041 | CH4 Import - WC 2040 | Import | Methane | PJ | Dispatch-Import | VOM | 0 | [6 empty] | 0.43883 | 0
LCP_Inputs_ON_Diverse_2023_04_03 | 2041 | CH4 Import - WC 2040 | Import | Methane | QC | Dispatch-Import | EmissionsCost | 0 | [6 empty] | 0.43883 | 0
LCP_Inputs_ON_Diverse_2023_04_03 | 2041 | CH4 Import - WC 2040 | Import | Methane | QC | Dispatch-Import | FuelCost | 0 | [6 empty] | 0.43883 | 0
LCP_Inputs_ON_Diverse_2023_04_03 | 2041 | CH4 Import - WC 2040 | Import | Methane | QC | Dispatch-Import | VOM | 0 | [6 empty] | 0.43883 | 0
LCP_Inputs_ON_Diverse_2023_04_03 | 2041 | CH4 Import - WC 2040 | Import | Methane | WC | Dispatch-Import | EmissionsCost | 2117477751.305 | [6 empty] | 0.43883 | 929220389.007
LCP_Inputs_ON_Diverse_2023_04_03 | 2041 | CH4 Import - WC 2040 | Import | Methane | WC | Dispatch-Import | FuelCost | 1127013410.4372 | [6 empty] | 0.43883 | 494571354.5359
LCP_Inputs_ON_Diverse_2023_04_03 | 2041 | CH4 Import - WC 2040 | Import | Methane | WC | Dispatch-Import | VOM | 0 | [6 empty] | 0.43883 | 0
LCP_Inputs_ON_Diverse_2023_04_03 | 2041 | CH4 Import - WC 2050 | Import | Methane | MI | Dispatch-Import | EmissionsCost | 0 | [6 empty] | 0.43883 | 0
LCP_Inputs_ON_Diverse_2023_04_03 | 2041 | CH4 Import - WC 2050 | Import | Methane | MI | Dispatch-Import | FuelCost | 0 | [6 empty] | 0.43883 | 0
LCP_Inputs_ON_Diverse_2023_04_03 | 2041 | CH4 Import - WC 2050 | Import | Methane | MI | Dispatch-Import | VOM | 0 | [6 empty] | 0.43883 | 0
LCP_Inputs_ON_Diverse_2023_04_03 | 2041 | CH4 Import - WC 2050 | Import | Methane | NY | Dispatch-Import | EmissionsCost | 0 | [6 empty] | 0.43883 | 0
LCP_Inputs_ON_Diverse_2023_04_03 | 2041 | CH4 Import - WC 2050 | Import | Methane | NY | Dispatch-Import | FuelCost | 0 | [6 empty] | 0.43883 | 0
LCP_Inputs_ON_Diverse_2023_04_03 | 2041 | CH4 Import - WC 2050 | Import | Methane | NY | Dispatch-Import | VOM | 0 | [6 empty] | 0.43883 | 0
LCP_Inputs_ON_Diverse_2023_04_03 | 2041 | CH4 Import - WC 2050 | Import | Methane | ON | Dispatch-Import | EmissionsCost | 0 | [6 empty] | 0.43883 | 0
LCP_Inputs_ON_Diverse_2023_04_03 | 2041 | CH4 Import - WC 2050 | Import | Methane | ON | Dispatch-Import | FuelCost | 0 | [6 empty] | 0.43883 | 0
LCP_Inputs_ON_Diverse_2023_04_03 | 2041 | CH4 Import - WC 2050 | Import | Methane | ON | Dispatch-Import | VOM | 0 | [6 empty] | 0.43883 | 0
LCP_Inputs_ON_Diverse_2023_04_03 | 2041 | CH4 Import - WC 2050 | Import | Methane | PJ | Dispatch-Import | EmissionsCost | 0 | [6 empty] | 0.43883 | 0
LCP_Inputs_ON_Diverse_2023_04_03 | 2041 | CH4 Import - WC 2050 | Import | Methane | PJ | Dispatch-Import | FuelCost | 0 | [6 empty] | 0.43883 | 0
LCP_Inputs_ON_Diverse_2023_04_03 | 2041 | CH4 Import - WC 2050 | Import | Methane | PJ | Dispatch-Import | VOM | 0 | [6 empty] | 0.43883 | 0
LCP_Inputs_ON_Diverse_2023_04_03 | 2041 | CH4 Import - WC 2050 | Import | Methane | QC | Dispatch-Import | EmissionsCost | 0 | [6 empty] | 0.43883 | 0
LCP_Inputs_ON_Diverse_2023_04_03 | 2041 | CH4 Import - WC 2050 | Import | Methane | QC | Dispatch-Import | FuelCost | 0 | [6 empty] | 0.43883 | 0
LCP_Inputs_ON_Diverse_2023_04_03 | 2041 | CH4 Import - WC 2050 | Import | Methane | QC | Dispatch-Import | VOM | 0 | [6 empty] | 0.43883 | 0
LCP_Inputs_ON_Diverse_2023_04_03 | 2041 | CH4 Import - WC 2050 | Import | Methane | WC | Dispatch-Import | EmissionsCost | 0 | [6 empty] | 0.43883 | 0
LCP_Inputs_ON_Diverse_2023_04_03 | 2041 | CH4 Import - WC 2050 | Import | Methane | WC | Dispatch-Import | FuelCost | 0 | [6 empty] | 0.43883 | 0
LCP_Inputs_ON_Diverse_2023_04_03 | 2041 | CH4 Import - WC 2050 | Import | Methane | WC | Dispatch-Import | VOM | 0 | [6 empty] | 0.43883 | 0
LCP_Inputs_ON_Diverse_2023_04_03 | 2041 | CH4 Salt Cavern Storage - ON | Storage | Methane | MI | Dispatch-Storage | EmissionsCost | 0 | [6 empty] | 0.43883 | 0
LCP_Inputs_ON_Diverse_2023_04_03 | 2041 | CH4 Salt Cavern Storage - ON | Storage | Methane | MI | Dispatch-Storage | FuelCost | 0 | [6 empty] | 0.43883 | 0
LCP_Inputs_ON_Diverse_2023_04_03 | 2041 | CH4 Salt Cavern Storage - ON | Storage | Methane | MI | Dispatch-Storage | VOM | 0 | [6 empty] | 0.43883 | 0
LCP_Inputs_ON_Diverse_2023_04_03 | 2041 | CH4 Salt Cavern Storage - ON | Storage | Methane | NY | Dispatch-Storage | EmissionsCost | 0 | [6 empty] | 0.43883 | 0
LCP_Inputs_ON_Diverse_2023_04_03 | 2041 | CH4 Salt Cavern Storage - ON | Storage | Methane | NY | Dispatch-Storage | FuelCost | 0 | [6 empty] | 0.43883 | 0
LCP_Inputs_ON_Diverse_2023_04_03 | 2041 | CH4 Salt Cavern Storage - ON | Storage | Methane | NY | Dispatch-Storage | VOM | 0 | [6 empty] | 0.43883 | 0
LCP_Inputs_ON_Diverse_2023_04_03 | 2041 | CH4 Salt Cavern Storage - ON | Storage | Methane | ON | Dispatch-Storage | EmissionsCost | 0 | [6 empty] | 0.43883 | 0
LCP_Inputs_ON_Diverse_2023_04_03 | 2041 | CH4 Salt Cavern Storage - ON | Storage | Methane | ON | Dispatch-Storage | FuelCost | 0 | [6 empty] | 0.43883 | 0
LCP_Inputs_ON_Diverse_2023_04_03 | 2041 | CH4 Salt Cavern Storage - ON | Storage | Methane | ON | Dispatch-Storage | VOM | 0 | [6 empty] | 0.43883 | 0
LCP_Inputs_ON_Diverse_2023_04_03 | 2041 | CH4 Salt Cavern Storage - ON | Storage | Methane | PJ | Dispatch-Storage | EmissionsCost | 0 | [6 empty] | 0.43883 | 0
LCP_Inputs_ON_Diverse_2023_04_03 | 2041 | CH4 Salt Cavern Storage - ON | Storage | Methane | PJ | Dispatch-Storage | FuelCost | 0 | [6 empty] | 0.43883 | 0
LCP_Inputs_ON_Diverse_2023_04_03 | 2041 | CH4 Salt Cavern Storage - ON | Storage | Methane | PJ | Dispatch-Storage | VOM | 0 | [6 empty] | 0.43883 | 0
LCP_Inputs_ON_Diverse_2023_04_03 | 2041 | CH4 Salt Cavern Storage - ON | Storage | Methane | QC | Dispatch-Storage | EmissionsCost | 0 | [6 empty] | 0.43883 | 0
LCP_Inputs_ON_Diverse_2023_04_03 | 2041 | CH4 Salt Cavern Storage - ON | Storage | Methane | QC | Dispatch-Storage | FuelCost | 0 | [6 empty] | 0.43883 | 0
LCP_Inputs_ON_Diverse_2023_04_03 | 2041 | CH4 Salt Cavern Storage - ON | Storage | Methane | QC | Dispatch-Storage | VOM | 0 | [6 empty] | 0.43883 | 0
LCP_Inputs_ON_Diverse_2023_04_03 | 2041 | CH4 Salt Cavern Storage - ON | Storage | Methane | WC | Dispatch-Storage | EmissionsCost | 0 | [6 empty] | 0.43883 | 0
LCP_Inputs_ON_Diverse_2023_04_03 | 2041 | CH4 Salt Cavern Storage - ON | Storage | Methane | WC | Dispatch-Storage | FuelCost | 0 | [6 empty] | 0.43883 | 0
LCP_Inputs_ON_Diverse_2023_04_03 | 2041 | CH4 Salt Cavern Storage - ON | Storage | Methane | WC | Dispatch-Storage | VOM | 0 | [6 empty] | 0.43883 | 0
LCP_Inputs_ON_Diverse_2023_04_03 | 2041 | Electrolyser 2020/2030 | Crossload | Hydrogen | MI | Dispatch-Crossload | EmissionsCost | 0 | [6 empty] | 0.43883 | 0
LCP_Inputs_ON_Diverse_2023_04_03 | 2041 | Electrolyser 2020/2030 | Crossload | Hydrogen | MI | Dispatch-Crossload | FuelCost | 0 | [6 empty] | 0.43883 | 0
LCP_Inputs_ON_Diverse_2023_04_03 | 2041 | Electrolyser 2020/2030 | Crossload | Hydrogen | MI | Dispatch-Crossload | VOM | 0 | [6 empty] | 0.43883 | 0
LCP_Inputs_ON_Diverse_2023_04_03 | 2041 | Electrolyser 2020/2030 | Crossload | Hydrogen | NY | Dispatch-Crossload | EmissionsCost | 0 | [6 empty] | 0.43883 | 0
LCP_Inputs_ON_Diverse_2023_04_03 | 2041 | Electrolyser 2020/2030 | Crossload | Hydrogen | NY | Dispatch-Crossload | FuelCost | 0 | [6 empty] | 0.43883 | 0
LCP_Inputs_ON_Diverse_2023_04_03 | 2041 | Electrolyser 2020/2030 | Crossload | Hydrogen | NY | Dispatch-Crossload | VOM | 0 | [6 empty] | 0.43883 | 0
LCP_Inputs_ON_Diverse_2023_04_03 | 2041 | Electrolyser 2020/2030 | Crossload | Hydrogen | ON | Dispatch-Crossload | EmissionsCost | 0 | [6 empty] | 0.43883 | 0
LCP_Inputs_ON_Diverse_2023_04_03 | 2041 | Electrolyser 2020/2030 | Crossload | Hydrogen | ON | Dispatch-Crossload | FuelCost | 0 | [6 empty] | 0.43883 | 0
LCP_Inputs_ON_Diverse_2023_04_03 | 2041 | Electrolyser 2020/2030 | Crossload | Hydrogen | ON | Dispatch-Crossload | VOM | 0 | [6 empty] | 0.43883 | 0
LCP_Inputs_ON_Diverse_2023_04_03 | 2041 | Electrolyser 2020/2030 | Crossload | Hydrogen | PJ | Dispatch-Crossload | EmissionsCost | 0 | [6 empty] | 0.43883 | 0
LCP_Inputs_ON_Diverse_2023_04_03 | 2041 | Electrolyser 2020/2030 | Crossload | Hydrogen | PJ | Dispatch-Crossload | FuelCost | 0 | [6 empty] | 0.43883 | 0
LCP_Inputs_ON_Diverse_2023_04_03 | 2041 | Electrolyser 2020/2030 | Crossload | Hydrogen | PJ | Dispatch-Crossload | VOM | 0 | [6 empty] | 0.43883 | 0
LCP_Inputs_ON_Diverse_2023_04_03 | 2041 | Electrolyser 2020/2030 | Crossload | Hydrogen | QC | Dispatch-Crossload | EmissionsCost | 0 | [6 empty] | 0.43883 | 0
LCP_Inputs_ON_Diverse_2023_04_03 | 2041 | Electrolyser 2020/2030 | Crossload | Hydrogen | QC | Dispatch-Crossload | FuelCost | 0 | [6 empty] | 0.43883 | 0
LCP_Inputs_ON_Diverse_2023_04_03 | 2041 | Electrolyser 2020/2030 | Crossload | Hydrogen | QC | Dispatch-Crossload | VOM | 0 | [6 empty] | 0.43883 | 0
LCP_Inputs_ON_Diverse_2023_04_03 | 2041 | Electrolyser 2020/2030 | Crossload | Hydrogen | WC | Dispatch-Crossload | EmissionsCost | 0 | [6 empty] | 0.43883 | 0
LCP_Inputs_ON_Diverse_2023_04_03 | 2041 | Electrolyser 2020/2030 | Crossload | Hydrogen | WC | Dispatch-Crossload | FuelCost | 0 | [6 empty] | 0.43883 | 0
LCP_Inputs_ON_Diverse_2023_04_03 | 2041 | Electrolyser 2020/2030 | Crossload | Hydrogen | WC | Dispatch-Crossload | VOM | 0 | [6 empty] | 0.43883 | 0
LCP_Inputs_ON_Diverse_2023_04_03 | 2041 | Electrolyser 2040 | Crossload | Hydrogen | MI | Dispatch-Crossload | EmissionsCost | 0 | [6 empty] | 0.43883 | 0
LCP_Inputs_ON_Diverse_2023_04_03 | 2041 | Electrolyser 2040 | Crossload | Hydrogen | MI | Dispatch-Crossload | FuelCost | 0 | [6 empty] | 0.43883 | 0
LCP_Inputs_ON_Diverse_2023_04_03 | 2041 | Electrolyser 2040 | Crossload | Hydrogen | MI | Dispatch-Crossload | VOM | 0 | [6 empty] | 0.43883 | 0
LCP_Inputs_ON_Diverse_2023_04_03 | 2041 | Electrolyser 2040 | Crossload | Hydrogen | NY | Dispatch-Crossload | EmissionsCost | 0 | [6 empty] | 0.43883 | 0
LCP_Inputs_ON_Diverse_2023_04_03 | 2041 | Electrolyser 2040 | Crossload | Hydrogen | NY | Dispatch-Crossload | FuelCost | 0 | [6 empty] | 0.43883 | 0
LCP_Inputs_ON_Diverse_2023_04_03 | 2041 | Electrolyser 2040 | Crossload | Hydrogen | NY | Dispatch-Crossload | VOM | 0 | [6 empty] | 0.43883 | 0
LCP_Inputs_ON_Diverse_2023_04_03 | 2041 | Electrolyser 2040 | Crossload | Hydrogen | ON | Dispatch-Crossload | EmissionsCost | 0 | [6 empty] | 0.43883 | 0
LCP_Inputs_ON_Diverse_2023_04_03 | 2041 | Electrolyser 2040 | Crossload | Hydrogen | ON | Dispatch-Crossload | FuelCost | 0 | [6 empty] | 0.43883 | 0
LCP_Inputs_ON_Diverse_2023_04_03 | 2041 | Electrolyser 2040 | Crossload | Hydrogen | ON | Dispatch-Crossload | VOM | 0 | [6 empty] | 0.43883 | 0
LCP_Inputs_ON_Diverse_2023_04_03 | 2041 | Electrolyser 2040 | Crossload | Hydrogen | PJ | Dispatch-Crossload | EmissionsCost | 0 | [6 empty] | 0.43883 | 0
LCP_Inputs_ON_Diverse_2023_04_03 | 2041 | Electrolyser 2040 | Crossload | Hydrogen | PJ | Dispatch-Crossload | FuelCost | 0 | [6 empty] | 0.43883 | 0
LCP_Inputs_ON_Diverse_2023_04_03 | 2041 | Electrolyser 2040 | Crossload | Hydrogen | PJ | Dispatch-Crossload | VOM | 0 | [6 empty] | 0.43883 | 0
LCP_Inputs_ON_Diverse_2023_04_03 | 2041 | Electrolyser 2040 | Crossload | Hydrogen | QC | Dispatch-Crossload | EmissionsCost | 0 | [6 empty] | 0.43883 | 0
LCP_Inputs_ON_Diverse_2023_04_03 | 2041 | Electrolyser 2040 | Crossload | Hydrogen | QC | Dispatch-Crossload | FuelCost | 0 | [6 empty] | 0.43883 | 0
LCP_Inputs_ON_Diverse_2023_04_03 | 2041 | Electrolyser 2040 | Crossload | Hydrogen | QC | Dispatch-Crossload | VOM | 0 | [6 empty] | 0.43883 | 0
LCP_Inputs_ON_Diverse_2023_04_03 | 2041 | Electrolyser 2040 | Crossload | Hydrogen | WC | Dispatch-Crossload | EmissionsCost | 0 | [6 empty] | 0.43883 | 0
LCP_Inputs_ON_Diverse_2023_04_03 | 2041 | Electrolyser 2040 | Crossload | Hydrogen | WC | Dispatch-Crossload | FuelCost | 0 | [6 empty] | 0.43883 | 0
LCP_Inputs_ON_Diverse_2023_04_03 | 2041 | Electrolyser 2040 | Crossload | Hydrogen | WC | Dispatch-Crossload | VOM | 0 | [6 empty] | 0.43883 | 0
LCP_Inputs_ON_Diverse_2023_04_03 | 2041 | Electrolyser 2050 | Crossload | Hydrogen | MI | Dispatch-Crossload | EmissionsCost | 0 | [6 empty] | 0.43883 | 0
LCP_Inputs_ON_Diverse_2023_04_03 | 2041 | Electrolyser 2050 | Crossload | Hydrogen | MI | Dispatch-Crossload | FuelCost | 0 | [6 empty] | 0.43883 | 0
LCP_Inputs_ON_Diverse_2023_04_03 | 2041 | Electrolyser 2050 | Crossload | Hydrogen | MI | Dispatch-Crossload | VOM | 0 | [6 empty] | 0.43883 | 0
LCP_Inputs_ON_Diverse_2023_04_03 | 2041 | Electrolyser 2050 | Crossload | Hydrogen | NY | Dispatch-Crossload | EmissionsCost | 0 | [6 empty] | 0.43883 | 0
LCP_Inputs_ON_Diverse_2023_04_03 | 2041 | Electrolyser 2050 | Crossload | Hydrogen | NY | Dispatch-Crossload | FuelCost | 0 | [6 empty] | 0.43883 | 0
LCP_Inputs_ON_Diverse_2023_04_03 | 2041 | Electrolyser 2050 | Crossload | Hydrogen | NY | Dispatch-Crossload | VOM | 0 | [6 empty] | 0.43883 | 0
LCP_Inputs_ON_Diverse_2023_04_03 | 2041 | Electrolyser 2050 | Crossload | Hydrogen | ON | Dispatch-Crossload | EmissionsCost | 0 | [6 empty] | 0.43883 | 0
LCP_Inputs_ON_Diverse_2023_04_03 | 2041 | Electrolyser 2050 | Crossload | Hydrogen | ON | Dispatch-Crossload | FuelCost | 0 | [6 empty] | 0.43883 | 0
LCP_Inputs_ON_Diverse_2023_04_03 | 2041 | Electrolyser 2050 | Crossload | Hydrogen | ON | Dispatch-Crossload | VOM | 0 | [6 empty] | 0.43883 | 0
LCP_Inputs_ON_Diverse_2023_04_03 | 2041 | Electrolyser 2050 | Crossload | Hydrogen | PJ | Dispatch-Crossload | EmissionsCost | 0 | [6 empty] | 0.43883 | 0
LCP_Inputs_ON_Diverse_2023_04_03 | 2041 | Electrolyser 2050 | Crossload | Hydrogen | PJ | Dispatch-Crossload | FuelCost | 0 | [6 empty] | 0.43883 | 0
LCP_Inputs_ON_Diverse_2023_04_03 | 2041 | Electrolyser 2050 | Crossload | Hydrogen | PJ | Dispatch-Crossload | VOM | 0 | [6 empty] | 0.43883 | 0
LCP_Inputs_ON_Diverse_2023_04_03 | 2041 | Electrolyser 2050 | Crossload | Hydrogen | QC | Dispatch-Crossload | EmissionsCost | 0 | [6 empty] | 0.43883 | 0
LCP_Inputs_ON_Diverse_2023_04_03 | 2041 | Electrolyser 2050 | Crossload | Hydrogen | QC | Dispatch-Crossload | FuelCost | 0 | [6 empty] | 0.43883 | 0
LCP_Inputs_ON_Diverse_2023_04_03 | 2041 | Electrolyser 2050 | Crossload | Hydrogen | QC | Dispatch-Crossload | VOM | 0 | [6 empty] | 0.43883 | 0
LCP_Inputs_ON_Diverse_2023_04_03 | 2041 | Electrolyser 2050 | Crossload | Hydrogen | WC | Dispatch-Crossload | EmissionsCost | 0 | [6 empty] | 0.43883 | 0
LCP_Inputs_ON_Diverse_2023_04_03 | 2041 | Electrolyser 2050 | Crossload | Hydrogen | WC | Dispatch-Crossload | FuelCost | 0 | [6 empty] | 0.43883 | 0
LCP_Inputs_ON_Diverse_2023_04_03 | 2041 | Electrolyser 2050 | Crossload | Hydrogen | WC | Dispatch-Crossload | VOM | 0 | [6 empty] | 0.43883 | 0
LCP_Inputs_ON_Diverse_2023_04_03 | 2041 | Fossil Fuel Thermal (Coal, Peat, Oil) | Generation | Electricity | MI | Dispatch-Generation | EmissionsCost | 0 | [6 empty] | 0.43883 | 0
LCP_Inputs_ON_Diverse_2023_04_03 | 2041 | Fossil Fuel Thermal (Coal, Peat, Oil) | Generation | Electricity | MI | Dispatch-Generation | FuelCost | 0 | [6 empty] | 0.43883 | 0
LCP_Inputs_ON_Diverse_2023_04_03 | 2041 | Fossil Fuel Thermal (Coal, Peat, Oil) | Generation | Electricity | MI | Dispatch-Generation | VOM | 0 | [6 empty] | 0.43883 | 0
LCP_Inputs_ON_Diverse_2023_04_03 | 2041 | Fossil Fuel Thermal (Coal, Peat, Oil) | Generation | Electricity | NY | Dispatch-Generation | EmissionsCost | 0 | [6 empty] | 0.43883 | 0
LCP_Inputs_ON_Diverse_2023_04_03 | 2041 | Fossil Fuel Thermal (Coal, Peat, Oil) | Generation | Electricity | NY | Dispatch-Generation | FuelCost | 0 | [6 empty] | 0.43883 | 0
LCP_Inputs_ON_Diverse_2023_04_03 | 2041 | Fossil Fuel Thermal (Coal, Peat, Oil) | Generation | Electricity | NY | Dispatch-Generation | VOM | 0 | [6 empty] | 0.43883 | 0
LCP_Inputs_ON_Diverse_2023_04_03 | 2041 | Fossil Fuel Thermal (Coal, Peat, Oil) | Generation | Electricity | ON | Dispatch-Generation | EmissionsCost | 0 | [6 empty] | 0.43883 | 0
LCP_Inputs_ON_Diverse_2023_04_03 | 2041 | Fossil Fuel Thermal (Coal, Peat, Oil) | Generation | Electricity | ON | Dispatch-Generation | FuelCost | 0 | [6 empty] | 0.43883 | 0
LCP_Inputs_ON_Diverse_2023_04_03 | 2041 | Fossil Fuel Thermal (Coal, Peat, Oil) | Generation | Electricity | ON | Dispatch-Generation | VOM | 0 | [6 empty] | 0.43883 | 0
LCP_Inputs_ON_Diverse_2023_04_03 | 2041 | Fossil Fuel Thermal (Coal, Peat, Oil) | Generation | Electricity | PJ | Dispatch-Generation | EmissionsCost | 0 | [6 empty] | 0.43883 | 0
LCP_Inputs_ON_Diverse_2023_04_03 | 2041 | Fossil Fuel Thermal (Coal, Peat, Oil) | Generation | Electricity | PJ | Dispatch-Generation | FuelCost | 0 | [6 empty] | 0.43883 | 0
LCP_Inputs_ON_Diverse_2023_04_03 | 2041 | Fossil Fuel Thermal (Coal, Peat, Oil) | Generation | Electricity | PJ | Dispatch-Generation | VOM | 0 | [6 empty] | 0.43883 | 0
LCP_Inputs_ON_Diverse_2023_04_03 | 2041 | Fossil Fuel Thermal (Coal, Peat, Oil) | Generation | Electricity | QC | Dispatch-Generation | EmissionsCost | 0 | [6 empty] | 0.43883 | 0
LCP_Inputs_ON_Diverse_2023_04_03 | 2041 | Fossil Fuel Thermal (Coal, Peat, Oil) | Generation | Electricity | QC | Dispatch-Generation | FuelCost | 0 | [6 empty] | 0.43883 | 0
LCP_Inputs_ON_Diverse_2023_04_03 | 2041 | Fossil Fuel Thermal (Coal, Peat, Oil) | Generation | Electricity | QC | Dispatch-Generation | VOM | 0 | [6 empty] | 0.43883 | 0
LCP_Inputs_ON_Diverse_2023_04_03 | 2041 | Fossil Fuel Thermal (Coal, Peat, Oil) | Generation | Electricity | WC | Dispatch-Generation | EmissionsCost | 0 | [6 empty] | 0.43883 | 0
LCP_Inputs_ON_Diverse_2023_04_03 | 2041 | Fossil Fuel Thermal (Coal, Peat, Oil) | Generation | Electricity | WC | Dispatch-Generation | FuelCost | 0 | [6 empty] | 0.43883 | 0
LCP_Inputs_ON_Diverse_2023_04_03 | 2041 | Fossil Fuel Thermal (Coal, Peat, Oil) | Generation | Electricity | WC | Dispatch-Generation | VOM | 0 | [6 empty] | 0.43883 | 0
LCP_Inputs_ON_Diverse_2023_04_03 | 2041 | Generic - Generator | Generation | Electricity | MI | Dispatch-Generation | EmissionsCost | 0 | [6 empty] | 0.43883 | 0
LCP_Inputs_ON_Diverse_2023_04_03 | 2041 | Generic - Generator | Generation | Electricity | MI | Dispatch-Generation | FuelCost | 922715978.5322 | [6 empty] | 0.43883 | 404918776.5899
LCP_Inputs_ON_Diverse_2023_04_03 | 2041 | Generic - Generator | Generation | Electricity | MI | Dispatch-Generation | VOM | 30177343.602 | [6 empty] | 0.43883 | 13242832.3952
LCP_Inputs_ON_Diverse_2023_04_03 | 2041 | Generic - Generator | Generation | Electricity | NY | Dispatch-Generation | EmissionsCost | 0 | [6 empty] | 0.43883 | 0
LCP_Inputs_ON_Diverse_2023_04_03 | 2041 | Generic - Generator | Generation | Electricity | NY | Dispatch-Generation | FuelCost | 169239391.3338 | [6 empty] | 0.43883 | 74267931.719
LCP_Inputs_ON_Diverse_2023_04_03 | 2041 | Generic - Generator | Generation | Electricity | NY | Dispatch-Generation | VOM | 5534959.1663 | [6 empty] | 0.43883 | 2428926.0685
LCP_Inputs_ON_Diverse_2023_04_03 | 2041 | Generic - Generator | Generation | Electricity | ON | Dispatch-Generation | EmissionsCost | 0 | [6 empty] | 0.43883 | 0
LCP_Inputs_ON_Diverse_2023_04_03 | 2041 | Generic - Generator | Generation | Electricity | ON | Dispatch-Generation | FuelCost | 0 | [6 empty] | 0.43883 | 0
LCP_Inputs_ON_Diverse_2023_04_03 | 2041 | Generic - Generator | Generation | Electricity | ON | Dispatch-Generation | VOM | 0 | [6 empty] | 0.43883 | 0
LCP_Inputs_ON_Diverse_2023_04_03 | 2041 | Generic - Generator | Generation | Electricity | PJ | Dispatch-Generation | EmissionsCost | 0 | [6 empty] | 0.43883 | 0
LCP_Inputs_ON_Diverse_2023_04_03 | 2041 | Generic - Generator | Generation | Electricity | PJ | Dispatch-Generation | FuelCost | 5434493471.1405 | [6 empty] | 0.43883 | 2384838345.6199
LCP_Inputs_ON_Diverse_2023_04_03 | 2041 | Generic - Generator | Generation | Electricity | PJ | Dispatch-Generation | VOM | 177734623.2179 | [6 empty] | 0.43883 | 77995924.9276
LCP_Inputs_ON_Diverse_2023_04_03 | 2041 | Generic - Generator | Generation | Electricity | QC | Dispatch-Generation | EmissionsCost | 0 | [6 empty] | 0.43883 | 0
LCP_Inputs_ON_Diverse_2023_04_03 | 2041 | Generic - Generator | Generation | Electricity | QC | Dispatch-Generation | FuelCost | 0 | [6 empty] | 0.43883 | 0
LCP_Inputs_ON_Diverse_2023_04_03 | 2041 | Generic - Generator | Generation | Electricity | QC | Dispatch-Generation | VOM | 0 | [6 empty] | 0.43883 | 0
LCP_Inputs_ON_Diverse_2023_04_03 | 2041 | Generic - Generator | Generation | Electricity | WC | Dispatch-Generation | EmissionsCost | 0 | [6 empty] | 0.43883 | 0
LCP_Inputs_ON_Diverse_2023_04_03 | 2041 | Generic - Generator | Generation | Electricity | WC | Dispatch-Generation | FuelCost | 0 | [6 empty] | 0.43883 | 0
LCP_Inputs_ON_Diverse_2023_04_03 | 2041 | Generic - Generator | Generation | Electricity | WC | Dispatch-Generation | VOM | 0 | [6 empty] | 0.43883 | 0
LCP_Inputs_ON_Diverse_2023_04_03 | 2041 | H2 Import - QC | Import | Hydrogen | MI | Dispatch-Import | EmissionsCost | 0 | [6 empty] | 0.43883 | 0
LCP_Inputs_ON_Diverse_2023_04_03 | 2041 | H2 Import - QC | Import | Hydrogen | MI | Dispatch-Import | FuelCost | 0 | [6 empty] | 0.43883 | 0
LCP_Inputs_ON_Diverse_2023_04_03 | 2041 | H2 Import - QC | Import | Hydrogen | MI | Dispatch-Import | VOM | 0 | [6 empty] | 0.43883 | 0
LCP_Inputs_ON_Diverse_2023_04_03 | 2041 | H2 Import - QC | Import | Hydrogen | NY | Dispatch-Import | EmissionsCost | 0 | [6 empty] | 0.43883 | 0
LCP_Inputs_ON_Diverse_2023_04_03 | 2041 | H2 Import - QC | Import | Hydrogen | NY | Dispatch-Import | FuelCost | 0 | [6 empty] | 0.43883 | 0
LCP_Inputs_ON_Diverse_2023_04_03 | 2041 | H2 Import - QC | Import | Hydrogen | NY | Dispatch-Import | VOM | 0 | [6 empty] | 0.43883 | 0
LCP_Inputs_ON_Diverse_2023_04_03 | 2041 | H2 Import - QC | Import | Hydrogen | ON | Dispatch-Import | EmissionsCost | 0 | [6 empty] | 0.43883 | 0
LCP_Inputs_ON_Diverse_2023_04_03 | 2041 | H2 Import - QC | Import | Hydrogen | ON | Dispatch-Import | FuelCost | 0 | [6 empty] | 0.43883 | 0
LCP_Inputs_ON_Diverse_2023_04_03 | 2041 | H2 Import - QC | Import | Hydrogen | ON | Dispatch-Import | VOM | 0 | [6 empty] | 0.43883 | 0
LCP_Inputs_ON_Diverse_2023_04_03 | 2041 | H2 Import - QC | Import | Hydrogen | PJ | Dispatch-Import | EmissionsCost | 0 | [6 empty] | 0.43883 | 0
LCP_Inputs_ON_Diverse_2023_04_03 | 2041 | H2 Import - QC | Import | Hydrogen | PJ | Dispatch-Import | FuelCost | 0 | [6 empty] | 0.43883 | 0
LCP_Inputs_ON_Diverse_2023_04_03 | 2041 | H2 Import - QC | Import | Hydrogen | PJ | Dispatch-Import | VOM | 0 | [6 empty] | 0.43883 | 0
LCP_Inputs_ON_Diverse_2023_04_03 | 2041 | H2 Import - QC | Import | Hydrogen | QC | Dispatch-Import | EmissionsCost | 0 | [6 empty] | 0.43883 | 0
LCP_Inputs_ON_Diverse_2023_04_03 | 2041 | H2 Import - QC | Import | Hydrogen | QC | Dispatch-Import | FuelCost | 0 | [6 empty] | 0.43883 | 0
LCP_Inputs_ON_Diverse_2023_04_03 | 2041 | H2 Import - QC | Import | Hydrogen | QC | Dispatch-Import | VOM | 0 | [6 empty] | 0.43883 | 0
LCP_Inputs_ON_Diverse_2023_04_03 | 2041 | H2 Import - QC | Import | Hydrogen | WC | Dispatch-Import | EmissionsCost | 0 | [6 empty] | 0.43883 | 0
LCP_Inputs_ON_Diverse_2023_04_03 | 2041 | H2 Import - QC | Import | Hydrogen | WC | Dispatch-Import | FuelCost | 0 | [6 empty] | 0.43883 | 0
LCP_Inputs_ON_Diverse_2023_04_03 | 2041 | H2 Import - QC | Import | Hydrogen | WC | Dispatch-Import | VOM | 0 | [6 empty] | 0.43883 | 0
LCP_Inputs_ON_Diverse_2023_04_03 | 2041 | H2 Import - WC | Import | Hydrogen | MI | Dispatch-Import | EmissionsCost | 0 | [6 empty] | 0.43883 | 0
LCP_Inputs_ON_Diverse_2023_04_03 | 2041 | H2 Import - WC | Import | Hydrogen | MI | Dispatch-Import | FuelCost | 0 | [6 empty] | 0.43883 | 0
LCP_Inputs_ON_Diverse_2023_04_03 | 2041 | H2 Import - WC | Import | Hydrogen | MI | Dispatch-Import | VOM | 0 | [6 empty] | 0.43883 | 0
LCP_Inputs_ON_Diverse_2023_04_03 | 2041 | H2 Import - WC | Import | Hydrogen | NY | Dispatch-Import | EmissionsCost | 0 | [6 empty] | 0.43883 | 0
LCP_Inputs_ON_Diverse_2023_04_03 | 2041 | H2 Import - WC | Import | Hydrogen | NY | Dispatch-Import | FuelCost | 0 | [6 empty] | 0.43883 | 0
LCP_Inputs_ON_Diverse_2023_04_03 | 2041 | H2 Import - WC | Import | Hydrogen | NY | Dispatch-Import | VOM | 0 | [6 empty] | 0.43883 | 0
LCP_Inputs_ON_Diverse_2023_04_03 | 2041 | H2 Import - WC | Import | Hydrogen | ON | Dispatch-Import | EmissionsCost | 0 | [6 empty] | 0.43883 | 0
LCP_Inputs_ON_Diverse_2023_04_03 | 2041 | H2 Import - WC | Import | Hydrogen | ON | Dispatch-Import | FuelCost | 0 | [6 empty] | 0.43883 | 0
LCP_Inputs_ON_Diverse_2023_04_03 | 2041 | H2 Import - WC | Import | Hydrogen | ON | Dispatch-Import | VOM | 0 | [6 empty] | 0.43883 | 0
LCP_Inputs_ON_Diverse_2023_04_03 | 2041 | H2 Import - WC | Import | Hydrogen | PJ | Dispatch-Import | EmissionsCost | 0 | [6 empty] | 0.43883 | 0
LCP_Inputs_ON_Diverse_2023_04_03 | 2041 | H2 Import - WC | Import | Hydrogen | PJ | Dispatch-Import | FuelCost | 0 | [6 empty] | 0.43883 | 0
LCP_Inputs_ON_Diverse_2023_04_03 | 2041 | H2 Import - WC | Import | Hydrogen | PJ | Dispatch-Import | VOM | 0 | [6 empty] | 0.43883 | 0
LCP_Inputs_ON_Diverse_2023_04_03 | 2041 | H2 Import - WC | Import | Hydrogen | QC | Dispatch-Import | EmissionsCost | 0 | [6 empty] | 0.43883 | 0
LCP_Inputs_ON_Diverse_2023_04_03 | 2041 | H2 Import - WC | Import | Hydrogen | QC | Dispatch-Import | FuelCost | 0 | [6 empty] | 0.43883 | 0
LCP_Inputs_ON_Diverse_2023_04_03 | 2041 | H2 Import - WC | Import | Hydrogen | QC | Dispatch-Import | VOM | 0 | [6 empty] | 0.43883 | 0
LCP_Inputs_ON_Diverse_2023_04_03 | 2041 | H2 Import - WC | Import | Hydrogen | WC | Dispatch-Import | EmissionsCost | 0 | [6 empty] | 0.43883 | 0
LCP_Inputs_ON_Diverse_2023_04_03 | 2041 | H2 Import - WC | Import | Hydrogen | WC | Dispatch-Import | FuelCost | 322770984.3754 | [6 empty] | 0.43883 | 141642753.7322
LCP_Inputs_ON_Diverse_2023_04_03 | 2041 | H2 Import - WC | Import | Hydrogen | WC | Dispatch-Import | VOM | 0 | [6 empty] | 0.43883 | 0
LCP_Inputs_ON_Diverse_2023_04_03 | 2041 | H2 Salt Cavern Storage - ON | Storage | Hydrogen | MI | Dispatch-Storage | EmissionsCost | 0 | [6 empty] | 0.43883 | 0
LCP_Inputs_ON_Diverse_2023_04_03 | 2041 | H2 Salt Cavern Storage - ON | Storage | Hydrogen | MI | Dispatch-Storage | FuelCost | 0 | [6 empty] | 0.43883 | 0
LCP_Inputs_ON_Diverse_2023_04_03 | 2041 | H2 Salt Cavern Storage - ON | Storage | Hydrogen | MI | Dispatch-Storage | VOM | 0 | [6 empty] | 0.43883 | 0
LCP_Inputs_ON_Diverse_2023_04_03 | 2041 | H2 Salt Cavern Storage - ON | Storage | Hydrogen | NY | Dispatch-Storage | EmissionsCost | 0 | [6 empty] | 0.43883 | 0
LCP_Inputs_ON_Diverse_2023_04_03 | 2041 | H2 Salt Cavern Storage - ON | Storage | Hydrogen | NY | Dispatch-Storage | FuelCost | 0 | [6 empty] | 0.43883 | 0
LCP_Inputs_ON_Diverse_2023_04_03 | 2041 | H2 Salt Cavern Storage - ON | Storage | Hydrogen | NY | Dispatch-Storage | VOM | 0 | [6 empty] | 0.43883 | 0
LCP_Inputs_ON_Diverse_2023_04_03 | 2041 | H2 Salt Cavern Storage - ON | Storage | Hydrogen | ON | Dispatch-Storage | EmissionsCost | 0 | [6 empty] | 0.43883 | 0
LCP_Inputs_ON_Diverse_2023_04_03 | 2041 | H2 Salt Cavern Storage - ON | Storage | Hydrogen | ON | Dispatch-Storage | FuelCost | 0 | [6 empty] | 0.43883 | 0
LCP_Inputs_ON_Diverse_2023_04_03 | 2041 | H2 Salt Cavern Storage - ON | Storage | Hydrogen | ON | Dispatch-Storage | VOM | 60179086.0056 | [6 empty] | 0.43883 | 26408605.0839
LCP_Inputs_ON_Diverse_2023_04_03 | 2041 | H2 Salt Cavern Storage - ON | Storage | Hydrogen | PJ | Dispatch-Storage | EmissionsCost | 0 | [6 empty] | 0.43883 | 0
LCP_Inputs_ON_Diverse_2023_04_03 | 2041 | H2 Salt Cavern Storage - ON | Storage | Hydrogen | PJ | Dispatch-Storage | FuelCost | 0 | [6 empty] | 0.43883 | 0
LCP_Inputs_ON_Diverse_2023_04_03 | 2041 | H2 Salt Cavern Storage - ON | Storage | Hydrogen | PJ | Dispatch-Storage | VOM | 0 | [6 empty] | 0.43883 | 0
LCP_Inputs_ON_Diverse_2023_04_03 | 2041 | H2 Salt Cavern Storage - ON | Storage | Hydrogen | QC | Dispatch-Storage | EmissionsCost | 0 | [6 empty] | 0.43883 | 0
LCP_Inputs_ON_Diverse_2023_04_03 | 2041 | H2 Salt Cavern Storage - ON | Storage | Hydrogen | QC | Dispatch-Storage | FuelCost | 0 | [6 empty] | 0.43883 | 0
LCP_Inputs_ON_Diverse_2023_04_03 | 2041 | H2 Salt Cavern Storage - ON | Storage | Hydrogen | QC | Dispatch-Storage | VOM | 0 | [6 empty] | 0.43883 | 0
LCP_Inputs_ON_Diverse_2023_04_03 | 2041 | H2 Salt Cavern Storage - ON | Storage | Hydrogen | WC | Dispatch-Storage | EmissionsCost | 0 | [6 empty] | 0.43883 | 0
LCP_Inputs_ON_Diverse_2023_04_03 | 2041 | H2 Salt Cavern Storage - ON | Storage | Hydrogen | WC | Dispatch-Storage | FuelCost | 0 | [6 empty] | 0.43883 | 0
LCP_Inputs_ON_Diverse_2023_04_03 | 2041 | H2 Salt Cavern Storage - ON | Storage | Hydrogen | WC | Dispatch-Storage | VOM | 0 | [6 empty] | 0.43883 | 0
LCP_Inputs_ON_Diverse_2023_04_03 | 2041 | Hydro | Generation | Electricity | MI | Dispatch-Generation | EmissionsCost | 0 | [6 empty] | 0.43883 | 0
LCP_Inputs_ON_Diverse_2023_04_03 | 2041 | Hydro | Generation | Electricity | MI | Dispatch-Generation | FuelCost | 0 | [6 empty] | 0.43883 | 0
LCP_Inputs_ON_Diverse_2023_04_03 | 2041 | Hydro | Generation | Electricity | MI | Dispatch-Generation | VOM | 0 | [6 empty] | 0.43883 | 0
LCP_Inputs_ON_Diverse_2023_04_03 | 2041 | Hydro | Generation | Electricity | NY | Dispatch-Generation | EmissionsCost | 0 | [6 empty] | 0.43883 | 0
LCP_Inputs_ON_Diverse_2023_04_03 | 2041 | Hydro | Generation | Electricity | NY | Dispatch-Generation | FuelCost | 0 | [6 empty] | 0.43883 | 0
LCP_Inputs_ON_Diverse_2023_04_03 | 2041 | Hydro | Generation | Electricity | NY | Dispatch-Generation | VOM | 0 | [6 empty] | 0.43883 | 0
LCP_Inputs_ON_Diverse_2023_04_03 | 2041 | Hydro | Generation | Electricity | ON | Dispatch-Generation | EmissionsCost | 0 | [6 empty] | 0.43883 | 0
LCP_Inputs_ON_Diverse_2023_04_03 | 2041 | Hydro | Generation | Electricity | ON | Dispatch-Generation | FuelCost | 0 | [6 empty] | 0.43883 | 0
LCP_Inputs_ON_Diverse_2023_04_03 | 2041 | Hydro | Generation | Electricity | ON | Dispatch-Generation | VOM | 0 | [6 empty] | 0.43883 | 0
LCP_Inputs_ON_Diverse_2023_04_03 | 2041 | Hydro | Generation | Electricity | PJ | Dispatch-Generation | EmissionsCost | 0 | [6 empty] | 0.43883 | 0
LCP_Inputs_ON_Diverse_2023_04_03 | 2041 | Hydro | Generation | Electricity | PJ | Dispatch-Generation | FuelCost | 0 | [6 empty] | 0.43883 | 0
LCP_Inputs_ON_Diverse_2023_04_03 | 2041 | Hydro | Generation | Electricity | PJ | Dispatch-Generation | VOM | 0 | [6 empty] | 0.43883 | 0
LCP_Inputs_ON_Diverse_2023_04_03 | 2041 | Hydro | Generation | Electricity | QC | Dispatch-Generation | EmissionsCost | 0 | [6 empty] | 0.43883 | 0
LCP_Inputs_ON_Diverse_2023_04_03 | 2041 | Hydro | Generation | Electricity | QC | Dispatch-Generation | FuelCost | 0 | [6 empty] | 0.43883 | 0
LCP_Inputs_ON_Diverse_2023_04_03 | 2041 | Hydro | Generation | Electricity | QC | Dispatch-Generation | VOM | 0 | [6 empty] | 0.43883 | 0
LCP_Inputs_ON_Diverse_2023_04_03 | 2041 | Hydro | Generation | Electricity | WC | Dispatch-Generation | EmissionsCost | 0 | [6 empty] | 0.43883 | 0
LCP_Inputs_ON_Diverse_2023_04_03 | 2041 | Hydro | Generation | Electricity | WC | Dispatch-Generation | FuelCost | 0 | [6 empty] | 0.43883 | 0
LCP_Inputs_ON_Diverse_2023_04_03 | 2041 | Hydro | Generation | Electricity | WC | Dispatch-Generation | VOM | 0 | [6 empty] | 0.43883 | 0
LCP_Inputs_ON_Diverse_2023_04_03 | 2041 | Hydro Pumped Storage | Storage | Electricity | MI | Dispatch-Storage | EmissionsCost | 0 | [6 empty] | 0.43883 | 0
LCP_Inputs_ON_Diverse_2023_04_03 | 2041 | Hydro Pumped Storage | Storage | Electricity | MI | Dispatch-Storage | FuelCost | 0 | [6 empty] | 0.43883 | 0
LCP_Inputs_ON_Diverse_2023_04_03 | 2041 | Hydro Pumped Storage | Storage | Electricity | MI | Dispatch-Storage | VOM | 0 | [6 empty] | 0.43883 | 0
LCP_Inputs_ON_Diverse_2023_04_03 | 2041 | Hydro Pumped Storage | Storage | Electricity | NY | Dispatch-Storage | EmissionsCost | 0 | [6 empty] | 0.43883 | 0
LCP_Inputs_ON_Diverse_2023_04_03 | 2041 | Hydro Pumped Storage | Storage | Electricity | NY | Dispatch-Storage | FuelCost | 0 | [6 empty] | 0.43883 | 0
LCP_Inputs_ON_Diverse_2023_04_03 | 2041 | Hydro Pumped Storage | Storage | Electricity | NY | Dispatch-Storage | VOM | 0 | [6 empty] | 0.43883 | 0
LCP_Inputs_ON_Diverse_2023_04_03 | 2041 | Hydro Pumped Storage | Storage | Electricity | ON | Dispatch-Storage | EmissionsCost | 0 | [6 empty] | 0.43883 | 0
LCP_Inputs_ON_Diverse_2023_04_03 | 2041 | Hydro Pumped Storage | Storage | Electricity | ON | Dispatch-Storage | FuelCost | 0 | [6 empty] | 0.43883 | 0
LCP_Inputs_ON_Diverse_2023_04_03 | 2041 | Hydro Pumped Storage | Storage | Electricity | ON | Dispatch-Storage | VOM | 0 | [6 empty] | 0.43883 | 0
LCP_Inputs_ON_Diverse_2023_04_03 | 2041 | Hydro Pumped Storage | Storage | Electricity | PJ | Dispatch-Storage | EmissionsCost | 0 | [6 empty] | 0.43883 | 0
LCP_Inputs_ON_Diverse_2023_04_03 | 2041 | Hydro Pumped Storage | Storage | Electricity | PJ | Dispatch-Storage | FuelCost | 0 | [6 empty] | 0.43883 | 0
LCP_Inputs_ON_Diverse_2023_04_03 | 2041 | Hydro Pumped Storage | Storage | Electricity | PJ | Dispatch-Storage | VOM | 0 | [6 empty] | 0.43883 | 0
LCP_Inputs_ON_Diverse_2023_04_03 | 2041 | Hydro Pumped Storage | Storage | Electricity | QC | Dispatch-Storage | EmissionsCost | 0 | [6 empty] | 0.43883 | 0
LCP_Inputs_ON_Diverse_2023_04_03 | 2041 | Hydro Pumped Storage | Storage | Electricity | QC | Dispatch-Storage | FuelCost | 0 | [6 empty] | 0.43883 | 0
LCP_Inputs_ON_Diverse_2023_04_03 | 2041 | Hydro Pumped Storage | Storage | Electricity | QC | Dispatch-Storage | VOM | 0 | [6 empty] | 0.43883 | 0
LCP_Inputs_ON_Diverse_2023_04_03 | 2041 | Hydro Pumped Storage | Storage | Electricity | WC | Dispatch-Storage | EmissionsCost | 0 | [6 empty] | 0.43883 | 0
LCP_Inputs_ON_Diverse_2023_04_03 | 2041 | Hydro Pumped Storage | Storage | Electricity | WC | Dispatch-Storage | FuelCost | 0 | [6 empty] | 0.43883 | 0
LCP_Inputs_ON_Diverse_2023_04_03 | 2041 | Hydro Pumped Storage | Storage | Electricity | WC | Dispatch-Storage | VOM | 0 | [6 empty] | 0.43883 | 0
LCP_Inputs_ON_Diverse_2023_04_03 | 2041 | Nuclear | Generation | Electricity | MI | Dispatch-Generation | EmissionsCost | 0 | [6 empty] | 0.43883 | 0
LCP_Inputs_ON_Diverse_2023_04_03 | 2041 | Nuclear | Generation | Electricity | MI | Dispatch-Generation | FuelCost | 0 | [6 empty] | 0.43883 | 0
LCP_Inputs_ON_Diverse_2023_04_03 | 2041 | Nuclear | Generation | Electricity | MI | Dispatch-Generation | VOM | 2762866296.96 | [6 empty] | 0.43883 | 1212438569.2616
LCP_Inputs_ON_Diverse_2023_04_03 | 2041 | Nuclear | Generation | Electricity | NY | Dispatch-Generation | EmissionsCost | 0 | [6 empty] | 0.43883 | 0
LCP_Inputs_ON_Diverse_2023_04_03 | 2041 | Nuclear | Generation | Electricity | NY | Dispatch-Generation | FuelCost | 0 | [6 empty] | 0.43883 | 0
LCP_Inputs_ON_Diverse_2023_04_03 | 2041 | Nuclear | Generation | Electricity | NY | Dispatch-Generation | VOM | 2246155230.144 | [6 empty] | 0.43883 | 985688390.5572
LCP_Inputs_ON_Diverse_2023_04_03 | 2041 | Nuclear | Generation | Electricity | ON | Dispatch-Generation | EmissionsCost | 0 | [6 empty] | 0.43883 | 0
LCP_Inputs_ON_Diverse_2023_04_03 | 2041 | Nuclear | Generation | Electricity | ON | Dispatch-Generation | FuelCost | 0 | [6 empty] | 0.43883 | 0
LCP_Inputs_ON_Diverse_2023_04_03 | 2041 | Nuclear | Generation | Electricity | ON | Dispatch-Generation | VOM | 7823178339.984 | [6 empty] | 0.43883 | 3433073530.9359
LCP_Inputs_ON_Diverse_2023_04_03 | 2041 | Nuclear | Generation | Electricity | PJ | Dispatch-Generation | EmissionsCost | 0 | [6 empty] | 0.43883 | 0
LCP_Inputs_ON_Diverse_2023_04_03 | 2041 | Nuclear | Generation | Electricity | PJ | Dispatch-Generation | FuelCost | 0 | [6 empty] | 0.43883 | 0
LCP_Inputs_ON_Diverse_2023_04_03 | 2041 | Nuclear | Generation | Electricity | PJ | Dispatch-Generation | VOM | 6401347648.6848 | [6 empty] | 0.43883 | 2809126447.0732
LCP_Inputs_ON_Diverse_2023_04_03 | 2041 | Nuclear | Generation | Electricity | QC | Dispatch-Generation | EmissionsCost | 0 | [6 empty] | 0.43883 | 0
LCP_Inputs_ON_Diverse_2023_04_03 | 2041 | Nuclear | Generation | Electricity | QC | Dispatch-Generation | FuelCost | 0 | [6 empty] | 0.43883 | 0
LCP_Inputs_ON_Diverse_2023_04_03 | 2041 | Nuclear | Generation | Electricity | QC | Dispatch-Generation | VOM | 0 | [6 empty] | 0.43883 | 0
LCP_Inputs_ON_Diverse_2023_04_03 | 2041 | Nuclear | Generation | Electricity | WC | Dispatch-Generation | EmissionsCost | 0 | [6 empty] | 0.43883 | 0
LCP_Inputs_ON_Diverse_2023_04_03 | 2041 | Nuclear | Generation | Electricity | WC | Dispatch-Generation | FuelCost | 0 | [6 empty] | 0.43883 | 0
LCP_Inputs_ON_Diverse_2023_04_03 | 2041 | Nuclear | Generation | Electricity | WC | Dispatch-Generation | VOM | 0 | [6 empty] | 0.43883 | 0
LCP_Inputs_ON_Diverse_2023_04_03 | 2041 | Nuclear SMR | Generation | Electricity | MI | Dispatch-Generation | EmissionsCost | 0 | [6 empty] | 0.43883 | 0
LCP_Inputs_ON_Diverse_2023_04_03 | 2041 | Nuclear SMR | Generation | Electricity | MI | Dispatch-Generation | FuelCost | 0 | [6 empty] | 0.43883 | 0
LCP_Inputs_ON_Diverse_2023_04_03 | 2041 | Nuclear SMR | Generation | Electricity | MI | Dispatch-Generation | VOM | 0 | [6 empty] | 0.43883 | 0
LCP_Inputs_ON_Diverse_2023_04_03 | 2041 | Nuclear SMR | Generation | Electricity | NY | Dispatch-Generation | EmissionsCost | 0 | [6 empty] | 0.43883 | 0
LCP_Inputs_ON_Diverse_2023_04_03 | 2041 | Nuclear SMR | Generation | Electricity | NY | Dispatch-Generation | FuelCost | 0 | [6 empty] | 0.43883 | 0
LCP_Inputs_ON_Diverse_2023_04_03 | 2041 | Nuclear SMR | Generation | Electricity | NY | Dispatch-Generation | VOM | 0 | [6 empty] | 0.43883 | 0
LCP_Inputs_ON_Diverse_2023_04_03 | 2041 | Nuclear SMR | Generation | Electricity | ON | Dispatch-Generation | EmissionsCost | 0 | [6 empty] | 0.43883 | 0
LCP_Inputs_ON_Diverse_2023_04_03 | 2041 | Nuclear SMR | Generation | Electricity | ON | Dispatch-Generation | FuelCost | 0 | [6 empty] | 0.43883 | 0
LCP_Inputs_ON_Diverse_2023_04_03 | 2041 | Nuclear SMR | Generation | Electricity | ON | Dispatch-Generation | VOM | 17018020.8 | [6 empty] | 0.43883 | 7468079.3686
LCP_Inputs_ON_Diverse_2023_04_03 | 2041 | Nuclear SMR | Generation | Electricity | PJ | Dispatch-Generation | EmissionsCost | 0 | [6 empty] | 0.43883 | 0
LCP_Inputs_ON_Diverse_2023_04_03 | 2041 | Nuclear SMR | Generation | Electricity | PJ | Dispatch-Generation | FuelCost | 0 | [6 empty] | 0.43883 | 0
LCP_Inputs_ON_Diverse_2023_04_03 | 2041 | Nuclear SMR | Generation | Electricity | PJ | Dispatch-Generation | VOM | 0 | [6 empty] | 0.43883 | 0
LCP_Inputs_ON_Diverse_2023_04_03 | 2041 | Nuclear SMR | Generation | Electricity | QC | Dispatch-Generation | EmissionsCost | 0 | [6 empty] | 0.43883 | 0
LCP_Inputs_ON_Diverse_2023_04_03 | 2041 | Nuclear SMR | Generation | Electricity | QC | Dispatch-Generation | FuelCost | 0 | [6 empty] | 0.43883 | 0
LCP_Inputs_ON_Diverse_2023_04_03 | 2041 | Nuclear SMR | Generation | Electricity | QC | Dispatch-Generation | VOM | 0 | [6 empty] | 0.43883 | 0
LCP_Inputs_ON_Diverse_2023_04_03 | 2041 | Nuclear SMR | Generation | Electricity | WC | Dispatch-Generation | EmissionsCost | 0 | [6 empty] | 0.43883 | 0
LCP_Inputs_ON_Diverse_2023_04_03 | 2041 | Nuclear SMR | Generation | Electricity | WC | Dispatch-Generation | FuelCost | 0 | [6 empty] | 0.43883 | 0
LCP_Inputs_ON_Diverse_2023_04_03 | 2041 | Nuclear SMR | Generation | Electricity | WC | Dispatch-Generation | VOM | 0 | [6 empty] | 0.43883 | 0
LCP_Inputs_ON_Diverse_2023_04_03 | 2041 | O/CCGT - CH4 Existing | Crossload | Electricity | MI | Dispatch-Crossload | EmissionsCost | 0 | [6 empty] | 0.43883 | 0
LCP_Inputs_ON_Diverse_2023_04_03 | 2041 | O/CCGT - CH4 Existing | Crossload | Electricity | MI | Dispatch-Crossload | FuelCost | 0 | [6 empty] | 0.43883 | 0
LCP_Inputs_ON_Diverse_2023_04_03 | 2041 | O/CCGT - CH4 Existing | Crossload | Electricity | MI | Dispatch-Crossload | VOM | 0 | [6 empty] | 0.43883 | 0
LCP_Inputs_ON_Diverse_2023_04_03 | 2041 | O/CCGT - CH4 Existing | Crossload | Electricity | NY | Dispatch-Crossload | EmissionsCost | 0 | [6 empty] | 0.43883 | 0
LCP_Inputs_ON_Diverse_2023_04_03 | 2041 | O/CCGT - CH4 Existing | Crossload | Electricity | NY | Dispatch-Crossload | FuelCost | 0 | [6 empty] | 0.43883 | 0
LCP_Inputs_ON_Diverse_2023_04_03 | 2041 | O/CCGT - CH4 Existing | Crossload | Electricity | NY | Dispatch-Crossload | VOM | 0 | [6 empty] | 0.43883 | 0
LCP_Inputs_ON_Diverse_2023_04_03 | 2041 | O/CCGT - CH4 Existing | Crossload | Electricity | ON | Dispatch-Crossload | EmissionsCost | 3390434.5216 | [6 empty] | 0.43883 | 1487836.5939
LCP_Inputs_ON_Diverse_2023_04_03 | 2041 | O/CCGT - CH4 Existing | Crossload | Electricity | ON | Dispatch-Crossload | FuelCost | 0 | [6 empty] | 0.43883 | 0
LCP_Inputs_ON_Diverse_2023_04_03 | 2041 | O/CCGT - CH4 Existing | Crossload | Electricity | ON | Dispatch-Crossload | VOM | 205052.9936 | [6 empty] | 0.43883 | 89984.1438
LCP_Inputs_ON_Diverse_2023_04_03 | 2041 | O/CCGT - CH4 Existing | Crossload | Electricity | PJ | Dispatch-Crossload | EmissionsCost | 0 | [6 empty] | 0.43883 | 0
LCP_Inputs_ON_Diverse_2023_04_03 | 2041 | O/CCGT - CH4 Existing | Crossload | Electricity | PJ | Dispatch-Crossload | FuelCost | 0 | [6 empty] | 0.43883 | 0
LCP_Inputs_ON_Diverse_2023_04_03 | 2041 | O/CCGT - CH4 Existing | Crossload | Electricity | PJ | Dispatch-Crossload | VOM | 0 | [6 empty] | 0.43883 | 0
LCP_Inputs_ON_Diverse_2023_04_03 | 2041 | O/CCGT - CH4 Existing | Crossload | Electricity | QC | Dispatch-Crossload | EmissionsCost | 0 | [6 empty] | 0.43883 | 0
LCP_Inputs_ON_Diverse_2023_04_03 | 2041 | O/CCGT - CH4 Existing | Crossload | Electricity | QC | Dispatch-Crossload | FuelCost | 0 | [6 empty] | 0.43883 | 0
LCP_Inputs_ON_Diverse_2023_04_03 | 2041 | O/CCGT - CH4 Existing | Crossload | Electricity | QC | Dispatch-Crossload | VOM | 0 | [6 empty] | 0.43883 | 0
LCP_Inputs_ON_Diverse_2023_04_03 | 2041 | O/CCGT - CH4 Existing | Crossload | Electricity | WC | Dispatch-Crossload | EmissionsCost | 0 | [6 empty] | 0.43883 | 0
LCP_Inputs_ON_Diverse_2023_04_03 | 2041 | O/CCGT - CH4 Existing | Crossload | Electricity | WC | Dispatch-Crossload | FuelCost | 0 | [6 empty] | 0.43883 | 0
LCP_Inputs_ON_Diverse_2023_04_03 | 2041 | O/CCGT - CH4 Existing | Crossload | Electricity | WC | Dispatch-Crossload | VOM | 0 | [6 empty] | 0.43883 | 0
LCP_Inputs_ON_Diverse_2023_04_03 | 2041 | O/CCGT - CH4 New | Crossload | Electricity | MI | Dispatch-Crossload | EmissionsCost | 0 | [6 empty] | 0.43883 | 0
LCP_Inputs_ON_Diverse_2023_04_03 | 2041 | O/CCGT - CH4 New | Crossload | Electricity | MI | Dispatch-Crossload | FuelCost | 0 | [6 empty] | 0.43883 | 0
LCP_Inputs_ON_Diverse_2023_04_03 | 2041 | O/CCGT - CH4 New | Crossload | Electricity | MI | Dispatch-Crossload | VOM | 0 | [6 empty] | 0.43883 | 0
LCP_Inputs_ON_Diverse_2023_04_03 | 2041 | O/CCGT - CH4 New | Crossload | Electricity | NY | Dispatch-Crossload | EmissionsCost | 0 | [6 empty] | 0.43883 | 0
LCP_Inputs_ON_Diverse_2023_04_03 | 2041 | O/CCGT - CH4 New | Crossload | Electricity | NY | Dispatch-Crossload | FuelCost | 0 | [6 empty] | 0.43883 | 0
LCP_Inputs_ON_Diverse_2023_04_03 | 2041 | O/CCGT - CH4 New | Crossload | Electricity | NY | Dispatch-Crossload | VOM | 0 | [6 empty] | 0.43883 | 0
LCP_Inputs_ON_Diverse_2023_04_03 | 2041 | O/CCGT - CH4 New | Crossload | Electricity | ON | Dispatch-Crossload | EmissionsCost | 1511114.6946 | [6 empty] | 0.43883 | 663127.9046
LCP_Inputs_ON_Diverse_2023_04_03 | 2041 | O/CCGT - CH4 New | Crossload | Electricity | ON | Dispatch-Crossload | FuelCost | 0 | [6 empty] | 0.43883 | 0
LCP_Inputs_ON_Diverse_2023_04_03 | 2041 | O/CCGT - CH4 New | Crossload | Electricity | ON | Dispatch-Crossload | VOM | 91392 | [6 empty] | 0.43883 | 40105.8806
LCP_Inputs_ON_Diverse_2023_04_03 | 2041 | O/CCGT - CH4 New | Crossload | Electricity | PJ | Dispatch-Crossload | EmissionsCost | 0 | [6 empty] | 0.43883 | 0
LCP_Inputs_ON_Diverse_2023_04_03 | 2041 | O/CCGT - CH4 New | Crossload | Electricity | PJ | Dispatch-Crossload | FuelCost | 0 | [6 empty] | 0.43883 | 0
LCP_Inputs_ON_Diverse_2023_04_03 | 2041 | O/CCGT - CH4 New | Crossload | Electricity | PJ | Dispatch-Crossload | VOM | 0 | [6 empty] | 0.43883 | 0
LCP_Inputs_ON_Diverse_2023_04_03 | 2041 | O/CCGT - CH4 New | Crossload | Electricity | QC | Dispatch-Crossload | EmissionsCost | 0 | [6 empty] | 0.43883 | 0
LCP_Inputs_ON_Diverse_2023_04_03 | 2041 | O/CCGT - CH4 New | Crossload | Electricity | QC | Dispatch-Crossload | FuelCost | 0 | [6 empty] | 0.43883 | 0
LCP_Inputs_ON_Diverse_2023_04_03 | 2041 | O/CCGT - CH4 New | Crossload | Electricity | QC | Dispatch-Crossload | VOM | 0 | [6 empty] | 0.43883 | 0
LCP_Inputs_ON_Diverse_2023_04_03 | 2041 | O/CCGT - CH4 New | Crossload | Electricity | WC | Dispatch-Crossload | EmissionsCost | 0 | [6 empty] | 0.43883 | 0
LCP_Inputs_ON_Diverse_2023_04_03 | 2041 | O/CCGT - CH4 New | Crossload | Electricity | WC | Dispatch-Crossload | FuelCost | 0 | [6 empty] | 0.43883 | 0
LCP_Inputs_ON_Diverse_2023_04_03 | 2041 | O/CCGT - CH4 New | Crossload | Electricity | WC | Dispatch-Crossload | VOM | 0 | [6 empty] | 0.43883 | 0
LCP_Inputs_ON_Diverse_2023_04_03 | 2041 | O/CCGT - H2 New | Crossload | Electricity | MI | Dispatch-Crossload | EmissionsCost | 0 | [6 empty] | 0.43883 | 0
LCP_Inputs_ON_Diverse_2023_04_03 | 2041 | O/CCGT - H2 New | Crossload | Electricity | MI | Dispatch-Crossload | FuelCost | 0 | [6 empty] | 0.43883 | 0
LCP_Inputs_ON_Diverse_2023_04_03 | 2041 | O/CCGT - H2 New | Crossload | Electricity | MI | Dispatch-Crossload | VOM | 0 | [6 empty] | 0.43883 | 0
LCP_Inputs_ON_Diverse_2023_04_03 | 2041 | O/CCGT - H2 New | Crossload | Electricity | NY | Dispatch-Crossload | EmissionsCost | 0 | [6 empty] | 0.43883 | 0
LCP_Inputs_ON_Diverse_2023_04_03 | 2041 | O/CCGT - H2 New | Crossload | Electricity | NY | Dispatch-Crossload | FuelCost | 0 | [6 empty] | 0.43883 | 0
LCP_Inputs_ON_Diverse_2023_04_03 | 2041 | O/CCGT - H2 New | Crossload | Electricity | NY | Dispatch-Crossload | VOM | 0 | [6 empty] | 0.43883 | 0
LCP_Inputs_ON_Diverse_2023_04_03 | 2041 | O/CCGT - H2 New | Crossload | Electricity | ON | Dispatch-Crossload | EmissionsCost | 0 | [6 empty] | 0.43883 | 0
LCP_Inputs_ON_Diverse_2023_04_03 | 2041 | O/CCGT - H2 New | Crossload | Electricity | ON | Dispatch-Crossload | FuelCost | 0 | [6 empty] | 0.43883 | 0
LCP_Inputs_ON_Diverse_2023_04_03 | 2041 | O/CCGT - H2 New | Crossload | Electricity | ON | Dispatch-Crossload | VOM | 7909597.6597 | [6 empty] | 0.43883 | 3470997.2323
LCP_Inputs_ON_Diverse_2023_04_03 | 2041 | O/CCGT - H2 New | Crossload | Electricity | PJ | Dispatch-Crossload | EmissionsCost | 0 | [6 empty] | 0.43883 | 0
LCP_Inputs_ON_Diverse_2023_04_03 | 2041 | O/CCGT - H2 New | Crossload | Electricity | PJ | Dispatch-Crossload | FuelCost | 0 | [6 empty] | 0.43883 | 0
LCP_Inputs_ON_Diverse_2023_04_03 | 2041 | O/CCGT - H2 New | Crossload | Electricity | PJ | Dispatch-Crossload | VOM | 0 | [6 empty] | 0.43883 | 0
LCP_Inputs_ON_Diverse_2023_04_03 | 2041 | O/CCGT - H2 New | Crossload | Electricity | QC | Dispatch-Crossload | EmissionsCost | 0 | [6 empty] | 0.43883 | 0
LCP_Inputs_ON_Diverse_2023_04_03 | 2041 | O/CCGT - H2 New | Crossload | Electricity | QC | Dispatch-Crossload | FuelCost | 0 | [6 empty] | 0.43883 | 0
LCP_Inputs_ON_Diverse_2023_04_03 | 2041 | O/CCGT - H2 New | Crossload | Electricity | QC | Dispatch-Crossload | VOM | 0 | [6 empty] | 0.43883 | 0
LCP_Inputs_ON_Diverse_2023_04_03 | 2041 | O/CCGT - H2 New | Crossload | Electricity | WC | Dispatch-Crossload | EmissionsCost | 0 | [6 empty] | 0.43883 | 0
LCP_Inputs_ON_Diverse_2023_04_03 | 2041 | O/CCGT - H2 New | Crossload | Electricity | WC | Dispatch-Crossload | FuelCost | 0 | [6 empty] | 0.43883 | 0
LCP_Inputs_ON_Diverse_2023_04_03 | 2041 | O/CCGT - H2 New | Crossload | Electricity | WC | Dispatch-Crossload | VOM | 0 | [6 empty] | 0.43883 | 0
LCP_Inputs_ON_Diverse_2023_04_03 | 2041 | SMR CCS | Crossload | Hydrogen | MI | Dispatch-Crossload | EmissionsCost | 0 | [6 empty] | 0.43883 | 0
LCP_Inputs_ON_Diverse_2023_04_03 | 2041 | SMR CCS | Crossload | Hydrogen | MI | Dispatch-Crossload | FuelCost | 0 | [6 empty] | 0.43883 | 0
LCP_Inputs_ON_Diverse_2023_04_03 | 2041 | SMR CCS | Crossload | Hydrogen | MI | Dispatch-Crossload | VOM | 0 | [6 empty] | 0.43883 | 0
LCP_Inputs_ON_Diverse_2023_04_03 | 2041 | SMR CCS | Crossload | Hydrogen | NY | Dispatch-Crossload | EmissionsCost | 0 | [6 empty] | 0.43883 | 0
LCP_Inputs_ON_Diverse_2023_04_03 | 2041 | SMR CCS | Crossload | Hydrogen | NY | Dispatch-Crossload | FuelCost | 0 | [6 empty] | 0.43883 | 0
LCP_Inputs_ON_Diverse_2023_04_03 | 2041 | SMR CCS | Crossload | Hydrogen | NY | Dispatch-Crossload | VOM | 0 | [6 empty] | 0.43883 | 0
LCP_Inputs_ON_Diverse_2023_04_03 | 2041 | SMR CCS | Crossload | Hydrogen | ON | Dispatch-Crossload | EmissionsCost | 226893188.4492 | [6 empty] | 0.43883 | 99568355.1829
LCP_Inputs_ON_Diverse_2023_04_03 | 2041 | SMR CCS | Crossload | Hydrogen | ON | Dispatch-Crossload | FuelCost | 0 | [6 empty] | 0.43883 | 0
LCP_Inputs_ON_Diverse_2023_04_03 | 2041 | SMR CCS | Crossload | Hydrogen | ON | Dispatch-Crossload | VOM | 449952760.7082 | [6 empty] | 0.43883 | 197454390.7639
LCP_Inputs_ON_Diverse_2023_04_03 | 2041 | SMR CCS | Crossload | Hydrogen | PJ | Dispatch-Crossload | EmissionsCost | 0 | [6 empty] | 0.43883 | 0
LCP_Inputs_ON_Diverse_2023_04_03 | 2041 | SMR CCS | Crossload | Hydrogen | PJ | Dispatch-Crossload | FuelCost | 0 | [6 empty] | 0.43883 | 0
LCP_Inputs_ON_Diverse_2023_04_03 | 2041 | SMR CCS | Crossload | Hydrogen | PJ | Dispatch-Crossload | VOM | 0 | [6 empty] | 0.43883 | 0
LCP_Inputs_ON_Diverse_2023_04_03 | 2041 | SMR CCS | Crossload | Hydrogen | QC | Dispatch-Crossload | EmissionsCost | 0 | [6 empty] | 0.43883 | 0
LCP_Inputs_ON_Diverse_2023_04_03 | 2041 | SMR CCS | Crossload | Hydrogen | QC | Dispatch-Crossload | FuelCost | 0 | [6 empty] | 0.43883 | 0
LCP_Inputs_ON_Diverse_2023_04_03 | 2041 | SMR CCS | Crossload | Hydrogen | QC | Dispatch-Crossload | VOM | 0 | [6 empty] | 0.43883 | 0
LCP_Inputs_ON_Diverse_2023_04_03 | 2041 | SMR CCS | Crossload | Hydrogen | WC | Dispatch-Crossload | EmissionsCost | 0 | [6 empty] | 0.43883 | 0
LCP_Inputs_ON_Diverse_2023_04_03 | 2041 | SMR CCS | Crossload | Hydrogen | WC | Dispatch-Crossload | FuelCost | 0 | [6 empty] | 0.43883 | 0
LCP_Inputs_ON_Diverse_2023_04_03 | 2041 | SMR CCS | Crossload | Hydrogen | WC | Dispatch-Crossload | VOM | 0 | [6 empty] | 0.43883 | 0
LCP_Inputs_ON_Diverse_2023_04_03 | 2041 | Solar PV | Generation | Electricity | MI | Dispatch-Generation | EmissionsCost | 0 | [6 empty] | 0.43883 | 0
LCP_Inputs_ON_Diverse_2023_04_03 | 2041 | Solar PV | Generation | Electricity | MI | Dispatch-Generation | FuelCost | 0 | [6 empty] | 0.43883 | 0
LCP_Inputs_ON_Diverse_2023_04_03 | 2041 | Solar PV | Generation | Electricity | MI | Dispatch-Generation | VOM | 0 | [6 empty] | 0.43883 | 0
LCP_Inputs_ON_Diverse_2023_04_03 | 2041 | Solar PV | Generation | Electricity | NY | Dispatch-Generation | EmissionsCost | 0 | [6 empty] | 0.43883 | 0
LCP_Inputs_ON_Diverse_2023_04_03 | 2041 | Solar PV | Generation | Electricity | NY | Dispatch-Generation | FuelCost | 0 | [6 empty] | 0.43883 | 0
LCP_Inputs_ON_Diverse_2023_04_03 | 2041 | Solar PV | Generation | Electricity | NY | Dispatch-Generation | VOM | 0 | [6 empty] | 0.43883 | 0
LCP_Inputs_ON_Diverse_2023_04_03 | 2041 | Solar PV | Generation | Electricity | ON | Dispatch-Generation | EmissionsCost | 0 | [6 empty] | 0.43883 | 0
LCP_Inputs_ON_Diverse_2023_04_03 | 2041 | Solar PV | Generation | Electricity | ON | Dispatch-Generation | FuelCost | 0 | [6 empty] | 0.43883 | 0
LCP_Inputs_ON_Diverse_2023_04_03 | 2041 | Solar PV | Generation | Electricity | ON | Dispatch-Generation | VOM | 0 | [6 empty] | 0.43883 | 0
LCP_Inputs_ON_Diverse_2023_04_03 | 2041 | Solar PV | Generation | Electricity | PJ | Dispatch-Generation | EmissionsCost | 0 | [6 empty] | 0.43883 | 0
LCP_Inputs_ON_Diverse_2023_04_03 | 2041 | Solar PV | Generation | Electricity | PJ | Dispatch-Generation | FuelCost | 0 | [6 empty] | 0.43883 | 0
LCP_Inputs_ON_Diverse_2023_04_03 | 2041 | Solar PV | Generation | Electricity | PJ | Dispatch-Generation | VOM | 0 | [6 empty] | 0.43883 | 0
LCP_Inputs_ON_Diverse_2023_04_03 | 2041 | Solar PV | Generation | Electricity | QC | Dispatch-Generation | EmissionsCost | 0 | [6 empty] | 0.43883 | 0
LCP_Inputs_ON_Diverse_2023_04_03 | 2041 | Solar PV | Generation | Electricity | QC | Dispatch-Generation | FuelCost | 0 | [6 empty] | 0.43883 | 0
LCP_Inputs_ON_Diverse_2023_04_03 | 2041 | Solar PV | Generation | Electricity | QC | Dispatch-Generation | VOM | 0 | [6 empty] | 0.43883 | 0
LCP_Inputs_ON_Diverse_2023_04_03 | 2041 | Solar PV | Generation | Electricity | WC | Dispatch-Generation | EmissionsCost | 0 | [6 empty] | 0.43883 | 0
LCP_Inputs_ON_Diverse_2023_04_03 | 2041 | Solar PV | Generation | Electricity | WC | Dispatch-Generation | FuelCost | 0 | [6 empty] | 0.43883 | 0
LCP_Inputs_ON_Diverse_2023_04_03 | 2041 | Solar PV | Generation | Electricity | WC | Dispatch-Generation | VOM | 0 | [6 empty] | 0.43883 | 0
LCP_Inputs_ON_Diverse_2023_04_03 | 2041 | Wind Offshore | Generation | Electricity | MI | Dispatch-Generation | EmissionsCost | 0 | [6 empty] | 0.43883 | 0
LCP_Inputs_ON_Diverse_2023_04_03 | 2041 | Wind Offshore | Generation | Electricity | MI | Dispatch-Generation | FuelCost | 0 | [6 empty] | 0.43883 | 0
LCP_Inputs_ON_Diverse_2023_04_03 | 2041 | Wind Offshore | Generation | Electricity | MI | Dispatch-Generation | VOM | 0 | [6 empty] | 0.43883 | 0
LCP_Inputs_ON_Diverse_2023_04_03 | 2041 | Wind Offshore | Generation | Electricity | NY | Dispatch-Generation | EmissionsCost | 0 | [6 empty] | 0.43883 | 0
LCP_Inputs_ON_Diverse_2023_04_03 | 2041 | Wind Offshore | Generation | Electricity | NY | Dispatch-Generation | FuelCost | 0 | [6 empty] | 0.43883 | 0
LCP_Inputs_ON_Diverse_2023_04_03 | 2041 | Wind Offshore | Generation | Electricity | NY | Dispatch-Generation | VOM | 0 | [6 empty] | 0.43883 | 0
LCP_Inputs_ON_Diverse_2023_04_03 | 2041 | Wind Offshore | Generation | Electricity | ON | Dispatch-Generation | EmissionsCost | 0 | [6 empty] | 0.43883 | 0
LCP_Inputs_ON_Diverse_2023_04_03 | 2041 | Wind Offshore | Generation | Electricity | ON | Dispatch-Generation | FuelCost | 0 | [6 empty] | 0.43883 | 0
LCP_Inputs_ON_Diverse_2023_04_03 | 2041 | Wind Offshore | Generation | Electricity | ON | Dispatch-Generation | VOM | 0 | [6 empty] | 0.43883 | 0
LCP_Inputs_ON_Diverse_2023_04_03 | 2041 | Wind Offshore | Generation | Electricity | PJ | Dispatch-Generation | EmissionsCost | 0 | [6 empty] | 0.43883 | 0
LCP_Inputs_ON_Diverse_2023_04_03 | 2041 | Wind Offshore | Generation | Electricity | PJ | Dispatch-Generation | FuelCost | 0 | [6 empty] | 0.43883 | 0
LCP_Inputs_ON_Diverse_2023_04_03 | 2041 | Wind Offshore | Generation | Electricity | PJ | Dispatch-Generation | VOM | 0 | [6 empty] | 0.43883 | 0
LCP_Inputs_ON_Diverse_2023_04_03 | 2041 | Wind Offshore | Generation | Electricity | QC | Dispatch-Generation | EmissionsCost | 0 | [6 empty] | 0.43883 | 0
LCP_Inputs_ON_Diverse_2023_04_03 | 2041 | Wind Offshore | Generation | Electricity | QC | Dispatch-Generation | FuelCost | 0 | [6 empty] | 0.43883 | 0
LCP_Inputs_ON_Diverse_2023_04_03 | 2041 | Wind Offshore | Generation | Electricity | QC | Dispatch-Generation | VOM | 0 | [6 empty] | 0.43883 | 0
LCP_Inputs_ON_Diverse_2023_04_03 | 2041 | Wind Offshore | Generation | Electricity | WC | Dispatch-Generation | EmissionsCost | 0 | [6 empty] | 0.43883 | 0
LCP_Inputs_ON_Diverse_2023_04_03 | 2041 | Wind Offshore | Generation | Electricity | WC | Dispatch-Generation | FuelCost | 0 | [6 empty] | 0.43883 | 0
LCP_Inputs_ON_Diverse_2023_04_03 | 2041 | Wind Offshore | Generation | Electricity | WC | Dispatch-Generation | VOM | 0 | [6 empty] | 0.43883 | 0
LCP_Inputs_ON_Diverse_2023_04_03 | 2041 | Wind Onshore | Generation | Electricity | MI | Dispatch-Generation | EmissionsCost | 0 | [6 empty] | 0.43883 | 0
LCP_Inputs_ON_Diverse_2023_04_03 | 2041 | Wind Onshore | Generation | Electricity | MI | Dispatch-Generation | FuelCost | 0 | [6 empty] | 0.43883 | 0
LCP_Inputs_ON_Diverse_2023_04_03 | 2041 | Wind Onshore | Generation | Electricity | MI | Dispatch-Generation | VOM | 0 | [6 empty] | 0.43883 | 0
LCP_Inputs_ON_Diverse_2023_04_03 | 2041 | Wind Onshore | Generation | Electricity | NY | Dispatch-Generation | EmissionsCost | 0 | [6 empty] | 0.43883 | 0
LCP_Inputs_ON_Diverse_2023_04_03 | 2041 | Wind Onshore | Generation | Electricity | NY | Dispatch-Generation | FuelCost | 0 | [6 empty] | 0.43883 | 0
LCP_Inputs_ON_Diverse_2023_04_03 | 2041 | Wind Onshore | Generation | Electricity | NY | Dispatch-Generation | VOM | 0 | [6 empty] | 0.43883 | 0
LCP_Inputs_ON_Diverse_2023_04_03 | 2041 | Wind Onshore | Generation | Electricity | ON | Dispatch-Generation | EmissionsCost | 0 | [6 empty] | 0.43883 | 0
LCP_Inputs_ON_Diverse_2023_04_03 | 2041 | Wind Onshore | Generation | Electricity | ON | Dispatch-Generation | FuelCost | 0 | [6 empty] | 0.43883 | 0
LCP_Inputs_ON_Diverse_2023_04_03 | 2041 | Wind Onshore | Generation | Electricity | ON | Dispatch-Generation | VOM | 0 | [6 empty] | 0.43883 | 0
LCP_Inputs_ON_Diverse_2023_04_03 | 2041 | Wind Onshore | Generation | Electricity | PJ | Dispatch-Generation | EmissionsCost | 0 | [6 empty] | 0.43883 | 0
LCP_Inputs_ON_Diverse_2023_04_03 | 2041 | Wind Onshore | Generation | Electricity | PJ | Dispatch-Generation | FuelCost | 0 | [6 empty] | 0.43883 | 0
LCP_Inputs_ON_Diverse_2023_04_03 | 2041 | Wind Onshore | Generation | Electricity | PJ | Dispatch-Generation | VOM | 0 | [6 empty] | 0.43883 | 0
LCP_Inputs_ON_Diverse_2023_04_03 | 2041 | Wind Onshore | Generation | Electricity | QC | Dispatch-Generation | EmissionsCost | 0 | [6 empty] | 0.43883 | 0
LCP_Inputs_ON_Diverse_2023_04_03 | 2041 | Wind Onshore | Generation | Electricity | QC | Dispatch-Generation | FuelCost | 0 | [6 empty] | 0.43883 | 0
LCP_Inputs_ON_Diverse_2023_04_03 | 2041 | Wind Onshore | Generation | Electricity | QC | Dispatch-Generation | VOM | 0 | [6 empty] | 0.43883 | 0
LCP_Inputs_ON_Diverse_2023_04_03 | 2041 | Wind Onshore | Generation | Electricity | WC | Dispatch-Generation | EmissionsCost | 0 | [6 empty] | 0.43883 | 0
LCP_Inputs_ON_Diverse_2023_04_03 | 2041 | Wind Onshore | Generation | Electricity | WC | Dispatch-Generation | FuelCost | 0 | [6 empty] | 0.43883 | 0
LCP_Inputs_ON_Diverse_2023_04_03 | 2041 | Wind Onshore | Generation | Electricity | WC | Dispatch-Generation | VOM | 0 | [6 empty] | 0.43883 | 0
LCP_Inputs_ON_Diverse_2023_04_03 | 2042 | Anaerobic Digestion | Generation | Methane | MI | Dispatch-Generation | EmissionsCost | 0 | [6 empty] | 0.42196 | 0
LCP_Inputs_ON_Diverse_2023_04_03 | 2042 | Anaerobic Digestion | Generation | Methane | MI | Dispatch-Generation | FuelCost | 0 | [6 empty] | 0.42196 | 0
LCP_Inputs_ON_Diverse_2023_04_03 | 2042 | Anaerobic Digestion | Generation | Methane | MI | Dispatch-Generation | VOM | 0 | [6 empty] | 0.42196 | 0
LCP_Inputs_ON_Diverse_2023_04_03 | 2042 | Anaerobic Digestion | Generation | Methane | NY | Dispatch-Generation | EmissionsCost | 0 | [6 empty] | 0.42196 | 0
LCP_Inputs_ON_Diverse_2023_04_03 | 2042 | Anaerobic Digestion | Generation | Methane | NY | Dispatch-Generation | FuelCost | 0 | [6 empty] | 0.42196 | 0
LCP_Inputs_ON_Diverse_2023_04_03 | 2042 | Anaerobic Digestion | Generation | Methane | NY | Dispatch-Generation | VOM | 0 | [6 empty] | 0.42196 | 0
LCP_Inputs_ON_Diverse_2023_04_03 | 2042 | Anaerobic Digestion | Generation | Methane | ON | Dispatch-Generation | EmissionsCost | 3867281.1607 | [6 empty] | 0.42196 | 1631820.1174
LCP_Inputs_ON_Diverse_2023_04_03 | 2042 | Anaerobic Digestion | Generation | Methane | ON | Dispatch-Generation | FuelCost | 0 | [6 empty] | 0.42196 | 0
LCP_Inputs_ON_Diverse_2023_04_03 | 2042 | Anaerobic Digestion | Generation | Methane | ON | Dispatch-Generation | VOM | 1742440000 | [6 empty] | 0.42196 | 735231943.9155
LCP_Inputs_ON_Diverse_2023_04_03 | 2042 | Anaerobic Digestion | Generation | Methane | PJ | Dispatch-Generation | EmissionsCost | 0 | [6 empty] | 0.42196 | 0
LCP_Inputs_ON_Diverse_2023_04_03 | 2042 | Anaerobic Digestion | Generation | Methane | PJ | Dispatch-Generation | FuelCost | 0 | [6 empty] | 0.42196 | 0
LCP_Inputs_ON_Diverse_2023_04_03 | 2042 | Anaerobic Digestion | Generation | Methane | PJ | Dispatch-Generation | VOM | 0 | [6 empty] | 0.42196 | 0
LCP_Inputs_ON_Diverse_2023_04_03 | 2042 | Anaerobic Digestion | Generation | Methane | QC | Dispatch-Generation | EmissionsCost | 0 | [6 empty] | 0.42196 | 0
LCP_Inputs_ON_Diverse_2023_04_03 | 2042 | Anaerobic Digestion | Generation | Methane | QC | Dispatch-Generation | FuelCost | 0 | [6 empty] | 0.42196 | 0
LCP_Inputs_ON_Diverse_2023_04_03 | 2042 | Anaerobic Digestion | Generation | Methane | QC | Dispatch-Generation | VOM | 0 | [6 empty] | 0.42196 | 0
LCP_Inputs_ON_Diverse_2023_04_03 | 2042 | Anaerobic Digestion | Generation | Methane | WC | Dispatch-Generation | EmissionsCost | 0 | [6 empty] | 0.42196 | 0
LCP_Inputs_ON_Diverse_2023_04_03 | 2042 | Anaerobic Digestion | Generation | Methane | WC | Dispatch-Generation | FuelCost | 0 | [6 empty] | 0.42196 | 0
LCP_Inputs_ON_Diverse_2023_04_03 | 2042 | Anaerobic Digestion | Generation | Methane | WC | Dispatch-Generation | VOM | 0 | [6 empty] | 0.42196 | 0
LCP_Inputs_ON_Diverse_2023_04_03 | 2042 | Battery Storage | Storage | Electricity | MI | Dispatch-Storage | EmissionsCost | 0 | [6 empty] | 0.42196 | 0
LCP_Inputs_ON_Diverse_2023_04_03 | 2042 | Battery Storage | Storage | Electricity | MI | Dispatch-Storage | FuelCost | 0 | [6 empty] | 0.42196 | 0
LCP_Inputs_ON_Diverse_2023_04_03 | 2042 | Battery Storage | Storage | Electricity | MI | Dispatch-Storage | VOM | 0 | [6 empty] | 0.42196 | 0
LCP_Inputs_ON_Diverse_2023_04_03 | 2042 | Battery Storage | Storage | Electricity | NY | Dispatch-Storage | EmissionsCost | 0 | [6 empty] | 0.42196 | 0
LCP_Inputs_ON_Diverse_2023_04_03 | 2042 | Battery Storage | Storage | Electricity | NY | Dispatch-Storage | FuelCost | 0 | [6 empty] | 0.42196 | 0
LCP_Inputs_ON_Diverse_2023_04_03 | 2042 | Battery Storage | Storage | Electricity | NY | Dispatch-Storage | VOM | 0 | [6 empty] | 0.42196 | 0
LCP_Inputs_ON_Diverse_2023_04_03 | 2042 | Battery Storage | Storage | Electricity | ON | Dispatch-Storage | EmissionsCost | 0 | [6 empty] | 0.42196 | 0
LCP_Inputs_ON_Diverse_2023_04_03 | 2042 | Battery Storage | Storage | Electricity | ON | Dispatch-Storage | FuelCost | 0 | [6 empty] | 0.42196 | 0
LCP_Inputs_ON_Diverse_2023_04_03 | 2042 | Battery Storage | Storage | Electricity | ON | Dispatch-Storage | VOM | 0 | [6 empty] | 0.42196 | 0
LCP_Inputs_ON_Diverse_2023_04_03 | 2042 | Battery Storage | Storage | Electricity | PJ | Dispatch-Storage | EmissionsCost | 0 | [6 empty] | 0.42196 | 0
LCP_Inputs_ON_Diverse_2023_04_03 | 2042 | Battery Storage | Storage | Electricity | PJ | Dispatch-Storage | FuelCost | 0 | [6 empty] | 0.42196 | 0
LCP_Inputs_ON_Diverse_2023_04_03 | 2042 | Battery Storage | Storage | Electricity | PJ | Dispatch-Storage | VOM | 0 | [6 empty] | 0.42196 | 0
LCP_Inputs_ON_Diverse_2023_04_03 | 2042 | Battery Storage | Storage | Electricity | QC | Dispatch-Storage | EmissionsCost | 0 | [6 empty] | 0.42196 | 0
LCP_Inputs_ON_Diverse_2023_04_03 | 2042 | Battery Storage | Storage | Electricity | QC | Dispatch-Storage | FuelCost | 0 | [6 empty] | 0.42196 | 0
LCP_Inputs_ON_Diverse_2023_04_03 | 2042 | Battery Storage | Storage | Electricity | QC | Dispatch-Storage | VOM | 0 | [6 empty] | 0.42196 | 0
LCP_Inputs_ON_Diverse_2023_04_03 | 2042 | Battery Storage | Storage | Electricity | WC | Dispatch-Storage | EmissionsCost | 0 | [6 empty] | 0.42196 | 0
LCP_Inputs_ON_Diverse_2023_04_03 | 2042 | Battery Storage | Storage | Electricity | WC | Dispatch-Storage | FuelCost | 0 | [6 empty] | 0.42196 | 0
LCP_Inputs_ON_Diverse_2023_04_03 | 2042 | Battery Storage | Storage | Electricity | WC | Dispatch-Storage | VOM | 0 | [6 empty] | 0.42196 | 0
LCP_Inputs_ON_Diverse_2023_04_03 | 2042 | Biomass | Generation | Electricity | MI | Dispatch-Generation | EmissionsCost | 0 | [6 empty] | 0.42196 | 0
LCP_Inputs_ON_Diverse_2023_04_03 | 2042 | Biomass | Generation | Electricity | MI | Dispatch-Generation | FuelCost | 0 | [6 empty] | 0.42196 | 0
LCP_Inputs_ON_Diverse_2023_04_03 | 2042 | Biomass | Generation | Electricity | MI | Dispatch-Generation | VOM | 0 | [6 empty] | 0.42196 | 0
LCP_Inputs_ON_Diverse_2023_04_03 | 2042 | Biomass | Generation | Electricity | NY | Dispatch-Generation | EmissionsCost | 0 | [6 empty] | 0.42196 | 0
LCP_Inputs_ON_Diverse_2023_04_03 | 2042 | Biomass | Generation | Electricity | NY | Dispatch-Generation | FuelCost | 0 | [6 empty] | 0.42196 | 0
LCP_Inputs_ON_Diverse_2023_04_03 | 2042 | Biomass | Generation | Electricity | NY | Dispatch-Generation | VOM | 0 | [6 empty] | 0.42196 | 0
LCP_Inputs_ON_Diverse_2023_04_03 | 2042 | Biomass | Generation | Electricity | ON | Dispatch-Generation | EmissionsCost | 0 | [6 empty] | 0.42196 | 0
LCP_Inputs_ON_Diverse_2023_04_03 | 2042 | Biomass | Generation | Electricity | ON | Dispatch-Generation | FuelCost | 2449112.7273 | [6 empty] | 0.42196 | 1033416.3078
LCP_Inputs_ON_Diverse_2023_04_03 | 2042 | Biomass | Generation | Electricity | ON | Dispatch-Generation | VOM | 31430.28 | [6 empty] | 0.42196 | 13262.1759
LCP_Inputs_ON_Diverse_2023_04_03 | 2042 | Biomass | Generation | Electricity | PJ | Dispatch-Generation | EmissionsCost | 0 | [6 empty] | 0.42196 | 0
LCP_Inputs_ON_Diverse_2023_04_03 | 2042 | Biomass | Generation | Electricity | PJ | Dispatch-Generation | FuelCost | 0 | [6 empty] | 0.42196 | 0
LCP_Inputs_ON_Diverse_2023_04_03 | 2042 | Biomass | Generation | Electricity | PJ | Dispatch-Generation | VOM | 0 | [6 empty] | 0.42196 | 0
LCP_Inputs_ON_Diverse_2023_04_03 | 2042 | Biomass | Generation | Electricity | QC | Dispatch-Generation | EmissionsCost | 0 | [6 empty] | 0.42196 | 0
LCP_Inputs_ON_Diverse_2023_04_03 | 2042 | Biomass | Generation | Electricity | QC | Dispatch-Generation | FuelCost | 128334.5455 | [6 empty] | 0.42196 | 54151.4527
LCP_Inputs_ON_Diverse_2023_04_03 | 2042 | Biomass | Generation | Electricity | QC | Dispatch-Generation | VOM | 1646.96 | [6 empty] | 0.42196 | 694.9436
LCP_Inputs_ON_Diverse_2023_04_03 | 2042 | Biomass | Generation | Electricity | WC | Dispatch-Generation | EmissionsCost | 0 | [6 empty] | 0.42196 | 0
LCP_Inputs_ON_Diverse_2023_04_03 | 2042 | Biomass | Generation | Electricity | WC | Dispatch-Generation | FuelCost | 0 | [6 empty] | 0.42196 | 0
LCP_Inputs_ON_Diverse_2023_04_03 | 2042 | Biomass | Generation | Electricity | WC | Dispatch-Generation | VOM | 0 | [6 empty] | 0.42196 | 0
LCP_Inputs_ON_Diverse_2023_04_03 | 2042 | Biomass + CCS | Generation | Electricity | MI | Dispatch-Generation | EmissionsCost | 0 | [6 empty] | 0.42196 | 0
LCP_Inputs_ON_Diverse_2023_04_03 | 2042 | Biomass + CCS | Generation | Electricity | MI | Dispatch-Generation | FuelCost | 0 | [6 empty] | 0.42196 | 0
LCP_Inputs_ON_Diverse_2023_04_03 | 2042 | Biomass + CCS | Generation | Electricity | MI | Dispatch-Generation | VOM | 0 | [6 empty] | 0.42196 | 0
LCP_Inputs_ON_Diverse_2023_04_03 | 2042 | Biomass + CCS | Generation | Electricity | NY | Dispatch-Generation | EmissionsCost | 0 | [6 empty] | 0.42196 | 0
LCP_Inputs_ON_Diverse_2023_04_03 | 2042 | Biomass + CCS | Generation | Electricity | NY | Dispatch-Generation | FuelCost | 0 | [6 empty] | 0.42196 | 0
LCP_Inputs_ON_Diverse_2023_04_03 | 2042 | Biomass + CCS | Generation | Electricity | NY | Dispatch-Generation | VOM | 0 | [6 empty] | 0.42196 | 0
LCP_Inputs_ON_Diverse_2023_04_03 | 2042 | Biomass + CCS | Generation | Electricity | ON | Dispatch-Generation | EmissionsCost | 0 | [6 empty] | 0.42196 | 0
LCP_Inputs_ON_Diverse_2023_04_03 | 2042 | Biomass + CCS | Generation | Electricity | ON | Dispatch-Generation | FuelCost | 0 | [6 empty] | 0.42196 | 0
LCP_Inputs_ON_Diverse_2023_04_03 | 2042 | Biomass + CCS | Generation | Electricity | ON | Dispatch-Generation | VOM | 0 | [6 empty] | 0.42196 | 0
LCP_Inputs_ON_Diverse_2023_04_03 | 2042 | Biomass + CCS | Generation | Electricity | PJ | Dispatch-Generation | EmissionsCost | 0 | [6 empty] | 0.42196 | 0
LCP_Inputs_ON_Diverse_2023_04_03 | 2042 | Biomass + CCS | Generation | Electricity | PJ | Dispatch-Generation | FuelCost | 0 | [6 empty] | 0.42196 | 0
LCP_Inputs_ON_Diverse_2023_04_03 | 2042 | Biomass + CCS | Generation | Electricity | PJ | Dispatch-Generation | VOM | 0 | [6 empty] | 0.42196 | 0
LCP_Inputs_ON_Diverse_2023_04_03 | 2042 | Biomass + CCS | Generation | Electricity | QC | Dispatch-Generation | EmissionsCost | 0 | [6 empty] | 0.42196 | 0
LCP_Inputs_ON_Diverse_2023_04_03 | 2042 | Biomass + CCS | Generation | Electricity | QC | Dispatch-Generation | FuelCost | 0 | [6 empty] | 0.42196 | 0
LCP_Inputs_ON_Diverse_2023_04_03 | 2042 | Biomass + CCS | Generation | Electricity | QC | Dispatch-Generation | VOM | 0 | [6 empty] | 0.42196 | 0
LCP_Inputs_ON_Diverse_2023_04_03 | 2042 | Biomass + CCS | Generation | Electricity | WC | Dispatch-Generation | EmissionsCost | 0 | [6 empty] | 0.42196 | 0
LCP_Inputs_ON_Diverse_2023_04_03 | 2042 | Biomass + CCS | Generation | Electricity | WC | Dispatch-Generation | FuelCost | 0 | [6 empty] | 0.42196 | 0
LCP_Inputs_ON_Diverse_2023_04_03 | 2042 | Biomass + CCS | Generation | Electricity | WC | Dispatch-Generation | VOM | 0 | [6 empty] | 0.42196 | 0
LCP_Inputs_ON_Diverse_2023_04_03 | 2042 | CH4 + CCS | Generation | Methane | MI | Dispatch-Generation | EmissionsCost | 0 | [6 empty] | 0.42196 | 0
LCP_Inputs_ON_Diverse_2023_04_03 | 2042 | CH4 + CCS | Generation | Methane | MI | Dispatch-Generation | FuelCost | 0 | [6 empty] | 0.42196 | 0
LCP_Inputs_ON_Diverse_2023_04_03 | 2042 | CH4 + CCS | Generation | Methane | MI | Dispatch-Generation | VOM | 0 | [6 empty] | 0.42196 | 0
LCP_Inputs_ON_Diverse_2023_04_03 | 2042 | CH4 + CCS | Generation | Methane | NY | Dispatch-Generation | EmissionsCost | 0 | [6 empty] | 0.42196 | 0
LCP_Inputs_ON_Diverse_2023_04_03 | 2042 | CH4 + CCS | Generation | Methane | NY | Dispatch-Generation | FuelCost | 0 | [6 empty] | 0.42196 | 0
LCP_Inputs_ON_Diverse_2023_04_03 | 2042 | CH4 + CCS | Generation | Methane | NY | Dispatch-Generation | VOM | 0 | [6 empty] | 0.42196 | 0
LCP_Inputs_ON_Diverse_2023_04_03 | 2042 | CH4 + CCS | Generation | Methane | ON | Dispatch-Generation | EmissionsCost | 88472420.6398 | [6 empty] | 0.42196 | 37331414.459
LCP_Inputs_ON_Diverse_2023_04_03 | 2042 | CH4 + CCS | Generation | Methane | ON | Dispatch-Generation | FuelCost | 483825119.2369 | [6 empty] | 0.42196 | 204152615.2589
LCP_Inputs_ON_Diverse_2023_04_03 | 2042 | CH4 + CCS | Generation | Methane | ON | Dispatch-Generation | VOM | 46000331.6667 | [6 empty] | 0.42196 | 19410087.7345
LCP_Inputs_ON_Diverse_2023_04_03 | 2042 | CH4 + CCS | Generation | Methane | PJ | Dispatch-Generation | EmissionsCost | 0 | [6 empty] | 0.42196 | 0
LCP_Inputs_ON_Diverse_2023_04_03 | 2042 | CH4 + CCS | Generation | Methane | PJ | Dispatch-Generation | FuelCost | 0 | [6 empty] | 0.42196 | 0
LCP_Inputs_ON_Diverse_2023_04_03 | 2042 | CH4 + CCS | Generation | Methane | PJ | Dispatch-Generation | VOM | 0 | [6 empty] | 0.42196 | 0
LCP_Inputs_ON_Diverse_2023_04_03 | 2042 | CH4 + CCS | Generation | Methane | QC | Dispatch-Generation | EmissionsCost | 0 | [6 empty] | 0.42196 | 0
LCP_Inputs_ON_Diverse_2023_04_03 | 2042 | CH4 + CCS | Generation | Methane | QC | Dispatch-Generation | FuelCost | 0 | [6 empty] | 0.42196 | 0
LCP_Inputs_ON_Diverse_2023_04_03 | 2042 | CH4 + CCS | Generation | Methane | QC | Dispatch-Generation | VOM | 0 | [6 empty] | 0.42196 | 0
LCP_Inputs_ON_Diverse_2023_04_03 | 2042 | CH4 + CCS | Generation | Methane | WC | Dispatch-Generation | EmissionsCost | 0 | [6 empty] | 0.42196 | 0
LCP_Inputs_ON_Diverse_2023_04_03 | 2042 | CH4 + CCS | Generation | Methane | WC | Dispatch-Generation | FuelCost | 0 | [6 empty] | 0.42196 | 0
LCP_Inputs_ON_Diverse_2023_04_03 | 2042 | CH4 + CCS | Generation | Methane | WC | Dispatch-Generation | VOM | 0 | [6 empty] | 0.42196 | 0
LCP_Inputs_ON_Diverse_2023_04_03 | 2042 | CH4 Import - NY 2020 | Import | Methane | MI | Dispatch-Import | EmissionsCost | 0 | [6 empty] | 0.42196 | 0
LCP_Inputs_ON_Diverse_2023_04_03 | 2042 | CH4 Import - NY 2020 | Import | Methane | MI | Dispatch-Import | FuelCost | 0 | [6 empty] | 0.42196 | 0
LCP_Inputs_ON_Diverse_2023_04_03 | 2042 | CH4 Import - NY 2020 | Import | Methane | MI | Dispatch-Import | VOM | 0 | [6 empty] | 0.42196 | 0
LCP_Inputs_ON_Diverse_2023_04_03 | 2042 | CH4 Import - NY 2020 | Import | Methane | NY | Dispatch-Import | EmissionsCost | 0 | [6 empty] | 0.42196 | 0
LCP_Inputs_ON_Diverse_2023_04_03 | 2042 | CH4 Import - NY 2020 | Import | Methane | NY | Dispatch-Import | FuelCost | 0 | [6 empty] | 0.42196 | 0
LCP_Inputs_ON_Diverse_2023_04_03 | 2042 | CH4 Import - NY 2020 | Import | Methane | NY | Dispatch-Import | VOM | 0 | [6 empty] | 0.42196 | 0
LCP_Inputs_ON_Diverse_2023_04_03 | 2042 | CH4 Import - NY 2020 | Import | Methane | ON | Dispatch-Import | EmissionsCost | 0 | [6 empty] | 0.42196 | 0
LCP_Inputs_ON_Diverse_2023_04_03 | 2042 | CH4 Import - NY 2020 | Import | Methane | ON | Dispatch-Import | FuelCost | 0 | [6 empty] | 0.42196 | 0
LCP_Inputs_ON_Diverse_2023_04_03 | 2042 | CH4 Import - NY 2020 | Import | Methane | ON | Dispatch-Import | VOM | 0 | [6 empty] | 0.42196 | 0
LCP_Inputs_ON_Diverse_2023_04_03 | 2042 | CH4 Import - NY 2020 | Import | Methane | PJ | Dispatch-Import | EmissionsCost | 0 | [6 empty] | 0.42196 | 0
LCP_Inputs_ON_Diverse_2023_04_03 | 2042 | CH4 Import - NY 2020 | Import | Methane | PJ | Dispatch-Import | FuelCost | 0 | [6 empty] | 0.42196 | 0
LCP_Inputs_ON_Diverse_2023_04_03 | 2042 | CH4 Import - NY 2020 | Import | Methane | PJ | Dispatch-Import | VOM | 0 | [6 empty] | 0.42196 | 0
LCP_Inputs_ON_Diverse_2023_04_03 | 2042 | CH4 Import - NY 2020 | Import | Methane | QC | Dispatch-Import | EmissionsCost | 0 | [6 empty] | 0.42196 | 0
LCP_Inputs_ON_Diverse_2023_04_03 | 2042 | CH4 Import - NY 2020 | Import | Methane | QC | Dispatch-Import | FuelCost | 0 | [6 empty] | 0.42196 | 0
LCP_Inputs_ON_Diverse_2023_04_03 | 2042 | CH4 Import - NY 2020 | Import | Methane | QC | Dispatch-Import | VOM | 0 | [6 empty] | 0.42196 | 0
LCP_Inputs_ON_Diverse_2023_04_03 | 2042 | CH4 Import - NY 2020 | Import | Methane | WC | Dispatch-Import | EmissionsCost | 0 | [6 empty] | 0.42196 | 0
LCP_Inputs_ON_Diverse_2023_04_03 | 2042 | CH4 Import - NY 2020 | Import | Methane | WC | Dispatch-Import | FuelCost | 0 | [6 empty] | 0.42196 | 0
LCP_Inputs_ON_Diverse_2023_04_03 | 2042 | CH4 Import - NY 2020 | Import | Methane | WC | Dispatch-Import | VOM | 0 | [6 empty] | 0.42196 | 0
LCP_Inputs_ON_Diverse_2023_04_03 | 2042 | CH4 Import - NY 2030 | Import | Methane | MI | Dispatch-Import | EmissionsCost | 0 | [6 empty] | 0.42196 | 0
LCP_Inputs_ON_Diverse_2023_04_03 | 2042 | CH4 Import - NY 2030 | Import | Methane | MI | Dispatch-Import | FuelCost | 0 | [6 empty] | 0.42196 | 0
LCP_Inputs_ON_Diverse_2023_04_03 | 2042 | CH4 Import - NY 2030 | Import | Methane | MI | Dispatch-Import | VOM | 0 | [6 empty] | 0.42196 | 0
LCP_Inputs_ON_Diverse_2023_04_03 | 2042 | CH4 Import - NY 2030 | Import | Methane | NY | Dispatch-Import | EmissionsCost | 0 | [6 empty] | 0.42196 | 0
LCP_Inputs_ON_Diverse_2023_04_03 | 2042 | CH4 Import - NY 2030 | Import | Methane | NY | Dispatch-Import | FuelCost | 0 | [6 empty] | 0.42196 | 0
LCP_Inputs_ON_Diverse_2023_04_03 | 2042 | CH4 Import - NY 2030 | Import | Methane | NY | Dispatch-Import | VOM | 0 | [6 empty] | 0.42196 | 0
LCP_Inputs_ON_Diverse_2023_04_03 | 2042 | CH4 Import - NY 2030 | Import | Methane | ON | Dispatch-Import | EmissionsCost | 0 | [6 empty] | 0.42196 | 0
LCP_Inputs_ON_Diverse_2023_04_03 | 2042 | CH4 Import - NY 2030 | Import | Methane | ON | Dispatch-Import | FuelCost | 0 | [6 empty] | 0.42196 | 0
LCP_Inputs_ON_Diverse_2023_04_03 | 2042 | CH4 Import - NY 2030 | Import | Methane | ON | Dispatch-Import | VOM | 0 | [6 empty] | 0.42196 | 0
LCP_Inputs_ON_Diverse_2023_04_03 | 2042 | CH4 Import - NY 2030 | Import | Methane | PJ | Dispatch-Import | EmissionsCost | 0 | [6 empty] | 0.42196 | 0
LCP_Inputs_ON_Diverse_2023_04_03 | 2042 | CH4 Import - NY 2030 | Import | Methane | PJ | Dispatch-Import | FuelCost | 0 | [6 empty] | 0.42196 | 0
LCP_Inputs_ON_Diverse_2023_04_03 | 2042 | CH4 Import - NY 2030 | Import | Methane | PJ | Dispatch-Import | VOM | 0 | [6 empty] | 0.42196 | 0
LCP_Inputs_ON_Diverse_2023_04_03 | 2042 | CH4 Import - NY 2030 | Import | Methane | QC | Dispatch-Import | EmissionsCost | 0 | [6 empty] | 0.42196 | 0
LCP_Inputs_ON_Diverse_2023_04_03 | 2042 | CH4 Import - NY 2030 | Import | Methane | QC | Dispatch-Import | FuelCost | 0 | [6 empty] | 0.42196 | 0
LCP_Inputs_ON_Diverse_2023_04_03 | 2042 | CH4 Import - NY 2030 | Import | Methane | QC | Dispatch-Import | VOM | 0 | [6 empty] | 0.42196 | 0
LCP_Inputs_ON_Diverse_2023_04_03 | 2042 | CH4 Import - NY 2030 | Import | Methane | WC | Dispatch-Import | EmissionsCost | 0 | [6 empty] | 0.42196 | 0
LCP_Inputs_ON_Diverse_2023_04_03 | 2042 | CH4 Import - NY 2030 | Import | Methane | WC | Dispatch-Import | FuelCost | 0 | [6 empty] | 0.42196 | 0
LCP_Inputs_ON_Diverse_2023_04_03 | 2042 | CH4 Import - NY 2030 | Import | Methane | WC | Dispatch-Import | VOM | 0 | [6 empty] | 0.42196 | 0
LCP_Inputs_ON_Diverse_2023_04_03 | 2042 | CH4 Import - NY 2040 | Import | Methane | MI | Dispatch-Import | EmissionsCost | 0 | [6 empty] | 0.42196 | 0
LCP_Inputs_ON_Diverse_2023_04_03 | 2042 | CH4 Import - NY 2040 | Import | Methane | MI | Dispatch-Import | FuelCost | 0 | [6 empty] | 0.42196 | 0
LCP_Inputs_ON_Diverse_2023_04_03 | 2042 | CH4 Import - NY 2040 | Import | Methane | MI | Dispatch-Import | VOM | 0 | [6 empty] | 0.42196 | 0
LCP_Inputs_ON_Diverse_2023_04_03 | 2042 | CH4 Import - NY 2040 | Import | Methane | NY | Dispatch-Import | EmissionsCost | 1424811807.9426 | [6 empty] | 0.42196 | 601207017.3248
LCP_Inputs_ON_Diverse_2023_04_03 | 2042 | CH4 Import - NY 2040 | Import | Methane | NY | Dispatch-Import | FuelCost | 758346581.876 | [6 empty] | 0.42196 | 319988425.1706
LCP_Inputs_ON_Diverse_2023_04_03 | 2042 | CH4 Import - NY 2040 | Import | Methane | NY | Dispatch-Import | VOM | 0 | [6 empty] | 0.42196 | 0
LCP_Inputs_ON_Diverse_2023_04_03 | 2042 | CH4 Import - NY 2040 | Import | Methane | ON | Dispatch-Import | EmissionsCost | 0 | [6 empty] | 0.42196 | 0
LCP_Inputs_ON_Diverse_2023_04_03 | 2042 | CH4 Import - NY 2040 | Import | Methane | ON | Dispatch-Import | FuelCost | 0 | [6 empty] | 0.42196 | 0
LCP_Inputs_ON_Diverse_2023_04_03 | 2042 | CH4 Import - NY 2040 | Import | Methane | ON | Dispatch-Import | VOM | 0 | [6 empty] | 0.42196 | 0
LCP_Inputs_ON_Diverse_2023_04_03 | 2042 | CH4 Import - NY 2040 | Import | Methane | PJ | Dispatch-Import | EmissionsCost | 0 | [6 empty] | 0.42196 | 0
LCP_Inputs_ON_Diverse_2023_04_03 | 2042 | CH4 Import - NY 2040 | Import | Methane | PJ | Dispatch-Import | FuelCost | 0 | [6 empty] | 0.42196 | 0
LCP_Inputs_ON_Diverse_2023_04_03 | 2042 | CH4 Import - NY 2040 | Import | Methane | PJ | Dispatch-Import | VOM | 0 | [6 empty] | 0.42196 | 0
LCP_Inputs_ON_Diverse_2023_04_03 | 2042 | CH4 Import - NY 2040 | Import | Methane | QC | Dispatch-Import | EmissionsCost | 0 | [6 empty] | 0.42196 | 0
LCP_Inputs_ON_Diverse_2023_04_03 | 2042 | CH4 Import - NY 2040 | Import | Methane | QC | Dispatch-Import | FuelCost | 0 | [6 empty] | 0.42196 | 0
LCP_Inputs_ON_Diverse_2023_04_03 | 2042 | CH4 Import - NY 2040 | Import | Methane | QC | Dispatch-Import | VOM | 0 | [6 empty] | 0.42196 | 0
LCP_Inputs_ON_Diverse_2023_04_03 | 2042 | CH4 Import - NY 2040 | Import | Methane | WC | Dispatch-Import | EmissionsCost | 0 | [6 empty] | 0.42196 | 0
LCP_Inputs_ON_Diverse_2023_04_03 | 2042 | CH4 Import - NY 2040 | Import | Methane | WC | Dispatch-Import | FuelCost | 0 | [6 empty] | 0.42196 | 0
LCP_Inputs_ON_Diverse_2023_04_03 | 2042 | CH4 Import - NY 2040 | Import | Methane | WC | Dispatch-Import | VOM | 0 | [6 empty] | 0.42196 | 0
LCP_Inputs_ON_Diverse_2023_04_03 | 2042 | CH4 Import - NY 2050 | Import | Methane | MI | Dispatch-Import | EmissionsCost | 0 | [6 empty] | 0.42196 | 0
LCP_Inputs_ON_Diverse_2023_04_03 | 2042 | CH4 Import - NY 2050 | Import | Methane | MI | Dispatch-Import | FuelCost | 0 | [6 empty] | 0.42196 | 0
LCP_Inputs_ON_Diverse_2023_04_03 | 2042 | CH4 Import - NY 2050 | Import | Methane | MI | Dispatch-Import | VOM | 0 | [6 empty] | 0.42196 | 0
LCP_Inputs_ON_Diverse_2023_04_03 | 2042 | CH4 Import - NY 2050 | Import | Methane | NY | Dispatch-Import | EmissionsCost | 0 | [6 empty] | 0.42196 | 0
LCP_Inputs_ON_Diverse_2023_04_03 | 2042 | CH4 Import - NY 2050 | Import | Methane | NY | Dispatch-Import | FuelCost | 0 | [6 empty] | 0.42196 | 0
LCP_Inputs_ON_Diverse_2023_04_03 | 2042 | CH4 Import - NY 2050 | Import | Methane | NY | Dispatch-Import | VOM | 0 | [6 empty] | 0.42196 | 0
LCP_Inputs_ON_Diverse_2023_04_03 | 2042 | CH4 Import - NY 2050 | Import | Methane | ON | Dispatch-Import | EmissionsCost | 0 | [6 empty] | 0.42196 | 0
LCP_Inputs_ON_Diverse_2023_04_03 | 2042 | CH4 Import - NY 2050 | Import | Methane | ON | Dispatch-Import | FuelCost | 0 | [6 empty] | 0.42196 | 0
LCP_Inputs_ON_Diverse_2023_04_03 | 2042 | CH4 Import - NY 2050 | Import | Methane | ON | Dispatch-Import | VOM | 0 | [6 empty] | 0.42196 | 0
LCP_Inputs_ON_Diverse_2023_04_03 | 2042 | CH4 Import - NY 2050 | Import | Methane | PJ | Dispatch-Import | EmissionsCost | 0 | [6 empty] | 0.42196 | 0
LCP_Inputs_ON_Diverse_2023_04_03 | 2042 | CH4 Import - NY 2050 | Import | Methane | PJ | Dispatch-Import | FuelCost | 0 | [6 empty] | 0.42196 | 0
LCP_Inputs_ON_Diverse_2023_04_03 | 2042 | CH4 Import - NY 2050 | Import | Methane | PJ | Dispatch-Import | VOM | 0 | [6 empty] | 0.42196 | 0
LCP_Inputs_ON_Diverse_2023_04_03 | 2042 | CH4 Import - NY 2050 | Import | Methane | QC | Dispatch-Import | EmissionsCost | 0 | [6 empty] | 0.42196 | 0
LCP_Inputs_ON_Diverse_2023_04_03 | 2042 | CH4 Import - NY 2050 | Import | Methane | QC | Dispatch-Import | FuelCost | 0 | [6 empty] | 0.42196 | 0
LCP_Inputs_ON_Diverse_2023_04_03 | 2042 | CH4 Import - NY 2050 | Import | Methane | QC | Dispatch-Import | VOM | 0 | [6 empty] | 0.42196 | 0
LCP_Inputs_ON_Diverse_2023_04_03 | 2042 | CH4 Import - NY 2050 | Import | Methane | WC | Dispatch-Import | EmissionsCost | 0 | [6 empty] | 0.42196 | 0
LCP_Inputs_ON_Diverse_2023_04_03 | 2042 | CH4 Import - NY 2050 | Import | Methane | WC | Dispatch-Import | FuelCost | 0 | [6 empty] | 0.42196 | 0
LCP_Inputs_ON_Diverse_2023_04_03 | 2042 | CH4 Import - NY 2050 | Import | Methane | WC | Dispatch-Import | VOM | 0 | [6 empty] | 0.42196 | 0
LCP_Inputs_ON_Diverse_2023_04_03 | 2042 | CH4 Import - WC 2020 | Import | Methane | MI | Dispatch-Import | EmissionsCost | 0 | [6 empty] | 0.42196 | 0
LCP_Inputs_ON_Diverse_2023_04_03 | 2042 | CH4 Import - WC 2020 | Import | Methane | MI | Dispatch-Import | FuelCost | 0 | [6 empty] | 0.42196 | 0
LCP_Inputs_ON_Diverse_2023_04_03 | 2042 | CH4 Import - WC 2020 | Import | Methane | MI | Dispatch-Import | VOM | 0 | [6 empty] | 0.42196 | 0
LCP_Inputs_ON_Diverse_2023_04_03 | 2042 | CH4 Import - WC 2020 | Import | Methane | NY | Dispatch-Import | EmissionsCost | 0 | [6 empty] | 0.42196 | 0
LCP_Inputs_ON_Diverse_2023_04_03 | 2042 | CH4 Import - WC 2020 | Import | Methane | NY | Dispatch-Import | FuelCost | 0 | [6 empty] | 0.42196 | 0
LCP_Inputs_ON_Diverse_2023_04_03 | 2042 | CH4 Import - WC 2020 | Import | Methane | NY | Dispatch-Import | VOM | 0 | [6 empty] | 0.42196 | 0
LCP_Inputs_ON_Diverse_2023_04_03 | 2042 | CH4 Import - WC 2020 | Import | Methane | ON | Dispatch-Import | EmissionsCost | 0 | [6 empty] | 0.42196 | 0
LCP_Inputs_ON_Diverse_2023_04_03 | 2042 | CH4 Import - WC 2020 | Import | Methane | ON | Dispatch-Import | FuelCost | 0 | [6 empty] | 0.42196 | 0
LCP_Inputs_ON_Diverse_2023_04_03 | 2042 | CH4 Import - WC 2020 | Import | Methane | ON | Dispatch-Import | VOM | 0 | [6 empty] | 0.42196 | 0
LCP_Inputs_ON_Diverse_2023_04_03 | 2042 | CH4 Import - WC 2020 | Import | Methane | PJ | Dispatch-Import | EmissionsCost | 0 | [6 empty] | 0.42196 | 0
LCP_Inputs_ON_Diverse_2023_04_03 | 2042 | CH4 Import - WC 2020 | Import | Methane | PJ | Dispatch-Import | FuelCost | 0 | [6 empty] | 0.42196 | 0
LCP_Inputs_ON_Diverse_2023_04_03 | 2042 | CH4 Import - WC 2020 | Import | Methane | PJ | Dispatch-Import | VOM | 0 | [6 empty] | 0.42196 | 0
LCP_Inputs_ON_Diverse_2023_04_03 | 2042 | CH4 Import - WC 2020 | Import | Methane | QC | Dispatch-Import | EmissionsCost | 0 | [6 empty] | 0.42196 | 0
LCP_Inputs_ON_Diverse_2023_04_03 | 2042 | CH4 Import - WC 2020 | Import | Methane | QC | Dispatch-Import | FuelCost | 0 | [6 empty] | 0.42196 | 0
LCP_Inputs_ON_Diverse_2023_04_03 | 2042 | CH4 Import - WC 2020 | Import | Methane | QC | Dispatch-Import | VOM | 0 | [6 empty] | 0.42196 | 0
LCP_Inputs_ON_Diverse_2023_04_03 | 2042 | CH4 Import - WC 2020 | Import | Methane | WC | Dispatch-Import | EmissionsCost | 0 | [6 empty] | 0.42196 | 0
LCP_Inputs_ON_Diverse_2023_04_03 | 2042 | CH4 Import - WC 2020 | Import | Methane | WC | Dispatch-Import | FuelCost | 0 | [6 empty] | 0.42196 | 0
LCP_Inputs_ON_Diverse_2023_04_03 | 2042 | CH4 Import - WC 2020 | Import | Methane | WC | Dispatch-Import | VOM | 0 | [6 empty] | 0.42196 | 0
LCP_Inputs_ON_Diverse_2023_04_03 | 2042 | CH4 Import - WC 2030 | Import | Methane | MI | Dispatch-Import | EmissionsCost | 0 | [6 empty] | 0.42196 | 0
LCP_Inputs_ON_Diverse_2023_04_03 | 2042 | CH4 Import - WC 2030 | Import | Methane | MI | Dispatch-Import | FuelCost | 0 | [6 empty] | 0.42196 | 0
LCP_Inputs_ON_Diverse_2023_04_03 | 2042 | CH4 Import - WC 2030 | Import | Methane | MI | Dispatch-Import | VOM | 0 | [6 empty] | 0.42196 | 0
LCP_Inputs_ON_Diverse_2023_04_03 | 2042 | CH4 Import - WC 2030 | Import | Methane | NY | Dispatch-Import | EmissionsCost | 0 | [6 empty] | 0.42196 | 0
LCP_Inputs_ON_Diverse_2023_04_03 | 2042 | CH4 Import - WC 2030 | Import | Methane | NY | Dispatch-Import | FuelCost | 0 | [6 empty] | 0.42196 | 0
LCP_Inputs_ON_Diverse_2023_04_03 | 2042 | CH4 Import - WC 2030 | Import | Methane | NY | Dispatch-Import | VOM | 0 | [6 empty] | 0.42196 | 0
LCP_Inputs_ON_Diverse_2023_04_03 | 2042 | CH4 Import - WC 2030 | Import | Methane | ON | Dispatch-Import | EmissionsCost | 0 | [6 empty] | 0.42196 | 0
LCP_Inputs_ON_Diverse_2023_04_03 | 2042 | CH4 Import - WC 2030 | Import | Methane | ON | Dispatch-Import | FuelCost | 0 | [6 empty] | 0.42196 | 0
LCP_Inputs_ON_Diverse_2023_04_03 | 2042 | CH4 Import - WC 2030 | Import | Methane | ON | Dispatch-Import | VOM | 0 | [6 empty] | 0.42196 | 0
LCP_Inputs_ON_Diverse_2023_04_03 | 2042 | CH4 Import - WC 2030 | Import | Methane | PJ | Dispatch-Import | EmissionsCost | 0 | [6 empty] | 0.42196 | 0
LCP_Inputs_ON_Diverse_2023_04_03 | 2042 | CH4 Import - WC 2030 | Import | Methane | PJ | Dispatch-Import | FuelCost | 0 | [6 empty] | 0.42196 | 0
LCP_Inputs_ON_Diverse_2023_04_03 | 2042 | CH4 Import - WC 2030 | Import | Methane | PJ | Dispatch-Import | VOM | 0 | [6 empty] | 0.42196 | 0
LCP_Inputs_ON_Diverse_2023_04_03 | 2042 | CH4 Import - WC 2030 | Import | Methane | QC | Dispatch-Import | EmissionsCost | 0 | [6 empty] | 0.42196 | 0
LCP_Inputs_ON_Diverse_2023_04_03 | 2042 | CH4 Import - WC 2030 | Import | Methane | QC | Dispatch-Import | FuelCost | 0 | [6 empty] | 0.42196 | 0
LCP_Inputs_ON_Diverse_2023_04_03 | 2042 | CH4 Import - WC 2030 | Import | Methane | QC | Dispatch-Import | VOM | 0 | [6 empty] | 0.42196 | 0
LCP_Inputs_ON_Diverse_2023_04_03 | 2042 | CH4 Import - WC 2030 | Import | Methane | WC | Dispatch-Import | EmissionsCost | 0 | [6 empty] | 0.42196 | 0
LCP_Inputs_ON_Diverse_2023_04_03 | 2042 | CH4 Import - WC 2030 | Import | Methane | WC | Dispatch-Import | FuelCost | 0 | [6 empty] | 0.42196 | 0
LCP_Inputs_ON_Diverse_2023_04_03 | 2042 | CH4 Import - WC 2030 | Import | Methane | WC | Dispatch-Import | VOM | 0 | [6 empty] | 0.42196 | 0
LCP_Inputs_ON_Diverse_2023_04_03 | 2042 | CH4 Import - WC 2040 | Import | Methane | MI | Dispatch-Import | EmissionsCost | 0 | [6 empty] | 0.42196 | 0
LCP_Inputs_ON_Diverse_2023_04_03 | 2042 | CH4 Import - WC 2040 | Import | Methane | MI | Dispatch-Import | FuelCost | 0 | [6 empty] | 0.42196 | 0
LCP_Inputs_ON_Diverse_2023_04_03 | 2042 | CH4 Import - WC 2040 | Import | Methane | MI | Dispatch-Import | VOM | 0 | [6 empty] | 0.42196 | 0
LCP_Inputs_ON_Diverse_2023_04_03 | 2042 | CH4 Import - WC 2040 | Import | Methane | NY | Dispatch-Import | EmissionsCost | 0 | [6 empty] | 0.42196 | 0
LCP_Inputs_ON_Diverse_2023_04_03 | 2042 | CH4 Import - WC 2040 | Import | Methane | NY | Dispatch-Import | FuelCost | 0 | [6 empty] | 0.42196 | 0
LCP_Inputs_ON_Diverse_2023_04_03 | 2042 | CH4 Import - WC 2040 | Import | Methane | NY | Dispatch-Import | VOM | 0 | [6 empty] | 0.42196 | 0
LCP_Inputs_ON_Diverse_2023_04_03 | 2042 | CH4 Import - WC 2040 | Import | Methane | ON | Dispatch-Import | EmissionsCost | 0 | [6 empty] | 0.42196 | 0
LCP_Inputs_ON_Diverse_2023_04_03 | 2042 | CH4 Import - WC 2040 | Import | Methane | ON | Dispatch-Import | FuelCost | 0 | [6 empty] | 0.42196 | 0
LCP_Inputs_ON_Diverse_2023_04_03 | 2042 | CH4 Import - WC 2040 | Import | Methane | ON | Dispatch-Import | VOM | 0 | [6 empty] | 0.42196 | 0
LCP_Inputs_ON_Diverse_2023_04_03 | 2042 | CH4 Import - WC 2040 | Import | Methane | PJ | Dispatch-Import | EmissionsCost | 0 | [6 empty] | 0.42196 | 0
LCP_Inputs_ON_Diverse_2023_04_03 | 2042 | CH4 Import - WC 2040 | Import | Methane | PJ | Dispatch-Import | FuelCost | 0 | [6 empty] | 0.42196 | 0
LCP_Inputs_ON_Diverse_2023_04_03 | 2042 | CH4 Import - WC 2040 | Import | Methane | PJ | Dispatch-Import | VOM | 0 | [6 empty] | 0.42196 | 0
LCP_Inputs_ON_Diverse_2023_04_03 | 2042 | CH4 Import - WC 2040 | Import | Methane | QC | Dispatch-Import | EmissionsCost | 0 | [6 empty] | 0.42196 | 0
LCP_Inputs_ON_Diverse_2023_04_03 | 2042 | CH4 Import - WC 2040 | Import | Methane | QC | Dispatch-Import | FuelCost | 0 | [6 empty] | 0.42196 | 0
LCP_Inputs_ON_Diverse_2023_04_03 | 2042 | CH4 Import - WC 2040 | Import | Methane | QC | Dispatch-Import | VOM | 0 | [6 empty] | 0.42196 | 0
LCP_Inputs_ON_Diverse_2023_04_03 | 2042 | CH4 Import - WC 2040 | Import | Methane | WC | Dispatch-Import | EmissionsCost | 2117477751.305 | [6 empty] | 0.42196 | 893481143.276
LCP_Inputs_ON_Diverse_2023_04_03 | 2042 | CH4 Import - WC 2040 | Import | Methane | WC | Dispatch-Import | FuelCost | 1127013410.4372 | [6 empty] | 0.42196 | 475549379.3615
LCP_Inputs_ON_Diverse_2023_04_03 | 2042 | CH4 Import - WC 2040 | Import | Methane | WC | Dispatch-Import | VOM | 0 | [6 empty] | 0.42196 | 0
LCP_Inputs_ON_Diverse_2023_04_03 | 2042 | CH4 Import - WC 2050 | Import | Methane | MI | Dispatch-Import | EmissionsCost | 0 | [6 empty] | 0.42196 | 0
LCP_Inputs_ON_Diverse_2023_04_03 | 2042 | CH4 Import - WC 2050 | Import | Methane | MI | Dispatch-Import | FuelCost | 0 | [6 empty] | 0.42196 | 0
LCP_Inputs_ON_Diverse_2023_04_03 | 2042 | CH4 Import - WC 2050 | Import | Methane | MI | Dispatch-Import | VOM | 0 | [6 empty] | 0.42196 | 0
LCP_Inputs_ON_Diverse_2023_04_03 | 2042 | CH4 Import - WC 2050 | Import | Methane | NY | Dispatch-Import | EmissionsCost | 0 | [6 empty] | 0.42196 | 0
LCP_Inputs_ON_Diverse_2023_04_03 | 2042 | CH4 Import - WC 2050 | Import | Methane | NY | Dispatch-Import | FuelCost | 0 | [6 empty] | 0.42196 | 0
LCP_Inputs_ON_Diverse_2023_04_03 | 2042 | CH4 Import - WC 2050 | Import | Methane | NY | Dispatch-Import | VOM | 0 | [6 empty] | 0.42196 | 0
LCP_Inputs_ON_Diverse_2023_04_03 | 2042 | CH4 Import - WC 2050 | Import | Methane | ON | Dispatch-Import | EmissionsCost | 0 | [6 empty] | 0.42196 | 0
LCP_Inputs_ON_Diverse_2023_04_03 | 2042 | CH4 Import - WC 2050 | Import | Methane | ON | Dispatch-Import | FuelCost | 0 | [6 empty] | 0.42196 | 0
LCP_Inputs_ON_Diverse_2023_04_03 | 2042 | CH4 Import - WC 2050 | Import | Methane | ON | Dispatch-Import | VOM | 0 | [6 empty] | 0.42196 | 0
LCP_Inputs_ON_Diverse_2023_04_03 | 2042 | CH4 Import - WC 2050 | Import | Methane | PJ | Dispatch-Import | EmissionsCost | 0 | [6 empty] | 0.42196 | 0
LCP_Inputs_ON_Diverse_2023_04_03 | 2042 | CH4 Import - WC 2050 | Import | Methane | PJ | Dispatch-Import | FuelCost | 0 | [6 empty] | 0.42196 | 0
LCP_Inputs_ON_Diverse_2023_04_03 | 2042 | CH4 Import - WC 2050 | Import | Methane | PJ | Dispatch-Import | VOM | 0 | [6 empty] | 0.42196 | 0
LCP_Inputs_ON_Diverse_2023_04_03 | 2042 | CH4 Import - WC 2050 | Import | Methane | QC | Dispatch-Import | EmissionsCost | 0 | [6 empty] | 0.42196 | 0
LCP_Inputs_ON_Diverse_2023_04_03 | 2042 | CH4 Import - WC 2050 | Import | Methane | QC | Dispatch-Import | FuelCost | 0 | [6 empty] | 0.42196 | 0
LCP_Inputs_ON_Diverse_2023_04_03 | 2042 | CH4 Import - WC 2050 | Import | Methane | QC | Dispatch-Import | VOM | 0 | [6 empty] | 0.42196 | 0
LCP_Inputs_ON_Diverse_2023_04_03 | 2042 | CH4 Import - WC 2050 | Import | Methane | WC | Dispatch-Import | EmissionsCost | 0 | [6 empty] | 0.42196 | 0
LCP_Inputs_ON_Diverse_2023_04_03 | 2042 | CH4 Import - WC 2050 | Import | Methane | WC | Dispatch-Import | FuelCost | 0 | [6 empty] | 0.42196 | 0
LCP_Inputs_ON_Diverse_2023_04_03 | 2042 | CH4 Import - WC 2050 | Import | Methane | WC | Dispatch-Import | VOM | 0 | [6 empty] | 0.42196 | 0
LCP_Inputs_ON_Diverse_2023_04_03 | 2042 | CH4 Salt Cavern Storage - ON | Storage | Methane | MI | Dispatch-Storage | EmissionsCost | 0 | [6 empty] | 0.42196 | 0
LCP_Inputs_ON_Diverse_2023_04_03 | 2042 | CH4 Salt Cavern Storage - ON | Storage | Methane | MI | Dispatch-Storage | FuelCost | 0 | [6 empty] | 0.42196 | 0
LCP_Inputs_ON_Diverse_2023_04_03 | 2042 | CH4 Salt Cavern Storage - ON | Storage | Methane | MI | Dispatch-Storage | VOM | 0 | [6 empty] | 0.42196 | 0
LCP_Inputs_ON_Diverse_2023_04_03 | 2042 | CH4 Salt Cavern Storage - ON | Storage | Methane | NY | Dispatch-Storage | EmissionsCost | 0 | [6 empty] | 0.42196 | 0
LCP_Inputs_ON_Diverse_2023_04_03 | 2042 | CH4 Salt Cavern Storage - ON | Storage | Methane | NY | Dispatch-Storage | FuelCost | 0 | [6 empty] | 0.42196 | 0
LCP_Inputs_ON_Diverse_2023_04_03 | 2042 | CH4 Salt Cavern Storage - ON | Storage | Methane | NY | Dispatch-Storage | VOM | 0 | [6 empty] | 0.42196 | 0
LCP_Inputs_ON_Diverse_2023_04_03 | 2042 | CH4 Salt Cavern Storage - ON | Storage | Methane | ON | Dispatch-Storage | EmissionsCost | 0 | [6 empty] | 0.42196 | 0
LCP_Inputs_ON_Diverse_2023_04_03 | 2042 | CH4 Salt Cavern Storage - ON | Storage | Methane | ON | Dispatch-Storage | FuelCost | 0 | [6 empty] | 0.42196 | 0
LCP_Inputs_ON_Diverse_2023_04_03 | 2042 | CH4 Salt Cavern Storage - ON | Storage | Methane | ON | Dispatch-Storage | VOM | 0 | [6 empty] | 0.42196 | 0
LCP_Inputs_ON_Diverse_2023_04_03 | 2042 | CH4 Salt Cavern Storage - ON | Storage | Methane | PJ | Dispatch-Storage | EmissionsCost | 0 | [6 empty] | 0.42196 | 0
LCP_Inputs_ON_Diverse_2023_04_03 | 2042 | CH4 Salt Cavern Storage - ON | Storage | Methane | PJ | Dispatch-Storage | FuelCost | 0 | [6 empty] | 0.42196 | 0
LCP_Inputs_ON_Diverse_2023_04_03 | 2042 | CH4 Salt Cavern Storage - ON | Storage | Methane | PJ | Dispatch-Storage | VOM | 0 | [6 empty] | 0.42196 | 0
LCP_Inputs_ON_Diverse_2023_04_03 | 2042 | CH4 Salt Cavern Storage - ON | Storage | Methane | QC | Dispatch-Storage | EmissionsCost | 0 | [6 empty] | 0.42196 | 0
LCP_Inputs_ON_Diverse_2023_04_03 | 2042 | CH4 Salt Cavern Storage - ON | Storage | Methane | QC | Dispatch-Storage | FuelCost | 0 | [6 empty] | 0.42196 | 0
LCP_Inputs_ON_Diverse_2023_04_03 | 2042 | CH4 Salt Cavern Storage - ON | Storage | Methane | QC | Dispatch-Storage | VOM | 0 | [6 empty] | 0.42196 | 0
LCP_Inputs_ON_Diverse_2023_04_03 | 2042 | CH4 Salt Cavern Storage - ON | Storage | Methane | WC | Dispatch-Storage | EmissionsCost | 0 | [6 empty] | 0.42196 | 0
LCP_Inputs_ON_Diverse_2023_04_03 | 2042 | CH4 Salt Cavern Storage - ON | Storage | Methane | WC | Dispatch-Storage | FuelCost | 0 | [6 empty] | 0.42196 | 0
LCP_Inputs_ON_Diverse_2023_04_03 | 2042 | CH4 Salt Cavern Storage - ON | Storage | Methane | WC | Dispatch-Storage | VOM | 0 | [6 empty] | 0.42196 | 0
LCP_Inputs_ON_Diverse_2023_04_03 | 2042 | Electrolyser 2020/2030 | Crossload | Hydrogen | MI | Dispatch-Crossload | EmissionsCost | 0 | [6 empty] | 0.42196 | 0
LCP_Inputs_ON_Diverse_2023_04_03 | 2042 | Electrolyser 2020/2030 | Crossload | Hydrogen | MI | Dispatch-Crossload | FuelCost | 0 | [6 empty] | 0.42196 | 0
LCP_Inputs_ON_Diverse_2023_04_03 | 2042 | Electrolyser 2020/2030 | Crossload | Hydrogen | MI | Dispatch-Crossload | VOM | 0 | [6 empty] | 0.42196 | 0
LCP_Inputs_ON_Diverse_2023_04_03 | 2042 | Electrolyser 2020/2030 | Crossload | Hydrogen | NY | Dispatch-Crossload | EmissionsCost | 0 | [6 empty] | 0.42196 | 0
LCP_Inputs_ON_Diverse_2023_04_03 | 2042 | Electrolyser 2020/2030 | Crossload | Hydrogen | NY | Dispatch-Crossload | FuelCost | 0 | [6 empty] | 0.42196 | 0
LCP_Inputs_ON_Diverse_2023_04_03 | 2042 | Electrolyser 2020/2030 | Crossload | Hydrogen | NY | Dispatch-Crossload | VOM | 0 | [6 empty] | 0.42196 | 0
LCP_Inputs_ON_Diverse_2023_04_03 | 2042 | Electrolyser 2020/2030 | Crossload | Hydrogen | ON | Dispatch-Crossload | EmissionsCost | 0 | [6 empty] | 0.42196 | 0
LCP_Inputs_ON_Diverse_2023_04_03 | 2042 | Electrolyser 2020/2030 | Crossload | Hydrogen | ON | Dispatch-Crossload | FuelCost | 0 | [6 empty] | 0.42196 | 0
LCP_Inputs_ON_Diverse_2023_04_03 | 2042 | Electrolyser 2020/2030 | Crossload | Hydrogen | ON | Dispatch-Crossload | VOM | 0 | [6 empty] | 0.42196 | 0
LCP_Inputs_ON_Diverse_2023_04_03 | 2042 | Electrolyser 2020/2030 | Crossload | Hydrogen | PJ | Dispatch-Crossload | EmissionsCost | 0 | [6 empty] | 0.42196 | 0
LCP_Inputs_ON_Diverse_2023_04_03 | 2042 | Electrolyser 2020/2030 | Crossload | Hydrogen | PJ | Dispatch-Crossload | FuelCost | 0 | [6 empty] | 0.42196 | 0
LCP_Inputs_ON_Diverse_2023_04_03 | 2042 | Electrolyser 2020/2030 | Crossload | Hydrogen | PJ | Dispatch-Crossload | VOM | 0 | [6 empty] | 0.42196 | 0
LCP_Inputs_ON_Diverse_2023_04_03 | 2042 | Electrolyser 2020/2030 | Crossload | Hydrogen | QC | Dispatch-Crossload | EmissionsCost | 0 | [6 empty] | 0.42196 | 0
LCP_Inputs_ON_Diverse_2023_04_03 | 2042 | Electrolyser 2020/2030 | Crossload | Hydrogen | QC | Dispatch-Crossload | FuelCost | 0 | [6 empty] | 0.42196 | 0
LCP_Inputs_ON_Diverse_2023_04_03 | 2042 | Electrolyser 2020/2030 | Crossload | Hydrogen | QC | Dispatch-Crossload | VOM | 0 | [6 empty] | 0.42196 | 0
LCP_Inputs_ON_Diverse_2023_04_03 | 2042 | Electrolyser 2020/2030 | Crossload | Hydrogen | WC | Dispatch-Crossload | EmissionsCost | 0 | [6 empty] | 0.42196 | 0
LCP_Inputs_ON_Diverse_2023_04_03 | 2042 | Electrolyser 2020/2030 | Crossload | Hydrogen | WC | Dispatch-Crossload | FuelCost | 0 | [6 empty] | 0.42196 | 0
LCP_Inputs_ON_Diverse_2023_04_03 | 2042 | Electrolyser 2020/2030 | Crossload | Hydrogen | WC | Dispatch-Crossload | VOM | 0 | [6 empty] | 0.42196 | 0
LCP_Inputs_ON_Diverse_2023_04_03 | 2042 | Electrolyser 2040 | Crossload | Hydrogen | MI | Dispatch-Crossload | EmissionsCost | 0 | [6 empty] | 0.42196 | 0
LCP_Inputs_ON_Diverse_2023_04_03 | 2042 | Electrolyser 2040 | Crossload | Hydrogen | MI | Dispatch-Crossload | FuelCost | 0 | [6 empty] | 0.42196 | 0
LCP_Inputs_ON_Diverse_2023_04_03 | 2042 | Electrolyser 2040 | Crossload | Hydrogen | MI | Dispatch-Crossload | VOM | 0 | [6 empty] | 0.42196 | 0
LCP_Inputs_ON_Diverse_2023_04_03 | 2042 | Electrolyser 2040 | Crossload | Hydrogen | NY | Dispatch-Crossload | EmissionsCost | 0 | [6 empty] | 0.42196 | 0
LCP_Inputs_ON_Diverse_2023_04_03 | 2042 | Electrolyser 2040 | Crossload | Hydrogen | NY | Dispatch-Crossload | FuelCost | 0 | [6 empty] | 0.42196 | 0
LCP_Inputs_ON_Diverse_2023_04_03 | 2042 | Electrolyser 2040 | Crossload | Hydrogen | NY | Dispatch-Crossload | VOM | 0 | [6 empty] | 0.42196 | 0
LCP_Inputs_ON_Diverse_2023_04_03 | 2042 | Electrolyser 2040 | Crossload | Hydrogen | ON | Dispatch-Crossload | EmissionsCost | 0 | [6 empty] | 0.42196 | 0
LCP_Inputs_ON_Diverse_2023_04_03 | 2042 | Electrolyser 2040 | Crossload | Hydrogen | ON | Dispatch-Crossload | FuelCost | 0 | [6 empty] | 0.42196 | 0
LCP_Inputs_ON_Diverse_2023_04_03 | 2042 | Electrolyser 2040 | Crossload | Hydrogen | ON | Dispatch-Crossload | VOM | 0 | [6 empty] | 0.42196 | 0
LCP_Inputs_ON_Diverse_2023_04_03 | 2042 | Electrolyser 2040 | Crossload | Hydrogen | PJ | Dispatch-Crossload | EmissionsCost | 0 | [6 empty] | 0.42196 | 0
LCP_Inputs_ON_Diverse_2023_04_03 | 2042 | Electrolyser 2040 | Crossload | Hydrogen | PJ | Dispatch-Crossload | FuelCost | 0 | [6 empty] | 0.42196 | 0
LCP_Inputs_ON_Diverse_2023_04_03 | 2042 | Electrolyser 2040 | Crossload | Hydrogen | PJ | Dispatch-Crossload | VOM | 0 | [6 empty] | 0.42196 | 0
LCP_Inputs_ON_Diverse_2023_04_03 | 2042 | Electrolyser 2040 | Crossload | Hydrogen | QC | Dispatch-Crossload | EmissionsCost | 0 | [6 empty] | 0.42196 | 0
LCP_Inputs_ON_Diverse_2023_04_03 | 2042 | Electrolyser 2040 | Crossload | Hydrogen | QC | Dispatch-Crossload | FuelCost | 0 | [6 empty] | 0.42196 | 0
LCP_Inputs_ON_Diverse_2023_04_03 | 2042 | Electrolyser 2040 | Crossload | Hydrogen | QC | Dispatch-Crossload | VOM | 0 | [6 empty] | 0.42196 | 0
LCP_Inputs_ON_Diverse_2023_04_03 | 2042 | Electrolyser 2040 | Crossload | Hydrogen | WC | Dispatch-Crossload | EmissionsCost | 0 | [6 empty] | 0.42196 | 0
LCP_Inputs_ON_Diverse_2023_04_03 | 2042 | Electrolyser 2040 | Crossload | Hydrogen | WC | Dispatch-Crossload | FuelCost | 0 | [6 empty] | 0.42196 | 0
LCP_Inputs_ON_Diverse_2023_04_03 | 2042 | Electrolyser 2040 | Crossload | Hydrogen | WC | Dispatch-Crossload | VOM | 0 | [6 empty] | 0.42196 | 0
LCP_Inputs_ON_Diverse_2023_04_03 | 2042 | Electrolyser 2050 | Crossload | Hydrogen | MI | Dispatch-Crossload | EmissionsCost | 0 | [6 empty] | 0.42196 | 0
LCP_Inputs_ON_Diverse_2023_04_03 | 2042 | Electrolyser 2050 | Crossload | Hydrogen | MI | Dispatch-Crossload | FuelCost | 0 | [6 empty] | 0.42196 | 0
LCP_Inputs_ON_Diverse_2023_04_03 | 2042 | Electrolyser 2050 | Crossload | Hydrogen | MI | Dispatch-Crossload | VOM | 0 | [6 empty] | 0.42196 | 0
LCP_Inputs_ON_Diverse_2023_04_03 | 2042 | Electrolyser 2050 | Crossload | Hydrogen | NY | Dispatch-Crossload | EmissionsCost | 0 | [6 empty] | 0.42196 | 0
LCP_Inputs_ON_Diverse_2023_04_03 | 2042 | Electrolyser 2050 | Crossload | Hydrogen | NY | Dispatch-Crossload | FuelCost | 0 | [6 empty] | 0.42196 | 0
LCP_Inputs_ON_Diverse_2023_04_03 | 2042 | Electrolyser 2050 | Crossload | Hydrogen | NY | Dispatch-Crossload | VOM | 0 | [6 empty] | 0.42196 | 0
LCP_Inputs_ON_Diverse_2023_04_03 | 2042 | Electrolyser 2050 | Crossload | Hydrogen | ON | Dispatch-Crossload | EmissionsCost | 0 | [6 empty] | 0.42196 | 0
LCP_Inputs_ON_Diverse_2023_04_03 | 2042 | Electrolyser 2050 | Crossload | Hydrogen | ON | Dispatch-Crossload | FuelCost | 0 | [6 empty] | 0.42196 | 0
LCP_Inputs_ON_Diverse_2023_04_03 | 2042 | Electrolyser 2050 | Crossload | Hydrogen | ON | Dispatch-Crossload | VOM | 0 | [6 empty] | 0.42196 | 0
LCP_Inputs_ON_Diverse_2023_04_03 | 2042 | Electrolyser 2050 | Crossload | Hydrogen | PJ | Dispatch-Crossload | EmissionsCost | 0 | [6 empty] | 0.42196 | 0
LCP_Inputs_ON_Diverse_2023_04_03 | 2042 | Electrolyser 2050 | Crossload | Hydrogen | PJ | Dispatch-Crossload | FuelCost | 0 | [6 empty] | 0.42196 | 0
LCP_Inputs_ON_Diverse_2023_04_03 | 2042 | Electrolyser 2050 | Crossload | Hydrogen | PJ | Dispatch-Crossload | VOM | 0 | [6 empty] | 0.42196 | 0
LCP_Inputs_ON_Diverse_2023_04_03 | 2042 | Electrolyser 2050 | Crossload | Hydrogen | QC | Dispatch-Crossload | EmissionsCost | 0 | [6 empty] | 0.42196 | 0
LCP_Inputs_ON_Diverse_2023_04_03 | 2042 | Electrolyser 2050 | Crossload | Hydrogen | QC | Dispatch-Crossload | FuelCost | 0 | [6 empty] | 0.42196 | 0
LCP_Inputs_ON_Diverse_2023_04_03 | 2042 | Electrolyser 2050 | Crossload | Hydrogen | QC | Dispatch-Crossload | VOM | 0 | [6 empty] | 0.42196 | 0
LCP_Inputs_ON_Diverse_2023_04_03 | 2042 | Electrolyser 2050 | Crossload | Hydrogen | WC | Dispatch-Crossload | EmissionsCost | 0 | [6 empty] | 0.42196 | 0
LCP_Inputs_ON_Diverse_2023_04_03 | 2042 | Electrolyser 2050 | Crossload | Hydrogen | WC | Dispatch-Crossload | FuelCost | 0 | [6 empty] | 0.42196 | 0
LCP_Inputs_ON_Diverse_2023_04_03 | 2042 | Electrolyser 2050 | Crossload | Hydrogen | WC | Dispatch-Crossload | VOM | 0 | [6 empty] | 0.42196 | 0
LCP_Inputs_ON_Diverse_2023_04_03 | 2042 | Fossil Fuel Thermal (Coal, Peat, Oil) | Generation | Electricity | MI | Dispatch-Generation | EmissionsCost | 0 | [6 empty] | 0.42196 | 0
LCP_Inputs_ON_Diverse_2023_04_03 | 2042 | Fossil Fuel Thermal (Coal, Peat, Oil) | Generation | Electricity | MI | Dispatch-Generation | FuelCost | 0 | [6 empty] | 0.42196 | 0
LCP_Inputs_ON_Diverse_2023_04_03 | 2042 | Fossil Fuel Thermal (Coal, Peat, Oil) | Generation | Electricity | MI | Dispatch-Generation | VOM | 0 | [6 empty] | 0.42196 | 0
LCP_Inputs_ON_Diverse_2023_04_03 | 2042 | Fossil Fuel Thermal (Coal, Peat, Oil) | Generation | Electricity | NY | Dispatch-Generation | EmissionsCost | 0 | [6 empty] | 0.42196 | 0
LCP_Inputs_ON_Diverse_2023_04_03 | 2042 | Fossil Fuel Thermal (Coal, Peat, Oil) | Generation | Electricity | NY | Dispatch-Generation | FuelCost | 0 | [6 empty] | 0.42196 | 0
LCP_Inputs_ON_Diverse_2023_04_03 | 2042 | Fossil Fuel Thermal (Coal, Peat, Oil) | Generation | Electricity | NY | Dispatch-Generation | VOM | 0 | [6 empty] | 0.42196 | 0
LCP_Inputs_ON_Diverse_2023_04_03 | 2042 | Fossil Fuel Thermal (Coal, Peat, Oil) | Generation | Electricity | ON | Dispatch-Generation | EmissionsCost | 0 | [6 empty] | 0.42196 | 0
LCP_Inputs_ON_Diverse_2023_04_03 | 2042 | Fossil Fuel Thermal (Coal, Peat, Oil) | Generation | Electricity | ON | Dispatch-Generation | FuelCost | 0 | [6 empty] | 0.42196 | 0
LCP_Inputs_ON_Diverse_2023_04_03 | 2042 | Fossil Fuel Thermal (Coal, Peat, Oil) | Generation | Electricity | ON | Dispatch-Generation | VOM | 0 | [6 empty] | 0.42196 | 0
LCP_Inputs_ON_Diverse_2023_04_03 | 2042 | Fossil Fuel Thermal (Coal, Peat, Oil) | Generation | Electricity | PJ | Dispatch-Generation | EmissionsCost | 0 | [6 empty] | 0.42196 | 0
LCP_Inputs_ON_Diverse_2023_04_03 | 2042 | Fossil Fuel Thermal (Coal, Peat, Oil) | Generation | Electricity | PJ | Dispatch-Generation | FuelCost | 0 | [6 empty] | 0.42196 | 0
LCP_Inputs_ON_Diverse_2023_04_03 | 2042 | Fossil Fuel Thermal (Coal, Peat, Oil) | Generation | Electricity | PJ | Dispatch-Generation | VOM | 0 | [6 empty] | 0.42196 | 0
LCP_Inputs_ON_Diverse_2023_04_03 | 2042 | Fossil Fuel Thermal (Coal, Peat, Oil) | Generation | Electricity | QC | Dispatch-Generation | EmissionsCost | 0 | [6 empty] | 0.42196 | 0
LCP_Inputs_ON_Diverse_2023_04_03 | 2042 | Fossil Fuel Thermal (Coal, Peat, Oil) | Generation | Electricity | QC | Dispatch-Generation | FuelCost | 0 | [6 empty] | 0.42196 | 0
LCP_Inputs_ON_Diverse_2023_04_03 | 2042 | Fossil Fuel Thermal (Coal, Peat, Oil) | Generation | Electricity | QC | Dispatch-Generation | VOM | 0 | [6 empty] | 0.42196 | 0
LCP_Inputs_ON_Diverse_2023_04_03 | 2042 | Fossil Fuel Thermal (Coal, Peat, Oil) | Generation | Electricity | WC | Dispatch-Generation | EmissionsCost | 0 | [6 empty] | 0.42196 | 0
LCP_Inputs_ON_Diverse_2023_04_03 | 2042 | Fossil Fuel Thermal (Coal, Peat, Oil) | Generation | Electricity | WC | Dispatch-Generation | FuelCost | 0 | [6 empty] | 0.42196 | 0
LCP_Inputs_ON_Diverse_2023_04_03 | 2042 | Fossil Fuel Thermal (Coal, Peat, Oil) | Generation | Electricity | WC | Dispatch-Generation | VOM | 0 | [6 empty] | 0.42196 | 0
LCP_Inputs_ON_Diverse_2023_04_03 | 2042 | Generic - Generator | Generation | Electricity | MI | Dispatch-Generation | EmissionsCost | 0 | [6 empty] | 0.42196 | 0
LCP_Inputs_ON_Diverse_2023_04_03 | 2042 | Generic - Generator | Generation | Electricity | MI | Dispatch-Generation | FuelCost | 922715978.5322 | [6 empty] | 0.42196 | 389344977.4903
LCP_Inputs_ON_Diverse_2023_04_03 | 2042 | Generic - Generator | Generation | Electricity | MI | Dispatch-Generation | VOM | 30177343.602 | [6 empty] | 0.42196 | 12733492.6877
LCP_Inputs_ON_Diverse_2023_04_03 | 2042 | Generic - Generator | Generation | Electricity | NY | Dispatch-Generation | EmissionsCost | 0 | [6 empty] | 0.42196 | 0
LCP_Inputs_ON_Diverse_2023_04_03 | 2042 | Generic - Generator | Generation | Electricity | NY | Dispatch-Generation | FuelCost | 169239391.3338 | [6 empty] | 0.42196 | 71411472.8068
LCP_Inputs_ON_Diverse_2023_04_03 | 2042 | Generic - Generator | Generation | Electricity | NY | Dispatch-Generation | VOM | 5534959.1663 | [6 empty] | 0.42196 | 2335505.8351
LCP_Inputs_ON_Diverse_2023_04_03 | 2042 | Generic - Generator | Generation | Electricity | ON | Dispatch-Generation | EmissionsCost | 0 | [6 empty] | 0.42196 | 0
LCP_Inputs_ON_Diverse_2023_04_03 | 2042 | Generic - Generator | Generation | Electricity | ON | Dispatch-Generation | FuelCost | 0 | [6 empty] | 0.42196 | 0
LCP_Inputs_ON_Diverse_2023_04_03 | 2042 | Generic - Generator | Generation | Electricity | ON | Dispatch-Generation | VOM | 0 | [6 empty] | 0.42196 | 0
LCP_Inputs_ON_Diverse_2023_04_03 | 2042 | Generic - Generator | Generation | Electricity | PJ | Dispatch-Generation | EmissionsCost | 0 | [6 empty] | 0.42196 | 0
LCP_Inputs_ON_Diverse_2023_04_03 | 2042 | Generic - Generator | Generation | Electricity | PJ | Dispatch-Generation | FuelCost | 5434493471.1405 | [6 empty] | 0.42196 | 2293113793.8653
LCP_Inputs_ON_Diverse_2023_04_03 | 2042 | Generic - Generator | Generation | Electricity | PJ | Dispatch-Generation | VOM | 177734623.2179 | [6 empty] | 0.42196 | 74996081.6611
LCP_Inputs_ON_Diverse_2023_04_03 | 2042 | Generic - Generator | Generation | Electricity | QC | Dispatch-Generation | EmissionsCost | 0 | [6 empty] | 0.42196 | 0
LCP_Inputs_ON_Diverse_2023_04_03 | 2042 | Generic - Generator | Generation | Electricity | QC | Dispatch-Generation | FuelCost | 0 | [6 empty] | 0.42196 | 0
LCP_Inputs_ON_Diverse_2023_04_03 | 2042 | Generic - Generator | Generation | Electricity | QC | Dispatch-Generation | VOM | 0 | [6 empty] | 0.42196 | 0
LCP_Inputs_ON_Diverse_2023_04_03 | 2042 | Generic - Generator | Generation | Electricity | WC | Dispatch-Generation | EmissionsCost | 0 | [6 empty] | 0.42196 | 0
LCP_Inputs_ON_Diverse_2023_04_03 | 2042 | Generic - Generator | Generation | Electricity | WC | Dispatch-Generation | FuelCost | 0 | [6 empty] | 0.42196 | 0
LCP_Inputs_ON_Diverse_2023_04_03 | 2042 | Generic - Generator | Generation | Electricity | WC | Dispatch-Generation | VOM | 0 | [6 empty] | 0.42196 | 0
LCP_Inputs_ON_Diverse_2023_04_03 | 2042 | H2 Import - QC | Import | Hydrogen | MI | Dispatch-Import | EmissionsCost | 0 | [6 empty] | 0.42196 | 0
LCP_Inputs_ON_Diverse_2023_04_03 | 2042 | H2 Import - QC | Import | Hydrogen | MI | Dispatch-Import | FuelCost | 0 | [6 empty] | 0.42196 | 0
LCP_Inputs_ON_Diverse_2023_04_03 | 2042 | H2 Import - QC | Import | Hydrogen | MI | Dispatch-Import | VOM | 0 | [6 empty] | 0.42196 | 0
LCP_Inputs_ON_Diverse_2023_04_03 | 2042 | H2 Import - QC | Import | Hydrogen | NY | Dispatch-Import | EmissionsCost | 0 | [6 empty] | 0.42196 | 0
LCP_Inputs_ON_Diverse_2023_04_03 | 2042 | H2 Import - QC | Import | Hydrogen | NY | Dispatch-Import | FuelCost | 0 | [6 empty] | 0.42196 | 0
LCP_Inputs_ON_Diverse_2023_04_03 | 2042 | H2 Import - QC | Import | Hydrogen | NY | Dispatch-Import | VOM | 0 | [6 empty] | 0.42196 | 0
LCP_Inputs_ON_Diverse_2023_04_03 | 2042 | H2 Import - QC | Import | Hydrogen | ON | Dispatch-Import | EmissionsCost | 0 | [6 empty] | 0.42196 | 0
LCP_Inputs_ON_Diverse_2023_04_03 | 2042 | H2 Import - QC | Import | Hydrogen | ON | Dispatch-Import | FuelCost | 0 | [6 empty] | 0.42196 | 0
LCP_Inputs_ON_Diverse_2023_04_03 | 2042 | H2 Import - QC | Import | Hydrogen | ON | Dispatch-Import | VOM | 0 | [6 empty] | 0.42196 | 0
LCP_Inputs_ON_Diverse_2023_04_03 | 2042 | H2 Import - QC | Import | Hydrogen | PJ | Dispatch-Import | EmissionsCost | 0 | [6 empty] | 0.42196 | 0
LCP_Inputs_ON_Diverse_2023_04_03 | 2042 | H2 Import - QC | Import | Hydrogen | PJ | Dispatch-Import | FuelCost | 0 | [6 empty] | 0.42196 | 0
LCP_Inputs_ON_Diverse_2023_04_03 | 2042 | H2 Import - QC | Import | Hydrogen | PJ | Dispatch-Import | VOM | 0 | [6 empty] | 0.42196 | 0
LCP_Inputs_ON_Diverse_2023_04_03 | 2042 | H2 Import - QC | Import | Hydrogen | QC | Dispatch-Import | EmissionsCost | 0 | [6 empty] | 0.42196 | 0
LCP_Inputs_ON_Diverse_2023_04_03 | 2042 | H2 Import - QC | Import | Hydrogen | QC | Dispatch-Import | FuelCost | 0 | [6 empty] | 0.42196 | 0
LCP_Inputs_ON_Diverse_2023_04_03 | 2042 | H2 Import - QC | Import | Hydrogen | QC | Dispatch-Import | VOM | 0 | [6 empty] | 0.42196 | 0
LCP_Inputs_ON_Diverse_2023_04_03 | 2042 | H2 Import - QC | Import | Hydrogen | WC | Dispatch-Import | EmissionsCost | 0 | [6 empty] | 0.42196 | 0
LCP_Inputs_ON_Diverse_2023_04_03 | 2042 | H2 Import - QC | Import | Hydrogen | WC | Dispatch-Import | FuelCost | 0 | [6 empty] | 0.42196 | 0
LCP_Inputs_ON_Diverse_2023_04_03 | 2042 | H2 Import - QC | Import | Hydrogen | WC | Dispatch-Import | VOM | 0 | [6 empty] | 0.42196 | 0
LCP_Inputs_ON_Diverse_2023_04_03 | 2042 | H2 Import - WC | Import | Hydrogen | MI | Dispatch-Import | EmissionsCost | 0 | [6 empty] | 0.42196 | 0
LCP_Inputs_ON_Diverse_2023_04_03 | 2042 | H2 Import - WC | Import | Hydrogen | MI | Dispatch-Import | FuelCost | 0 | [6 empty] | 0.42196 | 0
LCP_Inputs_ON_Diverse_2023_04_03 | 2042 | H2 Import - WC | Import | Hydrogen | MI | Dispatch-Import | VOM | 0 | [6 empty] | 0.42196 | 0
LCP_Inputs_ON_Diverse_2023_04_03 | 2042 | H2 Import - WC | Import | Hydrogen | NY | Dispatch-Import | EmissionsCost | 0 | [6 empty] | 0.42196 | 0
LCP_Inputs_ON_Diverse_2023_04_03 | 2042 | H2 Import - WC | Import | Hydrogen | NY | Dispatch-Import | FuelCost | 0 | [6 empty] | 0.42196 | 0
LCP_Inputs_ON_Diverse_2023_04_03 | 2042 | H2 Import - WC | Import | Hydrogen | NY | Dispatch-Import | VOM | 0 | [6 empty] | 0.42196 | 0
LCP_Inputs_ON_Diverse_2023_04_03 | 2042 | H2 Import - WC | Import | Hydrogen | ON | Dispatch-Import | EmissionsCost | 0 | [6 empty] | 0.42196 | 0
LCP_Inputs_ON_Diverse_2023_04_03 | 2042 | H2 Import - WC | Import | Hydrogen | ON | Dispatch-Import | FuelCost | 0 | [6 empty] | 0.42196 | 0
LCP_Inputs_ON_Diverse_2023_04_03 | 2042 | H2 Import - WC | Import | Hydrogen | ON | Dispatch-Import | VOM | 0 | [6 empty] | 0.42196 | 0
LCP_Inputs_ON_Diverse_2023_04_03 | 2042 | H2 Import - WC | Import | Hydrogen | PJ | Dispatch-Import | EmissionsCost | 0 | [6 empty] | 0.42196 | 0
LCP_Inputs_ON_Diverse_2023_04_03 | 2042 | H2 Import - WC | Import | Hydrogen | PJ | Dispatch-Import | FuelCost | 0 | [6 empty] | 0.42196 | 0
LCP_Inputs_ON_Diverse_2023_04_03 | 2042 | H2 Import - WC | Import | Hydrogen | PJ | Dispatch-Import | VOM | 0 | [6 empty] | 0.42196 | 0
LCP_Inputs_ON_Diverse_2023_04_03 | 2042 | H2 Import - WC | Import | Hydrogen | QC | Dispatch-Import | EmissionsCost | 0 | [6 empty] | 0.42196 | 0
LCP_Inputs_ON_Diverse_2023_04_03 | 2042 | H2 Import - WC | Import | Hydrogen | QC | Dispatch-Import | FuelCost | 0 | [6 empty] | 0.42196 | 0
LCP_Inputs_ON_Diverse_2023_04_03 | 2042 | H2 Import - WC | Import | Hydrogen | QC | Dispatch-Import | VOM | 0 | [6 empty] | 0.42196 | 0
LCP_Inputs_ON_Diverse_2023_04_03 | 2042 | H2 Import - WC | Import | Hydrogen | WC | Dispatch-Import | EmissionsCost | 0 | [6 empty] | 0.42196 | 0
LCP_Inputs_ON_Diverse_2023_04_03 | 2042 | H2 Import - WC | Import | Hydrogen | WC | Dispatch-Import | FuelCost | 322770984.3754 | [6 empty] | 0.42196 | 136194955.5117
LCP_Inputs_ON_Diverse_2023_04_03 | 2042 | H2 Import - WC | Import | Hydrogen | WC | Dispatch-Import | VOM | 0 | [6 empty] | 0.42196 | 0
LCP_Inputs_ON_Diverse_2023_04_03 | 2042 | H2 Salt Cavern Storage - ON | Storage | Hydrogen | MI | Dispatch-Storage | EmissionsCost | 0 | [6 empty] | 0.42196 | 0
LCP_Inputs_ON_Diverse_2023_04_03 | 2042 | H2 Salt Cavern Storage - ON | Storage | Hydrogen | MI | Dispatch-Storage | FuelCost | 0 | [6 empty] | 0.42196 | 0
LCP_Inputs_ON_Diverse_2023_04_03 | 2042 | H2 Salt Cavern Storage - ON | Storage | Hydrogen | MI | Dispatch-Storage | VOM | 0 | [6 empty] | 0.42196 | 0
LCP_Inputs_ON_Diverse_2023_04_03 | 2042 | H2 Salt Cavern Storage - ON | Storage | Hydrogen | NY | Dispatch-Storage | EmissionsCost | 0 | [6 empty] | 0.42196 | 0
LCP_Inputs_ON_Diverse_2023_04_03 | 2042 | H2 Salt Cavern Storage - ON | Storage | Hydrogen | NY | Dispatch-Storage | FuelCost | 0 | [6 empty] | 0.42196 | 0
LCP_Inputs_ON_Diverse_2023_04_03 | 2042 | H2 Salt Cavern Storage - ON | Storage | Hydrogen | NY | Dispatch-Storage | VOM | 0 | [6 empty] | 0.42196 | 0
LCP_Inputs_ON_Diverse_2023_04_03 | 2042 | H2 Salt Cavern Storage - ON | Storage | Hydrogen | ON | Dispatch-Storage | EmissionsCost | 0 | [6 empty] | 0.42196 | 0
LCP_Inputs_ON_Diverse_2023_04_03 | 2042 | H2 Salt Cavern Storage - ON | Storage | Hydrogen | ON | Dispatch-Storage | FuelCost | 0 | [6 empty] | 0.42196 | 0
LCP_Inputs_ON_Diverse_2023_04_03 | 2042 | H2 Salt Cavern Storage - ON | Storage | Hydrogen | ON | Dispatch-Storage | VOM | 60179086.0056 | [6 empty] | 0.42196 | 25392889.5038
LCP_Inputs_ON_Diverse_2023_04_03 | 2042 | H2 Salt Cavern Storage - ON | Storage | Hydrogen | PJ | Dispatch-Storage | EmissionsCost | 0 | [6 empty] | 0.42196 | 0
LCP_Inputs_ON_Diverse_2023_04_03 | 2042 | H2 Salt Cavern Storage - ON | Storage | Hydrogen | PJ | Dispatch-Storage | FuelCost | 0 | [6 empty] | 0.42196 | 0
LCP_Inputs_ON_Diverse_2023_04_03 | 2042 | H2 Salt Cavern Storage - ON | Storage | Hydrogen | PJ | Dispatch-Storage | VOM | 0 | [6 empty] | 0.42196 | 0
LCP_Inputs_ON_Diverse_2023_04_03 | 2042 | H2 Salt Cavern Storage - ON | Storage | Hydrogen | QC | Dispatch-Storage | EmissionsCost | 0 | [6 empty] | 0.42196 | 0
LCP_Inputs_ON_Diverse_2023_04_03 | 2042 | H2 Salt Cavern Storage - ON | Storage | Hydrogen | QC | Dispatch-Storage | FuelCost | 0 | [6 empty] | 0.42196 | 0
LCP_Inputs_ON_Diverse_2023_04_03 | 2042 | H2 Salt Cavern Storage - ON | Storage | Hydrogen | QC | Dispatch-Storage | VOM | 0 | [6 empty] | 0.42196 | 0
LCP_Inputs_ON_Diverse_2023_04_03 | 2042 | H2 Salt Cavern Storage - ON | Storage | Hydrogen | WC | Dispatch-Storage | EmissionsCost | 0 | [6 empty] | 0.42196 | 0
LCP_Inputs_ON_Diverse_2023_04_03 | 2042 | H2 Salt Cavern Storage - ON | Storage | Hydrogen | WC | Dispatch-Storage | FuelCost | 0 | [6 empty] | 0.42196 | 0
LCP_Inputs_ON_Diverse_2023_04_03 | 2042 | H2 Salt Cavern Storage - ON | Storage | Hydrogen | WC | Dispatch-Storage | VOM | 0 | [6 empty] | 0.42196 | 0
LCP_Inputs_ON_Diverse_2023_04_03 | 2042 | Hydro | Generation | Electricity | MI | Dispatch-Generation | EmissionsCost | 0 | [6 empty] | 0.42196 | 0
LCP_Inputs_ON_Diverse_2023_04_03 | 2042 | Hydro | Generation | Electricity | MI | Dispatch-Generation | FuelCost | 0 | [6 empty] | 0.42196 | 0
LCP_Inputs_ON_Diverse_2023_04_03 | 2042 | Hydro | Generation | Electricity | MI | Dispatch-Generation | VOM | 0 | [6 empty] | 0.42196 | 0
LCP_Inputs_ON_Diverse_2023_04_03 | 2042 | Hydro | Generation | Electricity | NY | Dispatch-Generation | EmissionsCost | 0 | [6 empty] | 0.42196 | 0
LCP_Inputs_ON_Diverse_2023_04_03 | 2042 | Hydro | Generation | Electricity | NY | Dispatch-Generation | FuelCost | 0 | [6 empty] | 0.42196 | 0
LCP_Inputs_ON_Diverse_2023_04_03 | 2042 | Hydro | Generation | Electricity | NY | Dispatch-Generation | VOM | 0 | [6 empty] | 0.42196 | 0
LCP_Inputs_ON_Diverse_2023_04_03 | 2042 | Hydro | Generation | Electricity | ON | Dispatch-Generation | EmissionsCost | 0 | [6 empty] | 0.42196 | 0
LCP_Inputs_ON_Diverse_2023_04_03 | 2042 | Hydro | Generation | Electricity | ON | Dispatch-Generation | FuelCost | 0 | [6 empty] | 0.42196 | 0
LCP_Inputs_ON_Diverse_2023_04_03 | 2042 | Hydro | Generation | Electricity | ON | Dispatch-Generation | VOM | 0 | [6 empty] | 0.42196 | 0
LCP_Inputs_ON_Diverse_2023_04_03 | 2042 | Hydro | Generation | Electricity | PJ | Dispatch-Generation | EmissionsCost | 0 | [6 empty] | 0.42196 | 0
LCP_Inputs_ON_Diverse_2023_04_03 | 2042 | Hydro | Generation | Electricity | PJ | Dispatch-Generation | FuelCost | 0 | [6 empty] | 0.42196 | 0
LCP_Inputs_ON_Diverse_2023_04_03 | 2042 | Hydro | Generation | Electricity | PJ | Dispatch-Generation | VOM | 0 | [6 empty] | 0.42196 | 0
LCP_Inputs_ON_Diverse_2023_04_03 | 2042 | Hydro | Generation | Electricity | QC | Dispatch-Generation | EmissionsCost | 0 | [6 empty] | 0.42196 | 0
LCP_Inputs_ON_Diverse_2023_04_03 | 2042 | Hydro | Generation | Electricity | QC | Dispatch-Generation | FuelCost | 0 | [6 empty] | 0.42196 | 0
LCP_Inputs_ON_Diverse_2023_04_03 | 2042 | Hydro | Generation | Electricity | QC | Dispatch-Generation | VOM | 0 | [6 empty] | 0.42196 | 0
LCP_Inputs_ON_Diverse_2023_04_03 | 2042 | Hydro | Generation | Electricity | WC | Dispatch-Generation | EmissionsCost | 0 | [6 empty] | 0.42196 | 0
LCP_Inputs_ON_Diverse_2023_04_03 | 2042 | Hydro | Generation | Electricity | WC | Dispatch-Generation | FuelCost | 0 | [6 empty] | 0.42196 | 0
LCP_Inputs_ON_Diverse_2023_04_03 | 2042 | Hydro | Generation | Electricity | WC | Dispatch-Generation | VOM | 0 | [6 empty] | 0.42196 | 0
LCP_Inputs_ON_Diverse_2023_04_03 | 2042 | Hydro Pumped Storage | Storage | Electricity | MI | Dispatch-Storage | EmissionsCost | 0 | [6 empty] | 0.42196 | 0
LCP_Inputs_ON_Diverse_2023_04_03 | 2042 | Hydro Pumped Storage | Storage | Electricity | MI | Dispatch-Storage | FuelCost | 0 | [6 empty] | 0.42196 | 0
LCP_Inputs_ON_Diverse_2023_04_03 | 2042 | Hydro Pumped Storage | Storage | Electricity | MI | Dispatch-Storage | VOM | 0 | [6 empty] | 0.42196 | 0
LCP_Inputs_ON_Diverse_2023_04_03 | 2042 | Hydro Pumped Storage | Storage | Electricity | NY | Dispatch-Storage | EmissionsCost | 0 | [6 empty] | 0.42196 | 0
LCP_Inputs_ON_Diverse_2023_04_03 | 2042 | Hydro Pumped Storage | Storage | Electricity | NY | Dispatch-Storage | FuelCost | 0 | [6 empty] | 0.42196 | 0
LCP_Inputs_ON_Diverse_2023_04_03 | 2042 | Hydro Pumped Storage | Storage | Electricity | NY | Dispatch-Storage | VOM | 0 | [6 empty] | 0.42196 | 0
LCP_Inputs_ON_Diverse_2023_04_03 | 2042 | Hydro Pumped Storage | Storage | Electricity | ON | Dispatch-Storage | EmissionsCost | 0 | [6 empty] | 0.42196 | 0
LCP_Inputs_ON_Diverse_2023_04_03 | 2042 | Hydro Pumped Storage | Storage | Electricity | ON | Dispatch-Storage | FuelCost | 0 | [6 empty] | 0.42196 | 0
LCP_Inputs_ON_Diverse_2023_04_03 | 2042 | Hydro Pumped Storage | Storage | Electricity | ON | Dispatch-Storage | VOM | 0 | [6 empty] | 0.42196 | 0
LCP_Inputs_ON_Diverse_2023_04_03 | 2042 | Hydro Pumped Storage | Storage | Electricity | PJ | Dispatch-Storage | EmissionsCost | 0 | [6 empty] | 0.42196 | 0
LCP_Inputs_ON_Diverse_2023_04_03 | 2042 | Hydro Pumped Storage | Storage | Electricity | PJ | Dispatch-Storage | FuelCost | 0 | [6 empty] | 0.42196 | 0
LCP_Inputs_ON_Diverse_2023_04_03 | 2042 | Hydro Pumped Storage | Storage | Electricity | PJ | Dispatch-Storage | VOM | 0 | [6 empty] | 0.42196 | 0
LCP_Inputs_ON_Diverse_2023_04_03 | 2042 | Hydro Pumped Storage | Storage | Electricity | QC | Dispatch-Storage | EmissionsCost | 0 | [6 empty] | 0.42196 | 0
LCP_Inputs_ON_Diverse_2023_04_03 | 2042 | Hydro Pumped Storage | Storage | Electricity | QC | Dispatch-Storage | FuelCost | 0 | [6 empty] | 0.42196 | 0
LCP_Inputs_ON_Diverse_2023_04_03 | 2042 | Hydro Pumped Storage | Storage | Electricity | QC | Dispatch-Storage | VOM | 0 | [6 empty] | 0.42196 | 0
LCP_Inputs_ON_Diverse_2023_04_03 | 2042 | Hydro Pumped Storage | Storage | Electricity | WC | Dispatch-Storage | EmissionsCost | 0 | [6 empty] | 0.42196 | 0
LCP_Inputs_ON_Diverse_2023_04_03 | 2042 | Hydro Pumped Storage | Storage | Electricity | WC | Dispatch-Storage | FuelCost | 0 | [6 empty] | 0.42196 | 0
LCP_Inputs_ON_Diverse_2023_04_03 | 2042 | Hydro Pumped Storage | Storage | Electricity | WC | Dispatch-Storage | VOM | 0 | [6 empty] | 0.42196 | 0
LCP_Inputs_ON_Diverse_2023_04_03 | 2042 | Nuclear | Generation | Electricity | MI | Dispatch-Generation | EmissionsCost | 0 | [6 empty] | 0.42196 | 0
LCP_Inputs_ON_Diverse_2023_04_03 | 2042 | Nuclear | Generation | Electricity | MI | Dispatch-Generation | FuelCost | 0 | [6 empty] | 0.42196 | 0
LCP_Inputs_ON_Diverse_2023_04_03 | 2042 | Nuclear | Generation | Electricity | MI | Dispatch-Generation | VOM | 2762866296.96 | [6 empty] | 0.42196 | 1165806316.5977
LCP_Inputs_ON_Diverse_2023_04_03 | 2042 | Nuclear | Generation | Electricity | NY | Dispatch-Generation | EmissionsCost | 0 | [6 empty] | 0.42196 | 0
LCP_Inputs_ON_Diverse_2023_04_03 | 2042 | Nuclear | Generation | Electricity | NY | Dispatch-Generation | FuelCost | 0 | [6 empty] | 0.42196 | 0
LCP_Inputs_ON_Diverse_2023_04_03 | 2042 | Nuclear | Generation | Electricity | NY | Dispatch-Generation | VOM | 2246155230.144 | [6 empty] | 0.42196 | 947777298.6127
LCP_Inputs_ON_Diverse_2023_04_03 | 2042 | Nuclear | Generation | Electricity | ON | Dispatch-Generation | EmissionsCost | 0 | [6 empty] | 0.42196 | 0
LCP_Inputs_ON_Diverse_2023_04_03 | 2042 | Nuclear | Generation | Electricity | ON | Dispatch-Generation | FuelCost | 0 | [6 empty] | 0.42196 | 0
LCP_Inputs_ON_Diverse_2023_04_03 | 2042 | Nuclear | Generation | Electricity | ON | Dispatch-Generation | VOM | 7823178339.984 | [6 empty] | 0.42196 | 3301032241.2846
LCP_Inputs_ON_Diverse_2023_04_03 | 2042 | Nuclear | Generation | Electricity | PJ | Dispatch-Generation | EmissionsCost | 0 | [6 empty] | 0.42196 | 0
LCP_Inputs_ON_Diverse_2023_04_03 | 2042 | Nuclear | Generation | Electricity | PJ | Dispatch-Generation | FuelCost | 0 | [6 empty] | 0.42196 | 0
LCP_Inputs_ON_Diverse_2023_04_03 | 2042 | Nuclear | Generation | Electricity | PJ | Dispatch-Generation | VOM | 6401347648.6848 | [6 empty] | 0.42196 | 2701083122.1857
LCP_Inputs_ON_Diverse_2023_04_03 | 2042 | Nuclear | Generation | Electricity | QC | Dispatch-Generation | EmissionsCost | 0 | [6 empty] | 0.42196 | 0
LCP_Inputs_ON_Diverse_2023_04_03 | 2042 | Nuclear | Generation | Electricity | QC | Dispatch-Generation | FuelCost | 0 | [6 empty] | 0.42196 | 0
LCP_Inputs_ON_Diverse_2023_04_03 | 2042 | Nuclear | Generation | Electricity | QC | Dispatch-Generation | VOM | 0 | [6 empty] | 0.42196 | 0
LCP_Inputs_ON_Diverse_2023_04_03 | 2042 | Nuclear | Generation | Electricity | WC | Dispatch-Generation | EmissionsCost | 0 | [6 empty] | 0.42196 | 0
LCP_Inputs_ON_Diverse_2023_04_03 | 2042 | Nuclear | Generation | Electricity | WC | Dispatch-Generation | FuelCost | 0 | [6 empty] | 0.42196 | 0
LCP_Inputs_ON_Diverse_2023_04_03 | 2042 | Nuclear | Generation | Electricity | WC | Dispatch-Generation | VOM | 0 | [6 empty] | 0.42196 | 0
LCP_Inputs_ON_Diverse_2023_04_03 | 2042 | Nuclear SMR | Generation | Electricity | MI | Dispatch-Generation | EmissionsCost | 0 | [6 empty] | 0.42196 | 0
LCP_Inputs_ON_Diverse_2023_04_03 | 2042 | Nuclear SMR | Generation | Electricity | MI | Dispatch-Generation | FuelCost | 0 | [6 empty] | 0.42196 | 0
LCP_Inputs_ON_Diverse_2023_04_03 | 2042 | Nuclear SMR | Generation | Electricity | MI | Dispatch-Generation | VOM | 0 | [6 empty] | 0.42196 | 0
LCP_Inputs_ON_Diverse_2023_04_03 | 2042 | Nuclear SMR | Generation | Electricity | NY | Dispatch-Generation | EmissionsCost | 0 | [6 empty] | 0.42196 | 0
LCP_Inputs_ON_Diverse_2023_04_03 | 2042 | Nuclear SMR | Generation | Electricity | NY | Dispatch-Generation | FuelCost | 0 | [6 empty] | 0.42196 | 0
LCP_Inputs_ON_Diverse_2023_04_03 | 2042 | Nuclear SMR | Generation | Electricity | NY | Dispatch-Generation | VOM | 0 | [6 empty] | 0.42196 | 0
LCP_Inputs_ON_Diverse_2023_04_03 | 2042 | Nuclear SMR | Generation | Electricity | ON | Dispatch-Generation | EmissionsCost | 0 | [6 empty] | 0.42196 | 0
LCP_Inputs_ON_Diverse_2023_04_03 | 2042 | Nuclear SMR | Generation | Electricity | ON | Dispatch-Generation | FuelCost | 0 | [6 empty] | 0.42196 | 0
LCP_Inputs_ON_Diverse_2023_04_03 | 2042 | Nuclear SMR | Generation | Electricity | ON | Dispatch-Generation | VOM | 17018020.8 | [6 empty] | 0.42196 | 7180845.5467
LCP_Inputs_ON_Diverse_2023_04_03 | 2042 | Nuclear SMR | Generation | Electricity | PJ | Dispatch-Generation | EmissionsCost | 0 | [6 empty] | 0.42196 | 0
LCP_Inputs_ON_Diverse_2023_04_03 | 2042 | Nuclear SMR | Generation | Electricity | PJ | Dispatch-Generation | FuelCost | 0 | [6 empty] | 0.42196 | 0
LCP_Inputs_ON_Diverse_2023_04_03 | 2042 | Nuclear SMR | Generation | Electricity | PJ | Dispatch-Generation | VOM | 0 | [6 empty] | 0.42196 | 0
LCP_Inputs_ON_Diverse_2023_04_03 | 2042 | Nuclear SMR | Generation | Electricity | QC | Dispatch-Generation | EmissionsCost | 0 | [6 empty] | 0.42196 | 0
LCP_Inputs_ON_Diverse_2023_04_03 | 2042 | Nuclear SMR | Generation | Electricity | QC | Dispatch-Generation | FuelCost | 0 | [6 empty] | 0.42196 | 0
LCP_Inputs_ON_Diverse_2023_04_03 | 2042 | Nuclear SMR | Generation | Electricity | QC | Dispatch-Generation | VOM | 0 | [6 empty] | 0.42196 | 0
LCP_Inputs_ON_Diverse_2023_04_03 | 2042 | Nuclear SMR | Generation | Electricity | WC | Dispatch-Generation | EmissionsCost | 0 | [6 empty] | 0.42196 | 0
LCP_Inputs_ON_Diverse_2023_04_03 | 2042 | Nuclear SMR | Generation | Electricity | WC | Dispatch-Generation | FuelCost | 0 | [6 empty] | 0.42196 | 0
LCP_Inputs_ON_Diverse_2023_04_03 | 2042 | Nuclear SMR | Generation | Electricity | WC | Dispatch-Generation | VOM | 0 | [6 empty] | 0.42196 | 0
LCP_Inputs_ON_Diverse_2023_04_03 | 2042 | O/CCGT - CH4 Existing | Crossload | Electricity | MI | Dispatch-Crossload | EmissionsCost | 0 | [6 empty] | 0.42196 | 0
LCP_Inputs_ON_Diverse_2023_04_03 | 2042 | O/CCGT - CH4 Existing | Crossload | Electricity | MI | Dispatch-Crossload | FuelCost | 0 | [6 empty] | 0.42196 | 0
LCP_Inputs_ON_Diverse_2023_04_03 | 2042 | O/CCGT - CH4 Existing | Crossload | Electricity | MI | Dispatch-Crossload | VOM | 0 | [6 empty] | 0.42196 | 0
LCP_Inputs_ON_Diverse_2023_04_03 | 2042 | O/CCGT - CH4 Existing | Crossload | Electricity | NY | Dispatch-Crossload | EmissionsCost | 0 | [6 empty] | 0.42196 | 0
LCP_Inputs_ON_Diverse_2023_04_03 | 2042 | O/CCGT - CH4 Existing | Crossload | Electricity | NY | Dispatch-Crossload | FuelCost | 0 | [6 empty] | 0.42196 | 0
LCP_Inputs_ON_Diverse_2023_04_03 | 2042 | O/CCGT - CH4 Existing | Crossload | Electricity | NY | Dispatch-Crossload | VOM | 0 | [6 empty] | 0.42196 | 0
LCP_Inputs_ON_Diverse_2023_04_03 | 2042 | O/CCGT - CH4 Existing | Crossload | Electricity | ON | Dispatch-Crossload | EmissionsCost | 3390434.5216 | [6 empty] | 0.42196 | 1430612.1095
LCP_Inputs_ON_Diverse_2023_04_03 | 2042 | O/CCGT - CH4 Existing | Crossload | Electricity | ON | Dispatch-Crossload | FuelCost | 0 | [6 empty] | 0.42196 | 0
LCP_Inputs_ON_Diverse_2023_04_03 | 2042 | O/CCGT - CH4 Existing | Crossload | Electricity | ON | Dispatch-Crossload | VOM | 205052.9936 | [6 empty] | 0.42196 | 86523.2152
LCP_Inputs_ON_Diverse_2023_04_03 | 2042 | O/CCGT - CH4 Existing | Crossload | Electricity | PJ | Dispatch-Crossload | EmissionsCost | 0 | [6 empty] | 0.42196 | 0
LCP_Inputs_ON_Diverse_2023_04_03 | 2042 | O/CCGT - CH4 Existing | Crossload | Electricity | PJ | Dispatch-Crossload | FuelCost | 0 | [6 empty] | 0.42196 | 0
LCP_Inputs_ON_Diverse_2023_04_03 | 2042 | O/CCGT - CH4 Existing | Crossload | Electricity | PJ | Dispatch-Crossload | VOM | 0 | [6 empty] | 0.42196 | 0
LCP_Inputs_ON_Diverse_2023_04_03 | 2042 | O/CCGT - CH4 Existing | Crossload | Electricity | QC | Dispatch-Crossload | EmissionsCost | 0 | [6 empty] | 0.42196 | 0
LCP_Inputs_ON_Diverse_2023_04_03 | 2042 | O/CCGT - CH4 Existing | Crossload | Electricity | QC | Dispatch-Crossload | FuelCost | 0 | [6 empty] | 0.42196 | 0
LCP_Inputs_ON_Diverse_2023_04_03 | 2042 | O/CCGT - CH4 Existing | Crossload | Electricity | QC | Dispatch-Crossload | VOM | 0 | [6 empty] | 0.42196 | 0
LCP_Inputs_ON_Diverse_2023_04_03 | 2042 | O/CCGT - CH4 Existing | Crossload | Electricity | WC | Dispatch-Crossload | EmissionsCost | 0 | [6 empty] | 0.42196 | 0
LCP_Inputs_ON_Diverse_2023_04_03 | 2042 | O/CCGT - CH4 Existing | Crossload | Electricity | WC | Dispatch-Crossload | FuelCost | 0 | [6 empty] | 0.42196 | 0
LCP_Inputs_ON_Diverse_2023_04_03 | 2042 | O/CCGT - CH4 Existing | Crossload | Electricity | WC | Dispatch-Crossload | VOM | 0 | [6 empty] | 0.42196 | 0
LCP_Inputs_ON_Diverse_2023_04_03 | 2042 | O/CCGT - CH4 New | Crossload | Electricity | MI | Dispatch-Crossload | EmissionsCost | 0 | [6 empty] | 0.42196 | 0
LCP_Inputs_ON_Diverse_2023_04_03 | 2042 | O/CCGT - CH4 New | Crossload | Electricity | MI | Dispatch-Crossload | FuelCost | 0 | [6 empty] | 0.42196 | 0
LCP_Inputs_ON_Diverse_2023_04_03 | 2042 | O/CCGT - CH4 New | Crossload | Electricity | MI | Dispatch-Crossload | VOM | 0 | [6 empty] | 0.42196 | 0
LCP_Inputs_ON_Diverse_2023_04_03 | 2042 | O/CCGT - CH4 New | Crossload | Electricity | NY | Dispatch-Crossload | EmissionsCost | 0 | [6 empty] | 0.42196 | 0
LCP_Inputs_ON_Diverse_2023_04_03 | 2042 | O/CCGT - CH4 New | Crossload | Electricity | NY | Dispatch-Crossload | FuelCost | 0 | [6 empty] | 0.42196 | 0
LCP_Inputs_ON_Diverse_2023_04_03 | 2042 | O/CCGT - CH4 New | Crossload | Electricity | NY | Dispatch-Crossload | VOM | 0 | [6 empty] | 0.42196 | 0
LCP_Inputs_ON_Diverse_2023_04_03 | 2042 | O/CCGT - CH4 New | Crossload | Electricity | ON | Dispatch-Crossload | EmissionsCost | 1511114.6946 | [6 empty] | 0.42196 | 637622.9852
LCP_Inputs_ON_Diverse_2023_04_03 | 2042 | O/CCGT - CH4 New | Crossload | Electricity | ON | Dispatch-Crossload | FuelCost | 0 | [6 empty] | 0.42196 | 0
LCP_Inputs_ON_Diverse_2023_04_03 | 2042 | O/CCGT - CH4 New | Crossload | Electricity | ON | Dispatch-Crossload | VOM | 91392 | [6 empty] | 0.42196 | 38563.3467
LCP_Inputs_ON_Diverse_2023_04_03 | 2042 | O/CCGT - CH4 New | Crossload | Electricity | PJ | Dispatch-Crossload | EmissionsCost | 0 | [6 empty] | 0.42196 | 0
LCP_Inputs_ON_Diverse_2023_04_03 | 2042 | O/CCGT - CH4 New | Crossload | Electricity | PJ | Dispatch-Crossload | FuelCost | 0 | [6 empty] | 0.42196 | 0
LCP_Inputs_ON_Diverse_2023_04_03 | 2042 | O/CCGT - CH4 New | Crossload | Electricity | PJ | Dispatch-Crossload | VOM | 0 | [6 empty] | 0.42196 | 0
LCP_Inputs_ON_Diverse_2023_04_03 | 2042 | O/CCGT - CH4 New | Crossload | Electricity | QC | Dispatch-Crossload | EmissionsCost | 0 | [6 empty] | 0.42196 | 0
LCP_Inputs_ON_Diverse_2023_04_03 | 2042 | O/CCGT - CH4 New | Crossload | Electricity | QC | Dispatch-Crossload | FuelCost | 0 | [6 empty] | 0.42196 | 0
LCP_Inputs_ON_Diverse_2023_04_03 | 2042 | O/CCGT - CH4 New | Crossload | Electricity | QC | Dispatch-Crossload | VOM | 0 | [6 empty] | 0.42196 | 0
LCP_Inputs_ON_Diverse_2023_04_03 | 2042 | O/CCGT - CH4 New | Crossload | Electricity | WC | Dispatch-Crossload | EmissionsCost | 0 | [6 empty] | 0.42196 | 0
LCP_Inputs_ON_Diverse_2023_04_03 | 2042 | O/CCGT - CH4 New | Crossload | Electricity | WC | Dispatch-Crossload | FuelCost | 0 | [6 empty] | 0.42196 | 0
LCP_Inputs_ON_Diverse_2023_04_03 | 2042 | O/CCGT - CH4 New | Crossload | Electricity | WC | Dispatch-Crossload | VOM | 0 | [6 empty] | 0.42196 | 0
LCP_Inputs_ON_Diverse_2023_04_03 | 2042 | O/CCGT - H2 New | Crossload | Electricity | MI | Dispatch-Crossload | EmissionsCost | 0 | [6 empty] | 0.42196 | 0
LCP_Inputs_ON_Diverse_2023_04_03 | 2042 | O/CCGT - H2 New | Crossload | Electricity | MI | Dispatch-Crossload | FuelCost | 0 | [6 empty] | 0.42196 | 0
LCP_Inputs_ON_Diverse_2023_04_03 | 2042 | O/CCGT - H2 New | Crossload | Electricity | MI | Dispatch-Crossload | VOM | 0 | [6 empty] | 0.42196 | 0
LCP_Inputs_ON_Diverse_2023_04_03 | 2042 | O/CCGT - H2 New | Crossload | Electricity | NY | Dispatch-Crossload | EmissionsCost | 0 | [6 empty] | 0.42196 | 0
LCP_Inputs_ON_Diverse_2023_04_03 | 2042 | O/CCGT - H2 New | Crossload | Electricity | NY | Dispatch-Crossload | FuelCost | 0 | [6 empty] | 0.42196 | 0
LCP_Inputs_ON_Diverse_2023_04_03 | 2042 | O/CCGT - H2 New | Crossload | Electricity | NY | Dispatch-Crossload | VOM | 0 | [6 empty] | 0.42196 | 0
LCP_Inputs_ON_Diverse_2023_04_03 | 2042 | O/CCGT - H2 New | Crossload | Electricity | ON | Dispatch-Crossload | EmissionsCost | 0 | [6 empty] | 0.42196 | 0
LCP_Inputs_ON_Diverse_2023_04_03 | 2042 | O/CCGT - H2 New | Crossload | Electricity | ON | Dispatch-Crossload | FuelCost | 0 | [6 empty] | 0.42196 | 0
LCP_Inputs_ON_Diverse_2023_04_03 | 2042 | O/CCGT - H2 New | Crossload | Electricity | ON | Dispatch-Crossload | VOM | 7909597.6597 | [6 empty] | 0.42196 | 3337497.3388
LCP_Inputs_ON_Diverse_2023_04_03 | 2042 | O/CCGT - H2 New | Crossload | Electricity | PJ | Dispatch-Crossload | EmissionsCost | 0 | [6 empty] | 0.42196 | 0
LCP_Inputs_ON_Diverse_2023_04_03 | 2042 | O/CCGT - H2 New | Crossload | Electricity | PJ | Dispatch-Crossload | FuelCost | 0 | [6 empty] | 0.42196 | 0
LCP_Inputs_ON_Diverse_2023_04_03 | 2042 | O/CCGT - H2 New | Crossload | Electricity | PJ | Dispatch-Crossload | VOM | 0 | [6 empty] | 0.42196 | 0
LCP_Inputs_ON_Diverse_2023_04_03 | 2042 | O/CCGT - H2 New | Crossload | Electricity | QC | Dispatch-Crossload | EmissionsCost | 0 | [6 empty] | 0.42196 | 0
LCP_Inputs_ON_Diverse_2023_04_03 | 2042 | O/CCGT - H2 New | Crossload | Electricity | QC | Dispatch-Crossload | FuelCost | 0 | [6 empty] | 0.42196 | 0
LCP_Inputs_ON_Diverse_2023_04_03 | 2042 | O/CCGT - H2 New | Crossload | Electricity | QC | Dispatch-Crossload | VOM | 0 | [6 empty] | 0.42196 | 0
LCP_Inputs_ON_Diverse_2023_04_03 | 2042 | O/CCGT - H2 New | Crossload | Electricity | WC | Dispatch-Crossload | EmissionsCost | 0 | [6 empty] | 0.42196 | 0
LCP_Inputs_ON_Diverse_2023_04_03 | 2042 | O/CCGT - H2 New | Crossload | Electricity | WC | Dispatch-Crossload | FuelCost | 0 | [6 empty] | 0.42196 | 0
LCP_Inputs_ON_Diverse_2023_04_03 | 2042 | O/CCGT - H2 New | Crossload | Electricity | WC | Dispatch-Crossload | VOM | 0 | [6 empty] | 0.42196 | 0
LCP_Inputs_ON_Diverse_2023_04_03 | 2042 | SMR CCS | Crossload | Hydrogen | MI | Dispatch-Crossload | EmissionsCost | 0 | [6 empty] | 0.42196 | 0
LCP_Inputs_ON_Diverse_2023_04_03 | 2042 | SMR CCS | Crossload | Hydrogen | MI | Dispatch-Crossload | FuelCost | 0 | [6 empty] | 0.42196 | 0
LCP_Inputs_ON_Diverse_2023_04_03 | 2042 | SMR CCS | Crossload | Hydrogen | MI | Dispatch-Crossload | VOM | 0 | [6 empty] | 0.42196 | 0
LCP_Inputs_ON_Diverse_2023_04_03 | 2042 | SMR CCS | Crossload | Hydrogen | NY | Dispatch-Crossload | EmissionsCost | 0 | [6 empty] | 0.42196 | 0
LCP_Inputs_ON_Diverse_2023_04_03 | 2042 | SMR CCS | Crossload | Hydrogen | NY | Dispatch-Crossload | FuelCost | 0 | [6 empty] | 0.42196 | 0
LCP_Inputs_ON_Diverse_2023_04_03 | 2042 | SMR CCS | Crossload | Hydrogen | NY | Dispatch-Crossload | VOM | 0 | [6 empty] | 0.42196 | 0
LCP_Inputs_ON_Diverse_2023_04_03 | 2042 | SMR CCS | Crossload | Hydrogen | ON | Dispatch-Crossload | EmissionsCost | 226893188.4492 | [6 empty] | 0.42196 | 95738803.0605
LCP_Inputs_ON_Diverse_2023_04_03 | 2042 | SMR CCS | Crossload | Hydrogen | ON | Dispatch-Crossload | FuelCost | 0 | [6 empty] | 0.42196 | 0
LCP_Inputs_ON_Diverse_2023_04_03 | 2042 | SMR CCS | Crossload | Hydrogen | ON | Dispatch-Crossload | VOM | 449952760.7082 | [6 empty] | 0.42196 | 189859991.1191
LCP_Inputs_ON_Diverse_2023_04_03 | 2042 | SMR CCS | Crossload | Hydrogen | PJ | Dispatch-Crossload | EmissionsCost | 0 | [6 empty] | 0.42196 | 0
LCP_Inputs_ON_Diverse_2023_04_03 | 2042 | SMR CCS | Crossload | Hydrogen | PJ | Dispatch-Crossload | FuelCost | 0 | [6 empty] | 0.42196 | 0
LCP_Inputs_ON_Diverse_2023_04_03 | 2042 | SMR CCS | Crossload | Hydrogen | PJ | Dispatch-Crossload | VOM | 0 | [6 empty] | 0.42196 | 0
LCP_Inputs_ON_Diverse_2023_04_03 | 2042 | SMR CCS | Crossload | Hydrogen | QC | Dispatch-Crossload | EmissionsCost | 0 | [6 empty] | 0.42196 | 0
LCP_Inputs_ON_Diverse_2023_04_03 | 2042 | SMR CCS | Crossload | Hydrogen | QC | Dispatch-Crossload | FuelCost | 0 | [6 empty] | 0.42196 | 0
LCP_Inputs_ON_Diverse_2023_04_03 | 2042 | SMR CCS | Crossload | Hydrogen | QC | Dispatch-Crossload | VOM | 0 | [6 empty] | 0.42196 | 0
LCP_Inputs_ON_Diverse_2023_04_03 | 2042 | SMR CCS | Crossload | Hydrogen | WC | Dispatch-Crossload | EmissionsCost | 0 | [6 empty] | 0.42196 | 0
LCP_Inputs_ON_Diverse_2023_04_03 | 2042 | SMR CCS | Crossload | Hydrogen | WC | Dispatch-Crossload | FuelCost | 0 | [6 empty] | 0.42196 | 0
LCP_Inputs_ON_Diverse_2023_04_03 | 2042 | SMR CCS | Crossload | Hydrogen | WC | Dispatch-Crossload | VOM | 0 | [6 empty] | 0.42196 | 0
LCP_Inputs_ON_Diverse_2023_04_03 | 2042 | Solar PV | Generation | Electricity | MI | Dispatch-Generation | EmissionsCost | 0 | [6 empty] | 0.42196 | 0
LCP_Inputs_ON_Diverse_2023_04_03 | 2042 | Solar PV | Generation | Electricity | MI | Dispatch-Generation | FuelCost | 0 | [6 empty] | 0.42196 | 0
LCP_Inputs_ON_Diverse_2023_04_03 | 2042 | Solar PV | Generation | Electricity | MI | Dispatch-Generation | VOM | 0 | [6 empty] | 0.42196 | 0
LCP_Inputs_ON_Diverse_2023_04_03 | 2042 | Solar PV | Generation | Electricity | NY | Dispatch-Generation | EmissionsCost | 0 | [6 empty] | 0.42196 | 0
LCP_Inputs_ON_Diverse_2023_04_03 | 2042 | Solar PV | Generation | Electricity | NY | Dispatch-Generation | FuelCost | 0 | [6 empty] | 0.42196 | 0
LCP_Inputs_ON_Diverse_2023_04_03 | 2042 | Solar PV | Generation | Electricity | NY | Dispatch-Generation | VOM | 0 | [6 empty] | 0.42196 | 0
LCP_Inputs_ON_Diverse_2023_04_03 | 2042 | Solar PV | Generation | Electricity | ON | Dispatch-Generation | EmissionsCost | 0 | [6 empty] | 0.42196 | 0
LCP_Inputs_ON_Diverse_2023_04_03 | 2042 | Solar PV | Generation | Electricity | ON | Dispatch-Generation | FuelCost | 0 | [6 empty] | 0.42196 | 0
LCP_Inputs_ON_Diverse_2023_04_03 | 2042 | Solar PV | Generation | Electricity | ON | Dispatch-Generation | VOM | 0 | [6 empty] | 0.42196 | 0
LCP_Inputs_ON_Diverse_2023_04_03 | 2042 | Solar PV | Generation | Electricity | PJ | Dispatch-Generation | EmissionsCost | 0 | [6 empty] | 0.42196 | 0
LCP_Inputs_ON_Diverse_2023_04_03 | 2042 | Solar PV | Generation | Electricity | PJ | Dispatch-Generation | FuelCost | 0 | [6 empty] | 0.42196 | 0
LCP_Inputs_ON_Diverse_2023_04_03 | 2042 | Solar PV | Generation | Electricity | PJ | Dispatch-Generation | VOM | 0 | [6 empty] | 0.42196 | 0
LCP_Inputs_ON_Diverse_2023_04_03 | 2042 | Solar PV | Generation | Electricity | QC | Dispatch-Generation | EmissionsCost | 0 | [6 empty] | 0.42196 | 0
LCP_Inputs_ON_Diverse_2023_04_03 | 2042 | Solar PV | Generation | Electricity | QC | Dispatch-Generation | FuelCost | 0 | [6 empty] | 0.42196 | 0
LCP_Inputs_ON_Diverse_2023_04_03 | 2042 | Solar PV | Generation | Electricity | QC | Dispatch-Generation | VOM | 0 | [6 empty] | 0.42196 | 0
LCP_Inputs_ON_Diverse_2023_04_03 | 2042 | Solar PV | Generation | Electricity | WC | Dispatch-Generation | EmissionsCost | 0 | [6 empty] | 0.42196 | 0
LCP_Inputs_ON_Diverse_2023_04_03 | 2042 | Solar PV | Generation | Electricity | WC | Dispatch-Generation | FuelCost | 0 | [6 empty] | 0.42196 | 0
LCP_Inputs_ON_Diverse_2023_04_03 | 2042 | Solar PV | Generation | Electricity | WC | Dispatch-Generation | VOM | 0 | [6 empty] | 0.42196 | 0
LCP_Inputs_ON_Diverse_2023_04_03 | 2042 | Wind Offshore | Generation | Electricity | MI | Dispatch-Generation | EmissionsCost | 0 | [6 empty] | 0.42196 | 0
LCP_Inputs_ON_Diverse_2023_04_03 | 2042 | Wind Offshore | Generation | Electricity | MI | Dispatch-Generation | FuelCost | 0 | [6 empty] | 0.42196 | 0
LCP_Inputs_ON_Diverse_2023_04_03 | 2042 | Wind Offshore | Generation | Electricity | MI | Dispatch-Generation | VOM | 0 | [6 empty] | 0.42196 | 0
LCP_Inputs_ON_Diverse_2023_04_03 | 2042 | Wind Offshore | Generation | Electricity | NY | Dispatch-Generation | EmissionsCost | 0 | [6 empty] | 0.42196 | 0
LCP_Inputs_ON_Diverse_2023_04_03 | 2042 | Wind Offshore | Generation | Electricity | NY | Dispatch-Generation | FuelCost | 0 | [6 empty] | 0.42196 | 0
LCP_Inputs_ON_Diverse_2023_04_03 | 2042 | Wind Offshore | Generation | Electricity | NY | Dispatch-Generation | VOM | 0 | [6 empty] | 0.42196 | 0
LCP_Inputs_ON_Diverse_2023_04_03 | 2042 | Wind Offshore | Generation | Electricity | ON | Dispatch-Generation | EmissionsCost | 0 | [6 empty] | 0.42196 | 0
LCP_Inputs_ON_Diverse_2023_04_03 | 2042 | Wind Offshore | Generation | Electricity | ON | Dispatch-Generation | FuelCost | 0 | [6 empty] | 0.42196 | 0
LCP_Inputs_ON_Diverse_2023_04_03 | 2042 | Wind Offshore | Generation | Electricity | ON | Dispatch-Generation | VOM | 0 | [6 empty] | 0.42196 | 0
LCP_Inputs_ON_Diverse_2023_04_03 | 2042 | Wind Offshore | Generation | Electricity | PJ | Dispatch-Generation | EmissionsCost | 0 | [6 empty] | 0.42196 | 0
LCP_Inputs_ON_Diverse_2023_04_03 | 2042 | Wind Offshore | Generation | Electricity | PJ | Dispatch-Generation | FuelCost | 0 | [6 empty] | 0.42196 | 0
LCP_Inputs_ON_Diverse_2023_04_03 | 2042 | Wind Offshore | Generation | Electricity | PJ | Dispatch-Generation | VOM | 0 | [6 empty] | 0.42196 | 0
LCP_Inputs_ON_Diverse_2023_04_03 | 2042 | Wind Offshore | Generation | Electricity | QC | Dispatch-Generation | EmissionsCost | 0 | [6 empty] | 0.42196 | 0
LCP_Inputs_ON_Diverse_2023_04_03 | 2042 | Wind Offshore | Generation | Electricity | QC | Dispatch-Generation | FuelCost | 0 | [6 empty] | 0.42196 | 0
LCP_Inputs_ON_Diverse_2023_04_03 | 2042 | Wind Offshore | Generation | Electricity | QC | Dispatch-Generation | VOM | 0 | [6 empty] | 0.42196 | 0
LCP_Inputs_ON_Diverse_2023_04_03 | 2042 | Wind Offshore | Generation | Electricity | WC | Dispatch-Generation | EmissionsCost | 0 | [6 empty] | 0.42196 | 0
LCP_Inputs_ON_Diverse_2023_04_03 | 2042 | Wind Offshore | Generation | Electricity | WC | Dispatch-Generation | FuelCost | 0 | [6 empty] | 0.42196 | 0
LCP_Inputs_ON_Diverse_2023_04_03 | 2042 | Wind Offshore | Generation | Electricity | WC | Dispatch-Generation | VOM | 0 | [6 empty] | 0.42196 | 0
LCP_Inputs_ON_Diverse_2023_04_03 | 2042 | Wind Onshore | Generation | Electricity | MI | Dispatch-Generation | EmissionsCost | 0 | [6 empty] | 0.42196 | 0
LCP_Inputs_ON_Diverse_2023_04_03 | 2042 | Wind Onshore | Generation | Electricity | MI | Dispatch-Generation | FuelCost | 0 | [6 empty] | 0.42196 | 0
LCP_Inputs_ON_Diverse_2023_04_03 | 2042 | Wind Onshore | Generation | Electricity | MI | Dispatch-Generation | VOM | 0 | [6 empty] | 0.42196 | 0
LCP_Inputs_ON_Diverse_2023_04_03 | 2042 | Wind Onshore | Generation | Electricity | NY | Dispatch-Generation | EmissionsCost | 0 | [6 empty] | 0.42196 | 0
LCP_Inputs_ON_Diverse_2023_04_03 | 2042 | Wind Onshore | Generation | Electricity | NY | Dispatch-Generation | FuelCost | 0 | [6 empty] | 0.42196 | 0
LCP_Inputs_ON_Diverse_2023_04_03 | 2042 | Wind Onshore | Generation | Electricity | NY | Dispatch-Generation | VOM | 0 | [6 empty] | 0.42196 | 0
LCP_Inputs_ON_Diverse_2023_04_03 | 2042 | Wind Onshore | Generation | Electricity | ON | Dispatch-Generation | EmissionsCost | 0 | [6 empty] | 0.42196 | 0
LCP_Inputs_ON_Diverse_2023_04_03 | 2042 | Wind Onshore | Generation | Electricity | ON | Dispatch-Generation | FuelCost | 0 | [6 empty] | 0.42196 | 0
LCP_Inputs_ON_Diverse_2023_04_03 | 2042 | Wind Onshore | Generation | Electricity | ON | Dispatch-Generation | VOM | 0 | [6 empty] | 0.42196 | 0
LCP_Inputs_ON_Diverse_2023_04_03 | 2042 | Wind Onshore | Generation | Electricity | PJ | Dispatch-Generation | EmissionsCost | 0 | [6 empty] | 0.42196 | 0
LCP_Inputs_ON_Diverse_2023_04_03 | 2042 | Wind Onshore | Generation | Electricity | PJ | Dispatch-Generation | FuelCost | 0 | [6 empty] | 0.42196 | 0
LCP_Inputs_ON_Diverse_2023_04_03 | 2042 | Wind Onshore | Generation | Electricity | PJ | Dispatch-Generation | VOM | 0 | [6 empty] | 0.42196 | 0
LCP_Inputs_ON_Diverse_2023_04_03 | 2042 | Wind Onshore | Generation | Electricity | QC | Dispatch-Generation | EmissionsCost | 0 | [6 empty] | 0.42196 | 0
LCP_Inputs_ON_Diverse_2023_04_03 | 2042 | Wind Onshore | Generation | Electricity | QC | Dispatch-Generation | FuelCost | 0 | [6 empty] | 0.42196 | 0
LCP_Inputs_ON_Diverse_2023_04_03 | 2042 | Wind Onshore | Generation | Electricity | QC | Dispatch-Generation | VOM | 0 | [6 empty] | 0.42196 | 0
LCP_Inputs_ON_Diverse_2023_04_03 | 2042 | Wind Onshore | Generation | Electricity | WC | Dispatch-Generation | EmissionsCost | 0 | [6 empty] | 0.42196 | 0
LCP_Inputs_ON_Diverse_2023_04_03 | 2042 | Wind Onshore | Generation | Electricity | WC | Dispatch-Generation | FuelCost | 0 | [6 empty] | 0.42196 | 0
LCP_Inputs_ON_Diverse_2023_04_03 | 2042 | Wind Onshore | Generation | Electricity | WC | Dispatch-Generation | VOM | 0 | [6 empty] | 0.42196 | 0
LCP_Inputs_ON_Diverse_2023_04_03 | 2043 | Anaerobic Digestion | Generation | Methane | MI | Dispatch-Generation | EmissionsCost | 0 | [6 empty] | 0.40573 | 0
LCP_Inputs_ON_Diverse_2023_04_03 | 2043 | Anaerobic Digestion | Generation | Methane | MI | Dispatch-Generation | FuelCost | 0 | [6 empty] | 0.40573 | 0
LCP_Inputs_ON_Diverse_2023_04_03 | 2043 | Anaerobic Digestion | Generation | Methane | MI | Dispatch-Generation | VOM | 0 | [6 empty] | 0.40573 | 0
LCP_Inputs_ON_Diverse_2023_04_03 | 2043 | Anaerobic Digestion | Generation | Methane | NY | Dispatch-Generation | EmissionsCost | 0 | [6 empty] | 0.40573 | 0
LCP_Inputs_ON_Diverse_2023_04_03 | 2043 | Anaerobic Digestion | Generation | Methane | NY | Dispatch-Generation | FuelCost | 0 | [6 empty] | 0.40573 | 0
LCP_Inputs_ON_Diverse_2023_04_03 | 2043 | Anaerobic Digestion | Generation | Methane | NY | Dispatch-Generation | VOM | 0 | [6 empty] | 0.40573 | 0
LCP_Inputs_ON_Diverse_2023_04_03 | 2043 | Anaerobic Digestion | Generation | Methane | ON | Dispatch-Generation | EmissionsCost | 3867281.1607 | [6 empty] | 0.40573 | 1569057.8052
LCP_Inputs_ON_Diverse_2023_04_03 | 2043 | Anaerobic Digestion | Generation | Methane | ON | Dispatch-Generation | FuelCost | 0 | [6 empty] | 0.40573 | 0
LCP_Inputs_ON_Diverse_2023_04_03 | 2043 | Anaerobic Digestion | Generation | Methane | ON | Dispatch-Generation | VOM | 1742440000 | [6 empty] | 0.40573 | 706953792.2264
LCP_Inputs_ON_Diverse_2023_04_03 | 2043 | Anaerobic Digestion | Generation | Methane | PJ | Dispatch-Generation | EmissionsCost | 0 | [6 empty] | 0.40573 | 0
LCP_Inputs_ON_Diverse_2023_04_03 | 2043 | Anaerobic Digestion | Generation | Methane | PJ | Dispatch-Generation | FuelCost | 0 | [6 empty] | 0.40573 | 0
LCP_Inputs_ON_Diverse_2023_04_03 | 2043 | Anaerobic Digestion | Generation | Methane | PJ | Dispatch-Generation | VOM | 0 | [6 empty] | 0.40573 | 0
LCP_Inputs_ON_Diverse_2023_04_03 | 2043 | Anaerobic Digestion | Generation | Methane | QC | Dispatch-Generation | EmissionsCost | 0 | [6 empty] | 0.40573 | 0
LCP_Inputs_ON_Diverse_2023_04_03 | 2043 | Anaerobic Digestion | Generation | Methane | QC | Dispatch-Generation | FuelCost | 0 | [6 empty] | 0.40573 | 0
LCP_Inputs_ON_Diverse_2023_04_03 | 2043 | Anaerobic Digestion | Generation | Methane | QC | Dispatch-Generation | VOM | 0 | [6 empty] | 0.40573 | 0
LCP_Inputs_ON_Diverse_2023_04_03 | 2043 | Anaerobic Digestion | Generation | Methane | WC | Dispatch-Generation | EmissionsCost | 0 | [6 empty] | 0.40573 | 0
LCP_Inputs_ON_Diverse_2023_04_03 | 2043 | Anaerobic Digestion | Generation | Methane | WC | Dispatch-Generation | FuelCost | 0 | [6 empty] | 0.40573 | 0
LCP_Inputs_ON_Diverse_2023_04_03 | 2043 | Anaerobic Digestion | Generation | Methane | WC | Dispatch-Generation | VOM | 0 | [6 empty] | 0.40573 | 0
LCP_Inputs_ON_Diverse_2023_04_03 | 2043 | Battery Storage | Storage | Electricity | MI | Dispatch-Storage | EmissionsCost | 0 | [6 empty] | 0.40573 | 0
LCP_Inputs_ON_Diverse_2023_04_03 | 2043 | Battery Storage | Storage | Electricity | MI | Dispatch-Storage | FuelCost | 0 | [6 empty] | 0.40573 | 0
LCP_Inputs_ON_Diverse_2023_04_03 | 2043 | Battery Storage | Storage | Electricity | MI | Dispatch-Storage | VOM | 0 | [6 empty] | 0.40573 | 0
LCP_Inputs_ON_Diverse_2023_04_03 | 2043 | Battery Storage | Storage | Electricity | NY | Dispatch-Storage | EmissionsCost | 0 | [6 empty] | 0.40573 | 0
LCP_Inputs_ON_Diverse_2023_04_03 | 2043 | Battery Storage | Storage | Electricity | NY | Dispatch-Storage | FuelCost | 0 | [6 empty] | 0.40573 | 0
LCP_Inputs_ON_Diverse_2023_04_03 | 2043 | Battery Storage | Storage | Electricity | NY | Dispatch-Storage | VOM | 0 | [6 empty] | 0.40573 | 0
LCP_Inputs_ON_Diverse_2023_04_03 | 2043 | Battery Storage | Storage | Electricity | ON | Dispatch-Storage | EmissionsCost | 0 | [6 empty] | 0.40573 | 0
LCP_Inputs_ON_Diverse_2023_04_03 | 2043 | Battery Storage | Storage | Electricity | ON | Dispatch-Storage | FuelCost | 0 | [6 empty] | 0.40573 | 0
LCP_Inputs_ON_Diverse_2023_04_03 | 2043 | Battery Storage | Storage | Electricity | ON | Dispatch-Storage | VOM | 0 | [6 empty] | 0.40573 | 0
LCP_Inputs_ON_Diverse_2023_04_03 | 2043 | Battery Storage | Storage | Electricity | PJ | Dispatch-Storage | EmissionsCost | 0 | [6 empty] | 0.40573 | 0
LCP_Inputs_ON_Diverse_2023_04_03 | 2043 | Battery Storage | Storage | Electricity | PJ | Dispatch-Storage | FuelCost | 0 | [6 empty] | 0.40573 | 0
LCP_Inputs_ON_Diverse_2023_04_03 | 2043 | Battery Storage | Storage | Electricity | PJ | Dispatch-Storage | VOM | 0 | [6 empty] | 0.40573 | 0
LCP_Inputs_ON_Diverse_2023_04_03 | 2043 | Battery Storage | Storage | Electricity | QC | Dispatch-Storage | EmissionsCost | 0 | [6 empty] | 0.40573 | 0
LCP_Inputs_ON_Diverse_2023_04_03 | 2043 | Battery Storage | Storage | Electricity | QC | Dispatch-Storage | FuelCost | 0 | [6 empty] | 0.40573 | 0
LCP_Inputs_ON_Diverse_2023_04_03 | 2043 | Battery Storage | Storage | Electricity | QC | Dispatch-Storage | VOM | 0 | [6 empty] | 0.40573 | 0
LCP_Inputs_ON_Diverse_2023_04_03 | 2043 | Battery Storage | Storage | Electricity | WC | Dispatch-Storage | EmissionsCost | 0 | [6 empty] | 0.40573 | 0
LCP_Inputs_ON_Diverse_2023_04_03 | 2043 | Battery Storage | Storage | Electricity | WC | Dispatch-Storage | FuelCost | 0 | [6 empty] | 0.40573 | 0
LCP_Inputs_ON_Diverse_2023_04_03 | 2043 | Battery Storage | Storage | Electricity | WC | Dispatch-Storage | VOM | 0 | [6 empty] | 0.40573 | 0
LCP_Inputs_ON_Diverse_2023_04_03 | 2043 | Biomass | Generation | Electricity | MI | Dispatch-Generation | EmissionsCost | 0 | [6 empty] | 0.40573 | 0
LCP_Inputs_ON_Diverse_2023_04_03 | 2043 | Biomass | Generation | Electricity | MI | Dispatch-Generation | FuelCost | 0 | [6 empty] | 0.40573 | 0
LCP_Inputs_ON_Diverse_2023_04_03 | 2043 | Biomass | Generation | Electricity | MI | Dispatch-Generation | VOM | 0 | [6 empty] | 0.40573 | 0
LCP_Inputs_ON_Diverse_2023_04_03 | 2043 | Biomass | Generation | Electricity | NY | Dispatch-Generation | EmissionsCost | 0 | [6 empty] | 0.40573 | 0
LCP_Inputs_ON_Diverse_2023_04_03 | 2043 | Biomass | Generation | Electricity | NY | Dispatch-Generation | FuelCost | 0 | [6 empty] | 0.40573 | 0
LCP_Inputs_ON_Diverse_2023_04_03 | 2043 | Biomass | Generation | Electricity | NY | Dispatch-Generation | VOM | 0 | [6 empty] | 0.40573 | 0
LCP_Inputs_ON_Diverse_2023_04_03 | 2043 | Biomass | Generation | Electricity | ON | Dispatch-Generation | EmissionsCost | 0 | [6 empty] | 0.40573 | 0
LCP_Inputs_ON_Diverse_2023_04_03 | 2043 | Biomass | Generation | Electricity | ON | Dispatch-Generation | FuelCost | 2449112.7273 | [6 empty] | 0.40573 | 993669.5267
LCP_Inputs_ON_Diverse_2023_04_03 | 2043 | Biomass | Generation | Electricity | ON | Dispatch-Generation | VOM | 31430.28 | [6 empty] | 0.40573 | 12752.0923
LCP_Inputs_ON_Diverse_2023_04_03 | 2043 | Biomass | Generation | Electricity | PJ | Dispatch-Generation | EmissionsCost | 0 | [6 empty] | 0.40573 | 0
LCP_Inputs_ON_Diverse_2023_04_03 | 2043 | Biomass | Generation | Electricity | PJ | Dispatch-Generation | FuelCost | 0 | [6 empty] | 0.40573 | 0
LCP_Inputs_ON_Diverse_2023_04_03 | 2043 | Biomass | Generation | Electricity | PJ | Dispatch-Generation | VOM | 0 | [6 empty] | 0.40573 | 0
LCP_Inputs_ON_Diverse_2023_04_03 | 2043 | Biomass | Generation | Electricity | QC | Dispatch-Generation | EmissionsCost | 0 | [6 empty] | 0.40573 | 0
LCP_Inputs_ON_Diverse_2023_04_03 | 2043 | Biomass | Generation | Electricity | QC | Dispatch-Generation | FuelCost | 128334.5455 | [6 empty] | 0.40573 | 52068.7046
LCP_Inputs_ON_Diverse_2023_04_03 | 2043 | Biomass | Generation | Electricity | QC | Dispatch-Generation | VOM | 1646.96 | [6 empty] | 0.40573 | 668.215
LCP_Inputs_ON_Diverse_2023_04_03 | 2043 | Biomass | Generation | Electricity | WC | Dispatch-Generation | EmissionsCost | 0 | [6 empty] | 0.40573 | 0
LCP_Inputs_ON_Diverse_2023_04_03 | 2043 | Biomass | Generation | Electricity | WC | Dispatch-Generation | FuelCost | 0 | [6 empty] | 0.40573 | 0
LCP_Inputs_ON_Diverse_2023_04_03 | 2043 | Biomass | Generation | Electricity | WC | Dispatch-Generation | VOM | 0 | [6 empty] | 0.40573 | 0
LCP_Inputs_ON_Diverse_2023_04_03 | 2043 | Biomass + CCS | Generation | Electricity | MI | Dispatch-Generation | EmissionsCost | 0 | [6 empty] | 0.40573 | 0
LCP_Inputs_ON_Diverse_2023_04_03 | 2043 | Biomass + CCS | Generation | Electricity | MI | Dispatch-Generation | FuelCost | 0 | [6 empty] | 0.40573 | 0
LCP_Inputs_ON_Diverse_2023_04_03 | 2043 | Biomass + CCS | Generation | Electricity | MI | Dispatch-Generation | VOM | 0 | [6 empty] | 0.40573 | 0
LCP_Inputs_ON_Diverse_2023_04_03 | 2043 | Biomass + CCS | Generation | Electricity | NY | Dispatch-Generation | EmissionsCost | 0 | [6 empty] | 0.40573 | 0
LCP_Inputs_ON_Diverse_2023_04_03 | 2043 | Biomass + CCS | Generation | Electricity | NY | Dispatch-Generation | FuelCost | 0 | [6 empty] | 0.40573 | 0
LCP_Inputs_ON_Diverse_2023_04_03 | 2043 | Biomass + CCS | Generation | Electricity | NY | Dispatch-Generation | VOM | 0 | [6 empty] | 0.40573 | 0
LCP_Inputs_ON_Diverse_2023_04_03 | 2043 | Biomass + CCS | Generation | Electricity | ON | Dispatch-Generation | EmissionsCost | 0 | [6 empty] | 0.40573 | 0
LCP_Inputs_ON_Diverse_2023_04_03 | 2043 | Biomass + CCS | Generation | Electricity | ON | Dispatch-Generation | FuelCost | 0 | [6 empty] | 0.40573 | 0
LCP_Inputs_ON_Diverse_2023_04_03 | 2043 | Biomass + CCS | Generation | Electricity | ON | Dispatch-Generation | VOM | 0 | [6 empty] | 0.40573 | 0
LCP_Inputs_ON_Diverse_2023_04_03 | 2043 | Biomass + CCS | Generation | Electricity | PJ | Dispatch-Generation | EmissionsCost | 0 | [6 empty] | 0.40573 | 0
LCP_Inputs_ON_Diverse_2023_04_03 | 2043 | Biomass + CCS | Generation | Electricity | PJ | Dispatch-Generation | FuelCost | 0 | [6 empty] | 0.40573 | 0
LCP_Inputs_ON_Diverse_2023_04_03 | 2043 | Biomass + CCS | Generation | Electricity | PJ | Dispatch-Generation | VOM | 0 | [6 empty] | 0.40573 | 0
LCP_Inputs_ON_Diverse_2023_04_03 | 2043 | Biomass + CCS | Generation | Electricity | QC | Dispatch-Generation | EmissionsCost | 0 | [6 empty] | 0.40573 | 0
LCP_Inputs_ON_Diverse_2023_04_03 | 2043 | Biomass + CCS | Generation | Electricity | QC | Dispatch-Generation | FuelCost | 0 | [6 empty] | 0.40573 | 0
LCP_Inputs_ON_Diverse_2023_04_03 | 2043 | Biomass + CCS | Generation | Electricity | QC | Dispatch-Generation | VOM | 0 | [6 empty] | 0.40573 | 0
LCP_Inputs_ON_Diverse_2023_04_03 | 2043 | Biomass + CCS | Generation | Electricity | WC | Dispatch-Generation | EmissionsCost | 0 | [6 empty] | 0.40573 | 0
LCP_Inputs_ON_Diverse_2023_04_03 | 2043 | Biomass + CCS | Generation | Electricity | WC | Dispatch-Generation | FuelCost | 0 | [6 empty] | 0.40573 | 0
LCP_Inputs_ON_Diverse_2023_04_03 | 2043 | Biomass + CCS | Generation | Electricity | WC | Dispatch-Generation | VOM | 0 | [6 empty] | 0.40573 | 0
LCP_Inputs_ON_Diverse_2023_04_03 | 2043 | CH4 + CCS | Generation | Methane | MI | Dispatch-Generation | EmissionsCost | 0 | [6 empty] | 0.40573 | 0
LCP_Inputs_ON_Diverse_2023_04_03 | 2043 | CH4 + CCS | Generation | Methane | MI | Dispatch-Generation | FuelCost | 0 | [6 empty] | 0.40573 | 0
LCP_Inputs_ON_Diverse_2023_04_03 | 2043 | CH4 + CCS | Generation | Methane | MI | Dispatch-Generation | VOM | 0 | [6 empty] | 0.40573 | 0
LCP_Inputs_ON_Diverse_2023_04_03 | 2043 | CH4 + CCS | Generation | Methane | NY | Dispatch-Generation | EmissionsCost | 0 | [6 empty] | 0.40573 | 0
LCP_Inputs_ON_Diverse_2023_04_03 | 2043 | CH4 + CCS | Generation | Methane | NY | Dispatch-Generation | FuelCost | 0 | [6 empty] | 0.40573 | 0
LCP_Inputs_ON_Diverse_2023_04_03 | 2043 | CH4 + CCS | Generation | Methane | NY | Dispatch-Generation | VOM | 0 | [6 empty] | 0.40573 | 0
LCP_Inputs_ON_Diverse_2023_04_03 | 2043 | CH4 + CCS | Generation | Methane | ON | Dispatch-Generation | EmissionsCost | 88472420.6398 | [6 empty] | 0.40573 | 35895590.8259
LCP_Inputs_ON_Diverse_2023_04_03 | 2043 | CH4 + CCS | Generation | Methane | ON | Dispatch-Generation | FuelCost | 483825119.2369 | [6 empty] | 0.40573 | 196300591.5951
LCP_Inputs_ON_Diverse_2023_04_03 | 2043 | CH4 + CCS | Generation | Methane | ON | Dispatch-Generation | VOM | 46000331.6667 | [6 empty] | 0.40573 | 18663545.8985
LCP_Inputs_ON_Diverse_2023_04_03 | 2043 | CH4 + CCS | Generation | Methane | PJ | Dispatch-Generation | EmissionsCost | 0 | [6 empty] | 0.40573 | 0
LCP_Inputs_ON_Diverse_2023_04_03 | 2043 | CH4 + CCS | Generation | Methane | PJ | Dispatch-Generation | FuelCost | 0 | [6 empty] | 0.40573 | 0
LCP_Inputs_ON_Diverse_2023_04_03 | 2043 | CH4 + CCS | Generation | Methane | PJ | Dispatch-Generation | VOM | 0 | [6 empty] | 0.40573 | 0
LCP_Inputs_ON_Diverse_2023_04_03 | 2043 | CH4 + CCS | Generation | Methane | QC | Dispatch-Generation | EmissionsCost | 0 | [6 empty] | 0.40573 | 0
LCP_Inputs_ON_Diverse_2023_04_03 | 2043 | CH4 + CCS | Generation | Methane | QC | Dispatch-Generation | FuelCost | 0 | [6 empty] | 0.40573 | 0
LCP_Inputs_ON_Diverse_2023_04_03 | 2043 | CH4 + CCS | Generation | Methane | QC | Dispatch-Generation | VOM | 0 | [6 empty] | 0.40573 | 0
LCP_Inputs_ON_Diverse_2023_04_03 | 2043 | CH4 + CCS | Generation | Methane | WC | Dispatch-Generation | EmissionsCost | 0 | [6 empty] | 0.40573 | 0
LCP_Inputs_ON_Diverse_2023_04_03 | 2043 | CH4 + CCS | Generation | Methane | WC | Dispatch-Generation | FuelCost | 0 | [6 empty] | 0.40573 | 0
LCP_Inputs_ON_Diverse_2023_04_03 | 2043 | CH4 + CCS | Generation | Methane | WC | Dispatch-Generation | VOM | 0 | [6 empty] | 0.40573 | 0
LCP_Inputs_ON_Diverse_2023_04_03 | 2043 | CH4 Import - NY 2020 | Import | Methane | MI | Dispatch-Import | EmissionsCost | 0 | [6 empty] | 0.40573 | 0
LCP_Inputs_ON_Diverse_2023_04_03 | 2043 | CH4 Import - NY 2020 | Import | Methane | MI | Dispatch-Import | FuelCost | 0 | [6 empty] | 0.40573 | 0
LCP_Inputs_ON_Diverse_2023_04_03 | 2043 | CH4 Import - NY 2020 | Import | Methane | MI | Dispatch-Import | VOM | 0 | [6 empty] | 0.40573 | 0
LCP_Inputs_ON_Diverse_2023_04_03 | 2043 | CH4 Import - NY 2020 | Import | Methane | NY | Dispatch-Import | EmissionsCost | 0 | [6 empty] | 0.40573 | 0
LCP_Inputs_ON_Diverse_2023_04_03 | 2043 | CH4 Import - NY 2020 | Import | Methane | NY | Dispatch-Import | FuelCost | 0 | [6 empty] | 0.40573 | 0
LCP_Inputs_ON_Diverse_2023_04_03 | 2043 | CH4 Import - NY 2020 | Import | Methane | NY | Dispatch-Import | VOM | 0 | [6 empty] | 0.40573 | 0
LCP_Inputs_ON_Diverse_2023_04_03 | 2043 | CH4 Import - NY 2020 | Import | Methane | ON | Dispatch-Import | EmissionsCost | 0 | [6 empty] | 0.40573 | 0
LCP_Inputs_ON_Diverse_2023_04_03 | 2043 | CH4 Import - NY 2020 | Import | Methane | ON | Dispatch-Import | FuelCost | 0 | [6 empty] | 0.40573 | 0
LCP_Inputs_ON_Diverse_2023_04_03 | 2043 | CH4 Import - NY 2020 | Import | Methane | ON | Dispatch-Import | VOM | 0 | [6 empty] | 0.40573 | 0
LCP_Inputs_ON_Diverse_2023_04_03 | 2043 | CH4 Import - NY 2020 | Import | Methane | PJ | Dispatch-Import | EmissionsCost | 0 | [6 empty] | 0.40573 | 0
LCP_Inputs_ON_Diverse_2023_04_03 | 2043 | CH4 Import - NY 2020 | Import | Methane | PJ | Dispatch-Import | FuelCost | 0 | [6 empty] | 0.40573 | 0
LCP_Inputs_ON_Diverse_2023_04_03 | 2043 | CH4 Import - NY 2020 | Import | Methane | PJ | Dispatch-Import | VOM | 0 | [6 empty] | 0.40573 | 0
LCP_Inputs_ON_Diverse_2023_04_03 | 2043 | CH4 Import - NY 2020 | Import | Methane | QC | Dispatch-Import | EmissionsCost | 0 | [6 empty] | 0.40573 | 0
LCP_Inputs_ON_Diverse_2023_04_03 | 2043 | CH4 Import - NY 2020 | Import | Methane | QC | Dispatch-Import | FuelCost | 0 | [6 empty] | 0.40573 | 0
LCP_Inputs_ON_Diverse_2023_04_03 | 2043 | CH4 Import - NY 2020 | Import | Methane | QC | Dispatch-Import | VOM | 0 | [6 empty] | 0.40573 | 0
LCP_Inputs_ON_Diverse_2023_04_03 | 2043 | CH4 Import - NY 2020 | Import | Methane | WC | Dispatch-Import | EmissionsCost | 0 | [6 empty] | 0.40573 | 0
LCP_Inputs_ON_Diverse_2023_04_03 | 2043 | CH4 Import - NY 2020 | Import | Methane | WC | Dispatch-Import | FuelCost | 0 | [6 empty] | 0.40573 | 0
LCP_Inputs_ON_Diverse_2023_04_03 | 2043 | CH4 Import - NY 2020 | Import | Methane | WC | Dispatch-Import | VOM | 0 | [6 empty] | 0.40573 | 0
LCP_Inputs_ON_Diverse_2023_04_03 | 2043 | CH4 Import - NY 2030 | Import | Methane | MI | Dispatch-Import | EmissionsCost | 0 | [6 empty] | 0.40573 | 0
LCP_Inputs_ON_Diverse_2023_04_03 | 2043 | CH4 Import - NY 2030 | Import | Methane | MI | Dispatch-Import | FuelCost | 0 | [6 empty] | 0.40573 | 0
LCP_Inputs_ON_Diverse_2023_04_03 | 2043 | CH4 Import - NY 2030 | Import | Methane | MI | Dispatch-Import | VOM | 0 | [6 empty] | 0.40573 | 0
LCP_Inputs_ON_Diverse_2023_04_03 | 2043 | CH4 Import - NY 2030 | Import | Methane | NY | Dispatch-Import | EmissionsCost | 0 | [6 empty] | 0.40573 | 0
LCP_Inputs_ON_Diverse_2023_04_03 | 2043 | CH4 Import - NY 2030 | Import | Methane | NY | Dispatch-Import | FuelCost | 0 | [6 empty] | 0.40573 | 0
LCP_Inputs_ON_Diverse_2023_04_03 | 2043 | CH4 Import - NY 2030 | Import | Methane | NY | Dispatch-Import | VOM | 0 | [6 empty] | 0.40573 | 0
LCP_Inputs_ON_Diverse_2023_04_03 | 2043 | CH4 Import - NY 2030 | Import | Methane | ON | Dispatch-Import | EmissionsCost | 0 | [6 empty] | 0.40573 | 0
LCP_Inputs_ON_Diverse_2023_04_03 | 2043 | CH4 Import - NY 2030 | Import | Methane | ON | Dispatch-Import | FuelCost | 0 | [6 empty] | 0.40573 | 0
LCP_Inputs_ON_Diverse_2023_04_03 | 2043 | CH4 Import - NY 2030 | Import | Methane | ON | Dispatch-Import | VOM | 0 | [6 empty] | 0.40573 | 0
LCP_Inputs_ON_Diverse_2023_04_03 | 2043 | CH4 Import - NY 2030 | Import | Methane | PJ | Dispatch-Import | EmissionsCost | 0 | [6 empty] | 0.40573 | 0
LCP_Inputs_ON_Diverse_2023_04_03 | 2043 | CH4 Import - NY 2030 | Import | Methane | PJ | Dispatch-Import | FuelCost | 0 | [6 empty] | 0.40573 | 0
LCP_Inputs_ON_Diverse_2023_04_03 | 2043 | CH4 Import - NY 2030 | Import | Methane | PJ | Dispatch-Import | VOM | 0 | [6 empty] | 0.40573 | 0
LCP_Inputs_ON_Diverse_2023_04_03 | 2043 | CH4 Import - NY 2030 | Import | Methane | QC | Dispatch-Import | EmissionsCost | 0 | [6 empty] | 0.40573 | 0
LCP_Inputs_ON_Diverse_2023_04_03 | 2043 | CH4 Import - NY 2030 | Import | Methane | QC | Dispatch-Import | FuelCost | 0 | [6 empty] | 0.40573 | 0
LCP_Inputs_ON_Diverse_2023_04_03 | 2043 | CH4 Import - NY 2030 | Import | Methane | QC | Dispatch-Import | VOM | 0 | [6 empty] | 0.40573 | 0
LCP_Inputs_ON_Diverse_2023_04_03 | 2043 | CH4 Import - NY 2030 | Import | Methane | WC | Dispatch-Import | EmissionsCost | 0 | [6 empty] | 0.40573 | 0
LCP_Inputs_ON_Diverse_2023_04_03 | 2043 | CH4 Import - NY 2030 | Import | Methane | WC | Dispatch-Import | FuelCost | 0 | [6 empty] | 0.40573 | 0
LCP_Inputs_ON_Diverse_2023_04_03 | 2043 | CH4 Import - NY 2030 | Import | Methane | WC | Dispatch-Import | VOM | 0 | [6 empty] | 0.40573 | 0
LCP_Inputs_ON_Diverse_2023_04_03 | 2043 | CH4 Import - NY 2040 | Import | Methane | MI | Dispatch-Import | EmissionsCost | 0 | [6 empty] | 0.40573 | 0
LCP_Inputs_ON_Diverse_2023_04_03 | 2043 | CH4 Import - NY 2040 | Import | Methane | MI | Dispatch-Import | FuelCost | 0 | [6 empty] | 0.40573 | 0
LCP_Inputs_ON_Diverse_2023_04_03 | 2043 | CH4 Import - NY 2040 | Import | Methane | MI | Dispatch-Import | VOM | 0 | [6 empty] | 0.40573 | 0
LCP_Inputs_ON_Diverse_2023_04_03 | 2043 | CH4 Import - NY 2040 | Import | Methane | NY | Dispatch-Import | EmissionsCost | 1424811807.9426 | [6 empty] | 0.40573 | 578083670.5046
LCP_Inputs_ON_Diverse_2023_04_03 | 2043 | CH4 Import - NY 2040 | Import | Methane | NY | Dispatch-Import | FuelCost | 758346581.876 | [6 empty] | 0.40573 | 307681178.0487
LCP_Inputs_ON_Diverse_2023_04_03 | 2043 | CH4 Import - NY 2040 | Import | Methane | NY | Dispatch-Import | VOM | 0 | [6 empty] | 0.40573 | 0
LCP_Inputs_ON_Diverse_2023_04_03 | 2043 | CH4 Import - NY 2040 | Import | Methane | ON | Dispatch-Import | EmissionsCost | 0 | [6 empty] | 0.40573 | 0
LCP_Inputs_ON_Diverse_2023_04_03 | 2043 | CH4 Import - NY 2040 | Import | Methane | ON | Dispatch-Import | FuelCost | 0 | [6 empty] | 0.40573 | 0
LCP_Inputs_ON_Diverse_2023_04_03 | 2043 | CH4 Import - NY 2040 | Import | Methane | ON | Dispatch-Import | VOM | 0 | [6 empty] | 0.40573 | 0
LCP_Inputs_ON_Diverse_2023_04_03 | 2043 | CH4 Import - NY 2040 | Import | Methane | PJ | Dispatch-Import | EmissionsCost | 0 | [6 empty] | 0.40573 | 0
LCP_Inputs_ON_Diverse_2023_04_03 | 2043 | CH4 Import - NY 2040 | Import | Methane | PJ | Dispatch-Import | FuelCost | 0 | [6 empty] | 0.40573 | 0
LCP_Inputs_ON_Diverse_2023_04_03 | 2043 | CH4 Import - NY 2040 | Import | Methane | PJ | Dispatch-Import | VOM | 0 | [6 empty] | 0.40573 | 0
LCP_Inputs_ON_Diverse_2023_04_03 | 2043 | CH4 Import - NY 2040 | Import | Methane | QC | Dispatch-Import | EmissionsCost | 0 | [6 empty] | 0.40573 | 0
LCP_Inputs_ON_Diverse_2023_04_03 | 2043 | CH4 Import - NY 2040 | Import | Methane | QC | Dispatch-Import | FuelCost | 0 | [6 empty] | 0.40573 | 0
LCP_Inputs_ON_Diverse_2023_04_03 | 2043 | CH4 Import - NY 2040 | Import | Methane | QC | Dispatch-Import | VOM | 0 | [6 empty] | 0.40573 | 0
LCP_Inputs_ON_Diverse_2023_04_03 | 2043 | CH4 Import - NY 2040 | Import | Methane | WC | Dispatch-Import | EmissionsCost | 0 | [6 empty] | 0.40573 | 0
LCP_Inputs_ON_Diverse_2023_04_03 | 2043 | CH4 Import - NY 2040 | Import | Methane | WC | Dispatch-Import | FuelCost | 0 | [6 empty] | 0.40573 | 0
LCP_Inputs_ON_Diverse_2023_04_03 | 2043 | CH4 Import - NY 2040 | Import | Methane | WC | Dispatch-Import | VOM | 0 | [6 empty] | 0.40573 | 0
LCP_Inputs_ON_Diverse_2023_04_03 | 2043 | CH4 Import - NY 2050 | Import | Methane | MI | Dispatch-Import | EmissionsCost | 0 | [6 empty] | 0.40573 | 0
LCP_Inputs_ON_Diverse_2023_04_03 | 2043 | CH4 Import - NY 2050 | Import | Methane | MI | Dispatch-Import | FuelCost | 0 | [6 empty] | 0.40573 | 0
LCP_Inputs_ON_Diverse_2023_04_03 | 2043 | CH4 Import - NY 2050 | Import | Methane | MI | Dispatch-Import | VOM | 0 | [6 empty] | 0.40573 | 0
LCP_Inputs_ON_Diverse_2023_04_03 | 2043 | CH4 Import - NY 2050 | Import | Methane | NY | Dispatch-Import | EmissionsCost | 0 | [6 empty] | 0.40573 | 0
LCP_Inputs_ON_Diverse_2023_04_03 | 2043 | CH4 Import - NY 2050 | Import | Methane | NY | Dispatch-Import | FuelCost | 0 | [6 empty] | 0.40573 | 0
LCP_Inputs_ON_Diverse_2023_04_03 | 2043 | CH4 Import - NY 2050 | Import | Methane | NY | Dispatch-Import | VOM | 0 | [6 empty] | 0.40573 | 0
LCP_Inputs_ON_Diverse_2023_04_03 | 2043 | CH4 Import - NY 2050 | Import | Methane | ON | Dispatch-Import | EmissionsCost | 0 | [6 empty] | 0.40573 | 0
LCP_Inputs_ON_Diverse_2023_04_03 | 2043 | CH4 Import - NY 2050 | Import | Methane | ON | Dispatch-Import | FuelCost | 0 | [6 empty] | 0.40573 | 0
LCP_Inputs_ON_Diverse_2023_04_03 | 2043 | CH4 Import - NY 2050 | Import | Methane | ON | Dispatch-Import | VOM | 0 | [6 empty] | 0.40573 | 0
LCP_Inputs_ON_Diverse_2023_04_03 | 2043 | CH4 Import - NY 2050 | Import | Methane | PJ | Dispatch-Import | EmissionsCost | 0 | [6 empty] | 0.40573 | 0
LCP_Inputs_ON_Diverse_2023_04_03 | 2043 | CH4 Import - NY 2050 | Import | Methane | PJ | Dispatch-Import | FuelCost | 0 | [6 empty] | 0.40573 | 0
LCP_Inputs_ON_Diverse_2023_04_03 | 2043 | CH4 Import - NY 2050 | Import | Methane | PJ | Dispatch-Import | VOM | 0 | [6 empty] | 0.40573 | 0
LCP_Inputs_ON_Diverse_2023_04_03 | 2043 | CH4 Import - NY 2050 | Import | Methane | QC | Dispatch-Import | EmissionsCost | 0 | [6 empty] | 0.40573 | 0
LCP_Inputs_ON_Diverse_2023_04_03 | 2043 | CH4 Import - NY 2050 | Import | Methane | QC | Dispatch-Import | FuelCost | 0 | [6 empty] | 0.40573 | 0
LCP_Inputs_ON_Diverse_2023_04_03 | 2043 | CH4 Import - NY 2050 | Import | Methane | QC | Dispatch-Import | VOM | 0 | [6 empty] | 0.40573 | 0
LCP_Inputs_ON_Diverse_2023_04_03 | 2043 | CH4 Import - NY 2050 | Import | Methane | WC | Dispatch-Import | EmissionsCost | 0 | [6 empty] | 0.40573 | 0
LCP_Inputs_ON_Diverse_2023_04_03 | 2043 | CH4 Import - NY 2050 | Import | Methane | WC | Dispatch-Import | FuelCost | 0 | [6 empty] | 0.40573 | 0
LCP_Inputs_ON_Diverse_2023_04_03 | 2043 | CH4 Import - NY 2050 | Import | Methane | WC | Dispatch-Import | VOM | 0 | [6 empty] | 0.40573 | 0
LCP_Inputs_ON_Diverse_2023_04_03 | 2043 | CH4 Import - WC 2020 | Import | Methane | MI | Dispatch-Import | EmissionsCost | 0 | [6 empty] | 0.40573 | 0
LCP_Inputs_ON_Diverse_2023_04_03 | 2043 | CH4 Import - WC 2020 | Import | Methane | MI | Dispatch-Import | FuelCost | 0 | [6 empty] | 0.40573 | 0
LCP_Inputs_ON_Diverse_2023_04_03 | 2043 | CH4 Import - WC 2020 | Import | Methane | MI | Dispatch-Import | VOM | 0 | [6 empty] | 0.40573 | 0
LCP_Inputs_ON_Diverse_2023_04_03 | 2043 | CH4 Import - WC 2020 | Import | Methane | NY | Dispatch-Import | EmissionsCost | 0 | [6 empty] | 0.40573 | 0
LCP_Inputs_ON_Diverse_2023_04_03 | 2043 | CH4 Import - WC 2020 | Import | Methane | NY | Dispatch-Import | FuelCost | 0 | [6 empty] | 0.40573 | 0
LCP_Inputs_ON_Diverse_2023_04_03 | 2043 | CH4 Import - WC 2020 | Import | Methane | NY | Dispatch-Import | VOM | 0 | [6 empty] | 0.40573 | 0
LCP_Inputs_ON_Diverse_2023_04_03 | 2043 | CH4 Import - WC 2020 | Import | Methane | ON | Dispatch-Import | EmissionsCost | 0 | [6 empty] | 0.40573 | 0
LCP_Inputs_ON_Diverse_2023_04_03 | 2043 | CH4 Import - WC 2020 | Import | Methane | ON | Dispatch-Import | FuelCost | 0 | [6 empty] | 0.40573 | 0
LCP_Inputs_ON_Diverse_2023_04_03 | 2043 | CH4 Import - WC 2020 | Import | Methane | ON | Dispatch-Import | VOM | 0 | [6 empty] | 0.40573 | 0
LCP_Inputs_ON_Diverse_2023_04_03 | 2043 | CH4 Import - WC 2020 | Import | Methane | PJ | Dispatch-Import | EmissionsCost | 0 | [6 empty] | 0.40573 | 0
LCP_Inputs_ON_Diverse_2023_04_03 | 2043 | CH4 Import - WC 2020 | Import | Methane | PJ | Dispatch-Import | FuelCost | 0 | [6 empty] | 0.40573 | 0
LCP_Inputs_ON_Diverse_2023_04_03 | 2043 | CH4 Import - WC 2020 | Import | Methane | PJ | Dispatch-Import | VOM | 0 | [6 empty] | 0.40573 | 0
LCP_Inputs_ON_Diverse_2023_04_03 | 2043 | CH4 Import - WC 2020 | Import | Methane | QC | Dispatch-Import | EmissionsCost | 0 | [6 empty] | 0.40573 | 0
LCP_Inputs_ON_Diverse_2023_04_03 | 2043 | CH4 Import - WC 2020 | Import | Methane | QC | Dispatch-Import | FuelCost | 0 | [6 empty] | 0.40573 | 0
LCP_Inputs_ON_Diverse_2023_04_03 | 2043 | CH4 Import - WC 2020 | Import | Methane | QC | Dispatch-Import | VOM | 0 | [6 empty] | 0.40573 | 0
LCP_Inputs_ON_Diverse_2023_04_03 | 2043 | CH4 Import - WC 2020 | Import | Methane | WC | Dispatch-Import | EmissionsCost | 0 | [6 empty] | 0.40573 | 0
LCP_Inputs_ON_Diverse_2023_04_03 | 2043 | CH4 Import - WC 2020 | Import | Methane | WC | Dispatch-Import | FuelCost | 0 | [6 empty] | 0.40573 | 0
LCP_Inputs_ON_Diverse_2023_04_03 | 2043 | CH4 Import - WC 2020 | Import | Methane | WC | Dispatch-Import | VOM | 0 | [6 empty] | 0.40573 | 0
LCP_Inputs_ON_Diverse_2023_04_03 | 2043 | CH4 Import - WC 2030 | Import | Methane | MI | Dispatch-Import | EmissionsCost | 0 | [6 empty] | 0.40573 | 0
LCP_Inputs_ON_Diverse_2023_04_03 | 2043 | CH4 Import - WC 2030 | Import | Methane | MI | Dispatch-Import | FuelCost | 0 | [6 empty] | 0.40573 | 0
LCP_Inputs_ON_Diverse_2023_04_03 | 2043 | CH4 Import - WC 2030 | Import | Methane | MI | Dispatch-Import | VOM | 0 | [6 empty] | 0.40573 | 0
LCP_Inputs_ON_Diverse_2023_04_03 | 2043 | CH4 Import - WC 2030 | Import | Methane | NY | Dispatch-Import | EmissionsCost | 0 | [6 empty] | 0.40573 | 0
LCP_Inputs_ON_Diverse_2023_04_03 | 2043 | CH4 Import - WC 2030 | Import | Methane | NY | Dispatch-Import | FuelCost | 0 | [6 empty] | 0.40573 | 0
LCP_Inputs_ON_Diverse_2023_04_03 | 2043 | CH4 Import - WC 2030 | Import | Methane | NY | Dispatch-Import | VOM | 0 | [6 empty] | 0.40573 | 0
LCP_Inputs_ON_Diverse_2023_04_03 | 2043 | CH4 Import - WC 2030 | Import | Methane | ON | Dispatch-Import | EmissionsCost | 0 | [6 empty] | 0.40573 | 0
LCP_Inputs_ON_Diverse_2023_04_03 | 2043 | CH4 Import - WC 2030 | Import | Methane | ON | Dispatch-Import | FuelCost | 0 | [6 empty] | 0.40573 | 0
LCP_Inputs_ON_Diverse_2023_04_03 | 2043 | CH4 Import - WC 2030 | Import | Methane | ON | Dispatch-Import | VOM | 0 | [6 empty] | 0.40573 | 0
LCP_Inputs_ON_Diverse_2023_04_03 | 2043 | CH4 Import - WC 2030 | Import | Methane | PJ | Dispatch-Import | EmissionsCost | 0 | [6 empty] | 0.40573 | 0
LCP_Inputs_ON_Diverse_2023_04_03 | 2043 | CH4 Import - WC 2030 | Import | Methane | PJ | Dispatch-Import | FuelCost | 0 | [6 empty] | 0.40573 | 0
LCP_Inputs_ON_Diverse_2023_04_03 | 2043 | CH4 Import - WC 2030 | Import | Methane | PJ | Dispatch-Import | VOM | 0 | [6 empty] | 0.40573 | 0
LCP_Inputs_ON_Diverse_2023_04_03 | 2043 | CH4 Import - WC 2030 | Import | Methane | QC | Dispatch-Import | EmissionsCost | 0 | [6 empty] | 0.40573 | 0
LCP_Inputs_ON_Diverse_2023_04_03 | 2043 | CH4 Import - WC 2030 | Import | Methane | QC | Dispatch-Import | FuelCost | 0 | [6 empty] | 0.40573 | 0
LCP_Inputs_ON_Diverse_2023_04_03 | 2043 | CH4 Import - WC 2030 | Import | Methane | QC | Dispatch-Import | VOM | 0 | [6 empty] | 0.40573 | 0
LCP_Inputs_ON_Diverse_2023_04_03 | 2043 | CH4 Import - WC 2030 | Import | Methane | WC | Dispatch-Import | EmissionsCost | 0 | [6 empty] | 0.40573 | 0
LCP_Inputs_ON_Diverse_2023_04_03 | 2043 | CH4 Import - WC 2030 | Import | Methane | WC | Dispatch-Import | FuelCost | 0 | [6 empty] | 0.40573 | 0
LCP_Inputs_ON_Diverse_2023_04_03 | 2043 | CH4 Import - WC 2030 | Import | Methane | WC | Dispatch-Import | VOM | 0 | [6 empty] | 0.40573 | 0
LCP_Inputs_ON_Diverse_2023_04_03 | 2043 | CH4 Import - WC 2040 | Import | Methane | MI | Dispatch-Import | EmissionsCost | 0 | [6 empty] | 0.40573 | 0
LCP_Inputs_ON_Diverse_2023_04_03 | 2043 | CH4 Import - WC 2040 | Import | Methane | MI | Dispatch-Import | FuelCost | 0 | [6 empty] | 0.40573 | 0
LCP_Inputs_ON_Diverse_2023_04_03 | 2043 | CH4 Import - WC 2040 | Import | Methane | MI | Dispatch-Import | VOM | 0 | [6 empty] | 0.40573 | 0
LCP_Inputs_ON_Diverse_2023_04_03 | 2043 | CH4 Import - WC 2040 | Import | Methane | NY | Dispatch-Import | EmissionsCost | 0 | [6 empty] | 0.40573 | 0
LCP_Inputs_ON_Diverse_2023_04_03 | 2043 | CH4 Import - WC 2040 | Import | Methane | NY | Dispatch-Import | FuelCost | 0 | [6 empty] | 0.40573 | 0
LCP_Inputs_ON_Diverse_2023_04_03 | 2043 | CH4 Import - WC 2040 | Import | Methane | NY | Dispatch-Import | VOM | 0 | [6 empty] | 0.40573 | 0
LCP_Inputs_ON_Diverse_2023_04_03 | 2043 | CH4 Import - WC 2040 | Import | Methane | ON | Dispatch-Import | EmissionsCost | 0 | [6 empty] | 0.40573 | 0
LCP_Inputs_ON_Diverse_2023_04_03 | 2043 | CH4 Import - WC 2040 | Import | Methane | ON | Dispatch-Import | FuelCost | 0 | [6 empty] | 0.40573 | 0
LCP_Inputs_ON_Diverse_2023_04_03 | 2043 | CH4 Import - WC 2040 | Import | Methane | ON | Dispatch-Import | VOM | 0 | [6 empty] | 0.40573 | 0
LCP_Inputs_ON_Diverse_2023_04_03 | 2043 | CH4 Import - WC 2040 | Import | Methane | PJ | Dispatch-Import | EmissionsCost | 0 | [6 empty] | 0.40573 | 0
LCP_Inputs_ON_Diverse_2023_04_03 | 2043 | CH4 Import - WC 2040 | Import | Methane | PJ | Dispatch-Import | FuelCost | 0 | [6 empty] | 0.40573 | 0
LCP_Inputs_ON_Diverse_2023_04_03 | 2043 | CH4 Import - WC 2040 | Import | Methane | PJ | Dispatch-Import | VOM | 0 | [6 empty] | 0.40573 | 0
LCP_Inputs_ON_Diverse_2023_04_03 | 2043 | CH4 Import - WC 2040 | Import | Methane | QC | Dispatch-Import | EmissionsCost | 0 | [6 empty] | 0.40573 | 0
LCP_Inputs_ON_Diverse_2023_04_03 | 2043 | CH4 Import - WC 2040 | Import | Methane | QC | Dispatch-Import | FuelCost | 0 | [6 empty] | 0.40573 | 0
LCP_Inputs_ON_Diverse_2023_04_03 | 2043 | CH4 Import - WC 2040 | Import | Methane | QC | Dispatch-Import | VOM | 0 | [6 empty] | 0.40573 | 0
LCP_Inputs_ON_Diverse_2023_04_03 | 2043 | CH4 Import - WC 2040 | Import | Methane | WC | Dispatch-Import | EmissionsCost | 2117477751.305 | [6 empty] | 0.40573 | 859116483.9192
LCP_Inputs_ON_Diverse_2023_04_03 | 2043 | CH4 Import - WC 2040 | Import | Methane | WC | Dispatch-Import | FuelCost | 1127013410.4372 | [6 empty] | 0.40573 | 457259018.6168
LCP_Inputs_ON_Diverse_2023_04_03 | 2043 | CH4 Import - WC 2040 | Import | Methane | WC | Dispatch-Import | VOM | 0 | [6 empty] | 0.40573 | 0
LCP_Inputs_ON_Diverse_2023_04_03 | 2043 | CH4 Import - WC 2050 | Import | Methane | MI | Dispatch-Import | EmissionsCost | 0 | [6 empty] | 0.40573 | 0
LCP_Inputs_ON_Diverse_2023_04_03 | 2043 | CH4 Import - WC 2050 | Import | Methane | MI | Dispatch-Import | FuelCost | 0 | [6 empty] | 0.40573 | 0
LCP_Inputs_ON_Diverse_2023_04_03 | 2043 | CH4 Import - WC 2050 | Import | Methane | MI | Dispatch-Import | VOM | 0 | [6 empty] | 0.40573 | 0
LCP_Inputs_ON_Diverse_2023_04_03 | 2043 | CH4 Import - WC 2050 | Import | Methane | NY | Dispatch-Import | EmissionsCost | 0 | [6 empty] | 0.40573 | 0
LCP_Inputs_ON_Diverse_2023_04_03 | 2043 | CH4 Import - WC 2050 | Import | Methane | NY | Dispatch-Import | FuelCost | 0 | [6 empty] | 0.40573 | 0
LCP_Inputs_ON_Diverse_2023_04_03 | 2043 | CH4 Import - WC 2050 | Import | Methane | NY | Dispatch-Import | VOM | 0 | [6 empty] | 0.40573 | 0
LCP_Inputs_ON_Diverse_2023_04_03 | 2043 | CH4 Import - WC 2050 | Import | Methane | ON | Dispatch-Import | EmissionsCost | 0 | [6 empty] | 0.40573 | 0
LCP_Inputs_ON_Diverse_2023_04_03 | 2043 | CH4 Import - WC 2050 | Import | Methane | ON | Dispatch-Import | FuelCost | 0 | [6 empty] | 0.40573 | 0
LCP_Inputs_ON_Diverse_2023_04_03 | 2043 | CH4 Import - WC 2050 | Import | Methane | ON | Dispatch-Import | VOM | 0 | [6 empty] | 0.40573 | 0
LCP_Inputs_ON_Diverse_2023_04_03 | 2043 | CH4 Import - WC 2050 | Import | Methane | PJ | Dispatch-Import | EmissionsCost | 0 | [6 empty] | 0.40573 | 0
LCP_Inputs_ON_Diverse_2023_04_03 | 2043 | CH4 Import - WC 2050 | Import | Methane | PJ | Dispatch-Import | FuelCost | 0 | [6 empty] | 0.40573 | 0
LCP_Inputs_ON_Diverse_2023_04_03 | 2043 | CH4 Import - WC 2050 | Import | Methane | PJ | Dispatch-Import | VOM | 0 | [6 empty] | 0.40573 | 0
LCP_Inputs_ON_Diverse_2023_04_03 | 2043 | CH4 Import - WC 2050 | Import | Methane | QC | Dispatch-Import | EmissionsCost | 0 | [6 empty] | 0.40573 | 0
LCP_Inputs_ON_Diverse_2023_04_03 | 2043 | CH4 Import - WC 2050 | Import | Methane | QC | Dispatch-Import | FuelCost | 0 | [6 empty] | 0.40573 | 0
LCP_Inputs_ON_Diverse_2023_04_03 | 2043 | CH4 Import - WC 2050 | Import | Methane | QC | Dispatch-Import | VOM | 0 | [6 empty] | 0.40573 | 0
LCP_Inputs_ON_Diverse_2023_04_03 | 2043 | CH4 Import - WC 2050 | Import | Methane | WC | Dispatch-Import | EmissionsCost | 0 | [6 empty] | 0.40573 | 0
LCP_Inputs_ON_Diverse_2023_04_03 | 2043 | CH4 Import - WC 2050 | Import | Methane | WC | Dispatch-Import | FuelCost | 0 | [6 empty] | 0.40573 | 0
LCP_Inputs_ON_Diverse_2023_04_03 | 2043 | CH4 Import - WC 2050 | Import | Methane | WC | Dispatch-Import | VOM | 0 | [6 empty] | 0.40573 | 0
LCP_Inputs_ON_Diverse_2023_04_03 | 2043 | CH4 Salt Cavern Storage - ON | Storage | Methane | MI | Dispatch-Storage | EmissionsCost | 0 | [6 empty] | 0.40573 | 0
LCP_Inputs_ON_Diverse_2023_04_03 | 2043 | CH4 Salt Cavern Storage - ON | Storage | Methane | MI | Dispatch-Storage | FuelCost | 0 | [6 empty] | 0.40573 | 0
LCP_Inputs_ON_Diverse_2023_04_03 | 2043 | CH4 Salt Cavern Storage - ON | Storage | Methane | MI | Dispatch-Storage | VOM | 0 | [6 empty] | 0.40573 | 0
LCP_Inputs_ON_Diverse_2023_04_03 | 2043 | CH4 Salt Cavern Storage - ON | Storage | Methane | NY | Dispatch-Storage | EmissionsCost | 0 | [6 empty] | 0.40573 | 0
LCP_Inputs_ON_Diverse_2023_04_03 | 2043 | CH4 Salt Cavern Storage - ON | Storage | Methane | NY | Dispatch-Storage | FuelCost | 0 | [6 empty] | 0.40573 | 0
LCP_Inputs_ON_Diverse_2023_04_03 | 2043 | CH4 Salt Cavern Storage - ON | Storage | Methane | NY | Dispatch-Storage | VOM | 0 | [6 empty] | 0.40573 | 0
LCP_Inputs_ON_Diverse_2023_04_03 | 2043 | CH4 Salt Cavern Storage - ON | Storage | Methane | ON | Dispatch-Storage | EmissionsCost | 0 | [6 empty] | 0.40573 | 0
LCP_Inputs_ON_Diverse_2023_04_03 | 2043 | CH4 Salt Cavern Storage - ON | Storage | Methane | ON | Dispatch-Storage | FuelCost | 0 | [6 empty] | 0.40573 | 0
LCP_Inputs_ON_Diverse_2023_04_03 | 2043 | CH4 Salt Cavern Storage - ON | Storage | Methane | ON | Dispatch-Storage | VOM | 0 | [6 empty] | 0.40573 | 0
LCP_Inputs_ON_Diverse_2023_04_03 | 2043 | CH4 Salt Cavern Storage - ON | Storage | Methane | PJ | Dispatch-Storage | EmissionsCost | 0 | [6 empty] | 0.40573 | 0
LCP_Inputs_ON_Diverse_2023_04_03 | 2043 | CH4 Salt Cavern Storage - ON | Storage | Methane | PJ | Dispatch-Storage | FuelCost | 0 | [6 empty] | 0.40573 | 0
LCP_Inputs_ON_Diverse_2023_04_03 | 2043 | CH4 Salt Cavern Storage - ON | Storage | Methane | PJ | Dispatch-Storage | VOM | 0 | [6 empty] | 0.40573 | 0
LCP_Inputs_ON_Diverse_2023_04_03 | 2043 | CH4 Salt Cavern Storage - ON | Storage | Methane | QC | Dispatch-Storage | EmissionsCost | 0 | [6 empty] | 0.40573 | 0
LCP_Inputs_ON_Diverse_2023_04_03 | 2043 | CH4 Salt Cavern Storage - ON | Storage | Methane | QC | Dispatch-Storage | FuelCost | 0 | [6 empty] | 0.40573 | 0
LCP_Inputs_ON_Diverse_2023_04_03 | 2043 | CH4 Salt Cavern Storage - ON | Storage | Methane | QC | Dispatch-Storage | VOM | 0 | [6 empty] | 0.40573 | 0
LCP_Inputs_ON_Diverse_2023_04_03 | 2043 | CH4 Salt Cavern Storage - ON | Storage | Methane | WC | Dispatch-Storage | EmissionsCost | 0 | [6 empty] | 0.40573 | 0
LCP_Inputs_ON_Diverse_2023_04_03 | 2043 | CH4 Salt Cavern Storage - ON | Storage | Methane | WC | Dispatch-Storage | FuelCost | 0 | [6 empty] | 0.40573 | 0
LCP_Inputs_ON_Diverse_2023_04_03 | 2043 | CH4 Salt Cavern Storage - ON | Storage | Methane | WC | Dispatch-Storage | VOM | 0 | [6 empty] | 0.40573 | 0
LCP_Inputs_ON_Diverse_2023_04_03 | 2043 | Electrolyser 2020/2030 | Crossload | Hydrogen | MI | Dispatch-Crossload | EmissionsCost | 0 | [6 empty] | 0.40573 | 0
LCP_Inputs_ON_Diverse_2023_04_03 | 2043 | Electrolyser 2020/2030 | Crossload | Hydrogen | MI | Dispatch-Crossload | FuelCost | 0 | [6 empty] | 0.40573 | 0
LCP_Inputs_ON_Diverse_2023_04_03 | 2043 | Electrolyser 2020/2030 | Crossload | Hydrogen | MI | Dispatch-Crossload | VOM | 0 | [6 empty] | 0.40573 | 0
LCP_Inputs_ON_Diverse_2023_04_03 | 2043 | Electrolyser 2020/2030 | Crossload | Hydrogen | NY | Dispatch-Crossload | EmissionsCost | 0 | [6 empty] | 0.40573 | 0
LCP_Inputs_ON_Diverse_2023_04_03 | 2043 | Electrolyser 2020/2030 | Crossload | Hydrogen | NY | Dispatch-Crossload | FuelCost | 0 | [6 empty] | 0.40573 | 0
LCP_Inputs_ON_Diverse_2023_04_03 | 2043 | Electrolyser 2020/2030 | Crossload | Hydrogen | NY | Dispatch-Crossload | VOM | 0 | [6 empty] | 0.40573 | 0
LCP_Inputs_ON_Diverse_2023_04_03 | 2043 | Electrolyser 2020/2030 | Crossload | Hydrogen | ON | Dispatch-Crossload | EmissionsCost | 0 | [6 empty] | 0.40573 | 0
LCP_Inputs_ON_Diverse_2023_04_03 | 2043 | Electrolyser 2020/2030 | Crossload | Hydrogen | ON | Dispatch-Crossload | FuelCost | 0 | [6 empty] | 0.40573 | 0
LCP_Inputs_ON_Diverse_2023_04_03 | 2043 | Electrolyser 2020/2030 | Crossload | Hydrogen | ON | Dispatch-Crossload | VOM | 0 | [6 empty] | 0.40573 | 0
LCP_Inputs_ON_Diverse_2023_04_03 | 2043 | Electrolyser 2020/2030 | Crossload | Hydrogen | PJ | Dispatch-Crossload | EmissionsCost | 0 | [6 empty] | 0.40573 | 0
LCP_Inputs_ON_Diverse_2023_04_03 | 2043 | Electrolyser 2020/2030 | Crossload | Hydrogen | PJ | Dispatch-Crossload | FuelCost | 0 | [6 empty] | 0.40573 | 0
LCP_Inputs_ON_Diverse_2023_04_03 | 2043 | Electrolyser 2020/2030 | Crossload | Hydrogen | PJ | Dispatch-Crossload | VOM | 0 | [6 empty] | 0.40573 | 0
LCP_Inputs_ON_Diverse_2023_04_03 | 2043 | Electrolyser 2020/2030 | Crossload | Hydrogen | QC | Dispatch-Crossload | EmissionsCost | 0 | [6 empty] | 0.40573 | 0
LCP_Inputs_ON_Diverse_2023_04_03 | 2043 | Electrolyser 2020/2030 | Crossload | Hydrogen | QC | Dispatch-Crossload | FuelCost | 0 | [6 empty] | 0.40573 | 0
LCP_Inputs_ON_Diverse_2023_04_03 | 2043 | Electrolyser 2020/2030 | Crossload | Hydrogen | QC | Dispatch-Crossload | VOM | 0 | [6 empty] | 0.40573 | 0
LCP_Inputs_ON_Diverse_2023_04_03 | 2043 | Electrolyser 2020/2030 | Crossload | Hydrogen | WC | Dispatch-Crossload | EmissionsCost | 0 | [6 empty] | 0.40573 | 0
LCP_Inputs_ON_Diverse_2023_04_03 | 2043 | Electrolyser 2020/2030 | Crossload | Hydrogen | WC | Dispatch-Crossload | FuelCost | 0 | [6 empty] | 0.40573 | 0
LCP_Inputs_ON_Diverse_2023_04_03 | 2043 | Electrolyser 2020/2030 | Crossload | Hydrogen | WC | Dispatch-Crossload | VOM | 0 | [6 empty] | 0.40573 | 0
LCP_Inputs_ON_Diverse_2023_04_03 | 2043 | Electrolyser 2040 | Crossload | Hydrogen | MI | Dispatch-Crossload | EmissionsCost | 0 | [6 empty] | 0.40573 | 0
LCP_Inputs_ON_Diverse_2023_04_03 | 2043 | Electrolyser 2040 | Crossload | Hydrogen | MI | Dispatch-Crossload | FuelCost | 0 | [6 empty] | 0.40573 | 0
LCP_Inputs_ON_Diverse_2023_04_03 | 2043 | Electrolyser 2040 | Crossload | Hydrogen | MI | Dispatch-Crossload | VOM | 0 | [6 empty] | 0.40573 | 0
LCP_Inputs_ON_Diverse_2023_04_03 | 2043 | Electrolyser 2040 | Crossload | Hydrogen | NY | Dispatch-Crossload | EmissionsCost | 0 | [6 empty] | 0.40573 | 0
LCP_Inputs_ON_Diverse_2023_04_03 | 2043 | Electrolyser 2040 | Crossload | Hydrogen | NY | Dispatch-Crossload | FuelCost | 0 | [6 empty] | 0.40573 | 0
LCP_Inputs_ON_Diverse_2023_04_03 | 2043 | Electrolyser 2040 | Crossload | Hydrogen | NY | Dispatch-Crossload | VOM | 0 | [6 empty] | 0.40573 | 0
LCP_Inputs_ON_Diverse_2023_04_03 | 2043 | Electrolyser 2040 | Crossload | Hydrogen | ON | Dispatch-Crossload | EmissionsCost | 0 | [6 empty] | 0.40573 | 0
LCP_Inputs_ON_Diverse_2023_04_03 | 2043 | Electrolyser 2040 | Crossload | Hydrogen | ON | Dispatch-Crossload | FuelCost | 0 | [6 empty] | 0.40573 | 0
LCP_Inputs_ON_Diverse_2023_04_03 | 2043 | Electrolyser 2040 | Crossload | Hydrogen | ON | Dispatch-Crossload | VOM | 0 | [6 empty] | 0.40573 | 0
LCP_Inputs_ON_Diverse_2023_04_03 | 2043 | Electrolyser 2040 | Crossload | Hydrogen | PJ | Dispatch-Crossload | EmissionsCost | 0 | [6 empty] | 0.40573 | 0
LCP_Inputs_ON_Diverse_2023_04_03 | 2043 | Electrolyser 2040 | Crossload | Hydrogen | PJ | Dispatch-Crossload | FuelCost | 0 | [6 empty] | 0.40573 | 0
LCP_Inputs_ON_Diverse_2023_04_03 | 2043 | Electrolyser 2040 | Crossload | Hydrogen | PJ | Dispatch-Crossload | VOM | 0 | [6 empty] | 0.40573 | 0
LCP_Inputs_ON_Diverse_2023_04_03 | 2043 | Electrolyser 2040 | Crossload | Hydrogen | QC | Dispatch-Crossload | EmissionsCost | 0 | [6 empty] | 0.40573 | 0
LCP_Inputs_ON_Diverse_2023_04_03 | 2043 | Electrolyser 2040 | Crossload | Hydrogen | QC | Dispatch-Crossload | FuelCost | 0 | [6 empty] | 0.40573 | 0
LCP_Inputs_ON_Diverse_2023_04_03 | 2043 | Electrolyser 2040 | Crossload | Hydrogen | QC | Dispatch-Crossload | VOM | 0 | [6 empty] | 0.40573 | 0
LCP_Inputs_ON_Diverse_2023_04_03 | 2043 | Electrolyser 2040 | Crossload | Hydrogen | WC | Dispatch-Crossload | EmissionsCost | 0 | [6 empty] | 0.40573 | 0
LCP_Inputs_ON_Diverse_2023_04_03 | 2043 | Electrolyser 2040 | Crossload | Hydrogen | WC | Dispatch-Crossload | FuelCost | 0 | [6 empty] | 0.40573 | 0
LCP_Inputs_ON_Diverse_2023_04_03 | 2043 | Electrolyser 2040 | Crossload | Hydrogen | WC | Dispatch-Crossload | VOM | 0 | [6 empty] | 0.40573 | 0
LCP_Inputs_ON_Diverse_2023_04_03 | 2043 | Electrolyser 2050 | Crossload | Hydrogen | MI | Dispatch-Crossload | EmissionsCost | 0 | [6 empty] | 0.40573 | 0
LCP_Inputs_ON_Diverse_2023_04_03 | 2043 | Electrolyser 2050 | Crossload | Hydrogen | MI | Dispatch-Crossload | FuelCost | 0 | [6 empty] | 0.40573 | 0
LCP_Inputs_ON_Diverse_2023_04_03 | 2043 | Electrolyser 2050 | Crossload | Hydrogen | MI | Dispatch-Crossload | VOM | 0 | [6 empty] | 0.40573 | 0
LCP_Inputs_ON_Diverse_2023_04_03 | 2043 | Electrolyser 2050 | Crossload | Hydrogen | NY | Dispatch-Crossload | EmissionsCost | 0 | [6 empty] | 0.40573 | 0
LCP_Inputs_ON_Diverse_2023_04_03 | 2043 | Electrolyser 2050 | Crossload | Hydrogen | NY | Dispatch-Crossload | FuelCost | 0 | [6 empty] | 0.40573 | 0
LCP_Inputs_ON_Diverse_2023_04_03 | 2043 | Electrolyser 2050 | Crossload | Hydrogen | NY | Dispatch-Crossload | VOM | 0 | [6 empty] | 0.40573 | 0
LCP_Inputs_ON_Diverse_2023_04_03 | 2043 | Electrolyser 2050 | Crossload | Hydrogen | ON | Dispatch-Crossload | EmissionsCost | 0 | [6 empty] | 0.40573 | 0
LCP_Inputs_ON_Diverse_2023_04_03 | 2043 | Electrolyser 2050 | Crossload | Hydrogen | ON | Dispatch-Crossload | FuelCost | 0 | [6 empty] | 0.40573 | 0
LCP_Inputs_ON_Diverse_2023_04_03 | 2043 | Electrolyser 2050 | Crossload | Hydrogen | ON | Dispatch-Crossload | VOM | 0 | [6 empty] | 0.40573 | 0
LCP_Inputs_ON_Diverse_2023_04_03 | 2043 | Electrolyser 2050 | Crossload | Hydrogen | PJ | Dispatch-Crossload | EmissionsCost | 0 | [6 empty] | 0.40573 | 0
LCP_Inputs_ON_Diverse_2023_04_03 | 2043 | Electrolyser 2050 | Crossload | Hydrogen | PJ | Dispatch-Crossload | FuelCost | 0 | [6 empty] | 0.40573 | 0
LCP_Inputs_ON_Diverse_2023_04_03 | 2043 | Electrolyser 2050 | Crossload | Hydrogen | PJ | Dispatch-Crossload | VOM | 0 | [6 empty] | 0.40573 | 0
LCP_Inputs_ON_Diverse_2023_04_03 | 2043 | Electrolyser 2050 | Crossload | Hydrogen | QC | Dispatch-Crossload | EmissionsCost | 0 | [6 empty] | 0.40573 | 0
LCP_Inputs_ON_Diverse_2023_04_03 | 2043 | Electrolyser 2050 | Crossload | Hydrogen | QC | Dispatch-Crossload | FuelCost | 0 | [6 empty] | 0.40573 | 0
LCP_Inputs_ON_Diverse_2023_04_03 | 2043 | Electrolyser 2050 | Crossload | Hydrogen | QC | Dispatch-Crossload | VOM | 0 | [6 empty] | 0.40573 | 0
LCP_Inputs_ON_Diverse_2023_04_03 | 2043 | Electrolyser 2050 | Crossload | Hydrogen | WC | Dispatch-Crossload | EmissionsCost | 0 | [6 empty] | 0.40573 | 0
LCP_Inputs_ON_Diverse_2023_04_03 | 2043 | Electrolyser 2050 | Crossload | Hydrogen | WC | Dispatch-Crossload | FuelCost | 0 | [6 empty] | 0.40573 | 0
LCP_Inputs_ON_Diverse_2023_04_03 | 2043 | Electrolyser 2050 | Crossload | Hydrogen | WC | Dispatch-Crossload | VOM | 0 | [6 empty] | 0.40573 | 0
LCP_Inputs_ON_Diverse_2023_04_03 | 2043 | Fossil Fuel Thermal (Coal, Peat, Oil) | Generation | Electricity | MI | Dispatch-Generation | EmissionsCost | 0 | [6 empty] | 0.40573 | 0
LCP_Inputs_ON_Diverse_2023_04_03 | 2043 | Fossil Fuel Thermal (Coal, Peat, Oil) | Generation | Electricity | MI | Dispatch-Generation | FuelCost | 0 | [6 empty] | 0.40573 | 0
LCP_Inputs_ON_Diverse_2023_04_03 | 2043 | Fossil Fuel Thermal (Coal, Peat, Oil) | Generation | Electricity | MI | Dispatch-Generation | VOM | 0 | [6 empty] | 0.40573 | 0
LCP_Inputs_ON_Diverse_2023_04_03 | 2043 | Fossil Fuel Thermal (Coal, Peat, Oil) | Generation | Electricity | NY | Dispatch-Generation | EmissionsCost | 0 | [6 empty] | 0.40573 | 0
LCP_Inputs_ON_Diverse_2023_04_03 | 2043 | Fossil Fuel Thermal (Coal, Peat, Oil) | Generation | Electricity | NY | Dispatch-Generation | FuelCost | 0 | [6 empty] | 0.40573 | 0
LCP_Inputs_ON_Diverse_2023_04_03 | 2043 | Fossil Fuel Thermal (Coal, Peat, Oil) | Generation | Electricity | NY | Dispatch-Generation | VOM | 0 | [6 empty] | 0.40573 | 0
LCP_Inputs_ON_Diverse_2023_04_03 | 2043 | Fossil Fuel Thermal (Coal, Peat, Oil) | Generation | Electricity | ON | Dispatch-Generation | EmissionsCost | 0 | [6 empty] | 0.40573 | 0
LCP_Inputs_ON_Diverse_2023_04_03 | 2043 | Fossil Fuel Thermal (Coal, Peat, Oil) | Generation | Electricity | ON | Dispatch-Generation | FuelCost | 0 | [6 empty] | 0.40573 | 0
LCP_Inputs_ON_Diverse_2023_04_03 | 2043 | Fossil Fuel Thermal (Coal, Peat, Oil) | Generation | Electricity | ON | Dispatch-Generation | VOM | 0 | [6 empty] | 0.40573 | 0
LCP_Inputs_ON_Diverse_2023_04_03 | 2043 | Fossil Fuel Thermal (Coal, Peat, Oil) | Generation | Electricity | PJ | Dispatch-Generation | EmissionsCost | 0 | [6 empty] | 0.40573 | 0
LCP_Inputs_ON_Diverse_2023_04_03 | 2043 | Fossil Fuel Thermal (Coal, Peat, Oil) | Generation | Electricity | PJ | Dispatch-Generation | FuelCost | 0 | [6 empty] | 0.40573 | 0
LCP_Inputs_ON_Diverse_2023_04_03 | 2043 | Fossil Fuel Thermal (Coal, Peat, Oil) | Generation | Electricity | PJ | Dispatch-Generation | VOM | 0 | [6 empty] | 0.40573 | 0
LCP_Inputs_ON_Diverse_2023_04_03 | 2043 | Fossil Fuel Thermal (Coal, Peat, Oil) | Generation | Electricity | QC | Dispatch-Generation | EmissionsCost | 0 | [6 empty] | 0.40573 | 0
LCP_Inputs_ON_Diverse_2023_04_03 | 2043 | Fossil Fuel Thermal (Coal, Peat, Oil) | Generation | Electricity | QC | Dispatch-Generation | FuelCost | 0 | [6 empty] | 0.40573 | 0
LCP_Inputs_ON_Diverse_2023_04_03 | 2043 | Fossil Fuel Thermal (Coal, Peat, Oil) | Generation | Electricity | QC | Dispatch-Generation | VOM | 0 | [6 empty] | 0.40573 | 0
LCP_Inputs_ON_Diverse_2023_04_03 | 2043 | Fossil Fuel Thermal (Coal, Peat, Oil) | Generation | Electricity | WC | Dispatch-Generation | EmissionsCost | 0 | [6 empty] | 0.40573 | 0
LCP_Inputs_ON_Diverse_2023_04_03 | 2043 | Fossil Fuel Thermal (Coal, Peat, Oil) | Generation | Electricity | WC | Dispatch-Generation | FuelCost | 0 | [6 empty] | 0.40573 | 0
LCP_Inputs_ON_Diverse_2023_04_03 | 2043 | Fossil Fuel Thermal (Coal, Peat, Oil) | Generation | Electricity | WC | Dispatch-Generation | VOM | 0 | [6 empty] | 0.40573 | 0
LCP_Inputs_ON_Diverse_2023_04_03 | 2043 | Generic - Generator | Generation | Electricity | MI | Dispatch-Generation | EmissionsCost | 0 | [6 empty] | 0.40573 | 0
LCP_Inputs_ON_Diverse_2023_04_03 | 2043 | Generic - Generator | Generation | Electricity | MI | Dispatch-Generation | FuelCost | 922715978.5322 | [6 empty] | 0.40573 | 374370170.6637
LCP_Inputs_ON_Diverse_2023_04_03 | 2043 | Generic - Generator | Generation | Electricity | MI | Dispatch-Generation | VOM | 30177343.602 | [6 empty] | 0.40573 | 12243742.9689
LCP_Inputs_ON_Diverse_2023_04_03 | 2043 | Generic - Generator | Generation | Electricity | NY | Dispatch-Generation | EmissionsCost | 0 | [6 empty] | 0.40573 | 0
LCP_Inputs_ON_Diverse_2023_04_03 | 2043 | Generic - Generator | Generation | Electricity | NY | Dispatch-Generation | FuelCost | 169239391.3338 | [6 empty] | 0.40573 | 68664877.6988
LCP_Inputs_ON_Diverse_2023_04_03 | 2043 | Generic - Generator | Generation | Electricity | NY | Dispatch-Generation | VOM | 5534959.1663 | [6 empty] | 0.40573 | 2245678.6876
LCP_Inputs_ON_Diverse_2023_04_03 | 2043 | Generic - Generator | Generation | Electricity | ON | Dispatch-Generation | EmissionsCost | 0 | [6 empty] | 0.40573 | 0
LCP_Inputs_ON_Diverse_2023_04_03 | 2043 | Generic - Generator | Generation | Electricity | ON | Dispatch-Generation | FuelCost | 0 | [6 empty] | 0.40573 | 0
LCP_Inputs_ON_Diverse_2023_04_03 | 2043 | Generic - Generator | Generation | Electricity | ON | Dispatch-Generation | VOM | 0 | [6 empty] | 0.40573 | 0
LCP_Inputs_ON_Diverse_2023_04_03 | 2043 | Generic - Generator | Generation | Electricity | PJ | Dispatch-Generation | EmissionsCost | 0 | [6 empty] | 0.40573 | 0
LCP_Inputs_ON_Diverse_2023_04_03 | 2043 | Generic - Generator | Generation | Electricity | PJ | Dispatch-Generation | FuelCost | 5434493471.1405 | [6 empty] | 0.40573 | 2204917109.4858
LCP_Inputs_ON_Diverse_2023_04_03 | 2043 | Generic - Generator | Generation | Electricity | PJ | Dispatch-Generation | VOM | 177734623.2179 | [6 empty] | 0.40573 | 72111616.9818
LCP_Inputs_ON_Diverse_2023_04_03 | 2043 | Generic - Generator | Generation | Electricity | QC | Dispatch-Generation | EmissionsCost | 0 | [6 empty] | 0.40573 | 0
LCP_Inputs_ON_Diverse_2023_04_03 | 2043 | Generic - Generator | Generation | Electricity | QC | Dispatch-Generation | FuelCost | 0 | [6 empty] | 0.40573 | 0
LCP_Inputs_ON_Diverse_2023_04_03 | 2043 | Generic - Generator | Generation | Electricity | QC | Dispatch-Generation | VOM | 0 | [6 empty] | 0.40573 | 0
LCP_Inputs_ON_Diverse_2023_04_03 | 2043 | Generic - Generator | Generation | Electricity | WC | Dispatch-Generation | EmissionsCost | 0 | [6 empty] | 0.40573 | 0
LCP_Inputs_ON_Diverse_2023_04_03 | 2043 | Generic - Generator | Generation | Electricity | WC | Dispatch-Generation | FuelCost | 0 | [6 empty] | 0.40573 | 0
LCP_Inputs_ON_Diverse_2023_04_03 | 2043 | Generic - Generator | Generation | Electricity | WC | Dispatch-Generation | VOM | 0 | [6 empty] | 0.40573 | 0
LCP_Inputs_ON_Diverse_2023_04_03 | 2043 | H2 Import - QC | Import | Hydrogen | MI | Dispatch-Import | EmissionsCost | 0 | [6 empty] | 0.40573 | 0
LCP_Inputs_ON_Diverse_2023_04_03 | 2043 | H2 Import - QC | Import | Hydrogen | MI | Dispatch-Import | FuelCost | 0 | [6 empty] | 0.40573 | 0
LCP_Inputs_ON_Diverse_2023_04_03 | 2043 | H2 Import - QC | Import | Hydrogen | MI | Dispatch-Import | VOM | 0 | [6 empty] | 0.40573 | 0
LCP_Inputs_ON_Diverse_2023_04_03 | 2043 | H2 Import - QC | Import | Hydrogen | NY | Dispatch-Import | EmissionsCost | 0 | [6 empty] | 0.40573 | 0
LCP_Inputs_ON_Diverse_2023_04_03 | 2043 | H2 Import - QC | Import | Hydrogen | NY | Dispatch-Import | FuelCost | 0 | [6 empty] | 0.40573 | 0
LCP_Inputs_ON_Diverse_2023_04_03 | 2043 | H2 Import - QC | Import | Hydrogen | NY | Dispatch-Import | VOM | 0 | [6 empty] | 0.40573 | 0
LCP_Inputs_ON_Diverse_2023_04_03 | 2043 | H2 Import - QC | Import | Hydrogen | ON | Dispatch-Import | EmissionsCost | 0 | [6 empty] | 0.40573 | 0
LCP_Inputs_ON_Diverse_2023_04_03 | 2043 | H2 Import - QC | Import | Hydrogen | ON | Dispatch-Import | FuelCost | 0 | [6 empty] | 0.40573 | 0
LCP_Inputs_ON_Diverse_2023_04_03 | 2043 | H2 Import - QC | Import | Hydrogen | ON | Dispatch-Import | VOM | 0 | [6 empty] | 0.40573 | 0
LCP_Inputs_ON_Diverse_2023_04_03 | 2043 | H2 Import - QC | Import | Hydrogen | PJ | Dispatch-Import | EmissionsCost | 0 | [6 empty] | 0.40573 | 0
LCP_Inputs_ON_Diverse_2023_04_03 | 2043 | H2 Import - QC | Import | Hydrogen | PJ | Dispatch-Import | FuelCost | 0 | [6 empty] | 0.40573 | 0
LCP_Inputs_ON_Diverse_2023_04_03 | 2043 | H2 Import - QC | Import | Hydrogen | PJ | Dispatch-Import | VOM | 0 | [6 empty] | 0.40573 | 0
LCP_Inputs_ON_Diverse_2023_04_03 | 2043 | H2 Import - QC | Import | Hydrogen | QC | Dispatch-Import | EmissionsCost | 0 | [6 empty] | 0.40573 | 0
LCP_Inputs_ON_Diverse_2023_04_03 | 2043 | H2 Import - QC | Import | Hydrogen | QC | Dispatch-Import | FuelCost | 0 | [6 empty] | 0.40573 | 0
LCP_Inputs_ON_Diverse_2023_04_03 | 2043 | H2 Import - QC | Import | Hydrogen | QC | Dispatch-Import | VOM | 0 | [6 empty] | 0.40573 | 0
LCP_Inputs_ON_Diverse_2023_04_03 | 2043 | H2 Import - QC | Import | Hydrogen | WC | Dispatch-Import | EmissionsCost | 0 | [6 empty] | 0.40573 | 0
LCP_Inputs_ON_Diverse_2023_04_03 | 2043 | H2 Import - QC | Import | Hydrogen | WC | Dispatch-Import | FuelCost | 0 | [6 empty] | 0.40573 | 0
LCP_Inputs_ON_Diverse_2023_04_03 | 2043 | H2 Import - QC | Import | Hydrogen | WC | Dispatch-Import | VOM | 0 | [6 empty] | 0.40573 | 0
LCP_Inputs_ON_Diverse_2023_04_03 | 2043 | H2 Import - WC | Import | Hydrogen | MI | Dispatch-Import | EmissionsCost | 0 | [6 empty] | 0.40573 | 0
LCP_Inputs_ON_Diverse_2023_04_03 | 2043 | H2 Import - WC | Import | Hydrogen | MI | Dispatch-Import | FuelCost | 0 | [6 empty] | 0.40573 | 0
LCP_Inputs_ON_Diverse_2023_04_03 | 2043 | H2 Import - WC | Import | Hydrogen | MI | Dispatch-Import | VOM | 0 | [6 empty] | 0.40573 | 0
LCP_Inputs_ON_Diverse_2023_04_03 | 2043 | H2 Import - WC | Import | Hydrogen | NY | Dispatch-Import | EmissionsCost | 0 | [6 empty] | 0.40573 | 0
LCP_Inputs_ON_Diverse_2023_04_03 | 2043 | H2 Import - WC | Import | Hydrogen | NY | Dispatch-Import | FuelCost | 0 | [6 empty] | 0.40573 | 0
LCP_Inputs_ON_Diverse_2023_04_03 | 2043 | H2 Import - WC | Import | Hydrogen | NY | Dispatch-Import | VOM | 0 | [6 empty] | 0.40573 | 0
LCP_Inputs_ON_Diverse_2023_04_03 | 2043 | H2 Import - WC | Import | Hydrogen | ON | Dispatch-Import | EmissionsCost | 0 | [6 empty] | 0.40573 | 0
LCP_Inputs_ON_Diverse_2023_04_03 | 2043 | H2 Import - WC | Import | Hydrogen | ON | Dispatch-Import | FuelCost | 0 | [6 empty] | 0.40573 | 0
LCP_Inputs_ON_Diverse_2023_04_03 | 2043 | H2 Import - WC | Import | Hydrogen | ON | Dispatch-Import | VOM | 0 | [6 empty] | 0.40573 | 0
LCP_Inputs_ON_Diverse_2023_04_03 | 2043 | H2 Import - WC | Import | Hydrogen | PJ | Dispatch-Import | EmissionsCost | 0 | [6 empty] | 0.40573 | 0
LCP_Inputs_ON_Diverse_2023_04_03 | 2043 | H2 Import - WC | Import | Hydrogen | PJ | Dispatch-Import | FuelCost | 0 | [6 empty] | 0.40573 | 0
LCP_Inputs_ON_Diverse_2023_04_03 | 2043 | H2 Import - WC | Import | Hydrogen | PJ | Dispatch-Import | VOM | 0 | [6 empty] | 0.40573 | 0
LCP_Inputs_ON_Diverse_2023_04_03 | 2043 | H2 Import - WC | Import | Hydrogen | QC | Dispatch-Import | EmissionsCost | 0 | [6 empty] | 0.40573 | 0
LCP_Inputs_ON_Diverse_2023_04_03 | 2043 | H2 Import - WC | Import | Hydrogen | QC | Dispatch-Import | FuelCost | 0 | [6 empty] | 0.40573 | 0
LCP_Inputs_ON_Diverse_2023_04_03 | 2043 | H2 Import - WC | Import | Hydrogen | QC | Dispatch-Import | VOM | 0 | [6 empty] | 0.40573 | 0
LCP_Inputs_ON_Diverse_2023_04_03 | 2043 | H2 Import - WC | Import | Hydrogen | WC | Dispatch-Import | EmissionsCost | 0 | [6 empty] | 0.40573 | 0
LCP_Inputs_ON_Diverse_2023_04_03 | 2043 | H2 Import - WC | Import | Hydrogen | WC | Dispatch-Import | FuelCost | 322770984.3754 | [6 empty] | 0.40573 | 130956687.9921
LCP_Inputs_ON_Diverse_2023_04_03 | 2043 | H2 Import - WC | Import | Hydrogen | WC | Dispatch-Import | VOM | 0 | [6 empty] | 0.40573 | 0
LCP_Inputs_ON_Diverse_2023_04_03 | 2043 | H2 Salt Cavern Storage - ON | Storage | Hydrogen | MI | Dispatch-Storage | EmissionsCost | 0 | [6 empty] | 0.40573 | 0
LCP_Inputs_ON_Diverse_2023_04_03 | 2043 | H2 Salt Cavern Storage - ON | Storage | Hydrogen | MI | Dispatch-Storage | FuelCost | 0 | [6 empty] | 0.40573 | 0
LCP_Inputs_ON_Diverse_2023_04_03 | 2043 | H2 Salt Cavern Storage - ON | Storage | Hydrogen | MI | Dispatch-Storage | VOM | 0 | [6 empty] | 0.40573 | 0
LCP_Inputs_ON_Diverse_2023_04_03 | 2043 | H2 Salt Cavern Storage - ON | Storage | Hydrogen | NY | Dispatch-Storage | EmissionsCost | 0 | [6 empty] | 0.40573 | 0
LCP_Inputs_ON_Diverse_2023_04_03 | 2043 | H2 Salt Cavern Storage - ON | Storage | Hydrogen | NY | Dispatch-Storage | FuelCost | 0 | [6 empty] | 0.40573 | 0
LCP_Inputs_ON_Diverse_2023_04_03 | 2043 | H2 Salt Cavern Storage - ON | Storage | Hydrogen | NY | Dispatch-Storage | VOM | 0 | [6 empty] | 0.40573 | 0
LCP_Inputs_ON_Diverse_2023_04_03 | 2043 | H2 Salt Cavern Storage - ON | Storage | Hydrogen | ON | Dispatch-Storage | EmissionsCost | 0 | [6 empty] | 0.40573 | 0
LCP_Inputs_ON_Diverse_2023_04_03 | 2043 | H2 Salt Cavern Storage - ON | Storage | Hydrogen | ON | Dispatch-Storage | FuelCost | 0 | [6 empty] | 0.40573 | 0
LCP_Inputs_ON_Diverse_2023_04_03 | 2043 | H2 Salt Cavern Storage - ON | Storage | Hydrogen | ON | Dispatch-Storage | VOM | 60179086.0056 | [6 empty] | 0.40573 | 24416239.9075
LCP_Inputs_ON_Diverse_2023_04_03 | 2043 | H2 Salt Cavern Storage - ON | Storage | Hydrogen | PJ | Dispatch-Storage | EmissionsCost | 0 | [6 empty] | 0.40573 | 0
LCP_Inputs_ON_Diverse_2023_04_03 | 2043 | H2 Salt Cavern Storage - ON | Storage | Hydrogen | PJ | Dispatch-Storage | FuelCost | 0 | [6 empty] | 0.40573 | 0
LCP_Inputs_ON_Diverse_2023_04_03 | 2043 | H2 Salt Cavern Storage - ON | Storage | Hydrogen | PJ | Dispatch-Storage | VOM | 0 | [6 empty] | 0.40573 | 0
LCP_Inputs_ON_Diverse_2023_04_03 | 2043 | H2 Salt Cavern Storage - ON | Storage | Hydrogen | QC | Dispatch-Storage | EmissionsCost | 0 | [6 empty] | 0.40573 | 0
LCP_Inputs_ON_Diverse_2023_04_03 | 2043 | H2 Salt Cavern Storage - ON | Storage | Hydrogen | QC | Dispatch-Storage | FuelCost | 0 | [6 empty] | 0.40573 | 0
LCP_Inputs_ON_Diverse_2023_04_03 | 2043 | H2 Salt Cavern Storage - ON | Storage | Hydrogen | QC | Dispatch-Storage | VOM | 0 | [6 empty] | 0.40573 | 0
LCP_Inputs_ON_Diverse_2023_04_03 | 2043 | H2 Salt Cavern Storage - ON | Storage | Hydrogen | WC | Dispatch-Storage | EmissionsCost | 0 | [6 empty] | 0.40573 | 0
LCP_Inputs_ON_Diverse_2023_04_03 | 2043 | H2 Salt Cavern Storage - ON | Storage | Hydrogen | WC | Dispatch-Storage | FuelCost | 0 | [6 empty] | 0.40573 | 0
LCP_Inputs_ON_Diverse_2023_04_03 | 2043 | H2 Salt Cavern Storage - ON | Storage | Hydrogen | WC | Dispatch-Storage | VOM | 0 | [6 empty] | 0.40573 | 0
LCP_Inputs_ON_Diverse_2023_04_03 | 2043 | Hydro | Generation | Electricity | MI | Dispatch-Generation | EmissionsCost | 0 | [6 empty] | 0.40573 | 0
LCP_Inputs_ON_Diverse_2023_04_03 | 2043 | Hydro | Generation | Electricity | MI | Dispatch-Generation | FuelCost | 0 | [6 empty] | 0.40573 | 0
LCP_Inputs_ON_Diverse_2023_04_03 | 2043 | Hydro | Generation | Electricity | MI | Dispatch-Generation | VOM | 0 | [6 empty] | 0.40573 | 0
LCP_Inputs_ON_Diverse_2023_04_03 | 2043 | Hydro | Generation | Electricity | NY | Dispatch-Generation | EmissionsCost | 0 | [6 empty] | 0.40573 | 0
LCP_Inputs_ON_Diverse_2023_04_03 | 2043 | Hydro | Generation | Electricity | NY | Dispatch-Generation | FuelCost | 0 | [6 empty] | 0.40573 | 0
LCP_Inputs_ON_Diverse_2023_04_03 | 2043 | Hydro | Generation | Electricity | NY | Dispatch-Generation | VOM | 0 | [6 empty] | 0.40573 | 0
LCP_Inputs_ON_Diverse_2023_04_03 | 2043 | Hydro | Generation | Electricity | ON | Dispatch-Generation | EmissionsCost | 0 | [6 empty] | 0.40573 | 0
LCP_Inputs_ON_Diverse_2023_04_03 | 2043 | Hydro | Generation | Electricity | ON | Dispatch-Generation | FuelCost | 0 | [6 empty] | 0.40573 | 0
LCP_Inputs_ON_Diverse_2023_04_03 | 2043 | Hydro | Generation | Electricity | ON | Dispatch-Generation | VOM | 0 | [6 empty] | 0.40573 | 0
LCP_Inputs_ON_Diverse_2023_04_03 | 2043 | Hydro | Generation | Electricity | PJ | Dispatch-Generation | EmissionsCost | 0 | [6 empty] | 0.40573 | 0
LCP_Inputs_ON_Diverse_2023_04_03 | 2043 | Hydro | Generation | Electricity | PJ | Dispatch-Generation | FuelCost | 0 | [6 empty] | 0.40573 | 0
LCP_Inputs_ON_Diverse_2023_04_03 | 2043 | Hydro | Generation | Electricity | PJ | Dispatch-Generation | VOM | 0 | [6 empty] | 0.40573 | 0
LCP_Inputs_ON_Diverse_2023_04_03 | 2043 | Hydro | Generation | Electricity | QC | Dispatch-Generation | EmissionsCost | 0 | [6 empty] | 0.40573 | 0
LCP_Inputs_ON_Diverse_2023_04_03 | 2043 | Hydro | Generation | Electricity | QC | Dispatch-Generation | FuelCost | 0 | [6 empty] | 0.40573 | 0
LCP_Inputs_ON_Diverse_2023_04_03 | 2043 | Hydro | Generation | Electricity | QC | Dispatch-Generation | VOM | 0 | [6 empty] | 0.40573 | 0
LCP_Inputs_ON_Diverse_2023_04_03 | 2043 | Hydro | Generation | Electricity | WC | Dispatch-Generation | EmissionsCost | 0 | [6 empty] | 0.40573 | 0
LCP_Inputs_ON_Diverse_2023_04_03 | 2043 | Hydro | Generation | Electricity | WC | Dispatch-Generation | FuelCost | 0 | [6 empty] | 0.40573 | 0
LCP_Inputs_ON_Diverse_2023_04_03 | 2043 | Hydro | Generation | Electricity | WC | Dispatch-Generation | VOM | 0 | [6 empty] | 0.40573 | 0
LCP_Inputs_ON_Diverse_2023_04_03 | 2043 | Hydro Pumped Storage | Storage | Electricity | MI | Dispatch-Storage | EmissionsCost | 0 | [6 empty] | 0.40573 | 0
LCP_Inputs_ON_Diverse_2023_04_03 | 2043 | Hydro Pumped Storage | Storage | Electricity | MI | Dispatch-Storage | FuelCost | 0 | [6 empty] | 0.40573 | 0
LCP_Inputs_ON_Diverse_2023_04_03 | 2043 | Hydro Pumped Storage | Storage | Electricity | MI | Dispatch-Storage | VOM | 0 | [6 empty] | 0.40573 | 0
LCP_Inputs_ON_Diverse_2023_04_03 | 2043 | Hydro Pumped Storage | Storage | Electricity | NY | Dispatch-Storage | EmissionsCost | 0 | [6 empty] | 0.40573 | 0
LCP_Inputs_ON_Diverse_2023_04_03 | 2043 | Hydro Pumped Storage | Storage | Electricity | NY | Dispatch-Storage | FuelCost | 0 | [6 empty] | 0.40573 | 0
LCP_Inputs_ON_Diverse_2023_04_03 | 2043 | Hydro Pumped Storage | Storage | Electricity | NY | Dispatch-Storage | VOM | 0 | [6 empty] | 0.40573 | 0
LCP_Inputs_ON_Diverse_2023_04_03 | 2043 | Hydro Pumped Storage | Storage | Electricity | ON | Dispatch-Storage | EmissionsCost | 0 | [6 empty] | 0.40573 | 0
LCP_Inputs_ON_Diverse_2023_04_03 | 2043 | Hydro Pumped Storage | Storage | Electricity | ON | Dispatch-Storage | FuelCost | 0 | [6 empty] | 0.40573 | 0
LCP_Inputs_ON_Diverse_2023_04_03 | 2043 | Hydro Pumped Storage | Storage | Electricity | ON | Dispatch-Storage | VOM | 0 | [6 empty] | 0.40573 | 0
LCP_Inputs_ON_Diverse_2023_04_03 | 2043 | Hydro Pumped Storage | Storage | Electricity | PJ | Dispatch-Storage | EmissionsCost | 0 | [6 empty] | 0.40573 | 0
LCP_Inputs_ON_Diverse_2023_04_03 | 2043 | Hydro Pumped Storage | Storage | Electricity | PJ | Dispatch-Storage | FuelCost | 0 | [6 empty] | 0.40573 | 0
LCP_Inputs_ON_Diverse_2023_04_03 | 2043 | Hydro Pumped Storage | Storage | Electricity | PJ | Dispatch-Storage | VOM | 0 | [6 empty] | 0.40573 | 0
LCP_Inputs_ON_Diverse_2023_04_03 | 2043 | Hydro Pumped Storage | Storage | Electricity | QC | Dispatch-Storage | EmissionsCost | 0 | [6 empty] | 0.40573 | 0
LCP_Inputs_ON_Diverse_2023_04_03 | 2043 | Hydro Pumped Storage | Storage | Electricity | QC | Dispatch-Storage | FuelCost | 0 | [6 empty] | 0.40573 | 0
LCP_Inputs_ON_Diverse_2023_04_03 | 2043 | Hydro Pumped Storage | Storage | Electricity | QC | Dispatch-Storage | VOM | 0 | [6 empty] | 0.40573 | 0
LCP_Inputs_ON_Diverse_2023_04_03 | 2043 | Hydro Pumped Storage | Storage | Electricity | WC | Dispatch-Storage | EmissionsCost | 0 | [6 empty] | 0.40573 | 0
LCP_Inputs_ON_Diverse_2023_04_03 | 2043 | Hydro Pumped Storage | Storage | Electricity | WC | Dispatch-Storage | FuelCost | 0 | [6 empty] | 0.40573 | 0
LCP_Inputs_ON_Diverse_2023_04_03 | 2043 | Hydro Pumped Storage | Storage | Electricity | WC | Dispatch-Storage | VOM | 0 | [6 empty] | 0.40573 | 0
LCP_Inputs_ON_Diverse_2023_04_03 | 2043 | Nuclear | Generation | Electricity | MI | Dispatch-Generation | EmissionsCost | 0 | [6 empty] | 0.40573 | 0
LCP_Inputs_ON_Diverse_2023_04_03 | 2043 | Nuclear | Generation | Electricity | MI | Dispatch-Generation | FuelCost | 0 | [6 empty] | 0.40573 | 0
LCP_Inputs_ON_Diverse_2023_04_03 | 2043 | Nuclear | Generation | Electricity | MI | Dispatch-Generation | VOM | 2762866296.96 | [6 empty] | 0.40573 | 1120967612.1131
LCP_Inputs_ON_Diverse_2023_04_03 | 2043 | Nuclear | Generation | Electricity | NY | Dispatch-Generation | EmissionsCost | 0 | [6 empty] | 0.40573 | 0
LCP_Inputs_ON_Diverse_2023_04_03 | 2043 | Nuclear | Generation | Electricity | NY | Dispatch-Generation | FuelCost | 0 | [6 empty] | 0.40573 | 0
LCP_Inputs_ON_Diverse_2023_04_03 | 2043 | Nuclear | Generation | Electricity | NY | Dispatch-Generation | VOM | 2246155230.144 | [6 empty] | 0.40573 | 911324325.5891
LCP_Inputs_ON_Diverse_2023_04_03 | 2043 | Nuclear | Generation | Electricity | ON | Dispatch-Generation | EmissionsCost | 0 | [6 empty] | 0.40573 | 0
LCP_Inputs_ON_Diverse_2023_04_03 | 2043 | Nuclear | Generation | Electricity | ON | Dispatch-Generation | FuelCost | 0 | [6 empty] | 0.40573 | 0
LCP_Inputs_ON_Diverse_2023_04_03 | 2043 | Nuclear | Generation | Electricity | ON | Dispatch-Generation | VOM | 7823178339.984 | [6 empty] | 0.40573 | 3174069462.7736
LCP_Inputs_ON_Diverse_2023_04_03 | 2043 | Nuclear | Generation | Electricity | PJ | Dispatch-Generation | EmissionsCost | 0 | [6 empty] | 0.40573 | 0
LCP_Inputs_ON_Diverse_2023_04_03 | 2043 | Nuclear | Generation | Electricity | PJ | Dispatch-Generation | FuelCost | 0 | [6 empty] | 0.40573 | 0
LCP_Inputs_ON_Diverse_2023_04_03 | 2043 | Nuclear | Generation | Electricity | PJ | Dispatch-Generation | VOM | 6401347648.6848 | [6 empty] | 0.40573 | 2597195309.794
LCP_Inputs_ON_Diverse_2023_04_03 | 2043 | Nuclear | Generation | Electricity | QC | Dispatch-Generation | EmissionsCost | 0 | [6 empty] | 0.40573 | 0
LCP_Inputs_ON_Diverse_2023_04_03 | 2043 | Nuclear | Generation | Electricity | QC | Dispatch-Generation | FuelCost | 0 | [6 empty] | 0.40573 | 0
LCP_Inputs_ON_Diverse_2023_04_03 | 2043 | Nuclear | Generation | Electricity | QC | Dispatch-Generation | VOM | 0 | [6 empty] | 0.40573 | 0
LCP_Inputs_ON_Diverse_2023_04_03 | 2043 | Nuclear | Generation | Electricity | WC | Dispatch-Generation | EmissionsCost | 0 | [6 empty] | 0.40573 | 0
LCP_Inputs_ON_Diverse_2023_04_03 | 2043 | Nuclear | Generation | Electricity | WC | Dispatch-Generation | FuelCost | 0 | [6 empty] | 0.40573 | 0
LCP_Inputs_ON_Diverse_2023_04_03 | 2043 | Nuclear | Generation | Electricity | WC | Dispatch-Generation | VOM | 0 | [6 empty] | 0.40573 | 0
LCP_Inputs_ON_Diverse_2023_04_03 | 2043 | Nuclear SMR | Generation | Electricity | MI | Dispatch-Generation | EmissionsCost | 0 | [6 empty] | 0.40573 | 0
LCP_Inputs_ON_Diverse_2023_04_03 | 2043 | Nuclear SMR | Generation | Electricity | MI | Dispatch-Generation | FuelCost | 0 | [6 empty] | 0.40573 | 0
LCP_Inputs_ON_Diverse_2023_04_03 | 2043 | Nuclear SMR | Generation | Electricity | MI | Dispatch-Generation | VOM | 0 | [6 empty] | 0.40573 | 0
LCP_Inputs_ON_Diverse_2023_04_03 | 2043 | Nuclear SMR | Generation | Electricity | NY | Dispatch-Generation | EmissionsCost | 0 | [6 empty] | 0.40573 | 0
LCP_Inputs_ON_Diverse_2023_04_03 | 2043 | Nuclear SMR | Generation | Electricity | NY | Dispatch-Generation | FuelCost | 0 | [6 empty] | 0.40573 | 0
LCP_Inputs_ON_Diverse_2023_04_03 | 2043 | Nuclear SMR | Generation | Electricity | NY | Dispatch-Generation | VOM | 0 | [6 empty] | 0.40573 | 0
LCP_Inputs_ON_Diverse_2023_04_03 | 2043 | Nuclear SMR | Generation | Electricity | ON | Dispatch-Generation | EmissionsCost | 0 | [6 empty] | 0.40573 | 0
LCP_Inputs_ON_Diverse_2023_04_03 | 2043 | Nuclear SMR | Generation | Electricity | ON | Dispatch-Generation | FuelCost | 0 | [6 empty] | 0.40573 | 0
LCP_Inputs_ON_Diverse_2023_04_03 | 2043 | Nuclear SMR | Generation | Electricity | ON | Dispatch-Generation | VOM | 17018020.8 | [6 empty] | 0.40573 | 6904659.1795
LCP_Inputs_ON_Diverse_2023_04_03 | 2043 | Nuclear SMR | Generation | Electricity | PJ | Dispatch-Generation | EmissionsCost | 0 | [6 empty] | 0.40573 | 0
LCP_Inputs_ON_Diverse_2023_04_03 | 2043 | Nuclear SMR | Generation | Electricity | PJ | Dispatch-Generation | FuelCost | 0 | [6 empty] | 0.40573 | 0
LCP_Inputs_ON_Diverse_2023_04_03 | 2043 | Nuclear SMR | Generation | Electricity | PJ | Dispatch-Generation | VOM | 0 | [6 empty] | 0.40573 | 0
LCP_Inputs_ON_Diverse_2023_04_03 | 2043 | Nuclear SMR | Generation | Electricity | QC | Dispatch-Generation | EmissionsCost | 0 | [6 empty] | 0.40573 | 0
LCP_Inputs_ON_Diverse_2023_04_03 | 2043 | Nuclear SMR | Generation | Electricity | QC | Dispatch-Generation | FuelCost | 0 | [6 empty] | 0.40573 | 0
LCP_Inputs_ON_Diverse_2023_04_03 | 2043 | Nuclear SMR | Generation | Electricity | QC | Dispatch-Generation | VOM | 0 | [6 empty] | 0.40573 | 0
LCP_Inputs_ON_Diverse_2023_04_03 | 2043 | Nuclear SMR | Generation | Electricity | WC | Dispatch-Generation | EmissionsCost | 0 | [6 empty] | 0.40573 | 0
LCP_Inputs_ON_Diverse_2023_04_03 | 2043 | Nuclear SMR | Generation | Electricity | WC | Dispatch-Generation | FuelCost | 0 | [6 empty] | 0.40573 | 0
LCP_Inputs_ON_Diverse_2023_04_03 | 2043 | Nuclear SMR | Generation | Electricity | WC | Dispatch-Generation | VOM | 0 | [6 empty] | 0.40573 | 0
LCP_Inputs_ON_Diverse_2023_04_03 | 2043 | O/CCGT - CH4 Existing | Crossload | Electricity | MI | Dispatch-Crossload | EmissionsCost | 0 | [6 empty] | 0.40573 | 0
LCP_Inputs_ON_Diverse_2023_04_03 | 2043 | O/CCGT - CH4 Existing | Crossload | Electricity | MI | Dispatch-Crossload | FuelCost | 0 | [6 empty] | 0.40573 | 0
LCP_Inputs_ON_Diverse_2023_04_03 | 2043 | O/CCGT - CH4 Existing | Crossload | Electricity | MI | Dispatch-Crossload | VOM | 0 | [6 empty] | 0.40573 | 0
LCP_Inputs_ON_Diverse_2023_04_03 | 2043 | O/CCGT - CH4 Existing | Crossload | Electricity | NY | Dispatch-Crossload | EmissionsCost | 0 | [6 empty] | 0.40573 | 0
LCP_Inputs_ON_Diverse_2023_04_03 | 2043 | O/CCGT - CH4 Existing | Crossload | Electricity | NY | Dispatch-Crossload | FuelCost | 0 | [6 empty] | 0.40573 | 0
LCP_Inputs_ON_Diverse_2023_04_03 | 2043 | O/CCGT - CH4 Existing | Crossload | Electricity | NY | Dispatch-Crossload | VOM | 0 | [6 empty] | 0.40573 | 0
LCP_Inputs_ON_Diverse_2023_04_03 | 2043 | O/CCGT - CH4 Existing | Crossload | Electricity | ON | Dispatch-Crossload | EmissionsCost | 3390434.5216 | [6 empty] | 0.40573 | 1375588.5668
LCP_Inputs_ON_Diverse_2023_04_03 | 2043 | O/CCGT - CH4 Existing | Crossload | Electricity | ON | Dispatch-Crossload | FuelCost | 0 | [6 empty] | 0.40573 | 0
LCP_Inputs_ON_Diverse_2023_04_03 | 2043 | O/CCGT - CH4 Existing | Crossload | Electricity | ON | Dispatch-Crossload | VOM | 205052.9936 | [6 empty] | 0.40573 | 83195.3992
LCP_Inputs_ON_Diverse_2023_04_03 | 2043 | O/CCGT - CH4 Existing | Crossload | Electricity | PJ | Dispatch-Crossload | EmissionsCost | 0 | [6 empty] | 0.40573 | 0
LCP_Inputs_ON_Diverse_2023_04_03 | 2043 | O/CCGT - CH4 Existing | Crossload | Electricity | PJ | Dispatch-Crossload | FuelCost | 0 | [6 empty] | 0.40573 | 0
LCP_Inputs_ON_Diverse_2023_04_03 | 2043 | O/CCGT - CH4 Existing | Crossload | Electricity | PJ | Dispatch-Crossload | VOM | 0 | [6 empty] | 0.40573 | 0
LCP_Inputs_ON_Diverse_2023_04_03 | 2043 | O/CCGT - CH4 Existing | Crossload | Electricity | QC | Dispatch-Crossload | EmissionsCost | 0 | [6 empty] | 0.40573 | 0
LCP_Inputs_ON_Diverse_2023_04_03 | 2043 | O/CCGT - CH4 Existing | Crossload | Electricity | QC | Dispatch-Crossload | FuelCost | 0 | [6 empty] | 0.40573 | 0
LCP_Inputs_ON_Diverse_2023_04_03 | 2043 | O/CCGT - CH4 Existing | Crossload | Electricity | QC | Dispatch-Crossload | VOM | 0 | [6 empty] | 0.40573 | 0
LCP_Inputs_ON_Diverse_2023_04_03 | 2043 | O/CCGT - CH4 Existing | Crossload | Electricity | WC | Dispatch-Crossload | EmissionsCost | 0 | [6 empty] | 0.40573 | 0
LCP_Inputs_ON_Diverse_2023_04_03 | 2043 | O/CCGT - CH4 Existing | Crossload | Electricity | WC | Dispatch-Crossload | FuelCost | 0 | [6 empty] | 0.40573 | 0
LCP_Inputs_ON_Diverse_2023_04_03 | 2043 | O/CCGT - CH4 Existing | Crossload | Electricity | WC | Dispatch-Crossload | VOM | 0 | [6 empty] | 0.40573 | 0
LCP_Inputs_ON_Diverse_2023_04_03 | 2043 | O/CCGT - CH4 New | Crossload | Electricity | MI | Dispatch-Crossload | EmissionsCost | 0 | [6 empty] | 0.40573 | 0
LCP_Inputs_ON_Diverse_2023_04_03 | 2043 | O/CCGT - CH4 New | Crossload | Electricity | MI | Dispatch-Crossload | FuelCost | 0 | [6 empty] | 0.40573 | 0
LCP_Inputs_ON_Diverse_2023_04_03 | 2043 | O/CCGT - CH4 New | Crossload | Electricity | MI | Dispatch-Crossload | VOM | 0 | [6 empty] | 0.40573 | 0
LCP_Inputs_ON_Diverse_2023_04_03 | 2043 | O/CCGT - CH4 New | Crossload | Electricity | NY | Dispatch-Crossload | EmissionsCost | 0 | [6 empty] | 0.40573 | 0
LCP_Inputs_ON_Diverse_2023_04_03 | 2043 | O/CCGT - CH4 New | Crossload | Electricity | NY | Dispatch-Crossload | FuelCost | 0 | [6 empty] | 0.40573 | 0
LCP_Inputs_ON_Diverse_2023_04_03 | 2043 | O/CCGT - CH4 New | Crossload | Electricity | NY | Dispatch-Crossload | VOM | 0 | [6 empty] | 0.40573 | 0
LCP_Inputs_ON_Diverse_2023_04_03 | 2043 | O/CCGT - CH4 New | Crossload | Electricity | ON | Dispatch-Crossload | EmissionsCost | 1511114.6946 | [6 empty] | 0.40573 | 613099.0243
LCP_Inputs_ON_Diverse_2023_04_03 | 2043 | O/CCGT - CH4 New | Crossload | Electricity | ON | Dispatch-Crossload | FuelCost | 0 | [6 empty] | 0.40573 | 0
LCP_Inputs_ON_Diverse_2023_04_03 | 2043 | O/CCGT - CH4 New | Crossload | Electricity | ON | Dispatch-Crossload | VOM | 91392 | [6 empty] | 0.40573 | 37080.1411
LCP_Inputs_ON_Diverse_2023_04_03 | 2043 | O/CCGT - CH4 New | Crossload | Electricity | PJ | Dispatch-Crossload | EmissionsCost | 0 | [6 empty] | 0.40573 | 0
LCP_Inputs_ON_Diverse_2023_04_03 | 2043 | O/CCGT - CH4 New | Crossload | Electricity | PJ | Dispatch-Crossload | FuelCost | 0 | [6 empty] | 0.40573 | 0
LCP_Inputs_ON_Diverse_2023_04_03 | 2043 | O/CCGT - CH4 New | Crossload | Electricity | PJ | Dispatch-Crossload | VOM | 0 | [6 empty] | 0.40573 | 0
LCP_Inputs_ON_Diverse_2023_04_03 | 2043 | O/CCGT - CH4 New | Crossload | Electricity | QC | Dispatch-Crossload | EmissionsCost | 0 | [6 empty] | 0.40573 | 0
LCP_Inputs_ON_Diverse_2023_04_03 | 2043 | O/CCGT - CH4 New | Crossload | Electricity | QC | Dispatch-Crossload | FuelCost | 0 | [6 empty] | 0.40573 | 0
LCP_Inputs_ON_Diverse_2023_04_03 | 2043 | O/CCGT - CH4 New | Crossload | Electricity | QC | Dispatch-Crossload | VOM | 0 | [6 empty] | 0.40573 | 0
LCP_Inputs_ON_Diverse_2023_04_03 | 2043 | O/CCGT - CH4 New | Crossload | Electricity | WC | Dispatch-Crossload | EmissionsCost | 0 | [6 empty] | 0.40573 | 0
LCP_Inputs_ON_Diverse_2023_04_03 | 2043 | O/CCGT - CH4 New | Crossload | Electricity | WC | Dispatch-Crossload | FuelCost | 0 | [6 empty] | 0.40573 | 0
LCP_Inputs_ON_Diverse_2023_04_03 | 2043 | O/CCGT - CH4 New | Crossload | Electricity | WC | Dispatch-Crossload | VOM | 0 | [6 empty] | 0.40573 | 0
LCP_Inputs_ON_Diverse_2023_04_03 | 2043 | O/CCGT - H2 New | Crossload | Electricity | MI | Dispatch-Crossload | EmissionsCost | 0 | [6 empty] | 0.40573 | 0
LCP_Inputs_ON_Diverse_2023_04_03 | 2043 | O/CCGT - H2 New | Crossload | Electricity | MI | Dispatch-Crossload | FuelCost | 0 | [6 empty] | 0.40573 | 0
LCP_Inputs_ON_Diverse_2023_04_03 | 2043 | O/CCGT - H2 New | Crossload | Electricity | MI | Dispatch-Crossload | VOM | 0 | [6 empty] | 0.40573 | 0
LCP_Inputs_ON_Diverse_2023_04_03 | 2043 | O/CCGT - H2 New | Crossload | Electricity | NY | Dispatch-Crossload | EmissionsCost | 0 | [6 empty] | 0.40573 | 0
LCP_Inputs_ON_Diverse_2023_04_03 | 2043 | O/CCGT - H2 New | Crossload | Electricity | NY | Dispatch-Crossload | FuelCost | 0 | [6 empty] | 0.40573 | 0
LCP_Inputs_ON_Diverse_2023_04_03 | 2043 | O/CCGT - H2 New | Crossload | Electricity | NY | Dispatch-Crossload | VOM | 0 | [6 empty] | 0.40573 | 0
LCP_Inputs_ON_Diverse_2023_04_03 | 2043 | O/CCGT - H2 New | Crossload | Electricity | ON | Dispatch-Crossload | EmissionsCost | 0 | [6 empty] | 0.40573 | 0
LCP_Inputs_ON_Diverse_2023_04_03 | 2043 | O/CCGT - H2 New | Crossload | Electricity | ON | Dispatch-Crossload | FuelCost | 0 | [6 empty] | 0.40573 | 0
LCP_Inputs_ON_Diverse_2023_04_03 | 2043 | O/CCGT - H2 New | Crossload | Electricity | ON | Dispatch-Crossload | VOM | 7909597.6597 | [6 empty] | 0.40573 | 3209132.0565
LCP_Inputs_ON_Diverse_2023_04_03 | 2043 | O/CCGT - H2 New | Crossload | Electricity | PJ | Dispatch-Crossload | EmissionsCost | 0 | [6 empty] | 0.40573 | 0
LCP_Inputs_ON_Diverse_2023_04_03 | 2043 | O/CCGT - H2 New | Crossload | Electricity | PJ | Dispatch-Crossload | FuelCost | 0 | [6 empty] | 0.40573 | 0
LCP_Inputs_ON_Diverse_2023_04_03 | 2043 | O/CCGT - H2 New | Crossload | Electricity | PJ | Dispatch-Crossload | VOM | 0 | [6 empty] | 0.40573 | 0
LCP_Inputs_ON_Diverse_2023_04_03 | 2043 | O/CCGT - H2 New | Crossload | Electricity | QC | Dispatch-Crossload | EmissionsCost | 0 | [6 empty] | 0.40573 | 0
LCP_Inputs_ON_Diverse_2023_04_03 | 2043 | O/CCGT - H2 New | Crossload | Electricity | QC | Dispatch-Crossload | FuelCost | 0 | [6 empty] | 0.40573 | 0
LCP_Inputs_ON_Diverse_2023_04_03 | 2043 | O/CCGT - H2 New | Crossload | Electricity | QC | Dispatch-Crossload | VOM | 0 | [6 empty] | 0.40573 | 0
LCP_Inputs_ON_Diverse_2023_04_03 | 2043 | O/CCGT - H2 New | Crossload | Electricity | WC | Dispatch-Crossload | EmissionsCost | 0 | [6 empty] | 0.40573 | 0
LCP_Inputs_ON_Diverse_2023_04_03 | 2043 | O/CCGT - H2 New | Crossload | Electricity | WC | Dispatch-Crossload | FuelCost | 0 | [6 empty] | 0.40573 | 0
LCP_Inputs_ON_Diverse_2023_04_03 | 2043 | O/CCGT - H2 New | Crossload | Electricity | WC | Dispatch-Crossload | VOM | 0 | [6 empty] | 0.40573 | 0
LCP_Inputs_ON_Diverse_2023_04_03 | 2043 | SMR CCS | Crossload | Hydrogen | MI | Dispatch-Crossload | EmissionsCost | 0 | [6 empty] | 0.40573 | 0
LCP_Inputs_ON_Diverse_2023_04_03 | 2043 | SMR CCS | Crossload | Hydrogen | MI | Dispatch-Crossload | FuelCost | 0 | [6 empty] | 0.40573 | 0
LCP_Inputs_ON_Diverse_2023_04_03 | 2043 | SMR CCS | Crossload | Hydrogen | MI | Dispatch-Crossload | VOM | 0 | [6 empty] | 0.40573 | 0
LCP_Inputs_ON_Diverse_2023_04_03 | 2043 | SMR CCS | Crossload | Hydrogen | NY | Dispatch-Crossload | EmissionsCost | 0 | [6 empty] | 0.40573 | 0
LCP_Inputs_ON_Diverse_2023_04_03 | 2043 | SMR CCS | Crossload | Hydrogen | NY | Dispatch-Crossload | FuelCost | 0 | [6 empty] | 0.40573 | 0
LCP_Inputs_ON_Diverse_2023_04_03 | 2043 | SMR CCS | Crossload | Hydrogen | NY | Dispatch-Crossload | VOM | 0 | [6 empty] | 0.40573 | 0
LCP_Inputs_ON_Diverse_2023_04_03 | 2043 | SMR CCS | Crossload | Hydrogen | ON | Dispatch-Crossload | EmissionsCost | 226893188.4492 | [6 empty] | 0.40573 | 92056541.4043
LCP_Inputs_ON_Diverse_2023_04_03 | 2043 | SMR CCS | Crossload | Hydrogen | ON | Dispatch-Crossload | FuelCost | 0 | [6 empty] | 0.40573 | 0
LCP_Inputs_ON_Diverse_2023_04_03 | 2043 | SMR CCS | Crossload | Hydrogen | ON | Dispatch-Crossload | VOM | 449952760.7082 | [6 empty] | 0.40573 | 182557683.7684
LCP_Inputs_ON_Diverse_2023_04_03 | 2043 | SMR CCS | Crossload | Hydrogen | PJ | Dispatch-Crossload | EmissionsCost | 0 | [6 empty] | 0.40573 | 0
LCP_Inputs_ON_Diverse_2023_04_03 | 2043 | SMR CCS | Crossload | Hydrogen | PJ | Dispatch-Crossload | FuelCost | 0 | [6 empty] | 0.40573 | 0
LCP_Inputs_ON_Diverse_2023_04_03 | 2043 | SMR CCS | Crossload | Hydrogen | PJ | Dispatch-Crossload | VOM | 0 | [6 empty] | 0.40573 | 0
LCP_Inputs_ON_Diverse_2023_04_03 | 2043 | SMR CCS | Crossload | Hydrogen | QC | Dispatch-Crossload | EmissionsCost | 0 | [6 empty] | 0.40573 | 0
LCP_Inputs_ON_Diverse_2023_04_03 | 2043 | SMR CCS | Crossload | Hydrogen | QC | Dispatch-Crossload | FuelCost | 0 | [6 empty] | 0.40573 | 0
LCP_Inputs_ON_Diverse_2023_04_03 | 2043 | SMR CCS | Crossload | Hydrogen | QC | Dispatch-Crossload | VOM | 0 | [6 empty] | 0.40573 | 0
LCP_Inputs_ON_Diverse_2023_04_03 | 2043 | SMR CCS | Crossload | Hydrogen | WC | Dispatch-Crossload | EmissionsCost | 0 | [6 empty] | 0.40573 | 0
LCP_Inputs_ON_Diverse_2023_04_03 | 2043 | SMR CCS | Crossload | Hydrogen | WC | Dispatch-Crossload | FuelCost | 0 | [6 empty] | 0.40573 | 0
LCP_Inputs_ON_Diverse_2023_04_03 | 2043 | SMR CCS | Crossload | Hydrogen | WC | Dispatch-Crossload | VOM | 0 | [6 empty] | 0.40573 | 0
LCP_Inputs_ON_Diverse_2023_04_03 | 2043 | Solar PV | Generation | Electricity | MI | Dispatch-Generation | EmissionsCost | 0 | [6 empty] | 0.40573 | 0
LCP_Inputs_ON_Diverse_2023_04_03 | 2043 | Solar PV | Generation | Electricity | MI | Dispatch-Generation | FuelCost | 0 | [6 empty] | 0.40573 | 0
LCP_Inputs_ON_Diverse_2023_04_03 | 2043 | Solar PV | Generation | Electricity | MI | Dispatch-Generation | VOM | 0 | [6 empty] | 0.40573 | 0
LCP_Inputs_ON_Diverse_2023_04_03 | 2043 | Solar PV | Generation | Electricity | NY | Dispatch-Generation | EmissionsCost | 0 | [6 empty] | 0.40573 | 0
LCP_Inputs_ON_Diverse_2023_04_03 | 2043 | Solar PV | Generation | Electricity | NY | Dispatch-Generation | FuelCost | 0 | [6 empty] | 0.40573 | 0
LCP_Inputs_ON_Diverse_2023_04_03 | 2043 | Solar PV | Generation | Electricity | NY | Dispatch-Generation | VOM | 0 | [6 empty] | 0.40573 | 0
LCP_Inputs_ON_Diverse_2023_04_03 | 2043 | Solar PV | Generation | Electricity | ON | Dispatch-Generation | EmissionsCost | 0 | [6 empty] | 0.40573 | 0
LCP_Inputs_ON_Diverse_2023_04_03 | 2043 | Solar PV | Generation | Electricity | ON | Dispatch-Generation | FuelCost | 0 | [6 empty] | 0.40573 | 0
LCP_Inputs_ON_Diverse_2023_04_03 | 2043 | Solar PV | Generation | Electricity | ON | Dispatch-Generation | VOM | 0 | [6 empty] | 0.40573 | 0
LCP_Inputs_ON_Diverse_2023_04_03 | 2043 | Solar PV | Generation | Electricity | PJ | Dispatch-Generation | EmissionsCost | 0 | [6 empty] | 0.40573 | 0
LCP_Inputs_ON_Diverse_2023_04_03 | 2043 | Solar PV | Generation | Electricity | PJ | Dispatch-Generation | FuelCost | 0 | [6 empty] | 0.40573 | 0
LCP_Inputs_ON_Diverse_2023_04_03 | 2043 | Solar PV | Generation | Electricity | PJ | Dispatch-Generation | VOM | 0 | [6 empty] | 0.40573 | 0
LCP_Inputs_ON_Diverse_2023_04_03 | 2043 | Solar PV | Generation | Electricity | QC | Dispatch-Generation | EmissionsCost | 0 | [6 empty] | 0.40573 | 0
LCP_Inputs_ON_Diverse_2023_04_03 | 2043 | Solar PV | Generation | Electricity | QC | Dispatch-Generation | FuelCost | 0 | [6 empty] | 0.40573 | 0
LCP_Inputs_ON_Diverse_2023_04_03 | 2043 | Solar PV | Generation | Electricity | QC | Dispatch-Generation | VOM | 0 | [6 empty] | 0.40573 | 0
LCP_Inputs_ON_Diverse_2023_04_03 | 2043 | Solar PV | Generation | Electricity | WC | Dispatch-Generation | EmissionsCost | 0 | [6 empty] | 0.40573 | 0
LCP_Inputs_ON_Diverse_2023_04_03 | 2043 | Solar PV | Generation | Electricity | WC | Dispatch-Generation | FuelCost | 0 | [6 empty] | 0.40573 | 0
LCP_Inputs_ON_Diverse_2023_04_03 | 2043 | Solar PV | Generation | Electricity | WC | Dispatch-Generation | VOM | 0 | [6 empty] | 0.40573 | 0
LCP_Inputs_ON_Diverse_2023_04_03 | 2043 | Wind Offshore | Generation | Electricity | MI | Dispatch-Generation | EmissionsCost | 0 | [6 empty] | 0.40573 | 0
LCP_Inputs_ON_Diverse_2023_04_03 | 2043 | Wind Offshore | Generation | Electricity | MI | Dispatch-Generation | FuelCost | 0 | [6 empty] | 0.40573 | 0
LCP_Inputs_ON_Diverse_2023_04_03 | 2043 | Wind Offshore | Generation | Electricity | MI | Dispatch-Generation | VOM | 0 | [6 empty] | 0.40573 | 0
LCP_Inputs_ON_Diverse_2023_04_03 | 2043 | Wind Offshore | Generation | Electricity | NY | Dispatch-Generation | EmissionsCost | 0 | [6 empty] | 0.40573 | 0
LCP_Inputs_ON_Diverse_2023_04_03 | 2043 | Wind Offshore | Generation | Electricity | NY | Dispatch-Generation | FuelCost | 0 | [6 empty] | 0.40573 | 0
LCP_Inputs_ON_Diverse_2023_04_03 | 2043 | Wind Offshore | Generation | Electricity | NY | Dispatch-Generation | VOM | 0 | [6 empty] | 0.40573 | 0
LCP_Inputs_ON_Diverse_2023_04_03 | 2043 | Wind Offshore | Generation | Electricity | ON | Dispatch-Generation | EmissionsCost | 0 | [6 empty] | 0.40573 | 0
LCP_Inputs_ON_Diverse_2023_04_03 | 2043 | Wind Offshore | Generation | Electricity | ON | Dispatch-Generation | FuelCost | 0 | [6 empty] | 0.40573 | 0
LCP_Inputs_ON_Diverse_2023_04_03 | 2043 | Wind Offshore | Generation | Electricity | ON | Dispatch-Generation | VOM | 0 | [6 empty] | 0.40573 | 0
LCP_Inputs_ON_Diverse_2023_04_03 | 2043 | Wind Offshore | Generation | Electricity | PJ | Dispatch-Generation | EmissionsCost | 0 | [6 empty] | 0.40573 | 0
LCP_Inputs_ON_Diverse_2023_04_03 | 2043 | Wind Offshore | Generation | Electricity | PJ | Dispatch-Generation | FuelCost | 0 | [6 empty] | 0.40573 | 0
LCP_Inputs_ON_Diverse_2023_04_03 | 2043 | Wind Offshore | Generation | Electricity | PJ | Dispatch-Generation | VOM | 0 | [6 empty] | 0.40573 | 0
LCP_Inputs_ON_Diverse_2023_04_03 | 2043 | Wind Offshore | Generation | Electricity | QC | Dispatch-Generation | EmissionsCost | 0 | [6 empty] | 0.40573 | 0
LCP_Inputs_ON_Diverse_2023_04_03 | 2043 | Wind Offshore | Generation | Electricity | QC | Dispatch-Generation | FuelCost | 0 | [6 empty] | 0.40573 | 0
LCP_Inputs_ON_Diverse_2023_04_03 | 2043 | Wind Offshore | Generation | Electricity | QC | Dispatch-Generation | VOM | 0 | [6 empty] | 0.40573 | 0
LCP_Inputs_ON_Diverse_2023_04_03 | 2043 | Wind Offshore | Generation | Electricity | WC | Dispatch-Generation | EmissionsCost | 0 | [6 empty] | 0.40573 | 0
LCP_Inputs_ON_Diverse_2023_04_03 | 2043 | Wind Offshore | Generation | Electricity | WC | Dispatch-Generation | FuelCost | 0 | [6 empty] | 0.40573 | 0
LCP_Inputs_ON_Diverse_2023_04_03 | 2043 | Wind Offshore | Generation | Electricity | WC | Dispatch-Generation | VOM | 0 | [6 empty] | 0.40573 | 0
LCP_Inputs_ON_Diverse_2023_04_03 | 2043 | Wind Onshore | Generation | Electricity | MI | Dispatch-Generation | EmissionsCost | 0 | [6 empty] | 0.40573 | 0
LCP_Inputs_ON_Diverse_2023_04_03 | 2043 | Wind Onshore | Generation | Electricity | MI | Dispatch-Generation | FuelCost | 0 | [6 empty] | 0.40573 | 0
LCP_Inputs_ON_Diverse_2023_04_03 | 2043 | Wind Onshore | Generation | Electricity | MI | Dispatch-Generation | VOM | 0 | [6 empty] | 0.40573 | 0
LCP_Inputs_ON_Diverse_2023_04_03 | 2043 | Wind Onshore | Generation | Electricity | NY | Dispatch-Generation | EmissionsCost | 0 | [6 empty] | 0.40573 | 0
LCP_Inputs_ON_Diverse_2023_04_03 | 2043 | Wind Onshore | Generation | Electricity | NY | Dispatch-Generation | FuelCost | 0 | [6 empty] | 0.40573 | 0
LCP_Inputs_ON_Diverse_2023_04_03 | 2043 | Wind Onshore | Generation | Electricity | NY | Dispatch-Generation | VOM | 0 | [6 empty] | 0.40573 | 0
LCP_Inputs_ON_Diverse_2023_04_03 | 2043 | Wind Onshore | Generation | Electricity | ON | Dispatch-Generation | EmissionsCost | 0 | [6 empty] | 0.40573 | 0
LCP_Inputs_ON_Diverse_2023_04_03 | 2043 | Wind Onshore | Generation | Electricity | ON | Dispatch-Generation | FuelCost | 0 | [6 empty] | 0.40573 | 0
LCP_Inputs_ON_Diverse_2023_04_03 | 2043 | Wind Onshore | Generation | Electricity | ON | Dispatch-Generation | VOM | 0 | [6 empty] | 0.40573 | 0
LCP_Inputs_ON_Diverse_2023_04_03 | 2043 | Wind Onshore | Generation | Electricity | PJ | Dispatch-Generation | EmissionsCost | 0 | [6 empty] | 0.40573 | 0
LCP_Inputs_ON_Diverse_2023_04_03 | 2043 | Wind Onshore | Generation | Electricity | PJ | Dispatch-Generation | FuelCost | 0 | [6 empty] | 0.40573 | 0
LCP_Inputs_ON_Diverse_2023_04_03 | 2043 | Wind Onshore | Generation | Electricity | PJ | Dispatch-Generation | VOM | 0 | [6 empty] | 0.40573 | 0
LCP_Inputs_ON_Diverse_2023_04_03 | 2043 | Wind Onshore | Generation | Electricity | QC | Dispatch-Generation | EmissionsCost | 0 | [6 empty] | 0.40573 | 0
LCP_Inputs_ON_Diverse_2023_04_03 | 2043 | Wind Onshore | Generation | Electricity | QC | Dispatch-Generation | FuelCost | 0 | [6 empty] | 0.40573 | 0
LCP_Inputs_ON_Diverse_2023_04_03 | 2043 | Wind Onshore | Generation | Electricity | QC | Dispatch-Generation | VOM | 0 | [6 empty] | 0.40573 | 0
LCP_Inputs_ON_Diverse_2023_04_03 | 2043 | Wind Onshore | Generation | Electricity | WC | Dispatch-Generation | EmissionsCost | 0 | [6 empty] | 0.40573 | 0
LCP_Inputs_ON_Diverse_2023_04_03 | 2043 | Wind Onshore | Generation | Electricity | WC | Dispatch-Generation | FuelCost | 0 | [6 empty] | 0.40573 | 0
LCP_Inputs_ON_Diverse_2023_04_03 | 2043 | Wind Onshore | Generation | Electricity | WC | Dispatch-Generation | VOM | 0 | [6 empty] | 0.40573 | 0
LCP_Inputs_ON_Diverse_2023_04_03 | 2044 | Anaerobic Digestion | Generation | Methane | MI | Dispatch-Generation | EmissionsCost | 0 | [6 empty] | 0.39012 | 0
LCP_Inputs_ON_Diverse_2023_04_03 | 2044 | Anaerobic Digestion | Generation | Methane | MI | Dispatch-Generation | FuelCost | 0 | [6 empty] | 0.39012 | 0
LCP_Inputs_ON_Diverse_2023_04_03 | 2044 | Anaerobic Digestion | Generation | Methane | MI | Dispatch-Generation | VOM | 0 | [6 empty] | 0.39012 | 0
LCP_Inputs_ON_Diverse_2023_04_03 | 2044 | Anaerobic Digestion | Generation | Methane | NY | Dispatch-Generation | EmissionsCost | 0 | [6 empty] | 0.39012 | 0
LCP_Inputs_ON_Diverse_2023_04_03 | 2044 | Anaerobic Digestion | Generation | Methane | NY | Dispatch-Generation | FuelCost | 0 | [6 empty] | 0.39012 | 0
LCP_Inputs_ON_Diverse_2023_04_03 | 2044 | Anaerobic Digestion | Generation | Methane | NY | Dispatch-Generation | VOM | 0 | [6 empty] | 0.39012 | 0
LCP_Inputs_ON_Diverse_2023_04_03 | 2044 | Anaerobic Digestion | Generation | Methane | ON | Dispatch-Generation | EmissionsCost | 3867281.1607 | [6 empty] | 0.39012 | 1508709.4281
LCP_Inputs_ON_Diverse_2023_04_03 | 2044 | Anaerobic Digestion | Generation | Methane | ON | Dispatch-Generation | FuelCost | 0 | [6 empty] | 0.39012 | 0
LCP_Inputs_ON_Diverse_2023_04_03 | 2044 | Anaerobic Digestion | Generation | Methane | ON | Dispatch-Generation | VOM | 1742440000 | [6 empty] | 0.39012 | 679763261.7562
LCP_Inputs_ON_Diverse_2023_04_03 | 2044 | Anaerobic Digestion | Generation | Methane | PJ | Dispatch-Generation | EmissionsCost | 0 | [6 empty] | 0.39012 | 0
LCP_Inputs_ON_Diverse_2023_04_03 | 2044 | Anaerobic Digestion | Generation | Methane | PJ | Dispatch-Generation | FuelCost | 0 | [6 empty] | 0.39012 | 0
LCP_Inputs_ON_Diverse_2023_04_03 | 2044 | Anaerobic Digestion | Generation | Methane | PJ | Dispatch-Generation | VOM | 0 | [6 empty] | 0.39012 | 0
LCP_Inputs_ON_Diverse_2023_04_03 | 2044 | Anaerobic Digestion | Generation | Methane | QC | Dispatch-Generation | EmissionsCost | 0 | [6 empty] | 0.39012 | 0
LCP_Inputs_ON_Diverse_2023_04_03 | 2044 | Anaerobic Digestion | Generation | Methane | QC | Dispatch-Generation | FuelCost | 0 | [6 empty] | 0.39012 | 0
LCP_Inputs_ON_Diverse_2023_04_03 | 2044 | Anaerobic Digestion | Generation | Methane | QC | Dispatch-Generation | VOM | 0 | [6 empty] | 0.39012 | 0
LCP_Inputs_ON_Diverse_2023_04_03 | 2044 | Anaerobic Digestion | Generation | Methane | WC | Dispatch-Generation | EmissionsCost | 0 | [6 empty] | 0.39012 | 0
LCP_Inputs_ON_Diverse_2023_04_03 | 2044 | Anaerobic Digestion | Generation | Methane | WC | Dispatch-Generation | FuelCost | 0 | [6 empty] | 0.39012 | 0
LCP_Inputs_ON_Diverse_2023_04_03 | 2044 | Anaerobic Digestion | Generation | Methane | WC | Dispatch-Generation | VOM | 0 | [6 empty] | 0.39012 | 0
LCP_Inputs_ON_Diverse_2023_04_03 | 2044 | Battery Storage | Storage | Electricity | MI | Dispatch-Storage | EmissionsCost | 0 | [6 empty] | 0.39012 | 0
LCP_Inputs_ON_Diverse_2023_04_03 | 2044 | Battery Storage | Storage | Electricity | MI | Dispatch-Storage | FuelCost | 0 | [6 empty] | 0.39012 | 0
LCP_Inputs_ON_Diverse_2023_04_03 | 2044 | Battery Storage | Storage | Electricity | MI | Dispatch-Storage | VOM | 0 | [6 empty] | 0.39012 | 0
LCP_Inputs_ON_Diverse_2023_04_03 | 2044 | Battery Storage | Storage | Electricity | NY | Dispatch-Storage | EmissionsCost | 0 | [6 empty] | 0.39012 | 0
LCP_Inputs_ON_Diverse_2023_04_03 | 2044 | Battery Storage | Storage | Electricity | NY | Dispatch-Storage | FuelCost | 0 | [6 empty] | 0.39012 | 0
LCP_Inputs_ON_Diverse_2023_04_03 | 2044 | Battery Storage | Storage | Electricity | NY | Dispatch-Storage | VOM | 0 | [6 empty] | 0.39012 | 0
LCP_Inputs_ON_Diverse_2023_04_03 | 2044 | Battery Storage | Storage | Electricity | ON | Dispatch-Storage | EmissionsCost | 0 | [6 empty] | 0.39012 | 0
LCP_Inputs_ON_Diverse_2023_04_03 | 2044 | Battery Storage | Storage | Electricity | ON | Dispatch-Storage | FuelCost | 0 | [6 empty] | 0.39012 | 0
LCP_Inputs_ON_Diverse_2023_04_03 | 2044 | Battery Storage | Storage | Electricity | ON | Dispatch-Storage | VOM | 0 | [6 empty] | 0.39012 | 0
LCP_Inputs_ON_Diverse_2023_04_03 | 2044 | Battery Storage | Storage | Electricity | PJ | Dispatch-Storage | EmissionsCost | 0 | [6 empty] | 0.39012 | 0
LCP_Inputs_ON_Diverse_2023_04_03 | 2044 | Battery Storage | Storage | Electricity | PJ | Dispatch-Storage | FuelCost | 0 | [6 empty] | 0.39012 | 0
LCP_Inputs_ON_Diverse_2023_04_03 | 2044 | Battery Storage | Storage | Electricity | PJ | Dispatch-Storage | VOM | 0 | [6 empty] | 0.39012 | 0
LCP_Inputs_ON_Diverse_2023_04_03 | 2044 | Battery Storage | Storage | Electricity | QC | Dispatch-Storage | EmissionsCost | 0 | [6 empty] | 0.39012 | 0
LCP_Inputs_ON_Diverse_2023_04_03 | 2044 | Battery Storage | Storage | Electricity | QC | Dispatch-Storage | FuelCost | 0 | [6 empty] | 0.39012 | 0
LCP_Inputs_ON_Diverse_2023_04_03 | 2044 | Battery Storage | Storage | Electricity | QC | Dispatch-Storage | VOM | 0 | [6 empty] | 0.39012 | 0
LCP_Inputs_ON_Diverse_2023_04_03 | 2044 | Battery Storage | Storage | Electricity | WC | Dispatch-Storage | EmissionsCost | 0 | [6 empty] | 0.39012 | 0
LCP_Inputs_ON_Diverse_2023_04_03 | 2044 | Battery Storage | Storage | Electricity | WC | Dispatch-Storage | FuelCost | 0 | [6 empty] | 0.39012 | 0
LCP_Inputs_ON_Diverse_2023_04_03 | 2044 | Battery Storage | Storage | Electricity | WC | Dispatch-Storage | VOM | 0 | [6 empty] | 0.39012 | 0
LCP_Inputs_ON_Diverse_2023_04_03 | 2044 | Biomass | Generation | Electricity | MI | Dispatch-Generation | EmissionsCost | 0 | [6 empty] | 0.39012 | 0
LCP_Inputs_ON_Diverse_2023_04_03 | 2044 | Biomass | Generation | Electricity | MI | Dispatch-Generation | FuelCost | 0 | [6 empty] | 0.39012 | 0
LCP_Inputs_ON_Diverse_2023_04_03 | 2044 | Biomass | Generation | Electricity | MI | Dispatch-Generation | VOM | 0 | [6 empty] | 0.39012 | 0
LCP_Inputs_ON_Diverse_2023_04_03 | 2044 | Biomass | Generation | Electricity | NY | Dispatch-Generation | EmissionsCost | 0 | [6 empty] | 0.39012 | 0
LCP_Inputs_ON_Diverse_2023_04_03 | 2044 | Biomass | Generation | Electricity | NY | Dispatch-Generation | FuelCost | 0 | [6 empty] | 0.39012 | 0
LCP_Inputs_ON_Diverse_2023_04_03 | 2044 | Biomass | Generation | Electricity | NY | Dispatch-Generation | VOM | 0 | [6 empty] | 0.39012 | 0
LCP_Inputs_ON_Diverse_2023_04_03 | 2044 | Biomass | Generation | Electricity | ON | Dispatch-Generation | EmissionsCost | 0 | [6 empty] | 0.39012 | 0
LCP_Inputs_ON_Diverse_2023_04_03 | 2044 | Biomass | Generation | Electricity | ON | Dispatch-Generation | FuelCost | 2449112.7273 | [6 empty] | 0.39012 | 955451.468
LCP_Inputs_ON_Diverse_2023_04_03 | 2044 | Biomass | Generation | Electricity | ON | Dispatch-Generation | VOM | 31430.28 | [6 empty] | 0.39012 | 12261.6272
LCP_Inputs_ON_Diverse_2023_04_03 | 2044 | Biomass | Generation | Electricity | PJ | Dispatch-Generation | EmissionsCost | 0 | [6 empty] | 0.39012 | 0
LCP_Inputs_ON_Diverse_2023_04_03 | 2044 | Biomass | Generation | Electricity | PJ | Dispatch-Generation | FuelCost | 0 | [6 empty] | 0.39012 | 0
LCP_Inputs_ON_Diverse_2023_04_03 | 2044 | Biomass | Generation | Electricity | PJ | Dispatch-Generation | VOM | 0 | [6 empty] | 0.39012 | 0
LCP_Inputs_ON_Diverse_2023_04_03 | 2044 | Biomass | Generation | Electricity | QC | Dispatch-Generation | EmissionsCost | 0 | [6 empty] | 0.39012 | 0
LCP_Inputs_ON_Diverse_2023_04_03 | 2044 | Biomass | Generation | Electricity | QC | Dispatch-Generation | FuelCost | 128334.5455 | [6 empty] | 0.39012 | 50066.0621
LCP_Inputs_ON_Diverse_2023_04_03 | 2044 | Biomass | Generation | Electricity | QC | Dispatch-Generation | VOM | 1646.96 | [6 empty] | 0.39012 | 642.5145
LCP_Inputs_ON_Diverse_2023_04_03 | 2044 | Biomass | Generation | Electricity | WC | Dispatch-Generation | EmissionsCost | 0 | [6 empty] | 0.39012 | 0
LCP_Inputs_ON_Diverse_2023_04_03 | 2044 | Biomass | Generation | Electricity | WC | Dispatch-Generation | FuelCost | 0 | [6 empty] | 0.39012 | 0
LCP_Inputs_ON_Diverse_2023_04_03 | 2044 | Biomass | Generation | Electricity | WC | Dispatch-Generation | VOM | 0 | [6 empty] | 0.39012 | 0
LCP_Inputs_ON_Diverse_2023_04_03 | 2044 | Biomass + CCS | Generation | Electricity | MI | Dispatch-Generation | EmissionsCost | 0 | [6 empty] | 0.39012 | 0
LCP_Inputs_ON_Diverse_2023_04_03 | 2044 | Biomass + CCS | Generation | Electricity | MI | Dispatch-Generation | FuelCost | 0 | [6 empty] | 0.39012 | 0
LCP_Inputs_ON_Diverse_2023_04_03 | 2044 | Biomass + CCS | Generation | Electricity | MI | Dispatch-Generation | VOM | 0 | [6 empty] | 0.39012 | 0
LCP_Inputs_ON_Diverse_2023_04_03 | 2044 | Biomass + CCS | Generation | Electricity | NY | Dispatch-Generation | EmissionsCost | 0 | [6 empty] | 0.39012 | 0
LCP_Inputs_ON_Diverse_2023_04_03 | 2044 | Biomass + CCS | Generation | Electricity | NY | Dispatch-Generation | FuelCost | 0 | [6 empty] | 0.39012 | 0
LCP_Inputs_ON_Diverse_2023_04_03 | 2044 | Biomass + CCS | Generation | Electricity | NY | Dispatch-Generation | VOM | 0 | [6 empty] | 0.39012 | 0
LCP_Inputs_ON_Diverse_2023_04_03 | 2044 | Biomass + CCS | Generation | Electricity | ON | Dispatch-Generation | EmissionsCost | 0 | [6 empty] | 0.39012 | 0
LCP_Inputs_ON_Diverse_2023_04_03 | 2044 | Biomass + CCS | Generation | Electricity | ON | Dispatch-Generation | FuelCost | 0 | [6 empty] | 0.39012 | 0
LCP_Inputs_ON_Diverse_2023_04_03 | 2044 | Biomass + CCS | Generation | Electricity | ON | Dispatch-Generation | VOM | 0 | [6 empty] | 0.39012 | 0
LCP_Inputs_ON_Diverse_2023_04_03 | 2044 | Biomass + CCS | Generation | Electricity | PJ | Dispatch-Generation | EmissionsCost | 0 | [6 empty] | 0.39012 | 0
LCP_Inputs_ON_Diverse_2023_04_03 | 2044 | Biomass + CCS | Generation | Electricity | PJ | Dispatch-Generation | FuelCost | 0 | [6 empty] | 0.39012 | 0
LCP_Inputs_ON_Diverse_2023_04_03 | 2044 | Biomass + CCS | Generation | Electricity | PJ | Dispatch-Generation | VOM | 0 | [6 empty] | 0.39012 | 0
LCP_Inputs_ON_Diverse_2023_04_03 | 2044 | Biomass + CCS | Generation | Electricity | QC | Dispatch-Generation | EmissionsCost | 0 | [6 empty] | 0.39012 | 0
LCP_Inputs_ON_Diverse_2023_04_03 | 2044 | Biomass + CCS | Generation | Electricity | QC | Dispatch-Generation | FuelCost | 0 | [6 empty] | 0.39012 | 0
LCP_Inputs_ON_Diverse_2023_04_03 | 2044 | Biomass + CCS | Generation | Electricity | QC | Dispatch-Generation | VOM | 0 | [6 empty] | 0.39012 | 0
LCP_Inputs_ON_Diverse_2023_04_03 | 2044 | Biomass + CCS | Generation | Electricity | WC | Dispatch-Generation | EmissionsCost | 0 | [6 empty] | 0.39012 | 0
LCP_Inputs_ON_Diverse_2023_04_03 | 2044 | Biomass + CCS | Generation | Electricity | WC | Dispatch-Generation | FuelCost | 0 | [6 empty] | 0.39012 | 0
LCP_Inputs_ON_Diverse_2023_04_03 | 2044 | Biomass + CCS | Generation | Electricity | WC | Dispatch-Generation | VOM | 0 | [6 empty] | 0.39012 | 0
LCP_Inputs_ON_Diverse_2023_04_03 | 2044 | CH4 + CCS | Generation | Methane | MI | Dispatch-Generation | EmissionsCost | 0 | [6 empty] | 0.39012 | 0
LCP_Inputs_ON_Diverse_2023_04_03 | 2044 | CH4 + CCS | Generation | Methane | MI | Dispatch-Generation | FuelCost | 0 | [6 empty] | 0.39012 | 0
LCP_Inputs_ON_Diverse_2023_04_03 | 2044 | CH4 + CCS | Generation | Methane | MI | Dispatch-Generation | VOM | 0 | [6 empty] | 0.39012 | 0
LCP_Inputs_ON_Diverse_2023_04_03 | 2044 | CH4 + CCS | Generation | Methane | NY | Dispatch-Generation | EmissionsCost | 0 | [6 empty] | 0.39012 | 0
LCP_Inputs_ON_Diverse_2023_04_03 | 2044 | CH4 + CCS | Generation | Methane | NY | Dispatch-Generation | FuelCost | 0 | [6 empty] | 0.39012 | 0
LCP_Inputs_ON_Diverse_2023_04_03 | 2044 | CH4 + CCS | Generation | Methane | NY | Dispatch-Generation | VOM | 0 | [6 empty] | 0.39012 | 0
LCP_Inputs_ON_Diverse_2023_04_03 | 2044 | CH4 + CCS | Generation | Methane | ON | Dispatch-Generation | EmissionsCost | 88472420.6398 | [6 empty] | 0.39012 | 34514991.1788
LCP_Inputs_ON_Diverse_2023_04_03 | 2044 | CH4 + CCS | Generation | Methane | ON | Dispatch-Generation | FuelCost | 483825119.2369 | [6 empty] | 0.39012 | 188750568.8414
LCP_Inputs_ON_Diverse_2023_04_03 | 2044 | CH4 + CCS | Generation | Methane | ON | Dispatch-Generation | VOM | 46000331.6667 | [6 empty] | 0.39012 | 17945717.2101
LCP_Inputs_ON_Diverse_2023_04_03 | 2044 | CH4 + CCS | Generation | Methane | PJ | Dispatch-Generation | EmissionsCost | 0 | [6 empty] | 0.39012 | 0
LCP_Inputs_ON_Diverse_2023_04_03 | 2044 | CH4 + CCS | Generation | Methane | PJ | Dispatch-Generation | FuelCost | 0 | [6 empty] | 0.39012 | 0
LCP_Inputs_ON_Diverse_2023_04_03 | 2044 | CH4 + CCS | Generation | Methane | PJ | Dispatch-Generation | VOM | 0 | [6 empty] | 0.39012 | 0
LCP_Inputs_ON_Diverse_2023_04_03 | 2044 | CH4 + CCS | Generation | Methane | QC | Dispatch-Generation | EmissionsCost | 0 | [6 empty] | 0.39012 | 0
LCP_Inputs_ON_Diverse_2023_04_03 | 2044 | CH4 + CCS | Generation | Methane | QC | Dispatch-Generation | FuelCost | 0 | [6 empty] | 0.39012 | 0
LCP_Inputs_ON_Diverse_2023_04_03 | 2044 | CH4 + CCS | Generation | Methane | QC | Dispatch-Generation | VOM | 0 | [6 empty] | 0.39012 | 0
LCP_Inputs_ON_Diverse_2023_04_03 | 2044 | CH4 + CCS | Generation | Methane | WC | Dispatch-Generation | EmissionsCost | 0 | [6 empty] | 0.39012 | 0
LCP_Inputs_ON_Diverse_2023_04_03 | 2044 | CH4 + CCS | Generation | Methane | WC | Dispatch-Generation | FuelCost | 0 | [6 empty] | 0.39012 | 0
LCP_Inputs_ON_Diverse_2023_04_03 | 2044 | CH4 + CCS | Generation | Methane | WC | Dispatch-Generation | VOM | 0 | [6 empty] | 0.39012 | 0
LCP_Inputs_ON_Diverse_2023_04_03 | 2044 | CH4 Import - NY 2020 | Import | Methane | MI | Dispatch-Import | EmissionsCost | 0 | [6 empty] | 0.39012 | 0
LCP_Inputs_ON_Diverse_2023_04_03 | 2044 | CH4 Import - NY 2020 | Import | Methane | MI | Dispatch-Import | FuelCost | 0 | [6 empty] | 0.39012 | 0
LCP_Inputs_ON_Diverse_2023_04_03 | 2044 | CH4 Import - NY 2020 | Import | Methane | MI | Dispatch-Import | VOM | 0 | [6 empty] | 0.39012 | 0
LCP_Inputs_ON_Diverse_2023_04_03 | 2044 | CH4 Import - NY 2020 | Import | Methane | NY | Dispatch-Import | EmissionsCost | 0 | [6 empty] | 0.39012 | 0
LCP_Inputs_ON_Diverse_2023_04_03 | 2044 | CH4 Import - NY 2020 | Import | Methane | NY | Dispatch-Import | FuelCost | 0 | [6 empty] | 0.39012 | 0
LCP_Inputs_ON_Diverse_2023_04_03 | 2044 | CH4 Import - NY 2020 | Import | Methane | NY | Dispatch-Import | VOM | 0 | [6 empty] | 0.39012 | 0
LCP_Inputs_ON_Diverse_2023_04_03 | 2044 | CH4 Import - NY 2020 | Import | Methane | ON | Dispatch-Import | EmissionsCost | 0 | [6 empty] | 0.39012 | 0
LCP_Inputs_ON_Diverse_2023_04_03 | 2044 | CH4 Import - NY 2020 | Import | Methane | ON | Dispatch-Import | FuelCost | 0 | [6 empty] | 0.39012 | 0
LCP_Inputs_ON_Diverse_2023_04_03 | 2044 | CH4 Import - NY 2020 | Import | Methane | ON | Dispatch-Import | VOM | 0 | [6 empty] | 0.39012 | 0
LCP_Inputs_ON_Diverse_2023_04_03 | 2044 | CH4 Import - NY 2020 | Import | Methane | PJ | Dispatch-Import | EmissionsCost | 0 | [6 empty] | 0.39012 | 0
LCP_Inputs_ON_Diverse_2023_04_03 | 2044 | CH4 Import - NY 2020 | Import | Methane | PJ | Dispatch-Import | FuelCost | 0 | [6 empty] | 0.39012 | 0
LCP_Inputs_ON_Diverse_2023_04_03 | 2044 | CH4 Import - NY 2020 | Import | Methane | PJ | Dispatch-Import | VOM | 0 | [6 empty] | 0.39012 | 0
LCP_Inputs_ON_Diverse_2023_04_03 | 2044 | CH4 Import - NY 2020 | Import | Methane | QC | Dispatch-Import | EmissionsCost | 0 | [6 empty] | 0.39012 | 0
LCP_Inputs_ON_Diverse_2023_04_03 | 2044 | CH4 Import - NY 2020 | Import | Methane | QC | Dispatch-Import | FuelCost | 0 | [6 empty] | 0.39012 | 0
LCP_Inputs_ON_Diverse_2023_04_03 | 2044 | CH4 Import - NY 2020 | Import | Methane | QC | Dispatch-Import | VOM | 0 | [6 empty] | 0.39012 | 0
LCP_Inputs_ON_Diverse_2023_04_03 | 2044 | CH4 Import - NY 2020 | Import | Methane | WC | Dispatch-Import | EmissionsCost | 0 | [6 empty] | 0.39012 | 0
LCP_Inputs_ON_Diverse_2023_04_03 | 2044 | CH4 Import - NY 2020 | Import | Methane | WC | Dispatch-Import | FuelCost | 0 | [6 empty] | 0.39012 | 0
LCP_Inputs_ON_Diverse_2023_04_03 | 2044 | CH4 Import - NY 2020 | Import | Methane | WC | Dispatch-Import | VOM | 0 | [6 empty] | 0.39012 | 0
LCP_Inputs_ON_Diverse_2023_04_03 | 2044 | CH4 Import - NY 2030 | Import | Methane | MI | Dispatch-Import | EmissionsCost | 0 | [6 empty] | 0.39012 | 0
LCP_Inputs_ON_Diverse_2023_04_03 | 2044 | CH4 Import - NY 2030 | Import | Methane | MI | Dispatch-Import | FuelCost | 0 | [6 empty] | 0.39012 | 0
LCP_Inputs_ON_Diverse_2023_04_03 | 2044 | CH4 Import - NY 2030 | Import | Methane | MI | Dispatch-Import | VOM | 0 | [6 empty] | 0.39012 | 0
LCP_Inputs_ON_Diverse_2023_04_03 | 2044 | CH4 Import - NY 2030 | Import | Methane | NY | Dispatch-Import | EmissionsCost | 0 | [6 empty] | 0.39012 | 0
LCP_Inputs_ON_Diverse_2023_04_03 | 2044 | CH4 Import - NY 2030 | Import | Methane | NY | Dispatch-Import | FuelCost | 0 | [6 empty] | 0.39012 | 0
LCP_Inputs_ON_Diverse_2023_04_03 | 2044 | CH4 Import - NY 2030 | Import | Methane | NY | Dispatch-Import | VOM | 0 | [6 empty] | 0.39012 | 0
LCP_Inputs_ON_Diverse_2023_04_03 | 2044 | CH4 Import - NY 2030 | Import | Methane | ON | Dispatch-Import | EmissionsCost | 0 | [6 empty] | 0.39012 | 0
LCP_Inputs_ON_Diverse_2023_04_03 | 2044 | CH4 Import - NY 2030 | Import | Methane | ON | Dispatch-Import | FuelCost | 0 | [6 empty] | 0.39012 | 0
LCP_Inputs_ON_Diverse_2023_04_03 | 2044 | CH4 Import - NY 2030 | Import | Methane | ON | Dispatch-Import | VOM | 0 | [6 empty] | 0.39012 | 0
LCP_Inputs_ON_Diverse_2023_04_03 | 2044 | CH4 Import - NY 2030 | Import | Methane | PJ | Dispatch-Import | EmissionsCost | 0 | [6 empty] | 0.39012 | 0
LCP_Inputs_ON_Diverse_2023_04_03 | 2044 | CH4 Import - NY 2030 | Import | Methane | PJ | Dispatch-Import | FuelCost | 0 | [6 empty] | 0.39012 | 0
LCP_Inputs_ON_Diverse_2023_04_03 | 2044 | CH4 Import - NY 2030 | Import | Methane | PJ | Dispatch-Import | VOM | 0 | [6 empty] | 0.39012 | 0
LCP_Inputs_ON_Diverse_2023_04_03 | 2044 | CH4 Import - NY 2030 | Import | Methane | QC | Dispatch-Import | EmissionsCost | 0 | [6 empty] | 0.39012 | 0
LCP_Inputs_ON_Diverse_2023_04_03 | 2044 | CH4 Import - NY 2030 | Import | Methane | QC | Dispatch-Import | FuelCost | 0 | [6 empty] | 0.39012 | 0
LCP_Inputs_ON_Diverse_2023_04_03 | 2044 | CH4 Import - NY 2030 | Import | Methane | QC | Dispatch-Import | VOM | 0 | [6 empty] | 0.39012 | 0
LCP_Inputs_ON_Diverse_2023_04_03 | 2044 | CH4 Import - NY 2030 | Import | Methane | WC | Dispatch-Import | EmissionsCost | 0 | [6 empty] | 0.39012 | 0
LCP_Inputs_ON_Diverse_2023_04_03 | 2044 | CH4 Import - NY 2030 | Import | Methane | WC | Dispatch-Import | FuelCost | 0 | [6 empty] | 0.39012 | 0
LCP_Inputs_ON_Diverse_2023_04_03 | 2044 | CH4 Import - NY 2030 | Import | Methane | WC | Dispatch-Import | VOM | 0 | [6 empty] | 0.39012 | 0
LCP_Inputs_ON_Diverse_2023_04_03 | 2044 | CH4 Import - NY 2040 | Import | Methane | MI | Dispatch-Import | EmissionsCost | 0 | [6 empty] | 0.39012 | 0
LCP_Inputs_ON_Diverse_2023_04_03 | 2044 | CH4 Import - NY 2040 | Import | Methane | MI | Dispatch-Import | FuelCost | 0 | [6 empty] | 0.39012 | 0
LCP_Inputs_ON_Diverse_2023_04_03 | 2044 | CH4 Import - NY 2040 | Import | Methane | MI | Dispatch-Import | VOM | 0 | [6 empty] | 0.39012 | 0
LCP_Inputs_ON_Diverse_2023_04_03 | 2044 | CH4 Import - NY 2040 | Import | Methane | NY | Dispatch-Import | EmissionsCost | 1424811807.9426 | [6 empty] | 0.39012 | 555849683.1775
LCP_Inputs_ON_Diverse_2023_04_03 | 2044 | CH4 Import - NY 2040 | Import | Methane | NY | Dispatch-Import | FuelCost | 758346581.876 | [6 empty] | 0.39012 | 295847286.5853
LCP_Inputs_ON_Diverse_2023_04_03 | 2044 | CH4 Import - NY 2040 | Import | Methane | NY | Dispatch-Import | VOM | 0 | [6 empty] | 0.39012 | 0
LCP_Inputs_ON_Diverse_2023_04_03 | 2044 | CH4 Import - NY 2040 | Import | Methane | ON | Dispatch-Import | EmissionsCost | 0 | [6 empty] | 0.39012 | 0
LCP_Inputs_ON_Diverse_2023_04_03 | 2044 | CH4 Import - NY 2040 | Import | Methane | ON | Dispatch-Import | FuelCost | 0 | [6 empty] | 0.39012 | 0
LCP_Inputs_ON_Diverse_2023_04_03 | 2044 | CH4 Import - NY 2040 | Import | Methane | ON | Dispatch-Import | VOM | 0 | [6 empty] | 0.39012 | 0
LCP_Inputs_ON_Diverse_2023_04_03 | 2044 | CH4 Import - NY 2040 | Import | Methane | PJ | Dispatch-Import | EmissionsCost | 0 | [6 empty] | 0.39012 | 0
LCP_Inputs_ON_Diverse_2023_04_03 | 2044 | CH4 Import - NY 2040 | Import | Methane | PJ | Dispatch-Import | FuelCost | 0 | [6 empty] | 0.39012 | 0
LCP_Inputs_ON_Diverse_2023_04_03 | 2044 | CH4 Import - NY 2040 | Import | Methane | PJ | Dispatch-Import | VOM | 0 | [6 empty] | 0.39012 | 0
LCP_Inputs_ON_Diverse_2023_04_03 | 2044 | CH4 Import - NY 2040 | Import | Methane | QC | Dispatch-Import | EmissionsCost | 0 | [6 empty] | 0.39012 | 0
LCP_Inputs_ON_Diverse_2023_04_03 | 2044 | CH4 Import - NY 2040 | Import | Methane | QC | Dispatch-Import | FuelCost | 0 | [6 empty] | 0.39012 | 0
LCP_Inputs_ON_Diverse_2023_04_03 | 2044 | CH4 Import - NY 2040 | Import | Methane | QC | Dispatch-Import | VOM | 0 | [6 empty] | 0.39012 | 0
LCP_Inputs_ON_Diverse_2023_04_03 | 2044 | CH4 Import - NY 2040 | Import | Methane | WC | Dispatch-Import | EmissionsCost | 0 | [6 empty] | 0.39012 | 0
LCP_Inputs_ON_Diverse_2023_04_03 | 2044 | CH4 Import - NY 2040 | Import | Methane | WC | Dispatch-Import | FuelCost | 0 | [6 empty] | 0.39012 | 0
LCP_Inputs_ON_Diverse_2023_04_03 | 2044 | CH4 Import - NY 2040 | Import | Methane | WC | Dispatch-Import | VOM | 0 | [6 empty] | 0.39012 | 0
LCP_Inputs_ON_Diverse_2023_04_03 | 2044 | CH4 Import - NY 2050 | Import | Methane | MI | Dispatch-Import | EmissionsCost | 0 | [6 empty] | 0.39012 | 0
LCP_Inputs_ON_Diverse_2023_04_03 | 2044 | CH4 Import - NY 2050 | Import | Methane | MI | Dispatch-Import | FuelCost | 0 | [6 empty] | 0.39012 | 0
LCP_Inputs_ON_Diverse_2023_04_03 | 2044 | CH4 Import - NY 2050 | Import | Methane | MI | Dispatch-Import | VOM | 0 | [6 empty] | 0.39012 | 0
LCP_Inputs_ON_Diverse_2023_04_03 | 2044 | CH4 Import - NY 2050 | Import | Methane | NY | Dispatch-Import | EmissionsCost | 0 | [6 empty] | 0.39012 | 0
LCP_Inputs_ON_Diverse_2023_04_03 | 2044 | CH4 Import - NY 2050 | Import | Methane | NY | Dispatch-Import | FuelCost | 0 | [6 empty] | 0.39012 | 0
LCP_Inputs_ON_Diverse_2023_04_03 | 2044 | CH4 Import - NY 2050 | Import | Methane | NY | Dispatch-Import | VOM | 0 | [6 empty] | 0.39012 | 0
LCP_Inputs_ON_Diverse_2023_04_03 | 2044 | CH4 Import - NY 2050 | Import | Methane | ON | Dispatch-Import | EmissionsCost | 0 | [6 empty] | 0.39012 | 0
LCP_Inputs_ON_Diverse_2023_04_03 | 2044 | CH4 Import - NY 2050 | Import | Methane | ON | Dispatch-Import | FuelCost | 0 | [6 empty] | 0.39012 | 0
LCP_Inputs_ON_Diverse_2023_04_03 | 2044 | CH4 Import - NY 2050 | Import | Methane | ON | Dispatch-Import | VOM | 0 | [6 empty] | 0.39012 | 0
LCP_Inputs_ON_Diverse_2023_04_03 | 2044 | CH4 Import - NY 2050 | Import | Methane | PJ | Dispatch-Import | EmissionsCost | 0 | [6 empty] | 0.39012 | 0
LCP_Inputs_ON_Diverse_2023_04_03 | 2044 | CH4 Import - NY 2050 | Import | Methane | PJ | Dispatch-Import | FuelCost | 0 | [6 empty] | 0.39012 | 0
LCP_Inputs_ON_Diverse_2023_04_03 | 2044 | CH4 Import - NY 2050 | Import | Methane | PJ | Dispatch-Import | VOM | 0 | [6 empty] | 0.39012 | 0
LCP_Inputs_ON_Diverse_2023_04_03 | 2044 | CH4 Import - NY 2050 | Import | Methane | QC | Dispatch-Import | EmissionsCost | 0 | [6 empty] | 0.39012 | 0
LCP_Inputs_ON_Diverse_2023_04_03 | 2044 | CH4 Import - NY 2050 | Import | Methane | QC | Dispatch-Import | FuelCost | 0 | [6 empty] | 0.39012 | 0
LCP_Inputs_ON_Diverse_2023_04_03 | 2044 | CH4 Import - NY 2050 | Import | Methane | QC | Dispatch-Import | VOM | 0 | [6 empty] | 0.39012 | 0
LCP_Inputs_ON_Diverse_2023_04_03 | 2044 | CH4 Import - NY 2050 | Import | Methane | WC | Dispatch-Import | EmissionsCost | 0 | [6 empty] | 0.39012 | 0
LCP_Inputs_ON_Diverse_2023_04_03 | 2044 | CH4 Import - NY 2050 | Import | Methane | WC | Dispatch-Import | FuelCost | 0 | [6 empty] | 0.39012 | 0
LCP_Inputs_ON_Diverse_2023_04_03 | 2044 | CH4 Import - NY 2050 | Import | Methane | WC | Dispatch-Import | VOM | 0 | [6 empty] | 0.39012 | 0
LCP_Inputs_ON_Diverse_2023_04_03 | 2044 | CH4 Import - WC 2020 | Import | Methane | MI | Dispatch-Import | EmissionsCost | 0 | [6 empty] | 0.39012 | 0
LCP_Inputs_ON_Diverse_2023_04_03 | 2044 | CH4 Import - WC 2020 | Import | Methane | MI | Dispatch-Import | FuelCost | 0 | [6 empty] | 0.39012 | 0
LCP_Inputs_ON_Diverse_2023_04_03 | 2044 | CH4 Import - WC 2020 | Import | Methane | MI | Dispatch-Import | VOM | 0 | [6 empty] | 0.39012 | 0
LCP_Inputs_ON_Diverse_2023_04_03 | 2044 | CH4 Import - WC 2020 | Import | Methane | NY | Dispatch-Import | EmissionsCost | 0 | [6 empty] | 0.39012 | 0
LCP_Inputs_ON_Diverse_2023_04_03 | 2044 | CH4 Import - WC 2020 | Import | Methane | NY | Dispatch-Import | FuelCost | 0 | [6 empty] | 0.39012 | 0
LCP_Inputs_ON_Diverse_2023_04_03 | 2044 | CH4 Import - WC 2020 | Import | Methane | NY | Dispatch-Import | VOM | 0 | [6 empty] | 0.39012 | 0
LCP_Inputs_ON_Diverse_2023_04_03 | 2044 | CH4 Import - WC 2020 | Import | Methane | ON | Dispatch-Import | EmissionsCost | 0 | [6 empty] | 0.39012 | 0
LCP_Inputs_ON_Diverse_2023_04_03 | 2044 | CH4 Import - WC 2020 | Import | Methane | ON | Dispatch-Import | FuelCost | 0 | [6 empty] | 0.39012 | 0
LCP_Inputs_ON_Diverse_2023_04_03 | 2044 | CH4 Import - WC 2020 | Import | Methane | ON | Dispatch-Import | VOM | 0 | [6 empty] | 0.39012 | 0
LCP_Inputs_ON_Diverse_2023_04_03 | 2044 | CH4 Import - WC 2020 | Import | Methane | PJ | Dispatch-Import | EmissionsCost | 0 | [6 empty] | 0.39012 | 0
LCP_Inputs_ON_Diverse_2023_04_03 | 2044 | CH4 Import - WC 2020 | Import | Methane | PJ | Dispatch-Import | FuelCost | 0 | [6 empty] | 0.39012 | 0
LCP_Inputs_ON_Diverse_2023_04_03 | 2044 | CH4 Import - WC 2020 | Import | Methane | PJ | Dispatch-Import | VOM | 0 | [6 empty] | 0.39012 | 0
LCP_Inputs_ON_Diverse_2023_04_03 | 2044 | CH4 Import - WC 2020 | Import | Methane | QC | Dispatch-Import | EmissionsCost | 0 | [6 empty] | 0.39012 | 0
LCP_Inputs_ON_Diverse_2023_04_03 | 2044 | CH4 Import - WC 2020 | Import | Methane | QC | Dispatch-Import | FuelCost | 0 | [6 empty] | 0.39012 | 0
LCP_Inputs_ON_Diverse_2023_04_03 | 2044 | CH4 Import - WC 2020 | Import | Methane | QC | Dispatch-Import | VOM | 0 | [6 empty] | 0.39012 | 0
LCP_Inputs_ON_Diverse_2023_04_03 | 2044 | CH4 Import - WC 2020 | Import | Methane | WC | Dispatch-Import | EmissionsCost | 0 | [6 empty] | 0.39012 | 0
LCP_Inputs_ON_Diverse_2023_04_03 | 2044 | CH4 Import - WC 2020 | Import | Methane | WC | Dispatch-Import | FuelCost | 0 | [6 empty] | 0.39012 | 0
LCP_Inputs_ON_Diverse_2023_04_03 | 2044 | CH4 Import - WC 2020 | Import | Methane | WC | Dispatch-Import | VOM | 0 | [6 empty] | 0.39012 | 0
LCP_Inputs_ON_Diverse_2023_04_03 | 2044 | CH4 Import - WC 2030 | Import | Methane | MI | Dispatch-Import | EmissionsCost | 0 | [6 empty] | 0.39012 | 0
LCP_Inputs_ON_Diverse_2023_04_03 | 2044 | CH4 Import - WC 2030 | Import | Methane | MI | Dispatch-Import | FuelCost | 0 | [6 empty] | 0.39012 | 0
LCP_Inputs_ON_Diverse_2023_04_03 | 2044 | CH4 Import - WC 2030 | Import | Methane | MI | Dispatch-Import | VOM | 0 | [6 empty] | 0.39012 | 0
LCP_Inputs_ON_Diverse_2023_04_03 | 2044 | CH4 Import - WC 2030 | Import | Methane | NY | Dispatch-Import | EmissionsCost | 0 | [6 empty] | 0.39012 | 0
LCP_Inputs_ON_Diverse_2023_04_03 | 2044 | CH4 Import - WC 2030 | Import | Methane | NY | Dispatch-Import | FuelCost | 0 | [6 empty] | 0.39012 | 0
LCP_Inputs_ON_Diverse_2023_04_03 | 2044 | CH4 Import - WC 2030 | Import | Methane | NY | Dispatch-Import | VOM | 0 | [6 empty] | 0.39012 | 0
LCP_Inputs_ON_Diverse_2023_04_03 | 2044 | CH4 Import - WC 2030 | Import | Methane | ON | Dispatch-Import | EmissionsCost | 0 | [6 empty] | 0.39012 | 0
LCP_Inputs_ON_Diverse_2023_04_03 | 2044 | CH4 Import - WC 2030 | Import | Methane | ON | Dispatch-Import | FuelCost | 0 | [6 empty] | 0.39012 | 0
LCP_Inputs_ON_Diverse_2023_04_03 | 2044 | CH4 Import - WC 2030 | Import | Methane | ON | Dispatch-Import | VOM | 0 | [6 empty] | 0.39012 | 0
LCP_Inputs_ON_Diverse_2023_04_03 | 2044 | CH4 Import - WC 2030 | Import | Methane | PJ | Dispatch-Import | EmissionsCost | 0 | [6 empty] | 0.39012 | 0
LCP_Inputs_ON_Diverse_2023_04_03 | 2044 | CH4 Import - WC 2030 | Import | Methane | PJ | Dispatch-Import | FuelCost | 0 | [6 empty] | 0.39012 | 0
LCP_Inputs_ON_Diverse_2023_04_03 | 2044 | CH4 Import - WC 2030 | Import | Methane | PJ | Dispatch-Import | VOM | 0 | [6 empty] | 0.39012 | 0
LCP_Inputs_ON_Diverse_2023_04_03 | 2044 | CH4 Import - WC 2030 | Import | Methane | QC | Dispatch-Import | EmissionsCost | 0 | [6 empty] | 0.39012 | 0
LCP_Inputs_ON_Diverse_2023_04_03 | 2044 | CH4 Import - WC 2030 | Import | Methane | QC | Dispatch-Import | FuelCost | 0 | [6 empty] | 0.39012 | 0
LCP_Inputs_ON_Diverse_2023_04_03 | 2044 | CH4 Import - WC 2030 | Import | Methane | QC | Dispatch-Import | VOM | 0 | [6 empty] | 0.39012 | 0
LCP_Inputs_ON_Diverse_2023_04_03 | 2044 | CH4 Import - WC 2030 | Import | Methane | WC | Dispatch-Import | EmissionsCost | 0 | [6 empty] | 0.39012 | 0
LCP_Inputs_ON_Diverse_2023_04_03 | 2044 | CH4 Import - WC 2030 | Import | Methane | WC | Dispatch-Import | FuelCost | 0 | [6 empty] | 0.39012 | 0
LCP_Inputs_ON_Diverse_2023_04_03 | 2044 | CH4 Import - WC 2030 | Import | Methane | WC | Dispatch-Import | VOM | 0 | [6 empty] | 0.39012 | 0
LCP_Inputs_ON_Diverse_2023_04_03 | 2044 | CH4 Import - WC 2040 | Import | Methane | MI | Dispatch-Import | EmissionsCost | 0 | [6 empty] | 0.39012 | 0
LCP_Inputs_ON_Diverse_2023_04_03 | 2044 | CH4 Import - WC 2040 | Import | Methane | MI | Dispatch-Import | FuelCost | 0 | [6 empty] | 0.39012 | 0
LCP_Inputs_ON_Diverse_2023_04_03 | 2044 | CH4 Import - WC 2040 | Import | Methane | MI | Dispatch-Import | VOM | 0 | [6 empty] | 0.39012 | 0
LCP_Inputs_ON_Diverse_2023_04_03 | 2044 | CH4 Import - WC 2040 | Import | Methane | NY | Dispatch-Import | EmissionsCost | 0 | [6 empty] | 0.39012 | 0
LCP_Inputs_ON_Diverse_2023_04_03 | 2044 | CH4 Import - WC 2040 | Import | Methane | NY | Dispatch-Import | FuelCost | 0 | [6 empty] | 0.39012 | 0
LCP_Inputs_ON_Diverse_2023_04_03 | 2044 | CH4 Import - WC 2040 | Import | Methane | NY | Dispatch-Import | VOM | 0 | [6 empty] | 0.39012 | 0
LCP_Inputs_ON_Diverse_2023_04_03 | 2044 | CH4 Import - WC 2040 | Import | Methane | ON | Dispatch-Import | EmissionsCost | 0 | [6 empty] | 0.39012 | 0
LCP_Inputs_ON_Diverse_2023_04_03 | 2044 | CH4 Import - WC 2040 | Import | Methane | ON | Dispatch-Import | FuelCost | 0 | [6 empty] | 0.39012 | 0
LCP_Inputs_ON_Diverse_2023_04_03 | 2044 | CH4 Import - WC 2040 | Import | Methane | ON | Dispatch-Import | VOM | 0 | [6 empty] | 0.39012 | 0
LCP_Inputs_ON_Diverse_2023_04_03 | 2044 | CH4 Import - WC 2040 | Import | Methane | PJ | Dispatch-Import | EmissionsCost | 0 | [6 empty] | 0.39012 | 0
LCP_Inputs_ON_Diverse_2023_04_03 | 2044 | CH4 Import - WC 2040 | Import | Methane | PJ | Dispatch-Import | FuelCost | 0 | [6 empty] | 0.39012 | 0
LCP_Inputs_ON_Diverse_2023_04_03 | 2044 | CH4 Import - WC 2040 | Import | Methane | PJ | Dispatch-Import | VOM | 0 | [6 empty] | 0.39012 | 0
LCP_Inputs_ON_Diverse_2023_04_03 | 2044 | CH4 Import - WC 2040 | Import | Methane | QC | Dispatch-Import | EmissionsCost | 0 | [6 empty] | 0.39012 | 0
LCP_Inputs_ON_Diverse_2023_04_03 | 2044 | CH4 Import - WC 2040 | Import | Methane | QC | Dispatch-Import | FuelCost | 0 | [6 empty] | 0.39012 | 0
LCP_Inputs_ON_Diverse_2023_04_03 | 2044 | CH4 Import - WC 2040 | Import | Methane | QC | Dispatch-Import | VOM | 0 | [6 empty] | 0.39012 | 0
LCP_Inputs_ON_Diverse_2023_04_03 | 2044 | CH4 Import - WC 2040 | Import | Methane | WC | Dispatch-Import | EmissionsCost | 2117477751.305 | [6 empty] | 0.39012 | 826073542.23
LCP_Inputs_ON_Diverse_2023_04_03 | 2044 | CH4 Import - WC 2040 | Import | Methane | WC | Dispatch-Import | FuelCost | 1127013410.4372 | [6 empty] | 0.39012 | 439672133.2854
LCP_Inputs_ON_Diverse_2023_04_03 | 2044 | CH4 Import - WC 2040 | Import | Methane | WC | Dispatch-Import | VOM | 0 | [6 empty] | 0.39012 | 0
LCP_Inputs_ON_Diverse_2023_04_03 | 2044 | CH4 Import - WC 2050 | Import | Methane | MI | Dispatch-Import | EmissionsCost | 0 | [6 empty] | 0.39012 | 0
LCP_Inputs_ON_Diverse_2023_04_03 | 2044 | CH4 Import - WC 2050 | Import | Methane | MI | Dispatch-Import | FuelCost | 0 | [6 empty] | 0.39012 | 0
LCP_Inputs_ON_Diverse_2023_04_03 | 2044 | CH4 Import - WC 2050 | Import | Methane | MI | Dispatch-Import | VOM | 0 | [6 empty] | 0.39012 | 0
LCP_Inputs_ON_Diverse_2023_04_03 | 2044 | CH4 Import - WC 2050 | Import | Methane | NY | Dispatch-Import | EmissionsCost | 0 | [6 empty] | 0.39012 | 0
LCP_Inputs_ON_Diverse_2023_04_03 | 2044 | CH4 Import - WC 2050 | Import | Methane | NY | Dispatch-Import | FuelCost | 0 | [6 empty] | 0.39012 | 0
LCP_Inputs_ON_Diverse_2023_04_03 | 2044 | CH4 Import - WC 2050 | Import | Methane | NY | Dispatch-Import | VOM | 0 | [6 empty] | 0.39012 | 0
LCP_Inputs_ON_Diverse_2023_04_03 | 2044 | CH4 Import - WC 2050 | Import | Methane | ON | Dispatch-Import | EmissionsCost | 0 | [6 empty] | 0.39012 | 0
LCP_Inputs_ON_Diverse_2023_04_03 | 2044 | CH4 Import - WC 2050 | Import | Methane | ON | Dispatch-Import | FuelCost | 0 | [6 empty] | 0.39012 | 0
LCP_Inputs_ON_Diverse_2023_04_03 | 2044 | CH4 Import - WC 2050 | Import | Methane | ON | Dispatch-Import | VOM | 0 | [6 empty] | 0.39012 | 0
LCP_Inputs_ON_Diverse_2023_04_03 | 2044 | CH4 Import - WC 2050 | Import | Methane | PJ | Dispatch-Import | EmissionsCost | 0 | [6 empty] | 0.39012 | 0
LCP_Inputs_ON_Diverse_2023_04_03 | 2044 | CH4 Import - WC 2050 | Import | Methane | PJ | Dispatch-Import | FuelCost | 0 | [6 empty] | 0.39012 | 0
LCP_Inputs_ON_Diverse_2023_04_03 | 2044 | CH4 Import - WC 2050 | Import | Methane | PJ | Dispatch-Import | VOM | 0 | [6 empty] | 0.39012 | 0
LCP_Inputs_ON_Diverse_2023_04_03 | 2044 | CH4 Import - WC 2050 | Import | Methane | QC | Dispatch-Import | EmissionsCost | 0 | [6 empty] | 0.39012 | 0
LCP_Inputs_ON_Diverse_2023_04_03 | 2044 | CH4 Import - WC 2050 | Import | Methane | QC | Dispatch-Import | FuelCost | 0 | [6 empty] | 0.39012 | 0
LCP_Inputs_ON_Diverse_2023_04_03 | 2044 | CH4 Import - WC 2050 | Import | Methane | QC | Dispatch-Import | VOM | 0 | [6 empty] | 0.39012 | 0
LCP_Inputs_ON_Diverse_2023_04_03 | 2044 | CH4 Import - WC 2050 | Import | Methane | WC | Dispatch-Import | EmissionsCost | 0 | [6 empty] | 0.39012 | 0
LCP_Inputs_ON_Diverse_2023_04_03 | 2044 | CH4 Import - WC 2050 | Import | Methane | WC | Dispatch-Import | FuelCost | 0 | [6 empty] | 0.39012 | 0
LCP_Inputs_ON_Diverse_2023_04_03 | 2044 | CH4 Import - WC 2050 | Import | Methane | WC | Dispatch-Import | VOM | 0 | [6 empty] | 0.39012 | 0
LCP_Inputs_ON_Diverse_2023_04_03 | 2044 | CH4 Salt Cavern Storage - ON | Storage | Methane | MI | Dispatch-Storage | EmissionsCost | 0 | [6 empty] | 0.39012 | 0
LCP_Inputs_ON_Diverse_2023_04_03 | 2044 | CH4 Salt Cavern Storage - ON | Storage | Methane | MI | Dispatch-Storage | FuelCost | 0 | [6 empty] | 0.39012 | 0
LCP_Inputs_ON_Diverse_2023_04_03 | 2044 | CH4 Salt Cavern Storage - ON | Storage | Methane | MI | Dispatch-Storage | VOM | 0 | [6 empty] | 0.39012 | 0
LCP_Inputs_ON_Diverse_2023_04_03 | 2044 | CH4 Salt Cavern Storage - ON | Storage | Methane | NY | Dispatch-Storage | EmissionsCost | 0 | [6 empty] | 0.39012 | 0
LCP_Inputs_ON_Diverse_2023_04_03 | 2044 | CH4 Salt Cavern Storage - ON | Storage | Methane | NY | Dispatch-Storage | FuelCost | 0 | [6 empty] | 0.39012 | 0
LCP_Inputs_ON_Diverse_2023_04_03 | 2044 | CH4 Salt Cavern Storage - ON | Storage | Methane | NY | Dispatch-Storage | VOM | 0 | [6 empty] | 0.39012 | 0
LCP_Inputs_ON_Diverse_2023_04_03 | 2044 | CH4 Salt Cavern Storage - ON | Storage | Methane | ON | Dispatch-Storage | EmissionsCost | 0 | [6 empty] | 0.39012 | 0
LCP_Inputs_ON_Diverse_2023_04_03 | 2044 | CH4 Salt Cavern Storage - ON | Storage | Methane | ON | Dispatch-Storage | FuelCost | 0 | [6 empty] | 0.39012 | 0
LCP_Inputs_ON_Diverse_2023_04_03 | 2044 | CH4 Salt Cavern Storage - ON | Storage | Methane | ON | Dispatch-Storage | VOM | 0 | [6 empty] | 0.39012 | 0
LCP_Inputs_ON_Diverse_2023_04_03 | 2044 | CH4 Salt Cavern Storage - ON | Storage | Methane | PJ | Dispatch-Storage | EmissionsCost | 0 | [6 empty] | 0.39012 | 0
LCP_Inputs_ON_Diverse_2023_04_03 | 2044 | CH4 Salt Cavern Storage - ON | Storage | Methane | PJ | Dispatch-Storage | FuelCost | 0 | [6 empty] | 0.39012 | 0
LCP_Inputs_ON_Diverse_2023_04_03 | 2044 | CH4 Salt Cavern Storage - ON | Storage | Methane | PJ | Dispatch-Storage | VOM | 0 | [6 empty] | 0.39012 | 0
LCP_Inputs_ON_Diverse_2023_04_03 | 2044 | CH4 Salt Cavern Storage - ON | Storage | Methane | QC | Dispatch-Storage | EmissionsCost | 0 | [6 empty] | 0.39012 | 0
LCP_Inputs_ON_Diverse_2023_04_03 | 2044 | CH4 Salt Cavern Storage - ON | Storage | Methane | QC | Dispatch-Storage | FuelCost | 0 | [6 empty] | 0.39012 | 0
LCP_Inputs_ON_Diverse_2023_04_03 | 2044 | CH4 Salt Cavern Storage - ON | Storage | Methane | QC | Dispatch-Storage | VOM | 0 | [6 empty] | 0.39012 | 0
LCP_Inputs_ON_Diverse_2023_04_03 | 2044 | CH4 Salt Cavern Storage - ON | Storage | Methane | WC | Dispatch-Storage | EmissionsCost | 0 | [6 empty] | 0.39012 | 0
LCP_Inputs_ON_Diverse_2023_04_03 | 2044 | CH4 Salt Cavern Storage - ON | Storage | Methane | WC | Dispatch-Storage | FuelCost | 0 | [6 empty] | 0.39012 | 0
LCP_Inputs_ON_Diverse_2023_04_03 | 2044 | CH4 Salt Cavern Storage - ON | Storage | Methane | WC | Dispatch-Storage | VOM | 0 | [6 empty] | 0.39012 | 0
LCP_Inputs_ON_Diverse_2023_04_03 | 2044 | Electrolyser 2020/2030 | Crossload | Hydrogen | MI | Dispatch-Crossload | EmissionsCost | 0 | [6 empty] | 0.39012 | 0
LCP_Inputs_ON_Diverse_2023_04_03 | 2044 | Electrolyser 2020/2030 | Crossload | Hydrogen | MI | Dispatch-Crossload | FuelCost | 0 | [6 empty] | 0.39012 | 0
LCP_Inputs_ON_Diverse_2023_04_03 | 2044 | Electrolyser 2020/2030 | Crossload | Hydrogen | MI | Dispatch-Crossload | VOM | 0 | [6 empty] | 0.39012 | 0
LCP_Inputs_ON_Diverse_2023_04_03 | 2044 | Electrolyser 2020/2030 | Crossload | Hydrogen | NY | Dispatch-Crossload | EmissionsCost | 0 | [6 empty] | 0.39012 | 0
LCP_Inputs_ON_Diverse_2023_04_03 | 2044 | Electrolyser 2020/2030 | Crossload | Hydrogen | NY | Dispatch-Crossload | FuelCost | 0 | [6 empty] | 0.39012 | 0
LCP_Inputs_ON_Diverse_2023_04_03 | 2044 | Electrolyser 2020/2030 | Crossload | Hydrogen | NY | Dispatch-Crossload | VOM | 0 | [6 empty] | 0.39012 | 0
LCP_Inputs_ON_Diverse_2023_04_03 | 2044 | Electrolyser 2020/2030 | Crossload | Hydrogen | ON | Dispatch-Crossload | EmissionsCost | 0 | [6 empty] | 0.39012 | 0
LCP_Inputs_ON_Diverse_2023_04_03 | 2044 | Electrolyser 2020/2030 | Crossload | Hydrogen | ON | Dispatch-Crossload | FuelCost | 0 | [6 empty] | 0.39012 | 0
LCP_Inputs_ON_Diverse_2023_04_03 | 2044 | Electrolyser 2020/2030 | Crossload | Hydrogen | ON | Dispatch-Crossload | VOM | 0 | [6 empty] | 0.39012 | 0
LCP_Inputs_ON_Diverse_2023_04_03 | 2044 | Electrolyser 2020/2030 | Crossload | Hydrogen | PJ | Dispatch-Crossload | EmissionsCost | 0 | [6 empty] | 0.39012 | 0
LCP_Inputs_ON_Diverse_2023_04_03 | 2044 | Electrolyser 2020/2030 | Crossload | Hydrogen | PJ | Dispatch-Crossload | FuelCost | 0 | [6 empty] | 0.39012 | 0
LCP_Inputs_ON_Diverse_2023_04_03 | 2044 | Electrolyser 2020/2030 | Crossload | Hydrogen | PJ | Dispatch-Crossload | VOM | 0 | [6 empty] | 0.39012 | 0
LCP_Inputs_ON_Diverse_2023_04_03 | 2044 | Electrolyser 2020/2030 | Crossload | Hydrogen | QC | Dispatch-Crossload | EmissionsCost | 0 | [6 empty] | 0.39012 | 0
LCP_Inputs_ON_Diverse_2023_04_03 | 2044 | Electrolyser 2020/2030 | Crossload | Hydrogen | QC | Dispatch-Crossload | FuelCost | 0 | [6 empty] | 0.39012 | 0
LCP_Inputs_ON_Diverse_2023_04_03 | 2044 | Electrolyser 2020/2030 | Crossload | Hydrogen | QC | Dispatch-Crossload | VOM | 0 | [6 empty] | 0.39012 | 0
LCP_Inputs_ON_Diverse_2023_04_03 | 2044 | Electrolyser 2020/2030 | Crossload | Hydrogen | WC | Dispatch-Crossload | EmissionsCost | 0 | [6 empty] | 0.39012 | 0
LCP_Inputs_ON_Diverse_2023_04_03 | 2044 | Electrolyser 2020/2030 | Crossload | Hydrogen | WC | Dispatch-Crossload | FuelCost | 0 | [6 empty] | 0.39012 | 0
LCP_Inputs_ON_Diverse_2023_04_03 | 2044 | Electrolyser 2020/2030 | Crossload | Hydrogen | WC | Dispatch-Crossload | VOM | 0 | [6 empty] | 0.39012 | 0
LCP_Inputs_ON_Diverse_2023_04_03 | 2044 | Electrolyser 2040 | Crossload | Hydrogen | MI | Dispatch-Crossload | EmissionsCost | 0 | [6 empty] | 0.39012 | 0
LCP_Inputs_ON_Diverse_2023_04_03 | 2044 | Electrolyser 2040 | Crossload | Hydrogen | MI | Dispatch-Crossload | FuelCost | 0 | [6 empty] | 0.39012 | 0
LCP_Inputs_ON_Diverse_2023_04_03 | 2044 | Electrolyser 2040 | Crossload | Hydrogen | MI | Dispatch-Crossload | VOM | 0 | [6 empty] | 0.39012 | 0
LCP_Inputs_ON_Diverse_2023_04_03 | 2044 | Electrolyser 2040 | Crossload | Hydrogen | NY | Dispatch-Crossload | EmissionsCost | 0 | [6 empty] | 0.39012 | 0
LCP_Inputs_ON_Diverse_2023_04_03 | 2044 | Electrolyser 2040 | Crossload | Hydrogen | NY | Dispatch-Crossload | FuelCost | 0 | [6 empty] | 0.39012 | 0
LCP_Inputs_ON_Diverse_2023_04_03 | 2044 | Electrolyser 2040 | Crossload | Hydrogen | NY | Dispatch-Crossload | VOM | 0 | [6 empty] | 0.39012 | 0
LCP_Inputs_ON_Diverse_2023_04_03 | 2044 | Electrolyser 2040 | Crossload | Hydrogen | ON | Dispatch-Crossload | EmissionsCost | 0 | [6 empty] | 0.39012 | 0
LCP_Inputs_ON_Diverse_2023_04_03 | 2044 | Electrolyser 2040 | Crossload | Hydrogen | ON | Dispatch-Crossload | FuelCost | 0 | [6 empty] | 0.39012 | 0
LCP_Inputs_ON_Diverse_2023_04_03 | 2044 | Electrolyser 2040 | Crossload | Hydrogen | ON | Dispatch-Crossload | VOM | 0 | [6 empty] | 0.39012 | 0
LCP_Inputs_ON_Diverse_2023_04_03 | 2044 | Electrolyser 2040 | Crossload | Hydrogen | PJ | Dispatch-Crossload | EmissionsCost | 0 | [6 empty] | 0.39012 | 0
LCP_Inputs_ON_Diverse_2023_04_03 | 2044 | Electrolyser 2040 | Crossload | Hydrogen | PJ | Dispatch-Crossload | FuelCost | 0 | [6 empty] | 0.39012 | 0
LCP_Inputs_ON_Diverse_2023_04_03 | 2044 | Electrolyser 2040 | Crossload | Hydrogen | PJ | Dispatch-Crossload | VOM | 0 | [6 empty] | 0.39012 | 0
LCP_Inputs_ON_Diverse_2023_04_03 | 2044 | Electrolyser 2040 | Crossload | Hydrogen | QC | Dispatch-Crossload | EmissionsCost | 0 | [6 empty] | 0.39012 | 0
LCP_Inputs_ON_Diverse_2023_04_03 | 2044 | Electrolyser 2040 | Crossload | Hydrogen | QC | Dispatch-Crossload | FuelCost | 0 | [6 empty] | 0.39012 | 0
LCP_Inputs_ON_Diverse_2023_04_03 | 2044 | Electrolyser 2040 | Crossload | Hydrogen | QC | Dispatch-Crossload | VOM | 0 | [6 empty] | 0.39012 | 0
LCP_Inputs_ON_Diverse_2023_04_03 | 2044 | Electrolyser 2040 | Crossload | Hydrogen | WC | Dispatch-Crossload | EmissionsCost | 0 | [6 empty] | 0.39012 | 0
LCP_Inputs_ON_Diverse_2023_04_03 | 2044 | Electrolyser 2040 | Crossload | Hydrogen | WC | Dispatch-Crossload | FuelCost | 0 | [6 empty] | 0.39012 | 0
LCP_Inputs_ON_Diverse_2023_04_03 | 2044 | Electrolyser 2040 | Crossload | Hydrogen | WC | Dispatch-Crossload | VOM | 0 | [6 empty] | 0.39012 | 0
LCP_Inputs_ON_Diverse_2023_04_03 | 2044 | Electrolyser 2050 | Crossload | Hydrogen | MI | Dispatch-Crossload | EmissionsCost | 0 | [6 empty] | 0.39012 | 0
LCP_Inputs_ON_Diverse_2023_04_03 | 2044 | Electrolyser 2050 | Crossload | Hydrogen | MI | Dispatch-Crossload | FuelCost | 0 | [6 empty] | 0.39012 | 0
LCP_Inputs_ON_Diverse_2023_04_03 | 2044 | Electrolyser 2050 | Crossload | Hydrogen | MI | Dispatch-Crossload | VOM | 0 | [6 empty] | 0.39012 | 0
LCP_Inputs_ON_Diverse_2023_04_03 | 2044 | Electrolyser 2050 | Crossload | Hydrogen | NY | Dispatch-Crossload | EmissionsCost | 0 | [6 empty] | 0.39012 | 0
LCP_Inputs_ON_Diverse_2023_04_03 | 2044 | Electrolyser 2050 | Crossload | Hydrogen | NY | Dispatch-Crossload | FuelCost | 0 | [6 empty] | 0.39012 | 0
LCP_Inputs_ON_Diverse_2023_04_03 | 2044 | Electrolyser 2050 | Crossload | Hydrogen | NY | Dispatch-Crossload | VOM | 0 | [6 empty] | 0.39012 | 0
LCP_Inputs_ON_Diverse_2023_04_03 | 2044 | Electrolyser 2050 | Crossload | Hydrogen | ON | Dispatch-Crossload | EmissionsCost | 0 | [6 empty] | 0.39012 | 0
LCP_Inputs_ON_Diverse_2023_04_03 | 2044 | Electrolyser 2050 | Crossload | Hydrogen | ON | Dispatch-Crossload | FuelCost | 0 | [6 empty] | 0.39012 | 0
LCP_Inputs_ON_Diverse_2023_04_03 | 2044 | Electrolyser 2050 | Crossload | Hydrogen | ON | Dispatch-Crossload | VOM | 0 | [6 empty] | 0.39012 | 0
LCP_Inputs_ON_Diverse_2023_04_03 | 2044 | Electrolyser 2050 | Crossload | Hydrogen | PJ | Dispatch-Crossload | EmissionsCost | 0 | [6 empty] | 0.39012 | 0
LCP_Inputs_ON_Diverse_2023_04_03 | 2044 | Electrolyser 2050 | Crossload | Hydrogen | PJ | Dispatch-Crossload | FuelCost | 0 | [6 empty] | 0.39012 | 0
LCP_Inputs_ON_Diverse_2023_04_03 | 2044 | Electrolyser 2050 | Crossload | Hydrogen | PJ | Dispatch-Crossload | VOM | 0 | [6 empty] | 0.39012 | 0
LCP_Inputs_ON_Diverse_2023_04_03 | 2044 | Electrolyser 2050 | Crossload | Hydrogen | QC | Dispatch-Crossload | EmissionsCost | 0 | [6 empty] | 0.39012 | 0
LCP_Inputs_ON_Diverse_2023_04_03 | 2044 | Electrolyser 2050 | Crossload | Hydrogen | QC | Dispatch-Crossload | FuelCost | 0 | [6 empty] | 0.39012 | 0
LCP_Inputs_ON_Diverse_2023_04_03 | 2044 | Electrolyser 2050 | Crossload | Hydrogen | QC | Dispatch-Crossload | VOM | 0 | [6 empty] | 0.39012 | 0
LCP_Inputs_ON_Diverse_2023_04_03 | 2044 | Electrolyser 2050 | Crossload | Hydrogen | WC | Dispatch-Crossload | EmissionsCost | 0 | [6 empty] | 0.39012 | 0
LCP_Inputs_ON_Diverse_2023_04_03 | 2044 | Electrolyser 2050 | Crossload | Hydrogen | WC | Dispatch-Crossload | FuelCost | 0 | [6 empty] | 0.39012 | 0
LCP_Inputs_ON_Diverse_2023_04_03 | 2044 | Electrolyser 2050 | Crossload | Hydrogen | WC | Dispatch-Crossload | VOM | 0 | [6 empty] | 0.39012 | 0
LCP_Inputs_ON_Diverse_2023_04_03 | 2044 | Fossil Fuel Thermal (Coal, Peat, Oil) | Generation | Electricity | MI | Dispatch-Generation | EmissionsCost | 0 | [6 empty] | 0.39012 | 0
LCP_Inputs_ON_Diverse_2023_04_03 | 2044 | Fossil Fuel Thermal (Coal, Peat, Oil) | Generation | Electricity | MI | Dispatch-Generation | FuelCost | 0 | [6 empty] | 0.39012 | 0
LCP_Inputs_ON_Diverse_2023_04_03 | 2044 | Fossil Fuel Thermal (Coal, Peat, Oil) | Generation | Electricity | MI | Dispatch-Generation | VOM | 0 | [6 empty] | 0.39012 | 0
LCP_Inputs_ON_Diverse_2023_04_03 | 2044 | Fossil Fuel Thermal (Coal, Peat, Oil) | Generation | Electricity | NY | Dispatch-Generation | EmissionsCost | 0 | [6 empty] | 0.39012 | 0
LCP_Inputs_ON_Diverse_2023_04_03 | 2044 | Fossil Fuel Thermal (Coal, Peat, Oil) | Generation | Electricity | NY | Dispatch-Generation | FuelCost | 0 | [6 empty] | 0.39012 | 0
LCP_Inputs_ON_Diverse_2023_04_03 | 2044 | Fossil Fuel Thermal (Coal, Peat, Oil) | Generation | Electricity | NY | Dispatch-Generation | VOM | 0 | [6 empty] | 0.39012 | 0
LCP_Inputs_ON_Diverse_2023_04_03 | 2044 | Fossil Fuel Thermal (Coal, Peat, Oil) | Generation | Electricity | ON | Dispatch-Generation | EmissionsCost | 0 | [6 empty] | 0.39012 | 0
LCP_Inputs_ON_Diverse_2023_04_03 | 2044 | Fossil Fuel Thermal (Coal, Peat, Oil) | Generation | Electricity | ON | Dispatch-Generation | FuelCost | 0 | [6 empty] | 0.39012 | 0
LCP_Inputs_ON_Diverse_2023_04_03 | 2044 | Fossil Fuel Thermal (Coal, Peat, Oil) | Generation | Electricity | ON | Dispatch-Generation | VOM | 0 | [6 empty] | 0.39012 | 0
LCP_Inputs_ON_Diverse_2023_04_03 | 2044 | Fossil Fuel Thermal (Coal, Peat, Oil) | Generation | Electricity | PJ | Dispatch-Generation | EmissionsCost | 0 | [6 empty] | 0.39012 | 0
LCP_Inputs_ON_Diverse_2023_04_03 | 2044 | Fossil Fuel Thermal (Coal, Peat, Oil) | Generation | Electricity | PJ | Dispatch-Generation | FuelCost | 0 | [6 empty] | 0.39012 | 0
LCP_Inputs_ON_Diverse_2023_04_03 | 2044 | Fossil Fuel Thermal (Coal, Peat, Oil) | Generation | Electricity | PJ | Dispatch-Generation | VOM | 0 | [6 empty] | 0.39012 | 0
LCP_Inputs_ON_Diverse_2023_04_03 | 2044 | Fossil Fuel Thermal (Coal, Peat, Oil) | Generation | Electricity | QC | Dispatch-Generation | EmissionsCost | 0 | [6 empty] | 0.39012 | 0
LCP_Inputs_ON_Diverse_2023_04_03 | 2044 | Fossil Fuel Thermal (Coal, Peat, Oil) | Generation | Electricity | QC | Dispatch-Generation | FuelCost | 0 | [6 empty] | 0.39012 | 0
LCP_Inputs_ON_Diverse_2023_04_03 | 2044 | Fossil Fuel Thermal (Coal, Peat, Oil) | Generation | Electricity | QC | Dispatch-Generation | VOM | 0 | [6 empty] | 0.39012 | 0
LCP_Inputs_ON_Diverse_2023_04_03 | 2044 | Fossil Fuel Thermal (Coal, Peat, Oil) | Generation | Electricity | WC | Dispatch-Generation | EmissionsCost | 0 | [6 empty] | 0.39012 | 0
LCP_Inputs_ON_Diverse_2023_04_03 | 2044 | Fossil Fuel Thermal (Coal, Peat, Oil) | Generation | Electricity | WC | Dispatch-Generation | FuelCost | 0 | [6 empty] | 0.39012 | 0
LCP_Inputs_ON_Diverse_2023_04_03 | 2044 | Fossil Fuel Thermal (Coal, Peat, Oil) | Generation | Electricity | WC | Dispatch-Generation | VOM | 0 | [6 empty] | 0.39012 | 0
LCP_Inputs_ON_Diverse_2023_04_03 | 2044 | Generic - Generator | Generation | Electricity | MI | Dispatch-Generation | EmissionsCost | 0 | [6 empty] | 0.39012 | 0
LCP_Inputs_ON_Diverse_2023_04_03 | 2044 | Generic - Generator | Generation | Electricity | MI | Dispatch-Generation | FuelCost | 922715978.5322 | [6 empty] | 0.39012 | 359971317.9459
LCP_Inputs_ON_Diverse_2023_04_03 | 2044 | Generic - Generator | Generation | Electricity | MI | Dispatch-Generation | VOM | 30177343.602 | [6 empty] | 0.39012 | 11772829.7778
LCP_Inputs_ON_Diverse_2023_04_03 | 2044 | Generic - Generator | Generation | Electricity | NY | Dispatch-Generation | EmissionsCost | 0 | [6 empty] | 0.39012 | 0
LCP_Inputs_ON_Diverse_2023_04_03 | 2044 | Generic - Generator | Generation | Electricity | NY | Dispatch-Generation | FuelCost | 169239391.3338 | [6 empty] | 0.39012 | 66023920.8642
LCP_Inputs_ON_Diverse_2023_04_03 | 2044 | Generic - Generator | Generation | Electricity | NY | Dispatch-Generation | VOM | 5534959.1663 | [6 empty] | 0.39012 | 2159306.4304
LCP_Inputs_ON_Diverse_2023_04_03 | 2044 | Generic - Generator | Generation | Electricity | ON | Dispatch-Generation | EmissionsCost | 0 | [6 empty] | 0.39012 | 0
LCP_Inputs_ON_Diverse_2023_04_03 | 2044 | Generic - Generator | Generation | Electricity | ON | Dispatch-Generation | FuelCost | 0 | [6 empty] | 0.39012 | 0
LCP_Inputs_ON_Diverse_2023_04_03 | 2044 | Generic - Generator | Generation | Electricity | ON | Dispatch-Generation | VOM | 0 | [6 empty] | 0.39012 | 0
LCP_Inputs_ON_Diverse_2023_04_03 | 2044 | Generic - Generator | Generation | Electricity | PJ | Dispatch-Generation | EmissionsCost | 0 | [6 empty] | 0.39012 | 0
LCP_Inputs_ON_Diverse_2023_04_03 | 2044 | Generic - Generator | Generation | Electricity | PJ | Dispatch-Generation | FuelCost | 5434493471.1405 | [6 empty] | 0.39012 | 2120112605.2748
LCP_Inputs_ON_Diverse_2023_04_03 | 2044 | Generic - Generator | Generation | Electricity | PJ | Dispatch-Generation | VOM | 177734623.2179 | [6 empty] | 0.39012 | 69338093.2518
LCP_Inputs_ON_Diverse_2023_04_03 | 2044 | Generic - Generator | Generation | Electricity | QC | Dispatch-Generation | EmissionsCost | 0 | [6 empty] | 0.39012 | 0
LCP_Inputs_ON_Diverse_2023_04_03 | 2044 | Generic - Generator | Generation | Electricity | QC | Dispatch-Generation | FuelCost | 0 | [6 empty] | 0.39012 | 0
LCP_Inputs_ON_Diverse_2023_04_03 | 2044 | Generic - Generator | Generation | Electricity | QC | Dispatch-Generation | VOM | 0 | [6 empty] | 0.39012 | 0
LCP_Inputs_ON_Diverse_2023_04_03 | 2044 | Generic - Generator | Generation | Electricity | WC | Dispatch-Generation | EmissionsCost | 0 | [6 empty] | 0.39012 | 0
LCP_Inputs_ON_Diverse_2023_04_03 | 2044 | Generic - Generator | Generation | Electricity | WC | Dispatch-Generation | FuelCost | 0 | [6 empty] | 0.39012 | 0
LCP_Inputs_ON_Diverse_2023_04_03 | 2044 | Generic - Generator | Generation | Electricity | WC | Dispatch-Generation | VOM | 0 | [6 empty] | 0.39012 | 0
LCP_Inputs_ON_Diverse_2023_04_03 | 2044 | H2 Import - QC | Import | Hydrogen | MI | Dispatch-Import | EmissionsCost | 0 | [6 empty] | 0.39012 | 0
LCP_Inputs_ON_Diverse_2023_04_03 | 2044 | H2 Import - QC | Import | Hydrogen | MI | Dispatch-Import | FuelCost | 0 | [6 empty] | 0.39012 | 0
LCP_Inputs_ON_Diverse_2023_04_03 | 2044 | H2 Import - QC | Import | Hydrogen | MI | Dispatch-Import | VOM | 0 | [6 empty] | 0.39012 | 0
LCP_Inputs_ON_Diverse_2023_04_03 | 2044 | H2 Import - QC | Import | Hydrogen | NY | Dispatch-Import | EmissionsCost | 0 | [6 empty] | 0.39012 | 0
LCP_Inputs_ON_Diverse_2023_04_03 | 2044 | H2 Import - QC | Import | Hydrogen | NY | Dispatch-Import | FuelCost | 0 | [6 empty] | 0.39012 | 0
LCP_Inputs_ON_Diverse_2023_04_03 | 2044 | H2 Import - QC | Import | Hydrogen | NY | Dispatch-Import | VOM | 0 | [6 empty] | 0.39012 | 0
LCP_Inputs_ON_Diverse_2023_04_03 | 2044 | H2 Import - QC | Import | Hydrogen | ON | Dispatch-Import | EmissionsCost | 0 | [6 empty] | 0.39012 | 0
LCP_Inputs_ON_Diverse_2023_04_03 | 2044 | H2 Import - QC | Import | Hydrogen | ON | Dispatch-Import | FuelCost | 0 | [6 empty] | 0.39012 | 0
LCP_Inputs_ON_Diverse_2023_04_03 | 2044 | H2 Import - QC | Import | Hydrogen | ON | Dispatch-Import | VOM | 0 | [6 empty] | 0.39012 | 0
LCP_Inputs_ON_Diverse_2023_04_03 | 2044 | H2 Import - QC | Import | Hydrogen | PJ | Dispatch-Import | EmissionsCost | 0 | [6 empty] | 0.39012 | 0
LCP_Inputs_ON_Diverse_2023_04_03 | 2044 | H2 Import - QC | Import | Hydrogen | PJ | Dispatch-Import | FuelCost | 0 | [6 empty] | 0.39012 | 0
LCP_Inputs_ON_Diverse_2023_04_03 | 2044 | H2 Import - QC | Import | Hydrogen | PJ | Dispatch-Import | VOM | 0 | [6 empty] | 0.39012 | 0
LCP_Inputs_ON_Diverse_2023_04_03 | 2044 | H2 Import - QC | Import | Hydrogen | QC | Dispatch-Import | EmissionsCost | 0 | [6 empty] | 0.39012 | 0
LCP_Inputs_ON_Diverse_2023_04_03 | 2044 | H2 Import - QC | Import | Hydrogen | QC | Dispatch-Import | FuelCost | 0 | [6 empty] | 0.39012 | 0
LCP_Inputs_ON_Diverse_2023_04_03 | 2044 | H2 Import - QC | Import | Hydrogen | QC | Dispatch-Import | VOM | 0 | [6 empty] | 0.39012 | 0
LCP_Inputs_ON_Diverse_2023_04_03 | 2044 | H2 Import - QC | Import | Hydrogen | WC | Dispatch-Import | EmissionsCost | 0 | [6 empty] | 0.39012 | 0
LCP_Inputs_ON_Diverse_2023_04_03 | 2044 | H2 Import - QC | Import | Hydrogen | WC | Dispatch-Import | FuelCost | 0 | [6 empty] | 0.39012 | 0
LCP_Inputs_ON_Diverse_2023_04_03 | 2044 | H2 Import - QC | Import | Hydrogen | WC | Dispatch-Import | VOM | 0 | [6 empty] | 0.39012 | 0
LCP_Inputs_ON_Diverse_2023_04_03 | 2044 | H2 Import - WC | Import | Hydrogen | MI | Dispatch-Import | EmissionsCost | 0 | [6 empty] | 0.39012 | 0
LCP_Inputs_ON_Diverse_2023_04_03 | 2044 | H2 Import - WC | Import | Hydrogen | MI | Dispatch-Import | FuelCost | 0 | [6 empty] | 0.39012 | 0
LCP_Inputs_ON_Diverse_2023_04_03 | 2044 | H2 Import - WC | Import | Hydrogen | MI | Dispatch-Import | VOM | 0 | [6 empty] | 0.39012 | 0
LCP_Inputs_ON_Diverse_2023_04_03 | 2044 | H2 Import - WC | Import | Hydrogen | NY | Dispatch-Import | EmissionsCost | 0 | [6 empty] | 0.39012 | 0
LCP_Inputs_ON_Diverse_2023_04_03 | 2044 | H2 Import - WC | Import | Hydrogen | NY | Dispatch-Import | FuelCost | 0 | [6 empty] | 0.39012 | 0
LCP_Inputs_ON_Diverse_2023_04_03 | 2044 | H2 Import - WC | Import | Hydrogen | NY | Dispatch-Import | VOM | 0 | [6 empty] | 0.39012 | 0
LCP_Inputs_ON_Diverse_2023_04_03 | 2044 | H2 Import - WC | Import | Hydrogen | ON | Dispatch-Import | EmissionsCost | 0 | [6 empty] | 0.39012 | 0
LCP_Inputs_ON_Diverse_2023_04_03 | 2044 | H2 Import - WC | Import | Hydrogen | ON | Dispatch-Import | FuelCost | 0 | [6 empty] | 0.39012 | 0
LCP_Inputs_ON_Diverse_2023_04_03 | 2044 | H2 Import - WC | Import | Hydrogen | ON | Dispatch-Import | VOM | 0 | [6 empty] | 0.39012 | 0
LCP_Inputs_ON_Diverse_2023_04_03 | 2044 | H2 Import - WC | Import | Hydrogen | PJ | Dispatch-Import | EmissionsCost | 0 | [6 empty] | 0.39012 | 0
LCP_Inputs_ON_Diverse_2023_04_03 | 2044 | H2 Import - WC | Import | Hydrogen | PJ | Dispatch-Import | FuelCost | 0 | [6 empty] | 0.39012 | 0
LCP_Inputs_ON_Diverse_2023_04_03 | 2044 | H2 Import - WC | Import | Hydrogen | PJ | Dispatch-Import | VOM | 0 | [6 empty] | 0.39012 | 0
LCP_Inputs_ON_Diverse_2023_04_03 | 2044 | H2 Import - WC | Import | Hydrogen | QC | Dispatch-Import | EmissionsCost | 0 | [6 empty] | 0.39012 | 0
LCP_Inputs_ON_Diverse_2023_04_03 | 2044 | H2 Import - WC | Import | Hydrogen | QC | Dispatch-Import | FuelCost | 0 | [6 empty] | 0.39012 | 0
LCP_Inputs_ON_Diverse_2023_04_03 | 2044 | H2 Import - WC | Import | Hydrogen | QC | Dispatch-Import | VOM | 0 | [6 empty] | 0.39012 | 0
LCP_Inputs_ON_Diverse_2023_04_03 | 2044 | H2 Import - WC | Import | Hydrogen | WC | Dispatch-Import | EmissionsCost | 0 | [6 empty] | 0.39012 | 0
LCP_Inputs_ON_Diverse_2023_04_03 | 2044 | H2 Import - WC | Import | Hydrogen | WC | Dispatch-Import | FuelCost | 322770984.3754 | [6 empty] | 0.39012 | 125919892.3
LCP_Inputs_ON_Diverse_2023_04_03 | 2044 | H2 Import - WC | Import | Hydrogen | WC | Dispatch-Import | VOM | 0 | [6 empty] | 0.39012 | 0
LCP_Inputs_ON_Diverse_2023_04_03 | 2044 | H2 Salt Cavern Storage - ON | Storage | Hydrogen | MI | Dispatch-Storage | EmissionsCost | 0 | [6 empty] | 0.39012 | 0
LCP_Inputs_ON_Diverse_2023_04_03 | 2044 | H2 Salt Cavern Storage - ON | Storage | Hydrogen | MI | Dispatch-Storage | FuelCost | 0 | [6 empty] | 0.39012 | 0
LCP_Inputs_ON_Diverse_2023_04_03 | 2044 | H2 Salt Cavern Storage - ON | Storage | Hydrogen | MI | Dispatch-Storage | VOM | 0 | [6 empty] | 0.39012 | 0
LCP_Inputs_ON_Diverse_2023_04_03 | 2044 | H2 Salt Cavern Storage - ON | Storage | Hydrogen | NY | Dispatch-Storage | EmissionsCost | 0 | [6 empty] | 0.39012 | 0
LCP_Inputs_ON_Diverse_2023_04_03 | 2044 | H2 Salt Cavern Storage - ON | Storage | Hydrogen | NY | Dispatch-Storage | FuelCost | 0 | [6 empty] | 0.39012 | 0
LCP_Inputs_ON_Diverse_2023_04_03 | 2044 | H2 Salt Cavern Storage - ON | Storage | Hydrogen | NY | Dispatch-Storage | VOM | 0 | [6 empty] | 0.39012 | 0
LCP_Inputs_ON_Diverse_2023_04_03 | 2044 | H2 Salt Cavern Storage - ON | Storage | Hydrogen | ON | Dispatch-Storage | EmissionsCost | 0 | [6 empty] | 0.39012 | 0
LCP_Inputs_ON_Diverse_2023_04_03 | 2044 | H2 Salt Cavern Storage - ON | Storage | Hydrogen | ON | Dispatch-Storage | FuelCost | 0 | [6 empty] | 0.39012 | 0
LCP_Inputs_ON_Diverse_2023_04_03 | 2044 | H2 Salt Cavern Storage - ON | Storage | Hydrogen | ON | Dispatch-Storage | VOM | 60179086.0056 | [6 empty] | 0.39012 | 23477153.7572
LCP_Inputs_ON_Diverse_2023_04_03 | 2044 | H2 Salt Cavern Storage - ON | Storage | Hydrogen | PJ | Dispatch-Storage | EmissionsCost | 0 | [6 empty] | 0.39012 | 0
LCP_Inputs_ON_Diverse_2023_04_03 | 2044 | H2 Salt Cavern Storage - ON | Storage | Hydrogen | PJ | Dispatch-Storage | FuelCost | 0 | [6 empty] | 0.39012 | 0
LCP_Inputs_ON_Diverse_2023_04_03 | 2044 | H2 Salt Cavern Storage - ON | Storage | Hydrogen | PJ | Dispatch-Storage | VOM | 0 | [6 empty] | 0.39012 | 0
LCP_Inputs_ON_Diverse_2023_04_03 | 2044 | H2 Salt Cavern Storage - ON | Storage | Hydrogen | QC | Dispatch-Storage | EmissionsCost | 0 | [6 empty] | 0.39012 | 0
LCP_Inputs_ON_Diverse_2023_04_03 | 2044 | H2 Salt Cavern Storage - ON | Storage | Hydrogen | QC | Dispatch-Storage | FuelCost | 0 | [6 empty] | 0.39012 | 0
LCP_Inputs_ON_Diverse_2023_04_03 | 2044 | H2 Salt Cavern Storage - ON | Storage | Hydrogen | QC | Dispatch-Storage | VOM | 0 | [6 empty] | 0.39012 | 0
LCP_Inputs_ON_Diverse_2023_04_03 | 2044 | H2 Salt Cavern Storage - ON | Storage | Hydrogen | WC | Dispatch-Storage | EmissionsCost | 0 | [6 empty] | 0.39012 | 0
LCP_Inputs_ON_Diverse_2023_04_03 | 2044 | H2 Salt Cavern Storage - ON | Storage | Hydrogen | WC | Dispatch-Storage | FuelCost | 0 | [6 empty] | 0.39012 | 0
LCP_Inputs_ON_Diverse_2023_04_03 | 2044 | H2 Salt Cavern Storage - ON | Storage | Hydrogen | WC | Dispatch-Storage | VOM | 0 | [6 empty] | 0.39012 | 0
LCP_Inputs_ON_Diverse_2023_04_03 | 2044 | Hydro | Generation | Electricity | MI | Dispatch-Generation | EmissionsCost | 0 | [6 empty] | 0.39012 | 0
LCP_Inputs_ON_Diverse_2023_04_03 | 2044 | Hydro | Generation | Electricity | MI | Dispatch-Generation | FuelCost | 0 | [6 empty] | 0.39012 | 0
LCP_Inputs_ON_Diverse_2023_04_03 | 2044 | Hydro | Generation | Electricity | MI | Dispatch-Generation | VOM | 0 | [6 empty] | 0.39012 | 0
LCP_Inputs_ON_Diverse_2023_04_03 | 2044 | Hydro | Generation | Electricity | NY | Dispatch-Generation | EmissionsCost | 0 | [6 empty] | 0.39012 | 0
LCP_Inputs_ON_Diverse_2023_04_03 | 2044 | Hydro | Generation | Electricity | NY | Dispatch-Generation | FuelCost | 0 | [6 empty] | 0.39012 | 0
LCP_Inputs_ON_Diverse_2023_04_03 | 2044 | Hydro | Generation | Electricity | NY | Dispatch-Generation | VOM | 0 | [6 empty] | 0.39012 | 0
LCP_Inputs_ON_Diverse_2023_04_03 | 2044 | Hydro | Generation | Electricity | ON | Dispatch-Generation | EmissionsCost | 0 | [6 empty] | 0.39012 | 0
LCP_Inputs_ON_Diverse_2023_04_03 | 2044 | Hydro | Generation | Electricity | ON | Dispatch-Generation | FuelCost | 0 | [6 empty] | 0.39012 | 0
LCP_Inputs_ON_Diverse_2023_04_03 | 2044 | Hydro | Generation | Electricity | ON | Dispatch-Generation | VOM | 0 | [6 empty] | 0.39012 | 0
LCP_Inputs_ON_Diverse_2023_04_03 | 2044 | Hydro | Generation | Electricity | PJ | Dispatch-Generation | EmissionsCost | 0 | [6 empty] | 0.39012 | 0
LCP_Inputs_ON_Diverse_2023_04_03 | 2044 | Hydro | Generation | Electricity | PJ | Dispatch-Generation | FuelCost | 0 | [6 empty] | 0.39012 | 0
LCP_Inputs_ON_Diverse_2023_04_03 | 2044 | Hydro | Generation | Electricity | PJ | Dispatch-Generation | VOM | 0 | [6 empty] | 0.39012 | 0
LCP_Inputs_ON_Diverse_2023_04_03 | 2044 | Hydro | Generation | Electricity | QC | Dispatch-Generation | EmissionsCost | 0 | [6 empty] | 0.39012 | 0
LCP_Inputs_ON_Diverse_2023_04_03 | 2044 | Hydro | Generation | Electricity | QC | Dispatch-Generation | FuelCost | 0 | [6 empty] | 0.39012 | 0
LCP_Inputs_ON_Diverse_2023_04_03 | 2044 | Hydro | Generation | Electricity | QC | Dispatch-Generation | VOM | 0 | [6 empty] | 0.39012 | 0
LCP_Inputs_ON_Diverse_2023_04_03 | 2044 | Hydro | Generation | Electricity | WC | Dispatch-Generation | EmissionsCost | 0 | [6 empty] | 0.39012 | 0
LCP_Inputs_ON_Diverse_2023_04_03 | 2044 | Hydro | Generation | Electricity | WC | Dispatch-Generation | FuelCost | 0 | [6 empty] | 0.39012 | 0
LCP_Inputs_ON_Diverse_2023_04_03 | 2044 | Hydro | Generation | Electricity | WC | Dispatch-Generation | VOM | 0 | [6 empty] | 0.39012 | 0
LCP_Inputs_ON_Diverse_2023_04_03 | 2044 | Hydro Pumped Storage | Storage | Electricity | MI | Dispatch-Storage | EmissionsCost | 0 | [6 empty] | 0.39012 | 0
LCP_Inputs_ON_Diverse_2023_04_03 | 2044 | Hydro Pumped Storage | Storage | Electricity | MI | Dispatch-Storage | FuelCost | 0 | [6 empty] | 0.39012 | 0
LCP_Inputs_ON_Diverse_2023_04_03 | 2044 | Hydro Pumped Storage | Storage | Electricity | MI | Dispatch-Storage | VOM | 0 | [6 empty] | 0.39012 | 0
LCP_Inputs_ON_Diverse_2023_04_03 | 2044 | Hydro Pumped Storage | Storage | Electricity | NY | Dispatch-Storage | EmissionsCost | 0 | [6 empty] | 0.39012 | 0
LCP_Inputs_ON_Diverse_2023_04_03 | 2044 | Hydro Pumped Storage | Storage | Electricity | NY | Dispatch-Storage | FuelCost | 0 | [6 empty] | 0.39012 | 0
LCP_Inputs_ON_Diverse_2023_04_03 | 2044 | Hydro Pumped Storage | Storage | Electricity | NY | Dispatch-Storage | VOM | 0 | [6 empty] | 0.39012 | 0
LCP_Inputs_ON_Diverse_2023_04_03 | 2044 | Hydro Pumped Storage | Storage | Electricity | ON | Dispatch-Storage | EmissionsCost | 0 | [6 empty] | 0.39012 | 0
LCP_Inputs_ON_Diverse_2023_04_03 | 2044 | Hydro Pumped Storage | Storage | Electricity | ON | Dispatch-Storage | FuelCost | 0 | [6 empty] | 0.39012 | 0
LCP_Inputs_ON_Diverse_2023_04_03 | 2044 | Hydro Pumped Storage | Storage | Electricity | ON | Dispatch-Storage | VOM | 0 | [6 empty] | 0.39012 | 0
LCP_Inputs_ON_Diverse_2023_04_03 | 2044 | Hydro Pumped Storage | Storage | Electricity | PJ | Dispatch-Storage | EmissionsCost | 0 | [6 empty] | 0.39012 | 0
LCP_Inputs_ON_Diverse_2023_04_03 | 2044 | Hydro Pumped Storage | Storage | Electricity | PJ | Dispatch-Storage | FuelCost | 0 | [6 empty] | 0.39012 | 0
LCP_Inputs_ON_Diverse_2023_04_03 | 2044 | Hydro Pumped Storage | Storage | Electricity | PJ | Dispatch-Storage | VOM | 0 | [6 empty] | 0.39012 | 0
LCP_Inputs_ON_Diverse_2023_04_03 | 2044 | Hydro Pumped Storage | Storage | Electricity | QC | Dispatch-Storage | EmissionsCost | 0 | [6 empty] | 0.39012 | 0
LCP_Inputs_ON_Diverse_2023_04_03 | 2044 | Hydro Pumped Storage | Storage | Electricity | QC | Dispatch-Storage | FuelCost | 0 | [6 empty] | 0.39012 | 0
LCP_Inputs_ON_Diverse_2023_04_03 | 2044 | Hydro Pumped Storage | Storage | Electricity | QC | Dispatch-Storage | VOM | 0 | [6 empty] | 0.39012 | 0
LCP_Inputs_ON_Diverse_2023_04_03 | 2044 | Hydro Pumped Storage | Storage | Electricity | WC | Dispatch-Storage | EmissionsCost | 0 | [6 empty] | 0.39012 | 0
LCP_Inputs_ON_Diverse_2023_04_03 | 2044 | Hydro Pumped Storage | Storage | Electricity | WC | Dispatch-Storage | FuelCost | 0 | [6 empty] | 0.39012 | 0
LCP_Inputs_ON_Diverse_2023_04_03 | 2044 | Hydro Pumped Storage | Storage | Electricity | WC | Dispatch-Storage | VOM | 0 | [6 empty] | 0.39012 | 0
LCP_Inputs_ON_Diverse_2023_04_03 | 2044 | Nuclear | Generation | Electricity | MI | Dispatch-Generation | EmissionsCost | 0 | [6 empty] | 0.39012 | 0
LCP_Inputs_ON_Diverse_2023_04_03 | 2044 | Nuclear | Generation | Electricity | MI | Dispatch-Generation | FuelCost | 0 | [6 empty] | 0.39012 | 0
LCP_Inputs_ON_Diverse_2023_04_03 | 2044 | Nuclear | Generation | Electricity | MI | Dispatch-Generation | VOM | 2762866296.96 | [6 empty] | 0.39012 | 1077853473.1857
LCP_Inputs_ON_Diverse_2023_04_03 | 2044 | Nuclear | Generation | Electricity | NY | Dispatch-Generation | EmissionsCost | 0 | [6 empty] | 0.39012 | 0
LCP_Inputs_ON_Diverse_2023_04_03 | 2044 | Nuclear | Generation | Electricity | NY | Dispatch-Generation | FuelCost | 0 | [6 empty] | 0.39012 | 0
LCP_Inputs_ON_Diverse_2023_04_03 | 2044 | Nuclear | Generation | Electricity | NY | Dispatch-Generation | VOM | 2246155230.144 | [6 empty] | 0.39012 | 876273389.9895
LCP_Inputs_ON_Diverse_2023_04_03 | 2044 | Nuclear | Generation | Electricity | ON | Dispatch-Generation | EmissionsCost | 0 | [6 empty] | 0.39012 | 0
LCP_Inputs_ON_Diverse_2023_04_03 | 2044 | Nuclear | Generation | Electricity | ON | Dispatch-Generation | FuelCost | 0 | [6 empty] | 0.39012 | 0
LCP_Inputs_ON_Diverse_2023_04_03 | 2044 | Nuclear | Generation | Electricity | ON | Dispatch-Generation | VOM | 7823178339.984 | [6 empty] | 0.39012 | 3051989868.0516
LCP_Inputs_ON_Diverse_2023_04_03 | 2044 | Nuclear | Generation | Electricity | PJ | Dispatch-Generation | EmissionsCost | 0 | [6 empty] | 0.39012 | 0
LCP_Inputs_ON_Diverse_2023_04_03 | 2044 | Nuclear | Generation | Electricity | PJ | Dispatch-Generation | FuelCost | 0 | [6 empty] | 0.39012 | 0
LCP_Inputs_ON_Diverse_2023_04_03 | 2044 | Nuclear | Generation | Electricity | PJ | Dispatch-Generation | VOM | 6401347648.6848 | [6 empty] | 0.39012 | 2497303182.4942
LCP_Inputs_ON_Diverse_2023_04_03 | 2044 | Nuclear | Generation | Electricity | QC | Dispatch-Generation | EmissionsCost | 0 | [6 empty] | 0.39012 | 0
LCP_Inputs_ON_Diverse_2023_04_03 | 2044 | Nuclear | Generation | Electricity | QC | Dispatch-Generation | FuelCost | 0 | [6 empty] | 0.39012 | 0
LCP_Inputs_ON_Diverse_2023_04_03 | 2044 | Nuclear | Generation | Electricity | QC | Dispatch-Generation | VOM | 0 | [6 empty] | 0.39012 | 0
LCP_Inputs_ON_Diverse_2023_04_03 | 2044 | Nuclear | Generation | Electricity | WC | Dispatch-Generation | EmissionsCost | 0 | [6 empty] | 0.39012 | 0
LCP_Inputs_ON_Diverse_2023_04_03 | 2044 | Nuclear | Generation | Electricity | WC | Dispatch-Generation | FuelCost | 0 | [6 empty] | 0.39012 | 0
LCP_Inputs_ON_Diverse_2023_04_03 | 2044 | Nuclear | Generation | Electricity | WC | Dispatch-Generation | VOM | 0 | [6 empty] | 0.39012 | 0
LCP_Inputs_ON_Diverse_2023_04_03 | 2044 | Nuclear SMR | Generation | Electricity | MI | Dispatch-Generation | EmissionsCost | 0 | [6 empty] | 0.39012 | 0
LCP_Inputs_ON_Diverse_2023_04_03 | 2044 | Nuclear SMR | Generation | Electricity | MI | Dispatch-Generation | FuelCost | 0 | [6 empty] | 0.39012 | 0
LCP_Inputs_ON_Diverse_2023_04_03 | 2044 | Nuclear SMR | Generation | Electricity | MI | Dispatch-Generation | VOM | 0 | [6 empty] | 0.39012 | 0
LCP_Inputs_ON_Diverse_2023_04_03 | 2044 | Nuclear SMR | Generation | Electricity | NY | Dispatch-Generation | EmissionsCost | 0 | [6 empty] | 0.39012 | 0
LCP_Inputs_ON_Diverse_2023_04_03 | 2044 | Nuclear SMR | Generation | Electricity | NY | Dispatch-Generation | FuelCost | 0 | [6 empty] | 0.39012 | 0
LCP_Inputs_ON_Diverse_2023_04_03 | 2044 | Nuclear SMR | Generation | Electricity | NY | Dispatch-Generation | VOM | 0 | [6 empty] | 0.39012 | 0
LCP_Inputs_ON_Diverse_2023_04_03 | 2044 | Nuclear SMR | Generation | Electricity | ON | Dispatch-Generation | EmissionsCost | 0 | [6 empty] | 0.39012 | 0
LCP_Inputs_ON_Diverse_2023_04_03 | 2044 | Nuclear SMR | Generation | Electricity | ON | Dispatch-Generation | FuelCost | 0 | [6 empty] | 0.39012 | 0
LCP_Inputs_ON_Diverse_2023_04_03 | 2044 | Nuclear SMR | Generation | Electricity | ON | Dispatch-Generation | VOM | 17018020.8 | [6 empty] | 0.39012 | 6639095.3649
LCP_Inputs_ON_Diverse_2023_04_03 | 2044 | Nuclear SMR | Generation | Electricity | PJ | Dispatch-Generation | EmissionsCost | 0 | [6 empty] | 0.39012 | 0
LCP_Inputs_ON_Diverse_2023_04_03 | 2044 | Nuclear SMR | Generation | Electricity | PJ | Dispatch-Generation | FuelCost | 0 | [6 empty] | 0.39012 | 0
LCP_Inputs_ON_Diverse_2023_04_03 | 2044 | Nuclear SMR | Generation | Electricity | PJ | Dispatch-Generation | VOM | 0 | [6 empty] | 0.39012 | 0
LCP_Inputs_ON_Diverse_2023_04_03 | 2044 | Nuclear SMR | Generation | Electricity | QC | Dispatch-Generation | EmissionsCost | 0 | [6 empty] | 0.39012 | 0
LCP_Inputs_ON_Diverse_2023_04_03 | 2044 | Nuclear SMR | Generation | Electricity | QC | Dispatch-Generation | FuelCost | 0 | [6 empty] | 0.39012 | 0
LCP_Inputs_ON_Diverse_2023_04_03 | 2044 | Nuclear SMR | Generation | Electricity | QC | Dispatch-Generation | VOM | 0 | [6 empty] | 0.39012 | 0
LCP_Inputs_ON_Diverse_2023_04_03 | 2044 | Nuclear SMR | Generation | Electricity | WC | Dispatch-Generation | EmissionsCost | 0 | [6 empty] | 0.39012 | 0
LCP_Inputs_ON_Diverse_2023_04_03 | 2044 | Nuclear SMR | Generation | Electricity | WC | Dispatch-Generation | FuelCost | 0 | [6 empty] | 0.39012 | 0
LCP_Inputs_ON_Diverse_2023_04_03 | 2044 | Nuclear SMR | Generation | Electricity | WC | Dispatch-Generation | VOM | 0 | [6 empty] | 0.39012 | 0
LCP_Inputs_ON_Diverse_2023_04_03 | 2044 | O/CCGT - CH4 Existing | Crossload | Electricity | MI | Dispatch-Crossload | EmissionsCost | 0 | [6 empty] | 0.39012 | 0
LCP_Inputs_ON_Diverse_2023_04_03 | 2044 | O/CCGT - CH4 Existing | Crossload | Electricity | MI | Dispatch-Crossload | FuelCost | 0 | [6 empty] | 0.39012 | 0
LCP_Inputs_ON_Diverse_2023_04_03 | 2044 | O/CCGT - CH4 Existing | Crossload | Electricity | MI | Dispatch-Crossload | VOM | 0 | [6 empty] | 0.39012 | 0
LCP_Inputs_ON_Diverse_2023_04_03 | 2044 | O/CCGT - CH4 Existing | Crossload | Electricity | NY | Dispatch-Crossload | EmissionsCost | 0 | [6 empty] | 0.39012 | 0
LCP_Inputs_ON_Diverse_2023_04_03 | 2044 | O/CCGT - CH4 Existing | Crossload | Electricity | NY | Dispatch-Crossload | FuelCost | 0 | [6 empty] | 0.39012 | 0
LCP_Inputs_ON_Diverse_2023_04_03 | 2044 | O/CCGT - CH4 Existing | Crossload | Electricity | NY | Dispatch-Crossload | VOM | 0 | [6 empty] | 0.39012 | 0
LCP_Inputs_ON_Diverse_2023_04_03 | 2044 | O/CCGT - CH4 Existing | Crossload | Electricity | ON | Dispatch-Crossload | EmissionsCost | 3390434.5216 | [6 empty] | 0.39012 | 1322681.3142
LCP_Inputs_ON_Diverse_2023_04_03 | 2044 | O/CCGT - CH4 Existing | Crossload | Electricity | ON | Dispatch-Crossload | FuelCost | 0 | [6 empty] | 0.39012 | 0
LCP_Inputs_ON_Diverse_2023_04_03 | 2044 | O/CCGT - CH4 Existing | Crossload | Electricity | ON | Dispatch-Crossload | VOM | 205052.9936 | [6 empty] | 0.39012 | 79995.5762
LCP_Inputs_ON_Diverse_2023_04_03 | 2044 | O/CCGT - CH4 Existing | Crossload | Electricity | PJ | Dispatch-Crossload | EmissionsCost | 0 | [6 empty] | 0.39012 | 0
LCP_Inputs_ON_Diverse_2023_04_03 | 2044 | O/CCGT - CH4 Existing | Crossload | Electricity | PJ | Dispatch-Crossload | FuelCost | 0 | [6 empty] | 0.39012 | 0
LCP_Inputs_ON_Diverse_2023_04_03 | 2044 | O/CCGT - CH4 Existing | Crossload | Electricity | PJ | Dispatch-Crossload | VOM | 0 | [6 empty] | 0.39012 | 0
LCP_Inputs_ON_Diverse_2023_04_03 | 2044 | O/CCGT - CH4 Existing | Crossload | Electricity | QC | Dispatch-Crossload | EmissionsCost | 0 | [6 empty] | 0.39012 | 0
LCP_Inputs_ON_Diverse_2023_04_03 | 2044 | O/CCGT - CH4 Existing | Crossload | Electricity | QC | Dispatch-Crossload | FuelCost | 0 | [6 empty] | 0.39012 | 0
LCP_Inputs_ON_Diverse_2023_04_03 | 2044 | O/CCGT - CH4 Existing | Crossload | Electricity | QC | Dispatch-Crossload | VOM | 0 | [6 empty] | 0.39012 | 0
LCP_Inputs_ON_Diverse_2023_04_03 | 2044 | O/CCGT - CH4 Existing | Crossload | Electricity | WC | Dispatch-Crossload | EmissionsCost | 0 | [6 empty] | 0.39012 | 0
LCP_Inputs_ON_Diverse_2023_04_03 | 2044 | O/CCGT - CH4 Existing | Crossload | Electricity | WC | Dispatch-Crossload | FuelCost | 0 | [6 empty] | 0.39012 | 0
LCP_Inputs_ON_Diverse_2023_04_03 | 2044 | O/CCGT - CH4 Existing | Crossload | Electricity | WC | Dispatch-Crossload | VOM | 0 | [6 empty] | 0.39012 | 0
LCP_Inputs_ON_Diverse_2023_04_03 | 2044 | O/CCGT - CH4 New | Crossload | Electricity | MI | Dispatch-Crossload | EmissionsCost | 0 | [6 empty] | 0.39012 | 0
LCP_Inputs_ON_Diverse_2023_04_03 | 2044 | O/CCGT - CH4 New | Crossload | Electricity | MI | Dispatch-Crossload | FuelCost | 0 | [6 empty] | 0.39012 | 0
LCP_Inputs_ON_Diverse_2023_04_03 | 2044 | O/CCGT - CH4 New | Crossload | Electricity | MI | Dispatch-Crossload | VOM | 0 | [6 empty] | 0.39012 | 0
LCP_Inputs_ON_Diverse_2023_04_03 | 2044 | O/CCGT - CH4 New | Crossload | Electricity | NY | Dispatch-Crossload | EmissionsCost | 0 | [6 empty] | 0.39012 | 0
LCP_Inputs_ON_Diverse_2023_04_03 | 2044 | O/CCGT - CH4 New | Crossload | Electricity | NY | Dispatch-Crossload | FuelCost | 0 | [6 empty] | 0.39012 | 0
LCP_Inputs_ON_Diverse_2023_04_03 | 2044 | O/CCGT - CH4 New | Crossload | Electricity | NY | Dispatch-Crossload | VOM | 0 | [6 empty] | 0.39012 | 0
LCP_Inputs_ON_Diverse_2023_04_03 | 2044 | O/CCGT - CH4 New | Crossload | Electricity | ON | Dispatch-Crossload | EmissionsCost | 1511114.6946 | [6 empty] | 0.39012 | 589518.2926
LCP_Inputs_ON_Diverse_2023_04_03 | 2044 | O/CCGT - CH4 New | Crossload | Electricity | ON | Dispatch-Crossload | FuelCost | 0 | [6 empty] | 0.39012 | 0
LCP_Inputs_ON_Diverse_2023_04_03 | 2044 | O/CCGT - CH4 New | Crossload | Electricity | ON | Dispatch-Crossload | VOM | 91392 | [6 empty] | 0.39012 | 35653.9818
LCP_Inputs_ON_Diverse_2023_04_03 | 2044 | O/CCGT - CH4 New | Crossload | Electricity | PJ | Dispatch-Crossload | EmissionsCost | 0 | [6 empty] | 0.39012 | 0
LCP_Inputs_ON_Diverse_2023_04_03 | 2044 | O/CCGT - CH4 New | Crossload | Electricity | PJ | Dispatch-Crossload | FuelCost | 0 | [6 empty] | 0.39012 | 0
LCP_Inputs_ON_Diverse_2023_04_03 | 2044 | O/CCGT - CH4 New | Crossload | Electricity | PJ | Dispatch-Crossload | VOM | 0 | [6 empty] | 0.39012 | 0
LCP_Inputs_ON_Diverse_2023_04_03 | 2044 | O/CCGT - CH4 New | Crossload | Electricity | QC | Dispatch-Crossload | EmissionsCost | 0 | [6 empty] | 0.39012 | 0
LCP_Inputs_ON_Diverse_2023_04_03 | 2044 | O/CCGT - CH4 New | Crossload | Electricity | QC | Dispatch-Crossload | FuelCost | 0 | [6 empty] | 0.39012 | 0
LCP_Inputs_ON_Diverse_2023_04_03 | 2044 | O/CCGT - CH4 New | Crossload | Electricity | QC | Dispatch-Crossload | VOM | 0 | [6 empty] | 0.39012 | 0
LCP_Inputs_ON_Diverse_2023_04_03 | 2044 | O/CCGT - CH4 New | Crossload | Electricity | WC | Dispatch-Crossload | EmissionsCost | 0 | [6 empty] | 0.39012 | 0
LCP_Inputs_ON_Diverse_2023_04_03 | 2044 | O/CCGT - CH4 New | Crossload | Electricity | WC | Dispatch-Crossload | FuelCost | 0 | [6 empty] | 0.39012 | 0
LCP_Inputs_ON_Diverse_2023_04_03 | 2044 | O/CCGT - CH4 New | Crossload | Electricity | WC | Dispatch-Crossload | VOM | 0 | [6 empty] | 0.39012 | 0
LCP_Inputs_ON_Diverse_2023_04_03 | 2044 | O/CCGT - H2 New | Crossload | Electricity | MI | Dispatch-Crossload | EmissionsCost | 0 | [6 empty] | 0.39012 | 0
LCP_Inputs_ON_Diverse_2023_04_03 | 2044 | O/CCGT - H2 New | Crossload | Electricity | MI | Dispatch-Crossload | FuelCost | 0 | [6 empty] | 0.39012 | 0
LCP_Inputs_ON_Diverse_2023_04_03 | 2044 | O/CCGT - H2 New | Crossload | Electricity | MI | Dispatch-Crossload | VOM | 0 | [6 empty] | 0.39012 | 0
LCP_Inputs_ON_Diverse_2023_04_03 | 2044 | O/CCGT - H2 New | Crossload | Electricity | NY | Dispatch-Crossload | EmissionsCost | 0 | [6 empty] | 0.39012 | 0
LCP_Inputs_ON_Diverse_2023_04_03 | 2044 | O/CCGT - H2 New | Crossload | Electricity | NY | Dispatch-Crossload | FuelCost | 0 | [6 empty] | 0.39012 | 0
LCP_Inputs_ON_Diverse_2023_04_03 | 2044 | O/CCGT - H2 New | Crossload | Electricity | NY | Dispatch-Crossload | VOM | 0 | [6 empty] | 0.39012 | 0
LCP_Inputs_ON_Diverse_2023_04_03 | 2044 | O/CCGT - H2 New | Crossload | Electricity | ON | Dispatch-Crossload | EmissionsCost | 0 | [6 empty] | 0.39012 | 0
LCP_Inputs_ON_Diverse_2023_04_03 | 2044 | O/CCGT - H2 New | Crossload | Electricity | ON | Dispatch-Crossload | FuelCost | 0 | [6 empty] | 0.39012 | 0
LCP_Inputs_ON_Diverse_2023_04_03 | 2044 | O/CCGT - H2 New | Crossload | Electricity | ON | Dispatch-Crossload | VOM | 7909597.6597 | [6 empty] | 0.39012 | 3085703.9005
LCP_Inputs_ON_Diverse_2023_04_03 | 2044 | O/CCGT - H2 New | Crossload | Electricity | PJ | Dispatch-Crossload | EmissionsCost | 0 | [6 empty] | 0.39012 | 0
LCP_Inputs_ON_Diverse_2023_04_03 | 2044 | O/CCGT - H2 New | Crossload | Electricity | PJ | Dispatch-Crossload | FuelCost | 0 | [6 empty] | 0.39012 | 0
LCP_Inputs_ON_Diverse_2023_04_03 | 2044 | O/CCGT - H2 New | Crossload | Electricity | PJ | Dispatch-Crossload | VOM | 0 | [6 empty] | 0.39012 | 0
LCP_Inputs_ON_Diverse_2023_04_03 | 2044 | O/CCGT - H2 New | Crossload | Electricity | QC | Dispatch-Crossload | EmissionsCost | 0 | [6 empty] | 0.39012 | 0
LCP_Inputs_ON_Diverse_2023_04_03 | 2044 | O/CCGT - H2 New | Crossload | Electricity | QC | Dispatch-Crossload | FuelCost | 0 | [6 empty] | 0.39012 | 0
LCP_Inputs_ON_Diverse_2023_04_03 | 2044 | O/CCGT - H2 New | Crossload | Electricity | QC | Dispatch-Crossload | VOM | 0 | [6 empty] | 0.39012 | 0
LCP_Inputs_ON_Diverse_2023_04_03 | 2044 | O/CCGT - H2 New | Crossload | Electricity | WC | Dispatch-Crossload | EmissionsCost | 0 | [6 empty] | 0.39012 | 0
LCP_Inputs_ON_Diverse_2023_04_03 | 2044 | O/CCGT - H2 New | Crossload | Electricity | WC | Dispatch-Crossload | FuelCost | 0 | [6 empty] | 0.39012 | 0
LCP_Inputs_ON_Diverse_2023_04_03 | 2044 | O/CCGT - H2 New | Crossload | Electricity | WC | Dispatch-Crossload | VOM | 0 | [6 empty] | 0.39012 | 0
LCP_Inputs_ON_Diverse_2023_04_03 | 2044 | SMR CCS | Crossload | Hydrogen | MI | Dispatch-Crossload | EmissionsCost | 0 | [6 empty] | 0.39012 | 0
LCP_Inputs_ON_Diverse_2023_04_03 | 2044 | SMR CCS | Crossload | Hydrogen | MI | Dispatch-Crossload | FuelCost | 0 | [6 empty] | 0.39012 | 0
LCP_Inputs_ON_Diverse_2023_04_03 | 2044 | SMR CCS | Crossload | Hydrogen | MI | Dispatch-Crossload | VOM | 0 | [6 empty] | 0.39012 | 0
LCP_Inputs_ON_Diverse_2023_04_03 | 2044 | SMR CCS | Crossload | Hydrogen | NY | Dispatch-Crossload | EmissionsCost | 0 | [6 empty] | 0.39012 | 0
LCP_Inputs_ON_Diverse_2023_04_03 | 2044 | SMR CCS | Crossload | Hydrogen | NY | Dispatch-Crossload | FuelCost | 0 | [6 empty] | 0.39012 | 0
LCP_Inputs_ON_Diverse_2023_04_03 | 2044 | SMR CCS | Crossload | Hydrogen | NY | Dispatch-Crossload | VOM | 0 | [6 empty] | 0.39012 | 0
LCP_Inputs_ON_Diverse_2023_04_03 | 2044 | SMR CCS | Crossload | Hydrogen | ON | Dispatch-Crossload | EmissionsCost | 226893188.4492 | [6 empty] | 0.39012 | 88515905.1964
LCP_Inputs_ON_Diverse_2023_04_03 | 2044 | SMR CCS | Crossload | Hydrogen | ON | Dispatch-Crossload | FuelCost | 0 | [6 empty] | 0.39012 | 0
LCP_Inputs_ON_Diverse_2023_04_03 | 2044 | SMR CCS | Crossload | Hydrogen | ON | Dispatch-Crossload | VOM | 449952760.7082 | [6 empty] | 0.39012 | 175536234.3927
LCP_Inputs_ON_Diverse_2023_04_03 | 2044 | SMR CCS | Crossload | Hydrogen | PJ | Dispatch-Crossload | EmissionsCost | 0 | [6 empty] | 0.39012 | 0
LCP_Inputs_ON_Diverse_2023_04_03 | 2044 | SMR CCS | Crossload | Hydrogen | PJ | Dispatch-Crossload | FuelCost | 0 | [6 empty] | 0.39012 | 0
LCP_Inputs_ON_Diverse_2023_04_03 | 2044 | SMR CCS | Crossload | Hydrogen | PJ | Dispatch-Crossload | VOM | 0 | [6 empty] | 0.39012 | 0
LCP_Inputs_ON_Diverse_2023_04_03 | 2044 | SMR CCS | Crossload | Hydrogen | QC | Dispatch-Crossload | EmissionsCost | 0 | [6 empty] | 0.39012 | 0
LCP_Inputs_ON_Diverse_2023_04_03 | 2044 | SMR CCS | Crossload | Hydrogen | QC | Dispatch-Crossload | FuelCost | 0 | [6 empty] | 0.39012 | 0
LCP_Inputs_ON_Diverse_2023_04_03 | 2044 | SMR CCS | Crossload | Hydrogen | QC | Dispatch-Crossload | VOM | 0 | [6 empty] | 0.39012 | 0
LCP_Inputs_ON_Diverse_2023_04_03 | 2044 | SMR CCS | Crossload | Hydrogen | WC | Dispatch-Crossload | EmissionsCost | 0 | [6 empty] | 0.39012 | 0
LCP_Inputs_ON_Diverse_2023_04_03 | 2044 | SMR CCS | Crossload | Hydrogen | WC | Dispatch-Crossload | FuelCost | 0 | [6 empty] | 0.39012 | 0
LCP_Inputs_ON_Diverse_2023_04_03 | 2044 | SMR CCS | Crossload | Hydrogen | WC | Dispatch-Crossload | VOM | 0 | [6 empty] | 0.39012 | 0
LCP_Inputs_ON_Diverse_2023_04_03 | 2044 | Solar PV | Generation | Electricity | MI | Dispatch-Generation | EmissionsCost | 0 | [6 empty] | 0.39012 | 0
LCP_Inputs_ON_Diverse_2023_04_03 | 2044 | Solar PV | Generation | Electricity | MI | Dispatch-Generation | FuelCost | 0 | [6 empty] | 0.39012 | 0
LCP_Inputs_ON_Diverse_2023_04_03 | 2044 | Solar PV | Generation | Electricity | MI | Dispatch-Generation | VOM | 0 | [6 empty] | 0.39012 | 0
LCP_Inputs_ON_Diverse_2023_04_03 | 2044 | Solar PV | Generation | Electricity | NY | Dispatch-Generation | EmissionsCost | 0 | [6 empty] | 0.39012 | 0
LCP_Inputs_ON_Diverse_2023_04_03 | 2044 | Solar PV | Generation | Electricity | NY | Dispatch-Generation | FuelCost | 0 | [6 empty] | 0.39012 | 0
LCP_Inputs_ON_Diverse_2023_04_03 | 2044 | Solar PV | Generation | Electricity | NY | Dispatch-Generation | VOM | 0 | [6 empty] | 0.39012 | 0
LCP_Inputs_ON_Diverse_2023_04_03 | 2044 | Solar PV | Generation | Electricity | ON | Dispatch-Generation | EmissionsCost | 0 | [6 empty] | 0.39012 | 0
LCP_Inputs_ON_Diverse_2023_04_03 | 2044 | Solar PV | Generation | Electricity | ON | Dispatch-Generation | FuelCost | 0 | [6 empty] | 0.39012 | 0
LCP_Inputs_ON_Diverse_2023_04_03 | 2044 | Solar PV | Generation | Electricity | ON | Dispatch-Generation | VOM | 0 | [6 empty] | 0.39012 | 0
LCP_Inputs_ON_Diverse_2023_04_03 | 2044 | Solar PV | Generation | Electricity | PJ | Dispatch-Generation | EmissionsCost | 0 | [6 empty] | 0.39012 | 0
LCP_Inputs_ON_Diverse_2023_04_03 | 2044 | Solar PV | Generation | Electricity | PJ | Dispatch-Generation | FuelCost | 0 | [6 empty] | 0.39012 | 0
LCP_Inputs_ON_Diverse_2023_04_03 | 2044 | Solar PV | Generation | Electricity | PJ | Dispatch-Generation | VOM | 0 | [6 empty] | 0.39012 | 0
LCP_Inputs_ON_Diverse_2023_04_03 | 2044 | Solar PV | Generation | Electricity | QC | Dispatch-Generation | EmissionsCost | 0 | [6 empty] | 0.39012 | 0
LCP_Inputs_ON_Diverse_2023_04_03 | 2044 | Solar PV | Generation | Electricity | QC | Dispatch-Generation | FuelCost | 0 | [6 empty] | 0.39012 | 0
LCP_Inputs_ON_Diverse_2023_04_03 | 2044 | Solar PV | Generation | Electricity | QC | Dispatch-Generation | VOM | 0 | [6 empty] | 0.39012 | 0
LCP_Inputs_ON_Diverse_2023_04_03 | 2044 | Solar PV | Generation | Electricity | WC | Dispatch-Generation | EmissionsCost | 0 | [6 empty] | 0.39012 | 0
LCP_Inputs_ON_Diverse_2023_04_03 | 2044 | Solar PV | Generation | Electricity | WC | Dispatch-Generation | FuelCost | 0 | [6 empty] | 0.39012 | 0
LCP_Inputs_ON_Diverse_2023_04_03 | 2044 | Solar PV | Generation | Electricity | WC | Dispatch-Generation | VOM | 0 | [6 empty] | 0.39012 | 0
LCP_Inputs_ON_Diverse_2023_04_03 | 2044 | Wind Offshore | Generation | Electricity | MI | Dispatch-Generation | EmissionsCost | 0 | [6 empty] | 0.39012 | 0
LCP_Inputs_ON_Diverse_2023_04_03 | 2044 | Wind Offshore | Generation | Electricity | MI | Dispatch-Generation | FuelCost | 0 | [6 empty] | 0.39012 | 0
LCP_Inputs_ON_Diverse_2023_04_03 | 2044 | Wind Offshore | Generation | Electricity | MI | Dispatch-Generation | VOM | 0 | [6 empty] | 0.39012 | 0
LCP_Inputs_ON_Diverse_2023_04_03 | 2044 | Wind Offshore | Generation | Electricity | NY | Dispatch-Generation | EmissionsCost | 0 | [6 empty] | 0.39012 | 0
LCP_Inputs_ON_Diverse_2023_04_03 | 2044 | Wind Offshore | Generation | Electricity | NY | Dispatch-Generation | FuelCost | 0 | [6 empty] | 0.39012 | 0
LCP_Inputs_ON_Diverse_2023_04_03 | 2044 | Wind Offshore | Generation | Electricity | NY | Dispatch-Generation | VOM | 0 | [6 empty] | 0.39012 | 0
LCP_Inputs_ON_Diverse_2023_04_03 | 2044 | Wind Offshore | Generation | Electricity | ON | Dispatch-Generation | EmissionsCost | 0 | [6 empty] | 0.39012 | 0
LCP_Inputs_ON_Diverse_2023_04_03 | 2044 | Wind Offshore | Generation | Electricity | ON | Dispatch-Generation | FuelCost | 0 | [6 empty] | 0.39012 | 0
LCP_Inputs_ON_Diverse_2023_04_03 | 2044 | Wind Offshore | Generation | Electricity | ON | Dispatch-Generation | VOM | 0 | [6 empty] | 0.39012 | 0
LCP_Inputs_ON_Diverse_2023_04_03 | 2044 | Wind Offshore | Generation | Electricity | PJ | Dispatch-Generation | EmissionsCost | 0 | [6 empty] | 0.39012 | 0
LCP_Inputs_ON_Diverse_2023_04_03 | 2044 | Wind Offshore | Generation | Electricity | PJ | Dispatch-Generation | FuelCost | 0 | [6 empty] | 0.39012 | 0
LCP_Inputs_ON_Diverse_2023_04_03 | 2044 | Wind Offshore | Generation | Electricity | PJ | Dispatch-Generation | VOM | 0 | [6 empty] | 0.39012 | 0
LCP_Inputs_ON_Diverse_2023_04_03 | 2044 | Wind Offshore | Generation | Electricity | QC | Dispatch-Generation | EmissionsCost | 0 | [6 empty] | 0.39012 | 0
LCP_Inputs_ON_Diverse_2023_04_03 | 2044 | Wind Offshore | Generation | Electricity | QC | Dispatch-Generation | FuelCost | 0 | [6 empty] | 0.39012 | 0
LCP_Inputs_ON_Diverse_2023_04_03 | 2044 | Wind Offshore | Generation | Electricity | QC | Dispatch-Generation | VOM | 0 | [6 empty] | 0.39012 | 0
LCP_Inputs_ON_Diverse_2023_04_03 | 2044 | Wind Offshore | Generation | Electricity | WC | Dispatch-Generation | EmissionsCost | 0 | [6 empty] | 0.39012 | 0
LCP_Inputs_ON_Diverse_2023_04_03 | 2044 | Wind Offshore | Generation | Electricity | WC | Dispatch-Generation | FuelCost | 0 | [6 empty] | 0.39012 | 0
LCP_Inputs_ON_Diverse_2023_04_03 | 2044 | Wind Offshore | Generation | Electricity | WC | Dispatch-Generation | VOM | 0 | [6 empty] | 0.39012 | 0
LCP_Inputs_ON_Diverse_2023_04_03 | 2044 | Wind Onshore | Generation | Electricity | MI | Dispatch-Generation | EmissionsCost | 0 | [6 empty] | 0.39012 | 0
LCP_Inputs_ON_Diverse_2023_04_03 | 2044 | Wind Onshore | Generation | Electricity | MI | Dispatch-Generation | FuelCost | 0 | [6 empty] | 0.39012 | 0
LCP_Inputs_ON_Diverse_2023_04_03 | 2044 | Wind Onshore | Generation | Electricity | MI | Dispatch-Generation | VOM | 0 | [6 empty] | 0.39012 | 0
LCP_Inputs_ON_Diverse_2023_04_03 | 2044 | Wind Onshore | Generation | Electricity | NY | Dispatch-Generation | EmissionsCost | 0 | [6 empty] | 0.39012 | 0
LCP_Inputs_ON_Diverse_2023_04_03 | 2044 | Wind Onshore | Generation | Electricity | NY | Dispatch-Generation | FuelCost | 0 | [6 empty] | 0.39012 | 0
LCP_Inputs_ON_Diverse_2023_04_03 | 2044 | Wind Onshore | Generation | Electricity | NY | Dispatch-Generation | VOM | 0 | [6 empty] | 0.39012 | 0
LCP_Inputs_ON_Diverse_2023_04_03 | 2044 | Wind Onshore | Generation | Electricity | ON | Dispatch-Generation | EmissionsCost | 0 | [6 empty] | 0.39012 | 0
LCP_Inputs_ON_Diverse_2023_04_03 | 2044 | Wind Onshore | Generation | Electricity | ON | Dispatch-Generation | FuelCost | 0 | [6 empty] | 0.39012 | 0
LCP_Inputs_ON_Diverse_2023_04_03 | 2044 | Wind Onshore | Generation | Electricity | ON | Dispatch-Generation | VOM | 0 | [6 empty] | 0.39012 | 0
LCP_Inputs_ON_Diverse_2023_04_03 | 2044 | Wind Onshore | Generation | Electricity | PJ | Dispatch-Generation | EmissionsCost | 0 | [6 empty] | 0.39012 | 0
LCP_Inputs_ON_Diverse_2023_04_03 | 2044 | Wind Onshore | Generation | Electricity | PJ | Dispatch-Generation | FuelCost | 0 | [6 empty] | 0.39012 | 0
LCP_Inputs_ON_Diverse_2023_04_03 | 2044 | Wind Onshore | Generation | Electricity | PJ | Dispatch-Generation | VOM | 0 | [6 empty] | 0.39012 | 0
LCP_Inputs_ON_Diverse_2023_04_03 | 2044 | Wind Onshore | Generation | Electricity | QC | Dispatch-Generation | EmissionsCost | 0 | [6 empty] | 0.39012 | 0
LCP_Inputs_ON_Diverse_2023_04_03 | 2044 | Wind Onshore | Generation | Electricity | QC | Dispatch-Generation | FuelCost | 0 | [6 empty] | 0.39012 | 0
LCP_Inputs_ON_Diverse_2023_04_03 | 2044 | Wind Onshore | Generation | Electricity | QC | Dispatch-Generation | VOM | 0 | [6 empty] | 0.39012 | 0
LCP_Inputs_ON_Diverse_2023_04_03 | 2044 | Wind Onshore | Generation | Electricity | WC | Dispatch-Generation | EmissionsCost | 0 | [6 empty] | 0.39012 | 0
LCP_Inputs_ON_Diverse_2023_04_03 | 2044 | Wind Onshore | Generation | Electricity | WC | Dispatch-Generation | FuelCost | 0 | [6 empty] | 0.39012 | 0
LCP_Inputs_ON_Diverse_2023_04_03 | 2044 | Wind Onshore | Generation | Electricity | WC | Dispatch-Generation | VOM | 0 | [6 empty] | 0.39012 | 0
LCP_Inputs_ON_Diverse_2023_04_03 | 2045 | Anaerobic Digestion | Generation | Methane | MI | Dispatch-Generation | EmissionsCost | 0 | [6 empty] | 0.37512 | 0
LCP_Inputs_ON_Diverse_2023_04_03 | 2045 | Anaerobic Digestion | Generation | Methane | MI | Dispatch-Generation | FuelCost | 0 | [6 empty] | 0.37512 | 0
LCP_Inputs_ON_Diverse_2023_04_03 | 2045 | Anaerobic Digestion | Generation | Methane | MI | Dispatch-Generation | VOM | 0 | [6 empty] | 0.37512 | 0
LCP_Inputs_ON_Diverse_2023_04_03 | 2045 | Anaerobic Digestion | Generation | Methane | NY | Dispatch-Generation | EmissionsCost | 0 | [6 empty] | 0.37512 | 0
LCP_Inputs_ON_Diverse_2023_04_03 | 2045 | Anaerobic Digestion | Generation | Methane | NY | Dispatch-Generation | FuelCost | 0 | [6 empty] | 0.37512 | 0
LCP_Inputs_ON_Diverse_2023_04_03 | 2045 | Anaerobic Digestion | Generation | Methane | NY | Dispatch-Generation | VOM | 0 | [6 empty] | 0.37512 | 0
LCP_Inputs_ON_Diverse_2023_04_03 | 2045 | Anaerobic Digestion | Generation | Methane | ON | Dispatch-Generation | EmissionsCost | 3867281.1607 | [6 empty] | 0.37512 | 1450682.1424
LCP_Inputs_ON_Diverse_2023_04_03 | 2045 | Anaerobic Digestion | Generation | Methane | ON | Dispatch-Generation | FuelCost | 0 | [6 empty] | 0.37512 | 0
LCP_Inputs_ON_Diverse_2023_04_03 | 2045 | Anaerobic Digestion | Generation | Methane | ON | Dispatch-Generation | VOM | 1742440000 | [6 empty] | 0.37512 | 653618520.9194
LCP_Inputs_ON_Diverse_2023_04_03 | 2045 | Anaerobic Digestion | Generation | Methane | PJ | Dispatch-Generation | EmissionsCost | 0 | [6 empty] | 0.37512 | 0
LCP_Inputs_ON_Diverse_2023_04_03 | 2045 | Anaerobic Digestion | Generation | Methane | PJ | Dispatch-Generation | FuelCost | 0 | [6 empty] | 0.37512 | 0
LCP_Inputs_ON_Diverse_2023_04_03 | 2045 | Anaerobic Digestion | Generation | Methane | PJ | Dispatch-Generation | VOM | 0 | [6 empty] | 0.37512 | 0
LCP_Inputs_ON_Diverse_2023_04_03 | 2045 | Anaerobic Digestion | Generation | Methane | QC | Dispatch-Generation | EmissionsCost | 0 | [6 empty] | 0.37512 | 0
LCP_Inputs_ON_Diverse_2023_04_03 | 2045 | Anaerobic Digestion | Generation | Methane | QC | Dispatch-Generation | FuelCost | 0 | [6 empty] | 0.37512 | 0
LCP_Inputs_ON_Diverse_2023_04_03 | 2045 | Anaerobic Digestion | Generation | Methane | QC | Dispatch-Generation | VOM | 0 | [6 empty] | 0.37512 | 0
LCP_Inputs_ON_Diverse_2023_04_03 | 2045 | Anaerobic Digestion | Generation | Methane | WC | Dispatch-Generation | EmissionsCost | 0 | [6 empty] | 0.37512 | 0
LCP_Inputs_ON_Diverse_2023_04_03 | 2045 | Anaerobic Digestion | Generation | Methane | WC | Dispatch-Generation | FuelCost | 0 | [6 empty] | 0.37512 | 0
LCP_Inputs_ON_Diverse_2023_04_03 | 2045 | Anaerobic Digestion | Generation | Methane | WC | Dispatch-Generation | VOM | 0 | [6 empty] | 0.37512 | 0
LCP_Inputs_ON_Diverse_2023_04_03 | 2045 | Battery Storage | Storage | Electricity | MI | Dispatch-Storage | EmissionsCost | 0 | [6 empty] | 0.37512 | 0
LCP_Inputs_ON_Diverse_2023_04_03 | 2045 | Battery Storage | Storage | Electricity | MI | Dispatch-Storage | FuelCost | 0 | [6 empty] | 0.37512 | 0
LCP_Inputs_ON_Diverse_2023_04_03 | 2045 | Battery Storage | Storage | Electricity | MI | Dispatch-Storage | VOM | 0 | [6 empty] | 0.37512 | 0
LCP_Inputs_ON_Diverse_2023_04_03 | 2045 | Battery Storage | Storage | Electricity | NY | Dispatch-Storage | EmissionsCost | 0 | [6 empty] | 0.37512 | 0
LCP_Inputs_ON_Diverse_2023_04_03 | 2045 | Battery Storage | Storage | Electricity | NY | Dispatch-Storage | FuelCost | 0 | [6 empty] | 0.37512 | 0
LCP_Inputs_ON_Diverse_2023_04_03 | 2045 | Battery Storage | Storage | Electricity | NY | Dispatch-Storage | VOM | 0 | [6 empty] | 0.37512 | 0
LCP_Inputs_ON_Diverse_2023_04_03 | 2045 | Battery Storage | Storage | Electricity | ON | Dispatch-Storage | EmissionsCost | 0 | [6 empty] | 0.37512 | 0
LCP_Inputs_ON_Diverse_2023_04_03 | 2045 | Battery Storage | Storage | Electricity | ON | Dispatch-Storage | FuelCost | 0 | [6 empty] | 0.37512 | 0
LCP_Inputs_ON_Diverse_2023_04_03 | 2045 | Battery Storage | Storage | Electricity | ON | Dispatch-Storage | VOM | 0 | [6 empty] | 0.37512 | 0
LCP_Inputs_ON_Diverse_2023_04_03 | 2045 | Battery Storage | Storage | Electricity | PJ | Dispatch-Storage | EmissionsCost | 0 | [6 empty] | 0.37512 | 0
LCP_Inputs_ON_Diverse_2023_04_03 | 2045 | Battery Storage | Storage | Electricity | PJ | Dispatch-Storage | FuelCost | 0 | [6 empty] | 0.37512 | 0
LCP_Inputs_ON_Diverse_2023_04_03 | 2045 | Battery Storage | Storage | Electricity | PJ | Dispatch-Storage | VOM | 0 | [6 empty] | 0.37512 | 0
LCP_Inputs_ON_Diverse_2023_04_03 | 2045 | Battery Storage | Storage | Electricity | QC | Dispatch-Storage | EmissionsCost | 0 | [6 empty] | 0.37512 | 0
LCP_Inputs_ON_Diverse_2023_04_03 | 2045 | Battery Storage | Storage | Electricity | QC | Dispatch-Storage | FuelCost | 0 | [6 empty] | 0.37512 | 0
LCP_Inputs_ON_Diverse_2023_04_03 | 2045 | Battery Storage | Storage | Electricity | QC | Dispatch-Storage | VOM | 0 | [6 empty] | 0.37512 | 0
LCP_Inputs_ON_Diverse_2023_04_03 | 2045 | Battery Storage | Storage | Electricity | WC | Dispatch-Storage | EmissionsCost | 0 | [6 empty] | 0.37512 | 0
LCP_Inputs_ON_Diverse_2023_04_03 | 2045 | Battery Storage | Storage | Electricity | WC | Dispatch-Storage | FuelCost | 0 | [6 empty] | 0.37512 | 0
LCP_Inputs_ON_Diverse_2023_04_03 | 2045 | Battery Storage | Storage | Electricity | WC | Dispatch-Storage | VOM | 0 | [6 empty] | 0.37512 | 0
LCP_Inputs_ON_Diverse_2023_04_03 | 2045 | Biomass | Generation | Electricity | MI | Dispatch-Generation | EmissionsCost | 0 | [6 empty] | 0.37512 | 0
LCP_Inputs_ON_Diverse_2023_04_03 | 2045 | Biomass | Generation | Electricity | MI | Dispatch-Generation | FuelCost | 0 | [6 empty] | 0.37512 | 0
LCP_Inputs_ON_Diverse_2023_04_03 | 2045 | Biomass | Generation | Electricity | MI | Dispatch-Generation | VOM | 0 | [6 empty] | 0.37512 | 0
LCP_Inputs_ON_Diverse_2023_04_03 | 2045 | Biomass | Generation | Electricity | NY | Dispatch-Generation | EmissionsCost | 0 | [6 empty] | 0.37512 | 0
LCP_Inputs_ON_Diverse_2023_04_03 | 2045 | Biomass | Generation | Electricity | NY | Dispatch-Generation | FuelCost | 0 | [6 empty] | 0.37512 | 0
LCP_Inputs_ON_Diverse_2023_04_03 | 2045 | Biomass | Generation | Electricity | NY | Dispatch-Generation | VOM | 0 | [6 empty] | 0.37512 | 0
LCP_Inputs_ON_Diverse_2023_04_03 | 2045 | Biomass | Generation | Electricity | ON | Dispatch-Generation | EmissionsCost | 0 | [6 empty] | 0.37512 | 0
LCP_Inputs_ON_Diverse_2023_04_03 | 2045 | Biomass | Generation | Electricity | ON | Dispatch-Generation | FuelCost | 2449112.7273 | [6 empty] | 0.37512 | 918703.3346
LCP_Inputs_ON_Diverse_2023_04_03 | 2045 | Biomass | Generation | Electricity | ON | Dispatch-Generation | VOM | 31430.28 | [6 empty] | 0.37512 | 11790.0261
LCP_Inputs_ON_Diverse_2023_04_03 | 2045 | Biomass | Generation | Electricity | PJ | Dispatch-Generation | EmissionsCost | 0 | [6 empty] | 0.37512 | 0
LCP_Inputs_ON_Diverse_2023_04_03 | 2045 | Biomass | Generation | Electricity | PJ | Dispatch-Generation | FuelCost | 0 | [6 empty] | 0.37512 | 0
LCP_Inputs_ON_Diverse_2023_04_03 | 2045 | Biomass | Generation | Electricity | PJ | Dispatch-Generation | VOM | 0 | [6 empty] | 0.37512 | 0
LCP_Inputs_ON_Diverse_2023_04_03 | 2045 | Biomass | Generation | Electricity | QC | Dispatch-Generation | EmissionsCost | 0 | [6 empty] | 0.37512 | 0
LCP_Inputs_ON_Diverse_2023_04_03 | 2045 | Biomass | Generation | Electricity | QC | Dispatch-Generation | FuelCost | 128334.5455 | [6 empty] | 0.37512 | 48140.4443
LCP_Inputs_ON_Diverse_2023_04_03 | 2045 | Biomass | Generation | Electricity | QC | Dispatch-Generation | VOM | 1646.96 | [6 empty] | 0.37512 | 617.8024
LCP_Inputs_ON_Diverse_2023_04_03 | 2045 | Biomass | Generation | Electricity | WC | Dispatch-Generation | EmissionsCost | 0 | [6 empty] | 0.37512 | 0
LCP_Inputs_ON_Diverse_2023_04_03 | 2045 | Biomass | Generation | Electricity | WC | Dispatch-Generation | FuelCost | 0 | [6 empty] | 0.37512 | 0
LCP_Inputs_ON_Diverse_2023_04_03 | 2045 | Biomass | Generation | Electricity | WC | Dispatch-Generation | VOM | 0 | [6 empty] | 0.37512 | 0
LCP_Inputs_ON_Diverse_2023_04_03 | 2045 | Biomass + CCS | Generation | Electricity | MI | Dispatch-Generation | EmissionsCost | 0 | [6 empty] | 0.37512 | 0
LCP_Inputs_ON_Diverse_2023_04_03 | 2045 | Biomass + CCS | Generation | Electricity | MI | Dispatch-Generation | FuelCost | 0 | [6 empty] | 0.37512 | 0
LCP_Inputs_ON_Diverse_2023_04_03 | 2045 | Biomass + CCS | Generation | Electricity | MI | Dispatch-Generation | VOM | 0 | [6 empty] | 0.37512 | 0
LCP_Inputs_ON_Diverse_2023_04_03 | 2045 | Biomass + CCS | Generation | Electricity | NY | Dispatch-Generation | EmissionsCost | 0 | [6 empty] | 0.37512 | 0
LCP_Inputs_ON_Diverse_2023_04_03 | 2045 | Biomass + CCS | Generation | Electricity | NY | Dispatch-Generation | FuelCost | 0 | [6 empty] | 0.37512 | 0
LCP_Inputs_ON_Diverse_2023_04_03 | 2045 | Biomass + CCS | Generation | Electricity | NY | Dispatch-Generation | VOM | 0 | [6 empty] | 0.37512 | 0
LCP_Inputs_ON_Diverse_2023_04_03 | 2045 | Biomass + CCS | Generation | Electricity | ON | Dispatch-Generation | EmissionsCost | 0 | [6 empty] | 0.37512 | 0
LCP_Inputs_ON_Diverse_2023_04_03 | 2045 | Biomass + CCS | Generation | Electricity | ON | Dispatch-Generation | FuelCost | 0 | [6 empty] | 0.37512 | 0
LCP_Inputs_ON_Diverse_2023_04_03 | 2045 | Biomass + CCS | Generation | Electricity | ON | Dispatch-Generation | VOM | 0 | [6 empty] | 0.37512 | 0
LCP_Inputs_ON_Diverse_2023_04_03 | 2045 | Biomass + CCS | Generation | Electricity | PJ | Dispatch-Generation | EmissionsCost | 0 | [6 empty] | 0.37512 | 0
LCP_Inputs_ON_Diverse_2023_04_03 | 2045 | Biomass + CCS | Generation | Electricity | PJ | Dispatch-Generation | FuelCost | 0 | [6 empty] | 0.37512 | 0
LCP_Inputs_ON_Diverse_2023_04_03 | 2045 | Biomass + CCS | Generation | Electricity | PJ | Dispatch-Generation | VOM | 0 | [6 empty] | 0.37512 | 0
LCP_Inputs_ON_Diverse_2023_04_03 | 2045 | Biomass + CCS | Generation | Electricity | QC | Dispatch-Generation | EmissionsCost | 0 | [6 empty] | 0.37512 | 0
LCP_Inputs_ON_Diverse_2023_04_03 | 2045 | Biomass + CCS | Generation | Electricity | QC | Dispatch-Generation | FuelCost | 0 | [6 empty] | 0.37512 | 0
LCP_Inputs_ON_Diverse_2023_04_03 | 2045 | Biomass + CCS | Generation | Electricity | QC | Dispatch-Generation | VOM | 0 | [6 empty] | 0.37512 | 0
LCP_Inputs_ON_Diverse_2023_04_03 | 2045 | Biomass + CCS | Generation | Electricity | WC | Dispatch-Generation | EmissionsCost | 0 | [6 empty] | 0.37512 | 0
LCP_Inputs_ON_Diverse_2023_04_03 | 2045 | Biomass + CCS | Generation | Electricity | WC | Dispatch-Generation | FuelCost | 0 | [6 empty] | 0.37512 | 0
LCP_Inputs_ON_Diverse_2023_04_03 | 2045 | Biomass + CCS | Generation | Electricity | WC | Dispatch-Generation | VOM | 0 | [6 empty] | 0.37512 | 0
LCP_Inputs_ON_Diverse_2023_04_03 | 2045 | CH4 + CCS | Generation | Methane | MI | Dispatch-Generation | EmissionsCost | 0 | [6 empty] | 0.37512 | 0
LCP_Inputs_ON_Diverse_2023_04_03 | 2045 | CH4 + CCS | Generation | Methane | MI | Dispatch-Generation | FuelCost | 0 | [6 empty] | 0.37512 | 0
LCP_Inputs_ON_Diverse_2023_04_03 | 2045 | CH4 + CCS | Generation | Methane | MI | Dispatch-Generation | VOM | 0 | [6 empty] | 0.37512 | 0
LCP_Inputs_ON_Diverse_2023_04_03 | 2045 | CH4 + CCS | Generation | Methane | NY | Dispatch-Generation | EmissionsCost | 0 | [6 empty] | 0.37512 | 0
LCP_Inputs_ON_Diverse_2023_04_03 | 2045 | CH4 + CCS | Generation | Methane | NY | Dispatch-Generation | FuelCost | 0 | [6 empty] | 0.37512 | 0
LCP_Inputs_ON_Diverse_2023_04_03 | 2045 | CH4 + CCS | Generation | Methane | NY | Dispatch-Generation | VOM | 0 | [6 empty] | 0.37512 | 0
LCP_Inputs_ON_Diverse_2023_04_03 | 2045 | CH4 + CCS | Generation | Methane | ON | Dispatch-Generation | EmissionsCost | 88472420.6398 | [6 empty] | 0.37512 | 33187491.5181
LCP_Inputs_ON_Diverse_2023_04_03 | 2045 | CH4 + CCS | Generation | Methane | ON | Dispatch-Generation | FuelCost | 483825119.2369 | [6 empty] | 0.37512 | 181490931.5783
LCP_Inputs_ON_Diverse_2023_04_03 | 2045 | CH4 + CCS | Generation | Methane | ON | Dispatch-Generation | VOM | 46000331.6667 | [6 empty] | 0.37512 | 17255497.3174
LCP_Inputs_ON_Diverse_2023_04_03 | 2045 | CH4 + CCS | Generation | Methane | PJ | Dispatch-Generation | EmissionsCost | 0 | [6 empty] | 0.37512 | 0
LCP_Inputs_ON_Diverse_2023_04_03 | 2045 | CH4 + CCS | Generation | Methane | PJ | Dispatch-Generation | FuelCost | 0 | [6 empty] | 0.37512 | 0
LCP_Inputs_ON_Diverse_2023_04_03 | 2045 | CH4 + CCS | Generation | Methane | PJ | Dispatch-Generation | VOM | 0 | [6 empty] | 0.37512 | 0
LCP_Inputs_ON_Diverse_2023_04_03 | 2045 | CH4 + CCS | Generation | Methane | QC | Dispatch-Generation | EmissionsCost | 0 | [6 empty] | 0.37512 | 0
LCP_Inputs_ON_Diverse_2023_04_03 | 2045 | CH4 + CCS | Generation | Methane | QC | Dispatch-Generation | FuelCost | 0 | [6 empty] | 0.37512 | 0
LCP_Inputs_ON_Diverse_2023_04_03 | 2045 | CH4 + CCS | Generation | Methane | QC | Dispatch-Generation | VOM | 0 | [6 empty] | 0.37512 | 0
LCP_Inputs_ON_Diverse_2023_04_03 | 2045 | CH4 + CCS | Generation | Methane | WC | Dispatch-Generation | EmissionsCost | 0 | [6 empty] | 0.37512 | 0
LCP_Inputs_ON_Diverse_2023_04_03 | 2045 | CH4 + CCS | Generation | Methane | WC | Dispatch-Generation | FuelCost | 0 | [6 empty] | 0.37512 | 0
LCP_Inputs_ON_Diverse_2023_04_03 | 2045 | CH4 + CCS | Generation | Methane | WC | Dispatch-Generation | VOM | 0 | [6 empty] | 0.37512 | 0
LCP_Inputs_ON_Diverse_2023_04_03 | 2045 | CH4 Import - NY 2020 | Import | Methane | MI | Dispatch-Import | EmissionsCost | 0 | [6 empty] | 0.37512 | 0
LCP_Inputs_ON_Diverse_2023_04_03 | 2045 | CH4 Import - NY 2020 | Import | Methane | MI | Dispatch-Import | FuelCost | 0 | [6 empty] | 0.37512 | 0
LCP_Inputs_ON_Diverse_2023_04_03 | 2045 | CH4 Import - NY 2020 | Import | Methane | MI | Dispatch-Import | VOM | 0 | [6 empty] | 0.37512 | 0
LCP_Inputs_ON_Diverse_2023_04_03 | 2045 | CH4 Import - NY 2020 | Import | Methane | NY | Dispatch-Import | EmissionsCost | 0 | [6 empty] | 0.37512 | 0
LCP_Inputs_ON_Diverse_2023_04_03 | 2045 | CH4 Import - NY 2020 | Import | Methane | NY | Dispatch-Import | FuelCost | 0 | [6 empty] | 0.37512 | 0
LCP_Inputs_ON_Diverse_2023_04_03 | 2045 | CH4 Import - NY 2020 | Import | Methane | NY | Dispatch-Import | VOM | 0 | [6 empty] | 0.37512 | 0
LCP_Inputs_ON_Diverse_2023_04_03 | 2045 | CH4 Import - NY 2020 | Import | Methane | ON | Dispatch-Import | EmissionsCost | 0 | [6 empty] | 0.37512 | 0
LCP_Inputs_ON_Diverse_2023_04_03 | 2045 | CH4 Import - NY 2020 | Import | Methane | ON | Dispatch-Import | FuelCost | 0 | [6 empty] | 0.37512 | 0
LCP_Inputs_ON_Diverse_2023_04_03 | 2045 | CH4 Import - NY 2020 | Import | Methane | ON | Dispatch-Import | VOM | 0 | [6 empty] | 0.37512 | 0
LCP_Inputs_ON_Diverse_2023_04_03 | 2045 | CH4 Import - NY 2020 | Import | Methane | PJ | Dispatch-Import | EmissionsCost | 0 | [6 empty] | 0.37512 | 0
LCP_Inputs_ON_Diverse_2023_04_03 | 2045 | CH4 Import - NY 2020 | Import | Methane | PJ | Dispatch-Import | FuelCost | 0 | [6 empty] | 0.37512 | 0
LCP_Inputs_ON_Diverse_2023_04_03 | 2045 | CH4 Import - NY 2020 | Import | Methane | PJ | Dispatch-Import | VOM | 0 | [6 empty] | 0.37512 | 0
LCP_Inputs_ON_Diverse_2023_04_03 | 2045 | CH4 Import - NY 2020 | Import | Methane | QC | Dispatch-Import | EmissionsCost | 0 | [6 empty] | 0.37512 | 0
LCP_Inputs_ON_Diverse_2023_04_03 | 2045 | CH4 Import - NY 2020 | Import | Methane | QC | Dispatch-Import | FuelCost | 0 | [6 empty] | 0.37512 | 0
LCP_Inputs_ON_Diverse_2023_04_03 | 2045 | CH4 Import - NY 2020 | Import | Methane | QC | Dispatch-Import | VOM | 0 | [6 empty] | 0.37512 | 0
LCP_Inputs_ON_Diverse_2023_04_03 | 2045 | CH4 Import - NY 2020 | Import | Methane | WC | Dispatch-Import | EmissionsCost | 0 | [6 empty] | 0.37512 | 0
LCP_Inputs_ON_Diverse_2023_04_03 | 2045 | CH4 Import - NY 2020 | Import | Methane | WC | Dispatch-Import | FuelCost | 0 | [6 empty] | 0.37512 | 0
LCP_Inputs_ON_Diverse_2023_04_03 | 2045 | CH4 Import - NY 2020 | Import | Methane | WC | Dispatch-Import | VOM | 0 | [6 empty] | 0.37512 | 0
LCP_Inputs_ON_Diverse_2023_04_03 | 2045 | CH4 Import - NY 2030 | Import | Methane | MI | Dispatch-Import | EmissionsCost | 0 | [6 empty] | 0.37512 | 0
LCP_Inputs_ON_Diverse_2023_04_03 | 2045 | CH4 Import - NY 2030 | Import | Methane | MI | Dispatch-Import | FuelCost | 0 | [6 empty] | 0.37512 | 0
LCP_Inputs_ON_Diverse_2023_04_03 | 2045 | CH4 Import - NY 2030 | Import | Methane | MI | Dispatch-Import | VOM | 0 | [6 empty] | 0.37512 | 0
LCP_Inputs_ON_Diverse_2023_04_03 | 2045 | CH4 Import - NY 2030 | Import | Methane | NY | Dispatch-Import | EmissionsCost | 0 | [6 empty] | 0.37512 | 0
LCP_Inputs_ON_Diverse_2023_04_03 | 2045 | CH4 Import - NY 2030 | Import | Methane | NY | Dispatch-Import | FuelCost | 0 | [6 empty] | 0.37512 | 0
LCP_Inputs_ON_Diverse_2023_04_03 | 2045 | CH4 Import - NY 2030 | Import | Methane | NY | Dispatch-Import | VOM | 0 | [6 empty] | 0.37512 | 0
LCP_Inputs_ON_Diverse_2023_04_03 | 2045 | CH4 Import - NY 2030 | Import | Methane | ON | Dispatch-Import | EmissionsCost | 0 | [6 empty] | 0.37512 | 0
LCP_Inputs_ON_Diverse_2023_04_03 | 2045 | CH4 Import - NY 2030 | Import | Methane | ON | Dispatch-Import | FuelCost | 0 | [6 empty] | 0.37512 | 0
LCP_Inputs_ON_Diverse_2023_04_03 | 2045 | CH4 Import - NY 2030 | Import | Methane | ON | Dispatch-Import | VOM | 0 | [6 empty] | 0.37512 | 0
LCP_Inputs_ON_Diverse_2023_04_03 | 2045 | CH4 Import - NY 2030 | Import | Methane | PJ | Dispatch-Import | EmissionsCost | 0 | [6 empty] | 0.37512 | 0
LCP_Inputs_ON_Diverse_2023_04_03 | 2045 | CH4 Import - NY 2030 | Import | Methane | PJ | Dispatch-Import | FuelCost | 0 | [6 empty] | 0.37512 | 0
LCP_Inputs_ON_Diverse_2023_04_03 | 2045 | CH4 Import - NY 2030 | Import | Methane | PJ | Dispatch-Import | VOM | 0 | [6 empty] | 0.37512 | 0
LCP_Inputs_ON_Diverse_2023_04_03 | 2045 | CH4 Import - NY 2030 | Import | Methane | QC | Dispatch-Import | EmissionsCost | 0 | [6 empty] | 0.37512 | 0
LCP_Inputs_ON_Diverse_2023_04_03 | 2045 | CH4 Import - NY 2030 | Import | Methane | QC | Dispatch-Import | FuelCost | 0 | [6 empty] | 0.37512 | 0
LCP_Inputs_ON_Diverse_2023_04_03 | 2045 | CH4 Import - NY 2030 | Import | Methane | QC | Dispatch-Import | VOM | 0 | [6 empty] | 0.37512 | 0
LCP_Inputs_ON_Diverse_2023_04_03 | 2045 | CH4 Import - NY 2030 | Import | Methane | WC | Dispatch-Import | EmissionsCost | 0 | [6 empty] | 0.37512 | 0
LCP_Inputs_ON_Diverse_2023_04_03 | 2045 | CH4 Import - NY 2030 | Import | Methane | WC | Dispatch-Import | FuelCost | 0 | [6 empty] | 0.37512 | 0
LCP_Inputs_ON_Diverse_2023_04_03 | 2045 | CH4 Import - NY 2030 | Import | Methane | WC | Dispatch-Import | VOM | 0 | [6 empty] | 0.37512 | 0
LCP_Inputs_ON_Diverse_2023_04_03 | 2045 | CH4 Import - NY 2040 | Import | Methane | MI | Dispatch-Import | EmissionsCost | 0 | [6 empty] | 0.37512 | 0
LCP_Inputs_ON_Diverse_2023_04_03 | 2045 | CH4 Import - NY 2040 | Import | Methane | MI | Dispatch-Import | FuelCost | 0 | [6 empty] | 0.37512 | 0
LCP_Inputs_ON_Diverse_2023_04_03 | 2045 | CH4 Import - NY 2040 | Import | Methane | MI | Dispatch-Import | VOM | 0 | [6 empty] | 0.37512 | 0
LCP_Inputs_ON_Diverse_2023_04_03 | 2045 | CH4 Import - NY 2040 | Import | Methane | NY | Dispatch-Import | EmissionsCost | 1424811807.9426 | [6 empty] | 0.37512 | 534470849.2091
LCP_Inputs_ON_Diverse_2023_04_03 | 2045 | CH4 Import - NY 2040 | Import | Methane | NY | Dispatch-Import | FuelCost | 758346581.876 | [6 empty] | 0.37512 | 284468544.7935
LCP_Inputs_ON_Diverse_2023_04_03 | 2045 | CH4 Import - NY 2040 | Import | Methane | NY | Dispatch-Import | VOM | 0 | [6 empty] | 0.37512 | 0
LCP_Inputs_ON_Diverse_2023_04_03 | 2045 | CH4 Import - NY 2040 | Import | Methane | ON | Dispatch-Import | EmissionsCost | 0 | [6 empty] | 0.37512 | 0
LCP_Inputs_ON_Diverse_2023_04_03 | 2045 | CH4 Import - NY 2040 | Import | Methane | ON | Dispatch-Import | FuelCost | 0 | [6 empty] | 0.37512 | 0
LCP_Inputs_ON_Diverse_2023_04_03 | 2045 | CH4 Import - NY 2040 | Import | Methane | ON | Dispatch-Import | VOM | 0 | [6 empty] | 0.37512 | 0
LCP_Inputs_ON_Diverse_2023_04_03 | 2045 | CH4 Import - NY 2040 | Import | Methane | PJ | Dispatch-Import | EmissionsCost | 0 | [6 empty] | 0.37512 | 0
LCP_Inputs_ON_Diverse_2023_04_03 | 2045 | CH4 Import - NY 2040 | Import | Methane | PJ | Dispatch-Import | FuelCost | 0 | [6 empty] | 0.37512 | 0
LCP_Inputs_ON_Diverse_2023_04_03 | 2045 | CH4 Import - NY 2040 | Import | Methane | PJ | Dispatch-Import | VOM | 0 | [6 empty] | 0.37512 | 0
LCP_Inputs_ON_Diverse_2023_04_03 | 2045 | CH4 Import - NY 2040 | Import | Methane | QC | Dispatch-Import | EmissionsCost | 0 | [6 empty] | 0.37512 | 0
LCP_Inputs_ON_Diverse_2023_04_03 | 2045 | CH4 Import - NY 2040 | Import | Methane | QC | Dispatch-Import | FuelCost | 0 | [6 empty] | 0.37512 | 0
LCP_Inputs_ON_Diverse_2023_04_03 | 2045 | CH4 Import - NY 2040 | Import | Methane | QC | Dispatch-Import | VOM | 0 | [6 empty] | 0.37512 | 0
LCP_Inputs_ON_Diverse_2023_04_03 | 2045 | CH4 Import - NY 2040 | Import | Methane | WC | Dispatch-Import | EmissionsCost | 0 | [6 empty] | 0.37512 | 0
LCP_Inputs_ON_Diverse_2023_04_03 | 2045 | CH4 Import - NY 2040 | Import | Methane | WC | Dispatch-Import | FuelCost | 0 | [6 empty] | 0.37512 | 0
LCP_Inputs_ON_Diverse_2023_04_03 | 2045 | CH4 Import - NY 2040 | Import | Methane | WC | Dispatch-Import | VOM | 0 | [6 empty] | 0.37512 | 0
LCP_Inputs_ON_Diverse_2023_04_03 | 2045 | CH4 Import - NY 2050 | Import | Methane | MI | Dispatch-Import | EmissionsCost | 0 | [6 empty] | 0.37512 | 0
LCP_Inputs_ON_Diverse_2023_04_03 | 2045 | CH4 Import - NY 2050 | Import | Methane | MI | Dispatch-Import | FuelCost | 0 | [6 empty] | 0.37512 | 0
LCP_Inputs_ON_Diverse_2023_04_03 | 2045 | CH4 Import - NY 2050 | Import | Methane | MI | Dispatch-Import | VOM | 0 | [6 empty] | 0.37512 | 0
LCP_Inputs_ON_Diverse_2023_04_03 | 2045 | CH4 Import - NY 2050 | Import | Methane | NY | Dispatch-Import | EmissionsCost | 0 | [6 empty] | 0.37512 | 0
LCP_Inputs_ON_Diverse_2023_04_03 | 2045 | CH4 Import - NY 2050 | Import | Methane | NY | Dispatch-Import | FuelCost | 0 | [6 empty] | 0.37512 | 0
LCP_Inputs_ON_Diverse_2023_04_03 | 2045 | CH4 Import - NY 2050 | Import | Methane | NY | Dispatch-Import | VOM | 0 | [6 empty] | 0.37512 | 0
LCP_Inputs_ON_Diverse_2023_04_03 | 2045 | CH4 Import - NY 2050 | Import | Methane | ON | Dispatch-Import | EmissionsCost | 0 | [6 empty] | 0.37512 | 0
LCP_Inputs_ON_Diverse_2023_04_03 | 2045 | CH4 Import - NY 2050 | Import | Methane | ON | Dispatch-Import | FuelCost | 0 | [6 empty] | 0.37512 | 0
LCP_Inputs_ON_Diverse_2023_04_03 | 2045 | CH4 Import - NY 2050 | Import | Methane | ON | Dispatch-Import | VOM | 0 | [6 empty] | 0.37512 | 0
LCP_Inputs_ON_Diverse_2023_04_03 | 2045 | CH4 Import - NY 2050 | Import | Methane | PJ | Dispatch-Import | EmissionsCost | 0 | [6 empty] | 0.37512 | 0
LCP_Inputs_ON_Diverse_2023_04_03 | 2045 | CH4 Import - NY 2050 | Import | Methane | PJ | Dispatch-Import | FuelCost | 0 | [6 empty] | 0.37512 | 0
LCP_Inputs_ON_Diverse_2023_04_03 | 2045 | CH4 Import - NY 2050 | Import | Methane | PJ | Dispatch-Import | VOM | 0 | [6 empty] | 0.37512 | 0
LCP_Inputs_ON_Diverse_2023_04_03 | 2045 | CH4 Import - NY 2050 | Import | Methane | QC | Dispatch-Import | EmissionsCost | 0 | [6 empty] | 0.37512 | 0
LCP_Inputs_ON_Diverse_2023_04_03 | 2045 | CH4 Import - NY 2050 | Import | Methane | QC | Dispatch-Import | FuelCost | 0 | [6 empty] | 0.37512 | 0
LCP_Inputs_ON_Diverse_2023_04_03 | 2045 | CH4 Import - NY 2050 | Import | Methane | QC | Dispatch-Import | VOM | 0 | [6 empty] | 0.37512 | 0
LCP_Inputs_ON_Diverse_2023_04_03 | 2045 | CH4 Import - NY 2050 | Import | Methane | WC | Dispatch-Import | EmissionsCost | 0 | [6 empty] | 0.37512 | 0
LCP_Inputs_ON_Diverse_2023_04_03 | 2045 | CH4 Import - NY 2050 | Import | Methane | WC | Dispatch-Import | FuelCost | 0 | [6 empty] | 0.37512 | 0
LCP_Inputs_ON_Diverse_2023_04_03 | 2045 | CH4 Import - NY 2050 | Import | Methane | WC | Dispatch-Import | VOM | 0 | [6 empty] | 0.37512 | 0
LCP_Inputs_ON_Diverse_2023_04_03 | 2045 | CH4 Import - WC 2020 | Import | Methane | MI | Dispatch-Import | EmissionsCost | 0 | [6 empty] | 0.37512 | 0
LCP_Inputs_ON_Diverse_2023_04_03 | 2045 | CH4 Import - WC 2020 | Import | Methane | MI | Dispatch-Import | FuelCost | 0 | [6 empty] | 0.37512 | 0
LCP_Inputs_ON_Diverse_2023_04_03 | 2045 | CH4 Import - WC 2020 | Import | Methane | MI | Dispatch-Import | VOM | 0 | [6 empty] | 0.37512 | 0
LCP_Inputs_ON_Diverse_2023_04_03 | 2045 | CH4 Import - WC 2020 | Import | Methane | NY | Dispatch-Import | EmissionsCost | 0 | [6 empty] | 0.37512 | 0
LCP_Inputs_ON_Diverse_2023_04_03 | 2045 | CH4 Import - WC 2020 | Import | Methane | NY | Dispatch-Import | FuelCost | 0 | [6 empty] | 0.37512 | 0
LCP_Inputs_ON_Diverse_2023_04_03 | 2045 | CH4 Import - WC 2020 | Import | Methane | NY | Dispatch-Import | VOM | 0 | [6 empty] | 0.37512 | 0
LCP_Inputs_ON_Diverse_2023_04_03 | 2045 | CH4 Import - WC 2020 | Import | Methane | ON | Dispatch-Import | EmissionsCost | 0 | [6 empty] | 0.37512 | 0
LCP_Inputs_ON_Diverse_2023_04_03 | 2045 | CH4 Import - WC 2020 | Import | Methane | ON | Dispatch-Import | FuelCost | 0 | [6 empty] | 0.37512 | 0
LCP_Inputs_ON_Diverse_2023_04_03 | 2045 | CH4 Import - WC 2020 | Import | Methane | ON | Dispatch-Import | VOM | 0 | [6 empty] | 0.37512 | 0
LCP_Inputs_ON_Diverse_2023_04_03 | 2045 | CH4 Import - WC 2020 | Import | Methane | PJ | Dispatch-Import | EmissionsCost | 0 | [6 empty] | 0.37512 | 0
LCP_Inputs_ON_Diverse_2023_04_03 | 2045 | CH4 Import - WC 2020 | Import | Methane | PJ | Dispatch-Import | FuelCost | 0 | [6 empty] | 0.37512 | 0
LCP_Inputs_ON_Diverse_2023_04_03 | 2045 | CH4 Import - WC 2020 | Import | Methane | PJ | Dispatch-Import | VOM | 0 | [6 empty] | 0.37512 | 0
LCP_Inputs_ON_Diverse_2023_04_03 | 2045 | CH4 Import - WC 2020 | Import | Methane | QC | Dispatch-Import | EmissionsCost | 0 | [6 empty] | 0.37512 | 0
LCP_Inputs_ON_Diverse_2023_04_03 | 2045 | CH4 Import - WC 2020 | Import | Methane | QC | Dispatch-Import | FuelCost | 0 | [6 empty] | 0.37512 | 0
LCP_Inputs_ON_Diverse_2023_04_03 | 2045 | CH4 Import - WC 2020 | Import | Methane | QC | Dispatch-Import | VOM | 0 | [6 empty] | 0.37512 | 0
LCP_Inputs_ON_Diverse_2023_04_03 | 2045 | CH4 Import - WC 2020 | Import | Methane | WC | Dispatch-Import | EmissionsCost | 0 | [6 empty] | 0.37512 | 0
LCP_Inputs_ON_Diverse_2023_04_03 | 2045 | CH4 Import - WC 2020 | Import | Methane | WC | Dispatch-Import | FuelCost | 0 | [6 empty] | 0.37512 | 0
LCP_Inputs_ON_Diverse_2023_04_03 | 2045 | CH4 Import - WC 2020 | Import | Methane | WC | Dispatch-Import | VOM | 0 | [6 empty] | 0.37512 | 0
LCP_Inputs_ON_Diverse_2023_04_03 | 2045 | CH4 Import - WC 2030 | Import | Methane | MI | Dispatch-Import | EmissionsCost | 0 | [6 empty] | 0.37512 | 0
LCP_Inputs_ON_Diverse_2023_04_03 | 2045 | CH4 Import - WC 2030 | Import | Methane | MI | Dispatch-Import | FuelCost | 0 | [6 empty] | 0.37512 | 0
LCP_Inputs_ON_Diverse_2023_04_03 | 2045 | CH4 Import - WC 2030 | Import | Methane | MI | Dispatch-Import | VOM | 0 | [6 empty] | 0.37512 | 0
LCP_Inputs_ON_Diverse_2023_04_03 | 2045 | CH4 Import - WC 2030 | Import | Methane | NY | Dispatch-Import | EmissionsCost | 0 | [6 empty] | 0.37512 | 0
LCP_Inputs_ON_Diverse_2023_04_03 | 2045 | CH4 Import - WC 2030 | Import | Methane | NY | Dispatch-Import | FuelCost | 0 | [6 empty] | 0.37512 | 0
LCP_Inputs_ON_Diverse_2023_04_03 | 2045 | CH4 Import - WC 2030 | Import | Methane | NY | Dispatch-Import | VOM | 0 | [6 empty] | 0.37512 | 0
LCP_Inputs_ON_Diverse_2023_04_03 | 2045 | CH4 Import - WC 2030 | Import | Methane | ON | Dispatch-Import | EmissionsCost | 0 | [6 empty] | 0.37512 | 0
LCP_Inputs_ON_Diverse_2023_04_03 | 2045 | CH4 Import - WC 2030 | Import | Methane | ON | Dispatch-Import | FuelCost | 0 | [6 empty] | 0.37512 | 0
LCP_Inputs_ON_Diverse_2023_04_03 | 2045 | CH4 Import - WC 2030 | Import | Methane | ON | Dispatch-Import | VOM | 0 | [6 empty] | 0.37512 | 0
LCP_Inputs_ON_Diverse_2023_04_03 | 2045 | CH4 Import - WC 2030 | Import | Methane | PJ | Dispatch-Import | EmissionsCost | 0 | [6 empty] | 0.37512 | 0
LCP_Inputs_ON_Diverse_2023_04_03 | 2045 | CH4 Import - WC 2030 | Import | Methane | PJ | Dispatch-Import | FuelCost | 0 | [6 empty] | 0.37512 | 0
LCP_Inputs_ON_Diverse_2023_04_03 | 2045 | CH4 Import - WC 2030 | Import | Methane | PJ | Dispatch-Import | VOM | 0 | [6 empty] | 0.37512 | 0
LCP_Inputs_ON_Diverse_2023_04_03 | 2045 | CH4 Import - WC 2030 | Import | Methane | QC | Dispatch-Import | EmissionsCost | 0 | [6 empty] | 0.37512 | 0
LCP_Inputs_ON_Diverse_2023_04_03 | 2045 | CH4 Import - WC 2030 | Import | Methane | QC | Dispatch-Import | FuelCost | 0 | [6 empty] | 0.37512 | 0
LCP_Inputs_ON_Diverse_2023_04_03 | 2045 | CH4 Import - WC 2030 | Import | Methane | QC | Dispatch-Import | VOM | 0 | [6 empty] | 0.37512 | 0
LCP_Inputs_ON_Diverse_2023_04_03 | 2045 | CH4 Import - WC 2030 | Import | Methane | WC | Dispatch-Import | EmissionsCost | 0 | [6 empty] | 0.37512 | 0
LCP_Inputs_ON_Diverse_2023_04_03 | 2045 | CH4 Import - WC 2030 | Import | Methane | WC | Dispatch-Import | FuelCost | 0 | [6 empty] | 0.37512 | 0
LCP_Inputs_ON_Diverse_2023_04_03 | 2045 | CH4 Import - WC 2030 | Import | Methane | WC | Dispatch-Import | VOM | 0 | [6 empty] | 0.37512 | 0
LCP_Inputs_ON_Diverse_2023_04_03 | 2045 | CH4 Import - WC 2040 | Import | Methane | MI | Dispatch-Import | EmissionsCost | 0 | [6 empty] | 0.37512 | 0
LCP_Inputs_ON_Diverse_2023_04_03 | 2045 | CH4 Import - WC 2040 | Import | Methane | MI | Dispatch-Import | FuelCost | 0 | [6 empty] | 0.37512 | 0
LCP_Inputs_ON_Diverse_2023_04_03 | 2045 | CH4 Import - WC 2040 | Import | Methane | MI | Dispatch-Import | VOM | 0 | [6 empty] | 0.37512 | 0
LCP_Inputs_ON_Diverse_2023_04_03 | 2045 | CH4 Import - WC 2040 | Import | Methane | NY | Dispatch-Import | EmissionsCost | 0 | [6 empty] | 0.37512 | 0
LCP_Inputs_ON_Diverse_2023_04_03 | 2045 | CH4 Import - WC 2040 | Import | Methane | NY | Dispatch-Import | FuelCost | 0 | [6 empty] | 0.37512 | 0
LCP_Inputs_ON_Diverse_2023_04_03 | 2045 | CH4 Import - WC 2040 | Import | Methane | NY | Dispatch-Import | VOM | 0 | [6 empty] | 0.37512 | 0
LCP_Inputs_ON_Diverse_2023_04_03 | 2045 | CH4 Import - WC 2040 | Import | Methane | ON | Dispatch-Import | EmissionsCost | 0 | [6 empty] | 0.37512 | 0
LCP_Inputs_ON_Diverse_2023_04_03 | 2045 | CH4 Import - WC 2040 | Import | Methane | ON | Dispatch-Import | FuelCost | 0 | [6 empty] | 0.37512 | 0
LCP_Inputs_ON_Diverse_2023_04_03 | 2045 | CH4 Import - WC 2040 | Import | Methane | ON | Dispatch-Import | VOM | 0 | [6 empty] | 0.37512 | 0
LCP_Inputs_ON_Diverse_2023_04_03 | 2045 | CH4 Import - WC 2040 | Import | Methane | PJ | Dispatch-Import | EmissionsCost | 0 | [6 empty] | 0.37512 | 0
LCP_Inputs_ON_Diverse_2023_04_03 | 2045 | CH4 Import - WC 2040 | Import | Methane | PJ | Dispatch-Import | FuelCost | 0 | [6 empty] | 0.37512 | 0
LCP_Inputs_ON_Diverse_2023_04_03 | 2045 | CH4 Import - WC 2040 | Import | Methane | PJ | Dispatch-Import | VOM | 0 | [6 empty] | 0.37512 | 0
LCP_Inputs_ON_Diverse_2023_04_03 | 2045 | CH4 Import - WC 2040 | Import | Methane | QC | Dispatch-Import | EmissionsCost | 0 | [6 empty] | 0.37512 | 0
LCP_Inputs_ON_Diverse_2023_04_03 | 2045 | CH4 Import - WC 2040 | Import | Methane | QC | Dispatch-Import | FuelCost | 0 | [6 empty] | 0.37512 | 0
LCP_Inputs_ON_Diverse_2023_04_03 | 2045 | CH4 Import - WC 2040 | Import | Methane | QC | Dispatch-Import | VOM | 0 | [6 empty] | 0.37512 | 0
LCP_Inputs_ON_Diverse_2023_04_03 | 2045 | CH4 Import - WC 2040 | Import | Methane | WC | Dispatch-Import | EmissionsCost | 2117477751.305 | [6 empty] | 0.37512 | 794301482.9135
LCP_Inputs_ON_Diverse_2023_04_03 | 2045 | CH4 Import - WC 2040 | Import | Methane | WC | Dispatch-Import | FuelCost | 1127013410.4372 | [6 empty] | 0.37512 | 422761666.6206
LCP_Inputs_ON_Diverse_2023_04_03 | 2045 | CH4 Import - WC 2040 | Import | Methane | WC | Dispatch-Import | VOM | 0 | [6 empty] | 0.37512 | 0
LCP_Inputs_ON_Diverse_2023_04_03 | 2045 | CH4 Import - WC 2050 | Import | Methane | MI | Dispatch-Import | EmissionsCost | 0 | [6 empty] | 0.37512 | 0
LCP_Inputs_ON_Diverse_2023_04_03 | 2045 | CH4 Import - WC 2050 | Import | Methane | MI | Dispatch-Import | FuelCost | 0 | [6 empty] | 0.37512 | 0
LCP_Inputs_ON_Diverse_2023_04_03 | 2045 | CH4 Import - WC 2050 | Import | Methane | MI | Dispatch-Import | VOM | 0 | [6 empty] | 0.37512 | 0
LCP_Inputs_ON_Diverse_2023_04_03 | 2045 | CH4 Import - WC 2050 | Import | Methane | NY | Dispatch-Import | EmissionsCost | 0 | [6 empty] | 0.37512 | 0
LCP_Inputs_ON_Diverse_2023_04_03 | 2045 | CH4 Import - WC 2050 | Import | Methane | NY | Dispatch-Import | FuelCost | 0 | [6 empty] | 0.37512 | 0
LCP_Inputs_ON_Diverse_2023_04_03 | 2045 | CH4 Import - WC 2050 | Import | Methane | NY | Dispatch-Import | VOM | 0 | [6 empty] | 0.37512 | 0
LCP_Inputs_ON_Diverse_2023_04_03 | 2045 | CH4 Import - WC 2050 | Import | Methane | ON | Dispatch-Import | EmissionsCost | 0 | [6 empty] | 0.37512 | 0
LCP_Inputs_ON_Diverse_2023_04_03 | 2045 | CH4 Import - WC 2050 | Import | Methane | ON | Dispatch-Import | FuelCost | 0 | [6 empty] | 0.37512 | 0
LCP_Inputs_ON_Diverse_2023_04_03 | 2045 | CH4 Import - WC 2050 | Import | Methane | ON | Dispatch-Import | VOM | 0 | [6 empty] | 0.37512 | 0
LCP_Inputs_ON_Diverse_2023_04_03 | 2045 | CH4 Import - WC 2050 | Import | Methane | PJ | Dispatch-Import | EmissionsCost | 0 | [6 empty] | 0.37512 | 0
LCP_Inputs_ON_Diverse_2023_04_03 | 2045 | CH4 Import - WC 2050 | Import | Methane | PJ | Dispatch-Import | FuelCost | 0 | [6 empty] | 0.37512 | 0
LCP_Inputs_ON_Diverse_2023_04_03 | 2045 | CH4 Import - WC 2050 | Import | Methane | PJ | Dispatch-Import | VOM | 0 | [6 empty] | 0.37512 | 0
LCP_Inputs_ON_Diverse_2023_04_03 | 2045 | CH4 Import - WC 2050 | Import | Methane | QC | Dispatch-Import | EmissionsCost | 0 | [6 empty] | 0.37512 | 0
LCP_Inputs_ON_Diverse_2023_04_03 | 2045 | CH4 Import - WC 2050 | Import | Methane | QC | Dispatch-Import | FuelCost | 0 | [6 empty] | 0.37512 | 0
LCP_Inputs_ON_Diverse_2023_04_03 | 2045 | CH4 Import - WC 2050 | Import | Methane | QC | Dispatch-Import | VOM | 0 | [6 empty] | 0.37512 | 0
LCP_Inputs_ON_Diverse_2023_04_03 | 2045 | CH4 Import - WC 2050 | Import | Methane | WC | Dispatch-Import | EmissionsCost | 0 | [6 empty] | 0.37512 | 0
LCP_Inputs_ON_Diverse_2023_04_03 | 2045 | CH4 Import - WC 2050 | Import | Methane | WC | Dispatch-Import | FuelCost | 0 | [6 empty] | 0.37512 | 0
LCP_Inputs_ON_Diverse_2023_04_03 | 2045 | CH4 Import - WC 2050 | Import | Methane | WC | Dispatch-Import | VOM | 0 | [6 empty] | 0.37512 | 0
LCP_Inputs_ON_Diverse_2023_04_03 | 2045 | CH4 Salt Cavern Storage - ON | Storage | Methane | MI | Dispatch-Storage | EmissionsCost | 0 | [6 empty] | 0.37512 | 0
LCP_Inputs_ON_Diverse_2023_04_03 | 2045 | CH4 Salt Cavern Storage - ON | Storage | Methane | MI | Dispatch-Storage | FuelCost | 0 | [6 empty] | 0.37512 | 0
LCP_Inputs_ON_Diverse_2023_04_03 | 2045 | CH4 Salt Cavern Storage - ON | Storage | Methane | MI | Dispatch-Storage | VOM | 0 | [6 empty] | 0.37512 | 0
LCP_Inputs_ON_Diverse_2023_04_03 | 2045 | CH4 Salt Cavern Storage - ON | Storage | Methane | NY | Dispatch-Storage | EmissionsCost | 0 | [6 empty] | 0.37512 | 0
LCP_Inputs_ON_Diverse_2023_04_03 | 2045 | CH4 Salt Cavern Storage - ON | Storage | Methane | NY | Dispatch-Storage | FuelCost | 0 | [6 empty] | 0.37512 | 0
LCP_Inputs_ON_Diverse_2023_04_03 | 2045 | CH4 Salt Cavern Storage - ON | Storage | Methane | NY | Dispatch-Storage | VOM | 0 | [6 empty] | 0.37512 | 0
LCP_Inputs_ON_Diverse_2023_04_03 | 2045 | CH4 Salt Cavern Storage - ON | Storage | Methane | ON | Dispatch-Storage | EmissionsCost | 0 | [6 empty] | 0.37512 | 0
LCP_Inputs_ON_Diverse_2023_04_03 | 2045 | CH4 Salt Cavern Storage - ON | Storage | Methane | ON | Dispatch-Storage | FuelCost | 0 | [6 empty] | 0.37512 | 0
LCP_Inputs_ON_Diverse_2023_04_03 | 2045 | CH4 Salt Cavern Storage - ON | Storage | Methane | ON | Dispatch-Storage | VOM | 0 | [6 empty] | 0.37512 | 0
LCP_Inputs_ON_Diverse_2023_04_03 | 2045 | CH4 Salt Cavern Storage - ON | Storage | Methane | PJ | Dispatch-Storage | EmissionsCost | 0 | [6 empty] | 0.37512 | 0
LCP_Inputs_ON_Diverse_2023_04_03 | 2045 | CH4 Salt Cavern Storage - ON | Storage | Methane | PJ | Dispatch-Storage | FuelCost | 0 | [6 empty] | 0.37512 | 0
LCP_Inputs_ON_Diverse_2023_04_03 | 2045 | CH4 Salt Cavern Storage - ON | Storage | Methane | PJ | Dispatch-Storage | VOM | 0 | [6 empty] | 0.37512 | 0
LCP_Inputs_ON_Diverse_2023_04_03 | 2045 | CH4 Salt Cavern Storage - ON | Storage | Methane | QC | Dispatch-Storage | EmissionsCost | 0 | [6 empty] | 0.37512 | 0
LCP_Inputs_ON_Diverse_2023_04_03 | 2045 | CH4 Salt Cavern Storage - ON | Storage | Methane | QC | Dispatch-Storage | FuelCost | 0 | [6 empty] | 0.37512 | 0
LCP_Inputs_ON_Diverse_2023_04_03 | 2045 | CH4 Salt Cavern Storage - ON | Storage | Methane | QC | Dispatch-Storage | VOM | 0 | [6 empty] | 0.37512 | 0
LCP_Inputs_ON_Diverse_2023_04_03 | 2045 | CH4 Salt Cavern Storage - ON | Storage | Methane | WC | Dispatch-Storage | EmissionsCost | 0 | [6 empty] | 0.37512 | 0
LCP_Inputs_ON_Diverse_2023_04_03 | 2045 | CH4 Salt Cavern Storage - ON | Storage | Methane | WC | Dispatch-Storage | FuelCost | 0 | [6 empty] | 0.37512 | 0
LCP_Inputs_ON_Diverse_2023_04_03 | 2045 | CH4 Salt Cavern Storage - ON | Storage | Methane | WC | Dispatch-Storage | VOM | 0 | [6 empty] | 0.37512 | 0
LCP_Inputs_ON_Diverse_2023_04_03 | 2045 | Electrolyser 2020/2030 | Crossload | Hydrogen | MI | Dispatch-Crossload | EmissionsCost | 0 | [6 empty] | 0.37512 | 0
LCP_Inputs_ON_Diverse_2023_04_03 | 2045 | Electrolyser 2020/2030 | Crossload | Hydrogen | MI | Dispatch-Crossload | FuelCost | 0 | [6 empty] | 0.37512 | 0
LCP_Inputs_ON_Diverse_2023_04_03 | 2045 | Electrolyser 2020/2030 | Crossload | Hydrogen | MI | Dispatch-Crossload | VOM | 0 | [6 empty] | 0.37512 | 0
LCP_Inputs_ON_Diverse_2023_04_03 | 2045 | Electrolyser 2020/2030 | Crossload | Hydrogen | NY | Dispatch-Crossload | EmissionsCost | 0 | [6 empty] | 0.37512 | 0
LCP_Inputs_ON_Diverse_2023_04_03 | 2045 | Electrolyser 2020/2030 | Crossload | Hydrogen | NY | Dispatch-Crossload | FuelCost | 0 | [6 empty] | 0.37512 | 0
LCP_Inputs_ON_Diverse_2023_04_03 | 2045 | Electrolyser 2020/2030 | Crossload | Hydrogen | NY | Dispatch-Crossload | VOM | 0 | [6 empty] | 0.37512 | 0
LCP_Inputs_ON_Diverse_2023_04_03 | 2045 | Electrolyser 2020/2030 | Crossload | Hydrogen | ON | Dispatch-Crossload | EmissionsCost | 0 | [6 empty] | 0.37512 | 0
LCP_Inputs_ON_Diverse_2023_04_03 | 2045 | Electrolyser 2020/2030 | Crossload | Hydrogen | ON | Dispatch-Crossload | FuelCost | 0 | [6 empty] | 0.37512 | 0
LCP_Inputs_ON_Diverse_2023_04_03 | 2045 | Electrolyser 2020/2030 | Crossload | Hydrogen | ON | Dispatch-Crossload | VOM | 0 | [6 empty] | 0.37512 | 0
LCP_Inputs_ON_Diverse_2023_04_03 | 2045 | Electrolyser 2020/2030 | Crossload | Hydrogen | PJ | Dispatch-Crossload | EmissionsCost | 0 | [6 empty] | 0.37512 | 0
LCP_Inputs_ON_Diverse_2023_04_03 | 2045 | Electrolyser 2020/2030 | Crossload | Hydrogen | PJ | Dispatch-Crossload | FuelCost | 0 | [6 empty] | 0.37512 | 0
LCP_Inputs_ON_Diverse_2023_04_03 | 2045 | Electrolyser 2020/2030 | Crossload | Hydrogen | PJ | Dispatch-Crossload | VOM | 0 | [6 empty] | 0.37512 | 0
LCP_Inputs_ON_Diverse_2023_04_03 | 2045 | Electrolyser 2020/2030 | Crossload | Hydrogen | QC | Dispatch-Crossload | EmissionsCost | 0 | [6 empty] | 0.37512 | 0
LCP_Inputs_ON_Diverse_2023_04_03 | 2045 | Electrolyser 2020/2030 | Crossload | Hydrogen | QC | Dispatch-Crossload | FuelCost | 0 | [6 empty] | 0.37512 | 0
LCP_Inputs_ON_Diverse_2023_04_03 | 2045 | Electrolyser 2020/2030 | Crossload | Hydrogen | QC | Dispatch-Crossload | VOM | 0 | [6 empty] | 0.37512 | 0
LCP_Inputs_ON_Diverse_2023_04_03 | 2045 | Electrolyser 2020/2030 | Crossload | Hydrogen | WC | Dispatch-Crossload | EmissionsCost | 0 | [6 empty] | 0.37512 | 0
LCP_Inputs_ON_Diverse_2023_04_03 | 2045 | Electrolyser 2020/2030 | Crossload | Hydrogen | WC | Dispatch-Crossload | FuelCost | 0 | [6 empty] | 0.37512 | 0
LCP_Inputs_ON_Diverse_2023_04_03 | 2045 | Electrolyser 2020/2030 | Crossload | Hydrogen | WC | Dispatch-Crossload | VOM | 0 | [6 empty] | 0.37512 | 0
LCP_Inputs_ON_Diverse_2023_04_03 | 2045 | Electrolyser 2040 | Crossload | Hydrogen | MI | Dispatch-Crossload | EmissionsCost | 0 | [6 empty] | 0.37512 | 0
LCP_Inputs_ON_Diverse_2023_04_03 | 2045 | Electrolyser 2040 | Crossload | Hydrogen | MI | Dispatch-Crossload | FuelCost | 0 | [6 empty] | 0.37512 | 0
LCP_Inputs_ON_Diverse_2023_04_03 | 2045 | Electrolyser 2040 | Crossload | Hydrogen | MI | Dispatch-Crossload | VOM | 0 | [6 empty] | 0.37512 | 0
LCP_Inputs_ON_Diverse_2023_04_03 | 2045 | Electrolyser 2040 | Crossload | Hydrogen | NY | Dispatch-Crossload | EmissionsCost | 0 | [6 empty] | 0.37512 | 0
LCP_Inputs_ON_Diverse_2023_04_03 | 2045 | Electrolyser 2040 | Crossload | Hydrogen | NY | Dispatch-Crossload | FuelCost | 0 | [6 empty] | 0.37512 | 0
LCP_Inputs_ON_Diverse_2023_04_03 | 2045 | Electrolyser 2040 | Crossload | Hydrogen | NY | Dispatch-Crossload | VOM | 0 | [6 empty] | 0.37512 | 0
LCP_Inputs_ON_Diverse_2023_04_03 | 2045 | Electrolyser 2040 | Crossload | Hydrogen | ON | Dispatch-Crossload | EmissionsCost | 0 | [6 empty] | 0.37512 | 0
LCP_Inputs_ON_Diverse_2023_04_03 | 2045 | Electrolyser 2040 | Crossload | Hydrogen | ON | Dispatch-Crossload | FuelCost | 0 | [6 empty] | 0.37512 | 0
LCP_Inputs_ON_Diverse_2023_04_03 | 2045 | Electrolyser 2040 | Crossload | Hydrogen | ON | Dispatch-Crossload | VOM | 0 | [6 empty] | 0.37512 | 0
LCP_Inputs_ON_Diverse_2023_04_03 | 2045 | Electrolyser 2040 | Crossload | Hydrogen | PJ | Dispatch-Crossload | EmissionsCost | 0 | [6 empty] | 0.37512 | 0
LCP_Inputs_ON_Diverse_2023_04_03 | 2045 | Electrolyser 2040 | Crossload | Hydrogen | PJ | Dispatch-Crossload | FuelCost | 0 | [6 empty] | 0.37512 | 0
LCP_Inputs_ON_Diverse_2023_04_03 | 2045 | Electrolyser 2040 | Crossload | Hydrogen | PJ | Dispatch-Crossload | VOM | 0 | [6 empty] | 0.37512 | 0
LCP_Inputs_ON_Diverse_2023_04_03 | 2045 | Electrolyser 2040 | Crossload | Hydrogen | QC | Dispatch-Crossload | EmissionsCost | 0 | [6 empty] | 0.37512 | 0
LCP_Inputs_ON_Diverse_2023_04_03 | 2045 | Electrolyser 2040 | Crossload | Hydrogen | QC | Dispatch-Crossload | FuelCost | 0 | [6 empty] | 0.37512 | 0
LCP_Inputs_ON_Diverse_2023_04_03 | 2045 | Electrolyser 2040 | Crossload | Hydrogen | QC | Dispatch-Crossload | VOM | 0 | [6 empty] | 0.37512 | 0
LCP_Inputs_ON_Diverse_2023_04_03 | 2045 | Electrolyser 2040 | Crossload | Hydrogen | WC | Dispatch-Crossload | EmissionsCost | 0 | [6 empty] | 0.37512 | 0
LCP_Inputs_ON_Diverse_2023_04_03 | 2045 | Electrolyser 2040 | Crossload | Hydrogen | WC | Dispatch-Crossload | FuelCost | 0 | [6 empty] | 0.37512 | 0
LCP_Inputs_ON_Diverse_2023_04_03 | 2045 | Electrolyser 2040 | Crossload | Hydrogen | WC | Dispatch-Crossload | VOM | 0 | [6 empty] | 0.37512 | 0
LCP_Inputs_ON_Diverse_2023_04_03 | 2045 | Electrolyser 2050 | Crossload | Hydrogen | MI | Dispatch-Crossload | EmissionsCost | 0 | [6 empty] | 0.37512 | 0
LCP_Inputs_ON_Diverse_2023_04_03 | 2045 | Electrolyser 2050 | Crossload | Hydrogen | MI | Dispatch-Crossload | FuelCost | 0 | [6 empty] | 0.37512 | 0
LCP_Inputs_ON_Diverse_2023_04_03 | 2045 | Electrolyser 2050 | Crossload | Hydrogen | MI | Dispatch-Crossload | VOM | 0 | [6 empty] | 0.37512 | 0
LCP_Inputs_ON_Diverse_2023_04_03 | 2045 | Electrolyser 2050 | Crossload | Hydrogen | NY | Dispatch-Crossload | EmissionsCost | 0 | [6 empty] | 0.37512 | 0
LCP_Inputs_ON_Diverse_2023_04_03 | 2045 | Electrolyser 2050 | Crossload | Hydrogen | NY | Dispatch-Crossload | FuelCost | 0 | [6 empty] | 0.37512 | 0
LCP_Inputs_ON_Diverse_2023_04_03 | 2045 | Electrolyser 2050 | Crossload | Hydrogen | NY | Dispatch-Crossload | VOM | 0 | [6 empty] | 0.37512 | 0
LCP_Inputs_ON_Diverse_2023_04_03 | 2045 | Electrolyser 2050 | Crossload | Hydrogen | ON | Dispatch-Crossload | EmissionsCost | 0 | [6 empty] | 0.37512 | 0
LCP_Inputs_ON_Diverse_2023_04_03 | 2045 | Electrolyser 2050 | Crossload | Hydrogen | ON | Dispatch-Crossload | FuelCost | 0 | [6 empty] | 0.37512 | 0
LCP_Inputs_ON_Diverse_2023_04_03 | 2045 | Electrolyser 2050 | Crossload | Hydrogen | ON | Dispatch-Crossload | VOM | 0 | [6 empty] | 0.37512 | 0
LCP_Inputs_ON_Diverse_2023_04_03 | 2045 | Electrolyser 2050 | Crossload | Hydrogen | PJ | Dispatch-Crossload | EmissionsCost | 0 | [6 empty] | 0.37512 | 0
LCP_Inputs_ON_Diverse_2023_04_03 | 2045 | Electrolyser 2050 | Crossload | Hydrogen | PJ | Dispatch-Crossload | FuelCost | 0 | [6 empty] | 0.37512 | 0
LCP_Inputs_ON_Diverse_2023_04_03 | 2045 | Electrolyser 2050 | Crossload | Hydrogen | PJ | Dispatch-Crossload | VOM | 0 | [6 empty] | 0.37512 | 0
LCP_Inputs_ON_Diverse_2023_04_03 | 2045 | Electrolyser 2050 | Crossload | Hydrogen | QC | Dispatch-Crossload | EmissionsCost | 0 | [6 empty] | 0.37512 | 0
LCP_Inputs_ON_Diverse_2023_04_03 | 2045 | Electrolyser 2050 | Crossload | Hydrogen | QC | Dispatch-Crossload | FuelCost | 0 | [6 empty] | 0.37512 | 0
LCP_Inputs_ON_Diverse_2023_04_03 | 2045 | Electrolyser 2050 | Crossload | Hydrogen | QC | Dispatch-Crossload | VOM | 0 | [6 empty] | 0.37512 | 0
LCP_Inputs_ON_Diverse_2023_04_03 | 2045 | Electrolyser 2050 | Crossload | Hydrogen | WC | Dispatch-Crossload | EmissionsCost | 0 | [6 empty] | 0.37512 | 0
LCP_Inputs_ON_Diverse_2023_04_03 | 2045 | Electrolyser 2050 | Crossload | Hydrogen | WC | Dispatch-Crossload | FuelCost | 0 | [6 empty] | 0.37512 | 0
LCP_Inputs_ON_Diverse_2023_04_03 | 2045 | Electrolyser 2050 | Crossload | Hydrogen | WC | Dispatch-Crossload | VOM | 0 | [6 empty] | 0.37512 | 0
LCP_Inputs_ON_Diverse_2023_04_03 | 2045 | Fossil Fuel Thermal (Coal, Peat, Oil) | Generation | Electricity | MI | Dispatch-Generation | EmissionsCost | 0 | [6 empty] | 0.37512 | 0
LCP_Inputs_ON_Diverse_2023_04_03 | 2045 | Fossil Fuel Thermal (Coal, Peat, Oil) | Generation | Electricity | MI | Dispatch-Generation | FuelCost | 0 | [6 empty] | 0.37512 | 0
LCP_Inputs_ON_Diverse_2023_04_03 | 2045 | Fossil Fuel Thermal (Coal, Peat, Oil) | Generation | Electricity | MI | Dispatch-Generation | VOM | 0 | [6 empty] | 0.37512 | 0
LCP_Inputs_ON_Diverse_2023_04_03 | 2045 | Fossil Fuel Thermal (Coal, Peat, Oil) | Generation | Electricity | NY | Dispatch-Generation | EmissionsCost | 0 | [6 empty] | 0.37512 | 0
LCP_Inputs_ON_Diverse_2023_04_03 | 2045 | Fossil Fuel Thermal (Coal, Peat, Oil) | Generation | Electricity | NY | Dispatch-Generation | FuelCost | 0 | [6 empty] | 0.37512 | 0
LCP_Inputs_ON_Diverse_2023_04_03 | 2045 | Fossil Fuel Thermal (Coal, Peat, Oil) | Generation | Electricity | NY | Dispatch-Generation | VOM | 0 | [6 empty] | 0.37512 | 0
LCP_Inputs_ON_Diverse_2023_04_03 | 2045 | Fossil Fuel Thermal (Coal, Peat, Oil) | Generation | Electricity | ON | Dispatch-Generation | EmissionsCost | 0 | [6 empty] | 0.37512 | 0
LCP_Inputs_ON_Diverse_2023_04_03 | 2045 | Fossil Fuel Thermal (Coal, Peat, Oil) | Generation | Electricity | ON | Dispatch-Generation | FuelCost | 0 | [6 empty] | 0.37512 | 0
LCP_Inputs_ON_Diverse_2023_04_03 | 2045 | Fossil Fuel Thermal (Coal, Peat, Oil) | Generation | Electricity | ON | Dispatch-Generation | VOM | 0 | [6 empty] | 0.37512 | 0
LCP_Inputs_ON_Diverse_2023_04_03 | 2045 | Fossil Fuel Thermal (Coal, Peat, Oil) | Generation | Electricity | PJ | Dispatch-Generation | EmissionsCost | 0 | [6 empty] | 0.37512 | 0
LCP_Inputs_ON_Diverse_2023_04_03 | 2045 | Fossil Fuel Thermal (Coal, Peat, Oil) | Generation | Electricity | PJ | Dispatch-Generation | FuelCost | 0 | [6 empty] | 0.37512 | 0
LCP_Inputs_ON_Diverse_2023_04_03 | 2045 | Fossil Fuel Thermal (Coal, Peat, Oil) | Generation | Electricity | PJ | Dispatch-Generation | VOM | 0 | [6 empty] | 0.37512 | 0
LCP_Inputs_ON_Diverse_2023_04_03 | 2045 | Fossil Fuel Thermal (Coal, Peat, Oil) | Generation | Electricity | QC | Dispatch-Generation | EmissionsCost | 0 | [6 empty] | 0.37512 | 0
LCP_Inputs_ON_Diverse_2023_04_03 | 2045 | Fossil Fuel Thermal (Coal, Peat, Oil) | Generation | Electricity | QC | Dispatch-Generation | FuelCost | 0 | [6 empty] | 0.37512 | 0
LCP_Inputs_ON_Diverse_2023_04_03 | 2045 | Fossil Fuel Thermal (Coal, Peat, Oil) | Generation | Electricity | QC | Dispatch-Generation | VOM | 0 | [6 empty] | 0.37512 | 0
LCP_Inputs_ON_Diverse_2023_04_03 | 2045 | Fossil Fuel Thermal (Coal, Peat, Oil) | Generation | Electricity | WC | Dispatch-Generation | EmissionsCost | 0 | [6 empty] | 0.37512 | 0
LCP_Inputs_ON_Diverse_2023_04_03 | 2045 | Fossil Fuel Thermal (Coal, Peat, Oil) | Generation | Electricity | WC | Dispatch-Generation | FuelCost | 0 | [6 empty] | 0.37512 | 0
LCP_Inputs_ON_Diverse_2023_04_03 | 2045 | Fossil Fuel Thermal (Coal, Peat, Oil) | Generation | Electricity | WC | Dispatch-Generation | VOM | 0 | [6 empty] | 0.37512 | 0
LCP_Inputs_ON_Diverse_2023_04_03 | 2045 | Generic - Generator | Generation | Electricity | MI | Dispatch-Generation | EmissionsCost | 0 | [6 empty] | 0.37512 | 0
LCP_Inputs_ON_Diverse_2023_04_03 | 2045 | Generic - Generator | Generation | Electricity | MI | Dispatch-Generation | FuelCost | 922715978.5322 | [6 empty] | 0.37512 | 346126267.2556
LCP_Inputs_ON_Diverse_2023_04_03 | 2045 | Generic - Generator | Generation | Electricity | MI | Dispatch-Generation | VOM | 30177343.602 | [6 empty] | 0.37512 | 11320028.6325
LCP_Inputs_ON_Diverse_2023_04_03 | 2045 | Generic - Generator | Generation | Electricity | NY | Dispatch-Generation | EmissionsCost | 0 | [6 empty] | 0.37512 | 0
LCP_Inputs_ON_Diverse_2023_04_03 | 2045 | Generic - Generator | Generation | Electricity | NY | Dispatch-Generation | FuelCost | 169239391.3338 | [6 empty] | 0.37512 | 63484539.2925
LCP_Inputs_ON_Diverse_2023_04_03 | 2045 | Generic - Generator | Generation | Electricity | NY | Dispatch-Generation | VOM | 5534959.1663 | [6 empty] | 0.37512 | 2076256.1831
LCP_Inputs_ON_Diverse_2023_04_03 | 2045 | Generic - Generator | Generation | Electricity | ON | Dispatch-Generation | EmissionsCost | 0 | [6 empty] | 0.37512 | 0
LCP_Inputs_ON_Diverse_2023_04_03 | 2045 | Generic - Generator | Generation | Electricity | ON | Dispatch-Generation | FuelCost | 0 | [6 empty] | 0.37512 | 0
LCP_Inputs_ON_Diverse_2023_04_03 | 2045 | Generic - Generator | Generation | Electricity | ON | Dispatch-Generation | VOM | 0 | [6 empty] | 0.37512 | 0
LCP_Inputs_ON_Diverse_2023_04_03 | 2045 | Generic - Generator | Generation | Electricity | PJ | Dispatch-Generation | EmissionsCost | 0 | [6 empty] | 0.37512 | 0
LCP_Inputs_ON_Diverse_2023_04_03 | 2045 | Generic - Generator | Generation | Electricity | PJ | Dispatch-Generation | FuelCost | 5434493471.1405 | [6 empty] | 0.37512 | 2038569812.7643
LCP_Inputs_ON_Diverse_2023_04_03 | 2045 | Generic - Generator | Generation | Electricity | PJ | Dispatch-Generation | VOM | 177734623.2179 | [6 empty] | 0.37512 | 66671243.5113
LCP_Inputs_ON_Diverse_2023_04_03 | 2045 | Generic - Generator | Generation | Electricity | QC | Dispatch-Generation | EmissionsCost | 0 | [6 empty] | 0.37512 | 0
LCP_Inputs_ON_Diverse_2023_04_03 | 2045 | Generic - Generator | Generation | Electricity | QC | Dispatch-Generation | FuelCost | 0 | [6 empty] | 0.37512 | 0
LCP_Inputs_ON_Diverse_2023_04_03 | 2045 | Generic - Generator | Generation | Electricity | QC | Dispatch-Generation | VOM | 0 | [6 empty] | 0.37512 | 0
LCP_Inputs_ON_Diverse_2023_04_03 | 2045 | Generic - Generator | Generation | Electricity | WC | Dispatch-Generation | EmissionsCost | 0 | [6 empty] | 0.37512 | 0
LCP_Inputs_ON_Diverse_2023_04_03 | 2045 | Generic - Generator | Generation | Electricity | WC | Dispatch-Generation | FuelCost | 0 | [6 empty] | 0.37512 | 0
LCP_Inputs_ON_Diverse_2023_04_03 | 2045 | Generic - Generator | Generation | Electricity | WC | Dispatch-Generation | VOM | 0 | [6 empty] | 0.37512 | 0
LCP_Inputs_ON_Diverse_2023_04_03 | 2045 | H2 Import - QC | Import | Hydrogen | MI | Dispatch-Import | EmissionsCost | 0 | [6 empty] | 0.37512 | 0
LCP_Inputs_ON_Diverse_2023_04_03 | 2045 | H2 Import - QC | Import | Hydrogen | MI | Dispatch-Import | FuelCost | 0 | [6 empty] | 0.37512 | 0
LCP_Inputs_ON_Diverse_2023_04_03 | 2045 | H2 Import - QC | Import | Hydrogen | MI | Dispatch-Import | VOM | 0 | [6 empty] | 0.37512 | 0
LCP_Inputs_ON_Diverse_2023_04_03 | 2045 | H2 Import - QC | Import | Hydrogen | NY | Dispatch-Import | EmissionsCost | 0 | [6 empty] | 0.37512 | 0
LCP_Inputs_ON_Diverse_2023_04_03 | 2045 | H2 Import - QC | Import | Hydrogen | NY | Dispatch-Import | FuelCost | 0 | [6 empty] | 0.37512 | 0
LCP_Inputs_ON_Diverse_2023_04_03 | 2045 | H2 Import - QC | Import | Hydrogen | NY | Dispatch-Import | VOM | 0 | [6 empty] | 0.37512 | 0
LCP_Inputs_ON_Diverse_2023_04_03 | 2045 | H2 Import - QC | Import | Hydrogen | ON | Dispatch-Import | EmissionsCost | 0 | [6 empty] | 0.37512 | 0
LCP_Inputs_ON_Diverse_2023_04_03 | 2045 | H2 Import - QC | Import | Hydrogen | ON | Dispatch-Import | FuelCost | 0 | [6 empty] | 0.37512 | 0
LCP_Inputs_ON_Diverse_2023_04_03 | 2045 | H2 Import - QC | Import | Hydrogen | ON | Dispatch-Import | VOM | 0 | [6 empty] | 0.37512 | 0
LCP_Inputs_ON_Diverse_2023_04_03 | 2045 | H2 Import - QC | Import | Hydrogen | PJ | Dispatch-Import | EmissionsCost | 0 | [6 empty] | 0.37512 | 0
LCP_Inputs_ON_Diverse_2023_04_03 | 2045 | H2 Import - QC | Import | Hydrogen | PJ | Dispatch-Import | FuelCost | 0 | [6 empty] | 0.37512 | 0
LCP_Inputs_ON_Diverse_2023_04_03 | 2045 | H2 Import - QC | Import | Hydrogen | PJ | Dispatch-Import | VOM | 0 | [6 empty] | 0.37512 | 0
LCP_Inputs_ON_Diverse_2023_04_03 | 2045 | H2 Import - QC | Import | Hydrogen | QC | Dispatch-Import | EmissionsCost | 0 | [6 empty] | 0.37512 | 0
LCP_Inputs_ON_Diverse_2023_04_03 | 2045 | H2 Import - QC | Import | Hydrogen | QC | Dispatch-Import | FuelCost | 0 | [6 empty] | 0.37512 | 0
LCP_Inputs_ON_Diverse_2023_04_03 | 2045 | H2 Import - QC | Import | Hydrogen | QC | Dispatch-Import | VOM | 0 | [6 empty] | 0.37512 | 0
LCP_Inputs_ON_Diverse_2023_04_03 | 2045 | H2 Import - QC | Import | Hydrogen | WC | Dispatch-Import | EmissionsCost | 0 | [6 empty] | 0.37512 | 0
LCP_Inputs_ON_Diverse_2023_04_03 | 2045 | H2 Import - QC | Import | Hydrogen | WC | Dispatch-Import | FuelCost | 0 | [6 empty] | 0.37512 | 0
LCP_Inputs_ON_Diverse_2023_04_03 | 2045 | H2 Import - QC | Import | Hydrogen | WC | Dispatch-Import | VOM | 0 | [6 empty] | 0.37512 | 0
LCP_Inputs_ON_Diverse_2023_04_03 | 2045 | H2 Import - WC | Import | Hydrogen | MI | Dispatch-Import | EmissionsCost | 0 | [6 empty] | 0.37512 | 0
LCP_Inputs_ON_Diverse_2023_04_03 | 2045 | H2 Import - WC | Import | Hydrogen | MI | Dispatch-Import | FuelCost | 0 | [6 empty] | 0.37512 | 0
LCP_Inputs_ON_Diverse_2023_04_03 | 2045 | H2 Import - WC | Import | Hydrogen | MI | Dispatch-Import | VOM | 0 | [6 empty] | 0.37512 | 0
LCP_Inputs_ON_Diverse_2023_04_03 | 2045 | H2 Import - WC | Import | Hydrogen | NY | Dispatch-Import | EmissionsCost | 0 | [6 empty] | 0.37512 | 0
LCP_Inputs_ON_Diverse_2023_04_03 | 2045 | H2 Import - WC | Import | Hydrogen | NY | Dispatch-Import | FuelCost | 0 | [6 empty] | 0.37512 | 0
LCP_Inputs_ON_Diverse_2023_04_03 | 2045 | H2 Import - WC | Import | Hydrogen | NY | Dispatch-Import | VOM | 0 | [6 empty] | 0.37512 | 0
LCP_Inputs_ON_Diverse_2023_04_03 | 2045 | H2 Import - WC | Import | Hydrogen | ON | Dispatch-Import | EmissionsCost | 0 | [6 empty] | 0.37512 | 0
LCP_Inputs_ON_Diverse_2023_04_03 | 2045 | H2 Import - WC | Import | Hydrogen | ON | Dispatch-Import | FuelCost | 0 | [6 empty] | 0.37512 | 0
LCP_Inputs_ON_Diverse_2023_04_03 | 2045 | H2 Import - WC | Import | Hydrogen | ON | Dispatch-Import | VOM | 0 | [6 empty] | 0.37512 | 0
LCP_Inputs_ON_Diverse_2023_04_03 | 2045 | H2 Import - WC | Import | Hydrogen | PJ | Dispatch-Import | EmissionsCost | 0 | [6 empty] | 0.37512 | 0
LCP_Inputs_ON_Diverse_2023_04_03 | 2045 | H2 Import - WC | Import | Hydrogen | PJ | Dispatch-Import | FuelCost | 0 | [6 empty] | 0.37512 | 0
LCP_Inputs_ON_Diverse_2023_04_03 | 2045 | H2 Import - WC | Import | Hydrogen | PJ | Dispatch-Import | VOM | 0 | [6 empty] | 0.37512 | 0
LCP_Inputs_ON_Diverse_2023_04_03 | 2045 | H2 Import - WC | Import | Hydrogen | QC | Dispatch-Import | EmissionsCost | 0 | [6 empty] | 0.37512 | 0
LCP_Inputs_ON_Diverse_2023_04_03 | 2045 | H2 Import - WC | Import | Hydrogen | QC | Dispatch-Import | FuelCost | 0 | [6 empty] | 0.37512 | 0
LCP_Inputs_ON_Diverse_2023_04_03 | 2045 | H2 Import - WC | Import | Hydrogen | QC | Dispatch-Import | VOM | 0 | [6 empty] | 0.37512 | 0
LCP_Inputs_ON_Diverse_2023_04_03 | 2045 | H2 Import - WC | Import | Hydrogen | WC | Dispatch-Import | EmissionsCost | 0 | [6 empty] | 0.37512 | 0
LCP_Inputs_ON_Diverse_2023_04_03 | 2045 | H2 Import - WC | Import | Hydrogen | WC | Dispatch-Import | FuelCost | 322770984.3754 | [6 empty] | 0.37512 | 121076819.5193
LCP_Inputs_ON_Diverse_2023_04_03 | 2045 | H2 Import - WC | Import | Hydrogen | WC | Dispatch-Import | VOM | 0 | [6 empty] | 0.37512 | 0
LCP_Inputs_ON_Diverse_2023_04_03 | 2045 | H2 Salt Cavern Storage - ON | Storage | Hydrogen | MI | Dispatch-Storage | EmissionsCost | 0 | [6 empty] | 0.37512 | 0
LCP_Inputs_ON_Diverse_2023_04_03 | 2045 | H2 Salt Cavern Storage - ON | Storage | Hydrogen | MI | Dispatch-Storage | FuelCost | 0 | [6 empty] | 0.37512 | 0
LCP_Inputs_ON_Diverse_2023_04_03 | 2045 | H2 Salt Cavern Storage - ON | Storage | Hydrogen | MI | Dispatch-Storage | VOM | 0 | [6 empty] | 0.37512 | 0
LCP_Inputs_ON_Diverse_2023_04_03 | 2045 | H2 Salt Cavern Storage - ON | Storage | Hydrogen | NY | Dispatch-Storage | EmissionsCost | 0 | [6 empty] | 0.37512 | 0
LCP_Inputs_ON_Diverse_2023_04_03 | 2045 | H2 Salt Cavern Storage - ON | Storage | Hydrogen | NY | Dispatch-Storage | FuelCost | 0 | [6 empty] | 0.37512 | 0
LCP_Inputs_ON_Diverse_2023_04_03 | 2045 | H2 Salt Cavern Storage - ON | Storage | Hydrogen | NY | Dispatch-Storage | VOM | 0 | [6 empty] | 0.37512 | 0
LCP_Inputs_ON_Diverse_2023_04_03 | 2045 | H2 Salt Cavern Storage - ON | Storage | Hydrogen | ON | Dispatch-Storage | EmissionsCost | 0 | [6 empty] | 0.37512 | 0
LCP_Inputs_ON_Diverse_2023_04_03 | 2045 | H2 Salt Cavern Storage - ON | Storage | Hydrogen | ON | Dispatch-Storage | FuelCost | 0 | [6 empty] | 0.37512 | 0
LCP_Inputs_ON_Diverse_2023_04_03 | 2045 | H2 Salt Cavern Storage - ON | Storage | Hydrogen | ON | Dispatch-Storage | VOM | 60179086.0056 | [6 empty] | 0.37512 | 22574186.305
LCP_Inputs_ON_Diverse_2023_04_03 | 2045 | H2 Salt Cavern Storage - ON | Storage | Hydrogen | PJ | Dispatch-Storage | EmissionsCost | 0 | [6 empty] | 0.37512 | 0
LCP_Inputs_ON_Diverse_2023_04_03 | 2045 | H2 Salt Cavern Storage - ON | Storage | Hydrogen | PJ | Dispatch-Storage | FuelCost | 0 | [6 empty] | 0.37512 | 0
LCP_Inputs_ON_Diverse_2023_04_03 | 2045 | H2 Salt Cavern Storage - ON | Storage | Hydrogen | PJ | Dispatch-Storage | VOM | 0 | [6 empty] | 0.37512 | 0
LCP_Inputs_ON_Diverse_2023_04_03 | 2045 | H2 Salt Cavern Storage - ON | Storage | Hydrogen | QC | Dispatch-Storage | EmissionsCost | 0 | [6 empty] | 0.37512 | 0
LCP_Inputs_ON_Diverse_2023_04_03 | 2045 | H2 Salt Cavern Storage - ON | Storage | Hydrogen | QC | Dispatch-Storage | FuelCost | 0 | [6 empty] | 0.37512 | 0
LCP_Inputs_ON_Diverse_2023_04_03 | 2045 | H2 Salt Cavern Storage - ON | Storage | Hydrogen | QC | Dispatch-Storage | VOM | 0 | [6 empty] | 0.37512 | 0
LCP_Inputs_ON_Diverse_2023_04_03 | 2045 | H2 Salt Cavern Storage - ON | Storage | Hydrogen | WC | Dispatch-Storage | EmissionsCost | 0 | [6 empty] | 0.37512 | 0
LCP_Inputs_ON_Diverse_2023_04_03 | 2045 | H2 Salt Cavern Storage - ON | Storage | Hydrogen | WC | Dispatch-Storage | FuelCost | 0 | [6 empty] | 0.37512 | 0
LCP_Inputs_ON_Diverse_2023_04_03 | 2045 | H2 Salt Cavern Storage - ON | Storage | Hydrogen | WC | Dispatch-Storage | VOM | 0 | [6 empty] | 0.37512 | 0
LCP_Inputs_ON_Diverse_2023_04_03 | 2045 | Hydro | Generation | Electricity | MI | Dispatch-Generation | EmissionsCost | 0 | [6 empty] | 0.37512 | 0
LCP_Inputs_ON_Diverse_2023_04_03 | 2045 | Hydro | Generation | Electricity | MI | Dispatch-Generation | FuelCost | 0 | [6 empty] | 0.37512 | 0
LCP_Inputs_ON_Diverse_2023_04_03 | 2045 | Hydro | Generation | Electricity | MI | Dispatch-Generation | VOM | 0 | [6 empty] | 0.37512 | 0
LCP_Inputs_ON_Diverse_2023_04_03 | 2045 | Hydro | Generation | Electricity | NY | Dispatch-Generation | EmissionsCost | 0 | [6 empty] | 0.37512 | 0
LCP_Inputs_ON_Diverse_2023_04_03 | 2045 | Hydro | Generation | Electricity | NY | Dispatch-Generation | FuelCost | 0 | [6 empty] | 0.37512 | 0
LCP_Inputs_ON_Diverse_2023_04_03 | 2045 | Hydro | Generation | Electricity | NY | Dispatch-Generation | VOM | 0 | [6 empty] | 0.37512 | 0
LCP_Inputs_ON_Diverse_2023_04_03 | 2045 | Hydro | Generation | Electricity | ON | Dispatch-Generation | EmissionsCost | 0 | [6 empty] | 0.37512 | 0
LCP_Inputs_ON_Diverse_2023_04_03 | 2045 | Hydro | Generation | Electricity | ON | Dispatch-Generation | FuelCost | 0 | [6 empty] | 0.37512 | 0
LCP_Inputs_ON_Diverse_2023_04_03 | 2045 | Hydro | Generation | Electricity | ON | Dispatch-Generation | VOM | 0 | [6 empty] | 0.37512 | 0
LCP_Inputs_ON_Diverse_2023_04_03 | 2045 | Hydro | Generation | Electricity | PJ | Dispatch-Generation | EmissionsCost | 0 | [6 empty] | 0.37512 | 0
LCP_Inputs_ON_Diverse_2023_04_03 | 2045 | Hydro | Generation | Electricity | PJ | Dispatch-Generation | FuelCost | 0 | [6 empty] | 0.37512 | 0
LCP_Inputs_ON_Diverse_2023_04_03 | 2045 | Hydro | Generation | Electricity | PJ | Dispatch-Generation | VOM | 0 | [6 empty] | 0.37512 | 0
LCP_Inputs_ON_Diverse_2023_04_03 | 2045 | Hydro | Generation | Electricity | QC | Dispatch-Generation | EmissionsCost | 0 | [6 empty] | 0.37512 | 0
LCP_Inputs_ON_Diverse_2023_04_03 | 2045 | Hydro | Generation | Electricity | QC | Dispatch-Generation | FuelCost | 0 | [6 empty] | 0.37512 | 0
LCP_Inputs_ON_Diverse_2023_04_03 | 2045 | Hydro | Generation | Electricity | QC | Dispatch-Generation | VOM | 0 | [6 empty] | 0.37512 | 0
LCP_Inputs_ON_Diverse_2023_04_03 | 2045 | Hydro | Generation | Electricity | WC | Dispatch-Generation | EmissionsCost | 0 | [6 empty] | 0.37512 | 0
LCP_Inputs_ON_Diverse_2023_04_03 | 2045 | Hydro | Generation | Electricity | WC | Dispatch-Generation | FuelCost | 0 | [6 empty] | 0.37512 | 0
LCP_Inputs_ON_Diverse_2023_04_03 | 2045 | Hydro | Generation | Electricity | WC | Dispatch-Generation | VOM | 0 | [6 empty] | 0.37512 | 0
LCP_Inputs_ON_Diverse_2023_04_03 | 2045 | Hydro Pumped Storage | Storage | Electricity | MI | Dispatch-Storage | EmissionsCost | 0 | [6 empty] | 0.37512 | 0
LCP_Inputs_ON_Diverse_2023_04_03 | 2045 | Hydro Pumped Storage | Storage | Electricity | MI | Dispatch-Storage | FuelCost | 0 | [6 empty] | 0.37512 | 0
LCP_Inputs_ON_Diverse_2023_04_03 | 2045 | Hydro Pumped Storage | Storage | Electricity | MI | Dispatch-Storage | VOM | 0 | [6 empty] | 0.37512 | 0
LCP_Inputs_ON_Diverse_2023_04_03 | 2045 | Hydro Pumped Storage | Storage | Electricity | NY | Dispatch-Storage | EmissionsCost | 0 | [6 empty] | 0.37512 | 0
LCP_Inputs_ON_Diverse_2023_04_03 | 2045 | Hydro Pumped Storage | Storage | Electricity | NY | Dispatch-Storage | FuelCost | 0 | [6 empty] | 0.37512 | 0
LCP_Inputs_ON_Diverse_2023_04_03 | 2045 | Hydro Pumped Storage | Storage | Electricity | NY | Dispatch-Storage | VOM | 0 | [6 empty] | 0.37512 | 0
LCP_Inputs_ON_Diverse_2023_04_03 | 2045 | Hydro Pumped Storage | Storage | Electricity | ON | Dispatch-Storage | EmissionsCost | 0 | [6 empty] | 0.37512 | 0
LCP_Inputs_ON_Diverse_2023_04_03 | 2045 | Hydro Pumped Storage | Storage | Electricity | ON | Dispatch-Storage | FuelCost | 0 | [6 empty] | 0.37512 | 0
LCP_Inputs_ON_Diverse_2023_04_03 | 2045 | Hydro Pumped Storage | Storage | Electricity | ON | Dispatch-Storage | VOM | 0 | [6 empty] | 0.37512 | 0
LCP_Inputs_ON_Diverse_2023_04_03 | 2045 | Hydro Pumped Storage | Storage | Electricity | PJ | Dispatch-Storage | EmissionsCost | 0 | [6 empty] | 0.37512 | 0
LCP_Inputs_ON_Diverse_2023_04_03 | 2045 | Hydro Pumped Storage | Storage | Electricity | PJ | Dispatch-Storage | FuelCost | 0 | [6 empty] | 0.37512 | 0
LCP_Inputs_ON_Diverse_2023_04_03 | 2045 | Hydro Pumped Storage | Storage | Electricity | PJ | Dispatch-Storage | VOM | 0 | [6 empty] | 0.37512 | 0
LCP_Inputs_ON_Diverse_2023_04_03 | 2045 | Hydro Pumped Storage | Storage | Electricity | QC | Dispatch-Storage | EmissionsCost | 0 | [6 empty] | 0.37512 | 0
LCP_Inputs_ON_Diverse_2023_04_03 | 2045 | Hydro Pumped Storage | Storage | Electricity | QC | Dispatch-Storage | FuelCost | 0 | [6 empty] | 0.37512 | 0
LCP_Inputs_ON_Diverse_2023_04_03 | 2045 | Hydro Pumped Storage | Storage | Electricity | QC | Dispatch-Storage | VOM | 0 | [6 empty] | 0.37512 | 0
LCP_Inputs_ON_Diverse_2023_04_03 | 2045 | Hydro Pumped Storage | Storage | Electricity | WC | Dispatch-Storage | EmissionsCost | 0 | [6 empty] | 0.37512 | 0
LCP_Inputs_ON_Diverse_2023_04_03 | 2045 | Hydro Pumped Storage | Storage | Electricity | WC | Dispatch-Storage | FuelCost | 0 | [6 empty] | 0.37512 | 0
LCP_Inputs_ON_Diverse_2023_04_03 | 2045 | Hydro Pumped Storage | Storage | Electricity | WC | Dispatch-Storage | VOM | 0 | [6 empty] | 0.37512 | 0
LCP_Inputs_ON_Diverse_2023_04_03 | 2045 | Nuclear | Generation | Electricity | MI | Dispatch-Generation | EmissionsCost | 0 | [6 empty] | 0.37512 | 0
LCP_Inputs_ON_Diverse_2023_04_03 | 2045 | Nuclear | Generation | Electricity | MI | Dispatch-Generation | FuelCost | 0 | [6 empty] | 0.37512 | 0
LCP_Inputs_ON_Diverse_2023_04_03 | 2045 | Nuclear | Generation | Electricity | MI | Dispatch-Generation | VOM | 2762866296.96 | [6 empty] | 0.37512 | 1036397570.3709
LCP_Inputs_ON_Diverse_2023_04_03 | 2045 | Nuclear | Generation | Electricity | NY | Dispatch-Generation | EmissionsCost | 0 | [6 empty] | 0.37512 | 0
LCP_Inputs_ON_Diverse_2023_04_03 | 2045 | Nuclear | Generation | Electricity | NY | Dispatch-Generation | FuelCost | 0 | [6 empty] | 0.37512 | 0
LCP_Inputs_ON_Diverse_2023_04_03 | 2045 | Nuclear | Generation | Electricity | NY | Dispatch-Generation | VOM | 2246155230.144 | [6 empty] | 0.37512 | 842570567.2976
LCP_Inputs_ON_Diverse_2023_04_03 | 2045 | Nuclear | Generation | Electricity | ON | Dispatch-Generation | EmissionsCost | 0 | [6 empty] | 0.37512 | 0
LCP_Inputs_ON_Diverse_2023_04_03 | 2045 | Nuclear | Generation | Electricity | ON | Dispatch-Generation | FuelCost | 0 | [6 empty] | 0.37512 | 0
LCP_Inputs_ON_Diverse_2023_04_03 | 2045 | Nuclear | Generation | Electricity | ON | Dispatch-Generation | VOM | 7823178339.984 | [6 empty] | 0.37512 | 2934605642.3573
LCP_Inputs_ON_Diverse_2023_04_03 | 2045 | Nuclear | Generation | Electricity | PJ | Dispatch-Generation | EmissionsCost | 0 | [6 empty] | 0.37512 | 0
LCP_Inputs_ON_Diverse_2023_04_03 | 2045 | Nuclear | Generation | Electricity | PJ | Dispatch-Generation | FuelCost | 0 | [6 empty] | 0.37512 | 0
LCP_Inputs_ON_Diverse_2023_04_03 | 2045 | Nuclear | Generation | Electricity | PJ | Dispatch-Generation | VOM | 6401347648.6848 | [6 empty] | 0.37512 | 2401253060.0906
LCP_Inputs_ON_Diverse_2023_04_03 | 2045 | Nuclear | Generation | Electricity | QC | Dispatch-Generation | EmissionsCost | 0 | [6 empty] | 0.37512 | 0
LCP_Inputs_ON_Diverse_2023_04_03 | 2045 | Nuclear | Generation | Electricity | QC | Dispatch-Generation | FuelCost | 0 | [6 empty] | 0.37512 | 0
LCP_Inputs_ON_Diverse_2023_04_03 | 2045 | Nuclear | Generation | Electricity | QC | Dispatch-Generation | VOM | 0 | [6 empty] | 0.37512 | 0
LCP_Inputs_ON_Diverse_2023_04_03 | 2045 | Nuclear | Generation | Electricity | WC | Dispatch-Generation | EmissionsCost | 0 | [6 empty] | 0.37512 | 0
LCP_Inputs_ON_Diverse_2023_04_03 | 2045 | Nuclear | Generation | Electricity | WC | Dispatch-Generation | FuelCost | 0 | [6 empty] | 0.37512 | 0
LCP_Inputs_ON_Diverse_2023_04_03 | 2045 | Nuclear | Generation | Electricity | WC | Dispatch-Generation | VOM | 0 | [6 empty] | 0.37512 | 0
LCP_Inputs_ON_Diverse_2023_04_03 | 2045 | Nuclear SMR | Generation | Electricity | MI | Dispatch-Generation | EmissionsCost | 0 | [6 empty] | 0.37512 | 0
LCP_Inputs_ON_Diverse_2023_04_03 | 2045 | Nuclear SMR | Generation | Electricity | MI | Dispatch-Generation | FuelCost | 0 | [6 empty] | 0.37512 | 0
LCP_Inputs_ON_Diverse_2023_04_03 | 2045 | Nuclear SMR | Generation | Electricity | MI | Dispatch-Generation | VOM | 0 | [6 empty] | 0.37512 | 0
LCP_Inputs_ON_Diverse_2023_04_03 | 2045 | Nuclear SMR | Generation | Electricity | NY | Dispatch-Generation | EmissionsCost | 0 | [6 empty] | 0.37512 | 0
LCP_Inputs_ON_Diverse_2023_04_03 | 2045 | Nuclear SMR | Generation | Electricity | NY | Dispatch-Generation | FuelCost | 0 | [6 empty] | 0.37512 | 0
LCP_Inputs_ON_Diverse_2023_04_03 | 2045 | Nuclear SMR | Generation | Electricity | NY | Dispatch-Generation | VOM | 0 | [6 empty] | 0.37512 | 0
LCP_Inputs_ON_Diverse_2023_04_03 | 2045 | Nuclear SMR | Generation | Electricity | ON | Dispatch-Generation | EmissionsCost | 0 | [6 empty] | 0.37512 | 0
LCP_Inputs_ON_Diverse_2023_04_03 | 2045 | Nuclear SMR | Generation | Electricity | ON | Dispatch-Generation | FuelCost | 0 | [6 empty] | 0.37512 | 0
LCP_Inputs_ON_Diverse_2023_04_03 | 2045 | Nuclear SMR | Generation | Electricity | ON | Dispatch-Generation | VOM | 17018020.8 | [6 empty] | 0.37512 | 6383745.5432
LCP_Inputs_ON_Diverse_2023_04_03 | 2045 | Nuclear SMR | Generation | Electricity | PJ | Dispatch-Generation | EmissionsCost | 0 | [6 empty] | 0.37512 | 0
LCP_Inputs_ON_Diverse_2023_04_03 | 2045 | Nuclear SMR | Generation | Electricity | PJ | Dispatch-Generation | FuelCost | 0 | [6 empty] | 0.37512 | 0
LCP_Inputs_ON_Diverse_2023_04_03 | 2045 | Nuclear SMR | Generation | Electricity | PJ | Dispatch-Generation | VOM | 0 | [6 empty] | 0.37512 | 0
LCP_Inputs_ON_Diverse_2023_04_03 | 2045 | Nuclear SMR | Generation | Electricity | QC | Dispatch-Generation | EmissionsCost | 0 | [6 empty] | 0.37512 | 0
LCP_Inputs_ON_Diverse_2023_04_03 | 2045 | Nuclear SMR | Generation | Electricity | QC | Dispatch-Generation | FuelCost | 0 | [6 empty] | 0.37512 | 0
LCP_Inputs_ON_Diverse_2023_04_03 | 2045 | Nuclear SMR | Generation | Electricity | QC | Dispatch-Generation | VOM | 0 | [6 empty] | 0.37512 | 0
LCP_Inputs_ON_Diverse_2023_04_03 | 2045 | Nuclear SMR | Generation | Electricity | WC | Dispatch-Generation | EmissionsCost | 0 | [6 empty] | 0.37512 | 0
LCP_Inputs_ON_Diverse_2023_04_03 | 2045 | Nuclear SMR | Generation | Electricity | WC | Dispatch-Generation | FuelCost | 0 | [6 empty] | 0.37512 | 0
LCP_Inputs_ON_Diverse_2023_04_03 | 2045 | Nuclear SMR | Generation | Electricity | WC | Dispatch-Generation | VOM | 0 | [6 empty] | 0.37512 | 0
LCP_Inputs_ON_Diverse_2023_04_03 | 2045 | O/CCGT - CH4 Existing | Crossload | Electricity | MI | Dispatch-Crossload | EmissionsCost | 0 | [6 empty] | 0.37512 | 0
LCP_Inputs_ON_Diverse_2023_04_03 | 2045 | O/CCGT - CH4 Existing | Crossload | Electricity | MI | Dispatch-Crossload | FuelCost | 0 | [6 empty] | 0.37512 | 0
LCP_Inputs_ON_Diverse_2023_04_03 | 2045 | O/CCGT - CH4 Existing | Crossload | Electricity | MI | Dispatch-Crossload | VOM | 0 | [6 empty] | 0.37512 | 0
LCP_Inputs_ON_Diverse_2023_04_03 | 2045 | O/CCGT - CH4 Existing | Crossload | Electricity | NY | Dispatch-Crossload | EmissionsCost | 0 | [6 empty] | 0.37512 | 0
LCP_Inputs_ON_Diverse_2023_04_03 | 2045 | O/CCGT - CH4 Existing | Crossload | Electricity | NY | Dispatch-Crossload | FuelCost | 0 | [6 empty] | 0.37512 | 0
LCP_Inputs_ON_Diverse_2023_04_03 | 2045 | O/CCGT - CH4 Existing | Crossload | Electricity | NY | Dispatch-Crossload | VOM | 0 | [6 empty] | 0.37512 | 0
LCP_Inputs_ON_Diverse_2023_04_03 | 2045 | O/CCGT - CH4 Existing | Crossload | Electricity | ON | Dispatch-Crossload | EmissionsCost | 3390434.5216 | [6 empty] | 0.37512 | 1271808.956
LCP_Inputs_ON_Diverse_2023_04_03 | 2045 | O/CCGT - CH4 Existing | Crossload | Electricity | ON | Dispatch-Crossload | FuelCost | 0 | [6 empty] | 0.37512 | 0
LCP_Inputs_ON_Diverse_2023_04_03 | 2045 | O/CCGT - CH4 Existing | Crossload | Electricity | ON | Dispatch-Crossload | VOM | 205052.9936 | [6 empty] | 0.37512 | 76918.8233
LCP_Inputs_ON_Diverse_2023_04_03 | 2045 | O/CCGT - CH4 Existing | Crossload | Electricity | PJ | Dispatch-Crossload | EmissionsCost | 0 | [6 empty] | 0.37512 | 0
LCP_Inputs_ON_Diverse_2023_04_03 | 2045 | O/CCGT - CH4 Existing | Crossload | Electricity | PJ | Dispatch-Crossload | FuelCost | 0 | [6 empty] | 0.37512 | 0
LCP_Inputs_ON_Diverse_2023_04_03 | 2045 | O/CCGT - CH4 Existing | Crossload | Electricity | PJ | Dispatch-Crossload | VOM | 0 | [6 empty] | 0.37512 | 0
LCP_Inputs_ON_Diverse_2023_04_03 | 2045 | O/CCGT - CH4 Existing | Crossload | Electricity | QC | Dispatch-Crossload | EmissionsCost | 0 | [6 empty] | 0.37512 | 0
LCP_Inputs_ON_Diverse_2023_04_03 | 2045 | O/CCGT - CH4 Existing | Crossload | Electricity | QC | Dispatch-Crossload | FuelCost | 0 | [6 empty] | 0.37512 | 0
LCP_Inputs_ON_Diverse_2023_04_03 | 2045 | O/CCGT - CH4 Existing | Crossload | Electricity | QC | Dispatch-Crossload | VOM | 0 | [6 empty] | 0.37512 | 0
LCP_Inputs_ON_Diverse_2023_04_03 | 2045 | O/CCGT - CH4 Existing | Crossload | Electricity | WC | Dispatch-Crossload | EmissionsCost | 0 | [6 empty] | 0.37512 | 0
LCP_Inputs_ON_Diverse_2023_04_03 | 2045 | O/CCGT - CH4 Existing | Crossload | Electricity | WC | Dispatch-Crossload | FuelCost | 0 | [6 empty] | 0.37512 | 0
LCP_Inputs_ON_Diverse_2023_04_03 | 2045 | O/CCGT - CH4 Existing | Crossload | Electricity | WC | Dispatch-Crossload | VOM | 0 | [6 empty] | 0.37512 | 0
LCP_Inputs_ON_Diverse_2023_04_03 | 2045 | O/CCGT - CH4 New | Crossload | Electricity | MI | Dispatch-Crossload | EmissionsCost | 0 | [6 empty] | 0.37512 | 0
LCP_Inputs_ON_Diverse_2023_04_03 | 2045 | O/CCGT - CH4 New | Crossload | Electricity | MI | Dispatch-Crossload | FuelCost | 0 | [6 empty] | 0.37512 | 0
LCP_Inputs_ON_Diverse_2023_04_03 | 2045 | O/CCGT - CH4 New | Crossload | Electricity | MI | Dispatch-Crossload | VOM | 0 | [6 empty] | 0.37512 | 0
LCP_Inputs_ON_Diverse_2023_04_03 | 2045 | O/CCGT - CH4 New | Crossload | Electricity | NY | Dispatch-Crossload | EmissionsCost | 0 | [6 empty] | 0.37512 | 0
LCP_Inputs_ON_Diverse_2023_04_03 | 2045 | O/CCGT - CH4 New | Crossload | Electricity | NY | Dispatch-Crossload | FuelCost | 0 | [6 empty] | 0.37512 | 0
LCP_Inputs_ON_Diverse_2023_04_03 | 2045 | O/CCGT - CH4 New | Crossload | Electricity | NY | Dispatch-Crossload | VOM | 0 | [6 empty] | 0.37512 | 0
LCP_Inputs_ON_Diverse_2023_04_03 | 2045 | O/CCGT - CH4 New | Crossload | Electricity | ON | Dispatch-Crossload | EmissionsCost | 1511114.6946 | [6 empty] | 0.37512 | 566844.5121
LCP_Inputs_ON_Diverse_2023_04_03 | 2045 | O/CCGT - CH4 New | Crossload | Electricity | ON | Dispatch-Crossload | FuelCost | 0 | [6 empty] | 0.37512 | 0
LCP_Inputs_ON_Diverse_2023_04_03 | 2045 | O/CCGT - CH4 New | Crossload | Electricity | ON | Dispatch-Crossload | VOM | 91392 | [6 empty] | 0.37512 | 34282.6748
LCP_Inputs_ON_Diverse_2023_04_03 | 2045 | O/CCGT - CH4 New | Crossload | Electricity | PJ | Dispatch-Crossload | EmissionsCost | 0 | [6 empty] | 0.37512 | 0
LCP_Inputs_ON_Diverse_2023_04_03 | 2045 | O/CCGT - CH4 New | Crossload | Electricity | PJ | Dispatch-Crossload | FuelCost | 0 | [6 empty] | 0.37512 | 0
LCP_Inputs_ON_Diverse_2023_04_03 | 2045 | O/CCGT - CH4 New | Crossload | Electricity | PJ | Dispatch-Crossload | VOM | 0 | [6 empty] | 0.37512 | 0
LCP_Inputs_ON_Diverse_2023_04_03 | 2045 | O/CCGT - CH4 New | Crossload | Electricity | QC | Dispatch-Crossload | EmissionsCost | 0 | [6 empty] | 0.37512 | 0
LCP_Inputs_ON_Diverse_2023_04_03 | 2045 | O/CCGT - CH4 New | Crossload | Electricity | QC | Dispatch-Crossload | FuelCost | 0 | [6 empty] | 0.37512 | 0
LCP_Inputs_ON_Diverse_2023_04_03 | 2045 | O/CCGT - CH4 New | Crossload | Electricity | QC | Dispatch-Crossload | VOM | 0 | [6 empty] | 0.37512 | 0
LCP_Inputs_ON_Diverse_2023_04_03 | 2045 | O/CCGT - CH4 New | Crossload | Electricity | WC | Dispatch-Crossload | EmissionsCost | 0 | [6 empty] | 0.37512 | 0
LCP_Inputs_ON_Diverse_2023_04_03 | 2045 | O/CCGT - CH4 New | Crossload | Electricity | WC | Dispatch-Crossload | FuelCost | 0 | [6 empty] | 0.37512 | 0
LCP_Inputs_ON_Diverse_2023_04_03 | 2045 | O/CCGT - CH4 New | Crossload | Electricity | WC | Dispatch-Crossload | VOM | 0 | [6 empty] | 0.37512 | 0
LCP_Inputs_ON_Diverse_2023_04_03 | 2045 | O/CCGT - H2 New | Crossload | Electricity | MI | Dispatch-Crossload | EmissionsCost | 0 | [6 empty] | 0.37512 | 0
LCP_Inputs_ON_Diverse_2023_04_03 | 2045 | O/CCGT - H2 New | Crossload | Electricity | MI | Dispatch-Crossload | FuelCost | 0 | [6 empty] | 0.37512 | 0
LCP_Inputs_ON_Diverse_2023_04_03 | 2045 | O/CCGT - H2 New | Crossload | Electricity | MI | Dispatch-Crossload | VOM | 0 | [6 empty] | 0.37512 | 0
LCP_Inputs_ON_Diverse_2023_04_03 | 2045 | O/CCGT - H2 New | Crossload | Electricity | NY | Dispatch-Crossload | EmissionsCost | 0 | [6 empty] | 0.37512 | 0
LCP_Inputs_ON_Diverse_2023_04_03 | 2045 | O/CCGT - H2 New | Crossload | Electricity | NY | Dispatch-Crossload | FuelCost | 0 | [6 empty] | 0.37512 | 0
LCP_Inputs_ON_Diverse_2023_04_03 | 2045 | O/CCGT - H2 New | Crossload | Electricity | NY | Dispatch-Crossload | VOM | 0 | [6 empty] | 0.37512 | 0
LCP_Inputs_ON_Diverse_2023_04_03 | 2045 | O/CCGT - H2 New | Crossload | Electricity | ON | Dispatch-Crossload | EmissionsCost | 0 | [6 empty] | 0.37512 | 0
LCP_Inputs_ON_Diverse_2023_04_03 | 2045 | O/CCGT - H2 New | Crossload | Electricity | ON | Dispatch-Crossload | FuelCost | 0 | [6 empty] | 0.37512 | 0
LCP_Inputs_ON_Diverse_2023_04_03 | 2045 | O/CCGT - H2 New | Crossload | Electricity | ON | Dispatch-Crossload | VOM | 7909597.6597 | [6 empty] | 0.37512 | 2967022.9812
LCP_Inputs_ON_Diverse_2023_04_03 | 2045 | O/CCGT - H2 New | Crossload | Electricity | PJ | Dispatch-Crossload | EmissionsCost | 0 | [6 empty] | 0.37512 | 0
LCP_Inputs_ON_Diverse_2023_04_03 | 2045 | O/CCGT - H2 New | Crossload | Electricity | PJ | Dispatch-Crossload | FuelCost | 0 | [6 empty] | 0.37512 | 0
LCP_Inputs_ON_Diverse_2023_04_03 | 2045 | O/CCGT - H2 New | Crossload | Electricity | PJ | Dispatch-Crossload | VOM | 0 | [6 empty] | 0.37512 | 0
LCP_Inputs_ON_Diverse_2023_04_03 | 2045 | O/CCGT - H2 New | Crossload | Electricity | QC | Dispatch-Crossload | EmissionsCost | 0 | [6 empty] | 0.37512 | 0
LCP_Inputs_ON_Diverse_2023_04_03 | 2045 | O/CCGT - H2 New | Crossload | Electricity | QC | Dispatch-Crossload | FuelCost | 0 | [6 empty] | 0.37512 | 0
LCP_Inputs_ON_Diverse_2023_04_03 | 2045 | O/CCGT - H2 New | Crossload | Electricity | QC | Dispatch-Crossload | VOM | 0 | [6 empty] | 0.37512 | 0
LCP_Inputs_ON_Diverse_2023_04_03 | 2045 | O/CCGT - H2 New | Crossload | Electricity | WC | Dispatch-Crossload | EmissionsCost | 0 | [6 empty] | 0.37512 | 0
LCP_Inputs_ON_Diverse_2023_04_03 | 2045 | O/CCGT - H2 New | Crossload | Electricity | WC | Dispatch-Crossload | FuelCost | 0 | [6 empty] | 0.37512 | 0
LCP_Inputs_ON_Diverse_2023_04_03 | 2045 | O/CCGT - H2 New | Crossload | Electricity | WC | Dispatch-Crossload | VOM | 0 | [6 empty] | 0.37512 | 0
LCP_Inputs_ON_Diverse_2023_04_03 | 2045 | SMR CCS | Crossload | Hydrogen | MI | Dispatch-Crossload | EmissionsCost | 0 | [6 empty] | 0.37512 | 0
LCP_Inputs_ON_Diverse_2023_04_03 | 2045 | SMR CCS | Crossload | Hydrogen | MI | Dispatch-Crossload | FuelCost | 0 | [6 empty] | 0.37512 | 0
LCP_Inputs_ON_Diverse_2023_04_03 | 2045 | SMR CCS | Crossload | Hydrogen | MI | Dispatch-Crossload | VOM | 0 | [6 empty] | 0.37512 | 0
LCP_Inputs_ON_Diverse_2023_04_03 | 2045 | SMR CCS | Crossload | Hydrogen | NY | Dispatch-Crossload | EmissionsCost | 0 | [6 empty] | 0.37512 | 0
LCP_Inputs_ON_Diverse_2023_04_03 | 2045 | SMR CCS | Crossload | Hydrogen | NY | Dispatch-Crossload | FuelCost | 0 | [6 empty] | 0.37512 | 0
LCP_Inputs_ON_Diverse_2023_04_03 | 2045 | SMR CCS | Crossload | Hydrogen | NY | Dispatch-Crossload | VOM | 0 | [6 empty] | 0.37512 | 0
LCP_Inputs_ON_Diverse_2023_04_03 | 2045 | SMR CCS | Crossload | Hydrogen | ON | Dispatch-Crossload | EmissionsCost | 226893188.4492 | [6 empty] | 0.37512 | 85111447.3043
LCP_Inputs_ON_Diverse_2023_04_03 | 2045 | SMR CCS | Crossload | Hydrogen | ON | Dispatch-Crossload | FuelCost | 0 | [6 empty] | 0.37512 | 0
LCP_Inputs_ON_Diverse_2023_04_03 | 2045 | SMR CCS | Crossload | Hydrogen | ON | Dispatch-Crossload | VOM | 449952760.7082 | [6 empty] | 0.37512 | 168784840.7622
LCP_Inputs_ON_Diverse_2023_04_03 | 2045 | SMR CCS | Crossload | Hydrogen | PJ | Dispatch-Crossload | EmissionsCost | 0 | [6 empty] | 0.37512 | 0
LCP_Inputs_ON_Diverse_2023_04_03 | 2045 | SMR CCS | Crossload | Hydrogen | PJ | Dispatch-Crossload | FuelCost | 0 | [6 empty] | 0.37512 | 0
LCP_Inputs_ON_Diverse_2023_04_03 | 2045 | SMR CCS | Crossload | Hydrogen | PJ | Dispatch-Crossload | VOM | 0 | [6 empty] | 0.37512 | 0
LCP_Inputs_ON_Diverse_2023_04_03 | 2045 | SMR CCS | Crossload | Hydrogen | QC | Dispatch-Crossload | EmissionsCost | 0 | [6 empty] | 0.37512 | 0
LCP_Inputs_ON_Diverse_2023_04_03 | 2045 | SMR CCS | Crossload | Hydrogen | QC | Dispatch-Crossload | FuelCost | 0 | [6 empty] | 0.37512 | 0
LCP_Inputs_ON_Diverse_2023_04_03 | 2045 | SMR CCS | Crossload | Hydrogen | QC | Dispatch-Crossload | VOM | 0 | [6 empty] | 0.37512 | 0
LCP_Inputs_ON_Diverse_2023_04_03 | 2045 | SMR CCS | Crossload | Hydrogen | WC | Dispatch-Crossload | EmissionsCost | 0 | [6 empty] | 0.37512 | 0
LCP_Inputs_ON_Diverse_2023_04_03 | 2045 | SMR CCS | Crossload | Hydrogen | WC | Dispatch-Crossload | FuelCost | 0 | [6 empty] | 0.37512 | 0
LCP_Inputs_ON_Diverse_2023_04_03 | 2045 | SMR CCS | Crossload | Hydrogen | WC | Dispatch-Crossload | VOM | 0 | [6 empty] | 0.37512 | 0
LCP_Inputs_ON_Diverse_2023_04_03 | 2045 | Solar PV | Generation | Electricity | MI | Dispatch-Generation | EmissionsCost | 0 | [6 empty] | 0.37512 | 0
LCP_Inputs_ON_Diverse_2023_04_03 | 2045 | Solar PV | Generation | Electricity | MI | Dispatch-Generation | FuelCost | 0 | [6 empty] | 0.37512 | 0
LCP_Inputs_ON_Diverse_2023_04_03 | 2045 | Solar PV | Generation | Electricity | MI | Dispatch-Generation | VOM | 0 | [6 empty] | 0.37512 | 0
LCP_Inputs_ON_Diverse_2023_04_03 | 2045 | Solar PV | Generation | Electricity | NY | Dispatch-Generation | EmissionsCost | 0 | [6 empty] | 0.37512 | 0
LCP_Inputs_ON_Diverse_2023_04_03 | 2045 | Solar PV | Generation | Electricity | NY | Dispatch-Generation | FuelCost | 0 | [6 empty] | 0.37512 | 0
LCP_Inputs_ON_Diverse_2023_04_03 | 2045 | Solar PV | Generation | Electricity | NY | Dispatch-Generation | VOM | 0 | [6 empty] | 0.37512 | 0
LCP_Inputs_ON_Diverse_2023_04_03 | 2045 | Solar PV | Generation | Electricity | ON | Dispatch-Generation | EmissionsCost | 0 | [6 empty] | 0.37512 | 0
LCP_Inputs_ON_Diverse_2023_04_03 | 2045 | Solar PV | Generation | Electricity | ON | Dispatch-Generation | FuelCost | 0 | [6 empty] | 0.37512 | 0
LCP_Inputs_ON_Diverse_2023_04_03 | 2045 | Solar PV | Generation | Electricity | ON | Dispatch-Generation | VOM | 0 | [6 empty] | 0.37512 | 0
LCP_Inputs_ON_Diverse_2023_04_03 | 2045 | Solar PV | Generation | Electricity | PJ | Dispatch-Generation | EmissionsCost | 0 | [6 empty] | 0.37512 | 0
LCP_Inputs_ON_Diverse_2023_04_03 | 2045 | Solar PV | Generation | Electricity | PJ | Dispatch-Generation | FuelCost | 0 | [6 empty] | 0.37512 | 0
LCP_Inputs_ON_Diverse_2023_04_03 | 2045 | Solar PV | Generation | Electricity | PJ | Dispatch-Generation | VOM | 0 | [6 empty] | 0.37512 | 0
LCP_Inputs_ON_Diverse_2023_04_03 | 2045 | Solar PV | Generation | Electricity | QC | Dispatch-Generation | EmissionsCost | 0 | [6 empty] | 0.37512 | 0
LCP_Inputs_ON_Diverse_2023_04_03 | 2045 | Solar PV | Generation | Electricity | QC | Dispatch-Generation | FuelCost | 0 | [6 empty] | 0.37512 | 0
LCP_Inputs_ON_Diverse_2023_04_03 | 2045 | Solar PV | Generation | Electricity | QC | Dispatch-Generation | VOM | 0 | [6 empty] | 0.37512 | 0
LCP_Inputs_ON_Diverse_2023_04_03 | 2045 | Solar PV | Generation | Electricity | WC | Dispatch-Generation | EmissionsCost | 0 | [6 empty] | 0.37512 | 0
LCP_Inputs_ON_Diverse_2023_04_03 | 2045 | Solar PV | Generation | Electricity | WC | Dispatch-Generation | FuelCost | 0 | [6 empty] | 0.37512 | 0
LCP_Inputs_ON_Diverse_2023_04_03 | 2045 | Solar PV | Generation | Electricity | WC | Dispatch-Generation | VOM | 0 | [6 empty] | 0.37512 | 0
LCP_Inputs_ON_Diverse_2023_04_03 | 2045 | Wind Offshore | Generation | Electricity | MI | Dispatch-Generation | EmissionsCost | 0 | [6 empty] | 0.37512 | 0
LCP_Inputs_ON_Diverse_2023_04_03 | 2045 | Wind Offshore | Generation | Electricity | MI | Dispatch-Generation | FuelCost | 0 | [6 empty] | 0.37512 | 0
LCP_Inputs_ON_Diverse_2023_04_03 | 2045 | Wind Offshore | Generation | Electricity | MI | Dispatch-Generation | VOM | 0 | [6 empty] | 0.37512 | 0
LCP_Inputs_ON_Diverse_2023_04_03 | 2045 | Wind Offshore | Generation | Electricity | NY | Dispatch-Generation | EmissionsCost | 0 | [6 empty] | 0.37512 | 0
LCP_Inputs_ON_Diverse_2023_04_03 | 2045 | Wind Offshore | Generation | Electricity | NY | Dispatch-Generation | FuelCost | 0 | [6 empty] | 0.37512 | 0
LCP_Inputs_ON_Diverse_2023_04_03 | 2045 | Wind Offshore | Generation | Electricity | NY | Dispatch-Generation | VOM | 0 | [6 empty] | 0.37512 | 0
LCP_Inputs_ON_Diverse_2023_04_03 | 2045 | Wind Offshore | Generation | Electricity | ON | Dispatch-Generation | EmissionsCost | 0 | [6 empty] | 0.37512 | 0
LCP_Inputs_ON_Diverse_2023_04_03 | 2045 | Wind Offshore | Generation | Electricity | ON | Dispatch-Generation | FuelCost | 0 | [6 empty] | 0.37512 | 0
LCP_Inputs_ON_Diverse_2023_04_03 | 2045 | Wind Offshore | Generation | Electricity | ON | Dispatch-Generation | VOM | 0 | [6 empty] | 0.37512 | 0
LCP_Inputs_ON_Diverse_2023_04_03 | 2045 | Wind Offshore | Generation | Electricity | PJ | Dispatch-Generation | EmissionsCost | 0 | [6 empty] | 0.37512 | 0
LCP_Inputs_ON_Diverse_2023_04_03 | 2045 | Wind Offshore | Generation | Electricity | PJ | Dispatch-Generation | FuelCost | 0 | [6 empty] | 0.37512 | 0
LCP_Inputs_ON_Diverse_2023_04_03 | 2045 | Wind Offshore | Generation | Electricity | PJ | Dispatch-Generation | VOM | 0 | [6 empty] | 0.37512 | 0
LCP_Inputs_ON_Diverse_2023_04_03 | 2045 | Wind Offshore | Generation | Electricity | QC | Dispatch-Generation | EmissionsCost | 0 | [6 empty] | 0.37512 | 0
LCP_Inputs_ON_Diverse_2023_04_03 | 2045 | Wind Offshore | Generation | Electricity | QC | Dispatch-Generation | FuelCost | 0 | [6 empty] | 0.37512 | 0
LCP_Inputs_ON_Diverse_2023_04_03 | 2045 | Wind Offshore | Generation | Electricity | QC | Dispatch-Generation | VOM | 0 | [6 empty] | 0.37512 | 0
LCP_Inputs_ON_Diverse_2023_04_03 | 2045 | Wind Offshore | Generation | Electricity | WC | Dispatch-Generation | EmissionsCost | 0 | [6 empty] | 0.37512 | 0
LCP_Inputs_ON_Diverse_2023_04_03 | 2045 | Wind Offshore | Generation | Electricity | WC | Dispatch-Generation | FuelCost | 0 | [6 empty] | 0.37512 | 0
LCP_Inputs_ON_Diverse_2023_04_03 | 2045 | Wind Offshore | Generation | Electricity | WC | Dispatch-Generation | VOM | 0 | [6 empty] | 0.37512 | 0
LCP_Inputs_ON_Diverse_2023_04_03 | 2045 | Wind Onshore | Generation | Electricity | MI | Dispatch-Generation | EmissionsCost | 0 | [6 empty] | 0.37512 | 0
LCP_Inputs_ON_Diverse_2023_04_03 | 2045 | Wind Onshore | Generation | Electricity | MI | Dispatch-Generation | FuelCost | 0 | [6 empty] | 0.37512 | 0
LCP_Inputs_ON_Diverse_2023_04_03 | 2045 | Wind Onshore | Generation | Electricity | MI | Dispatch-Generation | VOM | 0 | [6 empty] | 0.37512 | 0
LCP_Inputs_ON_Diverse_2023_04_03 | 2045 | Wind Onshore | Generation | Electricity | NY | Dispatch-Generation | EmissionsCost | 0 | [6 empty] | 0.37512 | 0
LCP_Inputs_ON_Diverse_2023_04_03 | 2045 | Wind Onshore | Generation | Electricity | NY | Dispatch-Generation | FuelCost | 0 | [6 empty] | 0.37512 | 0
LCP_Inputs_ON_Diverse_2023_04_03 | 2045 | Wind Onshore | Generation | Electricity | NY | Dispatch-Generation | VOM | 0 | [6 empty] | 0.37512 | 0
LCP_Inputs_ON_Diverse_2023_04_03 | 2045 | Wind Onshore | Generation | Electricity | ON | Dispatch-Generation | EmissionsCost | 0 | [6 empty] | 0.37512 | 0
LCP_Inputs_ON_Diverse_2023_04_03 | 2045 | Wind Onshore | Generation | Electricity | ON | Dispatch-Generation | FuelCost | 0 | [6 empty] | 0.37512 | 0
LCP_Inputs_ON_Diverse_2023_04_03 | 2045 | Wind Onshore | Generation | Electricity | ON | Dispatch-Generation | VOM | 0 | [6 empty] | 0.37512 | 0
LCP_Inputs_ON_Diverse_2023_04_03 | 2045 | Wind Onshore | Generation | Electricity | PJ | Dispatch-Generation | EmissionsCost | 0 | [6 empty] | 0.37512 | 0
LCP_Inputs_ON_Diverse_2023_04_03 | 2045 | Wind Onshore | Generation | Electricity | PJ | Dispatch-Generation | FuelCost | 0 | [6 empty] | 0.37512 | 0
LCP_Inputs_ON_Diverse_2023_04_03 | 2045 | Wind Onshore | Generation | Electricity | PJ | Dispatch-Generation | VOM | 0 | [6 empty] | 0.37512 | 0
LCP_Inputs_ON_Diverse_2023_04_03 | 2045 | Wind Onshore | Generation | Electricity | QC | Dispatch-Generation | EmissionsCost | 0 | [6 empty] | 0.37512 | 0
LCP_Inputs_ON_Diverse_2023_04_03 | 2045 | Wind Onshore | Generation | Electricity | QC | Dispatch-Generation | FuelCost | 0 | [6 empty] | 0.37512 | 0
LCP_Inputs_ON_Diverse_2023_04_03 | 2045 | Wind Onshore | Generation | Electricity | QC | Dispatch-Generation | VOM | 0 | [6 empty] | 0.37512 | 0
LCP_Inputs_ON_Diverse_2023_04_03 | 2045 | Wind Onshore | Generation | Electricity | WC | Dispatch-Generation | EmissionsCost | 0 | [6 empty] | 0.37512 | 0
LCP_Inputs_ON_Diverse_2023_04_03 | 2045 | Wind Onshore | Generation | Electricity | WC | Dispatch-Generation | FuelCost | 0 | [6 empty] | 0.37512 | 0
LCP_Inputs_ON_Diverse_2023_04_03 | 2045 | Wind Onshore | Generation | Electricity | WC | Dispatch-Generation | VOM | 0 | [6 empty] | 0.37512 | 0
LCP_Inputs_ON_Diverse_2023_04_03 | 2046 | Anaerobic Digestion | Generation | Methane | MI | Dispatch-Generation | EmissionsCost | 0 | [6 empty] | 0.36069 | 0
LCP_Inputs_ON_Diverse_2023_04_03 | 2046 | Anaerobic Digestion | Generation | Methane | MI | Dispatch-Generation | FuelCost | 0 | [6 empty] | 0.36069 | 0
LCP_Inputs_ON_Diverse_2023_04_03 | 2046 | Anaerobic Digestion | Generation | Methane | MI | Dispatch-Generation | VOM | 0 | [6 empty] | 0.36069 | 0
LCP_Inputs_ON_Diverse_2023_04_03 | 2046 | Anaerobic Digestion | Generation | Methane | NY | Dispatch-Generation | EmissionsCost | 0 | [6 empty] | 0.36069 | 0
LCP_Inputs_ON_Diverse_2023_04_03 | 2046 | Anaerobic Digestion | Generation | Methane | NY | Dispatch-Generation | FuelCost | 0 | [6 empty] | 0.36069 | 0
LCP_Inputs_ON_Diverse_2023_04_03 | 2046 | Anaerobic Digestion | Generation | Methane | NY | Dispatch-Generation | VOM | 0 | [6 empty] | 0.36069 | 0
LCP_Inputs_ON_Diverse_2023_04_03 | 2046 | Anaerobic Digestion | Generation | Methane | ON | Dispatch-Generation | EmissionsCost | 3867281.1607 | [6 empty] | 0.36069 | 1394886.6754
LCP_Inputs_ON_Diverse_2023_04_03 | 2046 | Anaerobic Digestion | Generation | Methane | ON | Dispatch-Generation | FuelCost | 0 | [6 empty] | 0.36069 | 0
LCP_Inputs_ON_Diverse_2023_04_03 | 2046 | Anaerobic Digestion | Generation | Methane | ON | Dispatch-Generation | VOM | 1742440000 | [6 empty] | 0.36069 | 628479347.0379
LCP_Inputs_ON_Diverse_2023_04_03 | 2046 | Anaerobic Digestion | Generation | Methane | PJ | Dispatch-Generation | EmissionsCost | 0 | [6 empty] | 0.36069 | 0
LCP_Inputs_ON_Diverse_2023_04_03 | 2046 | Anaerobic Digestion | Generation | Methane | PJ | Dispatch-Generation | FuelCost | 0 | [6 empty] | 0.36069 | 0
LCP_Inputs_ON_Diverse_2023_04_03 | 2046 | Anaerobic Digestion | Generation | Methane | PJ | Dispatch-Generation | VOM | 0 | [6 empty] | 0.36069 | 0
LCP_Inputs_ON_Diverse_2023_04_03 | 2046 | Anaerobic Digestion | Generation | Methane | QC | Dispatch-Generation | EmissionsCost | 0 | [6 empty] | 0.36069 | 0
LCP_Inputs_ON_Diverse_2023_04_03 | 2046 | Anaerobic Digestion | Generation | Methane | QC | Dispatch-Generation | FuelCost | 0 | [6 empty] | 0.36069 | 0
LCP_Inputs_ON_Diverse_2023_04_03 | 2046 | Anaerobic Digestion | Generation | Methane | QC | Dispatch-Generation | VOM | 0 | [6 empty] | 0.36069 | 0
LCP_Inputs_ON_Diverse_2023_04_03 | 2046 | Anaerobic Digestion | Generation | Methane | WC | Dispatch-Generation | EmissionsCost | 0 | [6 empty] | 0.36069 | 0
LCP_Inputs_ON_Diverse_2023_04_03 | 2046 | Anaerobic Digestion | Generation | Methane | WC | Dispatch-Generation | FuelCost | 0 | [6 empty] | 0.36069 | 0
LCP_Inputs_ON_Diverse_2023_04_03 | 2046 | Anaerobic Digestion | Generation | Methane | WC | Dispatch-Generation | VOM | 0 | [6 empty] | 0.36069 | 0
LCP_Inputs_ON_Diverse_2023_04_03 | 2046 | Battery Storage | Storage | Electricity | MI | Dispatch-Storage | EmissionsCost | 0 | [6 empty] | 0.36069 | 0
LCP_Inputs_ON_Diverse_2023_04_03 | 2046 | Battery Storage | Storage | Electricity | MI | Dispatch-Storage | FuelCost | 0 | [6 empty] | 0.36069 | 0
LCP_Inputs_ON_Diverse_2023_04_03 | 2046 | Battery Storage | Storage | Electricity | MI | Dispatch-Storage | VOM | 0 | [6 empty] | 0.36069 | 0
LCP_Inputs_ON_Diverse_2023_04_03 | 2046 | Battery Storage | Storage | Electricity | NY | Dispatch-Storage | EmissionsCost | 0 | [6 empty] | 0.36069 | 0
LCP_Inputs_ON_Diverse_2023_04_03 | 2046 | Battery Storage | Storage | Electricity | NY | Dispatch-Storage | FuelCost | 0 | [6 empty] | 0.36069 | 0
LCP_Inputs_ON_Diverse_2023_04_03 | 2046 | Battery Storage | Storage | Electricity | NY | Dispatch-Storage | VOM | 0 | [6 empty] | 0.36069 | 0
LCP_Inputs_ON_Diverse_2023_04_03 | 2046 | Battery Storage | Storage | Electricity | ON | Dispatch-Storage | EmissionsCost | 0 | [6 empty] | 0.36069 | 0
LCP_Inputs_ON_Diverse_2023_04_03 | 2046 | Battery Storage | Storage | Electricity | ON | Dispatch-Storage | FuelCost | 0 | [6 empty] | 0.36069 | 0
LCP_Inputs_ON_Diverse_2023_04_03 | 2046 | Battery Storage | Storage | Electricity | ON | Dispatch-Storage | VOM | 0 | [6 empty] | 0.36069 | 0
LCP_Inputs_ON_Diverse_2023_04_03 | 2046 | Battery Storage | Storage | Electricity | PJ | Dispatch-Storage | EmissionsCost | 0 | [6 empty] | 0.36069 | 0
LCP_Inputs_ON_Diverse_2023_04_03 | 2046 | Battery Storage | Storage | Electricity | PJ | Dispatch-Storage | FuelCost | 0 | [6 empty] | 0.36069 | 0
LCP_Inputs_ON_Diverse_2023_04_03 | 2046 | Battery Storage | Storage | Electricity | PJ | Dispatch-Storage | VOM | 0 | [6 empty] | 0.36069 | 0
LCP_Inputs_ON_Diverse_2023_04_03 | 2046 | Battery Storage | Storage | Electricity | QC | Dispatch-Storage | EmissionsCost | 0 | [6 empty] | 0.36069 | 0
LCP_Inputs_ON_Diverse_2023_04_03 | 2046 | Battery Storage | Storage | Electricity | QC | Dispatch-Storage | FuelCost | 0 | [6 empty] | 0.36069 | 0
LCP_Inputs_ON_Diverse_2023_04_03 | 2046 | Battery Storage | Storage | Electricity | QC | Dispatch-Storage | VOM | 0 | [6 empty] | 0.36069 | 0
LCP_Inputs_ON_Diverse_2023_04_03 | 2046 | Battery Storage | Storage | Electricity | WC | Dispatch-Storage | EmissionsCost | 0 | [6 empty] | 0.36069 | 0
LCP_Inputs_ON_Diverse_2023_04_03 | 2046 | Battery Storage | Storage | Electricity | WC | Dispatch-Storage | FuelCost | 0 | [6 empty] | 0.36069 | 0
LCP_Inputs_ON_Diverse_2023_04_03 | 2046 | Battery Storage | Storage | Electricity | WC | Dispatch-Storage | VOM | 0 | [6 empty] | 0.36069 | 0
LCP_Inputs_ON_Diverse_2023_04_03 | 2046 | Biomass | Generation | Electricity | MI | Dispatch-Generation | EmissionsCost | 0 | [6 empty] | 0.36069 | 0
LCP_Inputs_ON_Diverse_2023_04_03 | 2046 | Biomass | Generation | Electricity | MI | Dispatch-Generation | FuelCost | 0 | [6 empty] | 0.36069 | 0
LCP_Inputs_ON_Diverse_2023_04_03 | 2046 | Biomass | Generation | Electricity | MI | Dispatch-Generation | VOM | 0 | [6 empty] | 0.36069 | 0
LCP_Inputs_ON_Diverse_2023_04_03 | 2046 | Biomass | Generation | Electricity | NY | Dispatch-Generation | EmissionsCost | 0 | [6 empty] | 0.36069 | 0
LCP_Inputs_ON_Diverse_2023_04_03 | 2046 | Biomass | Generation | Electricity | NY | Dispatch-Generation | FuelCost | 0 | [6 empty] | 0.36069 | 0
LCP_Inputs_ON_Diverse_2023_04_03 | 2046 | Biomass | Generation | Electricity | NY | Dispatch-Generation | VOM | 0 | [6 empty] | 0.36069 | 0
LCP_Inputs_ON_Diverse_2023_04_03 | 2046 | Biomass | Generation | Electricity | ON | Dispatch-Generation | EmissionsCost | 0 | [6 empty] | 0.36069 | 0
LCP_Inputs_ON_Diverse_2023_04_03 | 2046 | Biomass | Generation | Electricity | ON | Dispatch-Generation | FuelCost | 2449112.7273 | [6 empty] | 0.36069 | 883368.591
LCP_Inputs_ON_Diverse_2023_04_03 | 2046 | Biomass | Generation | Electricity | ON | Dispatch-Generation | VOM | 31430.28 | [6 empty] | 0.36069 | 11336.5636
LCP_Inputs_ON_Diverse_2023_04_03 | 2046 | Biomass | Generation | Electricity | PJ | Dispatch-Generation | EmissionsCost | 0 | [6 empty] | 0.36069 | 0
LCP_Inputs_ON_Diverse_2023_04_03 | 2046 | Biomass | Generation | Electricity | PJ | Dispatch-Generation | FuelCost | 0 | [6 empty] | 0.36069 | 0
LCP_Inputs_ON_Diverse_2023_04_03 | 2046 | Biomass | Generation | Electricity | PJ | Dispatch-Generation | VOM | 0 | [6 empty] | 0.36069 | 0
LCP_Inputs_ON_Diverse_2023_04_03 | 2046 | Biomass | Generation | Electricity | QC | Dispatch-Generation | EmissionsCost | 0 | [6 empty] | 0.36069 | 0
LCP_Inputs_ON_Diverse_2023_04_03 | 2046 | Biomass | Generation | Electricity | QC | Dispatch-Generation | FuelCost | 128334.5455 | [6 empty] | 0.36069 | 46288.8888
LCP_Inputs_ON_Diverse_2023_04_03 | 2046 | Biomass | Generation | Electricity | QC | Dispatch-Generation | VOM | 1646.96 | [6 empty] | 0.36069 | 594.0407
LCP_Inputs_ON_Diverse_2023_04_03 | 2046 | Biomass | Generation | Electricity | WC | Dispatch-Generation | EmissionsCost | 0 | [6 empty] | 0.36069 | 0
LCP_Inputs_ON_Diverse_2023_04_03 | 2046 | Biomass | Generation | Electricity | WC | Dispatch-Generation | FuelCost | 0 | [6 empty] | 0.36069 | 0
LCP_Inputs_ON_Diverse_2023_04_03 | 2046 | Biomass | Generation | Electricity | WC | Dispatch-Generation | VOM | 0 | [6 empty] | 0.36069 | 0
LCP_Inputs_ON_Diverse_2023_04_03 | 2046 | Biomass + CCS | Generation | Electricity | MI | Dispatch-Generation | EmissionsCost | 0 | [6 empty] | 0.36069 | 0
LCP_Inputs_ON_Diverse_2023_04_03 | 2046 | Biomass + CCS | Generation | Electricity | MI | Dispatch-Generation | FuelCost | 0 | [6 empty] | 0.36069 | 0
LCP_Inputs_ON_Diverse_2023_04_03 | 2046 | Biomass + CCS | Generation | Electricity | MI | Dispatch-Generation | VOM | 0 | [6 empty] | 0.36069 | 0
LCP_Inputs_ON_Diverse_2023_04_03 | 2046 | Biomass + CCS | Generation | Electricity | NY | Dispatch-Generation | EmissionsCost | 0 | [6 empty] | 0.36069 | 0
LCP_Inputs_ON_Diverse_2023_04_03 | 2046 | Biomass + CCS | Generation | Electricity | NY | Dispatch-Generation | FuelCost | 0 | [6 empty] | 0.36069 | 0
LCP_Inputs_ON_Diverse_2023_04_03 | 2046 | Biomass + CCS | Generation | Electricity | NY | Dispatch-Generation | VOM | 0 | [6 empty] | 0.36069 | 0
LCP_Inputs_ON_Diverse_2023_04_03 | 2046 | Biomass + CCS | Generation | Electricity | ON | Dispatch-Generation | EmissionsCost | 0 | [6 empty] | 0.36069 | 0
LCP_Inputs_ON_Diverse_2023_04_03 | 2046 | Biomass + CCS | Generation | Electricity | ON | Dispatch-Generation | FuelCost | 0 | [6 empty] | 0.36069 | 0
LCP_Inputs_ON_Diverse_2023_04_03 | 2046 | Biomass + CCS | Generation | Electricity | ON | Dispatch-Generation | VOM | 0 | [6 empty] | 0.36069 | 0
LCP_Inputs_ON_Diverse_2023_04_03 | 2046 | Biomass + CCS | Generation | Electricity | PJ | Dispatch-Generation | EmissionsCost | 0 | [6 empty] | 0.36069 | 0
LCP_Inputs_ON_Diverse_2023_04_03 | 2046 | Biomass + CCS | Generation | Electricity | PJ | Dispatch-Generation | FuelCost | 0 | [6 empty] | 0.36069 | 0
LCP_Inputs_ON_Diverse_2023_04_03 | 2046 | Biomass + CCS | Generation | Electricity | PJ | Dispatch-Generation | VOM | 0 | [6 empty] | 0.36069 | 0
LCP_Inputs_ON_Diverse_2023_04_03 | 2046 | Biomass + CCS | Generation | Electricity | QC | Dispatch-Generation | EmissionsCost | 0 | [6 empty] | 0.36069 | 0
LCP_Inputs_ON_Diverse_2023_04_03 | 2046 | Biomass + CCS | Generation | Electricity | QC | Dispatch-Generation | FuelCost | 0 | [6 empty] | 0.36069 | 0
LCP_Inputs_ON_Diverse_2023_04_03 | 2046 | Biomass + CCS | Generation | Electricity | QC | Dispatch-Generation | VOM | 0 | [6 empty] | 0.36069 | 0
LCP_Inputs_ON_Diverse_2023_04_03 | 2046 | Biomass + CCS | Generation | Electricity | WC | Dispatch-Generation | EmissionsCost | 0 | [6 empty] | 0.36069 | 0
LCP_Inputs_ON_Diverse_2023_04_03 | 2046 | Biomass + CCS | Generation | Electricity | WC | Dispatch-Generation | FuelCost | 0 | [6 empty] | 0.36069 | 0
LCP_Inputs_ON_Diverse_2023_04_03 | 2046 | Biomass + CCS | Generation | Electricity | WC | Dispatch-Generation | VOM | 0 | [6 empty] | 0.36069 | 0
LCP_Inputs_ON_Diverse_2023_04_03 | 2046 | CH4 + CCS | Generation | Methane | MI | Dispatch-Generation | EmissionsCost | 0 | [6 empty] | 0.36069 | 0
LCP_Inputs_ON_Diverse_2023_04_03 | 2046 | CH4 + CCS | Generation | Methane | MI | Dispatch-Generation | FuelCost | 0 | [6 empty] | 0.36069 | 0
LCP_Inputs_ON_Diverse_2023_04_03 | 2046 | CH4 + CCS | Generation | Methane | MI | Dispatch-Generation | VOM | 0 | [6 empty] | 0.36069 | 0
LCP_Inputs_ON_Diverse_2023_04_03 | 2046 | CH4 + CCS | Generation | Methane | NY | Dispatch-Generation | EmissionsCost | 0 | [6 empty] | 0.36069 | 0
LCP_Inputs_ON_Diverse_2023_04_03 | 2046 | CH4 + CCS | Generation | Methane | NY | Dispatch-Generation | FuelCost | 0 | [6 empty] | 0.36069 | 0
LCP_Inputs_ON_Diverse_2023_04_03 | 2046 | CH4 + CCS | Generation | Methane | NY | Dispatch-Generation | VOM | 0 | [6 empty] | 0.36069 | 0
LCP_Inputs_ON_Diverse_2023_04_03 | 2046 | CH4 + CCS | Generation | Methane | ON | Dispatch-Generation | EmissionsCost | 88472420.6398 | [6 empty] | 0.36069 | 31911049.5366
LCP_Inputs_ON_Diverse_2023_04_03 | 2046 | CH4 + CCS | Generation | Methane | ON | Dispatch-Generation | FuelCost | 483825119.2369 | [6 empty] | 0.36069 | 174510511.133
LCP_Inputs_ON_Diverse_2023_04_03 | 2046 | CH4 + CCS | Generation | Methane | ON | Dispatch-Generation | VOM | 46000331.6667 | [6 empty] | 0.36069 | 16591824.3437
LCP_Inputs_ON_Diverse_2023_04_03 | 2046 | CH4 + CCS | Generation | Methane | PJ | Dispatch-Generation | EmissionsCost | 0 | [6 empty] | 0.36069 | 0
LCP_Inputs_ON_Diverse_2023_04_03 | 2046 | CH4 + CCS | Generation | Methane | PJ | Dispatch-Generation | FuelCost | 0 | [6 empty] | 0.36069 | 0
LCP_Inputs_ON_Diverse_2023_04_03 | 2046 | CH4 + CCS | Generation | Methane | PJ | Dispatch-Generation | VOM | 0 | [6 empty] | 0.36069 | 0
LCP_Inputs_ON_Diverse_2023_04_03 | 2046 | CH4 + CCS | Generation | Methane | QC | Dispatch-Generation | EmissionsCost | 0 | [6 empty] | 0.36069 | 0
LCP_Inputs_ON_Diverse_2023_04_03 | 2046 | CH4 + CCS | Generation | Methane | QC | Dispatch-Generation | FuelCost | 0 | [6 empty] | 0.36069 | 0
LCP_Inputs_ON_Diverse_2023_04_03 | 2046 | CH4 + CCS | Generation | Methane | QC | Dispatch-Generation | VOM | 0 | [6 empty] | 0.36069 | 0
LCP_Inputs_ON_Diverse_2023_04_03 | 2046 | CH4 + CCS | Generation | Methane | WC | Dispatch-Generation | EmissionsCost | 0 | [6 empty] | 0.36069 | 0
LCP_Inputs_ON_Diverse_2023_04_03 | 2046 | CH4 + CCS | Generation | Methane | WC | Dispatch-Generation | FuelCost | 0 | [6 empty] | 0.36069 | 0
LCP_Inputs_ON_Diverse_2023_04_03 | 2046 | CH4 + CCS | Generation | Methane | WC | Dispatch-Generation | VOM | 0 | [6 empty] | 0.36069 | 0
LCP_Inputs_ON_Diverse_2023_04_03 | 2046 | CH4 Import - NY 2020 | Import | Methane | MI | Dispatch-Import | EmissionsCost | 0 | [6 empty] | 0.36069 | 0
LCP_Inputs_ON_Diverse_2023_04_03 | 2046 | CH4 Import - NY 2020 | Import | Methane | MI | Dispatch-Import | FuelCost | 0 | [6 empty] | 0.36069 | 0
LCP_Inputs_ON_Diverse_2023_04_03 | 2046 | CH4 Import - NY 2020 | Import | Methane | MI | Dispatch-Import | VOM | 0 | [6 empty] | 0.36069 | 0
LCP_Inputs_ON_Diverse_2023_04_03 | 2046 | CH4 Import - NY 2020 | Import | Methane | NY | Dispatch-Import | EmissionsCost | 0 | [6 empty] | 0.36069 | 0
LCP_Inputs_ON_Diverse_2023_04_03 | 2046 | CH4 Import - NY 2020 | Import | Methane | NY | Dispatch-Import | FuelCost | 0 | [6 empty] | 0.36069 | 0
LCP_Inputs_ON_Diverse_2023_04_03 | 2046 | CH4 Import - NY 2020 | Import | Methane | NY | Dispatch-Import | VOM | 0 | [6 empty] | 0.36069 | 0
LCP_Inputs_ON_Diverse_2023_04_03 | 2046 | CH4 Import - NY 2020 | Import | Methane | ON | Dispatch-Import | EmissionsCost | 0 | [6 empty] | 0.36069 | 0
LCP_Inputs_ON_Diverse_2023_04_03 | 2046 | CH4 Import - NY 2020 | Import | Methane | ON | Dispatch-Import | FuelCost | 0 | [6 empty] | 0.36069 | 0
LCP_Inputs_ON_Diverse_2023_04_03 | 2046 | CH4 Import - NY 2020 | Import | Methane | ON | Dispatch-Import | VOM | 0 | [6 empty] | 0.36069 | 0
LCP_Inputs_ON_Diverse_2023_04_03 | 2046 | CH4 Import - NY 2020 | Import | Methane | PJ | Dispatch-Import | EmissionsCost | 0 | [6 empty] | 0.36069 | 0
LCP_Inputs_ON_Diverse_2023_04_03 | 2046 | CH4 Import - NY 2020 | Import | Methane | PJ | Dispatch-Import | FuelCost | 0 | [6 empty] | 0.36069 | 0
LCP_Inputs_ON_Diverse_2023_04_03 | 2046 | CH4 Import - NY 2020 | Import | Methane | PJ | Dispatch-Import | VOM | 0 | [6 empty] | 0.36069 | 0
LCP_Inputs_ON_Diverse_2023_04_03 | 2046 | CH4 Import - NY 2020 | Import | Methane | QC | Dispatch-Import | EmissionsCost | 0 | [6 empty] | 0.36069 | 0
LCP_Inputs_ON_Diverse_2023_04_03 | 2046 | CH4 Import - NY 2020 | Import | Methane | QC | Dispatch-Import | FuelCost | 0 | [6 empty] | 0.36069 | 0
LCP_Inputs_ON_Diverse_2023_04_03 | 2046 | CH4 Import - NY 2020 | Import | Methane | QC | Dispatch-Import | VOM | 0 | [6 empty] | 0.36069 | 0
LCP_Inputs_ON_Diverse_2023_04_03 | 2046 | CH4 Import - NY 2020 | Import | Methane | WC | Dispatch-Import | EmissionsCost | 0 | [6 empty] | 0.36069 | 0
LCP_Inputs_ON_Diverse_2023_04_03 | 2046 | CH4 Import - NY 2020 | Import | Methane | WC | Dispatch-Import | FuelCost | 0 | [6 empty] | 0.36069 | 0
LCP_Inputs_ON_Diverse_2023_04_03 | 2046 | CH4 Import - NY 2020 | Import | Methane | WC | Dispatch-Import | VOM | 0 | [6 empty] | 0.36069 | 0
LCP_Inputs_ON_Diverse_2023_04_03 | 2046 | CH4 Import - NY 2030 | Import | Methane | MI | Dispatch-Import | EmissionsCost | 0 | [6 empty] | 0.36069 | 0
LCP_Inputs_ON_Diverse_2023_04_03 | 2046 | CH4 Import - NY 2030 | Import | Methane | MI | Dispatch-Import | FuelCost | 0 | [6 empty] | 0.36069 | 0
LCP_Inputs_ON_Diverse_2023_04_03 | 2046 | CH4 Import - NY 2030 | Import | Methane | MI | Dispatch-Import | VOM | 0 | [6 empty] | 0.36069 | 0
LCP_Inputs_ON_Diverse_2023_04_03 | 2046 | CH4 Import - NY 2030 | Import | Methane | NY | Dispatch-Import | EmissionsCost | 0 | [6 empty] | 0.36069 | 0
LCP_Inputs_ON_Diverse_2023_04_03 | 2046 | CH4 Import - NY 2030 | Import | Methane | NY | Dispatch-Import | FuelCost | 0 | [6 empty] | 0.36069 | 0
LCP_Inputs_ON_Diverse_2023_04_03 | 2046 | CH4 Import - NY 2030 | Import | Methane | NY | Dispatch-Import | VOM | 0 | [6 empty] | 0.36069 | 0
LCP_Inputs_ON_Diverse_2023_04_03 | 2046 | CH4 Import - NY 2030 | Import | Methane | ON | Dispatch-Import | EmissionsCost | 0 | [6 empty] | 0.36069 | 0
LCP_Inputs_ON_Diverse_2023_04_03 | 2046 | CH4 Import - NY 2030 | Import | Methane | ON | Dispatch-Import | FuelCost | 0 | [6 empty] | 0.36069 | 0
LCP_Inputs_ON_Diverse_2023_04_03 | 2046 | CH4 Import - NY 2030 | Import | Methane | ON | Dispatch-Import | VOM | 0 | [6 empty] | 0.36069 | 0
LCP_Inputs_ON_Diverse_2023_04_03 | 2046 | CH4 Import - NY 2030 | Import | Methane | PJ | Dispatch-Import | EmissionsCost | 0 | [6 empty] | 0.36069 | 0
LCP_Inputs_ON_Diverse_2023_04_03 | 2046 | CH4 Import - NY 2030 | Import | Methane | PJ | Dispatch-Import | FuelCost | 0 | [6 empty] | 0.36069 | 0
LCP_Inputs_ON_Diverse_2023_04_03 | 2046 | CH4 Import - NY 2030 | Import | Methane | PJ | Dispatch-Import | VOM | 0 | [6 empty] | 0.36069 | 0
LCP_Inputs_ON_Diverse_2023_04_03 | 2046 | CH4 Import - NY 2030 | Import | Methane | QC | Dispatch-Import | EmissionsCost | 0 | [6 empty] | 0.36069 | 0
LCP_Inputs_ON_Diverse_2023_04_03 | 2046 | CH4 Import - NY 2030 | Import | Methane | QC | Dispatch-Import | FuelCost | 0 | [6 empty] | 0.36069 | 0
LCP_Inputs_ON_Diverse_2023_04_03 | 2046 | CH4 Import - NY 2030 | Import | Methane | QC | Dispatch-Import | VOM | 0 | [6 empty] | 0.36069 | 0
LCP_Inputs_ON_Diverse_2023_04_03 | 2046 | CH4 Import - NY 2030 | Import | Methane | WC | Dispatch-Import | EmissionsCost | 0 | [6 empty] | 0.36069 | 0
LCP_Inputs_ON_Diverse_2023_04_03 | 2046 | CH4 Import - NY 2030 | Import | Methane | WC | Dispatch-Import | FuelCost | 0 | [6 empty] | 0.36069 | 0
LCP_Inputs_ON_Diverse_2023_04_03 | 2046 | CH4 Import - NY 2030 | Import | Methane | WC | Dispatch-Import | VOM | 0 | [6 empty] | 0.36069 | 0
LCP_Inputs_ON_Diverse_2023_04_03 | 2046 | CH4 Import - NY 2040 | Import | Methane | MI | Dispatch-Import | EmissionsCost | 0 | [6 empty] | 0.36069 | 0
LCP_Inputs_ON_Diverse_2023_04_03 | 2046 | CH4 Import - NY 2040 | Import | Methane | MI | Dispatch-Import | FuelCost | 0 | [6 empty] | 0.36069 | 0
LCP_Inputs_ON_Diverse_2023_04_03 | 2046 | CH4 Import - NY 2040 | Import | Methane | MI | Dispatch-Import | VOM | 0 | [6 empty] | 0.36069 | 0
LCP_Inputs_ON_Diverse_2023_04_03 | 2046 | CH4 Import - NY 2040 | Import | Methane | NY | Dispatch-Import | EmissionsCost | 1424811807.9426 | [6 empty] | 0.36069 | 513914278.0857
LCP_Inputs_ON_Diverse_2023_04_03 | 2046 | CH4 Import - NY 2040 | Import | Methane | NY | Dispatch-Import | FuelCost | 758346581.876 | [6 empty] | 0.36069 | 273527446.9169
LCP_Inputs_ON_Diverse_2023_04_03 | 2046 | CH4 Import - NY 2040 | Import | Methane | NY | Dispatch-Import | VOM | 0 | [6 empty] | 0.36069 | 0
LCP_Inputs_ON_Diverse_2023_04_03 | 2046 | CH4 Import - NY 2040 | Import | Methane | ON | Dispatch-Import | EmissionsCost | 0 | [6 empty] | 0.36069 | 0
LCP_Inputs_ON_Diverse_2023_04_03 | 2046 | CH4 Import - NY 2040 | Import | Methane | ON | Dispatch-Import | FuelCost | 0 | [6 empty] | 0.36069 | 0
LCP_Inputs_ON_Diverse_2023_04_03 | 2046 | CH4 Import - NY 2040 | Import | Methane | ON | Dispatch-Import | VOM | 0 | [6 empty] | 0.36069 | 0
LCP_Inputs_ON_Diverse_2023_04_03 | 2046 | CH4 Import - NY 2040 | Import | Methane | PJ | Dispatch-Import | EmissionsCost | 0 | [6 empty] | 0.36069 | 0
LCP_Inputs_ON_Diverse_2023_04_03 | 2046 | CH4 Import - NY 2040 | Import | Methane | PJ | Dispatch-Import | FuelCost | 0 | [6 empty] | 0.36069 | 0
LCP_Inputs_ON_Diverse_2023_04_03 | 2046 | CH4 Import - NY 2040 | Import | Methane | PJ | Dispatch-Import | VOM | 0 | [6 empty] | 0.36069 | 0
LCP_Inputs_ON_Diverse_2023_04_03 | 2046 | CH4 Import - NY 2040 | Import | Methane | QC | Dispatch-Import | EmissionsCost | 0 | [6 empty] | 0.36069 | 0
LCP_Inputs_ON_Diverse_2023_04_03 | 2046 | CH4 Import - NY 2040 | Import | Methane | QC | Dispatch-Import | FuelCost | 0 | [6 empty] | 0.36069 | 0
LCP_Inputs_ON_Diverse_2023_04_03 | 2046 | CH4 Import - NY 2040 | Import | Methane | QC | Dispatch-Import | VOM | 0 | [6 empty] | 0.36069 | 0
LCP_Inputs_ON_Diverse_2023_04_03 | 2046 | CH4 Import - NY 2040 | Import | Methane | WC | Dispatch-Import | EmissionsCost | 0 | [6 empty] | 0.36069 | 0
LCP_Inputs_ON_Diverse_2023_04_03 | 2046 | CH4 Import - NY 2040 | Import | Methane | WC | Dispatch-Import | FuelCost | 0 | [6 empty] | 0.36069 | 0
LCP_Inputs_ON_Diverse_2023_04_03 | 2046 | CH4 Import - NY 2040 | Import | Methane | WC | Dispatch-Import | VOM | 0 | [6 empty] | 0.36069 | 0
LCP_Inputs_ON_Diverse_2023_04_03 | 2046 | CH4 Import - NY 2050 | Import | Methane | MI | Dispatch-Import | EmissionsCost | 0 | [6 empty] | 0.36069 | 0
LCP_Inputs_ON_Diverse_2023_04_03 | 2046 | CH4 Import - NY 2050 | Import | Methane | MI | Dispatch-Import | FuelCost | 0 | [6 empty] | 0.36069 | 0
LCP_Inputs_ON_Diverse_2023_04_03 | 2046 | CH4 Import - NY 2050 | Import | Methane | MI | Dispatch-Import | VOM | 0 | [6 empty] | 0.36069 | 0
LCP_Inputs_ON_Diverse_2023_04_03 | 2046 | CH4 Import - NY 2050 | Import | Methane | NY | Dispatch-Import | EmissionsCost | 0 | [6 empty] | 0.36069 | 0
LCP_Inputs_ON_Diverse_2023_04_03 | 2046 | CH4 Import - NY 2050 | Import | Methane | NY | Dispatch-Import | FuelCost | 0 | [6 empty] | 0.36069 | 0
LCP_Inputs_ON_Diverse_2023_04_03 | 2046 | CH4 Import - NY 2050 | Import | Methane | NY | Dispatch-Import | VOM | 0 | [6 empty] | 0.36069 | 0
LCP_Inputs_ON_Diverse_2023_04_03 | 2046 | CH4 Import - NY 2050 | Import | Methane | ON | Dispatch-Import | EmissionsCost | 0 | [6 empty] | 0.36069 | 0
LCP_Inputs_ON_Diverse_2023_04_03 | 2046 | CH4 Import - NY 2050 | Import | Methane | ON | Dispatch-Import | FuelCost | 0 | [6 empty] | 0.36069 | 0
LCP_Inputs_ON_Diverse_2023_04_03 | 2046 | CH4 Import - NY 2050 | Import | Methane | ON | Dispatch-Import | VOM | 0 | [6 empty] | 0.36069 | 0
LCP_Inputs_ON_Diverse_2023_04_03 | 2046 | CH4 Import - NY 2050 | Import | Methane | PJ | Dispatch-Import | EmissionsCost | 0 | [6 empty] | 0.36069 | 0
LCP_Inputs_ON_Diverse_2023_04_03 | 2046 | CH4 Import - NY 2050 | Import | Methane | PJ | Dispatch-Import | FuelCost | 0 | [6 empty] | 0.36069 | 0
LCP_Inputs_ON_Diverse_2023_04_03 | 2046 | CH4 Import - NY 2050 | Import | Methane | PJ | Dispatch-Import | VOM | 0 | [6 empty] | 0.36069 | 0
LCP_Inputs_ON_Diverse_2023_04_03 | 2046 | CH4 Import - NY 2050 | Import | Methane | QC | Dispatch-Import | EmissionsCost | 0 | [6 empty] | 0.36069 | 0
LCP_Inputs_ON_Diverse_2023_04_03 | 2046 | CH4 Import - NY 2050 | Import | Methane | QC | Dispatch-Import | FuelCost | 0 | [6 empty] | 0.36069 | 0
LCP_Inputs_ON_Diverse_2023_04_03 | 2046 | CH4 Import - NY 2050 | Import | Methane | QC | Dispatch-Import | VOM | 0 | [6 empty] | 0.36069 | 0
LCP_Inputs_ON_Diverse_2023_04_03 | 2046 | CH4 Import - NY 2050 | Import | Methane | WC | Dispatch-Import | EmissionsCost | 0 | [6 empty] | 0.36069 | 0
LCP_Inputs_ON_Diverse_2023_04_03 | 2046 | CH4 Import - NY 2050 | Import | Methane | WC | Dispatch-Import | FuelCost | 0 | [6 empty] | 0.36069 | 0
LCP_Inputs_ON_Diverse_2023_04_03 | 2046 | CH4 Import - NY 2050 | Import | Methane | WC | Dispatch-Import | VOM | 0 | [6 empty] | 0.36069 | 0
LCP_Inputs_ON_Diverse_2023_04_03 | 2046 | CH4 Import - WC 2020 | Import | Methane | MI | Dispatch-Import | EmissionsCost | 0 | [6 empty] | 0.36069 | 0
LCP_Inputs_ON_Diverse_2023_04_03 | 2046 | CH4 Import - WC 2020 | Import | Methane | MI | Dispatch-Import | FuelCost | 0 | [6 empty] | 0.36069 | 0
LCP_Inputs_ON_Diverse_2023_04_03 | 2046 | CH4 Import - WC 2020 | Import | Methane | MI | Dispatch-Import | VOM | 0 | [6 empty] | 0.36069 | 0
LCP_Inputs_ON_Diverse_2023_04_03 | 2046 | CH4 Import - WC 2020 | Import | Methane | NY | Dispatch-Import | EmissionsCost | 0 | [6 empty] | 0.36069 | 0
LCP_Inputs_ON_Diverse_2023_04_03 | 2046 | CH4 Import - WC 2020 | Import | Methane | NY | Dispatch-Import | FuelCost | 0 | [6 empty] | 0.36069 | 0
LCP_Inputs_ON_Diverse_2023_04_03 | 2046 | CH4 Import - WC 2020 | Import | Methane | NY | Dispatch-Import | VOM | 0 | [6 empty] | 0.36069 | 0
LCP_Inputs_ON_Diverse_2023_04_03 | 2046 | CH4 Import - WC 2020 | Import | Methane | ON | Dispatch-Import | EmissionsCost | 0 | [6 empty] | 0.36069 | 0
LCP_Inputs_ON_Diverse_2023_04_03 | 2046 | CH4 Import - WC 2020 | Import | Methane | ON | Dispatch-Import | FuelCost | 0 | [6 empty] | 0.36069 | 0
LCP_Inputs_ON_Diverse_2023_04_03 | 2046 | CH4 Import - WC 2020 | Import | Methane | ON | Dispatch-Import | VOM | 0 | [6 empty] | 0.36069 | 0
LCP_Inputs_ON_Diverse_2023_04_03 | 2046 | CH4 Import - WC 2020 | Import | Methane | PJ | Dispatch-Import | EmissionsCost | 0 | [6 empty] | 0.36069 | 0
LCP_Inputs_ON_Diverse_2023_04_03 | 2046 | CH4 Import - WC 2020 | Import | Methane | PJ | Dispatch-Import | FuelCost | 0 | [6 empty] | 0.36069 | 0
LCP_Inputs_ON_Diverse_2023_04_03 | 2046 | CH4 Import - WC 2020 | Import | Methane | PJ | Dispatch-Import | VOM | 0 | [6 empty] | 0.36069 | 0
LCP_Inputs_ON_Diverse_2023_04_03 | 2046 | CH4 Import - WC 2020 | Import | Methane | QC | Dispatch-Import | EmissionsCost | 0 | [6 empty] | 0.36069 | 0
LCP_Inputs_ON_Diverse_2023_04_03 | 2046 | CH4 Import - WC 2020 | Import | Methane | QC | Dispatch-Import | FuelCost | 0 | [6 empty] | 0.36069 | 0
LCP_Inputs_ON_Diverse_2023_04_03 | 2046 | CH4 Import - WC 2020 | Import | Methane | QC | Dispatch-Import | VOM | 0 | [6 empty] | 0.36069 | 0
LCP_Inputs_ON_Diverse_2023_04_03 | 2046 | CH4 Import - WC 2020 | Import | Methane | WC | Dispatch-Import | EmissionsCost | 0 | [6 empty] | 0.36069 | 0
LCP_Inputs_ON_Diverse_2023_04_03 | 2046 | CH4 Import - WC 2020 | Import | Methane | WC | Dispatch-Import | FuelCost | 0 | [6 empty] | 0.36069 | 0
LCP_Inputs_ON_Diverse_2023_04_03 | 2046 | CH4 Import - WC 2020 | Import | Methane | WC | Dispatch-Import | VOM | 0 | [6 empty] | 0.36069 | 0
LCP_Inputs_ON_Diverse_2023_04_03 | 2046 | CH4 Import - WC 2030 | Import | Methane | MI | Dispatch-Import | EmissionsCost | 0 | [6 empty] | 0.36069 | 0
LCP_Inputs_ON_Diverse_2023_04_03 | 2046 | CH4 Import - WC 2030 | Import | Methane | MI | Dispatch-Import | FuelCost | 0 | [6 empty] | 0.36069 | 0
LCP_Inputs_ON_Diverse_2023_04_03 | 2046 | CH4 Import - WC 2030 | Import | Methane | MI | Dispatch-Import | VOM | 0 | [6 empty] | 0.36069 | 0
LCP_Inputs_ON_Diverse_2023_04_03 | 2046 | CH4 Import - WC 2030 | Import | Methane | NY | Dispatch-Import | EmissionsCost | 0 | [6 empty] | 0.36069 | 0
LCP_Inputs_ON_Diverse_2023_04_03 | 2046 | CH4 Import - WC 2030 | Import | Methane | NY | Dispatch-Import | FuelCost | 0 | [6 empty] | 0.36069 | 0
LCP_Inputs_ON_Diverse_2023_04_03 | 2046 | CH4 Import - WC 2030 | Import | Methane | NY | Dispatch-Import | VOM | 0 | [6 empty] | 0.36069 | 0
LCP_Inputs_ON_Diverse_2023_04_03 | 2046 | CH4 Import - WC 2030 | Import | Methane | ON | Dispatch-Import | EmissionsCost | 0 | [6 empty] | 0.36069 | 0
LCP_Inputs_ON_Diverse_2023_04_03 | 2046 | CH4 Import - WC 2030 | Import | Methane | ON | Dispatch-Import | FuelCost | 0 | [6 empty] | 0.36069 | 0
LCP_Inputs_ON_Diverse_2023_04_03 | 2046 | CH4 Import - WC 2030 | Import | Methane | ON | Dispatch-Import | VOM | 0 | [6 empty] | 0.36069 | 0
LCP_Inputs_ON_Diverse_2023_04_03 | 2046 | CH4 Import - WC 2030 | Import | Methane | PJ | Dispatch-Import | EmissionsCost | 0 | [6 empty] | 0.36069 | 0
LCP_Inputs_ON_Diverse_2023_04_03 | 2046 | CH4 Import - WC 2030 | Import | Methane | PJ | Dispatch-Import | FuelCost | 0 | [6 empty] | 0.36069 | 0
LCP_Inputs_ON_Diverse_2023_04_03 | 2046 | CH4 Import - WC 2030 | Import | Methane | PJ | Dispatch-Import | VOM | 0 | [6 empty] | 0.36069 | 0
LCP_Inputs_ON_Diverse_2023_04_03 | 2046 | CH4 Import - WC 2030 | Import | Methane | QC | Dispatch-Import | EmissionsCost | 0 | [6 empty] | 0.36069 | 0
LCP_Inputs_ON_Diverse_2023_04_03 | 2046 | CH4 Import - WC 2030 | Import | Methane | QC | Dispatch-Import | FuelCost | 0 | [6 empty] | 0.36069 | 0
LCP_Inputs_ON_Diverse_2023_04_03 | 2046 | CH4 Import - WC 2030 | Import | Methane | QC | Dispatch-Import | VOM | 0 | [6 empty] | 0.36069 | 0
LCP_Inputs_ON_Diverse_2023_04_03 | 2046 | CH4 Import - WC 2030 | Import | Methane | WC | Dispatch-Import | EmissionsCost | 0 | [6 empty] | 0.36069 | 0
LCP_Inputs_ON_Diverse_2023_04_03 | 2046 | CH4 Import - WC 2030 | Import | Methane | WC | Dispatch-Import | FuelCost | 0 | [6 empty] | 0.36069 | 0
LCP_Inputs_ON_Diverse_2023_04_03 | 2046 | CH4 Import - WC 2030 | Import | Methane | WC | Dispatch-Import | VOM | 0 | [6 empty] | 0.36069 | 0
LCP_Inputs_ON_Diverse_2023_04_03 | 2046 | CH4 Import - WC 2040 | Import | Methane | MI | Dispatch-Import | EmissionsCost | 0 | [6 empty] | 0.36069 | 0
LCP_Inputs_ON_Diverse_2023_04_03 | 2046 | CH4 Import - WC 2040 | Import | Methane | MI | Dispatch-Import | FuelCost | 0 | [6 empty] | 0.36069 | 0
LCP_Inputs_ON_Diverse_2023_04_03 | 2046 | CH4 Import - WC 2040 | Import | Methane | MI | Dispatch-Import | VOM | 0 | [6 empty] | 0.36069 | 0
LCP_Inputs_ON_Diverse_2023_04_03 | 2046 | CH4 Import - WC 2040 | Import | Methane | NY | Dispatch-Import | EmissionsCost | 0 | [6 empty] | 0.36069 | 0
LCP_Inputs_ON_Diverse_2023_04_03 | 2046 | CH4 Import - WC 2040 | Import | Methane | NY | Dispatch-Import | FuelCost | 0 | [6 empty] | 0.36069 | 0
LCP_Inputs_ON_Diverse_2023_04_03 | 2046 | CH4 Import - WC 2040 | Import | Methane | NY | Dispatch-Import | VOM | 0 | [6 empty] | 0.36069 | 0
LCP_Inputs_ON_Diverse_2023_04_03 | 2046 | CH4 Import - WC 2040 | Import | Methane | ON | Dispatch-Import | EmissionsCost | 0 | [6 empty] | 0.36069 | 0
LCP_Inputs_ON_Diverse_2023_04_03 | 2046 | CH4 Import - WC 2040 | Import | Methane | ON | Dispatch-Import | FuelCost | 0 | [6 empty] | 0.36069 | 0
LCP_Inputs_ON_Diverse_2023_04_03 | 2046 | CH4 Import - WC 2040 | Import | Methane | ON | Dispatch-Import | VOM | 0 | [6 empty] | 0.36069 | 0
LCP_Inputs_ON_Diverse_2023_04_03 | 2046 | CH4 Import - WC 2040 | Import | Methane | PJ | Dispatch-Import | EmissionsCost | 0 | [6 empty] | 0.36069 | 0
LCP_Inputs_ON_Diverse_2023_04_03 | 2046 | CH4 Import - WC 2040 | Import | Methane | PJ | Dispatch-Import | FuelCost | 0 | [6 empty] | 0.36069 | 0
LCP_Inputs_ON_Diverse_2023_04_03 | 2046 | CH4 Import - WC 2040 | Import | Methane | PJ | Dispatch-Import | VOM | 0 | [6 empty] | 0.36069 | 0
LCP_Inputs_ON_Diverse_2023_04_03 | 2046 | CH4 Import - WC 2040 | Import | Methane | QC | Dispatch-Import | EmissionsCost | 0 | [6 empty] | 0.36069 | 0
LCP_Inputs_ON_Diverse_2023_04_03 | 2046 | CH4 Import - WC 2040 | Import | Methane | QC | Dispatch-Import | FuelCost | 0 | [6 empty] | 0.36069 | 0
LCP_Inputs_ON_Diverse_2023_04_03 | 2046 | CH4 Import - WC 2040 | Import | Methane | QC | Dispatch-Import | VOM | 0 | [6 empty] | 0.36069 | 0
LCP_Inputs_ON_Diverse_2023_04_03 | 2046 | CH4 Import - WC 2040 | Import | Methane | WC | Dispatch-Import | EmissionsCost | 2117477751.305 | [6 empty] | 0.36069 | 763751425.8783
LCP_Inputs_ON_Diverse_2023_04_03 | 2046 | CH4 Import - WC 2040 | Import | Methane | WC | Dispatch-Import | FuelCost | 1127013410.4372 | [6 empty] | 0.36069 | 406501602.5198
LCP_Inputs_ON_Diverse_2023_04_03 | 2046 | CH4 Import - WC 2040 | Import | Methane | WC | Dispatch-Import | VOM | 0 | [6 empty] | 0.36069 | 0
LCP_Inputs_ON_Diverse_2023_04_03 | 2046 | CH4 Import - WC 2050 | Import | Methane | MI | Dispatch-Import | EmissionsCost | 0 | [6 empty] | 0.36069 | 0
LCP_Inputs_ON_Diverse_2023_04_03 | 2046 | CH4 Import - WC 2050 | Import | Methane | MI | Dispatch-Import | FuelCost | 0 | [6 empty] | 0.36069 | 0
LCP_Inputs_ON_Diverse_2023_04_03 | 2046 | CH4 Import - WC 2050 | Import | Methane | MI | Dispatch-Import | VOM | 0 | [6 empty] | 0.36069 | 0
LCP_Inputs_ON_Diverse_2023_04_03 | 2046 | CH4 Import - WC 2050 | Import | Methane | NY | Dispatch-Import | EmissionsCost | 0 | [6 empty] | 0.36069 | 0
LCP_Inputs_ON_Diverse_2023_04_03 | 2046 | CH4 Import - WC 2050 | Import | Methane | NY | Dispatch-Import | FuelCost | 0 | [6 empty] | 0.36069 | 0
LCP_Inputs_ON_Diverse_2023_04_03 | 2046 | CH4 Import - WC 2050 | Import | Methane | NY | Dispatch-Import | VOM | 0 | [6 empty] | 0.36069 | 0
LCP_Inputs_ON_Diverse_2023_04_03 | 2046 | CH4 Import - WC 2050 | Import | Methane | ON | Dispatch-Import | EmissionsCost | 0 | [6 empty] | 0.36069 | 0
LCP_Inputs_ON_Diverse_2023_04_03 | 2046 | CH4 Import - WC 2050 | Import | Methane | ON | Dispatch-Import | FuelCost | 0 | [6 empty] | 0.36069 | 0
LCP_Inputs_ON_Diverse_2023_04_03 | 2046 | CH4 Import - WC 2050 | Import | Methane | ON | Dispatch-Import | VOM | 0 | [6 empty] | 0.36069 | 0
LCP_Inputs_ON_Diverse_2023_04_03 | 2046 | CH4 Import - WC 2050 | Import | Methane | PJ | Dispatch-Import | EmissionsCost | 0 | [6 empty] | 0.36069 | 0
LCP_Inputs_ON_Diverse_2023_04_03 | 2046 | CH4 Import - WC 2050 | Import | Methane | PJ | Dispatch-Import | FuelCost | 0 | [6 empty] | 0.36069 | 0
LCP_Inputs_ON_Diverse_2023_04_03 | 2046 | CH4 Import - WC 2050 | Import | Methane | PJ | Dispatch-Import | VOM | 0 | [6 empty] | 0.36069 | 0
LCP_Inputs_ON_Diverse_2023_04_03 | 2046 | CH4 Import - WC 2050 | Import | Methane | QC | Dispatch-Import | EmissionsCost | 0 | [6 empty] | 0.36069 | 0
LCP_Inputs_ON_Diverse_2023_04_03 | 2046 | CH4 Import - WC 2050 | Import | Methane | QC | Dispatch-Import | FuelCost | 0 | [6 empty] | 0.36069 | 0
LCP_Inputs_ON_Diverse_2023_04_03 | 2046 | CH4 Import - WC 2050 | Import | Methane | QC | Dispatch-Import | VOM | 0 | [6 empty] | 0.36069 | 0
LCP_Inputs_ON_Diverse_2023_04_03 | 2046 | CH4 Import - WC 2050 | Import | Methane | WC | Dispatch-Import | EmissionsCost | 0 | [6 empty] | 0.36069 | 0
LCP_Inputs_ON_Diverse_2023_04_03 | 2046 | CH4 Import - WC 2050 | Import | Methane | WC | Dispatch-Import | FuelCost | 0 | [6 empty] | 0.36069 | 0
LCP_Inputs_ON_Diverse_2023_04_03 | 2046 | CH4 Import - WC 2050 | Import | Methane | WC | Dispatch-Import | VOM | 0 | [6 empty] | 0.36069 | 0
LCP_Inputs_ON_Diverse_2023_04_03 | 2046 | CH4 Salt Cavern Storage - ON | Storage | Methane | MI | Dispatch-Storage | EmissionsCost | 0 | [6 empty] | 0.36069 | 0
LCP_Inputs_ON_Diverse_2023_04_03 | 2046 | CH4 Salt Cavern Storage - ON | Storage | Methane | MI | Dispatch-Storage | FuelCost | 0 | [6 empty] | 0.36069 | 0
LCP_Inputs_ON_Diverse_2023_04_03 | 2046 | CH4 Salt Cavern Storage - ON | Storage | Methane | MI | Dispatch-Storage | VOM | 0 | [6 empty] | 0.36069 | 0
LCP_Inputs_ON_Diverse_2023_04_03 | 2046 | CH4 Salt Cavern Storage - ON | Storage | Methane | NY | Dispatch-Storage | EmissionsCost | 0 | [6 empty] | 0.36069 | 0
LCP_Inputs_ON_Diverse_2023_04_03 | 2046 | CH4 Salt Cavern Storage - ON | Storage | Methane | NY | Dispatch-Storage | FuelCost | 0 | [6 empty] | 0.36069 | 0
LCP_Inputs_ON_Diverse_2023_04_03 | 2046 | CH4 Salt Cavern Storage - ON | Storage | Methane | NY | Dispatch-Storage | VOM | 0 | [6 empty] | 0.36069 | 0
LCP_Inputs_ON_Diverse_2023_04_03 | 2046 | CH4 Salt Cavern Storage - ON | Storage | Methane | ON | Dispatch-Storage | EmissionsCost | 0 | [6 empty] | 0.36069 | 0
LCP_Inputs_ON_Diverse_2023_04_03 | 2046 | CH4 Salt Cavern Storage - ON | Storage | Methane | ON | Dispatch-Storage | FuelCost | 0 | [6 empty] | 0.36069 | 0
LCP_Inputs_ON_Diverse_2023_04_03 | 2046 | CH4 Salt Cavern Storage - ON | Storage | Methane | ON | Dispatch-Storage | VOM | 0 | [6 empty] | 0.36069 | 0
LCP_Inputs_ON_Diverse_2023_04_03 | 2046 | CH4 Salt Cavern Storage - ON | Storage | Methane | PJ | Dispatch-Storage | EmissionsCost | 0 | [6 empty] | 0.36069 | 0
LCP_Inputs_ON_Diverse_2023_04_03 | 2046 | CH4 Salt Cavern Storage - ON | Storage | Methane | PJ | Dispatch-Storage | FuelCost | 0 | [6 empty] | 0.36069 | 0
LCP_Inputs_ON_Diverse_2023_04_03 | 2046 | CH4 Salt Cavern Storage - ON | Storage | Methane | PJ | Dispatch-Storage | VOM | 0 | [6 empty] | 0.36069 | 0
LCP_Inputs_ON_Diverse_2023_04_03 | 2046 | CH4 Salt Cavern Storage - ON | Storage | Methane | QC | Dispatch-Storage | EmissionsCost | 0 | [6 empty] | 0.36069 | 0
LCP_Inputs_ON_Diverse_2023_04_03 | 2046 | CH4 Salt Cavern Storage - ON | Storage | Methane | QC | Dispatch-Storage | FuelCost | 0 | [6 empty] | 0.36069 | 0
LCP_Inputs_ON_Diverse_2023_04_03 | 2046 | CH4 Salt Cavern Storage - ON | Storage | Methane | QC | Dispatch-Storage | VOM | 0 | [6 empty] | 0.36069 | 0
LCP_Inputs_ON_Diverse_2023_04_03 | 2046 | CH4 Salt Cavern Storage - ON | Storage | Methane | WC | Dispatch-Storage | EmissionsCost | 0 | [6 empty] | 0.36069 | 0
LCP_Inputs_ON_Diverse_2023_04_03 | 2046 | CH4 Salt Cavern Storage - ON | Storage | Methane | WC | Dispatch-Storage | FuelCost | 0 | [6 empty] | 0.36069 | 0
LCP_Inputs_ON_Diverse_2023_04_03 | 2046 | CH4 Salt Cavern Storage - ON | Storage | Methane | WC | Dispatch-Storage | VOM | 0 | [6 empty] | 0.36069 | 0
LCP_Inputs_ON_Diverse_2023_04_03 | 2046 | Electrolyser 2020/2030 | Crossload | Hydrogen | MI | Dispatch-Crossload | EmissionsCost | 0 | [6 empty] | 0.36069 | 0
LCP_Inputs_ON_Diverse_2023_04_03 | 2046 | Electrolyser 2020/2030 | Crossload | Hydrogen | MI | Dispatch-Crossload | FuelCost | 0 | [6 empty] | 0.36069 | 0
LCP_Inputs_ON_Diverse_2023_04_03 | 2046 | Electrolyser 2020/2030 | Crossload | Hydrogen | MI | Dispatch-Crossload | VOM | 0 | [6 empty] | 0.36069 | 0
LCP_Inputs_ON_Diverse_2023_04_03 | 2046 | Electrolyser 2020/2030 | Crossload | Hydrogen | NY | Dispatch-Crossload | EmissionsCost | 0 | [6 empty] | 0.36069 | 0
LCP_Inputs_ON_Diverse_2023_04_03 | 2046 | Electrolyser 2020/2030 | Crossload | Hydrogen | NY | Dispatch-Crossload | FuelCost | 0 | [6 empty] | 0.36069 | 0
LCP_Inputs_ON_Diverse_2023_04_03 | 2046 | Electrolyser 2020/2030 | Crossload | Hydrogen | NY | Dispatch-Crossload | VOM | 0 | [6 empty] | 0.36069 | 0
LCP_Inputs_ON_Diverse_2023_04_03 | 2046 | Electrolyser 2020/2030 | Crossload | Hydrogen | ON | Dispatch-Crossload | EmissionsCost | 0 | [6 empty] | 0.36069 | 0
LCP_Inputs_ON_Diverse_2023_04_03 | 2046 | Electrolyser 2020/2030 | Crossload | Hydrogen | ON | Dispatch-Crossload | FuelCost | 0 | [6 empty] | 0.36069 | 0
LCP_Inputs_ON_Diverse_2023_04_03 | 2046 | Electrolyser 2020/2030 | Crossload | Hydrogen | ON | Dispatch-Crossload | VOM | 0 | [6 empty] | 0.36069 | 0
LCP_Inputs_ON_Diverse_2023_04_03 | 2046 | Electrolyser 2020/2030 | Crossload | Hydrogen | PJ | Dispatch-Crossload | EmissionsCost | 0 | [6 empty] | 0.36069 | 0
LCP_Inputs_ON_Diverse_2023_04_03 | 2046 | Electrolyser 2020/2030 | Crossload | Hydrogen | PJ | Dispatch-Crossload | FuelCost | 0 | [6 empty] | 0.36069 | 0
LCP_Inputs_ON_Diverse_2023_04_03 | 2046 | Electrolyser 2020/2030 | Crossload | Hydrogen | PJ | Dispatch-Crossload | VOM | 0 | [6 empty] | 0.36069 | 0
LCP_Inputs_ON_Diverse_2023_04_03 | 2046 | Electrolyser 2020/2030 | Crossload | Hydrogen | QC | Dispatch-Crossload | EmissionsCost | 0 | [6 empty] | 0.36069 | 0
LCP_Inputs_ON_Diverse_2023_04_03 | 2046 | Electrolyser 2020/2030 | Crossload | Hydrogen | QC | Dispatch-Crossload | FuelCost | 0 | [6 empty] | 0.36069 | 0
LCP_Inputs_ON_Diverse_2023_04_03 | 2046 | Electrolyser 2020/2030 | Crossload | Hydrogen | QC | Dispatch-Crossload | VOM | 0 | [6 empty] | 0.36069 | 0
LCP_Inputs_ON_Diverse_2023_04_03 | 2046 | Electrolyser 2020/2030 | Crossload | Hydrogen | WC | Dispatch-Crossload | EmissionsCost | 0 | [6 empty] | 0.36069 | 0
LCP_Inputs_ON_Diverse_2023_04_03 | 2046 | Electrolyser 2020/2030 | Crossload | Hydrogen | WC | Dispatch-Crossload | FuelCost | 0 | [6 empty] | 0.36069 | 0
LCP_Inputs_ON_Diverse_2023_04_03 | 2046 | Electrolyser 2020/2030 | Crossload | Hydrogen | WC | Dispatch-Crossload | VOM | 0 | [6 empty] | 0.36069 | 0
LCP_Inputs_ON_Diverse_2023_04_03 | 2046 | Electrolyser 2040 | Crossload | Hydrogen | MI | Dispatch-Crossload | EmissionsCost | 0 | [6 empty] | 0.36069 | 0
LCP_Inputs_ON_Diverse_2023_04_03 | 2046 | Electrolyser 2040 | Crossload | Hydrogen | MI | Dispatch-Crossload | FuelCost | 0 | [6 empty] | 0.36069 | 0
LCP_Inputs_ON_Diverse_2023_04_03 | 2046 | Electrolyser 2040 | Crossload | Hydrogen | MI | Dispatch-Crossload | VOM | 0 | [6 empty] | 0.36069 | 0
LCP_Inputs_ON_Diverse_2023_04_03 | 2046 | Electrolyser 2040 | Crossload | Hydrogen | NY | Dispatch-Crossload | EmissionsCost | 0 | [6 empty] | 0.36069 | 0
LCP_Inputs_ON_Diverse_2023_04_03 | 2046 | Electrolyser 2040 | Crossload | Hydrogen | NY | Dispatch-Crossload | FuelCost | 0 | [6 empty] | 0.36069 | 0
LCP_Inputs_ON_Diverse_2023_04_03 | 2046 | Electrolyser 2040 | Crossload | Hydrogen | NY | Dispatch-Crossload | VOM | 0 | [6 empty] | 0.36069 | 0
LCP_Inputs_ON_Diverse_2023_04_03 | 2046 | Electrolyser 2040 | Crossload | Hydrogen | ON | Dispatch-Crossload | EmissionsCost | 0 | [6 empty] | 0.36069 | 0
LCP_Inputs_ON_Diverse_2023_04_03 | 2046 | Electrolyser 2040 | Crossload | Hydrogen | ON | Dispatch-Crossload | FuelCost | 0 | [6 empty] | 0.36069 | 0
LCP_Inputs_ON_Diverse_2023_04_03 | 2046 | Electrolyser 2040 | Crossload | Hydrogen | ON | Dispatch-Crossload | VOM | 0 | [6 empty] | 0.36069 | 0
LCP_Inputs_ON_Diverse_2023_04_03 | 2046 | Electrolyser 2040 | Crossload | Hydrogen | PJ | Dispatch-Crossload | EmissionsCost | 0 | [6 empty] | 0.36069 | 0
LCP_Inputs_ON_Diverse_2023_04_03 | 2046 | Electrolyser 2040 | Crossload | Hydrogen | PJ | Dispatch-Crossload | FuelCost | 0 | [6 empty] | 0.36069 | 0
LCP_Inputs_ON_Diverse_2023_04_03 | 2046 | Electrolyser 2040 | Crossload | Hydrogen | PJ | Dispatch-Crossload | VOM | 0 | [6 empty] | 0.36069 | 0
LCP_Inputs_ON_Diverse_2023_04_03 | 2046 | Electrolyser 2040 | Crossload | Hydrogen | QC | Dispatch-Crossload | EmissionsCost | 0 | [6 empty] | 0.36069 | 0
LCP_Inputs_ON_Diverse_2023_04_03 | 2046 | Electrolyser 2040 | Crossload | Hydrogen | QC | Dispatch-Crossload | FuelCost | 0 | [6 empty] | 0.36069 | 0
LCP_Inputs_ON_Diverse_2023_04_03 | 2046 | Electrolyser 2040 | Crossload | Hydrogen | QC | Dispatch-Crossload | VOM | 0 | [6 empty] | 0.36069 | 0
LCP_Inputs_ON_Diverse_2023_04_03 | 2046 | Electrolyser 2040 | Crossload | Hydrogen | WC | Dispatch-Crossload | EmissionsCost | 0 | [6 empty] | 0.36069 | 0
LCP_Inputs_ON_Diverse_2023_04_03 | 2046 | Electrolyser 2040 | Crossload | Hydrogen | WC | Dispatch-Crossload | FuelCost | 0 | [6 empty] | 0.36069 | 0
LCP_Inputs_ON_Diverse_2023_04_03 | 2046 | Electrolyser 2040 | Crossload | Hydrogen | WC | Dispatch-Crossload | VOM | 0 | [6 empty] | 0.36069 | 0
LCP_Inputs_ON_Diverse_2023_04_03 | 2046 | Electrolyser 2050 | Crossload | Hydrogen | MI | Dispatch-Crossload | EmissionsCost | 0 | [6 empty] | 0.36069 | 0
LCP_Inputs_ON_Diverse_2023_04_03 | 2046 | Electrolyser 2050 | Crossload | Hydrogen | MI | Dispatch-Crossload | FuelCost | 0 | [6 empty] | 0.36069 | 0
LCP_Inputs_ON_Diverse_2023_04_03 | 2046 | Electrolyser 2050 | Crossload | Hydrogen | MI | Dispatch-Crossload | VOM | 0 | [6 empty] | 0.36069 | 0
LCP_Inputs_ON_Diverse_2023_04_03 | 2046 | Electrolyser 2050 | Crossload | Hydrogen | NY | Dispatch-Crossload | EmissionsCost | 0 | [6 empty] | 0.36069 | 0
LCP_Inputs_ON_Diverse_2023_04_03 | 2046 | Electrolyser 2050 | Crossload | Hydrogen | NY | Dispatch-Crossload | FuelCost | 0 | [6 empty] | 0.36069 | 0
LCP_Inputs_ON_Diverse_2023_04_03 | 2046 | Electrolyser 2050 | Crossload | Hydrogen | NY | Dispatch-Crossload | VOM | 0 | [6 empty] | 0.36069 | 0
LCP_Inputs_ON_Diverse_2023_04_03 | 2046 | Electrolyser 2050 | Crossload | Hydrogen | ON | Dispatch-Crossload | EmissionsCost | 0 | [6 empty] | 0.36069 | 0
LCP_Inputs_ON_Diverse_2023_04_03 | 2046 | Electrolyser 2050 | Crossload | Hydrogen | ON | Dispatch-Crossload | FuelCost | 0 | [6 empty] | 0.36069 | 0
LCP_Inputs_ON_Diverse_2023_04_03 | 2046 | Electrolyser 2050 | Crossload | Hydrogen | ON | Dispatch-Crossload | VOM | 0 | [6 empty] | 0.36069 | 0
LCP_Inputs_ON_Diverse_2023_04_03 | 2046 | Electrolyser 2050 | Crossload | Hydrogen | PJ | Dispatch-Crossload | EmissionsCost | 0 | [6 empty] | 0.36069 | 0
LCP_Inputs_ON_Diverse_2023_04_03 | 2046 | Electrolyser 2050 | Crossload | Hydrogen | PJ | Dispatch-Crossload | FuelCost | 0 | [6 empty] | 0.36069 | 0
LCP_Inputs_ON_Diverse_2023_04_03 | 2046 | Electrolyser 2050 | Crossload | Hydrogen | PJ | Dispatch-Crossload | VOM | 0 | [6 empty] | 0.36069 | 0
LCP_Inputs_ON_Diverse_2023_04_03 | 2046 | Electrolyser 2050 | Crossload | Hydrogen | QC | Dispatch-Crossload | EmissionsCost | 0 | [6 empty] | 0.36069 | 0
LCP_Inputs_ON_Diverse_2023_04_03 | 2046 | Electrolyser 2050 | Crossload | Hydrogen | QC | Dispatch-Crossload | FuelCost | 0 | [6 empty] | 0.36069 | 0
LCP_Inputs_ON_Diverse_2023_04_03 | 2046 | Electrolyser 2050 | Crossload | Hydrogen | QC | Dispatch-Crossload | VOM | 0 | [6 empty] | 0.36069 | 0
LCP_Inputs_ON_Diverse_2023_04_03 | 2046 | Electrolyser 2050 | Crossload | Hydrogen | WC | Dispatch-Crossload | EmissionsCost | 0 | [6 empty] | 0.36069 | 0
LCP_Inputs_ON_Diverse_2023_04_03 | 2046 | Electrolyser 2050 | Crossload | Hydrogen | WC | Dispatch-Crossload | FuelCost | 0 | [6 empty] | 0.36069 | 0
LCP_Inputs_ON_Diverse_2023_04_03 | 2046 | Electrolyser 2050 | Crossload | Hydrogen | WC | Dispatch-Crossload | VOM | 0 | [6 empty] | 0.36069 | 0
LCP_Inputs_ON_Diverse_2023_04_03 | 2046 | Fossil Fuel Thermal (Coal, Peat, Oil) | Generation | Electricity | MI | Dispatch-Generation | EmissionsCost | 0 | [6 empty] | 0.36069 | 0
LCP_Inputs_ON_Diverse_2023_04_03 | 2046 | Fossil Fuel Thermal (Coal, Peat, Oil) | Generation | Electricity | MI | Dispatch-Generation | FuelCost | 0 | [6 empty] | 0.36069 | 0
LCP_Inputs_ON_Diverse_2023_04_03 | 2046 | Fossil Fuel Thermal (Coal, Peat, Oil) | Generation | Electricity | MI | Dispatch-Generation | VOM | 0 | [6 empty] | 0.36069 | 0
LCP_Inputs_ON_Diverse_2023_04_03 | 2046 | Fossil Fuel Thermal (Coal, Peat, Oil) | Generation | Electricity | NY | Dispatch-Generation | EmissionsCost | 0 | [6 empty] | 0.36069 | 0
LCP_Inputs_ON_Diverse_2023_04_03 | 2046 | Fossil Fuel Thermal (Coal, Peat, Oil) | Generation | Electricity | NY | Dispatch-Generation | FuelCost | 0 | [6 empty] | 0.36069 | 0
LCP_Inputs_ON_Diverse_2023_04_03 | 2046 | Fossil Fuel Thermal (Coal, Peat, Oil) | Generation | Electricity | NY | Dispatch-Generation | VOM | 0 | [6 empty] | 0.36069 | 0
LCP_Inputs_ON_Diverse_2023_04_03 | 2046 | Fossil Fuel Thermal (Coal, Peat, Oil) | Generation | Electricity | ON | Dispatch-Generation | EmissionsCost | 0 | [6 empty] | 0.36069 | 0
LCP_Inputs_ON_Diverse_2023_04_03 | 2046 | Fossil Fuel Thermal (Coal, Peat, Oil) | Generation | Electricity | ON | Dispatch-Generation | FuelCost | 0 | [6 empty] | 0.36069 | 0
LCP_Inputs_ON_Diverse_2023_04_03 | 2046 | Fossil Fuel Thermal (Coal, Peat, Oil) | Generation | Electricity | ON | Dispatch-Generation | VOM | 0 | [6 empty] | 0.36069 | 0
LCP_Inputs_ON_Diverse_2023_04_03 | 2046 | Fossil Fuel Thermal (Coal, Peat, Oil) | Generation | Electricity | PJ | Dispatch-Generation | EmissionsCost | 0 | [6 empty] | 0.36069 | 0
LCP_Inputs_ON_Diverse_2023_04_03 | 2046 | Fossil Fuel Thermal (Coal, Peat, Oil) | Generation | Electricity | PJ | Dispatch-Generation | FuelCost | 0 | [6 empty] | 0.36069 | 0
LCP_Inputs_ON_Diverse_2023_04_03 | 2046 | Fossil Fuel Thermal (Coal, Peat, Oil) | Generation | Electricity | PJ | Dispatch-Generation | VOM | 0 | [6 empty] | 0.36069 | 0
LCP_Inputs_ON_Diverse_2023_04_03 | 2046 | Fossil Fuel Thermal (Coal, Peat, Oil) | Generation | Electricity | QC | Dispatch-Generation | EmissionsCost | 0 | [6 empty] | 0.36069 | 0
LCP_Inputs_ON_Diverse_2023_04_03 | 2046 | Fossil Fuel Thermal (Coal, Peat, Oil) | Generation | Electricity | QC | Dispatch-Generation | FuelCost | 0 | [6 empty] | 0.36069 | 0
LCP_Inputs_ON_Diverse_2023_04_03 | 2046 | Fossil Fuel Thermal (Coal, Peat, Oil) | Generation | Electricity | QC | Dispatch-Generation | VOM | 0 | [6 empty] | 0.36069 | 0
LCP_Inputs_ON_Diverse_2023_04_03 | 2046 | Fossil Fuel Thermal (Coal, Peat, Oil) | Generation | Electricity | WC | Dispatch-Generation | EmissionsCost | 0 | [6 empty] | 0.36069 | 0
LCP_Inputs_ON_Diverse_2023_04_03 | 2046 | Fossil Fuel Thermal (Coal, Peat, Oil) | Generation | Electricity | WC | Dispatch-Generation | FuelCost | 0 | [6 empty] | 0.36069 | 0
LCP_Inputs_ON_Diverse_2023_04_03 | 2046 | Fossil Fuel Thermal (Coal, Peat, Oil) | Generation | Electricity | WC | Dispatch-Generation | VOM | 0 | [6 empty] | 0.36069 | 0
LCP_Inputs_ON_Diverse_2023_04_03 | 2046 | Generic - Generator | Generation | Electricity | MI | Dispatch-Generation | EmissionsCost | 0 | [6 empty] | 0.36069 | 0
LCP_Inputs_ON_Diverse_2023_04_03 | 2046 | Generic - Generator | Generation | Electricity | MI | Dispatch-Generation | FuelCost | 922715978.5322 | [6 empty] | 0.36069 | 332813718.515
LCP_Inputs_ON_Diverse_2023_04_03 | 2046 | Generic - Generator | Generation | Electricity | MI | Dispatch-Generation | VOM | 30177343.602 | [6 empty] | 0.36069 | 10884642.9159
LCP_Inputs_ON_Diverse_2023_04_03 | 2046 | Generic - Generator | Generation | Electricity | NY | Dispatch-Generation | EmissionsCost | 0 | [6 empty] | 0.36069 | 0
LCP_Inputs_ON_Diverse_2023_04_03 | 2046 | Generic - Generator | Generation | Electricity | NY | Dispatch-Generation | FuelCost | 169239391.3338 | [6 empty] | 0.36069 | 61042826.2428
LCP_Inputs_ON_Diverse_2023_04_03 | 2046 | Generic - Generator | Generation | Electricity | NY | Dispatch-Generation | VOM | 5534959.1663 | [6 empty] | 0.36069 | 1996400.176
LCP_Inputs_ON_Diverse_2023_04_03 | 2046 | Generic - Generator | Generation | Electricity | ON | Dispatch-Generation | EmissionsCost | 0 | [6 empty] | 0.36069 | 0
LCP_Inputs_ON_Diverse_2023_04_03 | 2046 | Generic - Generator | Generation | Electricity | ON | Dispatch-Generation | FuelCost | 0 | [6 empty] | 0.36069 | 0
LCP_Inputs_ON_Diverse_2023_04_03 | 2046 | Generic - Generator | Generation | Electricity | ON | Dispatch-Generation | VOM | 0 | [6 empty] | 0.36069 | 0
LCP_Inputs_ON_Diverse_2023_04_03 | 2046 | Generic - Generator | Generation | Electricity | PJ | Dispatch-Generation | EmissionsCost | 0 | [6 empty] | 0.36069 | 0
LCP_Inputs_ON_Diverse_2023_04_03 | 2046 | Generic - Generator | Generation | Electricity | PJ | Dispatch-Generation | FuelCost | 5434493471.1405 | [6 empty] | 0.36069 | 1960163281.5041
LCP_Inputs_ON_Diverse_2023_04_03 | 2046 | Generic - Generator | Generation | Electricity | PJ | Dispatch-Generation | VOM | 177734623.2179 | [6 empty] | 0.36069 | 64106964.9147
LCP_Inputs_ON_Diverse_2023_04_03 | 2046 | Generic - Generator | Generation | Electricity | QC | Dispatch-Generation | EmissionsCost | 0 | [6 empty] | 0.36069 | 0
LCP_Inputs_ON_Diverse_2023_04_03 | 2046 | Generic - Generator | Generation | Electricity | QC | Dispatch-Generation | FuelCost | 0 | [6 empty] | 0.36069 | 0
LCP_Inputs_ON_Diverse_2023_04_03 | 2046 | Generic - Generator | Generation | Electricity | QC | Dispatch-Generation | VOM | 0 | [6 empty] | 0.36069 | 0
LCP_Inputs_ON_Diverse_2023_04_03 | 2046 | Generic - Generator | Generation | Electricity | WC | Dispatch-Generation | EmissionsCost | 0 | [6 empty] | 0.36069 | 0
LCP_Inputs_ON_Diverse_2023_04_03 | 2046 | Generic - Generator | Generation | Electricity | WC | Dispatch-Generation | FuelCost | 0 | [6 empty] | 0.36069 | 0
LCP_Inputs_ON_Diverse_2023_04_03 | 2046 | Generic - Generator | Generation | Electricity | WC | Dispatch-Generation | VOM | 0 | [6 empty] | 0.36069 | 0
LCP_Inputs_ON_Diverse_2023_04_03 | 2046 | H2 Import - QC | Import | Hydrogen | MI | Dispatch-Import | EmissionsCost | 0 | [6 empty] | 0.36069 | 0
LCP_Inputs_ON_Diverse_2023_04_03 | 2046 | H2 Import - QC | Import | Hydrogen | MI | Dispatch-Import | FuelCost | 0 | [6 empty] | 0.36069 | 0
LCP_Inputs_ON_Diverse_2023_04_03 | 2046 | H2 Import - QC | Import | Hydrogen | MI | Dispatch-Import | VOM | 0 | [6 empty] | 0.36069 | 0
LCP_Inputs_ON_Diverse_2023_04_03 | 2046 | H2 Import - QC | Import | Hydrogen | NY | Dispatch-Import | EmissionsCost | 0 | [6 empty] | 0.36069 | 0
LCP_Inputs_ON_Diverse_2023_04_03 | 2046 | H2 Import - QC | Import | Hydrogen | NY | Dispatch-Import | FuelCost | 0 | [6 empty] | 0.36069 | 0
LCP_Inputs_ON_Diverse_2023_04_03 | 2046 | H2 Import - QC | Import | Hydrogen | NY | Dispatch-Import | VOM | 0 | [6 empty] | 0.36069 | 0
LCP_Inputs_ON_Diverse_2023_04_03 | 2046 | H2 Import - QC | Import | Hydrogen | ON | Dispatch-Import | EmissionsCost | 0 | [6 empty] | 0.36069 | 0
LCP_Inputs_ON_Diverse_2023_04_03 | 2046 | H2 Import - QC | Import | Hydrogen | ON | Dispatch-Import | FuelCost | 0 | [6 empty] | 0.36069 | 0
LCP_Inputs_ON_Diverse_2023_04_03 | 2046 | H2 Import - QC | Import | Hydrogen | ON | Dispatch-Import | VOM | 0 | [6 empty] | 0.36069 | 0
LCP_Inputs_ON_Diverse_2023_04_03 | 2046 | H2 Import - QC | Import | Hydrogen | PJ | Dispatch-Import | EmissionsCost | 0 | [6 empty] | 0.36069 | 0
LCP_Inputs_ON_Diverse_2023_04_03 | 2046 | H2 Import - QC | Import | Hydrogen | PJ | Dispatch-Import | FuelCost | 0 | [6 empty] | 0.36069 | 0
LCP_Inputs_ON_Diverse_2023_04_03 | 2046 | H2 Import - QC | Import | Hydrogen | PJ | Dispatch-Import | VOM | 0 | [6 empty] | 0.36069 | 0
LCP_Inputs_ON_Diverse_2023_04_03 | 2046 | H2 Import - QC | Import | Hydrogen | QC | Dispatch-Import | EmissionsCost | 0 | [6 empty] | 0.36069 | 0
LCP_Inputs_ON_Diverse_2023_04_03 | 2046 | H2 Import - QC | Import | Hydrogen | QC | Dispatch-Import | FuelCost | 0 | [6 empty] | 0.36069 | 0
LCP_Inputs_ON_Diverse_2023_04_03 | 2046 | H2 Import - QC | Import | Hydrogen | QC | Dispatch-Import | VOM | 0 | [6 empty] | 0.36069 | 0
LCP_Inputs_ON_Diverse_2023_04_03 | 2046 | H2 Import - QC | Import | Hydrogen | WC | Dispatch-Import | EmissionsCost | 0 | [6 empty] | 0.36069 | 0
LCP_Inputs_ON_Diverse_2023_04_03 | 2046 | H2 Import - QC | Import | Hydrogen | WC | Dispatch-Import | FuelCost | 0 | [6 empty] | 0.36069 | 0
LCP_Inputs_ON_Diverse_2023_04_03 | 2046 | H2 Import - QC | Import | Hydrogen | WC | Dispatch-Import | VOM | 0 | [6 empty] | 0.36069 | 0
LCP_Inputs_ON_Diverse_2023_04_03 | 2046 | H2 Import - WC | Import | Hydrogen | MI | Dispatch-Import | EmissionsCost | 0 | [6 empty] | 0.36069 | 0
LCP_Inputs_ON_Diverse_2023_04_03 | 2046 | H2 Import - WC | Import | Hydrogen | MI | Dispatch-Import | FuelCost | 0 | [6 empty] | 0.36069 | 0
LCP_Inputs_ON_Diverse_2023_04_03 | 2046 | H2 Import - WC | Import | Hydrogen | MI | Dispatch-Import | VOM | 0 | [6 empty] | 0.36069 | 0
LCP_Inputs_ON_Diverse_2023_04_03 | 2046 | H2 Import - WC | Import | Hydrogen | NY | Dispatch-Import | EmissionsCost | 0 | [6 empty] | 0.36069 | 0
LCP_Inputs_ON_Diverse_2023_04_03 | 2046 | H2 Import - WC | Import | Hydrogen | NY | Dispatch-Import | FuelCost | 0 | [6 empty] | 0.36069 | 0
LCP_Inputs_ON_Diverse_2023_04_03 | 2046 | H2 Import - WC | Import | Hydrogen | NY | Dispatch-Import | VOM | 0 | [6 empty] | 0.36069 | 0
LCP_Inputs_ON_Diverse_2023_04_03 | 2046 | H2 Import - WC | Import | Hydrogen | ON | Dispatch-Import | EmissionsCost | 0 | [6 empty] | 0.36069 | 0
LCP_Inputs_ON_Diverse_2023_04_03 | 2046 | H2 Import - WC | Import | Hydrogen | ON | Dispatch-Import | FuelCost | 0 | [6 empty] | 0.36069 | 0
LCP_Inputs_ON_Diverse_2023_04_03 | 2046 | H2 Import - WC | Import | Hydrogen | ON | Dispatch-Import | VOM | 0 | [6 empty] | 0.36069 | 0
LCP_Inputs_ON_Diverse_2023_04_03 | 2046 | H2 Import - WC | Import | Hydrogen | PJ | Dispatch-Import | EmissionsCost | 0 | [6 empty] | 0.36069 | 0
LCP_Inputs_ON_Diverse_2023_04_03 | 2046 | H2 Import - WC | Import | Hydrogen | PJ | Dispatch-Import | FuelCost | 0 | [6 empty] | 0.36069 | 0
LCP_Inputs_ON_Diverse_2023_04_03 | 2046 | H2 Import - WC | Import | Hydrogen | PJ | Dispatch-Import | VOM | 0 | [6 empty] | 0.36069 | 0
LCP_Inputs_ON_Diverse_2023_04_03 | 2046 | H2 Import - WC | Import | Hydrogen | QC | Dispatch-Import | EmissionsCost | 0 | [6 empty] | 0.36069 | 0
LCP_Inputs_ON_Diverse_2023_04_03 | 2046 | H2 Import - WC | Import | Hydrogen | QC | Dispatch-Import | FuelCost | 0 | [6 empty] | 0.36069 | 0
LCP_Inputs_ON_Diverse_2023_04_03 | 2046 | H2 Import - WC | Import | Hydrogen | QC | Dispatch-Import | VOM | 0 | [6 empty] | 0.36069 | 0
LCP_Inputs_ON_Diverse_2023_04_03 | 2046 | H2 Import - WC | Import | Hydrogen | WC | Dispatch-Import | EmissionsCost | 0 | [6 empty] | 0.36069 | 0
LCP_Inputs_ON_Diverse_2023_04_03 | 2046 | H2 Import - WC | Import | Hydrogen | WC | Dispatch-Import | FuelCost | 322770984.3754 | [6 empty] | 0.36069 | 116420018.7685
LCP_Inputs_ON_Diverse_2023_04_03 | 2046 | H2 Import - WC | Import | Hydrogen | WC | Dispatch-Import | VOM | 0 | [6 empty] | 0.36069 | 0
LCP_Inputs_ON_Diverse_2023_04_03 | 2046 | H2 Salt Cavern Storage - ON | Storage | Hydrogen | MI | Dispatch-Storage | EmissionsCost | 0 | [6 empty] | 0.36069 | 0
LCP_Inputs_ON_Diverse_2023_04_03 | 2046 | H2 Salt Cavern Storage - ON | Storage | Hydrogen | MI | Dispatch-Storage | FuelCost | 0 | [6 empty] | 0.36069 | 0
LCP_Inputs_ON_Diverse_2023_04_03 | 2046 | H2 Salt Cavern Storage - ON | Storage | Hydrogen | MI | Dispatch-Storage | VOM | 0 | [6 empty] | 0.36069 | 0
LCP_Inputs_ON_Diverse_2023_04_03 | 2046 | H2 Salt Cavern Storage - ON | Storage | Hydrogen | NY | Dispatch-Storage | EmissionsCost | 0 | [6 empty] | 0.36069 | 0
LCP_Inputs_ON_Diverse_2023_04_03 | 2046 | H2 Salt Cavern Storage - ON | Storage | Hydrogen | NY | Dispatch-Storage | FuelCost | 0 | [6 empty] | 0.36069 | 0
LCP_Inputs_ON_Diverse_2023_04_03 | 2046 | H2 Salt Cavern Storage - ON | Storage | Hydrogen | NY | Dispatch-Storage | VOM | 0 | [6 empty] | 0.36069 | 0
LCP_Inputs_ON_Diverse_2023_04_03 | 2046 | H2 Salt Cavern Storage - ON | Storage | Hydrogen | ON | Dispatch-Storage | EmissionsCost | 0 | [6 empty] | 0.36069 | 0
LCP_Inputs_ON_Diverse_2023_04_03 | 2046 | H2 Salt Cavern Storage - ON | Storage | Hydrogen | ON | Dispatch-Storage | FuelCost | 0 | [6 empty] | 0.36069 | 0
LCP_Inputs_ON_Diverse_2023_04_03 | 2046 | H2 Salt Cavern Storage - ON | Storage | Hydrogen | ON | Dispatch-Storage | VOM | 60179086.0056 | [6 empty] | 0.36069 | 21705948.3702
LCP_Inputs_ON_Diverse_2023_04_03 | 2046 | H2 Salt Cavern Storage - ON | Storage | Hydrogen | PJ | Dispatch-Storage | EmissionsCost | 0 | [6 empty] | 0.36069 | 0
LCP_Inputs_ON_Diverse_2023_04_03 | 2046 | H2 Salt Cavern Storage - ON | Storage | Hydrogen | PJ | Dispatch-Storage | FuelCost | 0 | [6 empty] | 0.36069 | 0
LCP_Inputs_ON_Diverse_2023_04_03 | 2046 | H2 Salt Cavern Storage - ON | Storage | Hydrogen | PJ | Dispatch-Storage | VOM | 0 | [6 empty] | 0.36069 | 0
LCP_Inputs_ON_Diverse_2023_04_03 | 2046 | H2 Salt Cavern Storage - ON | Storage | Hydrogen | QC | Dispatch-Storage | EmissionsCost | 0 | [6 empty] | 0.36069 | 0
LCP_Inputs_ON_Diverse_2023_04_03 | 2046 | H2 Salt Cavern Storage - ON | Storage | Hydrogen | QC | Dispatch-Storage | FuelCost | 0 | [6 empty] | 0.36069 | 0
LCP_Inputs_ON_Diverse_2023_04_03 | 2046 | H2 Salt Cavern Storage - ON | Storage | Hydrogen | QC | Dispatch-Storage | VOM | 0 | [6 empty] | 0.36069 | 0
LCP_Inputs_ON_Diverse_2023_04_03 | 2046 | H2 Salt Cavern Storage - ON | Storage | Hydrogen | WC | Dispatch-Storage | EmissionsCost | 0 | [6 empty] | 0.36069 | 0
LCP_Inputs_ON_Diverse_2023_04_03 | 2046 | H2 Salt Cavern Storage - ON | Storage | Hydrogen | WC | Dispatch-Storage | FuelCost | 0 | [6 empty] | 0.36069 | 0
LCP_Inputs_ON_Diverse_2023_04_03 | 2046 | H2 Salt Cavern Storage - ON | Storage | Hydrogen | WC | Dispatch-Storage | VOM | 0 | [6 empty] | 0.36069 | 0
LCP_Inputs_ON_Diverse_2023_04_03 | 2046 | Hydro | Generation | Electricity | MI | Dispatch-Generation | EmissionsCost | 0 | [6 empty] | 0.36069 | 0
LCP_Inputs_ON_Diverse_2023_04_03 | 2046 | Hydro | Generation | Electricity | MI | Dispatch-Generation | FuelCost | 0 | [6 empty] | 0.36069 | 0
LCP_Inputs_ON_Diverse_2023_04_03 | 2046 | Hydro | Generation | Electricity | MI | Dispatch-Generation | VOM | 0 | [6 empty] | 0.36069 | 0
LCP_Inputs_ON_Diverse_2023_04_03 | 2046 | Hydro | Generation | Electricity | NY | Dispatch-Generation | EmissionsCost | 0 | [6 empty] | 0.36069 | 0
LCP_Inputs_ON_Diverse_2023_04_03 | 2046 | Hydro | Generation | Electricity | NY | Dispatch-Generation | FuelCost | 0 | [6 empty] | 0.36069 | 0
LCP_Inputs_ON_Diverse_2023_04_03 | 2046 | Hydro | Generation | Electricity | NY | Dispatch-Generation | VOM | 0 | [6 empty] | 0.36069 | 0
LCP_Inputs_ON_Diverse_2023_04_03 | 2046 | Hydro | Generation | Electricity | ON | Dispatch-Generation | EmissionsCost | 0 | [6 empty] | 0.36069 | 0
LCP_Inputs_ON_Diverse_2023_04_03 | 2046 | Hydro | Generation | Electricity | ON | Dispatch-Generation | FuelCost | 0 | [6 empty] | 0.36069 | 0
LCP_Inputs_ON_Diverse_2023_04_03 | 2046 | Hydro | Generation | Electricity | ON | Dispatch-Generation | VOM | 0 | [6 empty] | 0.36069 | 0
LCP_Inputs_ON_Diverse_2023_04_03 | 2046 | Hydro | Generation | Electricity | PJ | Dispatch-Generation | EmissionsCost | 0 | [6 empty] | 0.36069 | 0
LCP_Inputs_ON_Diverse_2023_04_03 | 2046 | Hydro | Generation | Electricity | PJ | Dispatch-Generation | FuelCost | 0 | [6 empty] | 0.36069 | 0
LCP_Inputs_ON_Diverse_2023_04_03 | 2046 | Hydro | Generation | Electricity | PJ | Dispatch-Generation | VOM | 0 | [6 empty] | 0.36069 | 0
LCP_Inputs_ON_Diverse_2023_04_03 | 2046 | Hydro | Generation | Electricity | QC | Dispatch-Generation | EmissionsCost | 0 | [6 empty] | 0.36069 | 0
LCP_Inputs_ON_Diverse_2023_04_03 | 2046 | Hydro | Generation | Electricity | QC | Dispatch-Generation | FuelCost | 0 | [6 empty] | 0.36069 | 0
LCP_Inputs_ON_Diverse_2023_04_03 | 2046 | Hydro | Generation | Electricity | QC | Dispatch-Generation | VOM | 0 | [6 empty] | 0.36069 | 0
LCP_Inputs_ON_Diverse_2023_04_03 | 2046 | Hydro | Generation | Electricity | WC | Dispatch-Generation | EmissionsCost | 0 | [6 empty] | 0.36069 | 0
LCP_Inputs_ON_Diverse_2023_04_03 | 2046 | Hydro | Generation | Electricity | WC | Dispatch-Generation | FuelCost | 0 | [6 empty] | 0.36069 | 0
LCP_Inputs_ON_Diverse_2023_04_03 | 2046 | Hydro | Generation | Electricity | WC | Dispatch-Generation | VOM | 0 | [6 empty] | 0.36069 | 0
LCP_Inputs_ON_Diverse_2023_04_03 | 2046 | Hydro Pumped Storage | Storage | Electricity | MI | Dispatch-Storage | EmissionsCost | 0 | [6 empty] | 0.36069 | 0
LCP_Inputs_ON_Diverse_2023_04_03 | 2046 | Hydro Pumped Storage | Storage | Electricity | MI | Dispatch-Storage | FuelCost | 0 | [6 empty] | 0.36069 | 0
LCP_Inputs_ON_Diverse_2023_04_03 | 2046 | Hydro Pumped Storage | Storage | Electricity | MI | Dispatch-Storage | VOM | 0 | [6 empty] | 0.36069 | 0
LCP_Inputs_ON_Diverse_2023_04_03 | 2046 | Hydro Pumped Storage | Storage | Electricity | NY | Dispatch-Storage | EmissionsCost | 0 | [6 empty] | 0.36069 | 0
LCP_Inputs_ON_Diverse_2023_04_03 | 2046 | Hydro Pumped Storage | Storage | Electricity | NY | Dispatch-Storage | FuelCost | 0 | [6 empty] | 0.36069 | 0
LCP_Inputs_ON_Diverse_2023_04_03 | 2046 | Hydro Pumped Storage | Storage | Electricity | NY | Dispatch-Storage | VOM | 0 | [6 empty] | 0.36069 | 0
LCP_Inputs_ON_Diverse_2023_04_03 | 2046 | Hydro Pumped Storage | Storage | Electricity | ON | Dispatch-Storage | EmissionsCost | 0 | [6 empty] | 0.36069 | 0
LCP_Inputs_ON_Diverse_2023_04_03 | 2046 | Hydro Pumped Storage | Storage | Electricity | ON | Dispatch-Storage | FuelCost | 0 | [6 empty] | 0.36069 | 0
LCP_Inputs_ON_Diverse_2023_04_03 | 2046 | Hydro Pumped Storage | Storage | Electricity | ON | Dispatch-Storage | VOM | 0 | [6 empty] | 0.36069 | 0
LCP_Inputs_ON_Diverse_2023_04_03 | 2046 | Hydro Pumped Storage | Storage | Electricity | PJ | Dispatch-Storage | EmissionsCost | 0 | [6 empty] | 0.36069 | 0
LCP_Inputs_ON_Diverse_2023_04_03 | 2046 | Hydro Pumped Storage | Storage | Electricity | PJ | Dispatch-Storage | FuelCost | 0 | [6 empty] | 0.36069 | 0
LCP_Inputs_ON_Diverse_2023_04_03 | 2046 | Hydro Pumped Storage | Storage | Electricity | PJ | Dispatch-Storage | VOM | 0 | [6 empty] | 0.36069 | 0
LCP_Inputs_ON_Diverse_2023_04_03 | 2046 | Hydro Pumped Storage | Storage | Electricity | QC | Dispatch-Storage | EmissionsCost | 0 | [6 empty] | 0.36069 | 0
LCP_Inputs_ON_Diverse_2023_04_03 | 2046 | Hydro Pumped Storage | Storage | Electricity | QC | Dispatch-Storage | FuelCost | 0 | [6 empty] | 0.36069 | 0
LCP_Inputs_ON_Diverse_2023_04_03 | 2046 | Hydro Pumped Storage | Storage | Electricity | QC | Dispatch-Storage | VOM | 0 | [6 empty] | 0.36069 | 0
LCP_Inputs_ON_Diverse_2023_04_03 | 2046 | Hydro Pumped Storage | Storage | Electricity | WC | Dispatch-Storage | EmissionsCost | 0 | [6 empty] | 0.36069 | 0
LCP_Inputs_ON_Diverse_2023_04_03 | 2046 | Hydro Pumped Storage | Storage | Electricity | WC | Dispatch-Storage | FuelCost | 0 | [6 empty] | 0.36069 | 0
LCP_Inputs_ON_Diverse_2023_04_03 | 2046 | Hydro Pumped Storage | Storage | Electricity | WC | Dispatch-Storage | VOM | 0 | [6 empty] | 0.36069 | 0
LCP_Inputs_ON_Diverse_2023_04_03 | 2046 | Nuclear | Generation | Electricity | MI | Dispatch-Generation | EmissionsCost | 0 | [6 empty] | 0.36069 | 0
LCP_Inputs_ON_Diverse_2023_04_03 | 2046 | Nuclear | Generation | Electricity | MI | Dispatch-Generation | FuelCost | 0 | [6 empty] | 0.36069 | 0
LCP_Inputs_ON_Diverse_2023_04_03 | 2046 | Nuclear | Generation | Electricity | MI | Dispatch-Generation | VOM | 2762866296.96 | [6 empty] | 0.36069 | 996536125.3566
LCP_Inputs_ON_Diverse_2023_04_03 | 2046 | Nuclear | Generation | Electricity | NY | Dispatch-Generation | EmissionsCost | 0 | [6 empty] | 0.36069 | 0
LCP_Inputs_ON_Diverse_2023_04_03 | 2046 | Nuclear | Generation | Electricity | NY | Dispatch-Generation | FuelCost | 0 | [6 empty] | 0.36069 | 0
LCP_Inputs_ON_Diverse_2023_04_03 | 2046 | Nuclear | Generation | Electricity | NY | Dispatch-Generation | VOM | 2246155230.144 | [6 empty] | 0.36069 | 810164007.017
LCP_Inputs_ON_Diverse_2023_04_03 | 2046 | Nuclear | Generation | Electricity | ON | Dispatch-Generation | EmissionsCost | 0 | [6 empty] | 0.36069 | 0
LCP_Inputs_ON_Diverse_2023_04_03 | 2046 | Nuclear | Generation | Electricity | ON | Dispatch-Generation | FuelCost | 0 | [6 empty] | 0.36069 | 0
LCP_Inputs_ON_Diverse_2023_04_03 | 2046 | Nuclear | Generation | Electricity | ON | Dispatch-Generation | VOM | 7823178339.984 | [6 empty] | 0.36069 | 2821736194.5743
LCP_Inputs_ON_Diverse_2023_04_03 | 2046 | Nuclear | Generation | Electricity | PJ | Dispatch-Generation | EmissionsCost | 0 | [6 empty] | 0.36069 | 0
LCP_Inputs_ON_Diverse_2023_04_03 | 2046 | Nuclear | Generation | Electricity | PJ | Dispatch-Generation | FuelCost | 0 | [6 empty] | 0.36069 | 0
LCP_Inputs_ON_Diverse_2023_04_03 | 2046 | Nuclear | Generation | Electricity | PJ | Dispatch-Generation | VOM | 6401347648.6848 | [6 empty] | 0.36069 | 2308897173.164
LCP_Inputs_ON_Diverse_2023_04_03 | 2046 | Nuclear | Generation | Electricity | QC | Dispatch-Generation | EmissionsCost | 0 | [6 empty] | 0.36069 | 0
LCP_Inputs_ON_Diverse_2023_04_03 | 2046 | Nuclear | Generation | Electricity | QC | Dispatch-Generation | FuelCost | 0 | [6 empty] | 0.36069 | 0
LCP_Inputs_ON_Diverse_2023_04_03 | 2046 | Nuclear | Generation | Electricity | QC | Dispatch-Generation | VOM | 0 | [6 empty] | 0.36069 | 0
LCP_Inputs_ON_Diverse_2023_04_03 | 2046 | Nuclear | Generation | Electricity | WC | Dispatch-Generation | EmissionsCost | 0 | [6 empty] | 0.36069 | 0
LCP_Inputs_ON_Diverse_2023_04_03 | 2046 | Nuclear | Generation | Electricity | WC | Dispatch-Generation | FuelCost | 0 | [6 empty] | 0.36069 | 0
LCP_Inputs_ON_Diverse_2023_04_03 | 2046 | Nuclear | Generation | Electricity | WC | Dispatch-Generation | VOM | 0 | [6 empty] | 0.36069 | 0
LCP_Inputs_ON_Diverse_2023_04_03 | 2046 | Nuclear SMR | Generation | Electricity | MI | Dispatch-Generation | EmissionsCost | 0 | [6 empty] | 0.36069 | 0
LCP_Inputs_ON_Diverse_2023_04_03 | 2046 | Nuclear SMR | Generation | Electricity | MI | Dispatch-Generation | FuelCost | 0 | [6 empty] | 0.36069 | 0
LCP_Inputs_ON_Diverse_2023_04_03 | 2046 | Nuclear SMR | Generation | Electricity | MI | Dispatch-Generation | VOM | 0 | [6 empty] | 0.36069 | 0
LCP_Inputs_ON_Diverse_2023_04_03 | 2046 | Nuclear SMR | Generation | Electricity | NY | Dispatch-Generation | EmissionsCost | 0 | [6 empty] | 0.36069 | 0
LCP_Inputs_ON_Diverse_2023_04_03 | 2046 | Nuclear SMR | Generation | Electricity | NY | Dispatch-Generation | FuelCost | 0 | [6 empty] | 0.36069 | 0
LCP_Inputs_ON_Diverse_2023_04_03 | 2046 | Nuclear SMR | Generation | Electricity | NY | Dispatch-Generation | VOM | 0 | [6 empty] | 0.36069 | 0
LCP_Inputs_ON_Diverse_2023_04_03 | 2046 | Nuclear SMR | Generation | Electricity | ON | Dispatch-Generation | EmissionsCost | 0 | [6 empty] | 0.36069 | 0
LCP_Inputs_ON_Diverse_2023_04_03 | 2046 | Nuclear SMR | Generation | Electricity | ON | Dispatch-Generation | FuelCost | 0 | [6 empty] | 0.36069 | 0
LCP_Inputs_ON_Diverse_2023_04_03 | 2046 | Nuclear SMR | Generation | Electricity | ON | Dispatch-Generation | VOM | 17018020.8 | [6 empty] | 0.36069 | 6138216.8684
LCP_Inputs_ON_Diverse_2023_04_03 | 2046 | Nuclear SMR | Generation | Electricity | PJ | Dispatch-Generation | EmissionsCost | 0 | [6 empty] | 0.36069 | 0
LCP_Inputs_ON_Diverse_2023_04_03 | 2046 | Nuclear SMR | Generation | Electricity | PJ | Dispatch-Generation | FuelCost | 0 | [6 empty] | 0.36069 | 0
LCP_Inputs_ON_Diverse_2023_04_03 | 2046 | Nuclear SMR | Generation | Electricity | PJ | Dispatch-Generation | VOM | 0 | [6 empty] | 0.36069 | 0
LCP_Inputs_ON_Diverse_2023_04_03 | 2046 | Nuclear SMR | Generation | Electricity | QC | Dispatch-Generation | EmissionsCost | 0 | [6 empty] | 0.36069 | 0
LCP_Inputs_ON_Diverse_2023_04_03 | 2046 | Nuclear SMR | Generation | Electricity | QC | Dispatch-Generation | FuelCost | 0 | [6 empty] | 0.36069 | 0
LCP_Inputs_ON_Diverse_2023_04_03 | 2046 | Nuclear SMR | Generation | Electricity | QC | Dispatch-Generation | VOM | 0 | [6 empty] | 0.36069 | 0
LCP_Inputs_ON_Diverse_2023_04_03 | 2046 | Nuclear SMR | Generation | Electricity | WC | Dispatch-Generation | EmissionsCost | 0 | [6 empty] | 0.36069 | 0
LCP_Inputs_ON_Diverse_2023_04_03 | 2046 | Nuclear SMR | Generation | Electricity | WC | Dispatch-Generation | FuelCost | 0 | [6 empty] | 0.36069 | 0
LCP_Inputs_ON_Diverse_2023_04_03 | 2046 | Nuclear SMR | Generation | Electricity | WC | Dispatch-Generation | VOM | 0 | [6 empty] | 0.36069 | 0
LCP_Inputs_ON_Diverse_2023_04_03 | 2046 | O/CCGT - CH4 Existing | Crossload | Electricity | MI | Dispatch-Crossload | EmissionsCost | 0 | [6 empty] | 0.36069 | 0
LCP_Inputs_ON_Diverse_2023_04_03 | 2046 | O/CCGT - CH4 Existing | Crossload | Electricity | MI | Dispatch-Crossload | FuelCost | 0 | [6 empty] | 0.36069 | 0
LCP_Inputs_ON_Diverse_2023_04_03 | 2046 | O/CCGT - CH4 Existing | Crossload | Electricity | MI | Dispatch-Crossload | VOM | 0 | [6 empty] | 0.36069 | 0
LCP_Inputs_ON_Diverse_2023_04_03 | 2046 | O/CCGT - CH4 Existing | Crossload | Electricity | NY | Dispatch-Crossload | EmissionsCost | 0 | [6 empty] | 0.36069 | 0
LCP_Inputs_ON_Diverse_2023_04_03 | 2046 | O/CCGT - CH4 Existing | Crossload | Electricity | NY | Dispatch-Crossload | FuelCost | 0 | [6 empty] | 0.36069 | 0
LCP_Inputs_ON_Diverse_2023_04_03 | 2046 | O/CCGT - CH4 Existing | Crossload | Electricity | NY | Dispatch-Crossload | VOM | 0 | [6 empty] | 0.36069 | 0
LCP_Inputs_ON_Diverse_2023_04_03 | 2046 | O/CCGT - CH4 Existing | Crossload | Electricity | ON | Dispatch-Crossload | EmissionsCost | 3390434.5216 | [6 empty] | 0.36069 | 1222893.2269
LCP_Inputs_ON_Diverse_2023_04_03 | 2046 | O/CCGT - CH4 Existing | Crossload | Electricity | ON | Dispatch-Crossload | FuelCost | 0 | [6 empty] | 0.36069 | 0
LCP_Inputs_ON_Diverse_2023_04_03 | 2046 | O/CCGT - CH4 Existing | Crossload | Electricity | ON | Dispatch-Crossload | VOM | 205052.9936 | [6 empty] | 0.36069 | 73960.407
LCP_Inputs_ON_Diverse_2023_04_03 | 2046 | O/CCGT - CH4 Existing | Crossload | Electricity | PJ | Dispatch-Crossload | EmissionsCost | 0 | [6 empty] | 0.36069 | 0
LCP_Inputs_ON_Diverse_2023_04_03 | 2046 | O/CCGT - CH4 Existing | Crossload | Electricity | PJ | Dispatch-Crossload | FuelCost | 0 | [6 empty] | 0.36069 | 0
LCP_Inputs_ON_Diverse_2023_04_03 | 2046 | O/CCGT - CH4 Existing | Crossload | Electricity | PJ | Dispatch-Crossload | VOM | 0 | [6 empty] | 0.36069 | 0
LCP_Inputs_ON_Diverse_2023_04_03 | 2046 | O/CCGT - CH4 Existing | Crossload | Electricity | QC | Dispatch-Crossload | EmissionsCost | 0 | [6 empty] | 0.36069 | 0
LCP_Inputs_ON_Diverse_2023_04_03 | 2046 | O/CCGT - CH4 Existing | Crossload | Electricity | QC | Dispatch-Crossload | FuelCost | 0 | [6 empty] | 0.36069 | 0
LCP_Inputs_ON_Diverse_2023_04_03 | 2046 | O/CCGT - CH4 Existing | Crossload | Electricity | QC | Dispatch-Crossload | VOM | 0 | [6 empty] | 0.36069 | 0
LCP_Inputs_ON_Diverse_2023_04_03 | 2046 | O/CCGT - CH4 Existing | Crossload | Electricity | WC | Dispatch-Crossload | EmissionsCost | 0 | [6 empty] | 0.36069 | 0
LCP_Inputs_ON_Diverse_2023_04_03 | 2046 | O/CCGT - CH4 Existing | Crossload | Electricity | WC | Dispatch-Crossload | FuelCost | 0 | [6 empty] | 0.36069 | 0
LCP_Inputs_ON_Diverse_2023_04_03 | 2046 | O/CCGT - CH4 Existing | Crossload | Electricity | WC | Dispatch-Crossload | VOM | 0 | [6 empty] | 0.36069 | 0
LCP_Inputs_ON_Diverse_2023_04_03 | 2046 | O/CCGT - CH4 New | Crossload | Electricity | MI | Dispatch-Crossload | EmissionsCost | 0 | [6 empty] | 0.36069 | 0
LCP_Inputs_ON_Diverse_2023_04_03 | 2046 | O/CCGT - CH4 New | Crossload | Electricity | MI | Dispatch-Crossload | FuelCost | 0 | [6 empty] | 0.36069 | 0
LCP_Inputs_ON_Diverse_2023_04_03 | 2046 | O/CCGT - CH4 New | Crossload | Electricity | MI | Dispatch-Crossload | VOM | 0 | [6 empty] | 0.36069 | 0
LCP_Inputs_ON_Diverse_2023_04_03 | 2046 | O/CCGT - CH4 New | Crossload | Electricity | NY | Dispatch-Crossload | EmissionsCost | 0 | [6 empty] | 0.36069 | 0
LCP_Inputs_ON_Diverse_2023_04_03 | 2046 | O/CCGT - CH4 New | Crossload | Electricity | NY | Dispatch-Crossload | FuelCost | 0 | [6 empty] | 0.36069 | 0
LCP_Inputs_ON_Diverse_2023_04_03 | 2046 | O/CCGT - CH4 New | Crossload | Electricity | NY | Dispatch-Crossload | VOM | 0 | [6 empty] | 0.36069 | 0
LCP_Inputs_ON_Diverse_2023_04_03 | 2046 | O/CCGT - CH4 New | Crossload | Electricity | ON | Dispatch-Crossload | EmissionsCost | 1511114.6946 | [6 empty] | 0.36069 | 545042.8001
LCP_Inputs_ON_Diverse_2023_04_03 | 2046 | O/CCGT - CH4 New | Crossload | Electricity | ON | Dispatch-Crossload | FuelCost | 0 | [6 empty] | 0.36069 | 0
LCP_Inputs_ON_Diverse_2023_04_03 | 2046 | O/CCGT - CH4 New | Crossload | Electricity | ON | Dispatch-Crossload | VOM | 91392 | [6 empty] | 0.36069 | 32964.1104
LCP_Inputs_ON_Diverse_2023_04_03 | 2046 | O/CCGT - CH4 New | Crossload | Electricity | PJ | Dispatch-Crossload | EmissionsCost | 0 | [6 empty] | 0.36069 | 0
LCP_Inputs_ON_Diverse_2023_04_03 | 2046 | O/CCGT - CH4 New | Crossload | Electricity | PJ | Dispatch-Crossload | FuelCost | 0 | [6 empty] | 0.36069 | 0
LCP_Inputs_ON_Diverse_2023_04_03 | 2046 | O/CCGT - CH4 New | Crossload | Electricity | PJ | Dispatch-Crossload | VOM | 0 | [6 empty] | 0.36069 | 0
LCP_Inputs_ON_Diverse_2023_04_03 | 2046 | O/CCGT - CH4 New | Crossload | Electricity | QC | Dispatch-Crossload | EmissionsCost | 0 | [6 empty] | 0.36069 | 0
LCP_Inputs_ON_Diverse_2023_04_03 | 2046 | O/CCGT - CH4 New | Crossload | Electricity | QC | Dispatch-Crossload | FuelCost | 0 | [6 empty] | 0.36069 | 0
LCP_Inputs_ON_Diverse_2023_04_03 | 2046 | O/CCGT - CH4 New | Crossload | Electricity | QC | Dispatch-Crossload | VOM | 0 | [6 empty] | 0.36069 | 0
LCP_Inputs_ON_Diverse_2023_04_03 | 2046 | O/CCGT - CH4 New | Crossload | Electricity | WC | Dispatch-Crossload | EmissionsCost | 0 | [6 empty] | 0.36069 | 0
LCP_Inputs_ON_Diverse_2023_04_03 | 2046 | O/CCGT - CH4 New | Crossload | Electricity | WC | Dispatch-Crossload | FuelCost | 0 | [6 empty] | 0.36069 | 0
LCP_Inputs_ON_Diverse_2023_04_03 | 2046 | O/CCGT - CH4 New | Crossload | Electricity | WC | Dispatch-Crossload | VOM | 0 | [6 empty] | 0.36069 | 0
LCP_Inputs_ON_Diverse_2023_04_03 | 2046 | O/CCGT - H2 New | Crossload | Electricity | MI | Dispatch-Crossload | EmissionsCost | 0 | [6 empty] | 0.36069 | 0
LCP_Inputs_ON_Diverse_2023_04_03 | 2046 | O/CCGT - H2 New | Crossload | Electricity | MI | Dispatch-Crossload | FuelCost | 0 | [6 empty] | 0.36069 | 0
LCP_Inputs_ON_Diverse_2023_04_03 | 2046 | O/CCGT - H2 New | Crossload | Electricity | MI | Dispatch-Crossload | VOM | 0 | [6 empty] | 0.36069 | 0
LCP_Inputs_ON_Diverse_2023_04_03 | 2046 | O/CCGT - H2 New | Crossload | Electricity | NY | Dispatch-Crossload | EmissionsCost | 0 | [6 empty] | 0.36069 | 0
LCP_Inputs_ON_Diverse_2023_04_03 | 2046 | O/CCGT - H2 New | Crossload | Electricity | NY | Dispatch-Crossload | FuelCost | 0 | [6 empty] | 0.36069 | 0
LCP_Inputs_ON_Diverse_2023_04_03 | 2046 | O/CCGT - H2 New | Crossload | Electricity | NY | Dispatch-Crossload | VOM | 0 | [6 empty] | 0.36069 | 0
LCP_Inputs_ON_Diverse_2023_04_03 | 2046 | O/CCGT - H2 New | Crossload | Electricity | ON | Dispatch-Crossload | EmissionsCost | 0 | [6 empty] | 0.36069 | 0
LCP_Inputs_ON_Diverse_2023_04_03 | 2046 | O/CCGT - H2 New | Crossload | Electricity | ON | Dispatch-Crossload | FuelCost | 0 | [6 empty] | 0.36069 | 0
LCP_Inputs_ON_Diverse_2023_04_03 | 2046 | O/CCGT - H2 New | Crossload | Electricity | ON | Dispatch-Crossload | VOM | 7909597.6597 | [6 empty] | 0.36069 | 2852906.7127
LCP_Inputs_ON_Diverse_2023_04_03 | 2046 | O/CCGT - H2 New | Crossload | Electricity | PJ | Dispatch-Crossload | EmissionsCost | 0 | [6 empty] | 0.36069 | 0
LCP_Inputs_ON_Diverse_2023_04_03 | 2046 | O/CCGT - H2 New | Crossload | Electricity | PJ | Dispatch-Crossload | FuelCost | 0 | [6 empty] | 0.36069 | 0
LCP_Inputs_ON_Diverse_2023_04_03 | 2046 | O/CCGT - H2 New | Crossload | Electricity | PJ | Dispatch-Crossload | VOM | 0 | [6 empty] | 0.36069 | 0
LCP_Inputs_ON_Diverse_2023_04_03 | 2046 | O/CCGT - H2 New | Crossload | Electricity | QC | Dispatch-Crossload | EmissionsCost | 0 | [6 empty] | 0.36069 | 0
LCP_Inputs_ON_Diverse_2023_04_03 | 2046 | O/CCGT - H2 New | Crossload | Electricity | QC | Dispatch-Crossload | FuelCost | 0 | [6 empty] | 0.36069 | 0
LCP_Inputs_ON_Diverse_2023_04_03 | 2046 | O/CCGT - H2 New | Crossload | Electricity | QC | Dispatch-Crossload | VOM | 0 | [6 empty] | 0.36069 | 0
LCP_Inputs_ON_Diverse_2023_04_03 | 2046 | O/CCGT - H2 New | Crossload | Electricity | WC | Dispatch-Crossload | EmissionsCost | 0 | [6 empty] | 0.36069 | 0
LCP_Inputs_ON_Diverse_2023_04_03 | 2046 | O/CCGT - H2 New | Crossload | Electricity | WC | Dispatch-Crossload | FuelCost | 0 | [6 empty] | 0.36069 | 0
LCP_Inputs_ON_Diverse_2023_04_03 | 2046 | O/CCGT - H2 New | Crossload | Electricity | WC | Dispatch-Crossload | VOM | 0 | [6 empty] | 0.36069 | 0
LCP_Inputs_ON_Diverse_2023_04_03 | 2046 | SMR CCS | Crossload | Hydrogen | MI | Dispatch-Crossload | EmissionsCost | 0 | [6 empty] | 0.36069 | 0
LCP_Inputs_ON_Diverse_2023_04_03 | 2046 | SMR CCS | Crossload | Hydrogen | MI | Dispatch-Crossload | FuelCost | 0 | [6 empty] | 0.36069 | 0
LCP_Inputs_ON_Diverse_2023_04_03 | 2046 | SMR CCS | Crossload | Hydrogen | MI | Dispatch-Crossload | VOM | 0 | [6 empty] | 0.36069 | 0
LCP_Inputs_ON_Diverse_2023_04_03 | 2046 | SMR CCS | Crossload | Hydrogen | NY | Dispatch-Crossload | EmissionsCost | 0 | [6 empty] | 0.36069 | 0
LCP_Inputs_ON_Diverse_2023_04_03 | 2046 | SMR CCS | Crossload | Hydrogen | NY | Dispatch-Crossload | FuelCost | 0 | [6 empty] | 0.36069 | 0
LCP_Inputs_ON_Diverse_2023_04_03 | 2046 | SMR CCS | Crossload | Hydrogen | NY | Dispatch-Crossload | VOM | 0 | [6 empty] | 0.36069 | 0
LCP_Inputs_ON_Diverse_2023_04_03 | 2046 | SMR CCS | Crossload | Hydrogen | ON | Dispatch-Crossload | EmissionsCost | 226893188.4492 | [6 empty] | 0.36069 | 81837930.1003
LCP_Inputs_ON_Diverse_2023_04_03 | 2046 | SMR CCS | Crossload | Hydrogen | ON | Dispatch-Crossload | FuelCost | 0 | [6 empty] | 0.36069 | 0
LCP_Inputs_ON_Diverse_2023_04_03 | 2046 | SMR CCS | Crossload | Hydrogen | ON | Dispatch-Crossload | VOM | 449952760.7082 | [6 empty] | 0.36069 | 162293116.1175
LCP_Inputs_ON_Diverse_2023_04_03 | 2046 | SMR CCS | Crossload | Hydrogen | PJ | Dispatch-Crossload | EmissionsCost | 0 | [6 empty] | 0.36069 | 0
LCP_Inputs_ON_Diverse_2023_04_03 | 2046 | SMR CCS | Crossload | Hydrogen | PJ | Dispatch-Crossload | FuelCost | 0 | [6 empty] | 0.36069 | 0
LCP_Inputs_ON_Diverse_2023_04_03 | 2046 | SMR CCS | Crossload | Hydrogen | PJ | Dispatch-Crossload | VOM | 0 | [6 empty] | 0.36069 | 0
LCP_Inputs_ON_Diverse_2023_04_03 | 2046 | SMR CCS | Crossload | Hydrogen | QC | Dispatch-Crossload | EmissionsCost | 0 | [6 empty] | 0.36069 | 0
LCP_Inputs_ON_Diverse_2023_04_03 | 2046 | SMR CCS | Crossload | Hydrogen | QC | Dispatch-Crossload | FuelCost | 0 | [6 empty] | 0.36069 | 0
LCP_Inputs_ON_Diverse_2023_04_03 | 2046 | SMR CCS | Crossload | Hydrogen | QC | Dispatch-Crossload | VOM | 0 | [6 empty] | 0.36069 | 0
LCP_Inputs_ON_Diverse_2023_04_03 | 2046 | SMR CCS | Crossload | Hydrogen | WC | Dispatch-Crossload | EmissionsCost | 0 | [6 empty] | 0.36069 | 0
LCP_Inputs_ON_Diverse_2023_04_03 | 2046 | SMR CCS | Crossload | Hydrogen | WC | Dispatch-Crossload | FuelCost | 0 | [6 empty] | 0.36069 | 0
LCP_Inputs_ON_Diverse_2023_04_03 | 2046 | SMR CCS | Crossload | Hydrogen | WC | Dispatch-Crossload | VOM | 0 | [6 empty] | 0.36069 | 0
LCP_Inputs_ON_Diverse_2023_04_03 | 2046 | Solar PV | Generation | Electricity | MI | Dispatch-Generation | EmissionsCost | 0 | [6 empty] | 0.36069 | 0
LCP_Inputs_ON_Diverse_2023_04_03 | 2046 | Solar PV | Generation | Electricity | MI | Dispatch-Generation | FuelCost | 0 | [6 empty] | 0.36069 | 0
LCP_Inputs_ON_Diverse_2023_04_03 | 2046 | Solar PV | Generation | Electricity | MI | Dispatch-Generation | VOM | 0 | [6 empty] | 0.36069 | 0
LCP_Inputs_ON_Diverse_2023_04_03 | 2046 | Solar PV | Generation | Electricity | NY | Dispatch-Generation | EmissionsCost | 0 | [6 empty] | 0.36069 | 0
LCP_Inputs_ON_Diverse_2023_04_03 | 2046 | Solar PV | Generation | Electricity | NY | Dispatch-Generation | FuelCost | 0 | [6 empty] | 0.36069 | 0
LCP_Inputs_ON_Diverse_2023_04_03 | 2046 | Solar PV | Generation | Electricity | NY | Dispatch-Generation | VOM | 0 | [6 empty] | 0.36069 | 0
LCP_Inputs_ON_Diverse_2023_04_03 | 2046 | Solar PV | Generation | Electricity | ON | Dispatch-Generation | EmissionsCost | 0 | [6 empty] | 0.36069 | 0
LCP_Inputs_ON_Diverse_2023_04_03 | 2046 | Solar PV | Generation | Electricity | ON | Dispatch-Generation | FuelCost | 0 | [6 empty] | 0.36069 | 0
LCP_Inputs_ON_Diverse_2023_04_03 | 2046 | Solar PV | Generation | Electricity | ON | Dispatch-Generation | VOM | 0 | [6 empty] | 0.36069 | 0
LCP_Inputs_ON_Diverse_2023_04_03 | 2046 | Solar PV | Generation | Electricity | PJ | Dispatch-Generation | EmissionsCost | 0 | [6 empty] | 0.36069 | 0
LCP_Inputs_ON_Diverse_2023_04_03 | 2046 | Solar PV | Generation | Electricity | PJ | Dispatch-Generation | FuelCost | 0 | [6 empty] | 0.36069 | 0
LCP_Inputs_ON_Diverse_2023_04_03 | 2046 | Solar PV | Generation | Electricity | PJ | Dispatch-Generation | VOM | 0 | [6 empty] | 0.36069 | 0
LCP_Inputs_ON_Diverse_2023_04_03 | 2046 | Solar PV | Generation | Electricity | QC | Dispatch-Generation | EmissionsCost | 0 | [6 empty] | 0.36069 | 0
LCP_Inputs_ON_Diverse_2023_04_03 | 2046 | Solar PV | Generation | Electricity | QC | Dispatch-Generation | FuelCost | 0 | [6 empty] | 0.36069 | 0
LCP_Inputs_ON_Diverse_2023_04_03 | 2046 | Solar PV | Generation | Electricity | QC | Dispatch-Generation | VOM | 0 | [6 empty] | 0.36069 | 0
LCP_Inputs_ON_Diverse_2023_04_03 | 2046 | Solar PV | Generation | Electricity | WC | Dispatch-Generation | EmissionsCost | 0 | [6 empty] | 0.36069 | 0
LCP_Inputs_ON_Diverse_2023_04_03 | 2046 | Solar PV | Generation | Electricity | WC | Dispatch-Generation | FuelCost | 0 | [6 empty] | 0.36069 | 0
LCP_Inputs_ON_Diverse_2023_04_03 | 2046 | Solar PV | Generation | Electricity | WC | Dispatch-Generation | VOM | 0 | [6 empty] | 0.36069 | 0
LCP_Inputs_ON_Diverse_2023_04_03 | 2046 | Wind Offshore | Generation | Electricity | MI | Dispatch-Generation | EmissionsCost | 0 | [6 empty] | 0.36069 | 0
LCP_Inputs_ON_Diverse_2023_04_03 | 2046 | Wind Offshore | Generation | Electricity | MI | Dispatch-Generation | FuelCost | 0 | [6 empty] | 0.36069 | 0
LCP_Inputs_ON_Diverse_2023_04_03 | 2046 | Wind Offshore | Generation | Electricity | MI | Dispatch-Generation | VOM | 0 | [6 empty] | 0.36069 | 0
LCP_Inputs_ON_Diverse_2023_04_03 | 2046 | Wind Offshore | Generation | Electricity | NY | Dispatch-Generation | EmissionsCost | 0 | [6 empty] | 0.36069 | 0
LCP_Inputs_ON_Diverse_2023_04_03 | 2046 | Wind Offshore | Generation | Electricity | NY | Dispatch-Generation | FuelCost | 0 | [6 empty] | 0.36069 | 0
LCP_Inputs_ON_Diverse_2023_04_03 | 2046 | Wind Offshore | Generation | Electricity | NY | Dispatch-Generation | VOM | 0 | [6 empty] | 0.36069 | 0
LCP_Inputs_ON_Diverse_2023_04_03 | 2046 | Wind Offshore | Generation | Electricity | ON | Dispatch-Generation | EmissionsCost | 0 | [6 empty] | 0.36069 | 0
LCP_Inputs_ON_Diverse_2023_04_03 | 2046 | Wind Offshore | Generation | Electricity | ON | Dispatch-Generation | FuelCost | 0 | [6 empty] | 0.36069 | 0
LCP_Inputs_ON_Diverse_2023_04_03 | 2046 | Wind Offshore | Generation | Electricity | ON | Dispatch-Generation | VOM | 0 | [6 empty] | 0.36069 | 0
LCP_Inputs_ON_Diverse_2023_04_03 | 2046 | Wind Offshore | Generation | Electricity | PJ | Dispatch-Generation | EmissionsCost | 0 | [6 empty] | 0.36069 | 0
LCP_Inputs_ON_Diverse_2023_04_03 | 2046 | Wind Offshore | Generation | Electricity | PJ | Dispatch-Generation | FuelCost | 0 | [6 empty] | 0.36069 | 0
LCP_Inputs_ON_Diverse_2023_04_03 | 2046 | Wind Offshore | Generation | Electricity | PJ | Dispatch-Generation | VOM | 0 | [6 empty] | 0.36069 | 0
LCP_Inputs_ON_Diverse_2023_04_03 | 2046 | Wind Offshore | Generation | Electricity | QC | Dispatch-Generation | EmissionsCost | 0 | [6 empty] | 0.36069 | 0
LCP_Inputs_ON_Diverse_2023_04_03 | 2046 | Wind Offshore | Generation | Electricity | QC | Dispatch-Generation | FuelCost | 0 | [6 empty] | 0.36069 | 0
LCP_Inputs_ON_Diverse_2023_04_03 | 2046 | Wind Offshore | Generation | Electricity | QC | Dispatch-Generation | VOM | 0 | [6 empty] | 0.36069 | 0
LCP_Inputs_ON_Diverse_2023_04_03 | 2046 | Wind Offshore | Generation | Electricity | WC | Dispatch-Generation | EmissionsCost | 0 | [6 empty] | 0.36069 | 0
LCP_Inputs_ON_Diverse_2023_04_03 | 2046 | Wind Offshore | Generation | Electricity | WC | Dispatch-Generation | FuelCost | 0 | [6 empty] | 0.36069 | 0
LCP_Inputs_ON_Diverse_2023_04_03 | 2046 | Wind Offshore | Generation | Electricity | WC | Dispatch-Generation | VOM | 0 | [6 empty] | 0.36069 | 0
LCP_Inputs_ON_Diverse_2023_04_03 | 2046 | Wind Onshore | Generation | Electricity | MI | Dispatch-Generation | EmissionsCost | 0 | [6 empty] | 0.36069 | 0
LCP_Inputs_ON_Diverse_2023_04_03 | 2046 | Wind Onshore | Generation | Electricity | MI | Dispatch-Generation | FuelCost | 0 | [6 empty] | 0.36069 | 0
LCP_Inputs_ON_Diverse_2023_04_03 | 2046 | Wind Onshore | Generation | Electricity | MI | Dispatch-Generation | VOM | 0 | [6 empty] | 0.36069 | 0
LCP_Inputs_ON_Diverse_2023_04_03 | 2046 | Wind Onshore | Generation | Electricity | NY | Dispatch-Generation | EmissionsCost | 0 | [6 empty] | 0.36069 | 0
LCP_Inputs_ON_Diverse_2023_04_03 | 2046 | Wind Onshore | Generation | Electricity | NY | Dispatch-Generation | FuelCost | 0 | [6 empty] | 0.36069 | 0
LCP_Inputs_ON_Diverse_2023_04_03 | 2046 | Wind Onshore | Generation | Electricity | NY | Dispatch-Generation | VOM | 0 | [6 empty] | 0.36069 | 0
LCP_Inputs_ON_Diverse_2023_04_03 | 2046 | Wind Onshore | Generation | Electricity | ON | Dispatch-Generation | EmissionsCost | 0 | [6 empty] | 0.36069 | 0
LCP_Inputs_ON_Diverse_2023_04_03 | 2046 | Wind Onshore | Generation | Electricity | ON | Dispatch-Generation | FuelCost | 0 | [6 empty] | 0.36069 | 0
LCP_Inputs_ON_Diverse_2023_04_03 | 2046 | Wind Onshore | Generation | Electricity | ON | Dispatch-Generation | VOM | 0 | [6 empty] | 0.36069 | 0
LCP_Inputs_ON_Diverse_2023_04_03 | 2046 | Wind Onshore | Generation | Electricity | PJ | Dispatch-Generation | EmissionsCost | 0 | [6 empty] | 0.36069 | 0
LCP_Inputs_ON_Diverse_2023_04_03 | 2046 | Wind Onshore | Generation | Electricity | PJ | Dispatch-Generation | FuelCost | 0 | [6 empty] | 0.36069 | 0
LCP_Inputs_ON_Diverse_2023_04_03 | 2046 | Wind Onshore | Generation | Electricity | PJ | Dispatch-Generation | VOM | 0 | [6 empty] | 0.36069 | 0
LCP_Inputs_ON_Diverse_2023_04_03 | 2046 | Wind Onshore | Generation | Electricity | QC | Dispatch-Generation | EmissionsCost | 0 | [6 empty] | 0.36069 | 0
LCP_Inputs_ON_Diverse_2023_04_03 | 2046 | Wind Onshore | Generation | Electricity | QC | Dispatch-Generation | FuelCost | 0 | [6 empty] | 0.36069 | 0
LCP_Inputs_ON_Diverse_2023_04_03 | 2046 | Wind Onshore | Generation | Electricity | QC | Dispatch-Generation | VOM | 0 | [6 empty] | 0.36069 | 0
LCP_Inputs_ON_Diverse_2023_04_03 | 2046 | Wind Onshore | Generation | Electricity | WC | Dispatch-Generation | EmissionsCost | 0 | [6 empty] | 0.36069 | 0
LCP_Inputs_ON_Diverse_2023_04_03 | 2046 | Wind Onshore | Generation | Electricity | WC | Dispatch-Generation | FuelCost | 0 | [6 empty] | 0.36069 | 0
LCP_Inputs_ON_Diverse_2023_04_03 | 2046 | Wind Onshore | Generation | Electricity | WC | Dispatch-Generation | VOM | 0 | [6 empty] | 0.36069 | 0
LCP_Inputs_ON_Diverse_2023_04_03 | 2047 | Anaerobic Digestion | Generation | Methane | MI | Dispatch-Generation | EmissionsCost | 0 | [6 empty] | 0.34682 | 0
LCP_Inputs_ON_Diverse_2023_04_03 | 2047 | Anaerobic Digestion | Generation | Methane | MI | Dispatch-Generation | FuelCost | 0 | [6 empty] | 0.34682 | 0
LCP_Inputs_ON_Diverse_2023_04_03 | 2047 | Anaerobic Digestion | Generation | Methane | MI | Dispatch-Generation | VOM | 0 | [6 empty] | 0.34682 | 0
LCP_Inputs_ON_Diverse_2023_04_03 | 2047 | Anaerobic Digestion | Generation | Methane | NY | Dispatch-Generation | EmissionsCost | 0 | [6 empty] | 0.34682 | 0
LCP_Inputs_ON_Diverse_2023_04_03 | 2047 | Anaerobic Digestion | Generation | Methane | NY | Dispatch-Generation | FuelCost | 0 | [6 empty] | 0.34682 | 0
LCP_Inputs_ON_Diverse_2023_04_03 | 2047 | Anaerobic Digestion | Generation | Methane | NY | Dispatch-Generation | VOM | 0 | [6 empty] | 0.34682 | 0
LCP_Inputs_ON_Diverse_2023_04_03 | 2047 | Anaerobic Digestion | Generation | Methane | ON | Dispatch-Generation | EmissionsCost | 3867281.1607 | [6 empty] | 0.34682 | 1341237.1879
LCP_Inputs_ON_Diverse_2023_04_03 | 2047 | Anaerobic Digestion | Generation | Methane | ON | Dispatch-Generation | FuelCost | 0 | [6 empty] | 0.34682 | 0
LCP_Inputs_ON_Diverse_2023_04_03 | 2047 | Anaerobic Digestion | Generation | Methane | ON | Dispatch-Generation | VOM | 1742440000 | [6 empty] | 0.34682 | 604307064.4595
LCP_Inputs_ON_Diverse_2023_04_03 | 2047 | Anaerobic Digestion | Generation | Methane | PJ | Dispatch-Generation | EmissionsCost | 0 | [6 empty] | 0.34682 | 0
LCP_Inputs_ON_Diverse_2023_04_03 | 2047 | Anaerobic Digestion | Generation | Methane | PJ | Dispatch-Generation | FuelCost | 0 | [6 empty] | 0.34682 | 0
LCP_Inputs_ON_Diverse_2023_04_03 | 2047 | Anaerobic Digestion | Generation | Methane | PJ | Dispatch-Generation | VOM | 0 | [6 empty] | 0.34682 | 0
LCP_Inputs_ON_Diverse_2023_04_03 | 2047 | Anaerobic Digestion | Generation | Methane | QC | Dispatch-Generation | EmissionsCost | 0 | [6 empty] | 0.34682 | 0
LCP_Inputs_ON_Diverse_2023_04_03 | 2047 | Anaerobic Digestion | Generation | Methane | QC | Dispatch-Generation | FuelCost | 0 | [6 empty] | 0.34682 | 0
LCP_Inputs_ON_Diverse_2023_04_03 | 2047 | Anaerobic Digestion | Generation | Methane | QC | Dispatch-Generation | VOM | 0 | [6 empty] | 0.34682 | 0
LCP_Inputs_ON_Diverse_2023_04_03 | 2047 | Anaerobic Digestion | Generation | Methane | WC | Dispatch-Generation | EmissionsCost | 0 | [6 empty] | 0.34682 | 0
LCP_Inputs_ON_Diverse_2023_04_03 | 2047 | Anaerobic Digestion | Generation | Methane | WC | Dispatch-Generation | FuelCost | 0 | [6 empty] | 0.34682 | 0
LCP_Inputs_ON_Diverse_2023_04_03 | 2047 | Anaerobic Digestion | Generation | Methane | WC | Dispatch-Generation | VOM | 0 | [6 empty] | 0.34682 | 0
LCP_Inputs_ON_Diverse_2023_04_03 | 2047 | Battery Storage | Storage | Electricity | MI | Dispatch-Storage | EmissionsCost | 0 | [6 empty] | 0.34682 | 0
LCP_Inputs_ON_Diverse_2023_04_03 | 2047 | Battery Storage | Storage | Electricity | MI | Dispatch-Storage | FuelCost | 0 | [6 empty] | 0.34682 | 0
LCP_Inputs_ON_Diverse_2023_04_03 | 2047 | Battery Storage | Storage | Electricity | MI | Dispatch-Storage | VOM | 0 | [6 empty] | 0.34682 | 0
LCP_Inputs_ON_Diverse_2023_04_03 | 2047 | Battery Storage | Storage | Electricity | NY | Dispatch-Storage | EmissionsCost | 0 | [6 empty] | 0.34682 | 0
LCP_Inputs_ON_Diverse_2023_04_03 | 2047 | Battery Storage | Storage | Electricity | NY | Dispatch-Storage | FuelCost | 0 | [6 empty] | 0.34682 | 0
LCP_Inputs_ON_Diverse_2023_04_03 | 2047 | Battery Storage | Storage | Electricity | NY | Dispatch-Storage | VOM | 0 | [6 empty] | 0.34682 | 0
LCP_Inputs_ON_Diverse_2023_04_03 | 2047 | Battery Storage | Storage | Electricity | ON | Dispatch-Storage | EmissionsCost | 0 | [6 empty] | 0.34682 | 0
LCP_Inputs_ON_Diverse_2023_04_03 | 2047 | Battery Storage | Storage | Electricity | ON | Dispatch-Storage | FuelCost | 0 | [6 empty] | 0.34682 | 0
LCP_Inputs_ON_Diverse_2023_04_03 | 2047 | Battery Storage | Storage | Electricity | ON | Dispatch-Storage | VOM | 0 | [6 empty] | 0.34682 | 0
LCP_Inputs_ON_Diverse_2023_04_03 | 2047 | Battery Storage | Storage | Electricity | PJ | Dispatch-Storage | EmissionsCost | 0 | [6 empty] | 0.34682 | 0
LCP_Inputs_ON_Diverse_2023_04_03 | 2047 | Battery Storage | Storage | Electricity | PJ | Dispatch-Storage | FuelCost | 0 | [6 empty] | 0.34682 | 0
LCP_Inputs_ON_Diverse_2023_04_03 | 2047 | Battery Storage | Storage | Electricity | PJ | Dispatch-Storage | VOM | 0 | [6 empty] | 0.34682 | 0
LCP_Inputs_ON_Diverse_2023_04_03 | 2047 | Battery Storage | Storage | Electricity | QC | Dispatch-Storage | EmissionsCost | 0 | [6 empty] | 0.34682 | 0
LCP_Inputs_ON_Diverse_2023_04_03 | 2047 | Battery Storage | Storage | Electricity | QC | Dispatch-Storage | FuelCost | 0 | [6 empty] | 0.34682 | 0
LCP_Inputs_ON_Diverse_2023_04_03 | 2047 | Battery Storage | Storage | Electricity | QC | Dispatch-Storage | VOM | 0 | [6 empty] | 0.34682 | 0
LCP_Inputs_ON_Diverse_2023_04_03 | 2047 | Battery Storage | Storage | Electricity | WC | Dispatch-Storage | EmissionsCost | 0 | [6 empty] | 0.34682 | 0
LCP_Inputs_ON_Diverse_2023_04_03 | 2047 | Battery Storage | Storage | Electricity | WC | Dispatch-Storage | FuelCost | 0 | [6 empty] | 0.34682 | 0
LCP_Inputs_ON_Diverse_2023_04_03 | 2047 | Battery Storage | Storage | Electricity | WC | Dispatch-Storage | VOM | 0 | [6 empty] | 0.34682 | 0
LCP_Inputs_ON_Diverse_2023_04_03 | 2047 | Biomass | Generation | Electricity | MI | Dispatch-Generation | EmissionsCost | 0 | [6 empty] | 0.34682 | 0
LCP_Inputs_ON_Diverse_2023_04_03 | 2047 | Biomass | Generation | Electricity | MI | Dispatch-Generation | FuelCost | 0 | [6 empty] | 0.34682 | 0
LCP_Inputs_ON_Diverse_2023_04_03 | 2047 | Biomass | Generation | Electricity | MI | Dispatch-Generation | VOM | 0 | [6 empty] | 0.34682 | 0
LCP_Inputs_ON_Diverse_2023_04_03 | 2047 | Biomass | Generation | Electricity | NY | Dispatch-Generation | EmissionsCost | 0 | [6 empty] | 0.34682 | 0
LCP_Inputs_ON_Diverse_2023_04_03 | 2047 | Biomass | Generation | Electricity | NY | Dispatch-Generation | FuelCost | 0 | [6 empty] | 0.34682 | 0
LCP_Inputs_ON_Diverse_2023_04_03 | 2047 | Biomass | Generation | Electricity | NY | Dispatch-Generation | VOM | 0 | [6 empty] | 0.34682 | 0
LCP_Inputs_ON_Diverse_2023_04_03 | 2047 | Biomass | Generation | Electricity | ON | Dispatch-Generation | EmissionsCost | 0 | [6 empty] | 0.34682 | 0
LCP_Inputs_ON_Diverse_2023_04_03 | 2047 | Biomass | Generation | Electricity | ON | Dispatch-Generation | FuelCost | 2449112.7273 | [6 empty] | 0.34682 | 849392.8759
LCP_Inputs_ON_Diverse_2023_04_03 | 2047 | Biomass | Generation | Electricity | ON | Dispatch-Generation | VOM | 31430.28 | [6 empty] | 0.34682 | 10900.5419
LCP_Inputs_ON_Diverse_2023_04_03 | 2047 | Biomass | Generation | Electricity | PJ | Dispatch-Generation | EmissionsCost | 0 | [6 empty] | 0.34682 | 0
LCP_Inputs_ON_Diverse_2023_04_03 | 2047 | Biomass | Generation | Electricity | PJ | Dispatch-Generation | FuelCost | 0 | [6 empty] | 0.34682 | 0
LCP_Inputs_ON_Diverse_2023_04_03 | 2047 | Biomass | Generation | Electricity | PJ | Dispatch-Generation | VOM | 0 | [6 empty] | 0.34682 | 0
LCP_Inputs_ON_Diverse_2023_04_03 | 2047 | Biomass | Generation | Electricity | QC | Dispatch-Generation | EmissionsCost | 0 | [6 empty] | 0.34682 | 0
LCP_Inputs_ON_Diverse_2023_04_03 | 2047 | Biomass | Generation | Electricity | QC | Dispatch-Generation | FuelCost | 128334.5455 | [6 empty] | 0.34682 | 44508.5469
LCP_Inputs_ON_Diverse_2023_04_03 | 2047 | Biomass | Generation | Electricity | QC | Dispatch-Generation | VOM | 1646.96 | [6 empty] | 0.34682 | 571.193
LCP_Inputs_ON_Diverse_2023_04_03 | 2047 | Biomass | Generation | Electricity | WC | Dispatch-Generation | EmissionsCost | 0 | [6 empty] | 0.34682 | 0
LCP_Inputs_ON_Diverse_2023_04_03 | 2047 | Biomass | Generation | Electricity | WC | Dispatch-Generation | FuelCost | 0 | [6 empty] | 0.34682 | 0
LCP_Inputs_ON_Diverse_2023_04_03 | 2047 | Biomass | Generation | Electricity | WC | Dispatch-Generation | VOM | 0 | [6 empty] | 0.34682 | 0
LCP_Inputs_ON_Diverse_2023_04_03 | 2047 | Biomass + CCS | Generation | Electricity | MI | Dispatch-Generation | EmissionsCost | 0 | [6 empty] | 0.34682 | 0
LCP_Inputs_ON_Diverse_2023_04_03 | 2047 | Biomass + CCS | Generation | Electricity | MI | Dispatch-Generation | FuelCost | 0 | [6 empty] | 0.34682 | 0
LCP_Inputs_ON_Diverse_2023_04_03 | 2047 | Biomass + CCS | Generation | Electricity | MI | Dispatch-Generation | VOM | 0 | [6 empty] | 0.34682 | 0
LCP_Inputs_ON_Diverse_2023_04_03 | 2047 | Biomass + CCS | Generation | Electricity | NY | Dispatch-Generation | EmissionsCost | 0 | [6 empty] | 0.34682 | 0
LCP_Inputs_ON_Diverse_2023_04_03 | 2047 | Biomass + CCS | Generation | Electricity | NY | Dispatch-Generation | FuelCost | 0 | [6 empty] | 0.34682 | 0
LCP_Inputs_ON_Diverse_2023_04_03 | 2047 | Biomass + CCS | Generation | Electricity | NY | Dispatch-Generation | VOM | 0 | [6 empty] | 0.34682 | 0
LCP_Inputs_ON_Diverse_2023_04_03 | 2047 | Biomass + CCS | Generation | Electricity | ON | Dispatch-Generation | EmissionsCost | 0 | [6 empty] | 0.34682 | 0
LCP_Inputs_ON_Diverse_2023_04_03 | 2047 | Biomass + CCS | Generation | Electricity | ON | Dispatch-Generation | FuelCost | 0 | [6 empty] | 0.34682 | 0
LCP_Inputs_ON_Diverse_2023_04_03 | 2047 | Biomass + CCS | Generation | Electricity | ON | Dispatch-Generation | VOM | 0 | [6 empty] | 0.34682 | 0
LCP_Inputs_ON_Diverse_2023_04_03 | 2047 | Biomass + CCS | Generation | Electricity | PJ | Dispatch-Generation | EmissionsCost | 0 | [6 empty] | 0.34682 | 0
LCP_Inputs_ON_Diverse_2023_04_03 | 2047 | Biomass + CCS | Generation | Electricity | PJ | Dispatch-Generation | FuelCost | 0 | [6 empty] | 0.34682 | 0
LCP_Inputs_ON_Diverse_2023_04_03 | 2047 | Biomass + CCS | Generation | Electricity | PJ | Dispatch-Generation | VOM | 0 | [6 empty] | 0.34682 | 0
LCP_Inputs_ON_Diverse_2023_04_03 | 2047 | Biomass + CCS | Generation | Electricity | QC | Dispatch-Generation | EmissionsCost | 0 | [6 empty] | 0.34682 | 0
LCP_Inputs_ON_Diverse_2023_04_03 | 2047 | Biomass + CCS | Generation | Electricity | QC | Dispatch-Generation | FuelCost | 0 | [6 empty] | 0.34682 | 0
LCP_Inputs_ON_Diverse_2023_04_03 | 2047 | Biomass + CCS | Generation | Electricity | QC | Dispatch-Generation | VOM | 0 | [6 empty] | 0.34682 | 0
LCP_Inputs_ON_Diverse_2023_04_03 | 2047 | Biomass + CCS | Generation | Electricity | WC | Dispatch-Generation | EmissionsCost | 0 | [6 empty] | 0.34682 | 0
LCP_Inputs_ON_Diverse_2023_04_03 | 2047 | Biomass + CCS | Generation | Electricity | WC | Dispatch-Generation | FuelCost | 0 | [6 empty] | 0.34682 | 0
LCP_Inputs_ON_Diverse_2023_04_03 | 2047 | Biomass + CCS | Generation | Electricity | WC | Dispatch-Generation | VOM | 0 | [6 empty] | 0.34682 | 0
LCP_Inputs_ON_Diverse_2023_04_03 | 2047 | CH4 + CCS | Generation | Methane | MI | Dispatch-Generation | EmissionsCost | 0 | [6 empty] | 0.34682 | 0
LCP_Inputs_ON_Diverse_2023_04_03 | 2047 | CH4 + CCS | Generation | Methane | MI | Dispatch-Generation | FuelCost | 0 | [6 empty] | 0.34682 | 0
LCP_Inputs_ON_Diverse_2023_04_03 | 2047 | CH4 + CCS | Generation | Methane | MI | Dispatch-Generation | VOM | 0 | [6 empty] | 0.34682 | 0
LCP_Inputs_ON_Diverse_2023_04_03 | 2047 | CH4 + CCS | Generation | Methane | NY | Dispatch-Generation | EmissionsCost | 0 | [6 empty] | 0.34682 | 0
LCP_Inputs_ON_Diverse_2023_04_03 | 2047 | CH4 + CCS | Generation | Methane | NY | Dispatch-Generation | FuelCost | 0 | [6 empty] | 0.34682 | 0
LCP_Inputs_ON_Diverse_2023_04_03 | 2047 | CH4 + CCS | Generation | Methane | NY | Dispatch-Generation | VOM | 0 | [6 empty] | 0.34682 | 0
LCP_Inputs_ON_Diverse_2023_04_03 | 2047 | CH4 + CCS | Generation | Methane | ON | Dispatch-Generation | EmissionsCost | 88472420.6398 | [6 empty] | 0.34682 | 30683701.4775
LCP_Inputs_ON_Diverse_2023_04_03 | 2047 | CH4 + CCS | Generation | Methane | ON | Dispatch-Generation | FuelCost | 483825119.2369 | [6 empty] | 0.34682 | 167798568.3971
LCP_Inputs_ON_Diverse_2023_04_03 | 2047 | CH4 + CCS | Generation | Methane | ON | Dispatch-Generation | VOM | 46000331.6667 | [6 empty] | 0.34682 | 15953677.2535
LCP_Inputs_ON_Diverse_2023_04_03 | 2047 | CH4 + CCS | Generation | Methane | PJ | Dispatch-Generation | EmissionsCost | 0 | [6 empty] | 0.34682 | 0
LCP_Inputs_ON_Diverse_2023_04_03 | 2047 | CH4 + CCS | Generation | Methane | PJ | Dispatch-Generation | FuelCost | 0 | [6 empty] | 0.34682 | 0
LCP_Inputs_ON_Diverse_2023_04_03 | 2047 | CH4 + CCS | Generation | Methane | PJ | Dispatch-Generation | VOM | 0 | [6 empty] | 0.34682 | 0
LCP_Inputs_ON_Diverse_2023_04_03 | 2047 | CH4 + CCS | Generation | Methane | QC | Dispatch-Generation | EmissionsCost | 0 | [6 empty] | 0.34682 | 0
LCP_Inputs_ON_Diverse_2023_04_03 | 2047 | CH4 + CCS | Generation | Methane | QC | Dispatch-Generation | FuelCost | 0 | [6 empty] | 0.34682 | 0
LCP_Inputs_ON_Diverse_2023_04_03 | 2047 | CH4 + CCS | Generation | Methane | QC | Dispatch-Generation | VOM | 0 | [6 empty] | 0.34682 | 0
LCP_Inputs_ON_Diverse_2023_04_03 | 2047 | CH4 + CCS | Generation | Methane | WC | Dispatch-Generation | EmissionsCost | 0 | [6 empty] | 0.34682 | 0
LCP_Inputs_ON_Diverse_2023_04_03 | 2047 | CH4 + CCS | Generation | Methane | WC | Dispatch-Generation | FuelCost | 0 | [6 empty] | 0.34682 | 0
LCP_Inputs_ON_Diverse_2023_04_03 | 2047 | CH4 + CCS | Generation | Methane | WC | Dispatch-Generation | VOM | 0 | [6 empty] | 0.34682 | 0
LCP_Inputs_ON_Diverse_2023_04_03 | 2047 | CH4 Import - NY 2020 | Import | Methane | MI | Dispatch-Import | EmissionsCost | 0 | [6 empty] | 0.34682 | 0
LCP_Inputs_ON_Diverse_2023_04_03 | 2047 | CH4 Import - NY 2020 | Import | Methane | MI | Dispatch-Import | FuelCost | 0 | [6 empty] | 0.34682 | 0
LCP_Inputs_ON_Diverse_2023_04_03 | 2047 | CH4 Import - NY 2020 | Import | Methane | MI | Dispatch-Import | VOM | 0 | [6 empty] | 0.34682 | 0
LCP_Inputs_ON_Diverse_2023_04_03 | 2047 | CH4 Import - NY 2020 | Import | Methane | NY | Dispatch-Import | EmissionsCost | 0 | [6 empty] | 0.34682 | 0
LCP_Inputs_ON_Diverse_2023_04_03 | 2047 | CH4 Import - NY 2020 | Import | Methane | NY | Dispatch-Import | FuelCost | 0 | [6 empty] | 0.34682 | 0
LCP_Inputs_ON_Diverse_2023_04_03 | 2047 | CH4 Import - NY 2020 | Import | Methane | NY | Dispatch-Import | VOM | 0 | [6 empty] | 0.34682 | 0
LCP_Inputs_ON_Diverse_2023_04_03 | 2047 | CH4 Import - NY 2020 | Import | Methane | ON | Dispatch-Import | EmissionsCost | 0 | [6 empty] | 0.34682 | 0
LCP_Inputs_ON_Diverse_2023_04_03 | 2047 | CH4 Import - NY 2020 | Import | Methane | ON | Dispatch-Import | FuelCost | 0 | [6 empty] | 0.34682 | 0
LCP_Inputs_ON_Diverse_2023_04_03 | 2047 | CH4 Import - NY 2020 | Import | Methane | ON | Dispatch-Import | VOM | 0 | [6 empty] | 0.34682 | 0
LCP_Inputs_ON_Diverse_2023_04_03 | 2047 | CH4 Import - NY 2020 | Import | Methane | PJ | Dispatch-Import | EmissionsCost | 0 | [6 empty] | 0.34682 | 0
LCP_Inputs_ON_Diverse_2023_04_03 | 2047 | CH4 Import - NY 2020 | Import | Methane | PJ | Dispatch-Import | FuelCost | 0 | [6 empty] | 0.34682 | 0
LCP_Inputs_ON_Diverse_2023_04_03 | 2047 | CH4 Import - NY 2020 | Import | Methane | PJ | Dispatch-Import | VOM | 0 | [6 empty] | 0.34682 | 0
LCP_Inputs_ON_Diverse_2023_04_03 | 2047 | CH4 Import - NY 2020 | Import | Methane | QC | Dispatch-Import | EmissionsCost | 0 | [6 empty] | 0.34682 | 0
LCP_Inputs_ON_Diverse_2023_04_03 | 2047 | CH4 Import - NY 2020 | Import | Methane | QC | Dispatch-Import | FuelCost | 0 | [6 empty] | 0.34682 | 0
LCP_Inputs_ON_Diverse_2023_04_03 | 2047 | CH4 Import - NY 2020 | Import | Methane | QC | Dispatch-Import | VOM | 0 | [6 empty] | 0.34682 | 0
LCP_Inputs_ON_Diverse_2023_04_03 | 2047 | CH4 Import - NY 2020 | Import | Methane | WC | Dispatch-Import | EmissionsCost | 0 | [6 empty] | 0.34682 | 0
LCP_Inputs_ON_Diverse_2023_04_03 | 2047 | CH4 Import - NY 2020 | Import | Methane | WC | Dispatch-Import | FuelCost | 0 | [6 empty] | 0.34682 | 0
LCP_Inputs_ON_Diverse_2023_04_03 | 2047 | CH4 Import - NY 2020 | Import | Methane | WC | Dispatch-Import | VOM | 0 | [6 empty] | 0.34682 | 0
LCP_Inputs_ON_Diverse_2023_04_03 | 2047 | CH4 Import - NY 2030 | Import | Methane | MI | Dispatch-Import | EmissionsCost | 0 | [6 empty] | 0.34682 | 0
LCP_Inputs_ON_Diverse_2023_04_03 | 2047 | CH4 Import - NY 2030 | Import | Methane | MI | Dispatch-Import | FuelCost | 0 | [6 empty] | 0.34682 | 0
LCP_Inputs_ON_Diverse_2023_04_03 | 2047 | CH4 Import - NY 2030 | Import | Methane | MI | Dispatch-Import | VOM | 0 | [6 empty] | 0.34682 | 0
LCP_Inputs_ON_Diverse_2023_04_03 | 2047 | CH4 Import - NY 2030 | Import | Methane | NY | Dispatch-Import | EmissionsCost | 0 | [6 empty] | 0.34682 | 0
LCP_Inputs_ON_Diverse_2023_04_03 | 2047 | CH4 Import - NY 2030 | Import | Methane | NY | Dispatch-Import | FuelCost | 0 | [6 empty] | 0.34682 | 0
LCP_Inputs_ON_Diverse_2023_04_03 | 2047 | CH4 Import - NY 2030 | Import | Methane | NY | Dispatch-Import | VOM | 0 | [6 empty] | 0.34682 | 0
LCP_Inputs_ON_Diverse_2023_04_03 | 2047 | CH4 Import - NY 2030 | Import | Methane | ON | Dispatch-Import | EmissionsCost | 0 | [6 empty] | 0.34682 | 0
LCP_Inputs_ON_Diverse_2023_04_03 | 2047 | CH4 Import - NY 2030 | Import | Methane | ON | Dispatch-Import | FuelCost | 0 | [6 empty] | 0.34682 | 0
LCP_Inputs_ON_Diverse_2023_04_03 | 2047 | CH4 Import - NY 2030 | Import | Methane | ON | Dispatch-Import | VOM | 0 | [6 empty] | 0.34682 | 0
LCP_Inputs_ON_Diverse_2023_04_03 | 2047 | CH4 Import - NY 2030 | Import | Methane | PJ | Dispatch-Import | EmissionsCost | 0 | [6 empty] | 0.34682 | 0
LCP_Inputs_ON_Diverse_2023_04_03 | 2047 | CH4 Import - NY 2030 | Import | Methane | PJ | Dispatch-Import | FuelCost | 0 | [6 empty] | 0.34682 | 0
LCP_Inputs_ON_Diverse_2023_04_03 | 2047 | CH4 Import - NY 2030 | Import | Methane | PJ | Dispatch-Import | VOM | 0 | [6 empty] | 0.34682 | 0
LCP_Inputs_ON_Diverse_2023_04_03 | 2047 | CH4 Import - NY 2030 | Import | Methane | QC | Dispatch-Import | EmissionsCost | 0 | [6 empty] | 0.34682 | 0
LCP_Inputs_ON_Diverse_2023_04_03 | 2047 | CH4 Import - NY 2030 | Import | Methane | QC | Dispatch-Import | FuelCost | 0 | [6 empty] | 0.34682 | 0
LCP_Inputs_ON_Diverse_2023_04_03 | 2047 | CH4 Import - NY 2030 | Import | Methane | QC | Dispatch-Import | VOM | 0 | [6 empty] | 0.34682 | 0
LCP_Inputs_ON_Diverse_2023_04_03 | 2047 | CH4 Import - NY 2030 | Import | Methane | WC | Dispatch-Import | EmissionsCost | 0 | [6 empty] | 0.34682 | 0
LCP_Inputs_ON_Diverse_2023_04_03 | 2047 | CH4 Import - NY 2030 | Import | Methane | WC | Dispatch-Import | FuelCost | 0 | [6 empty] | 0.34682 | 0
LCP_Inputs_ON_Diverse_2023_04_03 | 2047 | CH4 Import - NY 2030 | Import | Methane | WC | Dispatch-Import | VOM | 0 | [6 empty] | 0.34682 | 0
LCP_Inputs_ON_Diverse_2023_04_03 | 2047 | CH4 Import - NY 2040 | Import | Methane | MI | Dispatch-Import | EmissionsCost | 0 | [6 empty] | 0.34682 | 0
LCP_Inputs_ON_Diverse_2023_04_03 | 2047 | CH4 Import - NY 2040 | Import | Methane | MI | Dispatch-Import | FuelCost | 0 | [6 empty] | 0.34682 | 0
LCP_Inputs_ON_Diverse_2023_04_03 | 2047 | CH4 Import - NY 2040 | Import | Methane | MI | Dispatch-Import | VOM | 0 | [6 empty] | 0.34682 | 0
LCP_Inputs_ON_Diverse_2023_04_03 | 2047 | CH4 Import - NY 2040 | Import | Methane | NY | Dispatch-Import | EmissionsCost | 1424811807.9426 | [6 empty] | 0.34682 | 494148344.3132
LCP_Inputs_ON_Diverse_2023_04_03 | 2047 | CH4 Import - NY 2040 | Import | Methane | NY | Dispatch-Import | FuelCost | 758346581.876 | [6 empty] | 0.34682 | 263007160.497
LCP_Inputs_ON_Diverse_2023_04_03 | 2047 | CH4 Import - NY 2040 | Import | Methane | NY | Dispatch-Import | VOM | 0 | [6 empty] | 0.34682 | 0
LCP_Inputs_ON_Diverse_2023_04_03 | 2047 | CH4 Import - NY 2040 | Import | Methane | ON | Dispatch-Import | EmissionsCost | 0 | [6 empty] | 0.34682 | 0
LCP_Inputs_ON_Diverse_2023_04_03 | 2047 | CH4 Import - NY 2040 | Import | Methane | ON | Dispatch-Import | FuelCost | 0 | [6 empty] | 0.34682 | 0
LCP_Inputs_ON_Diverse_2023_04_03 | 2047 | CH4 Import - NY 2040 | Import | Methane | ON | Dispatch-Import | VOM | 0 | [6 empty] | 0.34682 | 0
LCP_Inputs_ON_Diverse_2023_04_03 | 2047 | CH4 Import - NY 2040 | Import | Methane | PJ | Dispatch-Import | EmissionsCost | 0 | [6 empty] | 0.34682 | 0
LCP_Inputs_ON_Diverse_2023_04_03 | 2047 | CH4 Import - NY 2040 | Import | Methane | PJ | Dispatch-Import | FuelCost | 0 | [6 empty] | 0.34682 | 0
LCP_Inputs_ON_Diverse_2023_04_03 | 2047 | CH4 Import - NY 2040 | Import | Methane | PJ | Dispatch-Import | VOM | 0 | [6 empty] | 0.34682 | 0
LCP_Inputs_ON_Diverse_2023_04_03 | 2047 | CH4 Import - NY 2040 | Import | Methane | QC | Dispatch-Import | EmissionsCost | 0 | [6 empty] | 0.34682 | 0
LCP_Inputs_ON_Diverse_2023_04_03 | 2047 | CH4 Import - NY 2040 | Import | Methane | QC | Dispatch-Import | FuelCost | 0 | [6 empty] | 0.34682 | 0
LCP_Inputs_ON_Diverse_2023_04_03 | 2047 | CH4 Import - NY 2040 | Import | Methane | QC | Dispatch-Import | VOM | 0 | [6 empty] | 0.34682 | 0
LCP_Inputs_ON_Diverse_2023_04_03 | 2047 | CH4 Import - NY 2040 | Import | Methane | WC | Dispatch-Import | EmissionsCost | 0 | [6 empty] | 0.34682 | 0
LCP_Inputs_ON_Diverse_2023_04_03 | 2047 | CH4 Import - NY 2040 | Import | Methane | WC | Dispatch-Import | FuelCost | 0 | [6 empty] | 0.34682 | 0
LCP_Inputs_ON_Diverse_2023_04_03 | 2047 | CH4 Import - NY 2040 | Import | Methane | WC | Dispatch-Import | VOM | 0 | [6 empty] | 0.34682 | 0
LCP_Inputs_ON_Diverse_2023_04_03 | 2047 | CH4 Import - NY 2050 | Import | Methane | MI | Dispatch-Import | EmissionsCost | 0 | [6 empty] | 0.34682 | 0
LCP_Inputs_ON_Diverse_2023_04_03 | 2047 | CH4 Import - NY 2050 | Import | Methane | MI | Dispatch-Import | FuelCost | 0 | [6 empty] | 0.34682 | 0
LCP_Inputs_ON_Diverse_2023_04_03 | 2047 | CH4 Import - NY 2050 | Import | Methane | MI | Dispatch-Import | VOM | 0 | [6 empty] | 0.34682 | 0
LCP_Inputs_ON_Diverse_2023_04_03 | 2047 | CH4 Import - NY 2050 | Import | Methane | NY | Dispatch-Import | EmissionsCost | 0 | [6 empty] | 0.34682 | 0
LCP_Inputs_ON_Diverse_2023_04_03 | 2047 | CH4 Import - NY 2050 | Import | Methane | NY | Dispatch-Import | FuelCost | 0 | [6 empty] | 0.34682 | 0
LCP_Inputs_ON_Diverse_2023_04_03 | 2047 | CH4 Import - NY 2050 | Import | Methane | NY | Dispatch-Import | VOM | 0 | [6 empty] | 0.34682 | 0
LCP_Inputs_ON_Diverse_2023_04_03 | 2047 | CH4 Import - NY 2050 | Import | Methane | ON | Dispatch-Import | EmissionsCost | 0 | [6 empty] | 0.34682 | 0
LCP_Inputs_ON_Diverse_2023_04_03 | 2047 | CH4 Import - NY 2050 | Import | Methane | ON | Dispatch-Import | FuelCost | 0 | [6 empty] | 0.34682 | 0
LCP_Inputs_ON_Diverse_2023_04_03 | 2047 | CH4 Import - NY 2050 | Import | Methane | ON | Dispatch-Import | VOM | 0 | [6 empty] | 0.34682 | 0
LCP_Inputs_ON_Diverse_2023_04_03 | 2047 | CH4 Import - NY 2050 | Import | Methane | PJ | Dispatch-Import | EmissionsCost | 0 | [6 empty] | 0.34682 | 0
LCP_Inputs_ON_Diverse_2023_04_03 | 2047 | CH4 Import - NY 2050 | Import | Methane | PJ | Dispatch-Import | FuelCost | 0 | [6 empty] | 0.34682 | 0
LCP_Inputs_ON_Diverse_2023_04_03 | 2047 | CH4 Import - NY 2050 | Import | Methane | PJ | Dispatch-Import | VOM | 0 | [6 empty] | 0.34682 | 0
LCP_Inputs_ON_Diverse_2023_04_03 | 2047 | CH4 Import - NY 2050 | Import | Methane | QC | Dispatch-Import | EmissionsCost | 0 | [6 empty] | 0.34682 | 0
LCP_Inputs_ON_Diverse_2023_04_03 | 2047 | CH4 Import - NY 2050 | Import | Methane | QC | Dispatch-Import | FuelCost | 0 | [6 empty] | 0.34682 | 0
LCP_Inputs_ON_Diverse_2023_04_03 | 2047 | CH4 Import - NY 2050 | Import | Methane | QC | Dispatch-Import | VOM | 0 | [6 empty] | 0.34682 | 0
LCP_Inputs_ON_Diverse_2023_04_03 | 2047 | CH4 Import - NY 2050 | Import | Methane | WC | Dispatch-Import | EmissionsCost | 0 | [6 empty] | 0.34682 | 0
LCP_Inputs_ON_Diverse_2023_04_03 | 2047 | CH4 Import - NY 2050 | Import | Methane | WC | Dispatch-Import | FuelCost | 0 | [6 empty] | 0.34682 | 0
LCP_Inputs_ON_Diverse_2023_04_03 | 2047 | CH4 Import - NY 2050 | Import | Methane | WC | Dispatch-Import | VOM | 0 | [6 empty] | 0.34682 | 0
LCP_Inputs_ON_Diverse_2023_04_03 | 2047 | CH4 Import - WC 2020 | Import | Methane | MI | Dispatch-Import | EmissionsCost | 0 | [6 empty] | 0.34682 | 0
LCP_Inputs_ON_Diverse_2023_04_03 | 2047 | CH4 Import - WC 2020 | Import | Methane | MI | Dispatch-Import | FuelCost | 0 | [6 empty] | 0.34682 | 0
LCP_Inputs_ON_Diverse_2023_04_03 | 2047 | CH4 Import - WC 2020 | Import | Methane | MI | Dispatch-Import | VOM | 0 | [6 empty] | 0.34682 | 0
LCP_Inputs_ON_Diverse_2023_04_03 | 2047 | CH4 Import - WC 2020 | Import | Methane | NY | Dispatch-Import | EmissionsCost | 0 | [6 empty] | 0.34682 | 0
LCP_Inputs_ON_Diverse_2023_04_03 | 2047 | CH4 Import - WC 2020 | Import | Methane | NY | Dispatch-Import | FuelCost | 0 | [6 empty] | 0.34682 | 0
LCP_Inputs_ON_Diverse_2023_04_03 | 2047 | CH4 Import - WC 2020 | Import | Methane | NY | Dispatch-Import | VOM | 0 | [6 empty] | 0.34682 | 0
LCP_Inputs_ON_Diverse_2023_04_03 | 2047 | CH4 Import - WC 2020 | Import | Methane | ON | Dispatch-Import | EmissionsCost | 0 | [6 empty] | 0.34682 | 0
LCP_Inputs_ON_Diverse_2023_04_03 | 2047 | CH4 Import - WC 2020 | Import | Methane | ON | Dispatch-Import | FuelCost | 0 | [6 empty] | 0.34682 | 0
LCP_Inputs_ON_Diverse_2023_04_03 | 2047 | CH4 Import - WC 2020 | Import | Methane | ON | Dispatch-Import | VOM | 0 | [6 empty] | 0.34682 | 0
LCP_Inputs_ON_Diverse_2023_04_03 | 2047 | CH4 Import - WC 2020 | Import | Methane | PJ | Dispatch-Import | EmissionsCost | 0 | [6 empty] | 0.34682 | 0
LCP_Inputs_ON_Diverse_2023_04_03 | 2047 | CH4 Import - WC 2020 | Import | Methane | PJ | Dispatch-Import | FuelCost | 0 | [6 empty] | 0.34682 | 0
LCP_Inputs_ON_Diverse_2023_04_03 | 2047 | CH4 Import - WC 2020 | Import | Methane | PJ | Dispatch-Import | VOM | 0 | [6 empty] | 0.34682 | 0
LCP_Inputs_ON_Diverse_2023_04_03 | 2047 | CH4 Import - WC 2020 | Import | Methane | QC | Dispatch-Import | EmissionsCost | 0 | [6 empty] | 0.34682 | 0
LCP_Inputs_ON_Diverse_2023_04_03 | 2047 | CH4 Import - WC 2020 | Import | Methane | QC | Dispatch-Import | FuelCost | 0 | [6 empty] | 0.34682 | 0
LCP_Inputs_ON_Diverse_2023_04_03 | 2047 | CH4 Import - WC 2020 | Import | Methane | QC | Dispatch-Import | VOM | 0 | [6 empty] | 0.34682 | 0
LCP_Inputs_ON_Diverse_2023_04_03 | 2047 | CH4 Import - WC 2020 | Import | Methane | WC | Dispatch-Import | EmissionsCost | 0 | [6 empty] | 0.34682 | 0
LCP_Inputs_ON_Diverse_2023_04_03 | 2047 | CH4 Import - WC 2020 | Import | Methane | WC | Dispatch-Import | FuelCost | 0 | [6 empty] | 0.34682 | 0
LCP_Inputs_ON_Diverse_2023_04_03 | 2047 | CH4 Import - WC 2020 | Import | Methane | WC | Dispatch-Import | VOM | 0 | [6 empty] | 0.34682 | 0
LCP_Inputs_ON_Diverse_2023_04_03 | 2047 | CH4 Import - WC 2030 | Import | Methane | MI | Dispatch-Import | EmissionsCost | 0 | [6 empty] | 0.34682 | 0
LCP_Inputs_ON_Diverse_2023_04_03 | 2047 | CH4 Import - WC 2030 | Import | Methane | MI | Dispatch-Import | FuelCost | 0 | [6 empty] | 0.34682 | 0
LCP_Inputs_ON_Diverse_2023_04_03 | 2047 | CH4 Import - WC 2030 | Import | Methane | MI | Dispatch-Import | VOM | 0 | [6 empty] | 0.34682 | 0
LCP_Inputs_ON_Diverse_2023_04_03 | 2047 | CH4 Import - WC 2030 | Import | Methane | NY | Dispatch-Import | EmissionsCost | 0 | [6 empty] | 0.34682 | 0
LCP_Inputs_ON_Diverse_2023_04_03 | 2047 | CH4 Import - WC 2030 | Import | Methane | NY | Dispatch-Import | FuelCost | 0 | [6 empty] | 0.34682 | 0
LCP_Inputs_ON_Diverse_2023_04_03 | 2047 | CH4 Import - WC 2030 | Import | Methane | NY | Dispatch-Import | VOM | 0 | [6 empty] | 0.34682 | 0
LCP_Inputs_ON_Diverse_2023_04_03 | 2047 | CH4 Import - WC 2030 | Import | Methane | ON | Dispatch-Import | EmissionsCost | 0 | [6 empty] | 0.34682 | 0
LCP_Inputs_ON_Diverse_2023_04_03 | 2047 | CH4 Import - WC 2030 | Import | Methane | ON | Dispatch-Import | FuelCost | 0 | [6 empty] | 0.34682 | 0
LCP_Inputs_ON_Diverse_2023_04_03 | 2047 | CH4 Import - WC 2030 | Import | Methane | ON | Dispatch-Import | VOM | 0 | [6 empty] | 0.34682 | 0
LCP_Inputs_ON_Diverse_2023_04_03 | 2047 | CH4 Import - WC 2030 | Import | Methane | PJ | Dispatch-Import | EmissionsCost | 0 | [6 empty] | 0.34682 | 0
LCP_Inputs_ON_Diverse_2023_04_03 | 2047 | CH4 Import - WC 2030 | Import | Methane | PJ | Dispatch-Import | FuelCost | 0 | [6 empty] | 0.34682 | 0
LCP_Inputs_ON_Diverse_2023_04_03 | 2047 | CH4 Import - WC 2030 | Import | Methane | PJ | Dispatch-Import | VOM | 0 | [6 empty] | 0.34682 | 0
LCP_Inputs_ON_Diverse_2023_04_03 | 2047 | CH4 Import - WC 2030 | Import | Methane | QC | Dispatch-Import | EmissionsCost | 0 | [6 empty] | 0.34682 | 0
LCP_Inputs_ON_Diverse_2023_04_03 | 2047 | CH4 Import - WC 2030 | Import | Methane | QC | Dispatch-Import | FuelCost | 0 | [6 empty] | 0.34682 | 0
LCP_Inputs_ON_Diverse_2023_04_03 | 2047 | CH4 Import - WC 2030 | Import | Methane | QC | Dispatch-Import | VOM | 0 | [6 empty] | 0.34682 | 0
LCP_Inputs_ON_Diverse_2023_04_03 | 2047 | CH4 Import - WC 2030 | Import | Methane | WC | Dispatch-Import | EmissionsCost | 0 | [6 empty] | 0.34682 | 0
LCP_Inputs_ON_Diverse_2023_04_03 | 2047 | CH4 Import - WC 2030 | Import | Methane | WC | Dispatch-Import | FuelCost | 0 | [6 empty] | 0.34682 | 0
LCP_Inputs_ON_Diverse_2023_04_03 | 2047 | CH4 Import - WC 2030 | Import | Methane | WC | Dispatch-Import | VOM | 0 | [6 empty] | 0.34682 | 0
LCP_Inputs_ON_Diverse_2023_04_03 | 2047 | CH4 Import - WC 2040 | Import | Methane | MI | Dispatch-Import | EmissionsCost | 0 | [6 empty] | 0.34682 | 0
LCP_Inputs_ON_Diverse_2023_04_03 | 2047 | CH4 Import - WC 2040 | Import | Methane | MI | Dispatch-Import | FuelCost | 0 | [6 empty] | 0.34682 | 0
LCP_Inputs_ON_Diverse_2023_04_03 | 2047 | CH4 Import - WC 2040 | Import | Methane | MI | Dispatch-Import | VOM | 0 | [6 empty] | 0.34682 | 0
LCP_Inputs_ON_Diverse_2023_04_03 | 2047 | CH4 Import - WC 2040 | Import | Methane | NY | Dispatch-Import | EmissionsCost | 0 | [6 empty] | 0.34682 | 0
LCP_Inputs_ON_Diverse_2023_04_03 | 2047 | CH4 Import - WC 2040 | Import | Methane | NY | Dispatch-Import | FuelCost | 0 | [6 empty] | 0.34682 | 0
LCP_Inputs_ON_Diverse_2023_04_03 | 2047 | CH4 Import - WC 2040 | Import | Methane | NY | Dispatch-Import | VOM | 0 | [6 empty] | 0.34682 | 0
LCP_Inputs_ON_Diverse_2023_04_03 | 2047 | CH4 Import - WC 2040 | Import | Methane | ON | Dispatch-Import | EmissionsCost | 0 | [6 empty] | 0.34682 | 0
LCP_Inputs_ON_Diverse_2023_04_03 | 2047 | CH4 Import - WC 2040 | Import | Methane | ON | Dispatch-Import | FuelCost | 0 | [6 empty] | 0.34682 | 0
LCP_Inputs_ON_Diverse_2023_04_03 | 2047 | CH4 Import - WC 2040 | Import | Methane | ON | Dispatch-Import | VOM | 0 | [6 empty] | 0.34682 | 0
LCP_Inputs_ON_Diverse_2023_04_03 | 2047 | CH4 Import - WC 2040 | Import | Methane | PJ | Dispatch-Import | EmissionsCost | 0 | [6 empty] | 0.34682 | 0
LCP_Inputs_ON_Diverse_2023_04_03 | 2047 | CH4 Import - WC 2040 | Import | Methane | PJ | Dispatch-Import | FuelCost | 0 | [6 empty] | 0.34682 | 0
LCP_Inputs_ON_Diverse_2023_04_03 | 2047 | CH4 Import - WC 2040 | Import | Methane | PJ | Dispatch-Import | VOM | 0 | [6 empty] | 0.34682 | 0
LCP_Inputs_ON_Diverse_2023_04_03 | 2047 | CH4 Import - WC 2040 | Import | Methane | QC | Dispatch-Import | EmissionsCost | 0 | [6 empty] | 0.34682 | 0
LCP_Inputs_ON_Diverse_2023_04_03 | 2047 | CH4 Import - WC 2040 | Import | Methane | QC | Dispatch-Import | FuelCost | 0 | [6 empty] | 0.34682 | 0
LCP_Inputs_ON_Diverse_2023_04_03 | 2047 | CH4 Import - WC 2040 | Import | Methane | QC | Dispatch-Import | VOM | 0 | [6 empty] | 0.34682 | 0
LCP_Inputs_ON_Diverse_2023_04_03 | 2047 | CH4 Import - WC 2040 | Import | Methane | WC | Dispatch-Import | EmissionsCost | 2117477751.305 | [6 empty] | 0.34682 | 734376371.0369
LCP_Inputs_ON_Diverse_2023_04_03 | 2047 | CH4 Import - WC 2040 | Import | Methane | WC | Dispatch-Import | FuelCost | 1127013410.4372 | [6 empty] | 0.34682 | 390866925.4998
LCP_Inputs_ON_Diverse_2023_04_03 | 2047 | CH4 Import - WC 2040 | Import | Methane | WC | Dispatch-Import | VOM | 0 | [6 empty] | 0.34682 | 0
LCP_Inputs_ON_Diverse_2023_04_03 | 2047 | CH4 Import - WC 2050 | Import | Methane | MI | Dispatch-Import | EmissionsCost | 0 | [6 empty] | 0.34682 | 0
LCP_Inputs_ON_Diverse_2023_04_03 | 2047 | CH4 Import - WC 2050 | Import | Methane | MI | Dispatch-Import | FuelCost | 0 | [6 empty] | 0.34682 | 0
LCP_Inputs_ON_Diverse_2023_04_03 | 2047 | CH4 Import - WC 2050 | Import | Methane | MI | Dispatch-Import | VOM | 0 | [6 empty] | 0.34682 | 0
LCP_Inputs_ON_Diverse_2023_04_03 | 2047 | CH4 Import - WC 2050 | Import | Methane | NY | Dispatch-Import | EmissionsCost | 0 | [6 empty] | 0.34682 | 0
LCP_Inputs_ON_Diverse_2023_04_03 | 2047 | CH4 Import - WC 2050 | Import | Methane | NY | Dispatch-Import | FuelCost | 0 | [6 empty] | 0.34682 | 0
LCP_Inputs_ON_Diverse_2023_04_03 | 2047 | CH4 Import - WC 2050 | Import | Methane | NY | Dispatch-Import | VOM | 0 | [6 empty] | 0.34682 | 0
LCP_Inputs_ON_Diverse_2023_04_03 | 2047 | CH4 Import - WC 2050 | Import | Methane | ON | Dispatch-Import | EmissionsCost | 0 | [6 empty] | 0.34682 | 0
LCP_Inputs_ON_Diverse_2023_04_03 | 2047 | CH4 Import - WC 2050 | Import | Methane | ON | Dispatch-Import | FuelCost | 0 | [6 empty] | 0.34682 | 0
LCP_Inputs_ON_Diverse_2023_04_03 | 2047 | CH4 Import - WC 2050 | Import | Methane | ON | Dispatch-Import | VOM | 0 | [6 empty] | 0.34682 | 0
LCP_Inputs_ON_Diverse_2023_04_03 | 2047 | CH4 Import - WC 2050 | Import | Methane | PJ | Dispatch-Import | EmissionsCost | 0 | [6 empty] | 0.34682 | 0
LCP_Inputs_ON_Diverse_2023_04_03 | 2047 | CH4 Import - WC 2050 | Import | Methane | PJ | Dispatch-Import | FuelCost | 0 | [6 empty] | 0.34682 | 0
LCP_Inputs_ON_Diverse_2023_04_03 | 2047 | CH4 Import - WC 2050 | Import | Methane | PJ | Dispatch-Import | VOM | 0 | [6 empty] | 0.34682 | 0
LCP_Inputs_ON_Diverse_2023_04_03 | 2047 | CH4 Import - WC 2050 | Import | Methane | QC | Dispatch-Import | EmissionsCost | 0 | [6 empty] | 0.34682 | 0
LCP_Inputs_ON_Diverse_2023_04_03 | 2047 | CH4 Import - WC 2050 | Import | Methane | QC | Dispatch-Import | FuelCost | 0 | [6 empty] | 0.34682 | 0
LCP_Inputs_ON_Diverse_2023_04_03 | 2047 | CH4 Import - WC 2050 | Import | Methane | QC | Dispatch-Import | VOM | 0 | [6 empty] | 0.34682 | 0
LCP_Inputs_ON_Diverse_2023_04_03 | 2047 | CH4 Import - WC 2050 | Import | Methane | WC | Dispatch-Import | EmissionsCost | 0 | [6 empty] | 0.34682 | 0
LCP_Inputs_ON_Diverse_2023_04_03 | 2047 | CH4 Import - WC 2050 | Import | Methane | WC | Dispatch-Import | FuelCost | 0 | [6 empty] | 0.34682 | 0
LCP_Inputs_ON_Diverse_2023_04_03 | 2047 | CH4 Import - WC 2050 | Import | Methane | WC | Dispatch-Import | VOM | 0 | [6 empty] | 0.34682 | 0
LCP_Inputs_ON_Diverse_2023_04_03 | 2047 | CH4 Salt Cavern Storage - ON | Storage | Methane | MI | Dispatch-Storage | EmissionsCost | 0 | [6 empty] | 0.34682 | 0
LCP_Inputs_ON_Diverse_2023_04_03 | 2047 | CH4 Salt Cavern Storage - ON | Storage | Methane | MI | Dispatch-Storage | FuelCost | 0 | [6 empty] | 0.34682 | 0
LCP_Inputs_ON_Diverse_2023_04_03 | 2047 | CH4 Salt Cavern Storage - ON | Storage | Methane | MI | Dispatch-Storage | VOM | 0 | [6 empty] | 0.34682 | 0
LCP_Inputs_ON_Diverse_2023_04_03 | 2047 | CH4 Salt Cavern Storage - ON | Storage | Methane | NY | Dispatch-Storage | EmissionsCost | 0 | [6 empty] | 0.34682 | 0
LCP_Inputs_ON_Diverse_2023_04_03 | 2047 | CH4 Salt Cavern Storage - ON | Storage | Methane | NY | Dispatch-Storage | FuelCost | 0 | [6 empty] | 0.34682 | 0
LCP_Inputs_ON_Diverse_2023_04_03 | 2047 | CH4 Salt Cavern Storage - ON | Storage | Methane | NY | Dispatch-Storage | VOM | 0 | [6 empty] | 0.34682 | 0
LCP_Inputs_ON_Diverse_2023_04_03 | 2047 | CH4 Salt Cavern Storage - ON | Storage | Methane | ON | Dispatch-Storage | EmissionsCost | 0 | [6 empty] | 0.34682 | 0
LCP_Inputs_ON_Diverse_2023_04_03 | 2047 | CH4 Salt Cavern Storage - ON | Storage | Methane | ON | Dispatch-Storage | FuelCost | 0 | [6 empty] | 0.34682 | 0
LCP_Inputs_ON_Diverse_2023_04_03 | 2047 | CH4 Salt Cavern Storage - ON | Storage | Methane | ON | Dispatch-Storage | VOM | 0 | [6 empty] | 0.34682 | 0
LCP_Inputs_ON_Diverse_2023_04_03 | 2047 | CH4 Salt Cavern Storage - ON | Storage | Methane | PJ | Dispatch-Storage | EmissionsCost | 0 | [6 empty] | 0.34682 | 0
LCP_Inputs_ON_Diverse_2023_04_03 | 2047 | CH4 Salt Cavern Storage - ON | Storage | Methane | PJ | Dispatch-Storage | FuelCost | 0 | [6 empty] | 0.34682 | 0
LCP_Inputs_ON_Diverse_2023_04_03 | 2047 | CH4 Salt Cavern Storage - ON | Storage | Methane | PJ | Dispatch-Storage | VOM | 0 | [6 empty] | 0.34682 | 0
LCP_Inputs_ON_Diverse_2023_04_03 | 2047 | CH4 Salt Cavern Storage - ON | Storage | Methane | QC | Dispatch-Storage | EmissionsCost | 0 | [6 empty] | 0.34682 | 0
LCP_Inputs_ON_Diverse_2023_04_03 | 2047 | CH4 Salt Cavern Storage - ON | Storage | Methane | QC | Dispatch-Storage | FuelCost | 0 | [6 empty] | 0.34682 | 0
LCP_Inputs_ON_Diverse_2023_04_03 | 2047 | CH4 Salt Cavern Storage - ON | Storage | Methane | QC | Dispatch-Storage | VOM | 0 | [6 empty] | 0.34682 | 0
LCP_Inputs_ON_Diverse_2023_04_03 | 2047 | CH4 Salt Cavern Storage - ON | Storage | Methane | WC | Dispatch-Storage | EmissionsCost | 0 | [6 empty] | 0.34682 | 0
LCP_Inputs_ON_Diverse_2023_04_03 | 2047 | CH4 Salt Cavern Storage - ON | Storage | Methane | WC | Dispatch-Storage | FuelCost | 0 | [6 empty] | 0.34682 | 0
LCP_Inputs_ON_Diverse_2023_04_03 | 2047 | CH4 Salt Cavern Storage - ON | Storage | Methane | WC | Dispatch-Storage | VOM | 0 | [6 empty] | 0.34682 | 0
LCP_Inputs_ON_Diverse_2023_04_03 | 2047 | Electrolyser 2020/2030 | Crossload | Hydrogen | MI | Dispatch-Crossload | EmissionsCost | 0 | [6 empty] | 0.34682 | 0
LCP_Inputs_ON_Diverse_2023_04_03 | 2047 | Electrolyser 2020/2030 | Crossload | Hydrogen | MI | Dispatch-Crossload | FuelCost | 0 | [6 empty] | 0.34682 | 0
LCP_Inputs_ON_Diverse_2023_04_03 | 2047 | Electrolyser 2020/2030 | Crossload | Hydrogen | MI | Dispatch-Crossload | VOM | 0 | [6 empty] | 0.34682 | 0
LCP_Inputs_ON_Diverse_2023_04_03 | 2047 | Electrolyser 2020/2030 | Crossload | Hydrogen | NY | Dispatch-Crossload | EmissionsCost | 0 | [6 empty] | 0.34682 | 0
LCP_Inputs_ON_Diverse_2023_04_03 | 2047 | Electrolyser 2020/2030 | Crossload | Hydrogen | NY | Dispatch-Crossload | FuelCost | 0 | [6 empty] | 0.34682 | 0
LCP_Inputs_ON_Diverse_2023_04_03 | 2047 | Electrolyser 2020/2030 | Crossload | Hydrogen | NY | Dispatch-Crossload | VOM | 0 | [6 empty] | 0.34682 | 0
LCP_Inputs_ON_Diverse_2023_04_03 | 2047 | Electrolyser 2020/2030 | Crossload | Hydrogen | ON | Dispatch-Crossload | EmissionsCost | 0 | [6 empty] | 0.34682 | 0
LCP_Inputs_ON_Diverse_2023_04_03 | 2047 | Electrolyser 2020/2030 | Crossload | Hydrogen | ON | Dispatch-Crossload | FuelCost | 0 | [6 empty] | 0.34682 | 0
LCP_Inputs_ON_Diverse_2023_04_03 | 2047 | Electrolyser 2020/2030 | Crossload | Hydrogen | ON | Dispatch-Crossload | VOM | 0 | [6 empty] | 0.34682 | 0
LCP_Inputs_ON_Diverse_2023_04_03 | 2047 | Electrolyser 2020/2030 | Crossload | Hydrogen | PJ | Dispatch-Crossload | EmissionsCost | 0 | [6 empty] | 0.34682 | 0
LCP_Inputs_ON_Diverse_2023_04_03 | 2047 | Electrolyser 2020/2030 | Crossload | Hydrogen | PJ | Dispatch-Crossload | FuelCost | 0 | [6 empty] | 0.34682 | 0
LCP_Inputs_ON_Diverse_2023_04_03 | 2047 | Electrolyser 2020/2030 | Crossload | Hydrogen | PJ | Dispatch-Crossload | VOM | 0 | [6 empty] | 0.34682 | 0
LCP_Inputs_ON_Diverse_2023_04_03 | 2047 | Electrolyser 2020/2030 | Crossload | Hydrogen | QC | Dispatch-Crossload | EmissionsCost | 0 | [6 empty] | 0.34682 | 0
LCP_Inputs_ON_Diverse_2023_04_03 | 2047 | Electrolyser 2020/2030 | Crossload | Hydrogen | QC | Dispatch-Crossload | FuelCost | 0 | [6 empty] | 0.34682 | 0
LCP_Inputs_ON_Diverse_2023_04_03 | 2047 | Electrolyser 2020/2030 | Crossload | Hydrogen | QC | Dispatch-Crossload | VOM | 0 | [6 empty] | 0.34682 | 0
LCP_Inputs_ON_Diverse_2023_04_03 | 2047 | Electrolyser 2020/2030 | Crossload | Hydrogen | WC | Dispatch-Crossload | EmissionsCost | 0 | [6 empty] | 0.34682 | 0
LCP_Inputs_ON_Diverse_2023_04_03 | 2047 | Electrolyser 2020/2030 | Crossload | Hydrogen | WC | Dispatch-Crossload | FuelCost | 0 | [6 empty] | 0.34682 | 0
LCP_Inputs_ON_Diverse_2023_04_03 | 2047 | Electrolyser 2020/2030 | Crossload | Hydrogen | WC | Dispatch-Crossload | VOM | 0 | [6 empty] | 0.34682 | 0
LCP_Inputs_ON_Diverse_2023_04_03 | 2047 | Electrolyser 2040 | Crossload | Hydrogen | MI | Dispatch-Crossload | EmissionsCost | 0 | [6 empty] | 0.34682 | 0
LCP_Inputs_ON_Diverse_2023_04_03 | 2047 | Electrolyser 2040 | Crossload | Hydrogen | MI | Dispatch-Crossload | FuelCost | 0 | [6 empty] | 0.34682 | 0
LCP_Inputs_ON_Diverse_2023_04_03 | 2047 | Electrolyser 2040 | Crossload | Hydrogen | MI | Dispatch-Crossload | VOM | 0 | [6 empty] | 0.34682 | 0
LCP_Inputs_ON_Diverse_2023_04_03 | 2047 | Electrolyser 2040 | Crossload | Hydrogen | NY | Dispatch-Crossload | EmissionsCost | 0 | [6 empty] | 0.34682 | 0
LCP_Inputs_ON_Diverse_2023_04_03 | 2047 | Electrolyser 2040 | Crossload | Hydrogen | NY | Dispatch-Crossload | FuelCost | 0 | [6 empty] | 0.34682 | 0
LCP_Inputs_ON_Diverse_2023_04_03 | 2047 | Electrolyser 2040 | Crossload | Hydrogen | NY | Dispatch-Crossload | VOM | 0 | [6 empty] | 0.34682 | 0
LCP_Inputs_ON_Diverse_2023_04_03 | 2047 | Electrolyser 2040 | Crossload | Hydrogen | ON | Dispatch-Crossload | EmissionsCost | 0 | [6 empty] | 0.34682 | 0
LCP_Inputs_ON_Diverse_2023_04_03 | 2047 | Electrolyser 2040 | Crossload | Hydrogen | ON | Dispatch-Crossload | FuelCost | 0 | [6 empty] | 0.34682 | 0
LCP_Inputs_ON_Diverse_2023_04_03 | 2047 | Electrolyser 2040 | Crossload | Hydrogen | ON | Dispatch-Crossload | VOM | 0 | [6 empty] | 0.34682 | 0
LCP_Inputs_ON_Diverse_2023_04_03 | 2047 | Electrolyser 2040 | Crossload | Hydrogen | PJ | Dispatch-Crossload | EmissionsCost | 0 | [6 empty] | 0.34682 | 0
LCP_Inputs_ON_Diverse_2023_04_03 | 2047 | Electrolyser 2040 | Crossload | Hydrogen | PJ | Dispatch-Crossload | FuelCost | 0 | [6 empty] | 0.34682 | 0
LCP_Inputs_ON_Diverse_2023_04_03 | 2047 | Electrolyser 2040 | Crossload | Hydrogen | PJ | Dispatch-Crossload | VOM | 0 | [6 empty] | 0.34682 | 0
LCP_Inputs_ON_Diverse_2023_04_03 | 2047 | Electrolyser 2040 | Crossload | Hydrogen | QC | Dispatch-Crossload | EmissionsCost | 0 | [6 empty] | 0.34682 | 0
LCP_Inputs_ON_Diverse_2023_04_03 | 2047 | Electrolyser 2040 | Crossload | Hydrogen | QC | Dispatch-Crossload | FuelCost | 0 | [6 empty] | 0.34682 | 0
LCP_Inputs_ON_Diverse_2023_04_03 | 2047 | Electrolyser 2040 | Crossload | Hydrogen | QC | Dispatch-Crossload | VOM | 0 | [6 empty] | 0.34682 | 0
LCP_Inputs_ON_Diverse_2023_04_03 | 2047 | Electrolyser 2040 | Crossload | Hydrogen | WC | Dispatch-Crossload | EmissionsCost | 0 | [6 empty] | 0.34682 | 0
LCP_Inputs_ON_Diverse_2023_04_03 | 2047 | Electrolyser 2040 | Crossload | Hydrogen | WC | Dispatch-Crossload | FuelCost | 0 | [6 empty] | 0.34682 | 0
LCP_Inputs_ON_Diverse_2023_04_03 | 2047 | Electrolyser 2040 | Crossload | Hydrogen | WC | Dispatch-Crossload | VOM | 0 | [6 empty] | 0.34682 | 0
LCP_Inputs_ON_Diverse_2023_04_03 | 2047 | Electrolyser 2050 | Crossload | Hydrogen | MI | Dispatch-Crossload | EmissionsCost | 0 | [6 empty] | 0.34682 | 0
LCP_Inputs_ON_Diverse_2023_04_03 | 2047 | Electrolyser 2050 | Crossload | Hydrogen | MI | Dispatch-Crossload | FuelCost | 0 | [6 empty] | 0.34682 | 0
LCP_Inputs_ON_Diverse_2023_04_03 | 2047 | Electrolyser 2050 | Crossload | Hydrogen | MI | Dispatch-Crossload | VOM | 0 | [6 empty] | 0.34682 | 0
LCP_Inputs_ON_Diverse_2023_04_03 | 2047 | Electrolyser 2050 | Crossload | Hydrogen | NY | Dispatch-Crossload | EmissionsCost | 0 | [6 empty] | 0.34682 | 0
LCP_Inputs_ON_Diverse_2023_04_03 | 2047 | Electrolyser 2050 | Crossload | Hydrogen | NY | Dispatch-Crossload | FuelCost | 0 | [6 empty] | 0.34682 | 0
LCP_Inputs_ON_Diverse_2023_04_03 | 2047 | Electrolyser 2050 | Crossload | Hydrogen | NY | Dispatch-Crossload | VOM | 0 | [6 empty] | 0.34682 | 0
LCP_Inputs_ON_Diverse_2023_04_03 | 2047 | Electrolyser 2050 | Crossload | Hydrogen | ON | Dispatch-Crossload | EmissionsCost | 0 | [6 empty] | 0.34682 | 0
LCP_Inputs_ON_Diverse_2023_04_03 | 2047 | Electrolyser 2050 | Crossload | Hydrogen | ON | Dispatch-Crossload | FuelCost | 0 | [6 empty] | 0.34682 | 0
LCP_Inputs_ON_Diverse_2023_04_03 | 2047 | Electrolyser 2050 | Crossload | Hydrogen | ON | Dispatch-Crossload | VOM | 0 | [6 empty] | 0.34682 | 0
LCP_Inputs_ON_Diverse_2023_04_03 | 2047 | Electrolyser 2050 | Crossload | Hydrogen | PJ | Dispatch-Crossload | EmissionsCost | 0 | [6 empty] | 0.34682 | 0
LCP_Inputs_ON_Diverse_2023_04_03 | 2047 | Electrolyser 2050 | Crossload | Hydrogen | PJ | Dispatch-Crossload | FuelCost | 0 | [6 empty] | 0.34682 | 0
LCP_Inputs_ON_Diverse_2023_04_03 | 2047 | Electrolyser 2050 | Crossload | Hydrogen | PJ | Dispatch-Crossload | VOM | 0 | [6 empty] | 0.34682 | 0
LCP_Inputs_ON_Diverse_2023_04_03 | 2047 | Electrolyser 2050 | Crossload | Hydrogen | QC | Dispatch-Crossload | EmissionsCost | 0 | [6 empty] | 0.34682 | 0
LCP_Inputs_ON_Diverse_2023_04_03 | 2047 | Electrolyser 2050 | Crossload | Hydrogen | QC | Dispatch-Crossload | FuelCost | 0 | [6 empty] | 0.34682 | 0
LCP_Inputs_ON_Diverse_2023_04_03 | 2047 | Electrolyser 2050 | Crossload | Hydrogen | QC | Dispatch-Crossload | VOM | 0 | [6 empty] | 0.34682 | 0
LCP_Inputs_ON_Diverse_2023_04_03 | 2047 | Electrolyser 2050 | Crossload | Hydrogen | WC | Dispatch-Crossload | EmissionsCost | 0 | [6 empty] | 0.34682 | 0
LCP_Inputs_ON_Diverse_2023_04_03 | 2047 | Electrolyser 2050 | Crossload | Hydrogen | WC | Dispatch-Crossload | FuelCost | 0 | [6 empty] | 0.34682 | 0
LCP_Inputs_ON_Diverse_2023_04_03 | 2047 | Electrolyser 2050 | Crossload | Hydrogen | WC | Dispatch-Crossload | VOM | 0 | [6 empty] | 0.34682 | 0
LCP_Inputs_ON_Diverse_2023_04_03 | 2047 | Fossil Fuel Thermal (Coal, Peat, Oil) | Generation | Electricity | MI | Dispatch-Generation | EmissionsCost | 0 | [6 empty] | 0.34682 | 0
LCP_Inputs_ON_Diverse_2023_04_03 | 2047 | Fossil Fuel Thermal (Coal, Peat, Oil) | Generation | Electricity | MI | Dispatch-Generation | FuelCost | 0 | [6 empty] | 0.34682 | 0
LCP_Inputs_ON_Diverse_2023_04_03 | 2047 | Fossil Fuel Thermal (Coal, Peat, Oil) | Generation | Electricity | MI | Dispatch-Generation | VOM | 0 | [6 empty] | 0.34682 | 0
LCP_Inputs_ON_Diverse_2023_04_03 | 2047 | Fossil Fuel Thermal (Coal, Peat, Oil) | Generation | Electricity | NY | Dispatch-Generation | EmissionsCost | 0 | [6 empty] | 0.34682 | 0
LCP_Inputs_ON_Diverse_2023_04_03 | 2047 | Fossil Fuel Thermal (Coal, Peat, Oil) | Generation | Electricity | NY | Dispatch-Generation | FuelCost | 0 | [6 empty] | 0.34682 | 0
LCP_Inputs_ON_Diverse_2023_04_03 | 2047 | Fossil Fuel Thermal (Coal, Peat, Oil) | Generation | Electricity | NY | Dispatch-Generation | VOM | 0 | [6 empty] | 0.34682 | 0
LCP_Inputs_ON_Diverse_2023_04_03 | 2047 | Fossil Fuel Thermal (Coal, Peat, Oil) | Generation | Electricity | ON | Dispatch-Generation | EmissionsCost | 0 | [6 empty] | 0.34682 | 0
LCP_Inputs_ON_Diverse_2023_04_03 | 2047 | Fossil Fuel Thermal (Coal, Peat, Oil) | Generation | Electricity | ON | Dispatch-Generation | FuelCost | 0 | [6 empty] | 0.34682 | 0
LCP_Inputs_ON_Diverse_2023_04_03 | 2047 | Fossil Fuel Thermal (Coal, Peat, Oil) | Generation | Electricity | ON | Dispatch-Generation | VOM | 0 | [6 empty] | 0.34682 | 0
LCP_Inputs_ON_Diverse_2023_04_03 | 2047 | Fossil Fuel Thermal (Coal, Peat, Oil) | Generation | Electricity | PJ | Dispatch-Generation | EmissionsCost | 0 | [6 empty] | 0.34682 | 0
LCP_Inputs_ON_Diverse_2023_04_03 | 2047 | Fossil Fuel Thermal (Coal, Peat, Oil) | Generation | Electricity | PJ | Dispatch-Generation | FuelCost | 0 | [6 empty] | 0.34682 | 0
LCP_Inputs_ON_Diverse_2023_04_03 | 2047 | Fossil Fuel Thermal (Coal, Peat, Oil) | Generation | Electricity | PJ | Dispatch-Generation | VOM | 0 | [6 empty] | 0.34682 | 0
LCP_Inputs_ON_Diverse_2023_04_03 | 2047 | Fossil Fuel Thermal (Coal, Peat, Oil) | Generation | Electricity | QC | Dispatch-Generation | EmissionsCost | 0 | [6 empty] | 0.34682 | 0
LCP_Inputs_ON_Diverse_2023_04_03 | 2047 | Fossil Fuel Thermal (Coal, Peat, Oil) | Generation | Electricity | QC | Dispatch-Generation | FuelCost | 0 | [6 empty] | 0.34682 | 0
LCP_Inputs_ON_Diverse_2023_04_03 | 2047 | Fossil Fuel Thermal (Coal, Peat, Oil) | Generation | Electricity | QC | Dispatch-Generation | VOM | 0 | [6 empty] | 0.34682 | 0
LCP_Inputs_ON_Diverse_2023_04_03 | 2047 | Fossil Fuel Thermal (Coal, Peat, Oil) | Generation | Electricity | WC | Dispatch-Generation | EmissionsCost | 0 | [6 empty] | 0.34682 | 0
LCP_Inputs_ON_Diverse_2023_04_03 | 2047 | Fossil Fuel Thermal (Coal, Peat, Oil) | Generation | Electricity | WC | Dispatch-Generation | FuelCost | 0 | [6 empty] | 0.34682 | 0
LCP_Inputs_ON_Diverse_2023_04_03 | 2047 | Fossil Fuel Thermal (Coal, Peat, Oil) | Generation | Electricity | WC | Dispatch-Generation | VOM | 0 | [6 empty] | 0.34682 | 0
LCP_Inputs_ON_Diverse_2023_04_03 | 2047 | Generic - Generator | Generation | Electricity | MI | Dispatch-Generation | EmissionsCost | 0 | [6 empty] | 0.34682 | 0
LCP_Inputs_ON_Diverse_2023_04_03 | 2047 | Generic - Generator | Generation | Electricity | MI | Dispatch-Generation | FuelCost | 922715978.5322 | [6 empty] | 0.34682 | 320013190.8799
LCP_Inputs_ON_Diverse_2023_04_03 | 2047 | Generic - Generator | Generation | Electricity | MI | Dispatch-Generation | VOM | 30177343.602 | [6 empty] | 0.34682 | 10466002.8037
LCP_Inputs_ON_Diverse_2023_04_03 | 2047 | Generic - Generator | Generation | Electricity | NY | Dispatch-Generation | EmissionsCost | 0 | [6 empty] | 0.34682 | 0
LCP_Inputs_ON_Diverse_2023_04_03 | 2047 | Generic - Generator | Generation | Electricity | NY | Dispatch-Generation | FuelCost | 169239391.3338 | [6 empty] | 0.34682 | 58695025.2335
LCP_Inputs_ON_Diverse_2023_04_03 | 2047 | Generic - Generator | Generation | Electricity | NY | Dispatch-Generation | VOM | 5534959.1663 | [6 empty] | 0.34682 | 1919615.5539
LCP_Inputs_ON_Diverse_2023_04_03 | 2047 | Generic - Generator | Generation | Electricity | ON | Dispatch-Generation | EmissionsCost | 0 | [6 empty] | 0.34682 | 0
LCP_Inputs_ON_Diverse_2023_04_03 | 2047 | Generic - Generator | Generation | Electricity | ON | Dispatch-Generation | FuelCost | 0 | [6 empty] | 0.34682 | 0
LCP_Inputs_ON_Diverse_2023_04_03 | 2047 | Generic - Generator | Generation | Electricity | ON | Dispatch-Generation | VOM | 0 | [6 empty] | 0.34682 | 0
LCP_Inputs_ON_Diverse_2023_04_03 | 2047 | Generic - Generator | Generation | Electricity | PJ | Dispatch-Generation | EmissionsCost | 0 | [6 empty] | 0.34682 | 0
LCP_Inputs_ON_Diverse_2023_04_03 | 2047 | Generic - Generator | Generation | Electricity | PJ | Dispatch-Generation | FuelCost | 5434493471.1405 | [6 empty] | 0.34682 | 1884772386.0616
LCP_Inputs_ON_Diverse_2023_04_03 | 2047 | Generic - Generator | Generation | Electricity | PJ | Dispatch-Generation | VOM | 177734623.2179 | [6 empty] | 0.34682 | 61641312.418
LCP_Inputs_ON_Diverse_2023_04_03 | 2047 | Generic - Generator | Generation | Electricity | QC | Dispatch-Generation | EmissionsCost | 0 | [6 empty] | 0.34682 | 0
LCP_Inputs_ON_Diverse_2023_04_03 | 2047 | Generic - Generator | Generation | Electricity | QC | Dispatch-Generation | FuelCost | 0 | [6 empty] | 0.34682 | 0
LCP_Inputs_ON_Diverse_2023_04_03 | 2047 | Generic - Generator | Generation | Electricity | QC | Dispatch-Generation | VOM | 0 | [6 empty] | 0.34682 | 0
LCP_Inputs_ON_Diverse_2023_04_03 | 2047 | Generic - Generator | Generation | Electricity | WC | Dispatch-Generation | EmissionsCost | 0 | [6 empty] | 0.34682 | 0
LCP_Inputs_ON_Diverse_2023_04_03 | 2047 | Generic - Generator | Generation | Electricity | WC | Dispatch-Generation | FuelCost | 0 | [6 empty] | 0.34682 | 0
LCP_Inputs_ON_Diverse_2023_04_03 | 2047 | Generic - Generator | Generation | Electricity | WC | Dispatch-Generation | VOM | 0 | [6 empty] | 0.34682 | 0
LCP_Inputs_ON_Diverse_2023_04_03 | 2047 | H2 Import - QC | Import | Hydrogen | MI | Dispatch-Import | EmissionsCost | 0 | [6 empty] | 0.34682 | 0
LCP_Inputs_ON_Diverse_2023_04_03 | 2047 | H2 Import - QC | Import | Hydrogen | MI | Dispatch-Import | FuelCost | 0 | [6 empty] | 0.34682 | 0
LCP_Inputs_ON_Diverse_2023_04_03 | 2047 | H2 Import - QC | Import | Hydrogen | MI | Dispatch-Import | VOM | 0 | [6 empty] | 0.34682 | 0
LCP_Inputs_ON_Diverse_2023_04_03 | 2047 | H2 Import - QC | Import | Hydrogen | NY | Dispatch-Import | EmissionsCost | 0 | [6 empty] | 0.34682 | 0
LCP_Inputs_ON_Diverse_2023_04_03 | 2047 | H2 Import - QC | Import | Hydrogen | NY | Dispatch-Import | FuelCost | 0 | [6 empty] | 0.34682 | 0
LCP_Inputs_ON_Diverse_2023_04_03 | 2047 | H2 Import - QC | Import | Hydrogen | NY | Dispatch-Import | VOM | 0 | [6 empty] | 0.34682 | 0
LCP_Inputs_ON_Diverse_2023_04_03 | 2047 | H2 Import - QC | Import | Hydrogen | ON | Dispatch-Import | EmissionsCost | 0 | [6 empty] | 0.34682 | 0
LCP_Inputs_ON_Diverse_2023_04_03 | 2047 | H2 Import - QC | Import | Hydrogen | ON | Dispatch-Import | FuelCost | 0 | [6 empty] | 0.34682 | 0
LCP_Inputs_ON_Diverse_2023_04_03 | 2047 | H2 Import - QC | Import | Hydrogen | ON | Dispatch-Import | VOM | 0 | [6 empty] | 0.34682 | 0
LCP_Inputs_ON_Diverse_2023_04_03 | 2047 | H2 Import - QC | Import | Hydrogen | PJ | Dispatch-Import | EmissionsCost | 0 | [6 empty] | 0.34682 | 0
LCP_Inputs_ON_Diverse_2023_04_03 | 2047 | H2 Import - QC | Import | Hydrogen | PJ | Dispatch-Import | FuelCost | 0 | [6 empty] | 0.34682 | 0
LCP_Inputs_ON_Diverse_2023_04_03 | 2047 | H2 Import - QC | Import | Hydrogen | PJ | Dispatch-Import | VOM | 0 | [6 empty] | 0.34682 | 0
LCP_Inputs_ON_Diverse_2023_04_03 | 2047 | H2 Import - QC | Import | Hydrogen | QC | Dispatch-Import | EmissionsCost | 0 | [6 empty] | 0.34682 | 0
LCP_Inputs_ON_Diverse_2023_04_03 | 2047 | H2 Import - QC | Import | Hydrogen | QC | Dispatch-Import | FuelCost | 0 | [6 empty] | 0.34682 | 0
LCP_Inputs_ON_Diverse_2023_04_03 | 2047 | H2 Import - QC | Import | Hydrogen | QC | Dispatch-Import | VOM | 0 | [6 empty] | 0.34682 | 0
LCP_Inputs_ON_Diverse_2023_04_03 | 2047 | H2 Import - QC | Import | Hydrogen | WC | Dispatch-Import | EmissionsCost | 0 | [6 empty] | 0.34682 | 0
LCP_Inputs_ON_Diverse_2023_04_03 | 2047 | H2 Import - QC | Import | Hydrogen | WC | Dispatch-Import | FuelCost | 0 | [6 empty] | 0.34682 | 0
LCP_Inputs_ON_Diverse_2023_04_03 | 2047 | H2 Import - QC | Import | Hydrogen | WC | Dispatch-Import | VOM | 0 | [6 empty] | 0.34682 | 0
LCP_Inputs_ON_Diverse_2023_04_03 | 2047 | H2 Import - WC | Import | Hydrogen | MI | Dispatch-Import | EmissionsCost | 0 | [6 empty] | 0.34682 | 0
LCP_Inputs_ON_Diverse_2023_04_03 | 2047 | H2 Import - WC | Import | Hydrogen | MI | Dispatch-Import | FuelCost | 0 | [6 empty] | 0.34682 | 0
LCP_Inputs_ON_Diverse_2023_04_03 | 2047 | H2 Import - WC | Import | Hydrogen | MI | Dispatch-Import | VOM | 0 | [6 empty] | 0.34682 | 0
LCP_Inputs_ON_Diverse_2023_04_03 | 2047 | H2 Import - WC | Import | Hydrogen | NY | Dispatch-Import | EmissionsCost | 0 | [6 empty] | 0.34682 | 0
LCP_Inputs_ON_Diverse_2023_04_03 | 2047 | H2 Import - WC | Import | Hydrogen | NY | Dispatch-Import | FuelCost | 0 | [6 empty] | 0.34682 | 0
LCP_Inputs_ON_Diverse_2023_04_03 | 2047 | H2 Import - WC | Import | Hydrogen | NY | Dispatch-Import | VOM | 0 | [6 empty] | 0.34682 | 0
LCP_Inputs_ON_Diverse_2023_04_03 | 2047 | H2 Import - WC | Import | Hydrogen | ON | Dispatch-Import | EmissionsCost | 0 | [6 empty] | 0.34682 | 0
LCP_Inputs_ON_Diverse_2023_04_03 | 2047 | H2 Import - WC | Import | Hydrogen | ON | Dispatch-Import | FuelCost | 0 | [6 empty] | 0.34682 | 0
LCP_Inputs_ON_Diverse_2023_04_03 | 2047 | H2 Import - WC | Import | Hydrogen | ON | Dispatch-Import | VOM | 0 | [6 empty] | 0.34682 | 0
LCP_Inputs_ON_Diverse_2023_04_03 | 2047 | H2 Import - WC | Import | Hydrogen | PJ | Dispatch-Import | EmissionsCost | 0 | [6 empty] | 0.34682 | 0
LCP_Inputs_ON_Diverse_2023_04_03 | 2047 | H2 Import - WC | Import | Hydrogen | PJ | Dispatch-Import | FuelCost | 0 | [6 empty] | 0.34682 | 0
LCP_Inputs_ON_Diverse_2023_04_03 | 2047 | H2 Import - WC | Import | Hydrogen | PJ | Dispatch-Import | VOM | 0 | [6 empty] | 0.34682 | 0
LCP_Inputs_ON_Diverse_2023_04_03 | 2047 | H2 Import - WC | Import | Hydrogen | QC | Dispatch-Import | EmissionsCost | 0 | [6 empty] | 0.34682 | 0
LCP_Inputs_ON_Diverse_2023_04_03 | 2047 | H2 Import - WC | Import | Hydrogen | QC | Dispatch-Import | FuelCost | 0 | [6 empty] | 0.34682 | 0
LCP_Inputs_ON_Diverse_2023_04_03 | 2047 | H2 Import - WC | Import | Hydrogen | QC | Dispatch-Import | VOM | 0 | [6 empty] | 0.34682 | 0
LCP_Inputs_ON_Diverse_2023_04_03 | 2047 | H2 Import - WC | Import | Hydrogen | WC | Dispatch-Import | EmissionsCost | 0 | [6 empty] | 0.34682 | 0
LCP_Inputs_ON_Diverse_2023_04_03 | 2047 | H2 Import - WC | Import | Hydrogen | WC | Dispatch-Import | FuelCost | 322770984.3754 | [6 empty] | 0.34682 | 111942325.739
LCP_Inputs_ON_Diverse_2023_04_03 | 2047 | H2 Import - WC | Import | Hydrogen | WC | Dispatch-Import | VOM | 0 | [6 empty] | 0.34682 | 0
LCP_Inputs_ON_Diverse_2023_04_03 | 2047 | H2 Salt Cavern Storage - ON | Storage | Hydrogen | MI | Dispatch-Storage | EmissionsCost | 0 | [6 empty] | 0.34682 | 0
LCP_Inputs_ON_Diverse_2023_04_03 | 2047 | H2 Salt Cavern Storage - ON | Storage | Hydrogen | MI | Dispatch-Storage | FuelCost | 0 | [6 empty] | 0.34682 | 0
LCP_Inputs_ON_Diverse_2023_04_03 | 2047 | H2 Salt Cavern Storage - ON | Storage | Hydrogen | MI | Dispatch-Storage | VOM | 0 | [6 empty] | 0.34682 | 0
LCP_Inputs_ON_Diverse_2023_04_03 | 2047 | H2 Salt Cavern Storage - ON | Storage | Hydrogen | NY | Dispatch-Storage | EmissionsCost | 0 | [6 empty] | 0.34682 | 0
LCP_Inputs_ON_Diverse_2023_04_03 | 2047 | H2 Salt Cavern Storage - ON | Storage | Hydrogen | NY | Dispatch-Storage | FuelCost | 0 | [6 empty] | 0.34682 | 0
LCP_Inputs_ON_Diverse_2023_04_03 | 2047 | H2 Salt Cavern Storage - ON | Storage | Hydrogen | NY | Dispatch-Storage | VOM | 0 | [6 empty] | 0.34682 | 0
LCP_Inputs_ON_Diverse_2023_04_03 | 2047 | H2 Salt Cavern Storage - ON | Storage | Hydrogen | ON | Dispatch-Storage | EmissionsCost | 0 | [6 empty] | 0.34682 | 0
LCP_Inputs_ON_Diverse_2023_04_03 | 2047 | H2 Salt Cavern Storage - ON | Storage | Hydrogen | ON | Dispatch-Storage | FuelCost | 0 | [6 empty] | 0.34682 | 0
LCP_Inputs_ON_Diverse_2023_04_03 | 2047 | H2 Salt Cavern Storage - ON | Storage | Hydrogen | ON | Dispatch-Storage | VOM | 60179086.0056 | [6 empty] | 0.34682 | 20871104.2021
LCP_Inputs_ON_Diverse_2023_04_03 | 2047 | H2 Salt Cavern Storage - ON | Storage | Hydrogen | PJ | Dispatch-Storage | EmissionsCost | 0 | [6 empty] | 0.34682 | 0
LCP_Inputs_ON_Diverse_2023_04_03 | 2047 | H2 Salt Cavern Storage - ON | Storage | Hydrogen | PJ | Dispatch-Storage | FuelCost | 0 | [6 empty] | 0.34682 | 0
LCP_Inputs_ON_Diverse_2023_04_03 | 2047 | H2 Salt Cavern Storage - ON | Storage | Hydrogen | PJ | Dispatch-Storage | VOM | 0 | [6 empty] | 0.34682 | 0
LCP_Inputs_ON_Diverse_2023_04_03 | 2047 | H2 Salt Cavern Storage - ON | Storage | Hydrogen | QC | Dispatch-Storage | EmissionsCost | 0 | [6 empty] | 0.34682 | 0
LCP_Inputs_ON_Diverse_2023_04_03 | 2047 | H2 Salt Cavern Storage - ON | Storage | Hydrogen | QC | Dispatch-Storage | FuelCost | 0 | [6 empty] | 0.34682 | 0
LCP_Inputs_ON_Diverse_2023_04_03 | 2047 | H2 Salt Cavern Storage - ON | Storage | Hydrogen | QC | Dispatch-Storage | VOM | 0 | [6 empty] | 0.34682 | 0
LCP_Inputs_ON_Diverse_2023_04_03 | 2047 | H2 Salt Cavern Storage - ON | Storage | Hydrogen | WC | Dispatch-Storage | EmissionsCost | 0 | [6 empty] | 0.34682 | 0
LCP_Inputs_ON_Diverse_2023_04_03 | 2047 | H2 Salt Cavern Storage - ON | Storage | Hydrogen | WC | Dispatch-Storage | FuelCost | 0 | [6 empty] | 0.34682 | 0
LCP_Inputs_ON_Diverse_2023_04_03 | 2047 | H2 Salt Cavern Storage - ON | Storage | Hydrogen | WC | Dispatch-Storage | VOM | 0 | [6 empty] | 0.34682 | 0
LCP_Inputs_ON_Diverse_2023_04_03 | 2047 | Hydro | Generation | Electricity | MI | Dispatch-Generation | EmissionsCost | 0 | [6 empty] | 0.34682 | 0
LCP_Inputs_ON_Diverse_2023_04_03 | 2047 | Hydro | Generation | Electricity | MI | Dispatch-Generation | FuelCost | 0 | [6 empty] | 0.34682 | 0
LCP_Inputs_ON_Diverse_2023_04_03 | 2047 | Hydro | Generation | Electricity | MI | Dispatch-Generation | VOM | 0 | [6 empty] | 0.34682 | 0
LCP_Inputs_ON_Diverse_2023_04_03 | 2047 | Hydro | Generation | Electricity | NY | Dispatch-Generation | EmissionsCost | 0 | [6 empty] | 0.34682 | 0
LCP_Inputs_ON_Diverse_2023_04_03 | 2047 | Hydro | Generation | Electricity | NY | Dispatch-Generation | FuelCost | 0 | [6 empty] | 0.34682 | 0
LCP_Inputs_ON_Diverse_2023_04_03 | 2047 | Hydro | Generation | Electricity | NY | Dispatch-Generation | VOM | 0 | [6 empty] | 0.34682 | 0
LCP_Inputs_ON_Diverse_2023_04_03 | 2047 | Hydro | Generation | Electricity | ON | Dispatch-Generation | EmissionsCost | 0 | [6 empty] | 0.34682 | 0
LCP_Inputs_ON_Diverse_2023_04_03 | 2047 | Hydro | Generation | Electricity | ON | Dispatch-Generation | FuelCost | 0 | [6 empty] | 0.34682 | 0
LCP_Inputs_ON_Diverse_2023_04_03 | 2047 | Hydro | Generation | Electricity | ON | Dispatch-Generation | VOM | 0 | [6 empty] | 0.34682 | 0
LCP_Inputs_ON_Diverse_2023_04_03 | 2047 | Hydro | Generation | Electricity | PJ | Dispatch-Generation | EmissionsCost | 0 | [6 empty] | 0.34682 | 0
LCP_Inputs_ON_Diverse_2023_04_03 | 2047 | Hydro | Generation | Electricity | PJ | Dispatch-Generation | FuelCost | 0 | [6 empty] | 0.34682 | 0
LCP_Inputs_ON_Diverse_2023_04_03 | 2047 | Hydro | Generation | Electricity | PJ | Dispatch-Generation | VOM | 0 | [6 empty] | 0.34682 | 0
LCP_Inputs_ON_Diverse_2023_04_03 | 2047 | Hydro | Generation | Electricity | QC | Dispatch-Generation | EmissionsCost | 0 | [6 empty] | 0.34682 | 0
LCP_Inputs_ON_Diverse_2023_04_03 | 2047 | Hydro | Generation | Electricity | QC | Dispatch-Generation | FuelCost | 0 | [6 empty] | 0.34682 | 0
LCP_Inputs_ON_Diverse_2023_04_03 | 2047 | Hydro | Generation | Electricity | QC | Dispatch-Generation | VOM | 0 | [6 empty] | 0.34682 | 0
LCP_Inputs_ON_Diverse_2023_04_03 | 2047 | Hydro | Generation | Electricity | WC | Dispatch-Generation | EmissionsCost | 0 | [6 empty] | 0.34682 | 0
LCP_Inputs_ON_Diverse_2023_04_03 | 2047 | Hydro | Generation | Electricity | WC | Dispatch-Generation | FuelCost | 0 | [6 empty] | 0.34682 | 0
LCP_Inputs_ON_Diverse_2023_04_03 | 2047 | Hydro | Generation | Electricity | WC | Dispatch-Generation | VOM | 0 | [6 empty] | 0.34682 | 0
LCP_Inputs_ON_Diverse_2023_04_03 | 2047 | Hydro Pumped Storage | Storage | Electricity | MI | Dispatch-Storage | EmissionsCost | 0 | [6 empty] | 0.34682 | 0
LCP_Inputs_ON_Diverse_2023_04_03 | 2047 | Hydro Pumped Storage | Storage | Electricity | MI | Dispatch-Storage | FuelCost | 0 | [6 empty] | 0.34682 | 0
LCP_Inputs_ON_Diverse_2023_04_03 | 2047 | Hydro Pumped Storage | Storage | Electricity | MI | Dispatch-Storage | VOM | 0 | [6 empty] | 0.34682 | 0
LCP_Inputs_ON_Diverse_2023_04_03 | 2047 | Hydro Pumped Storage | Storage | Electricity | NY | Dispatch-Storage | EmissionsCost | 0 | [6 empty] | 0.34682 | 0
LCP_Inputs_ON_Diverse_2023_04_03 | 2047 | Hydro Pumped Storage | Storage | Electricity | NY | Dispatch-Storage | FuelCost | 0 | [6 empty] | 0.34682 | 0
LCP_Inputs_ON_Diverse_2023_04_03 | 2047 | Hydro Pumped Storage | Storage | Electricity | NY | Dispatch-Storage | VOM | 0 | [6 empty] | 0.34682 | 0
LCP_Inputs_ON_Diverse_2023_04_03 | 2047 | Hydro Pumped Storage | Storage | Electricity | ON | Dispatch-Storage | EmissionsCost | 0 | [6 empty] | 0.34682 | 0
LCP_Inputs_ON_Diverse_2023_04_03 | 2047 | Hydro Pumped Storage | Storage | Electricity | ON | Dispatch-Storage | FuelCost | 0 | [6 empty] | 0.34682 | 0
LCP_Inputs_ON_Diverse_2023_04_03 | 2047 | Hydro Pumped Storage | Storage | Electricity | ON | Dispatch-Storage | VOM | 0 | [6 empty] | 0.34682 | 0
LCP_Inputs_ON_Diverse_2023_04_03 | 2047 | Hydro Pumped Storage | Storage | Electricity | PJ | Dispatch-Storage | EmissionsCost | 0 | [6 empty] | 0.34682 | 0
LCP_Inputs_ON_Diverse_2023_04_03 | 2047 | Hydro Pumped Storage | Storage | Electricity | PJ | Dispatch-Storage | FuelCost | 0 | [6 empty] | 0.34682 | 0
LCP_Inputs_ON_Diverse_2023_04_03 | 2047 | Hydro Pumped Storage | Storage | Electricity | PJ | Dispatch-Storage | VOM | 0 | [6 empty] | 0.34682 | 0
LCP_Inputs_ON_Diverse_2023_04_03 | 2047 | Hydro Pumped Storage | Storage | Electricity | QC | Dispatch-Storage | EmissionsCost | 0 | [6 empty] | 0.34682 | 0
LCP_Inputs_ON_Diverse_2023_04_03 | 2047 | Hydro Pumped Storage | Storage | Electricity | QC | Dispatch-Storage | FuelCost | 0 | [6 empty] | 0.34682 | 0
LCP_Inputs_ON_Diverse_2023_04_03 | 2047 | Hydro Pumped Storage | Storage | Electricity | QC | Dispatch-Storage | VOM | 0 | [6 empty] | 0.34682 | 0
LCP_Inputs_ON_Diverse_2023_04_03 | 2047 | Hydro Pumped Storage | Storage | Electricity | WC | Dispatch-Storage | EmissionsCost | 0 | [6 empty] | 0.34682 | 0
LCP_Inputs_ON_Diverse_2023_04_03 | 2047 | Hydro Pumped Storage | Storage | Electricity | WC | Dispatch-Storage | FuelCost | 0 | [6 empty] | 0.34682 | 0
LCP_Inputs_ON_Diverse_2023_04_03 | 2047 | Hydro Pumped Storage | Storage | Electricity | WC | Dispatch-Storage | VOM | 0 | [6 empty] | 0.34682 | 0
LCP_Inputs_ON_Diverse_2023_04_03 | 2047 | Nuclear | Generation | Electricity | MI | Dispatch-Generation | EmissionsCost | 0 | [6 empty] | 0.34682 | 0
LCP_Inputs_ON_Diverse_2023_04_03 | 2047 | Nuclear | Generation | Electricity | MI | Dispatch-Generation | FuelCost | 0 | [6 empty] | 0.34682 | 0
LCP_Inputs_ON_Diverse_2023_04_03 | 2047 | Nuclear | Generation | Electricity | MI | Dispatch-Generation | VOM | 2762866296.96 | [6 empty] | 0.34682 | 958207812.8429
LCP_Inputs_ON_Diverse_2023_04_03 | 2047 | Nuclear | Generation | Electricity | NY | Dispatch-Generation | EmissionsCost | 0 | [6 empty] | 0.34682 | 0
LCP_Inputs_ON_Diverse_2023_04_03 | 2047 | Nuclear | Generation | Electricity | NY | Dispatch-Generation | FuelCost | 0 | [6 empty] | 0.34682 | 0
LCP_Inputs_ON_Diverse_2023_04_03 | 2047 | Nuclear | Generation | Electricity | NY | Dispatch-Generation | VOM | 2246155230.144 | [6 empty] | 0.34682 | 779003852.9009
LCP_Inputs_ON_Diverse_2023_04_03 | 2047 | Nuclear | Generation | Electricity | ON | Dispatch-Generation | EmissionsCost | 0 | [6 empty] | 0.34682 | 0
LCP_Inputs_ON_Diverse_2023_04_03 | 2047 | Nuclear | Generation | Electricity | ON | Dispatch-Generation | FuelCost | 0 | [6 empty] | 0.34682 | 0
LCP_Inputs_ON_Diverse_2023_04_03 | 2047 | Nuclear | Generation | Electricity | ON | Dispatch-Generation | VOM | 7823178339.984 | [6 empty] | 0.34682 | 2713207879.3984
LCP_Inputs_ON_Diverse_2023_04_03 | 2047 | Nuclear | Generation | Electricity | PJ | Dispatch-Generation | EmissionsCost | 0 | [6 empty] | 0.34682 | 0
LCP_Inputs_ON_Diverse_2023_04_03 | 2047 | Nuclear | Generation | Electricity | PJ | Dispatch-Generation | FuelCost | 0 | [6 empty] | 0.34682 | 0
LCP_Inputs_ON_Diverse_2023_04_03 | 2047 | Nuclear | Generation | Electricity | PJ | Dispatch-Generation | VOM | 6401347648.6848 | [6 empty] | 0.34682 | 2220093435.7346
LCP_Inputs_ON_Diverse_2023_04_03 | 2047 | Nuclear | Generation | Electricity | QC | Dispatch-Generation | EmissionsCost | 0 | [6 empty] | 0.34682 | 0
LCP_Inputs_ON_Diverse_2023_04_03 | 2047 | Nuclear | Generation | Electricity | QC | Dispatch-Generation | FuelCost | 0 | [6 empty] | 0.34682 | 0
LCP_Inputs_ON_Diverse_2023_04_03 | 2047 | Nuclear | Generation | Electricity | QC | Dispatch-Generation | VOM | 0 | [6 empty] | 0.34682 | 0
LCP_Inputs_ON_Diverse_2023_04_03 | 2047 | Nuclear | Generation | Electricity | WC | Dispatch-Generation | EmissionsCost | 0 | [6 empty] | 0.34682 | 0
LCP_Inputs_ON_Diverse_2023_04_03 | 2047 | Nuclear | Generation | Electricity | WC | Dispatch-Generation | FuelCost | 0 | [6 empty] | 0.34682 | 0
LCP_Inputs_ON_Diverse_2023_04_03 | 2047 | Nuclear | Generation | Electricity | WC | Dispatch-Generation | VOM | 0 | [6 empty] | 0.34682 | 0
LCP_Inputs_ON_Diverse_2023_04_03 | 2047 | Nuclear SMR | Generation | Electricity | MI | Dispatch-Generation | EmissionsCost | 0 | [6 empty] | 0.34682 | 0
LCP_Inputs_ON_Diverse_2023_04_03 | 2047 | Nuclear SMR | Generation | Electricity | MI | Dispatch-Generation | FuelCost | 0 | [6 empty] | 0.34682 | 0
LCP_Inputs_ON_Diverse_2023_04_03 | 2047 | Nuclear SMR | Generation | Electricity | MI | Dispatch-Generation | VOM | 0 | [6 empty] | 0.34682 | 0
LCP_Inputs_ON_Diverse_2023_04_03 | 2047 | Nuclear SMR | Generation | Electricity | NY | Dispatch-Generation | EmissionsCost | 0 | [6 empty] | 0.34682 | 0
LCP_Inputs_ON_Diverse_2023_04_03 | 2047 | Nuclear SMR | Generation | Electricity | NY | Dispatch-Generation | FuelCost | 0 | [6 empty] | 0.34682 | 0
LCP_Inputs_ON_Diverse_2023_04_03 | 2047 | Nuclear SMR | Generation | Electricity | NY | Dispatch-Generation | VOM | 0 | [6 empty] | 0.34682 | 0
LCP_Inputs_ON_Diverse_2023_04_03 | 2047 | Nuclear SMR | Generation | Electricity | ON | Dispatch-Generation | EmissionsCost | 0 | [6 empty] | 0.34682 | 0
LCP_Inputs_ON_Diverse_2023_04_03 | 2047 | Nuclear SMR | Generation | Electricity | ON | Dispatch-Generation | FuelCost | 0 | [6 empty] | 0.34682 | 0
LCP_Inputs_ON_Diverse_2023_04_03 | 2047 | Nuclear SMR | Generation | Electricity | ON | Dispatch-Generation | VOM | 17018020.8 | [6 empty] | 0.34682 | 5902131.6043
LCP_Inputs_ON_Diverse_2023_04_03 | 2047 | Nuclear SMR | Generation | Electricity | PJ | Dispatch-Generation | EmissionsCost | 0 | [6 empty] | 0.34682 | 0
LCP_Inputs_ON_Diverse_2023_04_03 | 2047 | Nuclear SMR | Generation | Electricity | PJ | Dispatch-Generation | FuelCost | 0 | [6 empty] | 0.34682 | 0
LCP_Inputs_ON_Diverse_2023_04_03 | 2047 | Nuclear SMR | Generation | Electricity | PJ | Dispatch-Generation | VOM | 0 | [6 empty] | 0.34682 | 0
LCP_Inputs_ON_Diverse_2023_04_03 | 2047 | Nuclear SMR | Generation | Electricity | QC | Dispatch-Generation | EmissionsCost | 0 | [6 empty] | 0.34682 | 0
LCP_Inputs_ON_Diverse_2023_04_03 | 2047 | Nuclear SMR | Generation | Electricity | QC | Dispatch-Generation | FuelCost | 0 | [6 empty] | 0.34682 | 0
LCP_Inputs_ON_Diverse_2023_04_03 | 2047 | Nuclear SMR | Generation | Electricity | QC | Dispatch-Generation | VOM | 0 | [6 empty] | 0.34682 | 0
LCP_Inputs_ON_Diverse_2023_04_03 | 2047 | Nuclear SMR | Generation | Electricity | WC | Dispatch-Generation | EmissionsCost | 0 | [6 empty] | 0.34682 | 0
LCP_Inputs_ON_Diverse_2023_04_03 | 2047 | Nuclear SMR | Generation | Electricity | WC | Dispatch-Generation | FuelCost | 0 | [6 empty] | 0.34682 | 0
LCP_Inputs_ON_Diverse_2023_04_03 | 2047 | Nuclear SMR | Generation | Electricity | WC | Dispatch-Generation | VOM | 0 | [6 empty] | 0.34682 | 0
LCP_Inputs_ON_Diverse_2023_04_03 | 2047 | O/CCGT - CH4 Existing | Crossload | Electricity | MI | Dispatch-Crossload | EmissionsCost | 0 | [6 empty] | 0.34682 | 0
LCP_Inputs_ON_Diverse_2023_04_03 | 2047 | O/CCGT - CH4 Existing | Crossload | Electricity | MI | Dispatch-Crossload | FuelCost | 0 | [6 empty] | 0.34682 | 0
LCP_Inputs_ON_Diverse_2023_04_03 | 2047 | O/CCGT - CH4 Existing | Crossload | Electricity | MI | Dispatch-Crossload | VOM | 0 | [6 empty] | 0.34682 | 0
LCP_Inputs_ON_Diverse_2023_04_03 | 2047 | O/CCGT - CH4 Existing | Crossload | Electricity | NY | Dispatch-Crossload | EmissionsCost | 0 | [6 empty] | 0.34682 | 0
LCP_Inputs_ON_Diverse_2023_04_03 | 2047 | O/CCGT - CH4 Existing | Crossload | Electricity | NY | Dispatch-Crossload | FuelCost | 0 | [6 empty] | 0.34682 | 0
LCP_Inputs_ON_Diverse_2023_04_03 | 2047 | O/CCGT - CH4 Existing | Crossload | Electricity | NY | Dispatch-Crossload | VOM | 0 | [6 empty] | 0.34682 | 0
LCP_Inputs_ON_Diverse_2023_04_03 | 2047 | O/CCGT - CH4 Existing | Crossload | Electricity | ON | Dispatch-Crossload | EmissionsCost | 3390434.5216 | [6 empty] | 0.34682 | 1175858.872
LCP_Inputs_ON_Diverse_2023_04_03 | 2047 | O/CCGT - CH4 Existing | Crossload | Electricity | ON | Dispatch-Crossload | FuelCost | 0 | [6 empty] | 0.34682 | 0
LCP_Inputs_ON_Diverse_2023_04_03 | 2047 | O/CCGT - CH4 Existing | Crossload | Electricity | ON | Dispatch-Crossload | VOM | 205052.9936 | [6 empty] | 0.34682 | 71115.7759
LCP_Inputs_ON_Diverse_2023_04_03 | 2047 | O/CCGT - CH4 Existing | Crossload | Electricity | PJ | Dispatch-Crossload | EmissionsCost | 0 | [6 empty] | 0.34682 | 0
LCP_Inputs_ON_Diverse_2023_04_03 | 2047 | O/CCGT - CH4 Existing | Crossload | Electricity | PJ | Dispatch-Crossload | FuelCost | 0 | [6 empty] | 0.34682 | 0
LCP_Inputs_ON_Diverse_2023_04_03 | 2047 | O/CCGT - CH4 Existing | Crossload | Electricity | PJ | Dispatch-Crossload | VOM | 0 | [6 empty] | 0.34682 | 0
LCP_Inputs_ON_Diverse_2023_04_03 | 2047 | O/CCGT - CH4 Existing | Crossload | Electricity | QC | Dispatch-Crossload | EmissionsCost | 0 | [6 empty] | 0.34682 | 0
LCP_Inputs_ON_Diverse_2023_04_03 | 2047 | O/CCGT - CH4 Existing | Crossload | Electricity | QC | Dispatch-Crossload | FuelCost | 0 | [6 empty] | 0.34682 | 0
LCP_Inputs_ON_Diverse_2023_04_03 | 2047 | O/CCGT - CH4 Existing | Crossload | Electricity | QC | Dispatch-Crossload | VOM | 0 | [6 empty] | 0.34682 | 0
LCP_Inputs_ON_Diverse_2023_04_03 | 2047 | O/CCGT - CH4 Existing | Crossload | Electricity | WC | Dispatch-Crossload | EmissionsCost | 0 | [6 empty] | 0.34682 | 0
LCP_Inputs_ON_Diverse_2023_04_03 | 2047 | O/CCGT - CH4 Existing | Crossload | Electricity | WC | Dispatch-Crossload | FuelCost | 0 | [6 empty] | 0.34682 | 0
LCP_Inputs_ON_Diverse_2023_04_03 | 2047 | O/CCGT - CH4 Existing | Crossload | Electricity | WC | Dispatch-Crossload | VOM | 0 | [6 empty] | 0.34682 | 0
LCP_Inputs_ON_Diverse_2023_04_03 | 2047 | O/CCGT - CH4 New | Crossload | Electricity | MI | Dispatch-Crossload | EmissionsCost | 0 | [6 empty] | 0.34682 | 0
LCP_Inputs_ON_Diverse_2023_04_03 | 2047 | O/CCGT - CH4 New | Crossload | Electricity | MI | Dispatch-Crossload | FuelCost | 0 | [6 empty] | 0.34682 | 0
LCP_Inputs_ON_Diverse_2023_04_03 | 2047 | O/CCGT - CH4 New | Crossload | Electricity | MI | Dispatch-Crossload | VOM | 0 | [6 empty] | 0.34682 | 0
LCP_Inputs_ON_Diverse_2023_04_03 | 2047 | O/CCGT - CH4 New | Crossload | Electricity | NY | Dispatch-Crossload | EmissionsCost | 0 | [6 empty] | 0.34682 | 0
LCP_Inputs_ON_Diverse_2023_04_03 | 2047 | O/CCGT - CH4 New | Crossload | Electricity | NY | Dispatch-Crossload | FuelCost | 0 | [6 empty] | 0.34682 | 0
LCP_Inputs_ON_Diverse_2023_04_03 | 2047 | O/CCGT - CH4 New | Crossload | Electricity | NY | Dispatch-Crossload | VOM | 0 | [6 empty] | 0.34682 | 0
LCP_Inputs_ON_Diverse_2023_04_03 | 2047 | O/CCGT - CH4 New | Crossload | Electricity | ON | Dispatch-Crossload | EmissionsCost | 1511114.6946 | [6 empty] | 0.34682 | 524079.6155
LCP_Inputs_ON_Diverse_2023_04_03 | 2047 | O/CCGT - CH4 New | Crossload | Electricity | ON | Dispatch-Crossload | FuelCost | 0 | [6 empty] | 0.34682 | 0
LCP_Inputs_ON_Diverse_2023_04_03 | 2047 | O/CCGT - CH4 New | Crossload | Electricity | ON | Dispatch-Crossload | VOM | 91392 | [6 empty] | 0.34682 | 31696.26
LCP_Inputs_ON_Diverse_2023_04_03 | 2047 | O/CCGT - CH4 New | Crossload | Electricity | PJ | Dispatch-Crossload | EmissionsCost | 0 | [6 empty] | 0.34682 | 0
LCP_Inputs_ON_Diverse_2023_04_03 | 2047 | O/CCGT - CH4 New | Crossload | Electricity | PJ | Dispatch-Crossload | FuelCost | 0 | [6 empty] | 0.34682 | 0
LCP_Inputs_ON_Diverse_2023_04_03 | 2047 | O/CCGT - CH4 New | Crossload | Electricity | PJ | Dispatch-Crossload | VOM | 0 | [6 empty] | 0.34682 | 0
LCP_Inputs_ON_Diverse_2023_04_03 | 2047 | O/CCGT - CH4 New | Crossload | Electricity | QC | Dispatch-Crossload | EmissionsCost | 0 | [6 empty] | 0.34682 | 0
LCP_Inputs_ON_Diverse_2023_04_03 | 2047 | O/CCGT - CH4 New | Crossload | Electricity | QC | Dispatch-Crossload | FuelCost | 0 | [6 empty] | 0.34682 | 0
LCP_Inputs_ON_Diverse_2023_04_03 | 2047 | O/CCGT - CH4 New | Crossload | Electricity | QC | Dispatch-Crossload | VOM | 0 | [6 empty] | 0.34682 | 0
LCP_Inputs_ON_Diverse_2023_04_03 | 2047 | O/CCGT - CH4 New | Crossload | Electricity | WC | Dispatch-Crossload | EmissionsCost | 0 | [6 empty] | 0.34682 | 0
LCP_Inputs_ON_Diverse_2023_04_03 | 2047 | O/CCGT - CH4 New | Crossload | Electricity | WC | Dispatch-Crossload | FuelCost | 0 | [6 empty] | 0.34682 | 0
LCP_Inputs_ON_Diverse_2023_04_03 | 2047 | O/CCGT - CH4 New | Crossload | Electricity | WC | Dispatch-Crossload | VOM | 0 | [6 empty] | 0.34682 | 0
LCP_Inputs_ON_Diverse_2023_04_03 | 2047 | O/CCGT - H2 New | Crossload | Electricity | MI | Dispatch-Crossload | EmissionsCost | 0 | [6 empty] | 0.34682 | 0
LCP_Inputs_ON_Diverse_2023_04_03 | 2047 | O/CCGT - H2 New | Crossload | Electricity | MI | Dispatch-Crossload | FuelCost | 0 | [6 empty] | 0.34682 | 0
LCP_Inputs_ON_Diverse_2023_04_03 | 2047 | O/CCGT - H2 New | Crossload | Electricity | MI | Dispatch-Crossload | VOM | 0 | [6 empty] | 0.34682 | 0
LCP_Inputs_ON_Diverse_2023_04_03 | 2047 | O/CCGT - H2 New | Crossload | Electricity | NY | Dispatch-Crossload | EmissionsCost | 0 | [6 empty] | 0.34682 | 0
LCP_Inputs_ON_Diverse_2023_04_03 | 2047 | O/CCGT - H2 New | Crossload | Electricity | NY | Dispatch-Crossload | FuelCost | 0 | [6 empty] | 0.34682 | 0
LCP_Inputs_ON_Diverse_2023_04_03 | 2047 | O/CCGT - H2 New | Crossload | Electricity | NY | Dispatch-Crossload | VOM | 0 | [6 empty] | 0.34682 | 0
LCP_Inputs_ON_Diverse_2023_04_03 | 2047 | O/CCGT - H2 New | Crossload | Electricity | ON | Dispatch-Crossload | EmissionsCost | 0 | [6 empty] | 0.34682 | 0
LCP_Inputs_ON_Diverse_2023_04_03 | 2047 | O/CCGT - H2 New | Crossload | Electricity | ON | Dispatch-Crossload | FuelCost | 0 | [6 empty] | 0.34682 | 0
LCP_Inputs_ON_Diverse_2023_04_03 | 2047 | O/CCGT - H2 New | Crossload | Electricity | ON | Dispatch-Crossload | VOM | 7909597.6597 | [6 empty] | 0.34682 | 2743179.5315
LCP_Inputs_ON_Diverse_2023_04_03 | 2047 | O/CCGT - H2 New | Crossload | Electricity | PJ | Dispatch-Crossload | EmissionsCost | 0 | [6 empty] | 0.34682 | 0
LCP_Inputs_ON_Diverse_2023_04_03 | 2047 | O/CCGT - H2 New | Crossload | Electricity | PJ | Dispatch-Crossload | FuelCost | 0 | [6 empty] | 0.34682 | 0
LCP_Inputs_ON_Diverse_2023_04_03 | 2047 | O/CCGT - H2 New | Crossload | Electricity | PJ | Dispatch-Crossload | VOM | 0 | [6 empty] | 0.34682 | 0
LCP_Inputs_ON_Diverse_2023_04_03 | 2047 | O/CCGT - H2 New | Crossload | Electricity | QC | Dispatch-Crossload | EmissionsCost | 0 | [6 empty] | 0.34682 | 0
LCP_Inputs_ON_Diverse_2023_04_03 | 2047 | O/CCGT - H2 New | Crossload | Electricity | QC | Dispatch-Crossload | FuelCost | 0 | [6 empty] | 0.34682 | 0
LCP_Inputs_ON_Diverse_2023_04_03 | 2047 | O/CCGT - H2 New | Crossload | Electricity | QC | Dispatch-Crossload | VOM | 0 | [6 empty] | 0.34682 | 0
LCP_Inputs_ON_Diverse_2023_04_03 | 2047 | O/CCGT - H2 New | Crossload | Electricity | WC | Dispatch-Crossload | EmissionsCost | 0 | [6 empty] | 0.34682 | 0
LCP_Inputs_ON_Diverse_2023_04_03 | 2047 | O/CCGT - H2 New | Crossload | Electricity | WC | Dispatch-Crossload | FuelCost | 0 | [6 empty] | 0.34682 | 0
LCP_Inputs_ON_Diverse_2023_04_03 | 2047 | O/CCGT - H2 New | Crossload | Electricity | WC | Dispatch-Crossload | VOM | 0 | [6 empty] | 0.34682 | 0
LCP_Inputs_ON_Diverse_2023_04_03 | 2047 | SMR CCS | Crossload | Hydrogen | MI | Dispatch-Crossload | EmissionsCost | 0 | [6 empty] | 0.34682 | 0
LCP_Inputs_ON_Diverse_2023_04_03 | 2047 | SMR CCS | Crossload | Hydrogen | MI | Dispatch-Crossload | FuelCost | 0 | [6 empty] | 0.34682 | 0
LCP_Inputs_ON_Diverse_2023_04_03 | 2047 | SMR CCS | Crossload | Hydrogen | MI | Dispatch-Crossload | VOM | 0 | [6 empty] | 0.34682 | 0
LCP_Inputs_ON_Diverse_2023_04_03 | 2047 | SMR CCS | Crossload | Hydrogen | NY | Dispatch-Crossload | EmissionsCost | 0 | [6 empty] | 0.34682 | 0
LCP_Inputs_ON_Diverse_2023_04_03 | 2047 | SMR CCS | Crossload | Hydrogen | NY | Dispatch-Crossload | FuelCost | 0 | [6 empty] | 0.34682 | 0
LCP_Inputs_ON_Diverse_2023_04_03 | 2047 | SMR CCS | Crossload | Hydrogen | NY | Dispatch-Crossload | VOM | 0 | [6 empty] | 0.34682 | 0
LCP_Inputs_ON_Diverse_2023_04_03 | 2047 | SMR CCS | Crossload | Hydrogen | ON | Dispatch-Crossload | EmissionsCost | 226893188.4492 | [6 empty] | 0.34682 | 78690317.4041
LCP_Inputs_ON_Diverse_2023_04_03 | 2047 | SMR CCS | Crossload | Hydrogen | ON | Dispatch-Crossload | FuelCost | 0 | [6 empty] | 0.34682 | 0
LCP_Inputs_ON_Diverse_2023_04_03 | 2047 | SMR CCS | Crossload | Hydrogen | ON | Dispatch-Crossload | VOM | 449952760.7082 | [6 empty] | 0.34682 | 156051073.1899
LCP_Inputs_ON_Diverse_2023_04_03 | 2047 | SMR CCS | Crossload | Hydrogen | PJ | Dispatch-Crossload | EmissionsCost | 0 | [6 empty] | 0.34682 | 0
LCP_Inputs_ON_Diverse_2023_04_03 | 2047 | SMR CCS | Crossload | Hydrogen | PJ | Dispatch-Crossload | FuelCost | 0 | [6 empty] | 0.34682 | 0
LCP_Inputs_ON_Diverse_2023_04_03 | 2047 | SMR CCS | Crossload | Hydrogen | PJ | Dispatch-Crossload | VOM | 0 | [6 empty] | 0.34682 | 0
LCP_Inputs_ON_Diverse_2023_04_03 | 2047 | SMR CCS | Crossload | Hydrogen | QC | Dispatch-Crossload | EmissionsCost | 0 | [6 empty] | 0.34682 | 0
LCP_Inputs_ON_Diverse_2023_04_03 | 2047 | SMR CCS | Crossload | Hydrogen | QC | Dispatch-Crossload | FuelCost | 0 | [6 empty] | 0.34682 | 0
LCP_Inputs_ON_Diverse_2023_04_03 | 2047 | SMR CCS | Crossload | Hydrogen | QC | Dispatch-Crossload | VOM | 0 | [6 empty] | 0.34682 | 0
LCP_Inputs_ON_Diverse_2023_04_03 | 2047 | SMR CCS | Crossload | Hydrogen | WC | Dispatch-Crossload | EmissionsCost | 0 | [6 empty] | 0.34682 | 0
LCP_Inputs_ON_Diverse_2023_04_03 | 2047 | SMR CCS | Crossload | Hydrogen | WC | Dispatch-Crossload | FuelCost | 0 | [6 empty] | 0.34682 | 0
LCP_Inputs_ON_Diverse_2023_04_03 | 2047 | SMR CCS | Crossload | Hydrogen | WC | Dispatch-Crossload | VOM | 0 | [6 empty] | 0.34682 | 0
LCP_Inputs_ON_Diverse_2023_04_03 | 2047 | Solar PV | Generation | Electricity | MI | Dispatch-Generation | EmissionsCost | 0 | [6 empty] | 0.34682 | 0
LCP_Inputs_ON_Diverse_2023_04_03 | 2047 | Solar PV | Generation | Electricity | MI | Dispatch-Generation | FuelCost | 0 | [6 empty] | 0.34682 | 0
LCP_Inputs_ON_Diverse_2023_04_03 | 2047 | Solar PV | Generation | Electricity | MI | Dispatch-Generation | VOM | 0 | [6 empty] | 0.34682 | 0
LCP_Inputs_ON_Diverse_2023_04_03 | 2047 | Solar PV | Generation | Electricity | NY | Dispatch-Generation | EmissionsCost | 0 | [6 empty] | 0.34682 | 0
LCP_Inputs_ON_Diverse_2023_04_03 | 2047 | Solar PV | Generation | Electricity | NY | Dispatch-Generation | FuelCost | 0 | [6 empty] | 0.34682 | 0
LCP_Inputs_ON_Diverse_2023_04_03 | 2047 | Solar PV | Generation | Electricity | NY | Dispatch-Generation | VOM | 0 | [6 empty] | 0.34682 | 0
LCP_Inputs_ON_Diverse_2023_04_03 | 2047 | Solar PV | Generation | Electricity | ON | Dispatch-Generation | EmissionsCost | 0 | [6 empty] | 0.34682 | 0
LCP_Inputs_ON_Diverse_2023_04_03 | 2047 | Solar PV | Generation | Electricity | ON | Dispatch-Generation | FuelCost | 0 | [6 empty] | 0.34682 | 0
LCP_Inputs_ON_Diverse_2023_04_03 | 2047 | Solar PV | Generation | Electricity | ON | Dispatch-Generation | VOM | 0 | [6 empty] | 0.34682 | 0
LCP_Inputs_ON_Diverse_2023_04_03 | 2047 | Solar PV | Generation | Electricity | PJ | Dispatch-Generation | EmissionsCost | 0 | [6 empty] | 0.34682 | 0
LCP_Inputs_ON_Diverse_2023_04_03 | 2047 | Solar PV | Generation | Electricity | PJ | Dispatch-Generation | FuelCost | 0 | [6 empty] | 0.34682 | 0
LCP_Inputs_ON_Diverse_2023_04_03 | 2047 | Solar PV | Generation | Electricity | PJ | Dispatch-Generation | VOM | 0 | [6 empty] | 0.34682 | 0
LCP_Inputs_ON_Diverse_2023_04_03 | 2047 | Solar PV | Generation | Electricity | QC | Dispatch-Generation | EmissionsCost | 0 | [6 empty] | 0.34682 | 0
LCP_Inputs_ON_Diverse_2023_04_03 | 2047 | Solar PV | Generation | Electricity | QC | Dispatch-Generation | FuelCost | 0 | [6 empty] | 0.34682 | 0
LCP_Inputs_ON_Diverse_2023_04_03 | 2047 | Solar PV | Generation | Electricity | QC | Dispatch-Generation | VOM | 0 | [6 empty] | 0.34682 | 0
LCP_Inputs_ON_Diverse_2023_04_03 | 2047 | Solar PV | Generation | Electricity | WC | Dispatch-Generation | EmissionsCost | 0 | [6 empty] | 0.34682 | 0
LCP_Inputs_ON_Diverse_2023_04_03 | 2047 | Solar PV | Generation | Electricity | WC | Dispatch-Generation | FuelCost | 0 | [6 empty] | 0.34682 | 0
LCP_Inputs_ON_Diverse_2023_04_03 | 2047 | Solar PV | Generation | Electricity | WC | Dispatch-Generation | VOM | 0 | [6 empty] | 0.34682 | 0
LCP_Inputs_ON_Diverse_2023_04_03 | 2047 | Wind Offshore | Generation | Electricity | MI | Dispatch-Generation | EmissionsCost | 0 | [6 empty] | 0.34682 | 0
LCP_Inputs_ON_Diverse_2023_04_03 | 2047 | Wind Offshore | Generation | Electricity | MI | Dispatch-Generation | FuelCost | 0 | [6 empty] | 0.34682 | 0
LCP_Inputs_ON_Diverse_2023_04_03 | 2047 | Wind Offshore | Generation | Electricity | MI | Dispatch-Generation | VOM | 0 | [6 empty] | 0.34682 | 0
LCP_Inputs_ON_Diverse_2023_04_03 | 2047 | Wind Offshore | Generation | Electricity | NY | Dispatch-Generation | EmissionsCost | 0 | [6 empty] | 0.34682 | 0
LCP_Inputs_ON_Diverse_2023_04_03 | 2047 | Wind Offshore | Generation | Electricity | NY | Dispatch-Generation | FuelCost | 0 | [6 empty] | 0.34682 | 0
LCP_Inputs_ON_Diverse_2023_04_03 | 2047 | Wind Offshore | Generation | Electricity | NY | Dispatch-Generation | VOM | 0 | [6 empty] | 0.34682 | 0
LCP_Inputs_ON_Diverse_2023_04_03 | 2047 | Wind Offshore | Generation | Electricity | ON | Dispatch-Generation | EmissionsCost | 0 | [6 empty] | 0.34682 | 0
LCP_Inputs_ON_Diverse_2023_04_03 | 2047 | Wind Offshore | Generation | Electricity | ON | Dispatch-Generation | FuelCost | 0 | [6 empty] | 0.34682 | 0
LCP_Inputs_ON_Diverse_2023_04_03 | 2047 | Wind Offshore | Generation | Electricity | ON | Dispatch-Generation | VOM | 0 | [6 empty] | 0.34682 | 0
LCP_Inputs_ON_Diverse_2023_04_03 | 2047 | Wind Offshore | Generation | Electricity | PJ | Dispatch-Generation | EmissionsCost | 0 | [6 empty] | 0.34682 | 0
LCP_Inputs_ON_Diverse_2023_04_03 | 2047 | Wind Offshore | Generation | Electricity | PJ | Dispatch-Generation | FuelCost | 0 | [6 empty] | 0.34682 | 0
LCP_Inputs_ON_Diverse_2023_04_03 | 2047 | Wind Offshore | Generation | Electricity | PJ | Dispatch-Generation | VOM | 0 | [6 empty] | 0.34682 | 0
LCP_Inputs_ON_Diverse_2023_04_03 | 2047 | Wind Offshore | Generation | Electricity | QC | Dispatch-Generation | EmissionsCost | 0 | [6 empty] | 0.34682 | 0
LCP_Inputs_ON_Diverse_2023_04_03 | 2047 | Wind Offshore | Generation | Electricity | QC | Dispatch-Generation | FuelCost | 0 | [6 empty] | 0.34682 | 0
LCP_Inputs_ON_Diverse_2023_04_03 | 2047 | Wind Offshore | Generation | Electricity | QC | Dispatch-Generation | VOM | 0 | [6 empty] | 0.34682 | 0
LCP_Inputs_ON_Diverse_2023_04_03 | 2047 | Wind Offshore | Generation | Electricity | WC | Dispatch-Generation | EmissionsCost | 0 | [6 empty] | 0.34682 | 0
LCP_Inputs_ON_Diverse_2023_04_03 | 2047 | Wind Offshore | Generation | Electricity | WC | Dispatch-Generation | FuelCost | 0 | [6 empty] | 0.34682 | 0
LCP_Inputs_ON_Diverse_2023_04_03 | 2047 | Wind Offshore | Generation | Electricity | WC | Dispatch-Generation | VOM | 0 | [6 empty] | 0.34682 | 0
LCP_Inputs_ON_Diverse_2023_04_03 | 2047 | Wind Onshore | Generation | Electricity | MI | Dispatch-Generation | EmissionsCost | 0 | [6 empty] | 0.34682 | 0
LCP_Inputs_ON_Diverse_2023_04_03 | 2047 | Wind Onshore | Generation | Electricity | MI | Dispatch-Generation | FuelCost | 0 | [6 empty] | 0.34682 | 0
LCP_Inputs_ON_Diverse_2023_04_03 | 2047 | Wind Onshore | Generation | Electricity | MI | Dispatch-Generation | VOM | 0 | [6 empty] | 0.34682 | 0
LCP_Inputs_ON_Diverse_2023_04_03 | 2047 | Wind Onshore | Generation | Electricity | NY | Dispatch-Generation | EmissionsCost | 0 | [6 empty] | 0.34682 | 0
LCP_Inputs_ON_Diverse_2023_04_03 | 2047 | Wind Onshore | Generation | Electricity | NY | Dispatch-Generation | FuelCost | 0 | [6 empty] | 0.34682 | 0
LCP_Inputs_ON_Diverse_2023_04_03 | 2047 | Wind Onshore | Generation | Electricity | NY | Dispatch-Generation | VOM | 0 | [6 empty] | 0.34682 | 0
LCP_Inputs_ON_Diverse_2023_04_03 | 2047 | Wind Onshore | Generation | Electricity | ON | Dispatch-Generation | EmissionsCost | 0 | [6 empty] | 0.34682 | 0
LCP_Inputs_ON_Diverse_2023_04_03 | 2047 | Wind Onshore | Generation | Electricity | ON | Dispatch-Generation | FuelCost | 0 | [6 empty] | 0.34682 | 0
LCP_Inputs_ON_Diverse_2023_04_03 | 2047 | Wind Onshore | Generation | Electricity | ON | Dispatch-Generation | VOM | 0 | [6 empty] | 0.34682 | 0
LCP_Inputs_ON_Diverse_2023_04_03 | 2047 | Wind Onshore | Generation | Electricity | PJ | Dispatch-Generation | EmissionsCost | 0 | [6 empty] | 0.34682 | 0
LCP_Inputs_ON_Diverse_2023_04_03 | 2047 | Wind Onshore | Generation | Electricity | PJ | Dispatch-Generation | FuelCost | 0 | [6 empty] | 0.34682 | 0
LCP_Inputs_ON_Diverse_2023_04_03 | 2047 | Wind Onshore | Generation | Electricity | PJ | Dispatch-Generation | VOM | 0 | [6 empty] | 0.34682 | 0
LCP_Inputs_ON_Diverse_2023_04_03 | 2047 | Wind Onshore | Generation | Electricity | QC | Dispatch-Generation | EmissionsCost | 0 | [6 empty] | 0.34682 | 0
LCP_Inputs_ON_Diverse_2023_04_03 | 2047 | Wind Onshore | Generation | Electricity | QC | Dispatch-Generation | FuelCost | 0 | [6 empty] | 0.34682 | 0
LCP_Inputs_ON_Diverse_2023_04_03 | 2047 | Wind Onshore | Generation | Electricity | QC | Dispatch-Generation | VOM | 0 | [6 empty] | 0.34682 | 0
LCP_Inputs_ON_Diverse_2023_04_03 | 2047 | Wind Onshore | Generation | Electricity | WC | Dispatch-Generation | EmissionsCost | 0 | [6 empty] | 0.34682 | 0
LCP_Inputs_ON_Diverse_2023_04_03 | 2047 | Wind Onshore | Generation | Electricity | WC | Dispatch-Generation | FuelCost | 0 | [6 empty] | 0.34682 | 0
LCP_Inputs_ON_Diverse_2023_04_03 | 2047 | Wind Onshore | Generation | Electricity | WC | Dispatch-Generation | VOM | 0 | [6 empty] | 0.34682 | 0
LCP_Inputs_ON_Diverse_2023_04_03 | 2048 | Anaerobic Digestion | Generation | Methane | MI | Dispatch-Generation | EmissionsCost | 0 | [6 empty] | 0.33348 | 0
LCP_Inputs_ON_Diverse_2023_04_03 | 2048 | Anaerobic Digestion | Generation | Methane | MI | Dispatch-Generation | FuelCost | 0 | [6 empty] | 0.33348 | 0
LCP_Inputs_ON_Diverse_2023_04_03 | 2048 | Anaerobic Digestion | Generation | Methane | MI | Dispatch-Generation | VOM | 0 | [6 empty] | 0.33348 | 0
LCP_Inputs_ON_Diverse_2023_04_03 | 2048 | Anaerobic Digestion | Generation | Methane | NY | Dispatch-Generation | EmissionsCost | 0 | [6 empty] | 0.33348 | 0
LCP_Inputs_ON_Diverse_2023_04_03 | 2048 | Anaerobic Digestion | Generation | Methane | NY | Dispatch-Generation | FuelCost | 0 | [6 empty] | 0.33348 | 0
LCP_Inputs_ON_Diverse_2023_04_03 | 2048 | Anaerobic Digestion | Generation | Methane | NY | Dispatch-Generation | VOM | 0 | [6 empty] | 0.33348 | 0
LCP_Inputs_ON_Diverse_2023_04_03 | 2048 | Anaerobic Digestion | Generation | Methane | ON | Dispatch-Generation | EmissionsCost | 3867281.1607 | [6 empty] | 0.33348 | 1289651.1422
LCP_Inputs_ON_Diverse_2023_04_03 | 2048 | Anaerobic Digestion | Generation | Methane | ON | Dispatch-Generation | FuelCost | 0 | [6 empty] | 0.33348 | 0
LCP_Inputs_ON_Diverse_2023_04_03 | 2048 | Anaerobic Digestion | Generation | Methane | ON | Dispatch-Generation | VOM | 1742440000 | [6 empty] | 0.33348 | 581064485.0572
LCP_Inputs_ON_Diverse_2023_04_03 | 2048 | Anaerobic Digestion | Generation | Methane | PJ | Dispatch-Generation | EmissionsCost | 0 | [6 empty] | 0.33348 | 0
LCP_Inputs_ON_Diverse_2023_04_03 | 2048 | Anaerobic Digestion | Generation | Methane | PJ | Dispatch-Generation | FuelCost | 0 | [6 empty] | 0.33348 | 0
LCP_Inputs_ON_Diverse_2023_04_03 | 2048 | Anaerobic Digestion | Generation | Methane | PJ | Dispatch-Generation | VOM | 0 | [6 empty] | 0.33348 | 0
LCP_Inputs_ON_Diverse_2023_04_03 | 2048 | Anaerobic Digestion | Generation | Methane | QC | Dispatch-Generation | EmissionsCost | 0 | [6 empty] | 0.33348 | 0
LCP_Inputs_ON_Diverse_2023_04_03 | 2048 | Anaerobic Digestion | Generation | Methane | QC | Dispatch-Generation | FuelCost | 0 | [6 empty] | 0.33348 | 0
LCP_Inputs_ON_Diverse_2023_04_03 | 2048 | Anaerobic Digestion | Generation | Methane | QC | Dispatch-Generation | VOM | 0 | [6 empty] | 0.33348 | 0
LCP_Inputs_ON_Diverse_2023_04_03 | 2048 | Anaerobic Digestion | Generation | Methane | WC | Dispatch-Generation | EmissionsCost | 0 | [6 empty] | 0.33348 | 0
LCP_Inputs_ON_Diverse_2023_04_03 | 2048 | Anaerobic Digestion | Generation | Methane | WC | Dispatch-Generation | FuelCost | 0 | [6 empty] | 0.33348 | 0
LCP_Inputs_ON_Diverse_2023_04_03 | 2048 | Anaerobic Digestion | Generation | Methane | WC | Dispatch-Generation | VOM | 0 | [6 empty] | 0.33348 | 0
LCP_Inputs_ON_Diverse_2023_04_03 | 2048 | Battery Storage | Storage | Electricity | MI | Dispatch-Storage | EmissionsCost | 0 | [6 empty] | 0.33348 | 0
LCP_Inputs_ON_Diverse_2023_04_03 | 2048 | Battery Storage | Storage | Electricity | MI | Dispatch-Storage | FuelCost | 0 | [6 empty] | 0.33348 | 0
LCP_Inputs_ON_Diverse_2023_04_03 | 2048 | Battery Storage | Storage | Electricity | MI | Dispatch-Storage | VOM | 0 | [6 empty] | 0.33348 | 0
LCP_Inputs_ON_Diverse_2023_04_03 | 2048 | Battery Storage | Storage | Electricity | NY | Dispatch-Storage | EmissionsCost | 0 | [6 empty] | 0.33348 | 0
LCP_Inputs_ON_Diverse_2023_04_03 | 2048 | Battery Storage | Storage | Electricity | NY | Dispatch-Storage | FuelCost | 0 | [6 empty] | 0.33348 | 0
LCP_Inputs_ON_Diverse_2023_04_03 | 2048 | Battery Storage | Storage | Electricity | NY | Dispatch-Storage | VOM | 0 | [6 empty] | 0.33348 | 0
LCP_Inputs_ON_Diverse_2023_04_03 | 2048 | Battery Storage | Storage | Electricity | ON | Dispatch-Storage | EmissionsCost | 0 | [6 empty] | 0.33348 | 0
LCP_Inputs_ON_Diverse_2023_04_03 | 2048 | Battery Storage | Storage | Electricity | ON | Dispatch-Storage | FuelCost | 0 | [6 empty] | 0.33348 | 0
LCP_Inputs_ON_Diverse_2023_04_03 | 2048 | Battery Storage | Storage | Electricity | ON | Dispatch-Storage | VOM | 0 | [6 empty] | 0.33348 | 0
LCP_Inputs_ON_Diverse_2023_04_03 | 2048 | Battery Storage | Storage | Electricity | PJ | Dispatch-Storage | EmissionsCost | 0 | [6 empty] | 0.33348 | 0
LCP_Inputs_ON_Diverse_2023_04_03 | 2048 | Battery Storage | Storage | Electricity | PJ | Dispatch-Storage | FuelCost | 0 | [6 empty] | 0.33348 | 0
LCP_Inputs_ON_Diverse_2023_04_03 | 2048 | Battery Storage | Storage | Electricity | PJ | Dispatch-Storage | VOM | 0 | [6 empty] | 0.33348 | 0
LCP_Inputs_ON_Diverse_2023_04_03 | 2048 | Battery Storage | Storage | Electricity | QC | Dispatch-Storage | EmissionsCost | 0 | [6 empty] | 0.33348 | 0
LCP_Inputs_ON_Diverse_2023_04_03 | 2048 | Battery Storage | Storage | Electricity | QC | Dispatch-Storage | FuelCost | 0 | [6 empty] | 0.33348 | 0
LCP_Inputs_ON_Diverse_2023_04_03 | 2048 | Battery Storage | Storage | Electricity | QC | Dispatch-Storage | VOM | 0 | [6 empty] | 0.33348 | 0
LCP_Inputs_ON_Diverse_2023_04_03 | 2048 | Battery Storage | Storage | Electricity | WC | Dispatch-Storage | EmissionsCost | 0 | [6 empty] | 0.33348 | 0
LCP_Inputs_ON_Diverse_2023_04_03 | 2048 | Battery Storage | Storage | Electricity | WC | Dispatch-Storage | FuelCost | 0 | [6 empty] | 0.33348 | 0
LCP_Inputs_ON_Diverse_2023_04_03 | 2048 | Battery Storage | Storage | Electricity | WC | Dispatch-Storage | VOM | 0 | [6 empty] | 0.33348 | 0
LCP_Inputs_ON_Diverse_2023_04_03 | 2048 | Biomass | Generation | Electricity | MI | Dispatch-Generation | EmissionsCost | 0 | [6 empty] | 0.33348 | 0
LCP_Inputs_ON_Diverse_2023_04_03 | 2048 | Biomass | Generation | Electricity | MI | Dispatch-Generation | FuelCost | 0 | [6 empty] | 0.33348 | 0
LCP_Inputs_ON_Diverse_2023_04_03 | 2048 | Biomass | Generation | Electricity | MI | Dispatch-Generation | VOM | 0 | [6 empty] | 0.33348 | 0
LCP_Inputs_ON_Diverse_2023_04_03 | 2048 | Biomass | Generation | Electricity | NY | Dispatch-Generation | EmissionsCost | 0 | [6 empty] | 0.33348 | 0
LCP_Inputs_ON_Diverse_2023_04_03 | 2048 | Biomass | Generation | Electricity | NY | Dispatch-Generation | FuelCost | 0 | [6 empty] | 0.33348 | 0
LCP_Inputs_ON_Diverse_2023_04_03 | 2048 | Biomass | Generation | Electricity | NY | Dispatch-Generation | VOM | 0 | [6 empty] | 0.33348 | 0
LCP_Inputs_ON_Diverse_2023_04_03 | 2048 | Biomass | Generation | Electricity | ON | Dispatch-Generation | EmissionsCost | 0 | [6 empty] | 0.33348 | 0
LCP_Inputs_ON_Diverse_2023_04_03 | 2048 | Biomass | Generation | Electricity | ON | Dispatch-Generation | FuelCost | 2449112.7273 | [6 empty] | 0.33348 | 816723.9192
LCP_Inputs_ON_Diverse_2023_04_03 | 2048 | Biomass | Generation | Electricity | ON | Dispatch-Generation | VOM | 31430.28 | [6 empty] | 0.33348 | 10481.2903
LCP_Inputs_ON_Diverse_2023_04_03 | 2048 | Biomass | Generation | Electricity | PJ | Dispatch-Generation | EmissionsCost | 0 | [6 empty] | 0.33348 | 0
LCP_Inputs_ON_Diverse_2023_04_03 | 2048 | Biomass | Generation | Electricity | PJ | Dispatch-Generation | FuelCost | 0 | [6 empty] | 0.33348 | 0
LCP_Inputs_ON_Diverse_2023_04_03 | 2048 | Biomass | Generation | Electricity | PJ | Dispatch-Generation | VOM | 0 | [6 empty] | 0.33348 | 0
LCP_Inputs_ON_Diverse_2023_04_03 | 2048 | Biomass | Generation | Electricity | QC | Dispatch-Generation | EmissionsCost | 0 | [6 empty] | 0.33348 | 0
LCP_Inputs_ON_Diverse_2023_04_03 | 2048 | Biomass | Generation | Electricity | QC | Dispatch-Generation | FuelCost | 128334.5455 | [6 empty] | 0.33348 | 42796.6797
LCP_Inputs_ON_Diverse_2023_04_03 | 2048 | Biomass | Generation | Electricity | QC | Dispatch-Generation | VOM | 1646.96 | [6 empty] | 0.33348 | 549.2241
LCP_Inputs_ON_Diverse_2023_04_03 | 2048 | Biomass | Generation | Electricity | WC | Dispatch-Generation | EmissionsCost | 0 | [6 empty] | 0.33348 | 0
LCP_Inputs_ON_Diverse_2023_04_03 | 2048 | Biomass | Generation | Electricity | WC | Dispatch-Generation | FuelCost | 0 | [6 empty] | 0.33348 | 0
LCP_Inputs_ON_Diverse_2023_04_03 | 2048 | Biomass | Generation | Electricity | WC | Dispatch-Generation | VOM | 0 | [6 empty] | 0.33348 | 0
LCP_Inputs_ON_Diverse_2023_04_03 | 2048 | Biomass + CCS | Generation | Electricity | MI | Dispatch-Generation | EmissionsCost | 0 | [6 empty] | 0.33348 | 0
LCP_Inputs_ON_Diverse_2023_04_03 | 2048 | Biomass + CCS | Generation | Electricity | MI | Dispatch-Generation | FuelCost | 0 | [6 empty] | 0.33348 | 0
LCP_Inputs_ON_Diverse_2023_04_03 | 2048 | Biomass + CCS | Generation | Electricity | MI | Dispatch-Generation | VOM | 0 | [6 empty] | 0.33348 | 0
LCP_Inputs_ON_Diverse_2023_04_03 | 2048 | Biomass + CCS | Generation | Electricity | NY | Dispatch-Generation | EmissionsCost | 0 | [6 empty] | 0.33348 | 0
LCP_Inputs_ON_Diverse_2023_04_03 | 2048 | Biomass + CCS | Generation | Electricity | NY | Dispatch-Generation | FuelCost | 0 | [6 empty] | 0.33348 | 0
LCP_Inputs_ON_Diverse_2023_04_03 | 2048 | Biomass + CCS | Generation | Electricity | NY | Dispatch-Generation | VOM | 0 | [6 empty] | 0.33348 | 0
LCP_Inputs_ON_Diverse_2023_04_03 | 2048 | Biomass + CCS | Generation | Electricity | ON | Dispatch-Generation | EmissionsCost | 0 | [6 empty] | 0.33348 | 0
LCP_Inputs_ON_Diverse_2023_04_03 | 2048 | Biomass + CCS | Generation | Electricity | ON | Dispatch-Generation | FuelCost | 0 | [6 empty] | 0.33348 | 0
LCP_Inputs_ON_Diverse_2023_04_03 | 2048 | Biomass + CCS | Generation | Electricity | ON | Dispatch-Generation | VOM | 0 | [6 empty] | 0.33348 | 0
LCP_Inputs_ON_Diverse_2023_04_03 | 2048 | Biomass + CCS | Generation | Electricity | PJ | Dispatch-Generation | EmissionsCost | 0 | [6 empty] | 0.33348 | 0
LCP_Inputs_ON_Diverse_2023_04_03 | 2048 | Biomass + CCS | Generation | Electricity | PJ | Dispatch-Generation | FuelCost | 0 | [6 empty] | 0.33348 | 0
LCP_Inputs_ON_Diverse_2023_04_03 | 2048 | Biomass + CCS | Generation | Electricity | PJ | Dispatch-Generation | VOM | 0 | [6 empty] | 0.33348 | 0
LCP_Inputs_ON_Diverse_2023_04_03 | 2048 | Biomass + CCS | Generation | Electricity | QC | Dispatch-Generation | EmissionsCost | 0 | [6 empty] | 0.33348 | 0
LCP_Inputs_ON_Diverse_2023_04_03 | 2048 | Biomass + CCS | Generation | Electricity | QC | Dispatch-Generation | FuelCost | 0 | [6 empty] | 0.33348 | 0
LCP_Inputs_ON_Diverse_2023_04_03 | 2048 | Biomass + CCS | Generation | Electricity | QC | Dispatch-Generation | VOM | 0 | [6 empty] | 0.33348 | 0
LCP_Inputs_ON_Diverse_2023_04_03 | 2048 | Biomass + CCS | Generation | Electricity | WC | Dispatch-Generation | EmissionsCost | 0 | [6 empty] | 0.33348 | 0
LCP_Inputs_ON_Diverse_2023_04_03 | 2048 | Biomass + CCS | Generation | Electricity | WC | Dispatch-Generation | FuelCost | 0 | [6 empty] | 0.33348 | 0
LCP_Inputs_ON_Diverse_2023_04_03 | 2048 | Biomass + CCS | Generation | Electricity | WC | Dispatch-Generation | VOM | 0 | [6 empty] | 0.33348 | 0
LCP_Inputs_ON_Diverse_2023_04_03 | 2048 | CH4 + CCS | Generation | Methane | MI | Dispatch-Generation | EmissionsCost | 0 | [6 empty] | 0.33348 | 0
LCP_Inputs_ON_Diverse_2023_04_03 | 2048 | CH4 + CCS | Generation | Methane | MI | Dispatch-Generation | FuelCost | 0 | [6 empty] | 0.33348 | 0
LCP_Inputs_ON_Diverse_2023_04_03 | 2048 | CH4 + CCS | Generation | Methane | MI | Dispatch-Generation | VOM | 0 | [6 empty] | 0.33348 | 0
LCP_Inputs_ON_Diverse_2023_04_03 | 2048 | CH4 + CCS | Generation | Methane | NY | Dispatch-Generation | EmissionsCost | 0 | [6 empty] | 0.33348 | 0
LCP_Inputs_ON_Diverse_2023_04_03 | 2048 | CH4 + CCS | Generation | Methane | NY | Dispatch-Generation | FuelCost | 0 | [6 empty] | 0.33348 | 0
LCP_Inputs_ON_Diverse_2023_04_03 | 2048 | CH4 + CCS | Generation | Methane | NY | Dispatch-Generation | VOM | 0 | [6 empty] | 0.33348 | 0
LCP_Inputs_ON_Diverse_2023_04_03 | 2048 | CH4 + CCS | Generation | Methane | ON | Dispatch-Generation | EmissionsCost | 88472420.6398 | [6 empty] | 0.33348 | 29503559.113
LCP_Inputs_ON_Diverse_2023_04_03 | 2048 | CH4 + CCS | Generation | Methane | ON | Dispatch-Generation | FuelCost | 483825119.2369 | [6 empty] | 0.33348 | 161344777.3049
LCP_Inputs_ON_Diverse_2023_04_03 | 2048 | CH4 + CCS | Generation | Methane | ON | Dispatch-Generation | VOM | 46000331.6667 | [6 empty] | 0.33348 | 15340074.2822
LCP_Inputs_ON_Diverse_2023_04_03 | 2048 | CH4 + CCS | Generation | Methane | PJ | Dispatch-Generation | EmissionsCost | 0 | [6 empty] | 0.33348 | 0
LCP_Inputs_ON_Diverse_2023_04_03 | 2048 | CH4 + CCS | Generation | Methane | PJ | Dispatch-Generation | FuelCost | 0 | [6 empty] | 0.33348 | 0
LCP_Inputs_ON_Diverse_2023_04_03 | 2048 | CH4 + CCS | Generation | Methane | PJ | Dispatch-Generation | VOM | 0 | [6 empty] | 0.33348 | 0
LCP_Inputs_ON_Diverse_2023_04_03 | 2048 | CH4 + CCS | Generation | Methane | QC | Dispatch-Generation | EmissionsCost | 0 | [6 empty] | 0.33348 | 0
LCP_Inputs_ON_Diverse_2023_04_03 | 2048 | CH4 + CCS | Generation | Methane | QC | Dispatch-Generation | FuelCost | 0 | [6 empty] | 0.33348 | 0
LCP_Inputs_ON_Diverse_2023_04_03 | 2048 | CH4 + CCS | Generation | Methane | QC | Dispatch-Generation | VOM | 0 | [6 empty] | 0.33348 | 0
LCP_Inputs_ON_Diverse_2023_04_03 | 2048 | CH4 + CCS | Generation | Methane | WC | Dispatch-Generation | EmissionsCost | 0 | [6 empty] | 0.33348 | 0
LCP_Inputs_ON_Diverse_2023_04_03 | 2048 | CH4 + CCS | Generation | Methane | WC | Dispatch-Generation | FuelCost | 0 | [6 empty] | 0.33348 | 0
LCP_Inputs_ON_Diverse_2023_04_03 | 2048 | CH4 + CCS | Generation | Methane | WC | Dispatch-Generation | VOM | 0 | [6 empty] | 0.33348 | 0
LCP_Inputs_ON_Diverse_2023_04_03 | 2048 | CH4 Import - NY 2020 | Import | Methane | MI | Dispatch-Import | EmissionsCost | 0 | [6 empty] | 0.33348 | 0
LCP_Inputs_ON_Diverse_2023_04_03 | 2048 | CH4 Import - NY 2020 | Import | Methane | MI | Dispatch-Import | FuelCost | 0 | [6 empty] | 0.33348 | 0
LCP_Inputs_ON_Diverse_2023_04_03 | 2048 | CH4 Import - NY 2020 | Import | Methane | MI | Dispatch-Import | VOM | 0 | [6 empty] | 0.33348 | 0
LCP_Inputs_ON_Diverse_2023_04_03 | 2048 | CH4 Import - NY 2020 | Import | Methane | NY | Dispatch-Import | EmissionsCost | 0 | [6 empty] | 0.33348 | 0
LCP_Inputs_ON_Diverse_2023_04_03 | 2048 | CH4 Import - NY 2020 | Import | Methane | NY | Dispatch-Import | FuelCost | 0 | [6 empty] | 0.33348 | 0
LCP_Inputs_ON_Diverse_2023_04_03 | 2048 | CH4 Import - NY 2020 | Import | Methane | NY | Dispatch-Import | VOM | 0 | [6 empty] | 0.33348 | 0
LCP_Inputs_ON_Diverse_2023_04_03 | 2048 | CH4 Import - NY 2020 | Import | Methane | ON | Dispatch-Import | EmissionsCost | 0 | [6 empty] | 0.33348 | 0
LCP_Inputs_ON_Diverse_2023_04_03 | 2048 | CH4 Import - NY 2020 | Import | Methane | ON | Dispatch-Import | FuelCost | 0 | [6 empty] | 0.33348 | 0
LCP_Inputs_ON_Diverse_2023_04_03 | 2048 | CH4 Import - NY 2020 | Import | Methane | ON | Dispatch-Import | VOM | 0 | [6 empty] | 0.33348 | 0
LCP_Inputs_ON_Diverse_2023_04_03 | 2048 | CH4 Import - NY 2020 | Import | Methane | PJ | Dispatch-Import | EmissionsCost | 0 | [6 empty] | 0.33348 | 0
LCP_Inputs_ON_Diverse_2023_04_03 | 2048 | CH4 Import - NY 2020 | Import | Methane | PJ | Dispatch-Import | FuelCost | 0 | [6 empty] | 0.33348 | 0
LCP_Inputs_ON_Diverse_2023_04_03 | 2048 | CH4 Import - NY 2020 | Import | Methane | PJ | Dispatch-Import | VOM | 0 | [6 empty] | 0.33348 | 0
LCP_Inputs_ON_Diverse_2023_04_03 | 2048 | CH4 Import - NY 2020 | Import | Methane | QC | Dispatch-Import | EmissionsCost | 0 | [6 empty] | 0.33348 | 0
LCP_Inputs_ON_Diverse_2023_04_03 | 2048 | CH4 Import - NY 2020 | Import | Methane | QC | Dispatch-Import | FuelCost | 0 | [6 empty] | 0.33348 | 0
LCP_Inputs_ON_Diverse_2023_04_03 | 2048 | CH4 Import - NY 2020 | Import | Methane | QC | Dispatch-Import | VOM | 0 | [6 empty] | 0.33348 | 0
LCP_Inputs_ON_Diverse_2023_04_03 | 2048 | CH4 Import - NY 2020 | Import | Methane | WC | Dispatch-Import | EmissionsCost | 0 | [6 empty] | 0.33348 | 0
LCP_Inputs_ON_Diverse_2023_04_03 | 2048 | CH4 Import - NY 2020 | Import | Methane | WC | Dispatch-Import | FuelCost | 0 | [6 empty] | 0.33348 | 0
LCP_Inputs_ON_Diverse_2023_04_03 | 2048 | CH4 Import - NY 2020 | Import | Methane | WC | Dispatch-Import | VOM | 0 | [6 empty] | 0.33348 | 0
LCP_Inputs_ON_Diverse_2023_04_03 | 2048 | CH4 Import - NY 2030 | Import | Methane | MI | Dispatch-Import | EmissionsCost | 0 | [6 empty] | 0.33348 | 0
LCP_Inputs_ON_Diverse_2023_04_03 | 2048 | CH4 Import - NY 2030 | Import | Methane | MI | Dispatch-Import | FuelCost | 0 | [6 empty] | 0.33348 | 0
LCP_Inputs_ON_Diverse_2023_04_03 | 2048 | CH4 Import - NY 2030 | Import | Methane | MI | Dispatch-Import | VOM | 0 | [6 empty] | 0.33348 | 0
LCP_Inputs_ON_Diverse_2023_04_03 | 2048 | CH4 Import - NY 2030 | Import | Methane | NY | Dispatch-Import | EmissionsCost | 0 | [6 empty] | 0.33348 | 0
LCP_Inputs_ON_Diverse_2023_04_03 | 2048 | CH4 Import - NY 2030 | Import | Methane | NY | Dispatch-Import | FuelCost | 0 | [6 empty] | 0.33348 | 0
LCP_Inputs_ON_Diverse_2023_04_03 | 2048 | CH4 Import - NY 2030 | Import | Methane | NY | Dispatch-Import | VOM | 0 | [6 empty] | 0.33348 | 0
LCP_Inputs_ON_Diverse_2023_04_03 | 2048 | CH4 Import - NY 2030 | Import | Methane | ON | Dispatch-Import | EmissionsCost | 0 | [6 empty] | 0.33348 | 0
LCP_Inputs_ON_Diverse_2023_04_03 | 2048 | CH4 Import - NY 2030 | Import | Methane | ON | Dispatch-Import | FuelCost | 0 | [6 empty] | 0.33348 | 0
LCP_Inputs_ON_Diverse_2023_04_03 | 2048 | CH4 Import - NY 2030 | Import | Methane | ON | Dispatch-Import | VOM | 0 | [6 empty] | 0.33348 | 0
LCP_Inputs_ON_Diverse_2023_04_03 | 2048 | CH4 Import - NY 2030 | Import | Methane | PJ | Dispatch-Import | EmissionsCost | 0 | [6 empty] | 0.33348 | 0
LCP_Inputs_ON_Diverse_2023_04_03 | 2048 | CH4 Import - NY 2030 | Import | Methane | PJ | Dispatch-Import | FuelCost | 0 | [6 empty] | 0.33348 | 0
LCP_Inputs_ON_Diverse_2023_04_03 | 2048 | CH4 Import - NY 2030 | Import | Methane | PJ | Dispatch-Import | VOM | 0 | [6 empty] | 0.33348 | 0
LCP_Inputs_ON_Diverse_2023_04_03 | 2048 | CH4 Import - NY 2030 | Import | Methane | QC | Dispatch-Import | EmissionsCost | 0 | [6 empty] | 0.33348 | 0
LCP_Inputs_ON_Diverse_2023_04_03 | 2048 | CH4 Import - NY 2030 | Import | Methane | QC | Dispatch-Import | FuelCost | 0 | [6 empty] | 0.33348 | 0
LCP_Inputs_ON_Diverse_2023_04_03 | 2048 | CH4 Import - NY 2030 | Import | Methane | QC | Dispatch-Import | VOM | 0 | [6 empty] | 0.33348 | 0
LCP_Inputs_ON_Diverse_2023_04_03 | 2048 | CH4 Import - NY 2030 | Import | Methane | WC | Dispatch-Import | EmissionsCost | 0 | [6 empty] | 0.33348 | 0
LCP_Inputs_ON_Diverse_2023_04_03 | 2048 | CH4 Import - NY 2030 | Import | Methane | WC | Dispatch-Import | FuelCost | 0 | [6 empty] | 0.33348 | 0
LCP_Inputs_ON_Diverse_2023_04_03 | 2048 | CH4 Import - NY 2030 | Import | Methane | WC | Dispatch-Import | VOM | 0 | [6 empty] | 0.33348 | 0
LCP_Inputs_ON_Diverse_2023_04_03 | 2048 | CH4 Import - NY 2040 | Import | Methane | MI | Dispatch-Import | EmissionsCost | 0 | [6 empty] | 0.33348 | 0
LCP_Inputs_ON_Diverse_2023_04_03 | 2048 | CH4 Import - NY 2040 | Import | Methane | MI | Dispatch-Import | FuelCost | 0 | [6 empty] | 0.33348 | 0
LCP_Inputs_ON_Diverse_2023_04_03 | 2048 | CH4 Import - NY 2040 | Import | Methane | MI | Dispatch-Import | VOM | 0 | [6 empty] | 0.33348 | 0
LCP_Inputs_ON_Diverse_2023_04_03 | 2048 | CH4 Import - NY 2040 | Import | Methane | NY | Dispatch-Import | EmissionsCost | 1424811807.9426 | [6 empty] | 0.33348 | 475142638.7627
LCP_Inputs_ON_Diverse_2023_04_03 | 2048 | CH4 Import - NY 2040 | Import | Methane | NY | Dispatch-Import | FuelCost | 758346581.876 | [6 empty] | 0.33348 | 252891500.4779
LCP_Inputs_ON_Diverse_2023_04_03 | 2048 | CH4 Import - NY 2040 | Import | Methane | NY | Dispatch-Import | VOM | 0 | [6 empty] | 0.33348 | 0
LCP_Inputs_ON_Diverse_2023_04_03 | 2048 | CH4 Import - NY 2040 | Import | Methane | ON | Dispatch-Import | EmissionsCost | 0 | [6 empty] | 0.33348 | 0
LCP_Inputs_ON_Diverse_2023_04_03 | 2048 | CH4 Import - NY 2040 | Import | Methane | ON | Dispatch-Import | FuelCost | 0 | [6 empty] | 0.33348 | 0
LCP_Inputs_ON_Diverse_2023_04_03 | 2048 | CH4 Import - NY 2040 | Import | Methane | ON | Dispatch-Import | VOM | 0 | [6 empty] | 0.33348 | 0
LCP_Inputs_ON_Diverse_2023_04_03 | 2048 | CH4 Import - NY 2040 | Import | Methane | PJ | Dispatch-Import | EmissionsCost | 0 | [6 empty] | 0.33348 | 0
LCP_Inputs_ON_Diverse_2023_04_03 | 2048 | CH4 Import - NY 2040 | Import | Methane | PJ | Dispatch-Import | FuelCost | 0 | [6 empty] | 0.33348 | 0
LCP_Inputs_ON_Diverse_2023_04_03 | 2048 | CH4 Import - NY 2040 | Import | Methane | PJ | Dispatch-Import | VOM | 0 | [6 empty] | 0.33348 | 0
LCP_Inputs_ON_Diverse_2023_04_03 | 2048 | CH4 Import - NY 2040 | Import | Methane | QC | Dispatch-Import | EmissionsCost | 0 | [6 empty] | 0.33348 | 0
LCP_Inputs_ON_Diverse_2023_04_03 | 2048 | CH4 Import - NY 2040 | Import | Methane | QC | Dispatch-Import | FuelCost | 0 | [6 empty] | 0.33348 | 0
LCP_Inputs_ON_Diverse_2023_04_03 | 2048 | CH4 Import - NY 2040 | Import | Methane | QC | Dispatch-Import | VOM | 0 | [6 empty] | 0.33348 | 0
LCP_Inputs_ON_Diverse_2023_04_03 | 2048 | CH4 Import - NY 2040 | Import | Methane | WC | Dispatch-Import | EmissionsCost | 0 | [6 empty] | 0.33348 | 0
LCP_Inputs_ON_Diverse_2023_04_03 | 2048 | CH4 Import - NY 2040 | Import | Methane | WC | Dispatch-Import | FuelCost | 0 | [6 empty] | 0.33348 | 0
LCP_Inputs_ON_Diverse_2023_04_03 | 2048 | CH4 Import - NY 2040 | Import | Methane | WC | Dispatch-Import | VOM | 0 | [6 empty] | 0.33348 | 0
LCP_Inputs_ON_Diverse_2023_04_03 | 2048 | CH4 Import - NY 2050 | Import | Methane | MI | Dispatch-Import | EmissionsCost | 0 | [6 empty] | 0.33348 | 0
LCP_Inputs_ON_Diverse_2023_04_03 | 2048 | CH4 Import - NY 2050 | Import | Methane | MI | Dispatch-Import | FuelCost | 0 | [6 empty] | 0.33348 | 0
LCP_Inputs_ON_Diverse_2023_04_03 | 2048 | CH4 Import - NY 2050 | Import | Methane | MI | Dispatch-Import | VOM | 0 | [6 empty] | 0.33348 | 0
LCP_Inputs_ON_Diverse_2023_04_03 | 2048 | CH4 Import - NY 2050 | Import | Methane | NY | Dispatch-Import | EmissionsCost | 0 | [6 empty] | 0.33348 | 0
LCP_Inputs_ON_Diverse_2023_04_03 | 2048 | CH4 Import - NY 2050 | Import | Methane | NY | Dispatch-Import | FuelCost | 0 | [6 empty] | 0.33348 | 0
LCP_Inputs_ON_Diverse_2023_04_03 | 2048 | CH4 Import - NY 2050 | Import | Methane | NY | Dispatch-Import | VOM | 0 | [6 empty] | 0.33348 | 0
LCP_Inputs_ON_Diverse_2023_04_03 | 2048 | CH4 Import - NY 2050 | Import | Methane | ON | Dispatch-Import | EmissionsCost | 0 | [6 empty] | 0.33348 | 0
LCP_Inputs_ON_Diverse_2023_04_03 | 2048 | CH4 Import - NY 2050 | Import | Methane | ON | Dispatch-Import | FuelCost | 0 | [6 empty] | 0.33348 | 0
LCP_Inputs_ON_Diverse_2023_04_03 | 2048 | CH4 Import - NY 2050 | Import | Methane | ON | Dispatch-Import | VOM | 0 | [6 empty] | 0.33348 | 0
LCP_Inputs_ON_Diverse_2023_04_03 | 2048 | CH4 Import - NY 2050 | Import | Methane | PJ | Dispatch-Import | EmissionsCost | 0 | [6 empty] | 0.33348 | 0
LCP_Inputs_ON_Diverse_2023_04_03 | 2048 | CH4 Import - NY 2050 | Import | Methane | PJ | Dispatch-Import | FuelCost | 0 | [6 empty] | 0.33348 | 0
LCP_Inputs_ON_Diverse_2023_04_03 | 2048 | CH4 Import - NY 2050 | Import | Methane | PJ | Dispatch-Import | VOM | 0 | [6 empty] | 0.33348 | 0
LCP_Inputs_ON_Diverse_2023_04_03 | 2048 | CH4 Import - NY 2050 | Import | Methane | QC | Dispatch-Import | EmissionsCost | 0 | [6 empty] | 0.33348 | 0
LCP_Inputs_ON_Diverse_2023_04_03 | 2048 | CH4 Import - NY 2050 | Import | Methane | QC | Dispatch-Import | FuelCost | 0 | [6 empty] | 0.33348 | 0
LCP_Inputs_ON_Diverse_2023_04_03 | 2048 | CH4 Import - NY 2050 | Import | Methane | QC | Dispatch-Import | VOM | 0 | [6 empty] | 0.33348 | 0
LCP_Inputs_ON_Diverse_2023_04_03 | 2048 | CH4 Import - NY 2050 | Import | Methane | WC | Dispatch-Import | EmissionsCost | 0 | [6 empty] | 0.33348 | 0
LCP_Inputs_ON_Diverse_2023_04_03 | 2048 | CH4 Import - NY 2050 | Import | Methane | WC | Dispatch-Import | FuelCost | 0 | [6 empty] | 0.33348 | 0
LCP_Inputs_ON_Diverse_2023_04_03 | 2048 | CH4 Import - NY 2050 | Import | Methane | WC | Dispatch-Import | VOM | 0 | [6 empty] | 0.33348 | 0
LCP_Inputs_ON_Diverse_2023_04_03 | 2048 | CH4 Import - WC 2020 | Import | Methane | MI | Dispatch-Import | EmissionsCost | 0 | [6 empty] | 0.33348 | 0
LCP_Inputs_ON_Diverse_2023_04_03 | 2048 | CH4 Import - WC 2020 | Import | Methane | MI | Dispatch-Import | FuelCost | 0 | [6 empty] | 0.33348 | 0
LCP_Inputs_ON_Diverse_2023_04_03 | 2048 | CH4 Import - WC 2020 | Import | Methane | MI | Dispatch-Import | VOM | 0 | [6 empty] | 0.33348 | 0
LCP_Inputs_ON_Diverse_2023_04_03 | 2048 | CH4 Import - WC 2020 | Import | Methane | NY | Dispatch-Import | EmissionsCost | 0 | [6 empty] | 0.33348 | 0
LCP_Inputs_ON_Diverse_2023_04_03 | 2048 | CH4 Import - WC 2020 | Import | Methane | NY | Dispatch-Import | FuelCost | 0 | [6 empty] | 0.33348 | 0
LCP_Inputs_ON_Diverse_2023_04_03 | 2048 | CH4 Import - WC 2020 | Import | Methane | NY | Dispatch-Import | VOM | 0 | [6 empty] | 0.33348 | 0
LCP_Inputs_ON_Diverse_2023_04_03 | 2048 | CH4 Import - WC 2020 | Import | Methane | ON | Dispatch-Import | EmissionsCost | 0 | [6 empty] | 0.33348 | 0
LCP_Inputs_ON_Diverse_2023_04_03 | 2048 | CH4 Import - WC 2020 | Import | Methane | ON | Dispatch-Import | FuelCost | 0 | [6 empty] | 0.33348 | 0
LCP_Inputs_ON_Diverse_2023_04_03 | 2048 | CH4 Import - WC 2020 | Import | Methane | ON | Dispatch-Import | VOM | 0 | [6 empty] | 0.33348 | 0
LCP_Inputs_ON_Diverse_2023_04_03 | 2048 | CH4 Import - WC 2020 | Import | Methane | PJ | Dispatch-Import | EmissionsCost | 0 | [6 empty] | 0.33348 | 0
LCP_Inputs_ON_Diverse_2023_04_03 | 2048 | CH4 Import - WC 2020 | Import | Methane | PJ | Dispatch-Import | FuelCost | 0 | [6 empty] | 0.33348 | 0
LCP_Inputs_ON_Diverse_2023_04_03 | 2048 | CH4 Import - WC 2020 | Import | Methane | PJ | Dispatch-Import | VOM | 0 | [6 empty] | 0.33348 | 0
LCP_Inputs_ON_Diverse_2023_04_03 | 2048 | CH4 Import - WC 2020 | Import | Methane | QC | Dispatch-Import | EmissionsCost | 0 | [6 empty] | 0.33348 | 0
LCP_Inputs_ON_Diverse_2023_04_03 | 2048 | CH4 Import - WC 2020 | Import | Methane | QC | Dispatch-Import | FuelCost | 0 | [6 empty] | 0.33348 | 0
LCP_Inputs_ON_Diverse_2023_04_03 | 2048 | CH4 Import - WC 2020 | Import | Methane | QC | Dispatch-Import | VOM | 0 | [6 empty] | 0.33348 | 0
LCP_Inputs_ON_Diverse_2023_04_03 | 2048 | CH4 Import - WC 2020 | Import | Methane | WC | Dispatch-Import | EmissionsCost | 0 | [6 empty] | 0.33348 | 0
LCP_Inputs_ON_Diverse_2023_04_03 | 2048 | CH4 Import - WC 2020 | Import | Methane | WC | Dispatch-Import | FuelCost | 0 | [6 empty] | 0.33348 | 0
LCP_Inputs_ON_Diverse_2023_04_03 | 2048 | CH4 Import - WC 2020 | Import | Methane | WC | Dispatch-Import | VOM | 0 | [6 empty] | 0.33348 | 0
LCP_Inputs_ON_Diverse_2023_04_03 | 2048 | CH4 Import - WC 2030 | Import | Methane | MI | Dispatch-Import | EmissionsCost | 0 | [6 empty] | 0.33348 | 0
LCP_Inputs_ON_Diverse_2023_04_03 | 2048 | CH4 Import - WC 2030 | Import | Methane | MI | Dispatch-Import | FuelCost | 0 | [6 empty] | 0.33348 | 0
LCP_Inputs_ON_Diverse_2023_04_03 | 2048 | CH4 Import - WC 2030 | Import | Methane | MI | Dispatch-Import | VOM | 0 | [6 empty] | 0.33348 | 0
LCP_Inputs_ON_Diverse_2023_04_03 | 2048 | CH4 Import - WC 2030 | Import | Methane | NY | Dispatch-Import | EmissionsCost | 0 | [6 empty] | 0.33348 | 0
LCP_Inputs_ON_Diverse_2023_04_03 | 2048 | CH4 Import - WC 2030 | Import | Methane | NY | Dispatch-Import | FuelCost | 0 | [6 empty] | 0.33348 | 0
LCP_Inputs_ON_Diverse_2023_04_03 | 2048 | CH4 Import - WC 2030 | Import | Methane | NY | Dispatch-Import | VOM | 0 | [6 empty] | 0.33348 | 0
LCP_Inputs_ON_Diverse_2023_04_03 | 2048 | CH4 Import - WC 2030 | Import | Methane | ON | Dispatch-Import | EmissionsCost | 0 | [6 empty] | 0.33348 | 0
LCP_Inputs_ON_Diverse_2023_04_03 | 2048 | CH4 Import - WC 2030 | Import | Methane | ON | Dispatch-Import | FuelCost | 0 | [6 empty] | 0.33348 | 0
LCP_Inputs_ON_Diverse_2023_04_03 | 2048 | CH4 Import - WC 2030 | Import | Methane | ON | Dispatch-Import | VOM | 0 | [6 empty] | 0.33348 | 0
LCP_Inputs_ON_Diverse_2023_04_03 | 2048 | CH4 Import - WC 2030 | Import | Methane | PJ | Dispatch-Import | EmissionsCost | 0 | [6 empty] | 0.33348 | 0
LCP_Inputs_ON_Diverse_2023_04_03 | 2048 | CH4 Import - WC 2030 | Import | Methane | PJ | Dispatch-Import | FuelCost | 0 | [6 empty] | 0.33348 | 0
LCP_Inputs_ON_Diverse_2023_04_03 | 2048 | CH4 Import - WC 2030 | Import | Methane | PJ | Dispatch-Import | VOM | 0 | [6 empty] | 0.33348 | 0
LCP_Inputs_ON_Diverse_2023_04_03 | 2048 | CH4 Import - WC 2030 | Import | Methane | QC | Dispatch-Import | EmissionsCost | 0 | [6 empty] | 0.33348 | 0
LCP_Inputs_ON_Diverse_2023_04_03 | 2048 | CH4 Import - WC 2030 | Import | Methane | QC | Dispatch-Import | FuelCost | 0 | [6 empty] | 0.33348 | 0
LCP_Inputs_ON_Diverse_2023_04_03 | 2048 | CH4 Import - WC 2030 | Import | Methane | QC | Dispatch-Import | VOM | 0 | [6 empty] | 0.33348 | 0
LCP_Inputs_ON_Diverse_2023_04_03 | 2048 | CH4 Import - WC 2030 | Import | Methane | WC | Dispatch-Import | EmissionsCost | 0 | [6 empty] | 0.33348 | 0
LCP_Inputs_ON_Diverse_2023_04_03 | 2048 | CH4 Import - WC 2030 | Import | Methane | WC | Dispatch-Import | FuelCost | 0 | [6 empty] | 0.33348 | 0
LCP_Inputs_ON_Diverse_2023_04_03 | 2048 | CH4 Import - WC 2030 | Import | Methane | WC | Dispatch-Import | VOM | 0 | [6 empty] | 0.33348 | 0
LCP_Inputs_ON_Diverse_2023_04_03 | 2048 | CH4 Import - WC 2040 | Import | Methane | MI | Dispatch-Import | EmissionsCost | 0 | [6 empty] | 0.33348 | 0
LCP_Inputs_ON_Diverse_2023_04_03 | 2048 | CH4 Import - WC 2040 | Import | Methane | MI | Dispatch-Import | FuelCost | 0 | [6 empty] | 0.33348 | 0
LCP_Inputs_ON_Diverse_2023_04_03 | 2048 | CH4 Import - WC 2040 | Import | Methane | MI | Dispatch-Import | VOM | 0 | [6 empty] | 0.33348 | 0
LCP_Inputs_ON_Diverse_2023_04_03 | 2048 | CH4 Import - WC 2040 | Import | Methane | NY | Dispatch-Import | EmissionsCost | 0 | [6 empty] | 0.33348 | 0
LCP_Inputs_ON_Diverse_2023_04_03 | 2048 | CH4 Import - WC 2040 | Import | Methane | NY | Dispatch-Import | FuelCost | 0 | [6 empty] | 0.33348 | 0
LCP_Inputs_ON_Diverse_2023_04_03 | 2048 | CH4 Import - WC 2040 | Import | Methane | NY | Dispatch-Import | VOM | 0 | [6 empty] | 0.33348 | 0
LCP_Inputs_ON_Diverse_2023_04_03 | 2048 | CH4 Import - WC 2040 | Import | Methane | ON | Dispatch-Import | EmissionsCost | 0 | [6 empty] | 0.33348 | 0
LCP_Inputs_ON_Diverse_2023_04_03 | 2048 | CH4 Import - WC 2040 | Import | Methane | ON | Dispatch-Import | FuelCost | 0 | [6 empty] | 0.33348 | 0
LCP_Inputs_ON_Diverse_2023_04_03 | 2048 | CH4 Import - WC 2040 | Import | Methane | ON | Dispatch-Import | VOM | 0 | [6 empty] | 0.33348 | 0
LCP_Inputs_ON_Diverse_2023_04_03 | 2048 | CH4 Import - WC 2040 | Import | Methane | PJ | Dispatch-Import | EmissionsCost | 0 | [6 empty] | 0.33348 | 0
LCP_Inputs_ON_Diverse_2023_04_03 | 2048 | CH4 Import - WC 2040 | Import | Methane | PJ | Dispatch-Import | FuelCost | 0 | [6 empty] | 0.33348 | 0
LCP_Inputs_ON_Diverse_2023_04_03 | 2048 | CH4 Import - WC 2040 | Import | Methane | PJ | Dispatch-Import | VOM | 0 | [6 empty] | 0.33348 | 0
LCP_Inputs_ON_Diverse_2023_04_03 | 2048 | CH4 Import - WC 2040 | Import | Methane | QC | Dispatch-Import | EmissionsCost | 0 | [6 empty] | 0.33348 | 0
LCP_Inputs_ON_Diverse_2023_04_03 | 2048 | CH4 Import - WC 2040 | Import | Methane | QC | Dispatch-Import | FuelCost | 0 | [6 empty] | 0.33348 | 0
LCP_Inputs_ON_Diverse_2023_04_03 | 2048 | CH4 Import - WC 2040 | Import | Methane | QC | Dispatch-Import | VOM | 0 | [6 empty] | 0.33348 | 0
LCP_Inputs_ON_Diverse_2023_04_03 | 2048 | CH4 Import - WC 2040 | Import | Methane | WC | Dispatch-Import | EmissionsCost | 2117477751.305 | [6 empty] | 0.33348 | 706131125.997
LCP_Inputs_ON_Diverse_2023_04_03 | 2048 | CH4 Import - WC 2040 | Import | Methane | WC | Dispatch-Import | FuelCost | 1127013410.4372 | [6 empty] | 0.33348 | 375833582.2113
LCP_Inputs_ON_Diverse_2023_04_03 | 2048 | CH4 Import - WC 2040 | Import | Methane | WC | Dispatch-Import | VOM | 0 | [6 empty] | 0.33348 | 0
LCP_Inputs_ON_Diverse_2023_04_03 | 2048 | CH4 Import - WC 2050 | Import | Methane | MI | Dispatch-Import | EmissionsCost | 0 | [6 empty] | 0.33348 | 0
LCP_Inputs_ON_Diverse_2023_04_03 | 2048 | CH4 Import - WC 2050 | Import | Methane | MI | Dispatch-Import | FuelCost | 0 | [6 empty] | 0.33348 | 0
LCP_Inputs_ON_Diverse_2023_04_03 | 2048 | CH4 Import - WC 2050 | Import | Methane | MI | Dispatch-Import | VOM | 0 | [6 empty] | 0.33348 | 0
LCP_Inputs_ON_Diverse_2023_04_03 | 2048 | CH4 Import - WC 2050 | Import | Methane | NY | Dispatch-Import | EmissionsCost | 0 | [6 empty] | 0.33348 | 0
LCP_Inputs_ON_Diverse_2023_04_03 | 2048 | CH4 Import - WC 2050 | Import | Methane | NY | Dispatch-Import | FuelCost | 0 | [6 empty] | 0.33348 | 0
LCP_Inputs_ON_Diverse_2023_04_03 | 2048 | CH4 Import - WC 2050 | Import | Methane | NY | Dispatch-Import | VOM | 0 | [6 empty] | 0.33348 | 0
LCP_Inputs_ON_Diverse_2023_04_03 | 2048 | CH4 Import - WC 2050 | Import | Methane | ON | Dispatch-Import | EmissionsCost | 0 | [6 empty] | 0.33348 | 0
LCP_Inputs_ON_Diverse_2023_04_03 | 2048 | CH4 Import - WC 2050 | Import | Methane | ON | Dispatch-Import | FuelCost | 0 | [6 empty] | 0.33348 | 0
LCP_Inputs_ON_Diverse_2023_04_03 | 2048 | CH4 Import - WC 2050 | Import | Methane | ON | Dispatch-Import | VOM | 0 | [6 empty] | 0.33348 | 0
LCP_Inputs_ON_Diverse_2023_04_03 | 2048 | CH4 Import - WC 2050 | Import | Methane | PJ | Dispatch-Import | EmissionsCost | 0 | [6 empty] | 0.33348 | 0
LCP_Inputs_ON_Diverse_2023_04_03 | 2048 | CH4 Import - WC 2050 | Import | Methane | PJ | Dispatch-Import | FuelCost | 0 | [6 empty] | 0.33348 | 0
LCP_Inputs_ON_Diverse_2023_04_03 | 2048 | CH4 Import - WC 2050 | Import | Methane | PJ | Dispatch-Import | VOM | 0 | [6 empty] | 0.33348 | 0
LCP_Inputs_ON_Diverse_2023_04_03 | 2048 | CH4 Import - WC 2050 | Import | Methane | QC | Dispatch-Import | EmissionsCost | 0 | [6 empty] | 0.33348 | 0
LCP_Inputs_ON_Diverse_2023_04_03 | 2048 | CH4 Import - WC 2050 | Import | Methane | QC | Dispatch-Import | FuelCost | 0 | [6 empty] | 0.33348 | 0
LCP_Inputs_ON_Diverse_2023_04_03 | 2048 | CH4 Import - WC 2050 | Import | Methane | QC | Dispatch-Import | VOM | 0 | [6 empty] | 0.33348 | 0
LCP_Inputs_ON_Diverse_2023_04_03 | 2048 | CH4 Import - WC 2050 | Import | Methane | WC | Dispatch-Import | EmissionsCost | 0 | [6 empty] | 0.33348 | 0
LCP_Inputs_ON_Diverse_2023_04_03 | 2048 | CH4 Import - WC 2050 | Import | Methane | WC | Dispatch-Import | FuelCost | 0 | [6 empty] | 0.33348 | 0
LCP_Inputs_ON_Diverse_2023_04_03 | 2048 | CH4 Import - WC 2050 | Import | Methane | WC | Dispatch-Import | VOM | 0 | [6 empty] | 0.33348 | 0
LCP_Inputs_ON_Diverse_2023_04_03 | 2048 | CH4 Salt Cavern Storage - ON | Storage | Methane | MI | Dispatch-Storage | EmissionsCost | 0 | [6 empty] | 0.33348 | 0
LCP_Inputs_ON_Diverse_2023_04_03 | 2048 | CH4 Salt Cavern Storage - ON | Storage | Methane | MI | Dispatch-Storage | FuelCost | 0 | [6 empty] | 0.33348 | 0
LCP_Inputs_ON_Diverse_2023_04_03 | 2048 | CH4 Salt Cavern Storage - ON | Storage | Methane | MI | Dispatch-Storage | VOM | 0 | [6 empty] | 0.33348 | 0
LCP_Inputs_ON_Diverse_2023_04_03 | 2048 | CH4 Salt Cavern Storage - ON | Storage | Methane | NY | Dispatch-Storage | EmissionsCost | 0 | [6 empty] | 0.33348 | 0
LCP_Inputs_ON_Diverse_2023_04_03 | 2048 | CH4 Salt Cavern Storage - ON | Storage | Methane | NY | Dispatch-Storage | FuelCost | 0 | [6 empty] | 0.33348 | 0
LCP_Inputs_ON_Diverse_2023_04_03 | 2048 | CH4 Salt Cavern Storage - ON | Storage | Methane | NY | Dispatch-Storage | VOM | 0 | [6 empty] | 0.33348 | 0
LCP_Inputs_ON_Diverse_2023_04_03 | 2048 | CH4 Salt Cavern Storage - ON | Storage | Methane | ON | Dispatch-Storage | EmissionsCost | 0 | [6 empty] | 0.33348 | 0
LCP_Inputs_ON_Diverse_2023_04_03 | 2048 | CH4 Salt Cavern Storage - ON | Storage | Methane | ON | Dispatch-Storage | FuelCost | 0 | [6 empty] | 0.33348 | 0
LCP_Inputs_ON_Diverse_2023_04_03 | 2048 | CH4 Salt Cavern Storage - ON | Storage | Methane | ON | Dispatch-Storage | VOM | 0 | [6 empty] | 0.33348 | 0
LCP_Inputs_ON_Diverse_2023_04_03 | 2048 | CH4 Salt Cavern Storage - ON | Storage | Methane | PJ | Dispatch-Storage | EmissionsCost | 0 | [6 empty] | 0.33348 | 0
LCP_Inputs_ON_Diverse_2023_04_03 | 2048 | CH4 Salt Cavern Storage - ON | Storage | Methane | PJ | Dispatch-Storage | FuelCost | 0 | [6 empty] | 0.33348 | 0
LCP_Inputs_ON_Diverse_2023_04_03 | 2048 | CH4 Salt Cavern Storage - ON | Storage | Methane | PJ | Dispatch-Storage | VOM | 0 | [6 empty] | 0.33348 | 0
LCP_Inputs_ON_Diverse_2023_04_03 | 2048 | CH4 Salt Cavern Storage - ON | Storage | Methane | QC | Dispatch-Storage | EmissionsCost | 0 | [6 empty] | 0.33348 | 0
LCP_Inputs_ON_Diverse_2023_04_03 | 2048 | CH4 Salt Cavern Storage - ON | Storage | Methane | QC | Dispatch-Storage | FuelCost | 0 | [6 empty] | 0.33348 | 0
LCP_Inputs_ON_Diverse_2023_04_03 | 2048 | CH4 Salt Cavern Storage - ON | Storage | Methane | QC | Dispatch-Storage | VOM | 0 | [6 empty] | 0.33348 | 0
LCP_Inputs_ON_Diverse_2023_04_03 | 2048 | CH4 Salt Cavern Storage - ON | Storage | Methane | WC | Dispatch-Storage | EmissionsCost | 0 | [6 empty] | 0.33348 | 0
LCP_Inputs_ON_Diverse_2023_04_03 | 2048 | CH4 Salt Cavern Storage - ON | Storage | Methane | WC | Dispatch-Storage | FuelCost | 0 | [6 empty] | 0.33348 | 0
LCP_Inputs_ON_Diverse_2023_04_03 | 2048 | CH4 Salt Cavern Storage - ON | Storage | Methane | WC | Dispatch-Storage | VOM | 0 | [6 empty] | 0.33348 | 0
LCP_Inputs_ON_Diverse_2023_04_03 | 2048 | Electrolyser 2020/2030 | Crossload | Hydrogen | MI | Dispatch-Crossload | EmissionsCost | 0 | [6 empty] | 0.33348 | 0
LCP_Inputs_ON_Diverse_2023_04_03 | 2048 | Electrolyser 2020/2030 | Crossload | Hydrogen | MI | Dispatch-Crossload | FuelCost | 0 | [6 empty] | 0.33348 | 0
LCP_Inputs_ON_Diverse_2023_04_03 | 2048 | Electrolyser 2020/2030 | Crossload | Hydrogen | MI | Dispatch-Crossload | VOM | 0 | [6 empty] | 0.33348 | 0
LCP_Inputs_ON_Diverse_2023_04_03 | 2048 | Electrolyser 2020/2030 | Crossload | Hydrogen | NY | Dispatch-Crossload | EmissionsCost | 0 | [6 empty] | 0.33348 | 0
LCP_Inputs_ON_Diverse_2023_04_03 | 2048 | Electrolyser 2020/2030 | Crossload | Hydrogen | NY | Dispatch-Crossload | FuelCost | 0 | [6 empty] | 0.33348 | 0
LCP_Inputs_ON_Diverse_2023_04_03 | 2048 | Electrolyser 2020/2030 | Crossload | Hydrogen | NY | Dispatch-Crossload | VOM | 0 | [6 empty] | 0.33348 | 0
LCP_Inputs_ON_Diverse_2023_04_03 | 2048 | Electrolyser 2020/2030 | Crossload | Hydrogen | ON | Dispatch-Crossload | EmissionsCost | 0 | [6 empty] | 0.33348 | 0
LCP_Inputs_ON_Diverse_2023_04_03 | 2048 | Electrolyser 2020/2030 | Crossload | Hydrogen | ON | Dispatch-Crossload | FuelCost | 0 | [6 empty] | 0.33348 | 0
LCP_Inputs_ON_Diverse_2023_04_03 | 2048 | Electrolyser 2020/2030 | Crossload | Hydrogen | ON | Dispatch-Crossload | VOM | 0 | [6 empty] | 0.33348 | 0
LCP_Inputs_ON_Diverse_2023_04_03 | 2048 | Electrolyser 2020/2030 | Crossload | Hydrogen | PJ | Dispatch-Crossload | EmissionsCost | 0 | [6 empty] | 0.33348 | 0
LCP_Inputs_ON_Diverse_2023_04_03 | 2048 | Electrolyser 2020/2030 | Crossload | Hydrogen | PJ | Dispatch-Crossload | FuelCost | 0 | [6 empty] | 0.33348 | 0
LCP_Inputs_ON_Diverse_2023_04_03 | 2048 | Electrolyser 2020/2030 | Crossload | Hydrogen | PJ | Dispatch-Crossload | VOM | 0 | [6 empty] | 0.33348 | 0
LCP_Inputs_ON_Diverse_2023_04_03 | 2048 | Electrolyser 2020/2030 | Crossload | Hydrogen | QC | Dispatch-Crossload | EmissionsCost | 0 | [6 empty] | 0.33348 | 0
LCP_Inputs_ON_Diverse_2023_04_03 | 2048 | Electrolyser 2020/2030 | Crossload | Hydrogen | QC | Dispatch-Crossload | FuelCost | 0 | [6 empty] | 0.33348 | 0
LCP_Inputs_ON_Diverse_2023_04_03 | 2048 | Electrolyser 2020/2030 | Crossload | Hydrogen | QC | Dispatch-Crossload | VOM | 0 | [6 empty] | 0.33348 | 0
LCP_Inputs_ON_Diverse_2023_04_03 | 2048 | Electrolyser 2020/2030 | Crossload | Hydrogen | WC | Dispatch-Crossload | EmissionsCost | 0 | [6 empty] | 0.33348 | 0
LCP_Inputs_ON_Diverse_2023_04_03 | 2048 | Electrolyser 2020/2030 | Crossload | Hydrogen | WC | Dispatch-Crossload | FuelCost | 0 | [6 empty] | 0.33348 | 0
LCP_Inputs_ON_Diverse_2023_04_03 | 2048 | Electrolyser 2020/2030 | Crossload | Hydrogen | WC | Dispatch-Crossload | VOM | 0 | [6 empty] | 0.33348 | 0
LCP_Inputs_ON_Diverse_2023_04_03 | 2048 | Electrolyser 2040 | Crossload | Hydrogen | MI | Dispatch-Crossload | EmissionsCost | 0 | [6 empty] | 0.33348 | 0
LCP_Inputs_ON_Diverse_2023_04_03 | 2048 | Electrolyser 2040 | Crossload | Hydrogen | MI | Dispatch-Crossload | FuelCost | 0 | [6 empty] | 0.33348 | 0
LCP_Inputs_ON_Diverse_2023_04_03 | 2048 | Electrolyser 2040 | Crossload | Hydrogen | MI | Dispatch-Crossload | VOM | 0 | [6 empty] | 0.33348 | 0
LCP_Inputs_ON_Diverse_2023_04_03 | 2048 | Electrolyser 2040 | Crossload | Hydrogen | NY | Dispatch-Crossload | EmissionsCost | 0 | [6 empty] | 0.33348 | 0
LCP_Inputs_ON_Diverse_2023_04_03 | 2048 | Electrolyser 2040 | Crossload | Hydrogen | NY | Dispatch-Crossload | FuelCost | 0 | [6 empty] | 0.33348 | 0
LCP_Inputs_ON_Diverse_2023_04_03 | 2048 | Electrolyser 2040 | Crossload | Hydrogen | NY | Dispatch-Crossload | VOM | 0 | [6 empty] | 0.33348 | 0
LCP_Inputs_ON_Diverse_2023_04_03 | 2048 | Electrolyser 2040 | Crossload | Hydrogen | ON | Dispatch-Crossload | EmissionsCost | 0 | [6 empty] | 0.33348 | 0
LCP_Inputs_ON_Diverse_2023_04_03 | 2048 | Electrolyser 2040 | Crossload | Hydrogen | ON | Dispatch-Crossload | FuelCost | 0 | [6 empty] | 0.33348 | 0
LCP_Inputs_ON_Diverse_2023_04_03 | 2048 | Electrolyser 2040 | Crossload | Hydrogen | ON | Dispatch-Crossload | VOM | 0 | [6 empty] | 0.33348 | 0
LCP_Inputs_ON_Diverse_2023_04_03 | 2048 | Electrolyser 2040 | Crossload | Hydrogen | PJ | Dispatch-Crossload | EmissionsCost | 0 | [6 empty] | 0.33348 | 0
LCP_Inputs_ON_Diverse_2023_04_03 | 2048 | Electrolyser 2040 | Crossload | Hydrogen | PJ | Dispatch-Crossload | FuelCost | 0 | [6 empty] | 0.33348 | 0
LCP_Inputs_ON_Diverse_2023_04_03 | 2048 | Electrolyser 2040 | Crossload | Hydrogen | PJ | Dispatch-Crossload | VOM | 0 | [6 empty] | 0.33348 | 0
LCP_Inputs_ON_Diverse_2023_04_03 | 2048 | Electrolyser 2040 | Crossload | Hydrogen | QC | Dispatch-Crossload | EmissionsCost | 0 | [6 empty] | 0.33348 | 0
LCP_Inputs_ON_Diverse_2023_04_03 | 2048 | Electrolyser 2040 | Crossload | Hydrogen | QC | Dispatch-Crossload | FuelCost | 0 | [6 empty] | 0.33348 | 0
LCP_Inputs_ON_Diverse_2023_04_03 | 2048 | Electrolyser 2040 | Crossload | Hydrogen | QC | Dispatch-Crossload | VOM | 0 | [6 empty] | 0.33348 | 0
LCP_Inputs_ON_Diverse_2023_04_03 | 2048 | Electrolyser 2040 | Crossload | Hydrogen | WC | Dispatch-Crossload | EmissionsCost | 0 | [6 empty] | 0.33348 | 0
LCP_Inputs_ON_Diverse_2023_04_03 | 2048 | Electrolyser 2040 | Crossload | Hydrogen | WC | Dispatch-Crossload | FuelCost | 0 | [6 empty] | 0.33348 | 0
LCP_Inputs_ON_Diverse_2023_04_03 | 2048 | Electrolyser 2040 | Crossload | Hydrogen | WC | Dispatch-Crossload | VOM | 0 | [6 empty] | 0.33348 | 0
LCP_Inputs_ON_Diverse_2023_04_03 | 2048 | Electrolyser 2050 | Crossload | Hydrogen | MI | Dispatch-Crossload | EmissionsCost | 0 | [6 empty] | 0.33348 | 0
LCP_Inputs_ON_Diverse_2023_04_03 | 2048 | Electrolyser 2050 | Crossload | Hydrogen | MI | Dispatch-Crossload | FuelCost | 0 | [6 empty] | 0.33348 | 0
LCP_Inputs_ON_Diverse_2023_04_03 | 2048 | Electrolyser 2050 | Crossload | Hydrogen | MI | Dispatch-Crossload | VOM | 0 | [6 empty] | 0.33348 | 0
LCP_Inputs_ON_Diverse_2023_04_03 | 2048 | Electrolyser 2050 | Crossload | Hydrogen | NY | Dispatch-Crossload | EmissionsCost | 0 | [6 empty] | 0.33348 | 0
LCP_Inputs_ON_Diverse_2023_04_03 | 2048 | Electrolyser 2050 | Crossload | Hydrogen | NY | Dispatch-Crossload | FuelCost | 0 | [6 empty] | 0.33348 | 0
LCP_Inputs_ON_Diverse_2023_04_03 | 2048 | Electrolyser 2050 | Crossload | Hydrogen | NY | Dispatch-Crossload | VOM | 0 | [6 empty] | 0.33348 | 0
LCP_Inputs_ON_Diverse_2023_04_03 | 2048 | Electrolyser 2050 | Crossload | Hydrogen | ON | Dispatch-Crossload | EmissionsCost | 0 | [6 empty] | 0.33348 | 0
LCP_Inputs_ON_Diverse_2023_04_03 | 2048 | Electrolyser 2050 | Crossload | Hydrogen | ON | Dispatch-Crossload | FuelCost | 0 | [6 empty] | 0.33348 | 0
LCP_Inputs_ON_Diverse_2023_04_03 | 2048 | Electrolyser 2050 | Crossload | Hydrogen | ON | Dispatch-Crossload | VOM | 0 | [6 empty] | 0.33348 | 0
LCP_Inputs_ON_Diverse_2023_04_03 | 2048 | Electrolyser 2050 | Crossload | Hydrogen | PJ | Dispatch-Crossload | EmissionsCost | 0 | [6 empty] | 0.33348 | 0
LCP_Inputs_ON_Diverse_2023_04_03 | 2048 | Electrolyser 2050 | Crossload | Hydrogen | PJ | Dispatch-Crossload | FuelCost | 0 | [6 empty] | 0.33348 | 0
LCP_Inputs_ON_Diverse_2023_04_03 | 2048 | Electrolyser 2050 | Crossload | Hydrogen | PJ | Dispatch-Crossload | VOM | 0 | [6 empty] | 0.33348 | 0
LCP_Inputs_ON_Diverse_2023_04_03 | 2048 | Electrolyser 2050 | Crossload | Hydrogen | QC | Dispatch-Crossload | EmissionsCost | 0 | [6 empty] | 0.33348 | 0
LCP_Inputs_ON_Diverse_2023_04_03 | 2048 | Electrolyser 2050 | Crossload | Hydrogen | QC | Dispatch-Crossload | FuelCost | 0 | [6 empty] | 0.33348 | 0
LCP_Inputs_ON_Diverse_2023_04_03 | 2048 | Electrolyser 2050 | Crossload | Hydrogen | QC | Dispatch-Crossload | VOM | 0 | [6 empty] | 0.33348 | 0
LCP_Inputs_ON_Diverse_2023_04_03 | 2048 | Electrolyser 2050 | Crossload | Hydrogen | WC | Dispatch-Crossload | EmissionsCost | 0 | [6 empty] | 0.33348 | 0
LCP_Inputs_ON_Diverse_2023_04_03 | 2048 | Electrolyser 2050 | Crossload | Hydrogen | WC | Dispatch-Crossload | FuelCost | 0 | [6 empty] | 0.33348 | 0
LCP_Inputs_ON_Diverse_2023_04_03 | 2048 | Electrolyser 2050 | Crossload | Hydrogen | WC | Dispatch-Crossload | VOM | 0 | [6 empty] | 0.33348 | 0
LCP_Inputs_ON_Diverse_2023_04_03 | 2048 | Fossil Fuel Thermal (Coal, Peat, Oil) | Generation | Electricity | MI | Dispatch-Generation | EmissionsCost | 0 | [6 empty] | 0.33348 | 0
LCP_Inputs_ON_Diverse_2023_04_03 | 2048 | Fossil Fuel Thermal (Coal, Peat, Oil) | Generation | Electricity | MI | Dispatch-Generation | FuelCost | 0 | [6 empty] | 0.33348 | 0
LCP_Inputs_ON_Diverse_2023_04_03 | 2048 | Fossil Fuel Thermal (Coal, Peat, Oil) | Generation | Electricity | MI | Dispatch-Generation | VOM | 0 | [6 empty] | 0.33348 | 0
LCP_Inputs_ON_Diverse_2023_04_03 | 2048 | Fossil Fuel Thermal (Coal, Peat, Oil) | Generation | Electricity | NY | Dispatch-Generation | EmissionsCost | 0 | [6 empty] | 0.33348 | 0
LCP_Inputs_ON_Diverse_2023_04_03 | 2048 | Fossil Fuel Thermal (Coal, Peat, Oil) | Generation | Electricity | NY | Dispatch-Generation | FuelCost | 0 | [6 empty] | 0.33348 | 0
LCP_Inputs_ON_Diverse_2023_04_03 | 2048 | Fossil Fuel Thermal (Coal, Peat, Oil) | Generation | Electricity | NY | Dispatch-Generation | VOM | 0 | [6 empty] | 0.33348 | 0
LCP_Inputs_ON_Diverse_2023_04_03 | 2048 | Fossil Fuel Thermal (Coal, Peat, Oil) | Generation | Electricity | ON | Dispatch-Generation | EmissionsCost | 0 | [6 empty] | 0.33348 | 0
LCP_Inputs_ON_Diverse_2023_04_03 | 2048 | Fossil Fuel Thermal (Coal, Peat, Oil) | Generation | Electricity | ON | Dispatch-Generation | FuelCost | 0 | [6 empty] | 0.33348 | 0
LCP_Inputs_ON_Diverse_2023_04_03 | 2048 | Fossil Fuel Thermal (Coal, Peat, Oil) | Generation | Electricity | ON | Dispatch-Generation | VOM | 0 | [6 empty] | 0.33348 | 0
LCP_Inputs_ON_Diverse_2023_04_03 | 2048 | Fossil Fuel Thermal (Coal, Peat, Oil) | Generation | Electricity | PJ | Dispatch-Generation | EmissionsCost | 0 | [6 empty] | 0.33348 | 0
LCP_Inputs_ON_Diverse_2023_04_03 | 2048 | Fossil Fuel Thermal (Coal, Peat, Oil) | Generation | Electricity | PJ | Dispatch-Generation | FuelCost | 0 | [6 empty] | 0.33348 | 0
LCP_Inputs_ON_Diverse_2023_04_03 | 2048 | Fossil Fuel Thermal (Coal, Peat, Oil) | Generation | Electricity | PJ | Dispatch-Generation | VOM | 0 | [6 empty] | 0.33348 | 0
LCP_Inputs_ON_Diverse_2023_04_03 | 2048 | Fossil Fuel Thermal (Coal, Peat, Oil) | Generation | Electricity | QC | Dispatch-Generation | EmissionsCost | 0 | [6 empty] | 0.33348 | 0
LCP_Inputs_ON_Diverse_2023_04_03 | 2048 | Fossil Fuel Thermal (Coal, Peat, Oil) | Generation | Electricity | QC | Dispatch-Generation | FuelCost | 0 | [6 empty] | 0.33348 | 0
LCP_Inputs_ON_Diverse_2023_04_03 | 2048 | Fossil Fuel Thermal (Coal, Peat, Oil) | Generation | Electricity | QC | Dispatch-Generation | VOM | 0 | [6 empty] | 0.33348 | 0
LCP_Inputs_ON_Diverse_2023_04_03 | 2048 | Fossil Fuel Thermal (Coal, Peat, Oil) | Generation | Electricity | WC | Dispatch-Generation | EmissionsCost | 0 | [6 empty] | 0.33348 | 0
LCP_Inputs_ON_Diverse_2023_04_03 | 2048 | Fossil Fuel Thermal (Coal, Peat, Oil) | Generation | Electricity | WC | Dispatch-Generation | FuelCost | 0 | [6 empty] | 0.33348 | 0
LCP_Inputs_ON_Diverse_2023_04_03 | 2048 | Fossil Fuel Thermal (Coal, Peat, Oil) | Generation | Electricity | WC | Dispatch-Generation | VOM | 0 | [6 empty] | 0.33348 | 0
LCP_Inputs_ON_Diverse_2023_04_03 | 2048 | Generic - Generator | Generation | Electricity | MI | Dispatch-Generation | EmissionsCost | 0 | [6 empty] | 0.33348 | 0
LCP_Inputs_ON_Diverse_2023_04_03 | 2048 | Generic - Generator | Generation | Electricity | MI | Dispatch-Generation | FuelCost | 922715978.5322 | [6 empty] | 0.33348 | 307704991.2306
LCP_Inputs_ON_Diverse_2023_04_03 | 2048 | Generic - Generator | Generation | Electricity | MI | Dispatch-Generation | VOM | 30177343.602 | [6 empty] | 0.33348 | 10063464.2344
LCP_Inputs_ON_Diverse_2023_04_03 | 2048 | Generic - Generator | Generation | Electricity | NY | Dispatch-Generation | EmissionsCost | 0 | [6 empty] | 0.33348 | 0
LCP_Inputs_ON_Diverse_2023_04_03 | 2048 | Generic - Generator | Generation | Electricity | NY | Dispatch-Generation | FuelCost | 169239391.3338 | [6 empty] | 0.33348 | 56437524.263
LCP_Inputs_ON_Diverse_2023_04_03 | 2048 | Generic - Generator | Generation | Electricity | NY | Dispatch-Generation | VOM | 5534959.1663 | [6 empty] | 0.33348 | 1845784.1864
LCP_Inputs_ON_Diverse_2023_04_03 | 2048 | Generic - Generator | Generation | Electricity | ON | Dispatch-Generation | EmissionsCost | 0 | [6 empty] | 0.33348 | 0
LCP_Inputs_ON_Diverse_2023_04_03 | 2048 | Generic - Generator | Generation | Electricity | ON | Dispatch-Generation | FuelCost | 0 | [6 empty] | 0.33348 | 0
LCP_Inputs_ON_Diverse_2023_04_03 | 2048 | Generic - Generator | Generation | Electricity | ON | Dispatch-Generation | VOM | 0 | [6 empty] | 0.33348 | 0
LCP_Inputs_ON_Diverse_2023_04_03 | 2048 | Generic - Generator | Generation | Electricity | PJ | Dispatch-Generation | EmissionsCost | 0 | [6 empty] | 0.33348 | 0
LCP_Inputs_ON_Diverse_2023_04_03 | 2048 | Generic - Generator | Generation | Electricity | PJ | Dispatch-Generation | FuelCost | 5434493471.1405 | [6 empty] | 0.33348 | 1812281140.4439
LCP_Inputs_ON_Diverse_2023_04_03 | 2048 | Generic - Generator | Generation | Electricity | PJ | Dispatch-Generation | VOM | 177734623.2179 | [6 empty] | 0.33348 | 59270492.7096
LCP_Inputs_ON_Diverse_2023_04_03 | 2048 | Generic - Generator | Generation | Electricity | QC | Dispatch-Generation | EmissionsCost | 0 | [6 empty] | 0.33348 | 0
LCP_Inputs_ON_Diverse_2023_04_03 | 2048 | Generic - Generator | Generation | Electricity | QC | Dispatch-Generation | FuelCost | 0 | [6 empty] | 0.33348 | 0
LCP_Inputs_ON_Diverse_2023_04_03 | 2048 | Generic - Generator | Generation | Electricity | QC | Dispatch-Generation | VOM | 0 | [6 empty] | 0.33348 | 0
LCP_Inputs_ON_Diverse_2023_04_03 | 2048 | Generic - Generator | Generation | Electricity | WC | Dispatch-Generation | EmissionsCost | 0 | [6 empty] | 0.33348 | 0
LCP_Inputs_ON_Diverse_2023_04_03 | 2048 | Generic - Generator | Generation | Electricity | WC | Dispatch-Generation | FuelCost | 0 | [6 empty] | 0.33348 | 0
LCP_Inputs_ON_Diverse_2023_04_03 | 2048 | Generic - Generator | Generation | Electricity | WC | Dispatch-Generation | VOM | 0 | [6 empty] | 0.33348 | 0
LCP_Inputs_ON_Diverse_2023_04_03 | 2048 | H2 Import - QC | Import | Hydrogen | MI | Dispatch-Import | EmissionsCost | 0 | [6 empty] | 0.33348 | 0
LCP_Inputs_ON_Diverse_2023_04_03 | 2048 | H2 Import - QC | Import | Hydrogen | MI | Dispatch-Import | FuelCost | 0 | [6 empty] | 0.33348 | 0
LCP_Inputs_ON_Diverse_2023_04_03 | 2048 | H2 Import - QC | Import | Hydrogen | MI | Dispatch-Import | VOM | 0 | [6 empty] | 0.33348 | 0
LCP_Inputs_ON_Diverse_2023_04_03 | 2048 | H2 Import - QC | Import | Hydrogen | NY | Dispatch-Import | EmissionsCost | 0 | [6 empty] | 0.33348 | 0
LCP_Inputs_ON_Diverse_2023_04_03 | 2048 | H2 Import - QC | Import | Hydrogen | NY | Dispatch-Import | FuelCost | 0 | [6 empty] | 0.33348 | 0
LCP_Inputs_ON_Diverse_2023_04_03 | 2048 | H2 Import - QC | Import | Hydrogen | NY | Dispatch-Import | VOM | 0 | [6 empty] | 0.33348 | 0
LCP_Inputs_ON_Diverse_2023_04_03 | 2048 | H2 Import - QC | Import | Hydrogen | ON | Dispatch-Import | EmissionsCost | 0 | [6 empty] | 0.33348 | 0
LCP_Inputs_ON_Diverse_2023_04_03 | 2048 | H2 Import - QC | Import | Hydrogen | ON | Dispatch-Import | FuelCost | 0 | [6 empty] | 0.33348 | 0
LCP_Inputs_ON_Diverse_2023_04_03 | 2048 | H2 Import - QC | Import | Hydrogen | ON | Dispatch-Import | VOM | 0 | [6 empty] | 0.33348 | 0
LCP_Inputs_ON_Diverse_2023_04_03 | 2048 | H2 Import - QC | Import | Hydrogen | PJ | Dispatch-Import | EmissionsCost | 0 | [6 empty] | 0.33348 | 0
LCP_Inputs_ON_Diverse_2023_04_03 | 2048 | H2 Import - QC | Import | Hydrogen | PJ | Dispatch-Import | FuelCost | 0 | [6 empty] | 0.33348 | 0
LCP_Inputs_ON_Diverse_2023_04_03 | 2048 | H2 Import - QC | Import | Hydrogen | PJ | Dispatch-Import | VOM | 0 | [6 empty] | 0.33348 | 0
LCP_Inputs_ON_Diverse_2023_04_03 | 2048 | H2 Import - QC | Import | Hydrogen | QC | Dispatch-Import | EmissionsCost | 0 | [6 empty] | 0.33348 | 0
LCP_Inputs_ON_Diverse_2023_04_03 | 2048 | H2 Import - QC | Import | Hydrogen | QC | Dispatch-Import | FuelCost | 0 | [6 empty] | 0.33348 | 0
LCP_Inputs_ON_Diverse_2023_04_03 | 2048 | H2 Import - QC | Import | Hydrogen | QC | Dispatch-Import | VOM | 0 | [6 empty] | 0.33348 | 0
LCP_Inputs_ON_Diverse_2023_04_03 | 2048 | H2 Import - QC | Import | Hydrogen | WC | Dispatch-Import | EmissionsCost | 0 | [6 empty] | 0.33348 | 0
LCP_Inputs_ON_Diverse_2023_04_03 | 2048 | H2 Import - QC | Import | Hydrogen | WC | Dispatch-Import | FuelCost | 0 | [6 empty] | 0.33348 | 0
LCP_Inputs_ON_Diverse_2023_04_03 | 2048 | H2 Import - QC | Import | Hydrogen | WC | Dispatch-Import | VOM | 0 | [6 empty] | 0.33348 | 0
LCP_Inputs_ON_Diverse_2023_04_03 | 2048 | H2 Import - WC | Import | Hydrogen | MI | Dispatch-Import | EmissionsCost | 0 | [6 empty] | 0.33348 | 0
LCP_Inputs_ON_Diverse_2023_04_03 | 2048 | H2 Import - WC | Import | Hydrogen | MI | Dispatch-Import | FuelCost | 0 | [6 empty] | 0.33348 | 0
LCP_Inputs_ON_Diverse_2023_04_03 | 2048 | H2 Import - WC | Import | Hydrogen | MI | Dispatch-Import | VOM | 0 | [6 empty] | 0.33348 | 0
LCP_Inputs_ON_Diverse_2023_04_03 | 2048 | H2 Import - WC | Import | Hydrogen | NY | Dispatch-Import | EmissionsCost | 0 | [6 empty] | 0.33348 | 0
LCP_Inputs_ON_Diverse_2023_04_03 | 2048 | H2 Import - WC | Import | Hydrogen | NY | Dispatch-Import | FuelCost | 0 | [6 empty] | 0.33348 | 0
LCP_Inputs_ON_Diverse_2023_04_03 | 2048 | H2 Import - WC | Import | Hydrogen | NY | Dispatch-Import | VOM | 0 | [6 empty] | 0.33348 | 0
LCP_Inputs_ON_Diverse_2023_04_03 | 2048 | H2 Import - WC | Import | Hydrogen | ON | Dispatch-Import | EmissionsCost | 0 | [6 empty] | 0.33348 | 0
LCP_Inputs_ON_Diverse_2023_04_03 | 2048 | H2 Import - WC | Import | Hydrogen | ON | Dispatch-Import | FuelCost | 0 | [6 empty] | 0.33348 | 0
LCP_Inputs_ON_Diverse_2023_04_03 | 2048 | H2 Import - WC | Import | Hydrogen | ON | Dispatch-Import | VOM | 0 | [6 empty] | 0.33348 | 0
LCP_Inputs_ON_Diverse_2023_04_03 | 2048 | H2 Import - WC | Import | Hydrogen | PJ | Dispatch-Import | EmissionsCost | 0 | [6 empty] | 0.33348 | 0
LCP_Inputs_ON_Diverse_2023_04_03 | 2048 | H2 Import - WC | Import | Hydrogen | PJ | Dispatch-Import | FuelCost | 0 | [6 empty] | 0.33348 | 0
LCP_Inputs_ON_Diverse_2023_04_03 | 2048 | H2 Import - WC | Import | Hydrogen | PJ | Dispatch-Import | VOM | 0 | [6 empty] | 0.33348 | 0
LCP_Inputs_ON_Diverse_2023_04_03 | 2048 | H2 Import - WC | Import | Hydrogen | QC | Dispatch-Import | EmissionsCost | 0 | [6 empty] | 0.33348 | 0
LCP_Inputs_ON_Diverse_2023_04_03 | 2048 | H2 Import - WC | Import | Hydrogen | QC | Dispatch-Import | FuelCost | 0 | [6 empty] | 0.33348 | 0
LCP_Inputs_ON_Diverse_2023_04_03 | 2048 | H2 Import - WC | Import | Hydrogen | QC | Dispatch-Import | VOM | 0 | [6 empty] | 0.33348 | 0
LCP_Inputs_ON_Diverse_2023_04_03 | 2048 | H2 Import - WC | Import | Hydrogen | WC | Dispatch-Import | EmissionsCost | 0 | [6 empty] | 0.33348 | 0
LCP_Inputs_ON_Diverse_2023_04_03 | 2048 | H2 Import - WC | Import | Hydrogen | WC | Dispatch-Import | FuelCost | 322770984.3754 | [6 empty] | 0.33348 | 107636851.6721
LCP_Inputs_ON_Diverse_2023_04_03 | 2048 | H2 Import - WC | Import | Hydrogen | WC | Dispatch-Import | VOM | 0 | [6 empty] | 0.33348 | 0
LCP_Inputs_ON_Diverse_2023_04_03 | 2048 | H2 Salt Cavern Storage - ON | Storage | Hydrogen | MI | Dispatch-Storage | EmissionsCost | 0 | [6 empty] | 0.33348 | 0
LCP_Inputs_ON_Diverse_2023_04_03 | 2048 | H2 Salt Cavern Storage - ON | Storage | Hydrogen | MI | Dispatch-Storage | FuelCost | 0 | [6 empty] | 0.33348 | 0
LCP_Inputs_ON_Diverse_2023_04_03 | 2048 | H2 Salt Cavern Storage - ON | Storage | Hydrogen | MI | Dispatch-Storage | VOM | 0 | [6 empty] | 0.33348 | 0
LCP_Inputs_ON_Diverse_2023_04_03 | 2048 | H2 Salt Cavern Storage - ON | Storage | Hydrogen | NY | Dispatch-Storage | EmissionsCost | 0 | [6 empty] | 0.33348 | 0
LCP_Inputs_ON_Diverse_2023_04_03 | 2048 | H2 Salt Cavern Storage - ON | Storage | Hydrogen | NY | Dispatch-Storage | FuelCost | 0 | [6 empty] | 0.33348 | 0
LCP_Inputs_ON_Diverse_2023_04_03 | 2048 | H2 Salt Cavern Storage - ON | Storage | Hydrogen | NY | Dispatch-Storage | VOM | 0 | [6 empty] | 0.33348 | 0
LCP_Inputs_ON_Diverse_2023_04_03 | 2048 | H2 Salt Cavern Storage - ON | Storage | Hydrogen | ON | Dispatch-Storage | EmissionsCost | 0 | [6 empty] | 0.33348 | 0
LCP_Inputs_ON_Diverse_2023_04_03 | 2048 | H2 Salt Cavern Storage - ON | Storage | Hydrogen | ON | Dispatch-Storage | FuelCost | 0 | [6 empty] | 0.33348 | 0
LCP_Inputs_ON_Diverse_2023_04_03 | 2048 | H2 Salt Cavern Storage - ON | Storage | Hydrogen | ON | Dispatch-Storage | VOM | 60179086.0056 | [6 empty] | 0.33348 | 20068369.4251
LCP_Inputs_ON_Diverse_2023_04_03 | 2048 | H2 Salt Cavern Storage - ON | Storage | Hydrogen | PJ | Dispatch-Storage | EmissionsCost | 0 | [6 empty] | 0.33348 | 0
LCP_Inputs_ON_Diverse_2023_04_03 | 2048 | H2 Salt Cavern Storage - ON | Storage | Hydrogen | PJ | Dispatch-Storage | FuelCost | 0 | [6 empty] | 0.33348 | 0
LCP_Inputs_ON_Diverse_2023_04_03 | 2048 | H2 Salt Cavern Storage - ON | Storage | Hydrogen | PJ | Dispatch-Storage | VOM | 0 | [6 empty] | 0.33348 | 0
LCP_Inputs_ON_Diverse_2023_04_03 | 2048 | H2 Salt Cavern Storage - ON | Storage | Hydrogen | QC | Dispatch-Storage | EmissionsCost | 0 | [6 empty] | 0.33348 | 0
LCP_Inputs_ON_Diverse_2023_04_03 | 2048 | H2 Salt Cavern Storage - ON | Storage | Hydrogen | QC | Dispatch-Storage | FuelCost | 0 | [6 empty] | 0.33348 | 0
LCP_Inputs_ON_Diverse_2023_04_03 | 2048 | H2 Salt Cavern Storage - ON | Storage | Hydrogen | QC | Dispatch-Storage | VOM | 0 | [6 empty] | 0.33348 | 0
LCP_Inputs_ON_Diverse_2023_04_03 | 2048 | H2 Salt Cavern Storage - ON | Storage | Hydrogen | WC | Dispatch-Storage | EmissionsCost | 0 | [6 empty] | 0.33348 | 0
LCP_Inputs_ON_Diverse_2023_04_03 | 2048 | H2 Salt Cavern Storage - ON | Storage | Hydrogen | WC | Dispatch-Storage | FuelCost | 0 | [6 empty] | 0.33348 | 0
LCP_Inputs_ON_Diverse_2023_04_03 | 2048 | H2 Salt Cavern Storage - ON | Storage | Hydrogen | WC | Dispatch-Storage | VOM | 0 | [6 empty] | 0.33348 | 0
LCP_Inputs_ON_Diverse_2023_04_03 | 2048 | Hydro | Generation | Electricity | MI | Dispatch-Generation | EmissionsCost | 0 | [6 empty] | 0.33348 | 0
LCP_Inputs_ON_Diverse_2023_04_03 | 2048 | Hydro | Generation | Electricity | MI | Dispatch-Generation | FuelCost | 0 | [6 empty] | 0.33348 | 0
LCP_Inputs_ON_Diverse_2023_04_03 | 2048 | Hydro | Generation | Electricity | MI | Dispatch-Generation | VOM | 0 | [6 empty] | 0.33348 | 0
LCP_Inputs_ON_Diverse_2023_04_03 | 2048 | Hydro | Generation | Electricity | NY | Dispatch-Generation | EmissionsCost | 0 | [6 empty] | 0.33348 | 0
LCP_Inputs_ON_Diverse_2023_04_03 | 2048 | Hydro | Generation | Electricity | NY | Dispatch-Generation | FuelCost | 0 | [6 empty] | 0.33348 | 0
LCP_Inputs_ON_Diverse_2023_04_03 | 2048 | Hydro | Generation | Electricity | NY | Dispatch-Generation | VOM | 0 | [6 empty] | 0.33348 | 0
LCP_Inputs_ON_Diverse_2023_04_03 | 2048 | Hydro | Generation | Electricity | ON | Dispatch-Generation | EmissionsCost | 0 | [6 empty] | 0.33348 | 0
LCP_Inputs_ON_Diverse_2023_04_03 | 2048 | Hydro | Generation | Electricity | ON | Dispatch-Generation | FuelCost | 0 | [6 empty] | 0.33348 | 0
LCP_Inputs_ON_Diverse_2023_04_03 | 2048 | Hydro | Generation | Electricity | ON | Dispatch-Generation | VOM | 0 | [6 empty] | 0.33348 | 0
LCP_Inputs_ON_Diverse_2023_04_03 | 2048 | Hydro | Generation | Electricity | PJ | Dispatch-Generation | EmissionsCost | 0 | [6 empty] | 0.33348 | 0
LCP_Inputs_ON_Diverse_2023_04_03 | 2048 | Hydro | Generation | Electricity | PJ | Dispatch-Generation | FuelCost | 0 | [6 empty] | 0.33348 | 0
LCP_Inputs_ON_Diverse_2023_04_03 | 2048 | Hydro | Generation | Electricity | PJ | Dispatch-Generation | VOM | 0 | [6 empty] | 0.33348 | 0
LCP_Inputs_ON_Diverse_2023_04_03 | 2048 | Hydro | Generation | Electricity | QC | Dispatch-Generation | EmissionsCost | 0 | [6 empty] | 0.33348 | 0
LCP_Inputs_ON_Diverse_2023_04_03 | 2048 | Hydro | Generation | Electricity | QC | Dispatch-Generation | FuelCost | 0 | [6 empty] | 0.33348 | 0
LCP_Inputs_ON_Diverse_2023_04_03 | 2048 | Hydro | Generation | Electricity | QC | Dispatch-Generation | VOM | 0 | [6 empty] | 0.33348 | 0
LCP_Inputs_ON_Diverse_2023_04_03 | 2048 | Hydro | Generation | Electricity | WC | Dispatch-Generation | EmissionsCost | 0 | [6 empty] | 0.33348 | 0
LCP_Inputs_ON_Diverse_2023_04_03 | 2048 | Hydro | Generation | Electricity | WC | Dispatch-Generation | FuelCost | 0 | [6 empty] | 0.33348 | 0
LCP_Inputs_ON_Diverse_2023_04_03 | 2048 | Hydro | Generation | Electricity | WC | Dispatch-Generation | VOM | 0 | [6 empty] | 0.33348 | 0
LCP_Inputs_ON_Diverse_2023_04_03 | 2048 | Hydro Pumped Storage | Storage | Electricity | MI | Dispatch-Storage | EmissionsCost | 0 | [6 empty] | 0.33348 | 0
LCP_Inputs_ON_Diverse_2023_04_03 | 2048 | Hydro Pumped Storage | Storage | Electricity | MI | Dispatch-Storage | FuelCost | 0 | [6 empty] | 0.33348 | 0
LCP_Inputs_ON_Diverse_2023_04_03 | 2048 | Hydro Pumped Storage | Storage | Electricity | MI | Dispatch-Storage | VOM | 0 | [6 empty] | 0.33348 | 0
LCP_Inputs_ON_Diverse_2023_04_03 | 2048 | Hydro Pumped Storage | Storage | Electricity | NY | Dispatch-Storage | EmissionsCost | 0 | [6 empty] | 0.33348 | 0
LCP_Inputs_ON_Diverse_2023_04_03 | 2048 | Hydro Pumped Storage | Storage | Electricity | NY | Dispatch-Storage | FuelCost | 0 | [6 empty] | 0.33348 | 0
LCP_Inputs_ON_Diverse_2023_04_03 | 2048 | Hydro Pumped Storage | Storage | Electricity | NY | Dispatch-Storage | VOM | 0 | [6 empty] | 0.33348 | 0
LCP_Inputs_ON_Diverse_2023_04_03 | 2048 | Hydro Pumped Storage | Storage | Electricity | ON | Dispatch-Storage | EmissionsCost | 0 | [6 empty] | 0.33348 | 0
LCP_Inputs_ON_Diverse_2023_04_03 | 2048 | Hydro Pumped Storage | Storage | Electricity | ON | Dispatch-Storage | FuelCost | 0 | [6 empty] | 0.33348 | 0
LCP_Inputs_ON_Diverse_2023_04_03 | 2048 | Hydro Pumped Storage | Storage | Electricity | ON | Dispatch-Storage | VOM | 0 | [6 empty] | 0.33348 | 0
LCP_Inputs_ON_Diverse_2023_04_03 | 2048 | Hydro Pumped Storage | Storage | Electricity | PJ | Dispatch-Storage | EmissionsCost | 0 | [6 empty] | 0.33348 | 0
LCP_Inputs_ON_Diverse_2023_04_03 | 2048 | Hydro Pumped Storage | Storage | Electricity | PJ | Dispatch-Storage | FuelCost | 0 | [6 empty] | 0.33348 | 0
LCP_Inputs_ON_Diverse_2023_04_03 | 2048 | Hydro Pumped Storage | Storage | Electricity | PJ | Dispatch-Storage | VOM | 0 | [6 empty] | 0.33348 | 0
LCP_Inputs_ON_Diverse_2023_04_03 | 2048 | Hydro Pumped Storage | Storage | Electricity | QC | Dispatch-Storage | EmissionsCost | 0 | [6 empty] | 0.33348 | 0
LCP_Inputs_ON_Diverse_2023_04_03 | 2048 | Hydro Pumped Storage | Storage | Electricity | QC | Dispatch-Storage | FuelCost | 0 | [6 empty] | 0.33348 | 0
LCP_Inputs_ON_Diverse_2023_04_03 | 2048 | Hydro Pumped Storage | Storage | Electricity | QC | Dispatch-Storage | VOM | 0 | [6 empty] | 0.33348 | 0
LCP_Inputs_ON_Diverse_2023_04_03 | 2048 | Hydro Pumped Storage | Storage | Electricity | WC | Dispatch-Storage | EmissionsCost | 0 | [6 empty] | 0.33348 | 0
LCP_Inputs_ON_Diverse_2023_04_03 | 2048 | Hydro Pumped Storage | Storage | Electricity | WC | Dispatch-Storage | FuelCost | 0 | [6 empty] | 0.33348 | 0
LCP_Inputs_ON_Diverse_2023_04_03 | 2048 | Hydro Pumped Storage | Storage | Electricity | WC | Dispatch-Storage | VOM | 0 | [6 empty] | 0.33348 | 0
LCP_Inputs_ON_Diverse_2023_04_03 | 2048 | Nuclear | Generation | Electricity | MI | Dispatch-Generation | EmissionsCost | 0 | [6 empty] | 0.33348 | 0
LCP_Inputs_ON_Diverse_2023_04_03 | 2048 | Nuclear | Generation | Electricity | MI | Dispatch-Generation | FuelCost | 0 | [6 empty] | 0.33348 | 0
LCP_Inputs_ON_Diverse_2023_04_03 | 2048 | Nuclear | Generation | Electricity | MI | Dispatch-Generation | VOM | 2762866296.96 | [6 empty] | 0.33348 | 921353666.1951
LCP_Inputs_ON_Diverse_2023_04_03 | 2048 | Nuclear | Generation | Electricity | NY | Dispatch-Generation | EmissionsCost | 0 | [6 empty] | 0.33348 | 0
LCP_Inputs_ON_Diverse_2023_04_03 | 2048 | Nuclear | Generation | Electricity | NY | Dispatch-Generation | FuelCost | 0 | [6 empty] | 0.33348 | 0
LCP_Inputs_ON_Diverse_2023_04_03 | 2048 | Nuclear | Generation | Electricity | NY | Dispatch-Generation | VOM | 2246155230.144 | [6 empty] | 0.33348 | 749042166.2509
LCP_Inputs_ON_Diverse_2023_04_03 | 2048 | Nuclear | Generation | Electricity | ON | Dispatch-Generation | EmissionsCost | 0 | [6 empty] | 0.33348 | 0
LCP_Inputs_ON_Diverse_2023_04_03 | 2048 | Nuclear | Generation | Electricity | ON | Dispatch-Generation | FuelCost | 0 | [6 empty] | 0.33348 | 0
LCP_Inputs_ON_Diverse_2023_04_03 | 2048 | Nuclear | Generation | Electricity | ON | Dispatch-Generation | VOM | 7823178339.984 | [6 empty] | 0.33348 | 2608853730.1907
LCP_Inputs_ON_Diverse_2023_04_03 | 2048 | Nuclear | Generation | Electricity | PJ | Dispatch-Generation | EmissionsCost | 0 | [6 empty] | 0.33348 | 0
LCP_Inputs_ON_Diverse_2023_04_03 | 2048 | Nuclear | Generation | Electricity | PJ | Dispatch-Generation | FuelCost | 0 | [6 empty] | 0.33348 | 0
LCP_Inputs_ON_Diverse_2023_04_03 | 2048 | Nuclear | Generation | Electricity | PJ | Dispatch-Generation | VOM | 6401347648.6848 | [6 empty] | 0.33348 | 2134705226.6679
LCP_Inputs_ON_Diverse_2023_04_03 | 2048 | Nuclear | Generation | Electricity | QC | Dispatch-Generation | EmissionsCost | 0 | [6 empty] | 0.33348 | 0
LCP_Inputs_ON_Diverse_2023_04_03 | 2048 | Nuclear | Generation | Electricity | QC | Dispatch-Generation | FuelCost | 0 | [6 empty] | 0.33348 | 0
LCP_Inputs_ON_Diverse_2023_04_03 | 2048 | Nuclear | Generation | Electricity | QC | Dispatch-Generation | VOM | 0 | [6 empty] | 0.33348 | 0
LCP_Inputs_ON_Diverse_2023_04_03 | 2048 | Nuclear | Generation | Electricity | WC | Dispatch-Generation | EmissionsCost | 0 | [6 empty] | 0.33348 | 0
LCP_Inputs_ON_Diverse_2023_04_03 | 2048 | Nuclear | Generation | Electricity | WC | Dispatch-Generation | FuelCost | 0 | [6 empty] | 0.33348 | 0
LCP_Inputs_ON_Diverse_2023_04_03 | 2048 | Nuclear | Generation | Electricity | WC | Dispatch-Generation | VOM | 0 | [6 empty] | 0.33348 | 0
LCP_Inputs_ON_Diverse_2023_04_03 | 2048 | Nuclear SMR | Generation | Electricity | MI | Dispatch-Generation | EmissionsCost | 0 | [6 empty] | 0.33348 | 0
LCP_Inputs_ON_Diverse_2023_04_03 | 2048 | Nuclear SMR | Generation | Electricity | MI | Dispatch-Generation | FuelCost | 0 | [6 empty] | 0.33348 | 0
LCP_Inputs_ON_Diverse_2023_04_03 | 2048 | Nuclear SMR | Generation | Electricity | MI | Dispatch-Generation | VOM | 0 | [6 empty] | 0.33348 | 0
LCP_Inputs_ON_Diverse_2023_04_03 | 2048 | Nuclear SMR | Generation | Electricity | NY | Dispatch-Generation | EmissionsCost | 0 | [6 empty] | 0.33348 | 0
LCP_Inputs_ON_Diverse_2023_04_03 | 2048 | Nuclear SMR | Generation | Electricity | NY | Dispatch-Generation | FuelCost | 0 | [6 empty] | 0.33348 | 0
LCP_Inputs_ON_Diverse_2023_04_03 | 2048 | Nuclear SMR | Generation | Electricity | NY | Dispatch-Generation | VOM | 0 | [6 empty] | 0.33348 | 0
LCP_Inputs_ON_Diverse_2023_04_03 | 2048 | Nuclear SMR | Generation | Electricity | ON | Dispatch-Generation | EmissionsCost | 0 | [6 empty] | 0.33348 | 0
LCP_Inputs_ON_Diverse_2023_04_03 | 2048 | Nuclear SMR | Generation | Electricity | ON | Dispatch-Generation | FuelCost | 0 | [6 empty] | 0.33348 | 0
LCP_Inputs_ON_Diverse_2023_04_03 | 2048 | Nuclear SMR | Generation | Electricity | ON | Dispatch-Generation | VOM | 17018020.8 | [6 empty] | 0.33348 | 5675126.5426
LCP_Inputs_ON_Diverse_2023_04_03 | 2048 | Nuclear SMR | Generation | Electricity | PJ | Dispatch-Generation | EmissionsCost | 0 | [6 empty] | 0.33348 | 0
LCP_Inputs_ON_Diverse_2023_04_03 | 2048 | Nuclear SMR | Generation | Electricity | PJ | Dispatch-Generation | FuelCost | 0 | [6 empty] | 0.33348 | 0
LCP_Inputs_ON_Diverse_2023_04_03 | 2048 | Nuclear SMR | Generation | Electricity | PJ | Dispatch-Generation | VOM | 0 | [6 empty] | 0.33348 | 0
LCP_Inputs_ON_Diverse_2023_04_03 | 2048 | Nuclear SMR | Generation | Electricity | QC | Dispatch-Generation | EmissionsCost | 0 | [6 empty] | 0.33348 | 0
LCP_Inputs_ON_Diverse_2023_04_03 | 2048 | Nuclear SMR | Generation | Electricity | QC | Dispatch-Generation | FuelCost | 0 | [6 empty] | 0.33348 | 0
LCP_Inputs_ON_Diverse_2023_04_03 | 2048 | Nuclear SMR | Generation | Electricity | QC | Dispatch-Generation | VOM | 0 | [6 empty] | 0.33348 | 0
LCP_Inputs_ON_Diverse_2023_04_03 | 2048 | Nuclear SMR | Generation | Electricity | WC | Dispatch-Generation | EmissionsCost | 0 | [6 empty] | 0.33348 | 0
LCP_Inputs_ON_Diverse_2023_04_03 | 2048 | Nuclear SMR | Generation | Electricity | WC | Dispatch-Generation | FuelCost | 0 | [6 empty] | 0.33348 | 0
LCP_Inputs_ON_Diverse_2023_04_03 | 2048 | Nuclear SMR | Generation | Electricity | WC | Dispatch-Generation | VOM | 0 | [6 empty] | 0.33348 | 0
LCP_Inputs_ON_Diverse_2023_04_03 | 2048 | O/CCGT - CH4 Existing | Crossload | Electricity | MI | Dispatch-Crossload | EmissionsCost | 0 | [6 empty] | 0.33348 | 0
LCP_Inputs_ON_Diverse_2023_04_03 | 2048 | O/CCGT - CH4 Existing | Crossload | Electricity | MI | Dispatch-Crossload | FuelCost | 0 | [6 empty] | 0.33348 | 0
LCP_Inputs_ON_Diverse_2023_04_03 | 2048 | O/CCGT - CH4 Existing | Crossload | Electricity | MI | Dispatch-Crossload | VOM | 0 | [6 empty] | 0.33348 | 0
LCP_Inputs_ON_Diverse_2023_04_03 | 2048 | O/CCGT - CH4 Existing | Crossload | Electricity | NY | Dispatch-Crossload | EmissionsCost | 0 | [6 empty] | 0.33348 | 0
LCP_Inputs_ON_Diverse_2023_04_03 | 2048 | O/CCGT - CH4 Existing | Crossload | Electricity | NY | Dispatch-Crossload | FuelCost | 0 | [6 empty] | 0.33348 | 0
LCP_Inputs_ON_Diverse_2023_04_03 | 2048 | O/CCGT - CH4 Existing | Crossload | Electricity | NY | Dispatch-Crossload | VOM | 0 | [6 empty] | 0.33348 | 0
LCP_Inputs_ON_Diverse_2023_04_03 | 2048 | O/CCGT - CH4 Existing | Crossload | Electricity | ON | Dispatch-Crossload | EmissionsCost | 3390434.5216 | [6 empty] | 0.33348 | 1130633.5308
LCP_Inputs_ON_Diverse_2023_04_03 | 2048 | O/CCGT - CH4 Existing | Crossload | Electricity | ON | Dispatch-Crossload | FuelCost | 0 | [6 empty] | 0.33348 | 0
LCP_Inputs_ON_Diverse_2023_04_03 | 2048 | O/CCGT - CH4 Existing | Crossload | Electricity | ON | Dispatch-Crossload | VOM | 205052.9936 | [6 empty] | 0.33348 | 68380.5538
LCP_Inputs_ON_Diverse_2023_04_03 | 2048 | O/CCGT - CH4 Existing | Crossload | Electricity | PJ | Dispatch-Crossload | EmissionsCost | 0 | [6 empty] | 0.33348 | 0
LCP_Inputs_ON_Diverse_2023_04_03 | 2048 | O/CCGT - CH4 Existing | Crossload | Electricity | PJ | Dispatch-Crossload | FuelCost | 0 | [6 empty] | 0.33348 | 0
LCP_Inputs_ON_Diverse_2023_04_03 | 2048 | O/CCGT - CH4 Existing | Crossload | Electricity | PJ | Dispatch-Crossload | VOM | 0 | [6 empty] | 0.33348 | 0
LCP_Inputs_ON_Diverse_2023_04_03 | 2048 | O/CCGT - CH4 Existing | Crossload | Electricity | QC | Dispatch-Crossload | EmissionsCost | 0 | [6 empty] | 0.33348 | 0
LCP_Inputs_ON_Diverse_2023_04_03 | 2048 | O/CCGT - CH4 Existing | Crossload | Electricity | QC | Dispatch-Crossload | FuelCost | 0 | [6 empty] | 0.33348 | 0
LCP_Inputs_ON_Diverse_2023_04_03 | 2048 | O/CCGT - CH4 Existing | Crossload | Electricity | QC | Dispatch-Crossload | VOM | 0 | [6 empty] | 0.33348 | 0
LCP_Inputs_ON_Diverse_2023_04_03 | 2048 | O/CCGT - CH4 Existing | Crossload | Electricity | WC | Dispatch-Crossload | EmissionsCost | 0 | [6 empty] | 0.33348 | 0
LCP_Inputs_ON_Diverse_2023_04_03 | 2048 | O/CCGT - CH4 Existing | Crossload | Electricity | WC | Dispatch-Crossload | FuelCost | 0 | [6 empty] | 0.33348 | 0
LCP_Inputs_ON_Diverse_2023_04_03 | 2048 | O/CCGT - CH4 Existing | Crossload | Electricity | WC | Dispatch-Crossload | VOM | 0 | [6 empty] | 0.33348 | 0
LCP_Inputs_ON_Diverse_2023_04_03 | 2048 | O/CCGT - CH4 New | Crossload | Electricity | MI | Dispatch-Crossload | EmissionsCost | 0 | [6 empty] | 0.33348 | 0
LCP_Inputs_ON_Diverse_2023_04_03 | 2048 | O/CCGT - CH4 New | Crossload | Electricity | MI | Dispatch-Crossload | FuelCost | 0 | [6 empty] | 0.33348 | 0
LCP_Inputs_ON_Diverse_2023_04_03 | 2048 | O/CCGT - CH4 New | Crossload | Electricity | MI | Dispatch-Crossload | VOM | 0 | [6 empty] | 0.33348 | 0
LCP_Inputs_ON_Diverse_2023_04_03 | 2048 | O/CCGT - CH4 New | Crossload | Electricity | NY | Dispatch-Crossload | EmissionsCost | 0 | [6 empty] | 0.33348 | 0
LCP_Inputs_ON_Diverse_2023_04_03 | 2048 | O/CCGT - CH4 New | Crossload | Electricity | NY | Dispatch-Crossload | FuelCost | 0 | [6 empty] | 0.33348 | 0
LCP_Inputs_ON_Diverse_2023_04_03 | 2048 | O/CCGT - CH4 New | Crossload | Electricity | NY | Dispatch-Crossload | VOM | 0 | [6 empty] | 0.33348 | 0
LCP_Inputs_ON_Diverse_2023_04_03 | 2048 | O/CCGT - CH4 New | Crossload | Electricity | ON | Dispatch-Crossload | EmissionsCost | 1511114.6946 | [6 empty] | 0.33348 | 503922.7072
LCP_Inputs_ON_Diverse_2023_04_03 | 2048 | O/CCGT - CH4 New | Crossload | Electricity | ON | Dispatch-Crossload | FuelCost | 0 | [6 empty] | 0.33348 | 0
LCP_Inputs_ON_Diverse_2023_04_03 | 2048 | O/CCGT - CH4 New | Crossload | Electricity | ON | Dispatch-Crossload | VOM | 91392 | [6 empty] | 0.33348 | 30477.1731
LCP_Inputs_ON_Diverse_2023_04_03 | 2048 | O/CCGT - CH4 New | Crossload | Electricity | PJ | Dispatch-Crossload | EmissionsCost | 0 | [6 empty] | 0.33348 | 0
LCP_Inputs_ON_Diverse_2023_04_03 | 2048 | O/CCGT - CH4 New | Crossload | Electricity | PJ | Dispatch-Crossload | FuelCost | 0 | [6 empty] | 0.33348 | 0
LCP_Inputs_ON_Diverse_2023_04_03 | 2048 | O/CCGT - CH4 New | Crossload | Electricity | PJ | Dispatch-Crossload | VOM | 0 | [6 empty] | 0.33348 | 0
LCP_Inputs_ON_Diverse_2023_04_03 | 2048 | O/CCGT - CH4 New | Crossload | Electricity | QC | Dispatch-Crossload | EmissionsCost | 0 | [6 empty] | 0.33348 | 0
LCP_Inputs_ON_Diverse_2023_04_03 | 2048 | O/CCGT - CH4 New | Crossload | Electricity | QC | Dispatch-Crossload | FuelCost | 0 | [6 empty] | 0.33348 | 0
LCP_Inputs_ON_Diverse_2023_04_03 | 2048 | O/CCGT - CH4 New | Crossload | Electricity | QC | Dispatch-Crossload | VOM | 0 | [6 empty] | 0.33348 | 0
LCP_Inputs_ON_Diverse_2023_04_03 | 2048 | O/CCGT - CH4 New | Crossload | Electricity | WC | Dispatch-Crossload | EmissionsCost | 0 | [6 empty] | 0.33348 | 0
LCP_Inputs_ON_Diverse_2023_04_03 | 2048 | O/CCGT - CH4 New | Crossload | Electricity | WC | Dispatch-Crossload | FuelCost | 0 | [6 empty] | 0.33348 | 0
LCP_Inputs_ON_Diverse_2023_04_03 | 2048 | O/CCGT - CH4 New | Crossload | Electricity | WC | Dispatch-Crossload | VOM | 0 | [6 empty] | 0.33348 | 0
LCP_Inputs_ON_Diverse_2023_04_03 | 2048 | O/CCGT - H2 New | Crossload | Electricity | MI | Dispatch-Crossload | EmissionsCost | 0 | [6 empty] | 0.33348 | 0
LCP_Inputs_ON_Diverse_2023_04_03 | 2048 | O/CCGT - H2 New | Crossload | Electricity | MI | Dispatch-Crossload | FuelCost | 0 | [6 empty] | 0.33348 | 0
LCP_Inputs_ON_Diverse_2023_04_03 | 2048 | O/CCGT - H2 New | Crossload | Electricity | MI | Dispatch-Crossload | VOM | 0 | [6 empty] | 0.33348 | 0
LCP_Inputs_ON_Diverse_2023_04_03 | 2048 | O/CCGT - H2 New | Crossload | Electricity | NY | Dispatch-Crossload | EmissionsCost | 0 | [6 empty] | 0.33348 | 0
LCP_Inputs_ON_Diverse_2023_04_03 | 2048 | O/CCGT - H2 New | Crossload | Electricity | NY | Dispatch-Crossload | FuelCost | 0 | [6 empty] | 0.33348 | 0
LCP_Inputs_ON_Diverse_2023_04_03 | 2048 | O/CCGT - H2 New | Crossload | Electricity | NY | Dispatch-Crossload | VOM | 0 | [6 empty] | 0.33348 | 0
LCP_Inputs_ON_Diverse_2023_04_03 | 2048 | O/CCGT - H2 New | Crossload | Electricity | ON | Dispatch-Crossload | EmissionsCost | 0 | [6 empty] | 0.33348 | 0
LCP_Inputs_ON_Diverse_2023_04_03 | 2048 | O/CCGT - H2 New | Crossload | Electricity | ON | Dispatch-Crossload | FuelCost | 0 | [6 empty] | 0.33348 | 0
LCP_Inputs_ON_Diverse_2023_04_03 | 2048 | O/CCGT - H2 New | Crossload | Electricity | ON | Dispatch-Crossload | VOM | 7909597.6597 | [6 empty] | 0.33348 | 2637672.6264
LCP_Inputs_ON_Diverse_2023_04_03 | 2048 | O/CCGT - H2 New | Crossload | Electricity | PJ | Dispatch-Crossload | EmissionsCost | 0 | [6 empty] | 0.33348 | 0
LCP_Inputs_ON_Diverse_2023_04_03 | 2048 | O/CCGT - H2 New | Crossload | Electricity | PJ | Dispatch-Crossload | FuelCost | 0 | [6 empty] | 0.33348 | 0
LCP_Inputs_ON_Diverse_2023_04_03 | 2048 | O/CCGT - H2 New | Crossload | Electricity | PJ | Dispatch-Crossload | VOM | 0 | [6 empty] | 0.33348 | 0
LCP_Inputs_ON_Diverse_2023_04_03 | 2048 | O/CCGT - H2 New | Crossload | Electricity | QC | Dispatch-Crossload | EmissionsCost | 0 | [6 empty] | 0.33348 | 0
LCP_Inputs_ON_Diverse_2023_04_03 | 2048 | O/CCGT - H2 New | Crossload | Electricity | QC | Dispatch-Crossload | FuelCost | 0 | [6 empty] | 0.33348 | 0
LCP_Inputs_ON_Diverse_2023_04_03 | 2048 | O/CCGT - H2 New | Crossload | Electricity | QC | Dispatch-Crossload | VOM | 0 | [6 empty] | 0.33348 | 0
LCP_Inputs_ON_Diverse_2023_04_03 | 2048 | O/CCGT - H2 New | Crossload | Electricity | WC | Dispatch-Crossload | EmissionsCost | 0 | [6 empty] | 0.33348 | 0
LCP_Inputs_ON_Diverse_2023_04_03 | 2048 | O/CCGT - H2 New | Crossload | Electricity | WC | Dispatch-Crossload | FuelCost | 0 | [6 empty] | 0.33348 | 0
LCP_Inputs_ON_Diverse_2023_04_03 | 2048 | O/CCGT - H2 New | Crossload | Electricity | WC | Dispatch-Crossload | VOM | 0 | [6 empty] | 0.33348 | 0
LCP_Inputs_ON_Diverse_2023_04_03 | 2048 | SMR CCS | Crossload | Hydrogen | MI | Dispatch-Crossload | EmissionsCost | 0 | [6 empty] | 0.33348 | 0
LCP_Inputs_ON_Diverse_2023_04_03 | 2048 | SMR CCS | Crossload | Hydrogen | MI | Dispatch-Crossload | FuelCost | 0 | [6 empty] | 0.33348 | 0
LCP_Inputs_ON_Diverse_2023_04_03 | 2048 | SMR CCS | Crossload | Hydrogen | MI | Dispatch-Crossload | VOM | 0 | [6 empty] | 0.33348 | 0
LCP_Inputs_ON_Diverse_2023_04_03 | 2048 | SMR CCS | Crossload | Hydrogen | NY | Dispatch-Crossload | EmissionsCost | 0 | [6 empty] | 0.33348 | 0
LCP_Inputs_ON_Diverse_2023_04_03 | 2048 | SMR CCS | Crossload | Hydrogen | NY | Dispatch-Crossload | FuelCost | 0 | [6 empty] | 0.33348 | 0
LCP_Inputs_ON_Diverse_2023_04_03 | 2048 | SMR CCS | Crossload | Hydrogen | NY | Dispatch-Crossload | VOM | 0 | [6 empty] | 0.33348 | 0
LCP_Inputs_ON_Diverse_2023_04_03 | 2048 | SMR CCS | Crossload | Hydrogen | ON | Dispatch-Crossload | EmissionsCost | 226893188.4492 | [6 empty] | 0.33348 | 75663766.7347
LCP_Inputs_ON_Diverse_2023_04_03 | 2048 | SMR CCS | Crossload | Hydrogen | ON | Dispatch-Crossload | FuelCost | 0 | [6 empty] | 0.33348 | 0
LCP_Inputs_ON_Diverse_2023_04_03 | 2048 | SMR CCS | Crossload | Hydrogen | ON | Dispatch-Crossload | VOM | 449952760.7082 | [6 empty] | 0.33348 | 150049108.8365
LCP_Inputs_ON_Diverse_2023_04_03 | 2048 | SMR CCS | Crossload | Hydrogen | PJ | Dispatch-Crossload | EmissionsCost | 0 | [6 empty] | 0.33348 | 0
LCP_Inputs_ON_Diverse_2023_04_03 | 2048 | SMR CCS | Crossload | Hydrogen | PJ | Dispatch-Crossload | FuelCost | 0 | [6 empty] | 0.33348 | 0
LCP_Inputs_ON_Diverse_2023_04_03 | 2048 | SMR CCS | Crossload | Hydrogen | PJ | Dispatch-Crossload | VOM | 0 | [6 empty] | 0.33348 | 0
LCP_Inputs_ON_Diverse_2023_04_03 | 2048 | SMR CCS | Crossload | Hydrogen | QC | Dispatch-Crossload | EmissionsCost | 0 | [6 empty] | 0.33348 | 0
LCP_Inputs_ON_Diverse_2023_04_03 | 2048 | SMR CCS | Crossload | Hydrogen | QC | Dispatch-Crossload | FuelCost | 0 | [6 empty] | 0.33348 | 0
LCP_Inputs_ON_Diverse_2023_04_03 | 2048 | SMR CCS | Crossload | Hydrogen | QC | Dispatch-Crossload | VOM | 0 | [6 empty] | 0.33348 | 0
LCP_Inputs_ON_Diverse_2023_04_03 | 2048 | SMR CCS | Crossload | Hydrogen | WC | Dispatch-Crossload | EmissionsCost | 0 | [6 empty] | 0.33348 | 0
LCP_Inputs_ON_Diverse_2023_04_03 | 2048 | SMR CCS | Crossload | Hydrogen | WC | Dispatch-Crossload | FuelCost | 0 | [6 empty] | 0.33348 | 0
LCP_Inputs_ON_Diverse_2023_04_03 | 2048 | SMR CCS | Crossload | Hydrogen | WC | Dispatch-Crossload | VOM | 0 | [6 empty] | 0.33348 | 0
LCP_Inputs_ON_Diverse_2023_04_03 | 2048 | Solar PV | Generation | Electricity | MI | Dispatch-Generation | EmissionsCost | 0 | [6 empty] | 0.33348 | 0
LCP_Inputs_ON_Diverse_2023_04_03 | 2048 | Solar PV | Generation | Electricity | MI | Dispatch-Generation | FuelCost | 0 | [6 empty] | 0.33348 | 0
LCP_Inputs_ON_Diverse_2023_04_03 | 2048 | Solar PV | Generation | Electricity | MI | Dispatch-Generation | VOM | 0 | [6 empty] | 0.33348 | 0
LCP_Inputs_ON_Diverse_2023_04_03 | 2048 | Solar PV | Generation | Electricity | NY | Dispatch-Generation | EmissionsCost | 0 | [6 empty] | 0.33348 | 0
LCP_Inputs_ON_Diverse_2023_04_03 | 2048 | Solar PV | Generation | Electricity | NY | Dispatch-Generation | FuelCost | 0 | [6 empty] | 0.33348 | 0
LCP_Inputs_ON_Diverse_2023_04_03 | 2048 | Solar PV | Generation | Electricity | NY | Dispatch-Generation | VOM | 0 | [6 empty] | 0.33348 | 0
LCP_Inputs_ON_Diverse_2023_04_03 | 2048 | Solar PV | Generation | Electricity | ON | Dispatch-Generation | EmissionsCost | 0 | [6 empty] | 0.33348 | 0
LCP_Inputs_ON_Diverse_2023_04_03 | 2048 | Solar PV | Generation | Electricity | ON | Dispatch-Generation | FuelCost | 0 | [6 empty] | 0.33348 | 0
LCP_Inputs_ON_Diverse_2023_04_03 | 2048 | Solar PV | Generation | Electricity | ON | Dispatch-Generation | VOM | 0 | [6 empty] | 0.33348 | 0
LCP_Inputs_ON_Diverse_2023_04_03 | 2048 | Solar PV | Generation | Electricity | PJ | Dispatch-Generation | EmissionsCost | 0 | [6 empty] | 0.33348 | 0
LCP_Inputs_ON_Diverse_2023_04_03 | 2048 | Solar PV | Generation | Electricity | PJ | Dispatch-Generation | FuelCost | 0 | [6 empty] | 0.33348 | 0
LCP_Inputs_ON_Diverse_2023_04_03 | 2048 | Solar PV | Generation | Electricity | PJ | Dispatch-Generation | VOM | 0 | [6 empty] | 0.33348 | 0
LCP_Inputs_ON_Diverse_2023_04_03 | 2048 | Solar PV | Generation | Electricity | QC | Dispatch-Generation | EmissionsCost | 0 | [6 empty] | 0.33348 | 0
LCP_Inputs_ON_Diverse_2023_04_03 | 2048 | Solar PV | Generation | Electricity | QC | Dispatch-Generation | FuelCost | 0 | [6 empty] | 0.33348 | 0
LCP_Inputs_ON_Diverse_2023_04_03 | 2048 | Solar PV | Generation | Electricity | QC | Dispatch-Generation | VOM | 0 | [6 empty] | 0.33348 | 0
LCP_Inputs_ON_Diverse_2023_04_03 | 2048 | Solar PV | Generation | Electricity | WC | Dispatch-Generation | EmissionsCost | 0 | [6 empty] | 0.33348 | 0
LCP_Inputs_ON_Diverse_2023_04_03 | 2048 | Solar PV | Generation | Electricity | WC | Dispatch-Generation | FuelCost | 0 | [6 empty] | 0.33348 | 0
LCP_Inputs_ON_Diverse_2023_04_03 | 2048 | Solar PV | Generation | Electricity | WC | Dispatch-Generation | VOM | 0 | [6 empty] | 0.33348 | 0
LCP_Inputs_ON_Diverse_2023_04_03 | 2048 | Wind Offshore | Generation | Electricity | MI | Dispatch-Generation | EmissionsCost | 0 | [6 empty] | 0.33348 | 0
LCP_Inputs_ON_Diverse_2023_04_03 | 2048 | Wind Offshore | Generation | Electricity | MI | Dispatch-Generation | FuelCost | 0 | [6 empty] | 0.33348 | 0
LCP_Inputs_ON_Diverse_2023_04_03 | 2048 | Wind Offshore | Generation | Electricity | MI | Dispatch-Generation | VOM | 0 | [6 empty] | 0.33348 | 0
LCP_Inputs_ON_Diverse_2023_04_03 | 2048 | Wind Offshore | Generation | Electricity | NY | Dispatch-Generation | EmissionsCost | 0 | [6 empty] | 0.33348 | 0
LCP_Inputs_ON_Diverse_2023_04_03 | 2048 | Wind Offshore | Generation | Electricity | NY | Dispatch-Generation | FuelCost | 0 | [6 empty] | 0.33348 | 0
LCP_Inputs_ON_Diverse_2023_04_03 | 2048 | Wind Offshore | Generation | Electricity | NY | Dispatch-Generation | VOM | 0 | [6 empty] | 0.33348 | 0
LCP_Inputs_ON_Diverse_2023_04_03 | 2048 | Wind Offshore | Generation | Electricity | ON | Dispatch-Generation | EmissionsCost | 0 | [6 empty] | 0.33348 | 0
LCP_Inputs_ON_Diverse_2023_04_03 | 2048 | Wind Offshore | Generation | Electricity | ON | Dispatch-Generation | FuelCost | 0 | [6 empty] | 0.33348 | 0
LCP_Inputs_ON_Diverse_2023_04_03 | 2048 | Wind Offshore | Generation | Electricity | ON | Dispatch-Generation | VOM | 0 | [6 empty] | 0.33348 | 0
LCP_Inputs_ON_Diverse_2023_04_03 | 2048 | Wind Offshore | Generation | Electricity | PJ | Dispatch-Generation | EmissionsCost | 0 | [6 empty] | 0.33348 | 0
LCP_Inputs_ON_Diverse_2023_04_03 | 2048 | Wind Offshore | Generation | Electricity | PJ | Dispatch-Generation | FuelCost | 0 | [6 empty] | 0.33348 | 0
LCP_Inputs_ON_Diverse_2023_04_03 | 2048 | Wind Offshore | Generation | Electricity | PJ | Dispatch-Generation | VOM | 0 | [6 empty] | 0.33348 | 0
LCP_Inputs_ON_Diverse_2023_04_03 | 2048 | Wind Offshore | Generation | Electricity | QC | Dispatch-Generation | EmissionsCost | 0 | [6 empty] | 0.33348 | 0
LCP_Inputs_ON_Diverse_2023_04_03 | 2048 | Wind Offshore | Generation | Electricity | QC | Dispatch-Generation | FuelCost | 0 | [6 empty] | 0.33348 | 0
LCP_Inputs_ON_Diverse_2023_04_03 | 2048 | Wind Offshore | Generation | Electricity | QC | Dispatch-Generation | VOM | 0 | [6 empty] | 0.33348 | 0
LCP_Inputs_ON_Diverse_2023_04_03 | 2048 | Wind Offshore | Generation | Electricity | WC | Dispatch-Generation | EmissionsCost | 0 | [6 empty] | 0.33348 | 0
LCP_Inputs_ON_Diverse_2023_04_03 | 2048 | Wind Offshore | Generation | Electricity | WC | Dispatch-Generation | FuelCost | 0 | [6 empty] | 0.33348 | 0
LCP_Inputs_ON_Diverse_2023_04_03 | 2048 | Wind Offshore | Generation | Electricity | WC | Dispatch-Generation | VOM | 0 | [6 empty] | 0.33348 | 0
LCP_Inputs_ON_Diverse_2023_04_03 | 2048 | Wind Onshore | Generation | Electricity | MI | Dispatch-Generation | EmissionsCost | 0 | [6 empty] | 0.33348 | 0
LCP_Inputs_ON_Diverse_2023_04_03 | 2048 | Wind Onshore | Generation | Electricity | MI | Dispatch-Generation | FuelCost | 0 | [6 empty] | 0.33348 | 0
LCP_Inputs_ON_Diverse_2023_04_03 | 2048 | Wind Onshore | Generation | Electricity | MI | Dispatch-Generation | VOM | 0 | [6 empty] | 0.33348 | 0
LCP_Inputs_ON_Diverse_2023_04_03 | 2048 | Wind Onshore | Generation | Electricity | NY | Dispatch-Generation | EmissionsCost | 0 | [6 empty] | 0.33348 | 0
LCP_Inputs_ON_Diverse_2023_04_03 | 2048 | Wind Onshore | Generation | Electricity | NY | Dispatch-Generation | FuelCost | 0 | [6 empty] | 0.33348 | 0
LCP_Inputs_ON_Diverse_2023_04_03 | 2048 | Wind Onshore | Generation | Electricity | NY | Dispatch-Generation | VOM | 0 | [6 empty] | 0.33348 | 0
LCP_Inputs_ON_Diverse_2023_04_03 | 2048 | Wind Onshore | Generation | Electricity | ON | Dispatch-Generation | EmissionsCost | 0 | [6 empty] | 0.33348 | 0
LCP_Inputs_ON_Diverse_2023_04_03 | 2048 | Wind Onshore | Generation | Electricity | ON | Dispatch-Generation | FuelCost | 0 | [6 empty] | 0.33348 | 0
LCP_Inputs_ON_Diverse_2023_04_03 | 2048 | Wind Onshore | Generation | Electricity | ON | Dispatch-Generation | VOM | 0 | [6 empty] | 0.33348 | 0
LCP_Inputs_ON_Diverse_2023_04_03 | 2048 | Wind Onshore | Generation | Electricity | PJ | Dispatch-Generation | EmissionsCost | 0 | [6 empty] | 0.33348 | 0
LCP_Inputs_ON_Diverse_2023_04_03 | 2048 | Wind Onshore | Generation | Electricity | PJ | Dispatch-Generation | FuelCost | 0 | [6 empty] | 0.33348 | 0
LCP_Inputs_ON_Diverse_2023_04_03 | 2048 | Wind Onshore | Generation | Electricity | PJ | Dispatch-Generation | VOM | 0 | [6 empty] | 0.33348 | 0
LCP_Inputs_ON_Diverse_2023_04_03 | 2048 | Wind Onshore | Generation | Electricity | QC | Dispatch-Generation | EmissionsCost | 0 | [6 empty] | 0.33348 | 0
LCP_Inputs_ON_Diverse_2023_04_03 | 2048 | Wind Onshore | Generation | Electricity | QC | Dispatch-Generation | FuelCost | 0 | [6 empty] | 0.33348 | 0
LCP_Inputs_ON_Diverse_2023_04_03 | 2048 | Wind Onshore | Generation | Electricity | QC | Dispatch-Generation | VOM | 0 | [6 empty] | 0.33348 | 0
LCP_Inputs_ON_Diverse_2023_04_03 | 2048 | Wind Onshore | Generation | Electricity | WC | Dispatch-Generation | EmissionsCost | 0 | [6 empty] | 0.33348 | 0
LCP_Inputs_ON_Diverse_2023_04_03 | 2048 | Wind Onshore | Generation | Electricity | WC | Dispatch-Generation | FuelCost | 0 | [6 empty] | 0.33348 | 0
LCP_Inputs_ON_Diverse_2023_04_03 | 2048 | Wind Onshore | Generation | Electricity | WC | Dispatch-Generation | VOM | 0 | [6 empty] | 0.33348 | 0
LCP_Inputs_ON_Diverse_2023_04_03 | 2049 | Anaerobic Digestion | Generation | Methane | MI | Dispatch-Generation | EmissionsCost | 0 | [6 empty] | 0.32065 | 0
LCP_Inputs_ON_Diverse_2023_04_03 | 2049 | Anaerobic Digestion | Generation | Methane | MI | Dispatch-Generation | FuelCost | 0 | [6 empty] | 0.32065 | 0
LCP_Inputs_ON_Diverse_2023_04_03 | 2049 | Anaerobic Digestion | Generation | Methane | MI | Dispatch-Generation | VOM | 0 | [6 empty] | 0.32065 | 0
LCP_Inputs_ON_Diverse_2023_04_03 | 2049 | Anaerobic Digestion | Generation | Methane | NY | Dispatch-Generation | EmissionsCost | 0 | [6 empty] | 0.32065 | 0
LCP_Inputs_ON_Diverse_2023_04_03 | 2049 | Anaerobic Digestion | Generation | Methane | NY | Dispatch-Generation | FuelCost | 0 | [6 empty] | 0.32065 | 0
LCP_Inputs_ON_Diverse_2023_04_03 | 2049 | Anaerobic Digestion | Generation | Methane | NY | Dispatch-Generation | VOM | 0 | [6 empty] | 0.32065 | 0
LCP_Inputs_ON_Diverse_2023_04_03 | 2049 | Anaerobic Digestion | Generation | Methane | ON | Dispatch-Generation | EmissionsCost | 3867281.1607 | [6 empty] | 0.32065 | 1240049.1752
LCP_Inputs_ON_Diverse_2023_04_03 | 2049 | Anaerobic Digestion | Generation | Methane | ON | Dispatch-Generation | FuelCost | 0 | [6 empty] | 0.32065 | 0
LCP_Inputs_ON_Diverse_2023_04_03 | 2049 | Anaerobic Digestion | Generation | Methane | ON | Dispatch-Generation | VOM | 1742440000 | [6 empty] | 0.32065 | 558715851.0165
LCP_Inputs_ON_Diverse_2023_04_03 | 2049 | Anaerobic Digestion | Generation | Methane | PJ | Dispatch-Generation | EmissionsCost | 0 | [6 empty] | 0.32065 | 0
LCP_Inputs_ON_Diverse_2023_04_03 | 2049 | Anaerobic Digestion | Generation | Methane | PJ | Dispatch-Generation | FuelCost | 0 | [6 empty] | 0.32065 | 0
LCP_Inputs_ON_Diverse_2023_04_03 | 2049 | Anaerobic Digestion | Generation | Methane | PJ | Dispatch-Generation | VOM | 0 | [6 empty] | 0.32065 | 0
LCP_Inputs_ON_Diverse_2023_04_03 | 2049 | Anaerobic Digestion | Generation | Methane | QC | Dispatch-Generation | EmissionsCost | 0 | [6 empty] | 0.32065 | 0
LCP_Inputs_ON_Diverse_2023_04_03 | 2049 | Anaerobic Digestion | Generation | Methane | QC | Dispatch-Generation | FuelCost | 0 | [6 empty] | 0.32065 | 0
LCP_Inputs_ON_Diverse_2023_04_03 | 2049 | Anaerobic Digestion | Generation | Methane | QC | Dispatch-Generation | VOM | 0 | [6 empty] | 0.32065 | 0
LCP_Inputs_ON_Diverse_2023_04_03 | 2049 | Anaerobic Digestion | Generation | Methane | WC | Dispatch-Generation | EmissionsCost | 0 | [6 empty] | 0.32065 | 0
LCP_Inputs_ON_Diverse_2023_04_03 | 2049 | Anaerobic Digestion | Generation | Methane | WC | Dispatch-Generation | FuelCost | 0 | [6 empty] | 0.32065 | 0
LCP_Inputs_ON_Diverse_2023_04_03 | 2049 | Anaerobic Digestion | Generation | Methane | WC | Dispatch-Generation | VOM | 0 | [6 empty] | 0.32065 | 0
LCP_Inputs_ON_Diverse_2023_04_03 | 2049 | Battery Storage | Storage | Electricity | MI | Dispatch-Storage | EmissionsCost | 0 | [6 empty] | 0.32065 | 0
LCP_Inputs_ON_Diverse_2023_04_03 | 2049 | Battery Storage | Storage | Electricity | MI | Dispatch-Storage | FuelCost | 0 | [6 empty] | 0.32065 | 0
LCP_Inputs_ON_Diverse_2023_04_03 | 2049 | Battery Storage | Storage | Electricity | MI | Dispatch-Storage | VOM | 0 | [6 empty] | 0.32065 | 0
LCP_Inputs_ON_Diverse_2023_04_03 | 2049 | Battery Storage | Storage | Electricity | NY | Dispatch-Storage | EmissionsCost | 0 | [6 empty] | 0.32065 | 0
LCP_Inputs_ON_Diverse_2023_04_03 | 2049 | Battery Storage | Storage | Electricity | NY | Dispatch-Storage | FuelCost | 0 | [6 empty] | 0.32065 | 0
LCP_Inputs_ON_Diverse_2023_04_03 | 2049 | Battery Storage | Storage | Electricity | NY | Dispatch-Storage | VOM | 0 | [6 empty] | 0.32065 | 0
LCP_Inputs_ON_Diverse_2023_04_03 | 2049 | Battery Storage | Storage | Electricity | ON | Dispatch-Storage | EmissionsCost | 0 | [6 empty] | 0.32065 | 0
LCP_Inputs_ON_Diverse_2023_04_03 | 2049 | Battery Storage | Storage | Electricity | ON | Dispatch-Storage | FuelCost | 0 | [6 empty] | 0.32065 | 0
LCP_Inputs_ON_Diverse_2023_04_03 | 2049 | Battery Storage | Storage | Electricity | ON | Dispatch-Storage | VOM | 0 | [6 empty] | 0.32065 | 0
LCP_Inputs_ON_Diverse_2023_04_03 | 2049 | Battery Storage | Storage | Electricity | PJ | Dispatch-Storage | EmissionsCost | 0 | [6 empty] | 0.32065 | 0
LCP_Inputs_ON_Diverse_2023_04_03 | 2049 | Battery Storage | Storage | Electricity | PJ | Dispatch-Storage | FuelCost | 0 | [6 empty] | 0.32065 | 0
LCP_Inputs_ON_Diverse_2023_04_03 | 2049 | Battery Storage | Storage | Electricity | PJ | Dispatch-Storage | VOM | 0 | [6 empty] | 0.32065 | 0
LCP_Inputs_ON_Diverse_2023_04_03 | 2049 | Battery Storage | Storage | Electricity | QC | Dispatch-Storage | EmissionsCost | 0 | [6 empty] | 0.32065 | 0
LCP_Inputs_ON_Diverse_2023_04_03 | 2049 | Battery Storage | Storage | Electricity | QC | Dispatch-Storage | FuelCost | 0 | [6 empty] | 0.32065 | 0
LCP_Inputs_ON_Diverse_2023_04_03 | 2049 | Battery Storage | Storage | Electricity | QC | Dispatch-Storage | VOM | 0 | [6 empty] | 0.32065 | 0
LCP_Inputs_ON_Diverse_2023_04_03 | 2049 | Battery Storage | Storage | Electricity | WC | Dispatch-Storage | EmissionsCost | 0 | [6 empty] | 0.32065 | 0
LCP_Inputs_ON_Diverse_2023_04_03 | 2049 | Battery Storage | Storage | Electricity | WC | Dispatch-Storage | FuelCost | 0 | [6 empty] | 0.32065 | 0
LCP_Inputs_ON_Diverse_2023_04_03 | 2049 | Battery Storage | Storage | Electricity | WC | Dispatch-Storage | VOM | 0 | [6 empty] | 0.32065 | 0
LCP_Inputs_ON_Diverse_2023_04_03 | 2049 | Biomass | Generation | Electricity | MI | Dispatch-Generation | EmissionsCost | 0 | [6 empty] | 0.32065 | 0
LCP_Inputs_ON_Diverse_2023_04_03 | 2049 | Biomass | Generation | Electricity | MI | Dispatch-Generation | FuelCost | 0 | [6 empty] | 0.32065 | 0
LCP_Inputs_ON_Diverse_2023_04_03 | 2049 | Biomass | Generation | Electricity | MI | Dispatch-Generation | VOM | 0 | [6 empty] | 0.32065 | 0
LCP_Inputs_ON_Diverse_2023_04_03 | 2049 | Biomass | Generation | Electricity | NY | Dispatch-Generation | EmissionsCost | 0 | [6 empty] | 0.32065 | 0
LCP_Inputs_ON_Diverse_2023_04_03 | 2049 | Biomass | Generation | Electricity | NY | Dispatch-Generation | FuelCost | 0 | [6 empty] | 0.32065 | 0
LCP_Inputs_ON_Diverse_2023_04_03 | 2049 | Biomass | Generation | Electricity | NY | Dispatch-Generation | VOM | 0 | [6 empty] | 0.32065 | 0
LCP_Inputs_ON_Diverse_2023_04_03 | 2049 | Biomass | Generation | Electricity | ON | Dispatch-Generation | EmissionsCost | 0 | [6 empty] | 0.32065 | 0
LCP_Inputs_ON_Diverse_2023_04_03 | 2049 | Biomass | Generation | Electricity | ON | Dispatch-Generation | FuelCost | 2449112.7273 | [6 empty] | 0.32065 | 785311.4607
LCP_Inputs_ON_Diverse_2023_04_03 | 2049 | Biomass | Generation | Electricity | ON | Dispatch-Generation | VOM | 31430.28 | [6 empty] | 0.32065 | 10078.1637
LCP_Inputs_ON_Diverse_2023_04_03 | 2049 | Biomass | Generation | Electricity | PJ | Dispatch-Generation | EmissionsCost | 0 | [6 empty] | 0.32065 | 0
LCP_Inputs_ON_Diverse_2023_04_03 | 2049 | Biomass | Generation | Electricity | PJ | Dispatch-Generation | FuelCost | 0 | [6 empty] | 0.32065 | 0
LCP_Inputs_ON_Diverse_2023_04_03 | 2049 | Biomass | Generation | Electricity | PJ | Dispatch-Generation | VOM | 0 | [6 empty] | 0.32065 | 0
LCP_Inputs_ON_Diverse_2023_04_03 | 2049 | Biomass | Generation | Electricity | QC | Dispatch-Generation | EmissionsCost | 0 | [6 empty] | 0.32065 | 0
LCP_Inputs_ON_Diverse_2023_04_03 | 2049 | Biomass | Generation | Electricity | QC | Dispatch-Generation | FuelCost | 128334.5455 | [6 empty] | 0.32065 | 41150.6536
LCP_Inputs_ON_Diverse_2023_04_03 | 2049 | Biomass | Generation | Electricity | QC | Dispatch-Generation | VOM | 1646.96 | [6 empty] | 0.32065 | 528.1001
LCP_Inputs_ON_Diverse_2023_04_03 | 2049 | Biomass | Generation | Electricity | WC | Dispatch-Generation | EmissionsCost | 0 | [6 empty] | 0.32065 | 0
LCP_Inputs_ON_Diverse_2023_04_03 | 2049 | Biomass | Generation | Electricity | WC | Dispatch-Generation | FuelCost | 0 | [6 empty] | 0.32065 | 0
LCP_Inputs_ON_Diverse_2023_04_03 | 2049 | Biomass | Generation | Electricity | WC | Dispatch-Generation | VOM | 0 | [6 empty] | 0.32065 | 0
LCP_Inputs_ON_Diverse_2023_04_03 | 2049 | Biomass + CCS | Generation | Electricity | MI | Dispatch-Generation | EmissionsCost | 0 | [6 empty] | 0.32065 | 0
LCP_Inputs_ON_Diverse_2023_04_03 | 2049 | Biomass + CCS | Generation | Electricity | MI | Dispatch-Generation | FuelCost | 0 | [6 empty] | 0.32065 | 0
LCP_Inputs_ON_Diverse_2023_04_03 | 2049 | Biomass + CCS | Generation | Electricity | MI | Dispatch-Generation | VOM | 0 | [6 empty] | 0.32065 | 0
LCP_Inputs_ON_Diverse_2023_04_03 | 2049 | Biomass + CCS | Generation | Electricity | NY | Dispatch-Generation | EmissionsCost | 0 | [6 empty] | 0.32065 | 0
LCP_Inputs_ON_Diverse_2023_04_03 | 2049 | Biomass + CCS | Generation | Electricity | NY | Dispatch-Generation | FuelCost | 0 | [6 empty] | 0.32065 | 0
LCP_Inputs_ON_Diverse_2023_04_03 | 2049 | Biomass + CCS | Generation | Electricity | NY | Dispatch-Generation | VOM | 0 | [6 empty] | 0.32065 | 0
LCP_Inputs_ON_Diverse_2023_04_03 | 2049 | Biomass + CCS | Generation | Electricity | ON | Dispatch-Generation | EmissionsCost | 0 | [6 empty] | 0.32065 | 0
LCP_Inputs_ON_Diverse_2023_04_03 | 2049 | Biomass + CCS | Generation | Electricity | ON | Dispatch-Generation | FuelCost | 0 | [6 empty] | 0.32065 | 0
LCP_Inputs_ON_Diverse_2023_04_03 | 2049 | Biomass + CCS | Generation | Electricity | ON | Dispatch-Generation | VOM | 0 | [6 empty] | 0.32065 | 0
LCP_Inputs_ON_Diverse_2023_04_03 | 2049 | Biomass + CCS | Generation | Electricity | PJ | Dispatch-Generation | EmissionsCost | 0 | [6 empty] | 0.32065 | 0
LCP_Inputs_ON_Diverse_2023_04_03 | 2049 | Biomass + CCS | Generation | Electricity | PJ | Dispatch-Generation | FuelCost | 0 | [6 empty] | 0.32065 | 0
LCP_Inputs_ON_Diverse_2023_04_03 | 2049 | Biomass + CCS | Generation | Electricity | PJ | Dispatch-Generation | VOM | 0 | [6 empty] | 0.32065 | 0
LCP_Inputs_ON_Diverse_2023_04_03 | 2049 | Biomass + CCS | Generation | Electricity | QC | Dispatch-Generation | EmissionsCost | 0 | [6 empty] | 0.32065 | 0
LCP_Inputs_ON_Diverse_2023_04_03 | 2049 | Biomass + CCS | Generation | Electricity | QC | Dispatch-Generation | FuelCost | 0 | [6 empty] | 0.32065 | 0
LCP_Inputs_ON_Diverse_2023_04_03 | 2049 | Biomass + CCS | Generation | Electricity | QC | Dispatch-Generation | VOM | 0 | [6 empty] | 0.32065 | 0
LCP_Inputs_ON_Diverse_2023_04_03 | 2049 | Biomass + CCS | Generation | Electricity | WC | Dispatch-Generation | EmissionsCost | 0 | [6 empty] | 0.32065 | 0
LCP_Inputs_ON_Diverse_2023_04_03 | 2049 | Biomass + CCS | Generation | Electricity | WC | Dispatch-Generation | FuelCost | 0 | [6 empty] | 0.32065 | 0
LCP_Inputs_ON_Diverse_2023_04_03 | 2049 | Biomass + CCS | Generation | Electricity | WC | Dispatch-Generation | VOM | 0 | [6 empty] | 0.32065 | 0
LCP_Inputs_ON_Diverse_2023_04_03 | 2049 | CH4 + CCS | Generation | Methane | MI | Dispatch-Generation | EmissionsCost | 0 | [6 empty] | 0.32065 | 0
LCP_Inputs_ON_Diverse_2023_04_03 | 2049 | CH4 + CCS | Generation | Methane | MI | Dispatch-Generation | FuelCost | 0 | [6 empty] | 0.32065 | 0
LCP_Inputs_ON_Diverse_2023_04_03 | 2049 | CH4 + CCS | Generation | Methane | MI | Dispatch-Generation | VOM | 0 | [6 empty] | 0.32065 | 0
LCP_Inputs_ON_Diverse_2023_04_03 | 2049 | CH4 + CCS | Generation | Methane | NY | Dispatch-Generation | EmissionsCost | 0 | [6 empty] | 0.32065 | 0
LCP_Inputs_ON_Diverse_2023_04_03 | 2049 | CH4 + CCS | Generation | Methane | NY | Dispatch-Generation | FuelCost | 0 | [6 empty] | 0.32065 | 0
LCP_Inputs_ON_Diverse_2023_04_03 | 2049 | CH4 + CCS | Generation | Methane | NY | Dispatch-Generation | VOM | 0 | [6 empty] | 0.32065 | 0
LCP_Inputs_ON_Diverse_2023_04_03 | 2049 | CH4 + CCS | Generation | Methane | ON | Dispatch-Generation | EmissionsCost | 88472420.6398 | [6 empty] | 0.32065 | 28368806.8394
LCP_Inputs_ON_Diverse_2023_04_03 | 2049 | CH4 + CCS | Generation | Methane | ON | Dispatch-Generation | FuelCost | 483825119.2369 | [6 empty] | 0.32065 | 155139208.947
LCP_Inputs_ON_Diverse_2023_04_03 | 2049 | CH4 + CCS | Generation | Methane | ON | Dispatch-Generation | VOM | 46000331.6667 | [6 empty] | 0.32065 | 14750071.4252
LCP_Inputs_ON_Diverse_2023_04_03 | 2049 | CH4 + CCS | Generation | Methane | PJ | Dispatch-Generation | EmissionsCost | 0 | [6 empty] | 0.32065 | 0
LCP_Inputs_ON_Diverse_2023_04_03 | 2049 | CH4 + CCS | Generation | Methane | PJ | Dispatch-Generation | FuelCost | 0 | [6 empty] | 0.32065 | 0
LCP_Inputs_ON_Diverse_2023_04_03 | 2049 | CH4 + CCS | Generation | Methane | PJ | Dispatch-Generation | VOM | 0 | [6 empty] | 0.32065 | 0
LCP_Inputs_ON_Diverse_2023_04_03 | 2049 | CH4 + CCS | Generation | Methane | QC | Dispatch-Generation | EmissionsCost | 0 | [6 empty] | 0.32065 | 0
LCP_Inputs_ON_Diverse_2023_04_03 | 2049 | CH4 + CCS | Generation | Methane | QC | Dispatch-Generation | FuelCost | 0 | [6 empty] | 0.32065 | 0
LCP_Inputs_ON_Diverse_2023_04_03 | 2049 | CH4 + CCS | Generation | Methane | QC | Dispatch-Generation | VOM | 0 | [6 empty] | 0.32065 | 0
LCP_Inputs_ON_Diverse_2023_04_03 | 2049 | CH4 + CCS | Generation | Methane | WC | Dispatch-Generation | EmissionsCost | 0 | [6 empty] | 0.32065 | 0
LCP_Inputs_ON_Diverse_2023_04_03 | 2049 | CH4 + CCS | Generation | Methane | WC | Dispatch-Generation | FuelCost | 0 | [6 empty] | 0.32065 | 0
LCP_Inputs_ON_Diverse_2023_04_03 | 2049 | CH4 + CCS | Generation | Methane | WC | Dispatch-Generation | VOM | 0 | [6 empty] | 0.32065 | 0
LCP_Inputs_ON_Diverse_2023_04_03 | 2049 | CH4 Import - NY 2020 | Import | Methane | MI | Dispatch-Import | EmissionsCost | 0 | [6 empty] | 0.32065 | 0
LCP_Inputs_ON_Diverse_2023_04_03 | 2049 | CH4 Import - NY 2020 | Import | Methane | MI | Dispatch-Import | FuelCost | 0 | [6 empty] | 0.32065 | 0
LCP_Inputs_ON_Diverse_2023_04_03 | 2049 | CH4 Import - NY 2020 | Import | Methane | MI | Dispatch-Import | VOM | 0 | [6 empty] | 0.32065 | 0
LCP_Inputs_ON_Diverse_2023_04_03 | 2049 | CH4 Import - NY 2020 | Import | Methane | NY | Dispatch-Import | EmissionsCost | 0 | [6 empty] | 0.32065 | 0
LCP_Inputs_ON_Diverse_2023_04_03 | 2049 | CH4 Import - NY 2020 | Import | Methane | NY | Dispatch-Import | FuelCost | 0 | [6 empty] | 0.32065 | 0
LCP_Inputs_ON_Diverse_2023_04_03 | 2049 | CH4 Import - NY 2020 | Import | Methane | NY | Dispatch-Import | VOM | 0 | [6 empty] | 0.32065 | 0
LCP_Inputs_ON_Diverse_2023_04_03 | 2049 | CH4 Import - NY 2020 | Import | Methane | ON | Dispatch-Import | EmissionsCost | 0 | [6 empty] | 0.32065 | 0
LCP_Inputs_ON_Diverse_2023_04_03 | 2049 | CH4 Import - NY 2020 | Import | Methane | ON | Dispatch-Import | FuelCost | 0 | [6 empty] | 0.32065 | 0
LCP_Inputs_ON_Diverse_2023_04_03 | 2049 | CH4 Import - NY 2020 | Import | Methane | ON | Dispatch-Import | VOM | 0 | [6 empty] | 0.32065 | 0
LCP_Inputs_ON_Diverse_2023_04_03 | 2049 | CH4 Import - NY 2020 | Import | Methane | PJ | Dispatch-Import | EmissionsCost | 0 | [6 empty] | 0.32065 | 0
LCP_Inputs_ON_Diverse_2023_04_03 | 2049 | CH4 Import - NY 2020 | Import | Methane | PJ | Dispatch-Import | FuelCost | 0 | [6 empty] | 0.32065 | 0
LCP_Inputs_ON_Diverse_2023_04_03 | 2049 | CH4 Import - NY 2020 | Import | Methane | PJ | Dispatch-Import | VOM | 0 | [6 empty] | 0.32065 | 0
LCP_Inputs_ON_Diverse_2023_04_03 | 2049 | CH4 Import - NY 2020 | Import | Methane | QC | Dispatch-Import | EmissionsCost | 0 | [6 empty] | 0.32065 | 0
LCP_Inputs_ON_Diverse_2023_04_03 | 2049 | CH4 Import - NY 2020 | Import | Methane | QC | Dispatch-Import | FuelCost | 0 | [6 empty] | 0.32065 | 0
LCP_Inputs_ON_Diverse_2023_04_03 | 2049 | CH4 Import - NY 2020 | Import | Methane | QC | Dispatch-Import | VOM | 0 | [6 empty] | 0.32065 | 0
LCP_Inputs_ON_Diverse_2023_04_03 | 2049 | CH4 Import - NY 2020 | Import | Methane | WC | Dispatch-Import | EmissionsCost | 0 | [6 empty] | 0.32065 | 0
LCP_Inputs_ON_Diverse_2023_04_03 | 2049 | CH4 Import - NY 2020 | Import | Methane | WC | Dispatch-Import | FuelCost | 0 | [6 empty] | 0.32065 | 0
LCP_Inputs_ON_Diverse_2023_04_03 | 2049 | CH4 Import - NY 2020 | Import | Methane | WC | Dispatch-Import | VOM | 0 | [6 empty] | 0.32065 | 0
LCP_Inputs_ON_Diverse_2023_04_03 | 2049 | CH4 Import - NY 2030 | Import | Methane | MI | Dispatch-Import | EmissionsCost | 0 | [6 empty] | 0.32065 | 0
LCP_Inputs_ON_Diverse_2023_04_03 | 2049 | CH4 Import - NY 2030 | Import | Methane | MI | Dispatch-Import | FuelCost | 0 | [6 empty] | 0.32065 | 0
LCP_Inputs_ON_Diverse_2023_04_03 | 2049 | CH4 Import - NY 2030 | Import | Methane | MI | Dispatch-Import | VOM | 0 | [6 empty] | 0.32065 | 0
LCP_Inputs_ON_Diverse_2023_04_03 | 2049 | CH4 Import - NY 2030 | Import | Methane | NY | Dispatch-Import | EmissionsCost | 0 | [6 empty] | 0.32065 | 0
LCP_Inputs_ON_Diverse_2023_04_03 | 2049 | CH4 Import - NY 2030 | Import | Methane | NY | Dispatch-Import | FuelCost | 0 | [6 empty] | 0.32065 | 0
LCP_Inputs_ON_Diverse_2023_04_03 | 2049 | CH4 Import - NY 2030 | Import | Methane | NY | Dispatch-Import | VOM | 0 | [6 empty] | 0.32065 | 0
LCP_Inputs_ON_Diverse_2023_04_03 | 2049 | CH4 Import - NY 2030 | Import | Methane | ON | Dispatch-Import | EmissionsCost | 0 | [6 empty] | 0.32065 | 0
LCP_Inputs_ON_Diverse_2023_04_03 | 2049 | CH4 Import - NY 2030 | Import | Methane | ON | Dispatch-Import | FuelCost | 0 | [6 empty] | 0.32065 | 0
LCP_Inputs_ON_Diverse_2023_04_03 | 2049 | CH4 Import - NY 2030 | Import | Methane | ON | Dispatch-Import | VOM | 0 | [6 empty] | 0.32065 | 0
LCP_Inputs_ON_Diverse_2023_04_03 | 2049 | CH4 Import - NY 2030 | Import | Methane | PJ | Dispatch-Import | EmissionsCost | 0 | [6 empty] | 0.32065 | 0
LCP_Inputs_ON_Diverse_2023_04_03 | 2049 | CH4 Import - NY 2030 | Import | Methane | PJ | Dispatch-Import | FuelCost | 0 | [6 empty] | 0.32065 | 0
LCP_Inputs_ON_Diverse_2023_04_03 | 2049 | CH4 Import - NY 2030 | Import | Methane | PJ | Dispatch-Import | VOM | 0 | [6 empty] | 0.32065 | 0
LCP_Inputs_ON_Diverse_2023_04_03 | 2049 | CH4 Import - NY 2030 | Import | Methane | QC | Dispatch-Import | EmissionsCost | 0 | [6 empty] | 0.32065 | 0
LCP_Inputs_ON_Diverse_2023_04_03 | 2049 | CH4 Import - NY 2030 | Import | Methane | QC | Dispatch-Import | FuelCost | 0 | [6 empty] | 0.32065 | 0
LCP_Inputs_ON_Diverse_2023_04_03 | 2049 | CH4 Import - NY 2030 | Import | Methane | QC | Dispatch-Import | VOM | 0 | [6 empty] | 0.32065 | 0
LCP_Inputs_ON_Diverse_2023_04_03 | 2049 | CH4 Import - NY 2030 | Import | Methane | WC | Dispatch-Import | EmissionsCost | 0 | [6 empty] | 0.32065 | 0
LCP_Inputs_ON_Diverse_2023_04_03 | 2049 | CH4 Import - NY 2030 | Import | Methane | WC | Dispatch-Import | FuelCost | 0 | [6 empty] | 0.32065 | 0
LCP_Inputs_ON_Diverse_2023_04_03 | 2049 | CH4 Import - NY 2030 | Import | Methane | WC | Dispatch-Import | VOM | 0 | [6 empty] | 0.32065 | 0
LCP_Inputs_ON_Diverse_2023_04_03 | 2049 | CH4 Import - NY 2040 | Import | Methane | MI | Dispatch-Import | EmissionsCost | 0 | [6 empty] | 0.32065 | 0
LCP_Inputs_ON_Diverse_2023_04_03 | 2049 | CH4 Import - NY 2040 | Import | Methane | MI | Dispatch-Import | FuelCost | 0 | [6 empty] | 0.32065 | 0
LCP_Inputs_ON_Diverse_2023_04_03 | 2049 | CH4 Import - NY 2040 | Import | Methane | MI | Dispatch-Import | VOM | 0 | [6 empty] | 0.32065 | 0
LCP_Inputs_ON_Diverse_2023_04_03 | 2049 | CH4 Import - NY 2040 | Import | Methane | NY | Dispatch-Import | EmissionsCost | 1424811807.9426 | [6 empty] | 0.32065 | 456867921.8872
LCP_Inputs_ON_Diverse_2023_04_03 | 2049 | CH4 Import - NY 2040 | Import | Methane | NY | Dispatch-Import | FuelCost | 758346581.876 | [6 empty] | 0.32065 | 243164904.3057
LCP_Inputs_ON_Diverse_2023_04_03 | 2049 | CH4 Import - NY 2040 | Import | Methane | NY | Dispatch-Import | VOM | 0 | [6 empty] | 0.32065 | 0
LCP_Inputs_ON_Diverse_2023_04_03 | 2049 | CH4 Import - NY 2040 | Import | Methane | ON | Dispatch-Import | EmissionsCost | 0 | [6 empty] | 0.32065 | 0
LCP_Inputs_ON_Diverse_2023_04_03 | 2049 | CH4 Import - NY 2040 | Import | Methane | ON | Dispatch-Import | FuelCost | 0 | [6 empty] | 0.32065 | 0
LCP_Inputs_ON_Diverse_2023_04_03 | 2049 | CH4 Import - NY 2040 | Import | Methane | ON | Dispatch-Import | VOM | 0 | [6 empty] | 0.32065 | 0
LCP_Inputs_ON_Diverse_2023_04_03 | 2049 | CH4 Import - NY 2040 | Import | Methane | PJ | Dispatch-Import | EmissionsCost | 0 | [6 empty] | 0.32065 | 0
LCP_Inputs_ON_Diverse_2023_04_03 | 2049 | CH4 Import - NY 2040 | Import | Methane | PJ | Dispatch-Import | FuelCost | 0 | [6 empty] | 0.32065 | 0
LCP_Inputs_ON_Diverse_2023_04_03 | 2049 | CH4 Import - NY 2040 | Import | Methane | PJ | Dispatch-Import | VOM | 0 | [6 empty] | 0.32065 | 0
LCP_Inputs_ON_Diverse_2023_04_03 | 2049 | CH4 Import - NY 2040 | Import | Methane | QC | Dispatch-Import | EmissionsCost | 0 | [6 empty] | 0.32065 | 0
LCP_Inputs_ON_Diverse_2023_04_03 | 2049 | CH4 Import - NY 2040 | Import | Methane | QC | Dispatch-Import | FuelCost | 0 | [6 empty] | 0.32065 | 0
LCP_Inputs_ON_Diverse_2023_04_03 | 2049 | CH4 Import - NY 2040 | Import | Methane | QC | Dispatch-Import | VOM | 0 | [6 empty] | 0.32065 | 0
LCP_Inputs_ON_Diverse_2023_04_03 | 2049 | CH4 Import - NY 2040 | Import | Methane | WC | Dispatch-Import | EmissionsCost | 0 | [6 empty] | 0.32065 | 0
LCP_Inputs_ON_Diverse_2023_04_03 | 2049 | CH4 Import - NY 2040 | Import | Methane | WC | Dispatch-Import | FuelCost | 0 | [6 empty] | 0.32065 | 0
LCP_Inputs_ON_Diverse_2023_04_03 | 2049 | CH4 Import - NY 2040 | Import | Methane | WC | Dispatch-Import | VOM | 0 | [6 empty] | 0.32065 | 0
LCP_Inputs_ON_Diverse_2023_04_03 | 2049 | CH4 Import - NY 2050 | Import | Methane | MI | Dispatch-Import | EmissionsCost | 0 | [6 empty] | 0.32065 | 0
LCP_Inputs_ON_Diverse_2023_04_03 | 2049 | CH4 Import - NY 2050 | Import | Methane | MI | Dispatch-Import | FuelCost | 0 | [6 empty] | 0.32065 | 0
LCP_Inputs_ON_Diverse_2023_04_03 | 2049 | CH4 Import - NY 2050 | Import | Methane | MI | Dispatch-Import | VOM | 0 | [6 empty] | 0.32065 | 0
LCP_Inputs_ON_Diverse_2023_04_03 | 2049 | CH4 Import - NY 2050 | Import | Methane | NY | Dispatch-Import | EmissionsCost | 0 | [6 empty] | 0.32065 | 0
LCP_Inputs_ON_Diverse_2023_04_03 | 2049 | CH4 Import - NY 2050 | Import | Methane | NY | Dispatch-Import | FuelCost | 0 | [6 empty] | 0.32065 | 0
LCP_Inputs_ON_Diverse_2023_04_03 | 2049 | CH4 Import - NY 2050 | Import | Methane | NY | Dispatch-Import | VOM | 0 | [6 empty] | 0.32065 | 0
LCP_Inputs_ON_Diverse_2023_04_03 | 2049 | CH4 Import - NY 2050 | Import | Methane | ON | Dispatch-Import | EmissionsCost | 0 | [6 empty] | 0.32065 | 0
LCP_Inputs_ON_Diverse_2023_04_03 | 2049 | CH4 Import - NY 2050 | Import | Methane | ON | Dispatch-Import | FuelCost | 0 | [6 empty] | 0.32065 | 0
LCP_Inputs_ON_Diverse_2023_04_03 | 2049 | CH4 Import - NY 2050 | Import | Methane | ON | Dispatch-Import | VOM | 0 | [6 empty] | 0.32065 | 0
LCP_Inputs_ON_Diverse_2023_04_03 | 2049 | CH4 Import - NY 2050 | Import | Methane | PJ | Dispatch-Import | EmissionsCost | 0 | [6 empty] | 0.32065 | 0
LCP_Inputs_ON_Diverse_2023_04_03 | 2049 | CH4 Import - NY 2050 | Import | Methane | PJ | Dispatch-Import | FuelCost | 0 | [6 empty] | 0.32065 | 0
LCP_Inputs_ON_Diverse_2023_04_03 | 2049 | CH4 Import - NY 2050 | Import | Methane | PJ | Dispatch-Import | VOM | 0 | [6 empty] | 0.32065 | 0
LCP_Inputs_ON_Diverse_2023_04_03 | 2049 | CH4 Import - NY 2050 | Import | Methane | QC | Dispatch-Import | EmissionsCost | 0 | [6 empty] | 0.32065 | 0
LCP_Inputs_ON_Diverse_2023_04_03 | 2049 | CH4 Import - NY 2050 | Import | Methane | QC | Dispatch-Import | FuelCost | 0 | [6 empty] | 0.32065 | 0
LCP_Inputs_ON_Diverse_2023_04_03 | 2049 | CH4 Import - NY 2050 | Import | Methane | QC | Dispatch-Import | VOM | 0 | [6 empty] | 0.32065 | 0
LCP_Inputs_ON_Diverse_2023_04_03 | 2049 | CH4 Import - NY 2050 | Import | Methane | WC | Dispatch-Import | EmissionsCost | 0 | [6 empty] | 0.32065 | 0
LCP_Inputs_ON_Diverse_2023_04_03 | 2049 | CH4 Import - NY 2050 | Import | Methane | WC | Dispatch-Import | FuelCost | 0 | [6 empty] | 0.32065 | 0
LCP_Inputs_ON_Diverse_2023_04_03 | 2049 | CH4 Import - NY 2050 | Import | Methane | WC | Dispatch-Import | VOM | 0 | [6 empty] | 0.32065 | 0
LCP_Inputs_ON_Diverse_2023_04_03 | 2049 | CH4 Import - WC 2020 | Import | Methane | MI | Dispatch-Import | EmissionsCost | 0 | [6 empty] | 0.32065 | 0
LCP_Inputs_ON_Diverse_2023_04_03 | 2049 | CH4 Import - WC 2020 | Import | Methane | MI | Dispatch-Import | FuelCost | 0 | [6 empty] | 0.32065 | 0
LCP_Inputs_ON_Diverse_2023_04_03 | 2049 | CH4 Import - WC 2020 | Import | Methane | MI | Dispatch-Import | VOM | 0 | [6 empty] | 0.32065 | 0
LCP_Inputs_ON_Diverse_2023_04_03 | 2049 | CH4 Import - WC 2020 | Import | Methane | NY | Dispatch-Import | EmissionsCost | 0 | [6 empty] | 0.32065 | 0
LCP_Inputs_ON_Diverse_2023_04_03 | 2049 | CH4 Import - WC 2020 | Import | Methane | NY | Dispatch-Import | FuelCost | 0 | [6 empty] | 0.32065 | 0
LCP_Inputs_ON_Diverse_2023_04_03 | 2049 | CH4 Import - WC 2020 | Import | Methane | NY | Dispatch-Import | VOM | 0 | [6 empty] | 0.32065 | 0
LCP_Inputs_ON_Diverse_2023_04_03 | 2049 | CH4 Import - WC 2020 | Import | Methane | ON | Dispatch-Import | EmissionsCost | 0 | [6 empty] | 0.32065 | 0
LCP_Inputs_ON_Diverse_2023_04_03 | 2049 | CH4 Import - WC 2020 | Import | Methane | ON | Dispatch-Import | FuelCost | 0 | [6 empty] | 0.32065 | 0
LCP_Inputs_ON_Diverse_2023_04_03 | 2049 | CH4 Import - WC 2020 | Import | Methane | ON | Dispatch-Import | VOM | 0 | [6 empty] | 0.32065 | 0
LCP_Inputs_ON_Diverse_2023_04_03 | 2049 | CH4 Import - WC 2020 | Import | Methane | PJ | Dispatch-Import | EmissionsCost | 0 | [6 empty] | 0.32065 | 0
LCP_Inputs_ON_Diverse_2023_04_03 | 2049 | CH4 Import - WC 2020 | Import | Methane | PJ | Dispatch-Import | FuelCost | 0 | [6 empty] | 0.32065 | 0
LCP_Inputs_ON_Diverse_2023_04_03 | 2049 | CH4 Import - WC 2020 | Import | Methane | PJ | Dispatch-Import | VOM | 0 | [6 empty] | 0.32065 | 0
LCP_Inputs_ON_Diverse_2023_04_03 | 2049 | CH4 Import - WC 2020 | Import | Methane | QC | Dispatch-Import | EmissionsCost | 0 | [6 empty] | 0.32065 | 0
LCP_Inputs_ON_Diverse_2023_04_03 | 2049 | CH4 Import - WC 2020 | Import | Methane | QC | Dispatch-Import | FuelCost | 0 | [6 empty] | 0.32065 | 0
LCP_Inputs_ON_Diverse_2023_04_03 | 2049 | CH4 Import - WC 2020 | Import | Methane | QC | Dispatch-Import | VOM | 0 | [6 empty] | 0.32065 | 0
LCP_Inputs_ON_Diverse_2023_04_03 | 2049 | CH4 Import - WC 2020 | Import | Methane | WC | Dispatch-Import | EmissionsCost | 0 | [6 empty] | 0.32065 | 0
LCP_Inputs_ON_Diverse_2023_04_03 | 2049 | CH4 Import - WC 2020 | Import | Methane | WC | Dispatch-Import | FuelCost | 0 | [6 empty] | 0.32065 | 0
LCP_Inputs_ON_Diverse_2023_04_03 | 2049 | CH4 Import - WC 2020 | Import | Methane | WC | Dispatch-Import | VOM | 0 | [6 empty] | 0.32065 | 0
LCP_Inputs_ON_Diverse_2023_04_03 | 2049 | CH4 Import - WC 2030 | Import | Methane | MI | Dispatch-Import | EmissionsCost | 0 | [6 empty] | 0.32065 | 0
LCP_Inputs_ON_Diverse_2023_04_03 | 2049 | CH4 Import - WC 2030 | Import | Methane | MI | Dispatch-Import | FuelCost | 0 | [6 empty] | 0.32065 | 0
LCP_Inputs_ON_Diverse_2023_04_03 | 2049 | CH4 Import - WC 2030 | Import | Methane | MI | Dispatch-Import | VOM | 0 | [6 empty] | 0.32065 | 0
LCP_Inputs_ON_Diverse_2023_04_03 | 2049 | CH4 Import - WC 2030 | Import | Methane | NY | Dispatch-Import | EmissionsCost | 0 | [6 empty] | 0.32065 | 0
LCP_Inputs_ON_Diverse_2023_04_03 | 2049 | CH4 Import - WC 2030 | Import | Methane | NY | Dispatch-Import | FuelCost | 0 | [6 empty] | 0.32065 | 0
LCP_Inputs_ON_Diverse_2023_04_03 | 2049 | CH4 Import - WC 2030 | Import | Methane | NY | Dispatch-Import | VOM | 0 | [6 empty] | 0.32065 | 0
LCP_Inputs_ON_Diverse_2023_04_03 | 2049 | CH4 Import - WC 2030 | Import | Methane | ON | Dispatch-Import | EmissionsCost | 0 | [6 empty] | 0.32065 | 0
LCP_Inputs_ON_Diverse_2023_04_03 | 2049 | CH4 Import - WC 2030 | Import | Methane | ON | Dispatch-Import | FuelCost | 0 | [6 empty] | 0.32065 | 0
LCP_Inputs_ON_Diverse_2023_04_03 | 2049 | CH4 Import - WC 2030 | Import | Methane | ON | Dispatch-Import | VOM | 0 | [6 empty] | 0.32065 | 0
LCP_Inputs_ON_Diverse_2023_04_03 | 2049 | CH4 Import - WC 2030 | Import | Methane | PJ | Dispatch-Import | EmissionsCost | 0 | [6 empty] | 0.32065 | 0
LCP_Inputs_ON_Diverse_2023_04_03 | 2049 | CH4 Import - WC 2030 | Import | Methane | PJ | Dispatch-Import | FuelCost | 0 | [6 empty] | 0.32065 | 0
LCP_Inputs_ON_Diverse_2023_04_03 | 2049 | CH4 Import - WC 2030 | Import | Methane | PJ | Dispatch-Import | VOM | 0 | [6 empty] | 0.32065 | 0
LCP_Inputs_ON_Diverse_2023_04_03 | 2049 | CH4 Import - WC 2030 | Import | Methane | QC | Dispatch-Import | EmissionsCost | 0 | [6 empty] | 0.32065 | 0
LCP_Inputs_ON_Diverse_2023_04_03 | 2049 | CH4 Import - WC 2030 | Import | Methane | QC | Dispatch-Import | FuelCost | 0 | [6 empty] | 0.32065 | 0
LCP_Inputs_ON_Diverse_2023_04_03 | 2049 | CH4 Import - WC 2030 | Import | Methane | QC | Dispatch-Import | VOM | 0 | [6 empty] | 0.32065 | 0
LCP_Inputs_ON_Diverse_2023_04_03 | 2049 | CH4 Import - WC 2030 | Import | Methane | WC | Dispatch-Import | EmissionsCost | 0 | [6 empty] | 0.32065 | 0
LCP_Inputs_ON_Diverse_2023_04_03 | 2049 | CH4 Import - WC 2030 | Import | Methane | WC | Dispatch-Import | FuelCost | 0 | [6 empty] | 0.32065 | 0
LCP_Inputs_ON_Diverse_2023_04_03 | 2049 | CH4 Import - WC 2030 | Import | Methane | WC | Dispatch-Import | VOM | 0 | [6 empty] | 0.32065 | 0
LCP_Inputs_ON_Diverse_2023_04_03 | 2049 | CH4 Import - WC 2040 | Import | Methane | MI | Dispatch-Import | EmissionsCost | 0 | [6 empty] | 0.32065 | 0
LCP_Inputs_ON_Diverse_2023_04_03 | 2049 | CH4 Import - WC 2040 | Import | Methane | MI | Dispatch-Import | FuelCost | 0 | [6 empty] | 0.32065 | 0
LCP_Inputs_ON_Diverse_2023_04_03 | 2049 | CH4 Import - WC 2040 | Import | Methane | MI | Dispatch-Import | VOM | 0 | [6 empty] | 0.32065 | 0
LCP_Inputs_ON_Diverse_2023_04_03 | 2049 | CH4 Import - WC 2040 | Import | Methane | NY | Dispatch-Import | EmissionsCost | 0 | [6 empty] | 0.32065 | 0
LCP_Inputs_ON_Diverse_2023_04_03 | 2049 | CH4 Import - WC 2040 | Import | Methane | NY | Dispatch-Import | FuelCost | 0 | [6 empty] | 0.32065 | 0
LCP_Inputs_ON_Diverse_2023_04_03 | 2049 | CH4 Import - WC 2040 | Import | Methane | NY | Dispatch-Import | VOM | 0 | [6 empty] | 0.32065 | 0
LCP_Inputs_ON_Diverse_2023_04_03 | 2049 | CH4 Import - WC 2040 | Import | Methane | ON | Dispatch-Import | EmissionsCost | 0 | [6 empty] | 0.32065 | 0
LCP_Inputs_ON_Diverse_2023_04_03 | 2049 | CH4 Import - WC 2040 | Import | Methane | ON | Dispatch-Import | FuelCost | 0 | [6 empty] | 0.32065 | 0
LCP_Inputs_ON_Diverse_2023_04_03 | 2049 | CH4 Import - WC 2040 | Import | Methane | ON | Dispatch-Import | VOM | 0 | [6 empty] | 0.32065 | 0
LCP_Inputs_ON_Diverse_2023_04_03 | 2049 | CH4 Import - WC 2040 | Import | Methane | PJ | Dispatch-Import | EmissionsCost | 0 | [6 empty] | 0.32065 | 0
LCP_Inputs_ON_Diverse_2023_04_03 | 2049 | CH4 Import - WC 2040 | Import | Methane | PJ | Dispatch-Import | FuelCost | 0 | [6 empty] | 0.32065 | 0
LCP_Inputs_ON_Diverse_2023_04_03 | 2049 | CH4 Import - WC 2040 | Import | Methane | PJ | Dispatch-Import | VOM | 0 | [6 empty] | 0.32065 | 0
LCP_Inputs_ON_Diverse_2023_04_03 | 2049 | CH4 Import - WC 2040 | Import | Methane | QC | Dispatch-Import | EmissionsCost | 0 | [6 empty] | 0.32065 | 0
LCP_Inputs_ON_Diverse_2023_04_03 | 2049 | CH4 Import - WC 2040 | Import | Methane | QC | Dispatch-Import | FuelCost | 0 | [6 empty] | 0.32065 | 0
LCP_Inputs_ON_Diverse_2023_04_03 | 2049 | CH4 Import - WC 2040 | Import | Methane | QC | Dispatch-Import | VOM | 0 | [6 empty] | 0.32065 | 0
LCP_Inputs_ON_Diverse_2023_04_03 | 2049 | CH4 Import - WC 2040 | Import | Methane | WC | Dispatch-Import | EmissionsCost | 2117477751.305 | [6 empty] | 0.32065 | 678972236.5356
LCP_Inputs_ON_Diverse_2023_04_03 | 2049 | CH4 Import - WC 2040 | Import | Methane | WC | Dispatch-Import | FuelCost | 1127013410.4372 | [6 empty] | 0.32065 | 361378444.434
LCP_Inputs_ON_Diverse_2023_04_03 | 2049 | CH4 Import - WC 2040 | Import | Methane | WC | Dispatch-Import | VOM | 0 | [6 empty] | 0.32065 | 0
LCP_Inputs_ON_Diverse_2023_04_03 | 2049 | CH4 Import - WC 2050 | Import | Methane | MI | Dispatch-Import | EmissionsCost | 0 | [6 empty] | 0.32065 | 0
LCP_Inputs_ON_Diverse_2023_04_03 | 2049 | CH4 Import - WC 2050 | Import | Methane | MI | Dispatch-Import | FuelCost | 0 | [6 empty] | 0.32065 | 0
LCP_Inputs_ON_Diverse_2023_04_03 | 2049 | CH4 Import - WC 2050 | Import | Methane | MI | Dispatch-Import | VOM | 0 | [6 empty] | 0.32065 | 0
LCP_Inputs_ON_Diverse_2023_04_03 | 2049 | CH4 Import - WC 2050 | Import | Methane | NY | Dispatch-Import | EmissionsCost | 0 | [6 empty] | 0.32065 | 0
LCP_Inputs_ON_Diverse_2023_04_03 | 2049 | CH4 Import - WC 2050 | Import | Methane | NY | Dispatch-Import | FuelCost | 0 | [6 empty] | 0.32065 | 0
LCP_Inputs_ON_Diverse_2023_04_03 | 2049 | CH4 Import - WC 2050 | Import | Methane | NY | Dispatch-Import | VOM | 0 | [6 empty] | 0.32065 | 0
LCP_Inputs_ON_Diverse_2023_04_03 | 2049 | CH4 Import - WC 2050 | Import | Methane | ON | Dispatch-Import | EmissionsCost | 0 | [6 empty] | 0.32065 | 0
LCP_Inputs_ON_Diverse_2023_04_03 | 2049 | CH4 Import - WC 2050 | Import | Methane | ON | Dispatch-Import | FuelCost | 0 | [6 empty] | 0.32065 | 0
LCP_Inputs_ON_Diverse_2023_04_03 | 2049 | CH4 Import - WC 2050 | Import | Methane | ON | Dispatch-Import | VOM | 0 | [6 empty] | 0.32065 | 0
LCP_Inputs_ON_Diverse_2023_04_03 | 2049 | CH4 Import - WC 2050 | Import | Methane | PJ | Dispatch-Import | EmissionsCost | 0 | [6 empty] | 0.32065 | 0
LCP_Inputs_ON_Diverse_2023_04_03 | 2049 | CH4 Import - WC 2050 | Import | Methane | PJ | Dispatch-Import | FuelCost | 0 | [6 empty] | 0.32065 | 0
LCP_Inputs_ON_Diverse_2023_04_03 | 2049 | CH4 Import - WC 2050 | Import | Methane | PJ | Dispatch-Import | VOM | 0 | [6 empty] | 0.32065 | 0
LCP_Inputs_ON_Diverse_2023_04_03 | 2049 | CH4 Import - WC 2050 | Import | Methane | QC | Dispatch-Import | EmissionsCost | 0 | [6 empty] | 0.32065 | 0
LCP_Inputs_ON_Diverse_2023_04_03 | 2049 | CH4 Import - WC 2050 | Import | Methane | QC | Dispatch-Import | FuelCost | 0 | [6 empty] | 0.32065 | 0
LCP_Inputs_ON_Diverse_2023_04_03 | 2049 | CH4 Import - WC 2050 | Import | Methane | QC | Dispatch-Import | VOM | 0 | [6 empty] | 0.32065 | 0
LCP_Inputs_ON_Diverse_2023_04_03 | 2049 | CH4 Import - WC 2050 | Import | Methane | WC | Dispatch-Import | EmissionsCost | 0 | [6 empty] | 0.32065 | 0
LCP_Inputs_ON_Diverse_2023_04_03 | 2049 | CH4 Import - WC 2050 | Import | Methane | WC | Dispatch-Import | FuelCost | 0 | [6 empty] | 0.32065 | 0
LCP_Inputs_ON_Diverse_2023_04_03 | 2049 | CH4 Import - WC 2050 | Import | Methane | WC | Dispatch-Import | VOM | 0 | [6 empty] | 0.32065 | 0
LCP_Inputs_ON_Diverse_2023_04_03 | 2049 | CH4 Salt Cavern Storage - ON | Storage | Methane | MI | Dispatch-Storage | EmissionsCost | 0 | [6 empty] | 0.32065 | 0
LCP_Inputs_ON_Diverse_2023_04_03 | 2049 | CH4 Salt Cavern Storage - ON | Storage | Methane | MI | Dispatch-Storage | FuelCost | 0 | [6 empty] | 0.32065 | 0
LCP_Inputs_ON_Diverse_2023_04_03 | 2049 | CH4 Salt Cavern Storage - ON | Storage | Methane | MI | Dispatch-Storage | VOM | 0 | [6 empty] | 0.32065 | 0
LCP_Inputs_ON_Diverse_2023_04_03 | 2049 | CH4 Salt Cavern Storage - ON | Storage | Methane | NY | Dispatch-Storage | EmissionsCost | 0 | [6 empty] | 0.32065 | 0
LCP_Inputs_ON_Diverse_2023_04_03 | 2049 | CH4 Salt Cavern Storage - ON | Storage | Methane | NY | Dispatch-Storage | FuelCost | 0 | [6 empty] | 0.32065 | 0
LCP_Inputs_ON_Diverse_2023_04_03 | 2049 | CH4 Salt Cavern Storage - ON | Storage | Methane | NY | Dispatch-Storage | VOM | 0 | [6 empty] | 0.32065 | 0
LCP_Inputs_ON_Diverse_2023_04_03 | 2049 | CH4 Salt Cavern Storage - ON | Storage | Methane | ON | Dispatch-Storage | EmissionsCost | 0 | [6 empty] | 0.32065 | 0
LCP_Inputs_ON_Diverse_2023_04_03 | 2049 | CH4 Salt Cavern Storage - ON | Storage | Methane | ON | Dispatch-Storage | FuelCost | 0 | [6 empty] | 0.32065 | 0
LCP_Inputs_ON_Diverse_2023_04_03 | 2049 | CH4 Salt Cavern Storage - ON | Storage | Methane | ON | Dispatch-Storage | VOM | 0 | [6 empty] | 0.32065 | 0
LCP_Inputs_ON_Diverse_2023_04_03 | 2049 | CH4 Salt Cavern Storage - ON | Storage | Methane | PJ | Dispatch-Storage | EmissionsCost | 0 | [6 empty] | 0.32065 | 0
LCP_Inputs_ON_Diverse_2023_04_03 | 2049 | CH4 Salt Cavern Storage - ON | Storage | Methane | PJ | Dispatch-Storage | FuelCost | 0 | [6 empty] | 0.32065 | 0
LCP_Inputs_ON_Diverse_2023_04_03 | 2049 | CH4 Salt Cavern Storage - ON | Storage | Methane | PJ | Dispatch-Storage | VOM | 0 | [6 empty] | 0.32065 | 0
LCP_Inputs_ON_Diverse_2023_04_03 | 2049 | CH4 Salt Cavern Storage - ON | Storage | Methane | QC | Dispatch-Storage | EmissionsCost | 0 | [6 empty] | 0.32065 | 0
LCP_Inputs_ON_Diverse_2023_04_03 | 2049 | CH4 Salt Cavern Storage - ON | Storage | Methane | QC | Dispatch-Storage | FuelCost | 0 | [6 empty] | 0.32065 | 0
LCP_Inputs_ON_Diverse_2023_04_03 | 2049 | CH4 Salt Cavern Storage - ON | Storage | Methane | QC | Dispatch-Storage | VOM | 0 | [6 empty] | 0.32065 | 0
LCP_Inputs_ON_Diverse_2023_04_03 | 2049 | CH4 Salt Cavern Storage - ON | Storage | Methane | WC | Dispatch-Storage | EmissionsCost | 0 | [6 empty] | 0.32065 | 0
LCP_Inputs_ON_Diverse_2023_04_03 | 2049 | CH4 Salt Cavern Storage - ON | Storage | Methane | WC | Dispatch-Storage | FuelCost | 0 | [6 empty] | 0.32065 | 0
LCP_Inputs_ON_Diverse_2023_04_03 | 2049 | CH4 Salt Cavern Storage - ON | Storage | Methane | WC | Dispatch-Storage | VOM | 0 | [6 empty] | 0.32065 | 0
LCP_Inputs_ON_Diverse_2023_04_03 | 2049 | Electrolyser 2020/2030 | Crossload | Hydrogen | MI | Dispatch-Crossload | EmissionsCost | 0 | [6 empty] | 0.32065 | 0
LCP_Inputs_ON_Diverse_2023_04_03 | 2049 | Electrolyser 2020/2030 | Crossload | Hydrogen | MI | Dispatch-Crossload | FuelCost | 0 | [6 empty] | 0.32065 | 0
LCP_Inputs_ON_Diverse_2023_04_03 | 2049 | Electrolyser 2020/2030 | Crossload | Hydrogen | MI | Dispatch-Crossload | VOM | 0 | [6 empty] | 0.32065 | 0
LCP_Inputs_ON_Diverse_2023_04_03 | 2049 | Electrolyser 2020/2030 | Crossload | Hydrogen | NY | Dispatch-Crossload | EmissionsCost | 0 | [6 empty] | 0.32065 | 0
LCP_Inputs_ON_Diverse_2023_04_03 | 2049 | Electrolyser 2020/2030 | Crossload | Hydrogen | NY | Dispatch-Crossload | FuelCost | 0 | [6 empty] | 0.32065 | 0
LCP_Inputs_ON_Diverse_2023_04_03 | 2049 | Electrolyser 2020/2030 | Crossload | Hydrogen | NY | Dispatch-Crossload | VOM | 0 | [6 empty] | 0.32065 | 0
LCP_Inputs_ON_Diverse_2023_04_03 | 2049 | Electrolyser 2020/2030 | Crossload | Hydrogen | ON | Dispatch-Crossload | EmissionsCost | 0 | [6 empty] | 0.32065 | 0
LCP_Inputs_ON_Diverse_2023_04_03 | 2049 | Electrolyser 2020/2030 | Crossload | Hydrogen | ON | Dispatch-Crossload | FuelCost | 0 | [6 empty] | 0.32065 | 0
LCP_Inputs_ON_Diverse_2023_04_03 | 2049 | Electrolyser 2020/2030 | Crossload | Hydrogen | ON | Dispatch-Crossload | VOM | 0 | [6 empty] | 0.32065 | 0
LCP_Inputs_ON_Diverse_2023_04_03 | 2049 | Electrolyser 2020/2030 | Crossload | Hydrogen | PJ | Dispatch-Crossload | EmissionsCost | 0 | [6 empty] | 0.32065 | 0
LCP_Inputs_ON_Diverse_2023_04_03 | 2049 | Electrolyser 2020/2030 | Crossload | Hydrogen | PJ | Dispatch-Crossload | FuelCost | 0 | [6 empty] | 0.32065 | 0
LCP_Inputs_ON_Diverse_2023_04_03 | 2049 | Electrolyser 2020/2030 | Crossload | Hydrogen | PJ | Dispatch-Crossload | VOM | 0 | [6 empty] | 0.32065 | 0
LCP_Inputs_ON_Diverse_2023_04_03 | 2049 | Electrolyser 2020/2030 | Crossload | Hydrogen | QC | Dispatch-Crossload | EmissionsCost | 0 | [6 empty] | 0.32065 | 0
LCP_Inputs_ON_Diverse_2023_04_03 | 2049 | Electrolyser 2020/2030 | Crossload | Hydrogen | QC | Dispatch-Crossload | FuelCost | 0 | [6 empty] | 0.32065 | 0
LCP_Inputs_ON_Diverse_2023_04_03 | 2049 | Electrolyser 2020/2030 | Crossload | Hydrogen | QC | Dispatch-Crossload | VOM | 0 | [6 empty] | 0.32065 | 0
LCP_Inputs_ON_Diverse_2023_04_03 | 2049 | Electrolyser 2020/2030 | Crossload | Hydrogen | WC | Dispatch-Crossload | EmissionsCost | 0 | [6 empty] | 0.32065 | 0
LCP_Inputs_ON_Diverse_2023_04_03 | 2049 | Electrolyser 2020/2030 | Crossload | Hydrogen | WC | Dispatch-Crossload | FuelCost | 0 | [6 empty] | 0.32065 | 0
LCP_Inputs_ON_Diverse_2023_04_03 | 2049 | Electrolyser 2020/2030 | Crossload | Hydrogen | WC | Dispatch-Crossload | VOM | 0 | [6 empty] | 0.32065 | 0
LCP_Inputs_ON_Diverse_2023_04_03 | 2049 | Electrolyser 2040 | Crossload | Hydrogen | MI | Dispatch-Crossload | EmissionsCost | 0 | [6 empty] | 0.32065 | 0
LCP_Inputs_ON_Diverse_2023_04_03 | 2049 | Electrolyser 2040 | Crossload | Hydrogen | MI | Dispatch-Crossload | FuelCost | 0 | [6 empty] | 0.32065 | 0
LCP_Inputs_ON_Diverse_2023_04_03 | 2049 | Electrolyser 2040 | Crossload | Hydrogen | MI | Dispatch-Crossload | VOM | 0 | [6 empty] | 0.32065 | 0
LCP_Inputs_ON_Diverse_2023_04_03 | 2049 | Electrolyser 2040 | Crossload | Hydrogen | NY | Dispatch-Crossload | EmissionsCost | 0 | [6 empty] | 0.32065 | 0
LCP_Inputs_ON_Diverse_2023_04_03 | 2049 | Electrolyser 2040 | Crossload | Hydrogen | NY | Dispatch-Crossload | FuelCost | 0 | [6 empty] | 0.32065 | 0
LCP_Inputs_ON_Diverse_2023_04_03 | 2049 | Electrolyser 2040 | Crossload | Hydrogen | NY | Dispatch-Crossload | VOM | 0 | [6 empty] | 0.32065 | 0
LCP_Inputs_ON_Diverse_2023_04_03 | 2049 | Electrolyser 2040 | Crossload | Hydrogen | ON | Dispatch-Crossload | EmissionsCost | 0 | [6 empty] | 0.32065 | 0
LCP_Inputs_ON_Diverse_2023_04_03 | 2049 | Electrolyser 2040 | Crossload | Hydrogen | ON | Dispatch-Crossload | FuelCost | 0 | [6 empty] | 0.32065 | 0
LCP_Inputs_ON_Diverse_2023_04_03 | 2049 | Electrolyser 2040 | Crossload | Hydrogen | ON | Dispatch-Crossload | VOM | 0 | [6 empty] | 0.32065 | 0
LCP_Inputs_ON_Diverse_2023_04_03 | 2049 | Electrolyser 2040 | Crossload | Hydrogen | PJ | Dispatch-Crossload | EmissionsCost | 0 | [6 empty] | 0.32065 | 0
LCP_Inputs_ON_Diverse_2023_04_03 | 2049 | Electrolyser 2040 | Crossload | Hydrogen | PJ | Dispatch-Crossload | FuelCost | 0 | [6 empty] | 0.32065 | 0
LCP_Inputs_ON_Diverse_2023_04_03 | 2049 | Electrolyser 2040 | Crossload | Hydrogen | PJ | Dispatch-Crossload | VOM | 0 | [6 empty] | 0.32065 | 0
LCP_Inputs_ON_Diverse_2023_04_03 | 2049 | Electrolyser 2040 | Crossload | Hydrogen | QC | Dispatch-Crossload | EmissionsCost | 0 | [6 empty] | 0.32065 | 0
LCP_Inputs_ON_Diverse_2023_04_03 | 2049 | Electrolyser 2040 | Crossload | Hydrogen | QC | Dispatch-Crossload | FuelCost | 0 | [6 empty] | 0.32065 | 0
LCP_Inputs_ON_Diverse_2023_04_03 | 2049 | Electrolyser 2040 | Crossload | Hydrogen | QC | Dispatch-Crossload | VOM | 0 | [6 empty] | 0.32065 | 0
LCP_Inputs_ON_Diverse_2023_04_03 | 2049 | Electrolyser 2040 | Crossload | Hydrogen | WC | Dispatch-Crossload | EmissionsCost | 0 | [6 empty] | 0.32065 | 0
LCP_Inputs_ON_Diverse_2023_04_03 | 2049 | Electrolyser 2040 | Crossload | Hydrogen | WC | Dispatch-Crossload | FuelCost | 0 | [6 empty] | 0.32065 | 0
LCP_Inputs_ON_Diverse_2023_04_03 | 2049 | Electrolyser 2040 | Crossload | Hydrogen | WC | Dispatch-Crossload | VOM | 0 | [6 empty] | 0.32065 | 0
LCP_Inputs_ON_Diverse_2023_04_03 | 2049 | Electrolyser 2050 | Crossload | Hydrogen | MI | Dispatch-Crossload | EmissionsCost | 0 | [6 empty] | 0.32065 | 0
LCP_Inputs_ON_Diverse_2023_04_03 | 2049 | Electrolyser 2050 | Crossload | Hydrogen | MI | Dispatch-Crossload | FuelCost | 0 | [6 empty] | 0.32065 | 0
LCP_Inputs_ON_Diverse_2023_04_03 | 2049 | Electrolyser 2050 | Crossload | Hydrogen | MI | Dispatch-Crossload | VOM | 0 | [6 empty] | 0.32065 | 0
LCP_Inputs_ON_Diverse_2023_04_03 | 2049 | Electrolyser 2050 | Crossload | Hydrogen | NY | Dispatch-Crossload | EmissionsCost | 0 | [6 empty] | 0.32065 | 0
LCP_Inputs_ON_Diverse_2023_04_03 | 2049 | Electrolyser 2050 | Crossload | Hydrogen | NY | Dispatch-Crossload | FuelCost | 0 | [6 empty] | 0.32065 | 0
LCP_Inputs_ON_Diverse_2023_04_03 | 2049 | Electrolyser 2050 | Crossload | Hydrogen | NY | Dispatch-Crossload | VOM | 0 | [6 empty] | 0.32065 | 0
LCP_Inputs_ON_Diverse_2023_04_03 | 2049 | Electrolyser 2050 | Crossload | Hydrogen | ON | Dispatch-Crossload | EmissionsCost | 0 | [6 empty] | 0.32065 | 0
LCP_Inputs_ON_Diverse_2023_04_03 | 2049 | Electrolyser 2050 | Crossload | Hydrogen | ON | Dispatch-Crossload | FuelCost | 0 | [6 empty] | 0.32065 | 0
LCP_Inputs_ON_Diverse_2023_04_03 | 2049 | Electrolyser 2050 | Crossload | Hydrogen | ON | Dispatch-Crossload | VOM | 0 | [6 empty] | 0.32065 | 0
LCP_Inputs_ON_Diverse_2023_04_03 | 2049 | Electrolyser 2050 | Crossload | Hydrogen | PJ | Dispatch-Crossload | EmissionsCost | 0 | [6 empty] | 0.32065 | 0
LCP_Inputs_ON_Diverse_2023_04_03 | 2049 | Electrolyser 2050 | Crossload | Hydrogen | PJ | Dispatch-Crossload | FuelCost | 0 | [6 empty] | 0.32065 | 0
LCP_Inputs_ON_Diverse_2023_04_03 | 2049 | Electrolyser 2050 | Crossload | Hydrogen | PJ | Dispatch-Crossload | VOM | 0 | [6 empty] | 0.32065 | 0
LCP_Inputs_ON_Diverse_2023_04_03 | 2049 | Electrolyser 2050 | Crossload | Hydrogen | QC | Dispatch-Crossload | EmissionsCost | 0 | [6 empty] | 0.32065 | 0
LCP_Inputs_ON_Diverse_2023_04_03 | 2049 | Electrolyser 2050 | Crossload | Hydrogen | QC | Dispatch-Crossload | FuelCost | 0 | [6 empty] | 0.32065 | 0
LCP_Inputs_ON_Diverse_2023_04_03 | 2049 | Electrolyser 2050 | Crossload | Hydrogen | QC | Dispatch-Crossload | VOM | 0 | [6 empty] | 0.32065 | 0
LCP_Inputs_ON_Diverse_2023_04_03 | 2049 | Electrolyser 2050 | Crossload | Hydrogen | WC | Dispatch-Crossload | EmissionsCost | 0 | [6 empty] | 0.32065 | 0
LCP_Inputs_ON_Diverse_2023_04_03 | 2049 | Electrolyser 2050 | Crossload | Hydrogen | WC | Dispatch-Crossload | FuelCost | 0 | [6 empty] | 0.32065 | 0
LCP_Inputs_ON_Diverse_2023_04_03 | 2049 | Electrolyser 2050 | Crossload | Hydrogen | WC | Dispatch-Crossload | VOM | 0 | [6 empty] | 0.32065 | 0
LCP_Inputs_ON_Diverse_2023_04_03 | 2049 | Fossil Fuel Thermal (Coal, Peat, Oil) | Generation | Electricity | MI | Dispatch-Generation | EmissionsCost | 0 | [6 empty] | 0.32065 | 0
LCP_Inputs_ON_Diverse_2023_04_03 | 2049 | Fossil Fuel Thermal (Coal, Peat, Oil) | Generation | Electricity | MI | Dispatch-Generation | FuelCost | 0 | [6 empty] | 0.32065 | 0
LCP_Inputs_ON_Diverse_2023_04_03 | 2049 | Fossil Fuel Thermal (Coal, Peat, Oil) | Generation | Electricity | MI | Dispatch-Generation | VOM | 0 | [6 empty] | 0.32065 | 0
LCP_Inputs_ON_Diverse_2023_04_03 | 2049 | Fossil Fuel Thermal (Coal, Peat, Oil) | Generation | Electricity | NY | Dispatch-Generation | EmissionsCost | 0 | [6 empty] | 0.32065 | 0
LCP_Inputs_ON_Diverse_2023_04_03 | 2049 | Fossil Fuel Thermal (Coal, Peat, Oil) | Generation | Electricity | NY | Dispatch-Generation | FuelCost | 0 | [6 empty] | 0.32065 | 0
LCP_Inputs_ON_Diverse_2023_04_03 | 2049 | Fossil Fuel Thermal (Coal, Peat, Oil) | Generation | Electricity | NY | Dispatch-Generation | VOM | 0 | [6 empty] | 0.32065 | 0
LCP_Inputs_ON_Diverse_2023_04_03 | 2049 | Fossil Fuel Thermal (Coal, Peat, Oil) | Generation | Electricity | ON | Dispatch-Generation | EmissionsCost | 0 | [6 empty] | 0.32065 | 0
LCP_Inputs_ON_Diverse_2023_04_03 | 2049 | Fossil Fuel Thermal (Coal, Peat, Oil) | Generation | Electricity | ON | Dispatch-Generation | FuelCost | 0 | [6 empty] | 0.32065 | 0
LCP_Inputs_ON_Diverse_2023_04_03 | 2049 | Fossil Fuel Thermal (Coal, Peat, Oil) | Generation | Electricity | ON | Dispatch-Generation | VOM | 0 | [6 empty] | 0.32065 | 0
LCP_Inputs_ON_Diverse_2023_04_03 | 2049 | Fossil Fuel Thermal (Coal, Peat, Oil) | Generation | Electricity | PJ | Dispatch-Generation | EmissionsCost | 0 | [6 empty] | 0.32065 | 0
LCP_Inputs_ON_Diverse_2023_04_03 | 2049 | Fossil Fuel Thermal (Coal, Peat, Oil) | Generation | Electricity | PJ | Dispatch-Generation | FuelCost | 0 | [6 empty] | 0.32065 | 0
LCP_Inputs_ON_Diverse_2023_04_03 | 2049 | Fossil Fuel Thermal (Coal, Peat, Oil) | Generation | Electricity | PJ | Dispatch-Generation | VOM | 0 | [6 empty] | 0.32065 | 0
LCP_Inputs_ON_Diverse_2023_04_03 | 2049 | Fossil Fuel Thermal (Coal, Peat, Oil) | Generation | Electricity | QC | Dispatch-Generation | EmissionsCost | 0 | [6 empty] | 0.32065 | 0
LCP_Inputs_ON_Diverse_2023_04_03 | 2049 | Fossil Fuel Thermal (Coal, Peat, Oil) | Generation | Electricity | QC | Dispatch-Generation | FuelCost | 0 | [6 empty] | 0.32065 | 0
LCP_Inputs_ON_Diverse_2023_04_03 | 2049 | Fossil Fuel Thermal (Coal, Peat, Oil) | Generation | Electricity | QC | Dispatch-Generation | VOM | 0 | [6 empty] | 0.32065 | 0
LCP_Inputs_ON_Diverse_2023_04_03 | 2049 | Fossil Fuel Thermal (Coal, Peat, Oil) | Generation | Electricity | WC | Dispatch-Generation | EmissionsCost | 0 | [6 empty] | 0.32065 | 0
LCP_Inputs_ON_Diverse_2023_04_03 | 2049 | Fossil Fuel Thermal (Coal, Peat, Oil) | Generation | Electricity | WC | Dispatch-Generation | FuelCost | 0 | [6 empty] | 0.32065 | 0
LCP_Inputs_ON_Diverse_2023_04_03 | 2049 | Fossil Fuel Thermal (Coal, Peat, Oil) | Generation | Electricity | WC | Dispatch-Generation | VOM | 0 | [6 empty] | 0.32065 | 0
LCP_Inputs_ON_Diverse_2023_04_03 | 2049 | Generic - Generator | Generation | Electricity | MI | Dispatch-Generation | EmissionsCost | 0 | [6 empty] | 0.32065 | 0
LCP_Inputs_ON_Diverse_2023_04_03 | 2049 | Generic - Generator | Generation | Electricity | MI | Dispatch-Generation | FuelCost | 922715978.5322 | [6 empty] | 0.32065 | 295870183.8756
LCP_Inputs_ON_Diverse_2023_04_03 | 2049 | Generic - Generator | Generation | Electricity | MI | Dispatch-Generation | VOM | 30177343.602 | [6 empty] | 0.32065 | 9676407.9176
LCP_Inputs_ON_Diverse_2023_04_03 | 2049 | Generic - Generator | Generation | Electricity | NY | Dispatch-Generation | EmissionsCost | 0 | [6 empty] | 0.32065 | 0
LCP_Inputs_ON_Diverse_2023_04_03 | 2049 | Generic - Generator | Generation | Electricity | NY | Dispatch-Generation | FuelCost | 169239391.3338 | [6 empty] | 0.32065 | 54266850.2529
LCP_Inputs_ON_Diverse_2023_04_03 | 2049 | Generic - Generator | Generation | Electricity | NY | Dispatch-Generation | VOM | 5534959.1663 | [6 empty] | 0.32065 | 1774792.4869
LCP_Inputs_ON_Diverse_2023_04_03 | 2049 | Generic - Generator | Generation | Electricity | ON | Dispatch-Generation | EmissionsCost | 0 | [6 empty] | 0.32065 | 0
LCP_Inputs_ON_Diverse_2023_04_03 | 2049 | Generic - Generator | Generation | Electricity | ON | Dispatch-Generation | FuelCost | 0 | [6 empty] | 0.32065 | 0
LCP_Inputs_ON_Diverse_2023_04_03 | 2049 | Generic - Generator | Generation | Electricity | ON | Dispatch-Generation | VOM | 0 | [6 empty] | 0.32065 | 0
LCP_Inputs_ON_Diverse_2023_04_03 | 2049 | Generic - Generator | Generation | Electricity | PJ | Dispatch-Generation | EmissionsCost | 0 | [6 empty] | 0.32065 | 0
LCP_Inputs_ON_Diverse_2023_04_03 | 2049 | Generic - Generator | Generation | Electricity | PJ | Dispatch-Generation | FuelCost | 5434493471.1405 | [6 empty] | 0.32065 | 1742578019.6576
LCP_Inputs_ON_Diverse_2023_04_03 | 2049 | Generic - Generator | Generation | Electricity | PJ | Dispatch-Generation | VOM | 177734623.2179 | [6 empty] | 0.32065 | 56990858.3746
LCP_Inputs_ON_Diverse_2023_04_03 | 2049 | Generic - Generator | Generation | Electricity | QC | Dispatch-Generation | EmissionsCost | 0 | [6 empty] | 0.32065 | 0
LCP_Inputs_ON_Diverse_2023_04_03 | 2049 | Generic - Generator | Generation | Electricity | QC | Dispatch-Generation | FuelCost | 0 | [6 empty] | 0.32065 | 0
LCP_Inputs_ON_Diverse_2023_04_03 | 2049 | Generic - Generator | Generation | Electricity | QC | Dispatch-Generation | VOM | 0 | [6 empty] | 0.32065 | 0
LCP_Inputs_ON_Diverse_2023_04_03 | 2049 | Generic - Generator | Generation | Electricity | WC | Dispatch-Generation | EmissionsCost | 0 | [6 empty] | 0.32065 | 0
LCP_Inputs_ON_Diverse_2023_04_03 | 2049 | Generic - Generator | Generation | Electricity | WC | Dispatch-Generation | FuelCost | 0 | [6 empty] | 0.32065 | 0
LCP_Inputs_ON_Diverse_2023_04_03 | 2049 | Generic - Generator | Generation | Electricity | WC | Dispatch-Generation | VOM | 0 | [6 empty] | 0.32065 | 0
LCP_Inputs_ON_Diverse_2023_04_03 | 2049 | H2 Import - QC | Import | Hydrogen | MI | Dispatch-Import | EmissionsCost | 0 | [6 empty] | 0.32065 | 0
LCP_Inputs_ON_Diverse_2023_04_03 | 2049 | H2 Import - QC | Import | Hydrogen | MI | Dispatch-Import | FuelCost | 0 | [6 empty] | 0.32065 | 0
LCP_Inputs_ON_Diverse_2023_04_03 | 2049 | H2 Import - QC | Import | Hydrogen | MI | Dispatch-Import | VOM | 0 | [6 empty] | 0.32065 | 0
LCP_Inputs_ON_Diverse_2023_04_03 | 2049 | H2 Import - QC | Import | Hydrogen | NY | Dispatch-Import | EmissionsCost | 0 | [6 empty] | 0.32065 | 0
LCP_Inputs_ON_Diverse_2023_04_03 | 2049 | H2 Import - QC | Import | Hydrogen | NY | Dispatch-Import | FuelCost | 0 | [6 empty] | 0.32065 | 0
LCP_Inputs_ON_Diverse_2023_04_03 | 2049 | H2 Import - QC | Import | Hydrogen | NY | Dispatch-Import | VOM | 0 | [6 empty] | 0.32065 | 0
LCP_Inputs_ON_Diverse_2023_04_03 | 2049 | H2 Import - QC | Import | Hydrogen | ON | Dispatch-Import | EmissionsCost | 0 | [6 empty] | 0.32065 | 0
LCP_Inputs_ON_Diverse_2023_04_03 | 2049 | H2 Import - QC | Import | Hydrogen | ON | Dispatch-Import | FuelCost | 0 | [6 empty] | 0.32065 | 0
LCP_Inputs_ON_Diverse_2023_04_03 | 2049 | H2 Import - QC | Import | Hydrogen | ON | Dispatch-Import | VOM | 0 | [6 empty] | 0.32065 | 0
LCP_Inputs_ON_Diverse_2023_04_03 | 2049 | H2 Import - QC | Import | Hydrogen | PJ | Dispatch-Import | EmissionsCost | 0 | [6 empty] | 0.32065 | 0
LCP_Inputs_ON_Diverse_2023_04_03 | 2049 | H2 Import - QC | Import | Hydrogen | PJ | Dispatch-Import | FuelCost | 0 | [6 empty] | 0.32065 | 0
LCP_Inputs_ON_Diverse_2023_04_03 | 2049 | H2 Import - QC | Import | Hydrogen | PJ | Dispatch-Import | VOM | 0 | [6 empty] | 0.32065 | 0
LCP_Inputs_ON_Diverse_2023_04_03 | 2049 | H2 Import - QC | Import | Hydrogen | QC | Dispatch-Import | EmissionsCost | 0 | [6 empty] | 0.32065 | 0
LCP_Inputs_ON_Diverse_2023_04_03 | 2049 | H2 Import - QC | Import | Hydrogen | QC | Dispatch-Import | FuelCost | 0 | [6 empty] | 0.32065 | 0
LCP_Inputs_ON_Diverse_2023_04_03 | 2049 | H2 Import - QC | Import | Hydrogen | QC | Dispatch-Import | VOM | 0 | [6 empty] | 0.32065 | 0
LCP_Inputs_ON_Diverse_2023_04_03 | 2049 | H2 Import - QC | Import | Hydrogen | WC | Dispatch-Import | EmissionsCost | 0 | [6 empty] | 0.32065 | 0
LCP_Inputs_ON_Diverse_2023_04_03 | 2049 | H2 Import - QC | Import | Hydrogen | WC | Dispatch-Import | FuelCost | 0 | [6 empty] | 0.32065 | 0
LCP_Inputs_ON_Diverse_2023_04_03 | 2049 | H2 Import - QC | Import | Hydrogen | WC | Dispatch-Import | VOM | 0 | [6 empty] | 0.32065 | 0
LCP_Inputs_ON_Diverse_2023_04_03 | 2049 | H2 Import - WC | Import | Hydrogen | MI | Dispatch-Import | EmissionsCost | 0 | [6 empty] | 0.32065 | 0
LCP_Inputs_ON_Diverse_2023_04_03 | 2049 | H2 Import - WC | Import | Hydrogen | MI | Dispatch-Import | FuelCost | 0 | [6 empty] | 0.32065 | 0
LCP_Inputs_ON_Diverse_2023_04_03 | 2049 | H2 Import - WC | Import | Hydrogen | MI | Dispatch-Import | VOM | 0 | [6 empty] | 0.32065 | 0
LCP_Inputs_ON_Diverse_2023_04_03 | 2049 | H2 Import - WC | Import | Hydrogen | NY | Dispatch-Import | EmissionsCost | 0 | [6 empty] | 0.32065 | 0
LCP_Inputs_ON_Diverse_2023_04_03 | 2049 | H2 Import - WC | Import | Hydrogen | NY | Dispatch-Import | FuelCost | 0 | [6 empty] | 0.32065 | 0
LCP_Inputs_ON_Diverse_2023_04_03 | 2049 | H2 Import - WC | Import | Hydrogen | NY | Dispatch-Import | VOM | 0 | [6 empty] | 0.32065 | 0
LCP_Inputs_ON_Diverse_2023_04_03 | 2049 | H2 Import - WC | Import | Hydrogen | ON | Dispatch-Import | EmissionsCost | 0 | [6 empty] | 0.32065 | 0
LCP_Inputs_ON_Diverse_2023_04_03 | 2049 | H2 Import - WC | Import | Hydrogen | ON | Dispatch-Import | FuelCost | 0 | [6 empty] | 0.32065 | 0
LCP_Inputs_ON_Diverse_2023_04_03 | 2049 | H2 Import - WC | Import | Hydrogen | ON | Dispatch-Import | VOM | 0 | [6 empty] | 0.32065 | 0
LCP_Inputs_ON_Diverse_2023_04_03 | 2049 | H2 Import - WC | Import | Hydrogen | PJ | Dispatch-Import | EmissionsCost | 0 | [6 empty] | 0.32065 | 0
LCP_Inputs_ON_Diverse_2023_04_03 | 2049 | H2 Import - WC | Import | Hydrogen | PJ | Dispatch-Import | FuelCost | 0 | [6 empty] | 0.32065 | 0
LCP_Inputs_ON_Diverse_2023_04_03 | 2049 | H2 Import - WC | Import | Hydrogen | PJ | Dispatch-Import | VOM | 0 | [6 empty] | 0.32065 | 0
LCP_Inputs_ON_Diverse_2023_04_03 | 2049 | H2 Import - WC | Import | Hydrogen | QC | Dispatch-Import | EmissionsCost | 0 | [6 empty] | 0.32065 | 0
LCP_Inputs_ON_Diverse_2023_04_03 | 2049 | H2 Import - WC | Import | Hydrogen | QC | Dispatch-Import | FuelCost | 0 | [6 empty] | 0.32065 | 0
LCP_Inputs_ON_Diverse_2023_04_03 | 2049 | H2 Import - WC | Import | Hydrogen | QC | Dispatch-Import | VOM | 0 | [6 empty] | 0.32065 | 0
LCP_Inputs_ON_Diverse_2023_04_03 | 2049 | H2 Import - WC | Import | Hydrogen | WC | Dispatch-Import | EmissionsCost | 0 | [6 empty] | 0.32065 | 0
LCP_Inputs_ON_Diverse_2023_04_03 | 2049 | H2 Import - WC | Import | Hydrogen | WC | Dispatch-Import | FuelCost | 322770984.3754 | [6 empty] | 0.32065 | 103496972.7616
LCP_Inputs_ON_Diverse_2023_04_03 | 2049 | H2 Import - WC | Import | Hydrogen | WC | Dispatch-Import | VOM | 0 | [6 empty] | 0.32065 | 0
LCP_Inputs_ON_Diverse_2023_04_03 | 2049 | H2 Salt Cavern Storage - ON | Storage | Hydrogen | MI | Dispatch-Storage | EmissionsCost | 0 | [6 empty] | 0.32065 | 0
LCP_Inputs_ON_Diverse_2023_04_03 | 2049 | H2 Salt Cavern Storage - ON | Storage | Hydrogen | MI | Dispatch-Storage | FuelCost | 0 | [6 empty] | 0.32065 | 0
LCP_Inputs_ON_Diverse_2023_04_03 | 2049 | H2 Salt Cavern Storage - ON | Storage | Hydrogen | MI | Dispatch-Storage | VOM | 0 | [6 empty] | 0.32065 | 0
LCP_Inputs_ON_Diverse_2023_04_03 | 2049 | H2 Salt Cavern Storage - ON | Storage | Hydrogen | NY | Dispatch-Storage | EmissionsCost | 0 | [6 empty] | 0.32065 | 0
LCP_Inputs_ON_Diverse_2023_04_03 | 2049 | H2 Salt Cavern Storage - ON | Storage | Hydrogen | NY | Dispatch-Storage | FuelCost | 0 | [6 empty] | 0.32065 | 0
LCP_Inputs_ON_Diverse_2023_04_03 | 2049 | H2 Salt Cavern Storage - ON | Storage | Hydrogen | NY | Dispatch-Storage | VOM | 0 | [6 empty] | 0.32065 | 0
LCP_Inputs_ON_Diverse_2023_04_03 | 2049 | H2 Salt Cavern Storage - ON | Storage | Hydrogen | ON | Dispatch-Storage | EmissionsCost | 0 | [6 empty] | 0.32065 | 0
LCP_Inputs_ON_Diverse_2023_04_03 | 2049 | H2 Salt Cavern Storage - ON | Storage | Hydrogen | ON | Dispatch-Storage | FuelCost | 0 | [6 empty] | 0.32065 | 0
LCP_Inputs_ON_Diverse_2023_04_03 | 2049 | H2 Salt Cavern Storage - ON | Storage | Hydrogen | ON | Dispatch-Storage | VOM | 60179086.0056 | [6 empty] | 0.32065 | 19296509.0626
LCP_Inputs_ON_Diverse_2023_04_03 | 2049 | H2 Salt Cavern Storage - ON | Storage | Hydrogen | PJ | Dispatch-Storage | EmissionsCost | 0 | [6 empty] | 0.32065 | 0
LCP_Inputs_ON_Diverse_2023_04_03 | 2049 | H2 Salt Cavern Storage - ON | Storage | Hydrogen | PJ | Dispatch-Storage | FuelCost | 0 | [6 empty] | 0.32065 | 0
LCP_Inputs_ON_Diverse_2023_04_03 | 2049 | H2 Salt Cavern Storage - ON | Storage | Hydrogen | PJ | Dispatch-Storage | VOM | 0 | [6 empty] | 0.32065 | 0
LCP_Inputs_ON_Diverse_2023_04_03 | 2049 | H2 Salt Cavern Storage - ON | Storage | Hydrogen | QC | Dispatch-Storage | EmissionsCost | 0 | [6 empty] | 0.32065 | 0
LCP_Inputs_ON_Diverse_2023_04_03 | 2049 | H2 Salt Cavern Storage - ON | Storage | Hydrogen | QC | Dispatch-Storage | FuelCost | 0 | [6 empty] | 0.32065 | 0
LCP_Inputs_ON_Diverse_2023_04_03 | 2049 | H2 Salt Cavern Storage - ON | Storage | Hydrogen | QC | Dispatch-Storage | VOM | 0 | [6 empty] | 0.32065 | 0
LCP_Inputs_ON_Diverse_2023_04_03 | 2049 | H2 Salt Cavern Storage - ON | Storage | Hydrogen | WC | Dispatch-Storage | EmissionsCost | 0 | [6 empty] | 0.32065 | 0
LCP_Inputs_ON_Diverse_2023_04_03 | 2049 | H2 Salt Cavern Storage - ON | Storage | Hydrogen | WC | Dispatch-Storage | FuelCost | 0 | [6 empty] | 0.32065 | 0
LCP_Inputs_ON_Diverse_2023_04_03 | 2049 | H2 Salt Cavern Storage - ON | Storage | Hydrogen | WC | Dispatch-Storage | VOM | 0 | [6 empty] | 0.32065 | 0
LCP_Inputs_ON_Diverse_2023_04_03 | 2049 | Hydro | Generation | Electricity | MI | Dispatch-Generation | EmissionsCost | 0 | [6 empty] | 0.32065 | 0
LCP_Inputs_ON_Diverse_2023_04_03 | 2049 | Hydro | Generation | Electricity | MI | Dispatch-Generation | FuelCost | 0 | [6 empty] | 0.32065 | 0
LCP_Inputs_ON_Diverse_2023_04_03 | 2049 | Hydro | Generation | Electricity | MI | Dispatch-Generation | VOM | 0 | [6 empty] | 0.32065 | 0
LCP_Inputs_ON_Diverse_2023_04_03 | 2049 | Hydro | Generation | Electricity | NY | Dispatch-Generation | EmissionsCost | 0 | [6 empty] | 0.32065 | 0
LCP_Inputs_ON_Diverse_2023_04_03 | 2049 | Hydro | Generation | Electricity | NY | Dispatch-Generation | FuelCost | 0 | [6 empty] | 0.32065 | 0
LCP_Inputs_ON_Diverse_2023_04_03 | 2049 | Hydro | Generation | Electricity | NY | Dispatch-Generation | VOM | 0 | [6 empty] | 0.32065 | 0
LCP_Inputs_ON_Diverse_2023_04_03 | 2049 | Hydro | Generation | Electricity | ON | Dispatch-Generation | EmissionsCost | 0 | [6 empty] | 0.32065 | 0
LCP_Inputs_ON_Diverse_2023_04_03 | 2049 | Hydro | Generation | Electricity | ON | Dispatch-Generation | FuelCost | 0 | [6 empty] | 0.32065 | 0
LCP_Inputs_ON_Diverse_2023_04_03 | 2049 | Hydro | Generation | Electricity | ON | Dispatch-Generation | VOM | 0 | [6 empty] | 0.32065 | 0
LCP_Inputs_ON_Diverse_2023_04_03 | 2049 | Hydro | Generation | Electricity | PJ | Dispatch-Generation | EmissionsCost | 0 | [6 empty] | 0.32065 | 0
LCP_Inputs_ON_Diverse_2023_04_03 | 2049 | Hydro | Generation | Electricity | PJ | Dispatch-Generation | FuelCost | 0 | [6 empty] | 0.32065 | 0
LCP_Inputs_ON_Diverse_2023_04_03 | 2049 | Hydro | Generation | Electricity | PJ | Dispatch-Generation | VOM | 0 | [6 empty] | 0.32065 | 0
LCP_Inputs_ON_Diverse_2023_04_03 | 2049 | Hydro | Generation | Electricity | QC | Dispatch-Generation | EmissionsCost | 0 | [6 empty] | 0.32065 | 0
LCP_Inputs_ON_Diverse_2023_04_03 | 2049 | Hydro | Generation | Electricity | QC | Dispatch-Generation | FuelCost | 0 | [6 empty] | 0.32065 | 0
LCP_Inputs_ON_Diverse_2023_04_03 | 2049 | Hydro | Generation | Electricity | QC | Dispatch-Generation | VOM | 0 | [6 empty] | 0.32065 | 0
LCP_Inputs_ON_Diverse_2023_04_03 | 2049 | Hydro | Generation | Electricity | WC | Dispatch-Generation | EmissionsCost | 0 | [6 empty] | 0.32065 | 0
LCP_Inputs_ON_Diverse_2023_04_03 | 2049 | Hydro | Generation | Electricity | WC | Dispatch-Generation | FuelCost | 0 | [6 empty] | 0.32065 | 0
LCP_Inputs_ON_Diverse_2023_04_03 | 2049 | Hydro | Generation | Electricity | WC | Dispatch-Generation | VOM | 0 | [6 empty] | 0.32065 | 0
LCP_Inputs_ON_Diverse_2023_04_03 | 2049 | Hydro Pumped Storage | Storage | Electricity | MI | Dispatch-Storage | EmissionsCost | 0 | [6 empty] | 0.32065 | 0
LCP_Inputs_ON_Diverse_2023_04_03 | 2049 | Hydro Pumped Storage | Storage | Electricity | MI | Dispatch-Storage | FuelCost | 0 | [6 empty] | 0.32065 | 0
LCP_Inputs_ON_Diverse_2023_04_03 | 2049 | Hydro Pumped Storage | Storage | Electricity | MI | Dispatch-Storage | VOM | 0 | [6 empty] | 0.32065 | 0
LCP_Inputs_ON_Diverse_2023_04_03 | 2049 | Hydro Pumped Storage | Storage | Electricity | NY | Dispatch-Storage | EmissionsCost | 0 | [6 empty] | 0.32065 | 0
LCP_Inputs_ON_Diverse_2023_04_03 | 2049 | Hydro Pumped Storage | Storage | Electricity | NY | Dispatch-Storage | FuelCost | 0 | [6 empty] | 0.32065 | 0
LCP_Inputs_ON_Diverse_2023_04_03 | 2049 | Hydro Pumped Storage | Storage | Electricity | NY | Dispatch-Storage | VOM | 0 | [6 empty] | 0.32065 | 0
LCP_Inputs_ON_Diverse_2023_04_03 | 2049 | Hydro Pumped Storage | Storage | Electricity | ON | Dispatch-Storage | EmissionsCost | 0 | [6 empty] | 0.32065 | 0
LCP_Inputs_ON_Diverse_2023_04_03 | 2049 | Hydro Pumped Storage | Storage | Electricity | ON | Dispatch-Storage | FuelCost | 0 | [6 empty] | 0.32065 | 0
LCP_Inputs_ON_Diverse_2023_04_03 | 2049 | Hydro Pumped Storage | Storage | Electricity | ON | Dispatch-Storage | VOM | 0 | [6 empty] | 0.32065 | 0
LCP_Inputs_ON_Diverse_2023_04_03 | 2049 | Hydro Pumped Storage | Storage | Electricity | PJ | Dispatch-Storage | EmissionsCost | 0 | [6 empty] | 0.32065 | 0
LCP_Inputs_ON_Diverse_2023_04_03 | 2049 | Hydro Pumped Storage | Storage | Electricity | PJ | Dispatch-Storage | FuelCost | 0 | [6 empty] | 0.32065 | 0
LCP_Inputs_ON_Diverse_2023_04_03 | 2049 | Hydro Pumped Storage | Storage | Electricity | PJ | Dispatch-Storage | VOM | 0 | [6 empty] | 0.32065 | 0
LCP_Inputs_ON_Diverse_2023_04_03 | 2049 | Hydro Pumped Storage | Storage | Electricity | QC | Dispatch-Storage | EmissionsCost | 0 | [6 empty] | 0.32065 | 0
LCP_Inputs_ON_Diverse_2023_04_03 | 2049 | Hydro Pumped Storage | Storage | Electricity | QC | Dispatch-Storage | FuelCost | 0 | [6 empty] | 0.32065 | 0
LCP_Inputs_ON_Diverse_2023_04_03 | 2049 | Hydro Pumped Storage | Storage | Electricity | QC | Dispatch-Storage | VOM | 0 | [6 empty] | 0.32065 | 0
LCP_Inputs_ON_Diverse_2023_04_03 | 2049 | Hydro Pumped Storage | Storage | Electricity | WC | Dispatch-Storage | EmissionsCost | 0 | [6 empty] | 0.32065 | 0
LCP_Inputs_ON_Diverse_2023_04_03 | 2049 | Hydro Pumped Storage | Storage | Electricity | WC | Dispatch-Storage | FuelCost | 0 | [6 empty] | 0.32065 | 0
LCP_Inputs_ON_Diverse_2023_04_03 | 2049 | Hydro Pumped Storage | Storage | Electricity | WC | Dispatch-Storage | VOM | 0 | [6 empty] | 0.32065 | 0
LCP_Inputs_ON_Diverse_2023_04_03 | 2049 | Nuclear | Generation | Electricity | MI | Dispatch-Generation | EmissionsCost | 0 | [6 empty] | 0.32065 | 0
LCP_Inputs_ON_Diverse_2023_04_03 | 2049 | Nuclear | Generation | Electricity | MI | Dispatch-Generation | FuelCost | 0 | [6 empty] | 0.32065 | 0
LCP_Inputs_ON_Diverse_2023_04_03 | 2049 | Nuclear | Generation | Electricity | MI | Dispatch-Generation | VOM | 2762866296.96 | [6 empty] | 0.32065 | 885916986.7261
LCP_Inputs_ON_Diverse_2023_04_03 | 2049 | Nuclear | Generation | Electricity | NY | Dispatch-Generation | EmissionsCost | 0 | [6 empty] | 0.32065 | 0
LCP_Inputs_ON_Diverse_2023_04_03 | 2049 | Nuclear | Generation | Electricity | NY | Dispatch-Generation | FuelCost | 0 | [6 empty] | 0.32065 | 0
LCP_Inputs_ON_Diverse_2023_04_03 | 2049 | Nuclear | Generation | Electricity | NY | Dispatch-Generation | VOM | 2246155230.144 | [6 empty] | 0.32065 | 720232852.1643
LCP_Inputs_ON_Diverse_2023_04_03 | 2049 | Nuclear | Generation | Electricity | ON | Dispatch-Generation | EmissionsCost | 0 | [6 empty] | 0.32065 | 0
LCP_Inputs_ON_Diverse_2023_04_03 | 2049 | Nuclear | Generation | Electricity | ON | Dispatch-Generation | FuelCost | 0 | [6 empty] | 0.32065 | 0
LCP_Inputs_ON_Diverse_2023_04_03 | 2049 | Nuclear | Generation | Electricity | ON | Dispatch-Generation | VOM | 7823178339.984 | [6 empty] | 0.32065 | 2508513202.1065
LCP_Inputs_ON_Diverse_2023_04_03 | 2049 | Nuclear | Generation | Electricity | PJ | Dispatch-Generation | EmissionsCost | 0 | [6 empty] | 0.32065 | 0
LCP_Inputs_ON_Diverse_2023_04_03 | 2049 | Nuclear | Generation | Electricity | PJ | Dispatch-Generation | FuelCost | 0 | [6 empty] | 0.32065 | 0
LCP_Inputs_ON_Diverse_2023_04_03 | 2049 | Nuclear | Generation | Electricity | PJ | Dispatch-Generation | VOM | 6401347648.6848 | [6 empty] | 0.32065 | 2052601179.4884
LCP_Inputs_ON_Diverse_2023_04_03 | 2049 | Nuclear | Generation | Electricity | QC | Dispatch-Generation | EmissionsCost | 0 | [6 empty] | 0.32065 | 0
LCP_Inputs_ON_Diverse_2023_04_03 | 2049 | Nuclear | Generation | Electricity | QC | Dispatch-Generation | FuelCost | 0 | [6 empty] | 0.32065 | 0
LCP_Inputs_ON_Diverse_2023_04_03 | 2049 | Nuclear | Generation | Electricity | QC | Dispatch-Generation | VOM | 0 | [6 empty] | 0.32065 | 0
LCP_Inputs_ON_Diverse_2023_04_03 | 2049 | Nuclear | Generation | Electricity | WC | Dispatch-Generation | EmissionsCost | 0 | [6 empty] | 0.32065 | 0
LCP_Inputs_ON_Diverse_2023_04_03 | 2049 | Nuclear | Generation | Electricity | WC | Dispatch-Generation | FuelCost | 0 | [6 empty] | 0.32065 | 0
LCP_Inputs_ON_Diverse_2023_04_03 | 2049 | Nuclear | Generation | Electricity | WC | Dispatch-Generation | VOM | 0 | [6 empty] | 0.32065 | 0
LCP_Inputs_ON_Diverse_2023_04_03 | 2049 | Nuclear SMR | Generation | Electricity | MI | Dispatch-Generation | EmissionsCost | 0 | [6 empty] | 0.32065 | 0
LCP_Inputs_ON_Diverse_2023_04_03 | 2049 | Nuclear SMR | Generation | Electricity | MI | Dispatch-Generation | FuelCost | 0 | [6 empty] | 0.32065 | 0
LCP_Inputs_ON_Diverse_2023_04_03 | 2049 | Nuclear SMR | Generation | Electricity | MI | Dispatch-Generation | VOM | 0 | [6 empty] | 0.32065 | 0
LCP_Inputs_ON_Diverse_2023_04_03 | 2049 | Nuclear SMR | Generation | Electricity | NY | Dispatch-Generation | EmissionsCost | 0 | [6 empty] | 0.32065 | 0
LCP_Inputs_ON_Diverse_2023_04_03 | 2049 | Nuclear SMR | Generation | Electricity | NY | Dispatch-Generation | FuelCost | 0 | [6 empty] | 0.32065 | 0
LCP_Inputs_ON_Diverse_2023_04_03 | 2049 | Nuclear SMR | Generation | Electricity | NY | Dispatch-Generation | VOM | 0 | [6 empty] | 0.32065 | 0
LCP_Inputs_ON_Diverse_2023_04_03 | 2049 | Nuclear SMR | Generation | Electricity | ON | Dispatch-Generation | EmissionsCost | 0 | [6 empty] | 0.32065 | 0
LCP_Inputs_ON_Diverse_2023_04_03 | 2049 | Nuclear SMR | Generation | Electricity | ON | Dispatch-Generation | FuelCost | 0 | [6 empty] | 0.32065 | 0
LCP_Inputs_ON_Diverse_2023_04_03 | 2049 | Nuclear SMR | Generation | Electricity | ON | Dispatch-Generation | VOM | 17018020.8 | [6 empty] | 0.32065 | 5456852.4448
LCP_Inputs_ON_Diverse_2023_04_03 | 2049 | Nuclear SMR | Generation | Electricity | PJ | Dispatch-Generation | EmissionsCost | 0 | [6 empty] | 0.32065 | 0
LCP_Inputs_ON_Diverse_2023_04_03 | 2049 | Nuclear SMR | Generation | Electricity | PJ | Dispatch-Generation | FuelCost | 0 | [6 empty] | 0.32065 | 0
LCP_Inputs_ON_Diverse_2023_04_03 | 2049 | Nuclear SMR | Generation | Electricity | PJ | Dispatch-Generation | VOM | 0 | [6 empty] | 0.32065 | 0
LCP_Inputs_ON_Diverse_2023_04_03 | 2049 | Nuclear SMR | Generation | Electricity | QC | Dispatch-Generation | EmissionsCost | 0 | [6 empty] | 0.32065 | 0
LCP_Inputs_ON_Diverse_2023_04_03 | 2049 | Nuclear SMR | Generation | Electricity | QC | Dispatch-Generation | FuelCost | 0 | [6 empty] | 0.32065 | 0
LCP_Inputs_ON_Diverse_2023_04_03 | 2049 | Nuclear SMR | Generation | Electricity | QC | Dispatch-Generation | VOM | 0 | [6 empty] | 0.32065 | 0
LCP_Inputs_ON_Diverse_2023_04_03 | 2049 | Nuclear SMR | Generation | Electricity | WC | Dispatch-Generation | EmissionsCost | 0 | [6 empty] | 0.32065 | 0
LCP_Inputs_ON_Diverse_2023_04_03 | 2049 | Nuclear SMR | Generation | Electricity | WC | Dispatch-Generation | FuelCost | 0 | [6 empty] | 0.32065 | 0
LCP_Inputs_ON_Diverse_2023_04_03 | 2049 | Nuclear SMR | Generation | Electricity | WC | Dispatch-Generation | VOM | 0 | [6 empty] | 0.32065 | 0
LCP_Inputs_ON_Diverse_2023_04_03 | 2049 | O/CCGT - CH4 Existing | Crossload | Electricity | MI | Dispatch-Crossload | EmissionsCost | 0 | [6 empty] | 0.32065 | 0
LCP_Inputs_ON_Diverse_2023_04_03 | 2049 | O/CCGT - CH4 Existing | Crossload | Electricity | MI | Dispatch-Crossload | FuelCost | 0 | [6 empty] | 0.32065 | 0
LCP_Inputs_ON_Diverse_2023_04_03 | 2049 | O/CCGT - CH4 Existing | Crossload | Electricity | MI | Dispatch-Crossload | VOM | 0 | [6 empty] | 0.32065 | 0
LCP_Inputs_ON_Diverse_2023_04_03 | 2049 | O/CCGT - CH4 Existing | Crossload | Electricity | NY | Dispatch-Crossload | EmissionsCost | 0 | [6 empty] | 0.32065 | 0
LCP_Inputs_ON_Diverse_2023_04_03 | 2049 | O/CCGT - CH4 Existing | Crossload | Electricity | NY | Dispatch-Crossload | FuelCost | 0 | [6 empty] | 0.32065 | 0
LCP_Inputs_ON_Diverse_2023_04_03 | 2049 | O/CCGT - CH4 Existing | Crossload | Electricity | NY | Dispatch-Crossload | VOM | 0 | [6 empty] | 0.32065 | 0
LCP_Inputs_ON_Diverse_2023_04_03 | 2049 | O/CCGT - CH4 Existing | Crossload | Electricity | ON | Dispatch-Crossload | EmissionsCost | 3390434.5216 | [6 empty] | 0.32065 | 1087147.6258
LCP_Inputs_ON_Diverse_2023_04_03 | 2049 | O/CCGT - CH4 Existing | Crossload | Electricity | ON | Dispatch-Crossload | FuelCost | 0 | [6 empty] | 0.32065 | 0
LCP_Inputs_ON_Diverse_2023_04_03 | 2049 | O/CCGT - CH4 Existing | Crossload | Electricity | ON | Dispatch-Crossload | VOM | 205052.9936 | [6 empty] | 0.32065 | 65750.5325
LCP_Inputs_ON_Diverse_2023_04_03 | 2049 | O/CCGT - CH4 Existing | Crossload | Electricity | PJ | Dispatch-Crossload | EmissionsCost | 0 | [6 empty] | 0.32065 | 0
LCP_Inputs_ON_Diverse_2023_04_03 | 2049 | O/CCGT - CH4 Existing | Crossload | Electricity | PJ | Dispatch-Crossload | FuelCost | 0 | [6 empty] | 0.32065 | 0
LCP_Inputs_ON_Diverse_2023_04_03 | 2049 | O/CCGT - CH4 Existing | Crossload | Electricity | PJ | Dispatch-Crossload | VOM | 0 | [6 empty] | 0.32065 | 0
LCP_Inputs_ON_Diverse_2023_04_03 | 2049 | O/CCGT - CH4 Existing | Crossload | Electricity | QC | Dispatch-Crossload | EmissionsCost | 0 | [6 empty] | 0.32065 | 0
LCP_Inputs_ON_Diverse_2023_04_03 | 2049 | O/CCGT - CH4 Existing | Crossload | Electricity | QC | Dispatch-Crossload | FuelCost | 0 | [6 empty] | 0.32065 | 0
LCP_Inputs_ON_Diverse_2023_04_03 | 2049 | O/CCGT - CH4 Existing | Crossload | Electricity | QC | Dispatch-Crossload | VOM | 0 | [6 empty] | 0.32065 | 0
LCP_Inputs_ON_Diverse_2023_04_03 | 2049 | O/CCGT - CH4 Existing | Crossload | Electricity | WC | Dispatch-Crossload | EmissionsCost | 0 | [6 empty] | 0.32065 | 0
LCP_Inputs_ON_Diverse_2023_04_03 | 2049 | O/CCGT - CH4 Existing | Crossload | Electricity | WC | Dispatch-Crossload | FuelCost | 0 | [6 empty] | 0.32065 | 0
LCP_Inputs_ON_Diverse_2023_04_03 | 2049 | O/CCGT - CH4 Existing | Crossload | Electricity | WC | Dispatch-Crossload | VOM | 0 | [6 empty] | 0.32065 | 0
LCP_Inputs_ON_Diverse_2023_04_03 | 2049 | O/CCGT - CH4 New | Crossload | Electricity | MI | Dispatch-Crossload | EmissionsCost | 0 | [6 empty] | 0.32065 | 0
LCP_Inputs_ON_Diverse_2023_04_03 | 2049 | O/CCGT - CH4 New | Crossload | Electricity | MI | Dispatch-Crossload | FuelCost | 0 | [6 empty] | 0.32065 | 0
LCP_Inputs_ON_Diverse_2023_04_03 | 2049 | O/CCGT - CH4 New | Crossload | Electricity | MI | Dispatch-Crossload | VOM | 0 | [6 empty] | 0.32065 | 0
LCP_Inputs_ON_Diverse_2023_04_03 | 2049 | O/CCGT - CH4 New | Crossload | Electricity | NY | Dispatch-Crossload | EmissionsCost | 0 | [6 empty] | 0.32065 | 0
LCP_Inputs_ON_Diverse_2023_04_03 | 2049 | O/CCGT - CH4 New | Crossload | Electricity | NY | Dispatch-Crossload | FuelCost | 0 | [6 empty] | 0.32065 | 0
LCP_Inputs_ON_Diverse_2023_04_03 | 2049 | O/CCGT - CH4 New | Crossload | Electricity | NY | Dispatch-Crossload | VOM | 0 | [6 empty] | 0.32065 | 0
LCP_Inputs_ON_Diverse_2023_04_03 | 2049 | O/CCGT - CH4 New | Crossload | Electricity | ON | Dispatch-Crossload | EmissionsCost | 1511114.6946 | [6 empty] | 0.32065 | 484541.0646
LCP_Inputs_ON_Diverse_2023_04_03 | 2049 | O/CCGT - CH4 New | Crossload | Electricity | ON | Dispatch-Crossload | FuelCost | 0 | [6 empty] | 0.32065 | 0
LCP_Inputs_ON_Diverse_2023_04_03 | 2049 | O/CCGT - CH4 New | Crossload | Electricity | ON | Dispatch-Crossload | VOM | 91392 | [6 empty] | 0.32065 | 29304.9741
LCP_Inputs_ON_Diverse_2023_04_03 | 2049 | O/CCGT - CH4 New | Crossload | Electricity | PJ | Dispatch-Crossload | EmissionsCost | 0 | [6 empty] | 0.32065 | 0
LCP_Inputs_ON_Diverse_2023_04_03 | 2049 | O/CCGT - CH4 New | Crossload | Electricity | PJ | Dispatch-Crossload | FuelCost | 0 | [6 empty] | 0.32065 | 0
LCP_Inputs_ON_Diverse_2023_04_03 | 2049 | O/CCGT - CH4 New | Crossload | Electricity | PJ | Dispatch-Crossload | VOM | 0 | [6 empty] | 0.32065 | 0
LCP_Inputs_ON_Diverse_2023_04_03 | 2049 | O/CCGT - CH4 New | Crossload | Electricity | QC | Dispatch-Crossload | EmissionsCost | 0 | [6 empty] | 0.32065 | 0
LCP_Inputs_ON_Diverse_2023_04_03 | 2049 | O/CCGT - CH4 New | Crossload | Electricity | QC | Dispatch-Crossload | FuelCost | 0 | [6 empty] | 0.32065 | 0
LCP_Inputs_ON_Diverse_2023_04_03 | 2049 | O/CCGT - CH4 New | Crossload | Electricity | QC | Dispatch-Crossload | VOM | 0 | [6 empty] | 0.32065 | 0
LCP_Inputs_ON_Diverse_2023_04_03 | 2049 | O/CCGT - CH4 New | Crossload | Electricity | WC | Dispatch-Crossload | EmissionsCost | 0 | [6 empty] | 0.32065 | 0
LCP_Inputs_ON_Diverse_2023_04_03 | 2049 | O/CCGT - CH4 New | Crossload | Electricity | WC | Dispatch-Crossload | FuelCost | 0 | [6 empty] | 0.32065 | 0
LCP_Inputs_ON_Diverse_2023_04_03 | 2049 | O/CCGT - CH4 New | Crossload | Electricity | WC | Dispatch-Crossload | VOM | 0 | [6 empty] | 0.32065 | 0
LCP_Inputs_ON_Diverse_2023_04_03 | 2049 | O/CCGT - H2 New | Crossload | Electricity | MI | Dispatch-Crossload | EmissionsCost | 0 | [6 empty] | 0.32065 | 0
LCP_Inputs_ON_Diverse_2023_04_03 | 2049 | O/CCGT - H2 New | Crossload | Electricity | MI | Dispatch-Crossload | FuelCost | 0 | [6 empty] | 0.32065 | 0
LCP_Inputs_ON_Diverse_2023_04_03 | 2049 | O/CCGT - H2 New | Crossload | Electricity | MI | Dispatch-Crossload | VOM | 0 | [6 empty] | 0.32065 | 0
LCP_Inputs_ON_Diverse_2023_04_03 | 2049 | O/CCGT - H2 New | Crossload | Electricity | NY | Dispatch-Crossload | EmissionsCost | 0 | [6 empty] | 0.32065 | 0
LCP_Inputs_ON_Diverse_2023_04_03 | 2049 | O/CCGT - H2 New | Crossload | Electricity | NY | Dispatch-Crossload | FuelCost | 0 | [6 empty] | 0.32065 | 0
LCP_Inputs_ON_Diverse_2023_04_03 | 2049 | O/CCGT - H2 New | Crossload | Electricity | NY | Dispatch-Crossload | VOM | 0 | [6 empty] | 0.32065 | 0
LCP_Inputs_ON_Diverse_2023_04_03 | 2049 | O/CCGT - H2 New | Crossload | Electricity | ON | Dispatch-Crossload | EmissionsCost | 0 | [6 empty] | 0.32065 | 0
LCP_Inputs_ON_Diverse_2023_04_03 | 2049 | O/CCGT - H2 New | Crossload | Electricity | ON | Dispatch-Crossload | FuelCost | 0 | [6 empty] | 0.32065 | 0
LCP_Inputs_ON_Diverse_2023_04_03 | 2049 | O/CCGT - H2 New | Crossload | Electricity | ON | Dispatch-Crossload | VOM | 7909597.6597 | [6 empty] | 0.32065 | 2536223.6792
LCP_Inputs_ON_Diverse_2023_04_03 | 2049 | O/CCGT - H2 New | Crossload | Electricity | PJ | Dispatch-Crossload | EmissionsCost | 0 | [6 empty] | 0.32065 | 0
LCP_Inputs_ON_Diverse_2023_04_03 | 2049 | O/CCGT - H2 New | Crossload | Electricity | PJ | Dispatch-Crossload | FuelCost | 0 | [6 empty] | 0.32065 | 0
LCP_Inputs_ON_Diverse_2023_04_03 | 2049 | O/CCGT - H2 New | Crossload | Electricity | PJ | Dispatch-Crossload | VOM | 0 | [6 empty] | 0.32065 | 0
LCP_Inputs_ON_Diverse_2023_04_03 | 2049 | O/CCGT - H2 New | Crossload | Electricity | QC | Dispatch-Crossload | EmissionsCost | 0 | [6 empty] | 0.32065 | 0
LCP_Inputs_ON_Diverse_2023_04_03 | 2049 | O/CCGT - H2 New | Crossload | Electricity | QC | Dispatch-Crossload | FuelCost | 0 | [6 empty] | 0.32065 | 0
LCP_Inputs_ON_Diverse_2023_04_03 | 2049 | O/CCGT - H2 New | Crossload | Electricity | QC | Dispatch-Crossload | VOM | 0 | [6 empty] | 0.32065 | 0
LCP_Inputs_ON_Diverse_2023_04_03 | 2049 | O/CCGT - H2 New | Crossload | Electricity | WC | Dispatch-Crossload | EmissionsCost | 0 | [6 empty] | 0.32065 | 0
LCP_Inputs_ON_Diverse_2023_04_03 | 2049 | O/CCGT - H2 New | Crossload | Electricity | WC | Dispatch-Crossload | FuelCost | 0 | [6 empty] | 0.32065 | 0
LCP_Inputs_ON_Diverse_2023_04_03 | 2049 | O/CCGT - H2 New | Crossload | Electricity | WC | Dispatch-Crossload | VOM | 0 | [6 empty] | 0.32065 | 0
LCP_Inputs_ON_Diverse_2023_04_03 | 2049 | SMR CCS | Crossload | Hydrogen | MI | Dispatch-Crossload | EmissionsCost | 0 | [6 empty] | 0.32065 | 0
LCP_Inputs_ON_Diverse_2023_04_03 | 2049 | SMR CCS | Crossload | Hydrogen | MI | Dispatch-Crossload | FuelCost | 0 | [6 empty] | 0.32065 | 0
LCP_Inputs_ON_Diverse_2023_04_03 | 2049 | SMR CCS | Crossload | Hydrogen | MI | Dispatch-Crossload | VOM | 0 | [6 empty] | 0.32065 | 0
LCP_Inputs_ON_Diverse_2023_04_03 | 2049 | SMR CCS | Crossload | Hydrogen | NY | Dispatch-Crossload | EmissionsCost | 0 | [6 empty] | 0.32065 | 0
LCP_Inputs_ON_Diverse_2023_04_03 | 2049 | SMR CCS | Crossload | Hydrogen | NY | Dispatch-Crossload | FuelCost | 0 | [6 empty] | 0.32065 | 0
LCP_Inputs_ON_Diverse_2023_04_03 | 2049 | SMR CCS | Crossload | Hydrogen | NY | Dispatch-Crossload | VOM | 0 | [6 empty] | 0.32065 | 0
LCP_Inputs_ON_Diverse_2023_04_03 | 2049 | SMR CCS | Crossload | Hydrogen | ON | Dispatch-Crossload | EmissionsCost | 226893188.4492 | [6 empty] | 0.32065 | 72753621.8603
LCP_Inputs_ON_Diverse_2023_04_03 | 2049 | SMR CCS | Crossload | Hydrogen | ON | Dispatch-Crossload | FuelCost | 0 | [6 empty] | 0.32065 | 0
LCP_Inputs_ON_Diverse_2023_04_03 | 2049 | SMR CCS | Crossload | Hydrogen | ON | Dispatch-Crossload | VOM | 449952760.7082 | [6 empty] | 0.32065 | 144277989.2658
LCP_Inputs_ON_Diverse_2023_04_03 | 2049 | SMR CCS | Crossload | Hydrogen | PJ | Dispatch-Crossload | EmissionsCost | 0 | [6 empty] | 0.32065 | 0
LCP_Inputs_ON_Diverse_2023_04_03 | 2049 | SMR CCS | Crossload | Hydrogen | PJ | Dispatch-Crossload | FuelCost | 0 | [6 empty] | 0.32065 | 0
LCP_Inputs_ON_Diverse_2023_04_03 | 2049 | SMR CCS | Crossload | Hydrogen | PJ | Dispatch-Crossload | VOM | 0 | [6 empty] | 0.32065 | 0
LCP_Inputs_ON_Diverse_2023_04_03 | 2049 | SMR CCS | Crossload | Hydrogen | QC | Dispatch-Crossload | EmissionsCost | 0 | [6 empty] | 0.32065 | 0
LCP_Inputs_ON_Diverse_2023_04_03 | 2049 | SMR CCS | Crossload | Hydrogen | QC | Dispatch-Crossload | FuelCost | 0 | [6 empty] | 0.32065 | 0
LCP_Inputs_ON_Diverse_2023_04_03 | 2049 | SMR CCS | Crossload | Hydrogen | QC | Dispatch-Crossload | VOM | 0 | [6 empty] | 0.32065 | 0
LCP_Inputs_ON_Diverse_2023_04_03 | 2049 | SMR CCS | Crossload | Hydrogen | WC | Dispatch-Crossload | EmissionsCost | 0 | [6 empty] | 0.32065 | 0
LCP_Inputs_ON_Diverse_2023_04_03 | 2049 | SMR CCS | Crossload | Hydrogen | WC | Dispatch-Crossload | FuelCost | 0 | [6 empty] | 0.32065 | 0
LCP_Inputs_ON_Diverse_2023_04_03 | 2049 | SMR CCS | Crossload | Hydrogen | WC | Dispatch-Crossload | VOM | 0 | [6 empty] | 0.32065 | 0
LCP_Inputs_ON_Diverse_2023_04_03 | 2049 | Solar PV | Generation | Electricity | MI | Dispatch-Generation | EmissionsCost | 0 | [6 empty] | 0.32065 | 0
LCP_Inputs_ON_Diverse_2023_04_03 | 2049 | Solar PV | Generation | Electricity | MI | Dispatch-Generation | FuelCost | 0 | [6 empty] | 0.32065 | 0
LCP_Inputs_ON_Diverse_2023_04_03 | 2049 | Solar PV | Generation | Electricity | MI | Dispatch-Generation | VOM | 0 | [6 empty] | 0.32065 | 0
LCP_Inputs_ON_Diverse_2023_04_03 | 2049 | Solar PV | Generation | Electricity | NY | Dispatch-Generation | EmissionsCost | 0 | [6 empty] | 0.32065 | 0
LCP_Inputs_ON_Diverse_2023_04_03 | 2049 | Solar PV | Generation | Electricity | NY | Dispatch-Generation | FuelCost | 0 | [6 empty] | 0.32065 | 0
LCP_Inputs_ON_Diverse_2023_04_03 | 2049 | Solar PV | Generation | Electricity | NY | Dispatch-Generation | VOM | 0 | [6 empty] | 0.32065 | 0
LCP_Inputs_ON_Diverse_2023_04_03 | 2049 | Solar PV | Generation | Electricity | ON | Dispatch-Generation | EmissionsCost | 0 | [6 empty] | 0.32065 | 0
LCP_Inputs_ON_Diverse_2023_04_03 | 2049 | Solar PV | Generation | Electricity | ON | Dispatch-Generation | FuelCost | 0 | [6 empty] | 0.32065 | 0
LCP_Inputs_ON_Diverse_2023_04_03 | 2049 | Solar PV | Generation | Electricity | ON | Dispatch-Generation | VOM | 0 | [6 empty] | 0.32065 | 0
LCP_Inputs_ON_Diverse_2023_04_03 | 2049 | Solar PV | Generation | Electricity | PJ | Dispatch-Generation | EmissionsCost | 0 | [6 empty] | 0.32065 | 0
LCP_Inputs_ON_Diverse_2023_04_03 | 2049 | Solar PV | Generation | Electricity | PJ | Dispatch-Generation | FuelCost | 0 | [6 empty] | 0.32065 | 0
LCP_Inputs_ON_Diverse_2023_04_03 | 2049 | Solar PV | Generation | Electricity | PJ | Dispatch-Generation | VOM | 0 | [6 empty] | 0.32065 | 0
LCP_Inputs_ON_Diverse_2023_04_03 | 2049 | Solar PV | Generation | Electricity | QC | Dispatch-Generation | EmissionsCost | 0 | [6 empty] | 0.32065 | 0
LCP_Inputs_ON_Diverse_2023_04_03 | 2049 | Solar PV | Generation | Electricity | QC | Dispatch-Generation | FuelCost | 0 | [6 empty] | 0.32065 | 0
LCP_Inputs_ON_Diverse_2023_04_03 | 2049 | Solar PV | Generation | Electricity | QC | Dispatch-Generation | VOM | 0 | [6 empty] | 0.32065 | 0
LCP_Inputs_ON_Diverse_2023_04_03 | 2049 | Solar PV | Generation | Electricity | WC | Dispatch-Generation | EmissionsCost | 0 | [6 empty] | 0.32065 | 0
LCP_Inputs_ON_Diverse_2023_04_03 | 2049 | Solar PV | Generation | Electricity | WC | Dispatch-Generation | FuelCost | 0 | [6 empty] | 0.32065 | 0
LCP_Inputs_ON_Diverse_2023_04_03 | 2049 | Solar PV | Generation | Electricity | WC | Dispatch-Generation | VOM | 0 | [6 empty] | 0.32065 | 0
LCP_Inputs_ON_Diverse_2023_04_03 | 2049 | Wind Offshore | Generation | Electricity | MI | Dispatch-Generation | EmissionsCost | 0 | [6 empty] | 0.32065 | 0
LCP_Inputs_ON_Diverse_2023_04_03 | 2049 | Wind Offshore | Generation | Electricity | MI | Dispatch-Generation | FuelCost | 0 | [6 empty] | 0.32065 | 0
LCP_Inputs_ON_Diverse_2023_04_03 | 2049 | Wind Offshore | Generation | Electricity | MI | Dispatch-Generation | VOM | 0 | [6 empty] | 0.32065 | 0
LCP_Inputs_ON_Diverse_2023_04_03 | 2049 | Wind Offshore | Generation | Electricity | NY | Dispatch-Generation | EmissionsCost | 0 | [6 empty] | 0.32065 | 0
LCP_Inputs_ON_Diverse_2023_04_03 | 2049 | Wind Offshore | Generation | Electricity | NY | Dispatch-Generation | FuelCost | 0 | [6 empty] | 0.32065 | 0
LCP_Inputs_ON_Diverse_2023_04_03 | 2049 | Wind Offshore | Generation | Electricity | NY | Dispatch-Generation | VOM | 0 | [6 empty] | 0.32065 | 0
LCP_Inputs_ON_Diverse_2023_04_03 | 2049 | Wind Offshore | Generation | Electricity | ON | Dispatch-Generation | EmissionsCost | 0 | [6 empty] | 0.32065 | 0
LCP_Inputs_ON_Diverse_2023_04_03 | 2049 | Wind Offshore | Generation | Electricity | ON | Dispatch-Generation | FuelCost | 0 | [6 empty] | 0.32065 | 0
LCP_Inputs_ON_Diverse_2023_04_03 | 2049 | Wind Offshore | Generation | Electricity | ON | Dispatch-Generation | VOM | 0 | [6 empty] | 0.32065 | 0
LCP_Inputs_ON_Diverse_2023_04_03 | 2049 | Wind Offshore | Generation | Electricity | PJ | Dispatch-Generation | EmissionsCost | 0 | [6 empty] | 0.32065 | 0
LCP_Inputs_ON_Diverse_2023_04_03 | 2049 | Wind Offshore | Generation | Electricity | PJ | Dispatch-Generation | FuelCost | 0 | [6 empty] | 0.32065 | 0
LCP_Inputs_ON_Diverse_2023_04_03 | 2049 | Wind Offshore | Generation | Electricity | PJ | Dispatch-Generation | VOM | 0 | [6 empty] | 0.32065 | 0
LCP_Inputs_ON_Diverse_2023_04_03 | 2049 | Wind Offshore | Generation | Electricity | QC | Dispatch-Generation | EmissionsCost | 0 | [6 empty] | 0.32065 | 0
LCP_Inputs_ON_Diverse_2023_04_03 | 2049 | Wind Offshore | Generation | Electricity | QC | Dispatch-Generation | FuelCost | 0 | [6 empty] | 0.32065 | 0
LCP_Inputs_ON_Diverse_2023_04_03 | 2049 | Wind Offshore | Generation | Electricity | QC | Dispatch-Generation | VOM | 0 | [6 empty] | 0.32065 | 0
LCP_Inputs_ON_Diverse_2023_04_03 | 2049 | Wind Offshore | Generation | Electricity | WC | Dispatch-Generation | EmissionsCost | 0 | [6 empty] | 0.32065 | 0
LCP_Inputs_ON_Diverse_2023_04_03 | 2049 | Wind Offshore | Generation | Electricity | WC | Dispatch-Generation | FuelCost | 0 | [6 empty] | 0.32065 | 0
LCP_Inputs_ON_Diverse_2023_04_03 | 2049 | Wind Offshore | Generation | Electricity | WC | Dispatch-Generation | VOM | 0 | [6 empty] | 0.32065 | 0
LCP_Inputs_ON_Diverse_2023_04_03 | 2049 | Wind Onshore | Generation | Electricity | MI | Dispatch-Generation | EmissionsCost | 0 | [6 empty] | 0.32065 | 0
LCP_Inputs_ON_Diverse_2023_04_03 | 2049 | Wind Onshore | Generation | Electricity | MI | Dispatch-Generation | FuelCost | 0 | [6 empty] | 0.32065 | 0
LCP_Inputs_ON_Diverse_2023_04_03 | 2049 | Wind Onshore | Generation | Electricity | MI | Dispatch-Generation | VOM | 0 | [6 empty] | 0.32065 | 0
LCP_Inputs_ON_Diverse_2023_04_03 | 2049 | Wind Onshore | Generation | Electricity | NY | Dispatch-Generation | EmissionsCost | 0 | [6 empty] | 0.32065 | 0
LCP_Inputs_ON_Diverse_2023_04_03 | 2049 | Wind Onshore | Generation | Electricity | NY | Dispatch-Generation | FuelCost | 0 | [6 empty] | 0.32065 | 0
LCP_Inputs_ON_Diverse_2023_04_03 | 2049 | Wind Onshore | Generation | Electricity | NY | Dispatch-Generation | VOM | 0 | [6 empty] | 0.32065 | 0
LCP_Inputs_ON_Diverse_2023_04_03 | 2049 | Wind Onshore | Generation | Electricity | ON | Dispatch-Generation | EmissionsCost | 0 | [6 empty] | 0.32065 | 0
LCP_Inputs_ON_Diverse_2023_04_03 | 2049 | Wind Onshore | Generation | Electricity | ON | Dispatch-Generation | FuelCost | 0 | [6 empty] | 0.32065 | 0
LCP_Inputs_ON_Diverse_2023_04_03 | 2049 | Wind Onshore | Generation | Electricity | ON | Dispatch-Generation | VOM | 0 | [6 empty] | 0.32065 | 0
LCP_Inputs_ON_Diverse_2023_04_03 | 2049 | Wind Onshore | Generation | Electricity | PJ | Dispatch-Generation | EmissionsCost | 0 | [6 empty] | 0.32065 | 0
LCP_Inputs_ON_Diverse_2023_04_03 | 2049 | Wind Onshore | Generation | Electricity | PJ | Dispatch-Generation | FuelCost | 0 | [6 empty] | 0.32065 | 0
LCP_Inputs_ON_Diverse_2023_04_03 | 2049 | Wind Onshore | Generation | Electricity | PJ | Dispatch-Generation | VOM | 0 | [6 empty] | 0.32065 | 0
LCP_Inputs_ON_Diverse_2023_04_03 | 2049 | Wind Onshore | Generation | Electricity | QC | Dispatch-Generation | EmissionsCost | 0 | [6 empty] | 0.32065 | 0
LCP_Inputs_ON_Diverse_2023_04_03 | 2049 | Wind Onshore | Generation | Electricity | QC | Dispatch-Generation | FuelCost | 0 | [6 empty] | 0.32065 | 0
LCP_Inputs_ON_Diverse_2023_04_03 | 2049 | Wind Onshore | Generation | Electricity | QC | Dispatch-Generation | VOM | 0 | [6 empty] | 0.32065 | 0
LCP_Inputs_ON_Diverse_2023_04_03 | 2049 | Wind Onshore | Generation | Electricity | WC | Dispatch-Generation | EmissionsCost | 0 | [6 empty] | 0.32065 | 0
LCP_Inputs_ON_Diverse_2023_04_03 | 2049 | Wind Onshore | Generation | Electricity | WC | Dispatch-Generation | FuelCost | 0 | [6 empty] | 0.32065 | 0
LCP_Inputs_ON_Diverse_2023_04_03 | 2049 | Wind Onshore | Generation | Electricity | WC | Dispatch-Generation | VOM | 0 | [6 empty] | 0.32065 | 0
LCP_Inputs_ON_Diverse_2023_04_03 | 2050 | Anaerobic Digestion | Generation | Methane | MI | Dispatch-Generation | EmissionsCost | 0 | [6 empty] | 0.30832 | 0
LCP_Inputs_ON_Diverse_2023_04_03 | 2050 | Anaerobic Digestion | Generation | Methane | MI | Dispatch-Generation | FuelCost | 0 | [6 empty] | 0.30832 | 0
LCP_Inputs_ON_Diverse_2023_04_03 | 2050 | Anaerobic Digestion | Generation | Methane | MI | Dispatch-Generation | VOM | 0 | [6 empty] | 0.30832 | 0
LCP_Inputs_ON_Diverse_2023_04_03 | 2050 | Anaerobic Digestion | Generation | Methane | NY | Dispatch-Generation | EmissionsCost | 0 | [6 empty] | 0.30832 | 0
LCP_Inputs_ON_Diverse_2023_04_03 | 2050 | Anaerobic Digestion | Generation | Methane | NY | Dispatch-Generation | FuelCost | 0 | [6 empty] | 0.30832 | 0
LCP_Inputs_ON_Diverse_2023_04_03 | 2050 | Anaerobic Digestion | Generation | Methane | NY | Dispatch-Generation | VOM | 0 | [6 empty] | 0.30832 | 0
LCP_Inputs_ON_Diverse_2023_04_03 | 2050 | Anaerobic Digestion | Generation | Methane | ON | Dispatch-Generation | EmissionsCost | 7216894.7644 | [6 empty] | 0.30832 | 2225103.3807
LCP_Inputs_ON_Diverse_2023_04_03 | 2050 | Anaerobic Digestion | Generation | Methane | ON | Dispatch-Generation | FuelCost | 0 | [6 empty] | 0.30832 | 0
LCP_Inputs_ON_Diverse_2023_04_03 | 2050 | Anaerobic Digestion | Generation | Methane | ON | Dispatch-Generation | VOM | 3180540000 | [6 empty] | 0.30832 | 980619856.2362
LCP_Inputs_ON_Diverse_2023_04_03 | 2050 | Anaerobic Digestion | Generation | Methane | PJ | Dispatch-Generation | EmissionsCost | 0 | [6 empty] | 0.30832 | 0
LCP_Inputs_ON_Diverse_2023_04_03 | 2050 | Anaerobic Digestion | Generation | Methane | PJ | Dispatch-Generation | FuelCost | 0 | [6 empty] | 0.30832 | 0
LCP_Inputs_ON_Diverse_2023_04_03 | 2050 | Anaerobic Digestion | Generation | Methane | PJ | Dispatch-Generation | VOM | 0 | [6 empty] | 0.30832 | 0
LCP_Inputs_ON_Diverse_2023_04_03 | 2050 | Anaerobic Digestion | Generation | Methane | QC | Dispatch-Generation | EmissionsCost | 0 | [6 empty] | 0.30832 | 0
LCP_Inputs_ON_Diverse_2023_04_03 | 2050 | Anaerobic Digestion | Generation | Methane | QC | Dispatch-Generation | FuelCost | 0 | [6 empty] | 0.30832 | 0
LCP_Inputs_ON_Diverse_2023_04_03 | 2050 | Anaerobic Digestion | Generation | Methane | QC | Dispatch-Generation | VOM | 0 | [6 empty] | 0.30832 | 0
LCP_Inputs_ON_Diverse_2023_04_03 | 2050 | Anaerobic Digestion | Generation | Methane | WC | Dispatch-Generation | EmissionsCost | 0 | [6 empty] | 0.30832 | 0
LCP_Inputs_ON_Diverse_2023_04_03 | 2050 | Anaerobic Digestion | Generation | Methane | WC | Dispatch-Generation | FuelCost | 0 | [6 empty] | 0.30832 | 0
LCP_Inputs_ON_Diverse_2023_04_03 | 2050 | Anaerobic Digestion | Generation | Methane | WC | Dispatch-Generation | VOM | 0 | [6 empty] | 0.30832 | 0
LCP_Inputs_ON_Diverse_2023_04_03 | 2050 | Battery Storage | Storage | Electricity | MI | Dispatch-Storage | EmissionsCost | 0 | [6 empty] | 0.30832 | 0
LCP_Inputs_ON_Diverse_2023_04_03 | 2050 | Battery Storage | Storage | Electricity | MI | Dispatch-Storage | FuelCost | 0 | [6 empty] | 0.30832 | 0
LCP_Inputs_ON_Diverse_2023_04_03 | 2050 | Battery Storage | Storage | Electricity | MI | Dispatch-Storage | VOM | 0 | [6 empty] | 0.30832 | 0
LCP_Inputs_ON_Diverse_2023_04_03 | 2050 | Battery Storage | Storage | Electricity | NY | Dispatch-Storage | EmissionsCost | 0 | [6 empty] | 0.30832 | 0
LCP_Inputs_ON_Diverse_2023_04_03 | 2050 | Battery Storage | Storage | Electricity | NY | Dispatch-Storage | FuelCost | 0 | [6 empty] | 0.30832 | 0
LCP_Inputs_ON_Diverse_2023_04_03 | 2050 | Battery Storage | Storage | Electricity | NY | Dispatch-Storage | VOM | 0 | [6 empty] | 0.30832 | 0
LCP_Inputs_ON_Diverse_2023_04_03 | 2050 | Battery Storage | Storage | Electricity | ON | Dispatch-Storage | EmissionsCost | 0 | [6 empty] | 0.30832 | 0
LCP_Inputs_ON_Diverse_2023_04_03 | 2050 | Battery Storage | Storage | Electricity | ON | Dispatch-Storage | FuelCost | 0 | [6 empty] | 0.30832 | 0
LCP_Inputs_ON_Diverse_2023_04_03 | 2050 | Battery Storage | Storage | Electricity | ON | Dispatch-Storage | VOM | 0 | [6 empty] | 0.30832 | 0
LCP_Inputs_ON_Diverse_2023_04_03 | 2050 | Battery Storage | Storage | Electricity | PJ | Dispatch-Storage | EmissionsCost | 0 | [6 empty] | 0.30832 | 0
LCP_Inputs_ON_Diverse_2023_04_03 | 2050 | Battery Storage | Storage | Electricity | PJ | Dispatch-Storage | FuelCost | 0 | [6 empty] | 0.30832 | 0
LCP_Inputs_ON_Diverse_2023_04_03 | 2050 | Battery Storage | Storage | Electricity | PJ | Dispatch-Storage | VOM | 0 | [6 empty] | 0.30832 | 0
LCP_Inputs_ON_Diverse_2023_04_03 | 2050 | Battery Storage | Storage | Electricity | QC | Dispatch-Storage | EmissionsCost | 0 | [6 empty] | 0.30832 | 0
LCP_Inputs_ON_Diverse_2023_04_03 | 2050 | Battery Storage | Storage | Electricity | QC | Dispatch-Storage | FuelCost | 0 | [6 empty] | 0.30832 | 0
LCP_Inputs_ON_Diverse_2023_04_03 | 2050 | Battery Storage | Storage | Electricity | QC | Dispatch-Storage | VOM | 0 | [6 empty] | 0.30832 | 0
LCP_Inputs_ON_Diverse_2023_04_03 | 2050 | Battery Storage | Storage | Electricity | WC | Dispatch-Storage | EmissionsCost | 0 | [6 empty] | 0.30832 | 0
LCP_Inputs_ON_Diverse_2023_04_03 | 2050 | Battery Storage | Storage | Electricity | WC | Dispatch-Storage | FuelCost | 0 | [6 empty] | 0.30832 | 0
LCP_Inputs_ON_Diverse_2023_04_03 | 2050 | Battery Storage | Storage | Electricity | WC | Dispatch-Storage | VOM | 0 | [6 empty] | 0.30832 | 0
LCP_Inputs_ON_Diverse_2023_04_03 | 2050 | Biomass | Generation | Electricity | MI | Dispatch-Generation | EmissionsCost | 0 | [6 empty] | 0.30832 | 0
LCP_Inputs_ON_Diverse_2023_04_03 | 2050 | Biomass | Generation | Electricity | MI | Dispatch-Generation | FuelCost | 0 | [6 empty] | 0.30832 | 0
LCP_Inputs_ON_Diverse_2023_04_03 | 2050 | Biomass | Generation | Electricity | MI | Dispatch-Generation | VOM | 0 | [6 empty] | 0.30832 | 0
LCP_Inputs_ON_Diverse_2023_04_03 | 2050 | Biomass | Generation | Electricity | NY | Dispatch-Generation | EmissionsCost | 0 | [6 empty] | 0.30832 | 0
LCP_Inputs_ON_Diverse_2023_04_03 | 2050 | Biomass | Generation | Electricity | NY | Dispatch-Generation | FuelCost | 0 | [6 empty] | 0.30832 | 0
LCP_Inputs_ON_Diverse_2023_04_03 | 2050 | Biomass | Generation | Electricity | NY | Dispatch-Generation | VOM | 0 | [6 empty] | 0.30832 | 0
LCP_Inputs_ON_Diverse_2023_04_03 | 2050 | Biomass | Generation | Electricity | ON | Dispatch-Generation | EmissionsCost | 0 | [6 empty] | 0.30832 | 0
LCP_Inputs_ON_Diverse_2023_04_03 | 2050 | Biomass | Generation | Electricity | ON | Dispatch-Generation | FuelCost | 2449112.7273 | [6 empty] | 0.30832 | 755107.1738
LCP_Inputs_ON_Diverse_2023_04_03 | 2050 | Biomass | Generation | Electricity | ON | Dispatch-Generation | VOM | 31430.28 | [6 empty] | 0.30832 | 9690.5421
LCP_Inputs_ON_Diverse_2023_04_03 | 2050 | Biomass | Generation | Electricity | PJ | Dispatch-Generation | EmissionsCost | 0 | [6 empty] | 0.30832 | 0
LCP_Inputs_ON_Diverse_2023_04_03 | 2050 | Biomass | Generation | Electricity | PJ | Dispatch-Generation | FuelCost | 0 | [6 empty] | 0.30832 | 0
LCP_Inputs_ON_Diverse_2023_04_03 | 2050 | Biomass | Generation | Electricity | PJ | Dispatch-Generation | VOM | 0 | [6 empty] | 0.30832 | 0
LCP_Inputs_ON_Diverse_2023_04_03 | 2050 | Biomass | Generation | Electricity | QC | Dispatch-Generation | EmissionsCost | 0 | [6 empty] | 0.30832 | 0
LCP_Inputs_ON_Diverse_2023_04_03 | 2050 | Biomass | Generation | Electricity | QC | Dispatch-Generation | FuelCost | 128334.5455 | [6 empty] | 0.30832 | 39567.9361
LCP_Inputs_ON_Diverse_2023_04_03 | 2050 | Biomass | Generation | Electricity | QC | Dispatch-Generation | VOM | 1646.96 | [6 empty] | 0.30832 | 507.7885
LCP_Inputs_ON_Diverse_2023_04_03 | 2050 | Biomass | Generation | Electricity | WC | Dispatch-Generation | EmissionsCost | 0 | [6 empty] | 0.30832 | 0
LCP_Inputs_ON_Diverse_2023_04_03 | 2050 | Biomass | Generation | Electricity | WC | Dispatch-Generation | FuelCost | 0 | [6 empty] | 0.30832 | 0
LCP_Inputs_ON_Diverse_2023_04_03 | 2050 | Biomass | Generation | Electricity | WC | Dispatch-Generation | VOM | 0 | [6 empty] | 0.30832 | 0
LCP_Inputs_ON_Diverse_2023_04_03 | 2050 | Biomass + CCS | Generation | Electricity | MI | Dispatch-Generation | EmissionsCost | 0 | [6 empty] | 0.30832 | 0
LCP_Inputs_ON_Diverse_2023_04_03 | 2050 | Biomass + CCS | Generation | Electricity | MI | Dispatch-Generation | FuelCost | 0 | [6 empty] | 0.30832 | 0
LCP_Inputs_ON_Diverse_2023_04_03 | 2050 | Biomass + CCS | Generation | Electricity | MI | Dispatch-Generation | VOM | 0 | [6 empty] | 0.30832 | 0
LCP_Inputs_ON_Diverse_2023_04_03 | 2050 | Biomass + CCS | Generation | Electricity | NY | Dispatch-Generation | EmissionsCost | 1.3694e-09 | [6 empty] | 0.30832 | 4.2221e-10
LCP_Inputs_ON_Diverse_2023_04_03 | 2050 | Biomass + CCS | Generation | Electricity | NY | Dispatch-Generation | FuelCost | -1.8731e-09 | [6 empty] | 0.30832 | -5.7751e-10
LCP_Inputs_ON_Diverse_2023_04_03 | 2050 | Biomass + CCS | Generation | Electricity | NY | Dispatch-Generation | VOM | -1.4564e-11 | [6 empty] | 0.30832 | -4.4904e-12
LCP_Inputs_ON_Diverse_2023_04_03 | 2050 | Biomass + CCS | Generation | Electricity | ON | Dispatch-Generation | EmissionsCost | -333420911.6554 | [6 empty] | 0.30832 | -102799891.3561
LCP_Inputs_ON_Diverse_2023_04_03 | 2050 | Biomass + CCS | Generation | Electricity | ON | Dispatch-Generation | FuelCost | 456060730.9091 | [6 empty] | 0.30832 | 140612037.0689
LCP_Inputs_ON_Diverse_2023_04_03 | 2050 | Biomass + CCS | Generation | Electricity | ON | Dispatch-Generation | VOM | 3546136.7278 | [6 empty] | 0.30832 | 1093340.1524
LCP_Inputs_ON_Diverse_2023_04_03 | 2050 | Biomass + CCS | Generation | Electricity | PJ | Dispatch-Generation | EmissionsCost | 7.227e-09 | [6 empty] | 0.30832 | 2.2282e-09
LCP_Inputs_ON_Diverse_2023_04_03 | 2050 | Biomass + CCS | Generation | Electricity | PJ | Dispatch-Generation | FuelCost | -9.8853e-09 | [6 empty] | 0.30832 | -3.0478e-09
LCP_Inputs_ON_Diverse_2023_04_03 | 2050 | Biomass + CCS | Generation | Electricity | PJ | Dispatch-Generation | VOM | -7.6864e-11 | [6 empty] | 0.30832 | -2.3699e-11
LCP_Inputs_ON_Diverse_2023_04_03 | 2050 | Biomass + CCS | Generation | Electricity | QC | Dispatch-Generation | EmissionsCost | 6.7637e-24 | [6 empty] | 0.30832 | 2.0854e-24
LCP_Inputs_ON_Diverse_2023_04_03 | 2050 | Biomass + CCS | Generation | Electricity | QC | Dispatch-Generation | FuelCost | -9.2515e-24 | [6 empty] | 0.30832 | -2.8524e-24
LCP_Inputs_ON_Diverse_2023_04_03 | 2050 | Biomass + CCS | Generation | Electricity | QC | Dispatch-Generation | VOM | -7.1936e-26 | [6 empty] | 0.30832 | -2.2179e-26
LCP_Inputs_ON_Diverse_2023_04_03 | 2050 | Biomass + CCS | Generation | Electricity | WC | Dispatch-Generation | EmissionsCost | -7.0137e-22 | [6 empty] | 0.30832 | -2.1625e-22
LCP_Inputs_ON_Diverse_2023_04_03 | 2050 | Biomass + CCS | Generation | Electricity | WC | Dispatch-Generation | FuelCost | 9.5935e-22 | [6 empty] | 0.30832 | 2.9579e-22
LCP_Inputs_ON_Diverse_2023_04_03 | 2050 | Biomass + CCS | Generation | Electricity | WC | Dispatch-Generation | VOM | 7.4595e-24 | [6 empty] | 0.30832 | 2.2999e-24
LCP_Inputs_ON_Diverse_2023_04_03 | 2050 | CH4 + CCS | Generation | Methane | MI | Dispatch-Generation | EmissionsCost | 0 | [6 empty] | 0.30832 | 0
LCP_Inputs_ON_Diverse_2023_04_03 | 2050 | CH4 + CCS | Generation | Methane | MI | Dispatch-Generation | FuelCost | 0 | [6 empty] | 0.30832 | 0
LCP_Inputs_ON_Diverse_2023_04_03 | 2050 | CH4 + CCS | Generation | Methane | MI | Dispatch-Generation | VOM | 0 | [6 empty] | 0.30832 | 0
LCP_Inputs_ON_Diverse_2023_04_03 | 2050 | CH4 + CCS | Generation | Methane | NY | Dispatch-Generation | EmissionsCost | 0 | [6 empty] | 0.30832 | 0
LCP_Inputs_ON_Diverse_2023_04_03 | 2050 | CH4 + CCS | Generation | Methane | NY | Dispatch-Generation | FuelCost | 0 | [6 empty] | 0.30832 | 0
LCP_Inputs_ON_Diverse_2023_04_03 | 2050 | CH4 + CCS | Generation | Methane | NY | Dispatch-Generation | VOM | 0 | [6 empty] | 0.30832 | 0
LCP_Inputs_ON_Diverse_2023_04_03 | 2050 | CH4 + CCS | Generation | Methane | ON | Dispatch-Generation | EmissionsCost | 103661005.2499 | [6 empty] | 0.30832 | 31960623.0594
LCP_Inputs_ON_Diverse_2023_04_03 | 2050 | CH4 + CCS | Generation | Methane | ON | Dispatch-Generation | FuelCost | 566886243.9004 | [6 empty] | 0.30832 | 174781611.6118
LCP_Inputs_ON_Diverse_2023_04_03 | 2050 | CH4 + CCS | Generation | Methane | ON | Dispatch-Generation | VOM | 53897481.135 | [6 empty] | 0.30832 | 16617599.5907
LCP_Inputs_ON_Diverse_2023_04_03 | 2050 | CH4 + CCS | Generation | Methane | PJ | Dispatch-Generation | EmissionsCost | 0 | [6 empty] | 0.30832 | 0
LCP_Inputs_ON_Diverse_2023_04_03 | 2050 | CH4 + CCS | Generation | Methane | PJ | Dispatch-Generation | FuelCost | 0 | [6 empty] | 0.30832 | 0
LCP_Inputs_ON_Diverse_2023_04_03 | 2050 | CH4 + CCS | Generation | Methane | PJ | Dispatch-Generation | VOM | 0 | [6 empty] | 0.30832 | 0
LCP_Inputs_ON_Diverse_2023_04_03 | 2050 | CH4 + CCS | Generation | Methane | QC | Dispatch-Generation | EmissionsCost | 0 | [6 empty] | 0.30832 | 0
LCP_Inputs_ON_Diverse_2023_04_03 | 2050 | CH4 + CCS | Generation | Methane | QC | Dispatch-Generation | FuelCost | 0 | [6 empty] | 0.30832 | 0
LCP_Inputs_ON_Diverse_2023_04_03 | 2050 | CH4 + CCS | Generation | Methane | QC | Dispatch-Generation | VOM | 0 | [6 empty] | 0.30832 | 0
LCP_Inputs_ON_Diverse_2023_04_03 | 2050 | CH4 + CCS | Generation | Methane | WC | Dispatch-Generation | EmissionsCost | 0 | [6 empty] | 0.30832 | 0
LCP_Inputs_ON_Diverse_2023_04_03 | 2050 | CH4 + CCS | Generation | Methane | WC | Dispatch-Generation | FuelCost | 0 | [6 empty] | 0.30832 | 0
LCP_Inputs_ON_Diverse_2023_04_03 | 2050 | CH4 + CCS | Generation | Methane | WC | Dispatch-Generation | VOM | 0 | [6 empty] | 0.30832 | 0
LCP_Inputs_ON_Diverse_2023_04_03 | 2050 | CH4 Import - NY 2020 | Import | Methane | MI | Dispatch-Import | EmissionsCost | 0 | [6 empty] | 0.30832 | 0
LCP_Inputs_ON_Diverse_2023_04_03 | 2050 | CH4 Import - NY 2020 | Import | Methane | MI | Dispatch-Import | FuelCost | 0 | [6 empty] | 0.30832 | 0
LCP_Inputs_ON_Diverse_2023_04_03 | 2050 | CH4 Import - NY 2020 | Import | Methane | MI | Dispatch-Import | VOM | 0 | [6 empty] | 0.30832 | 0
LCP_Inputs_ON_Diverse_2023_04_03 | 2050 | CH4 Import - NY 2020 | Import | Methane | NY | Dispatch-Import | EmissionsCost | 0 | [6 empty] | 0.30832 | 0
LCP_Inputs_ON_Diverse_2023_04_03 | 2050 | CH4 Import - NY 2020 | Import | Methane | NY | Dispatch-Import | FuelCost | 0 | [6 empty] | 0.30832 | 0
LCP_Inputs_ON_Diverse_2023_04_03 | 2050 | CH4 Import - NY 2020 | Import | Methane | NY | Dispatch-Import | VOM | 0 | [6 empty] | 0.30832 | 0
LCP_Inputs_ON_Diverse_2023_04_03 | 2050 | CH4 Import - NY 2020 | Import | Methane | ON | Dispatch-Import | EmissionsCost | 0 | [6 empty] | 0.30832 | 0
LCP_Inputs_ON_Diverse_2023_04_03 | 2050 | CH4 Import - NY 2020 | Import | Methane | ON | Dispatch-Import | FuelCost | 0 | [6 empty] | 0.30832 | 0
LCP_Inputs_ON_Diverse_2023_04_03 | 2050 | CH4 Import - NY 2020 | Import | Methane | ON | Dispatch-Import | VOM | 0 | [6 empty] | 0.30832 | 0
LCP_Inputs_ON_Diverse_2023_04_03 | 2050 | CH4 Import - NY 2020 | Import | Methane | PJ | Dispatch-Import | EmissionsCost | 0 | [6 empty] | 0.30832 | 0
LCP_Inputs_ON_Diverse_2023_04_03 | 2050 | CH4 Import - NY 2020 | Import | Methane | PJ | Dispatch-Import | FuelCost | 0 | [6 empty] | 0.30832 | 0
LCP_Inputs_ON_Diverse_2023_04_03 | 2050 | CH4 Import - NY 2020 | Import | Methane | PJ | Dispatch-Import | VOM | 0 | [6 empty] | 0.30832 | 0
LCP_Inputs_ON_Diverse_2023_04_03 | 2050 | CH4 Import - NY 2020 | Import | Methane | QC | Dispatch-Import | EmissionsCost | 0 | [6 empty] | 0.30832 | 0
LCP_Inputs_ON_Diverse_2023_04_03 | 2050 | CH4 Import - NY 2020 | Import | Methane | QC | Dispatch-Import | FuelCost | 0 | [6 empty] | 0.30832 | 0
LCP_Inputs_ON_Diverse_2023_04_03 | 2050 | CH4 Import - NY 2020 | Import | Methane | QC | Dispatch-Import | VOM | 0 | [6 empty] | 0.30832 | 0
LCP_Inputs_ON_Diverse_2023_04_03 | 2050 | CH4 Import - NY 2020 | Import | Methane | WC | Dispatch-Import | EmissionsCost | 0 | [6 empty] | 0.30832 | 0
LCP_Inputs_ON_Diverse_2023_04_03 | 2050 | CH4 Import - NY 2020 | Import | Methane | WC | Dispatch-Import | FuelCost | 0 | [6 empty] | 0.30832 | 0
LCP_Inputs_ON_Diverse_2023_04_03 | 2050 | CH4 Import - NY 2020 | Import | Methane | WC | Dispatch-Import | VOM | 0 | [6 empty] | 0.30832 | 0
LCP_Inputs_ON_Diverse_2023_04_03 | 2050 | CH4 Import - NY 2030 | Import | Methane | MI | Dispatch-Import | EmissionsCost | 0 | [6 empty] | 0.30832 | 0
LCP_Inputs_ON_Diverse_2023_04_03 | 2050 | CH4 Import - NY 2030 | Import | Methane | MI | Dispatch-Import | FuelCost | 0 | [6 empty] | 0.30832 | 0
LCP_Inputs_ON_Diverse_2023_04_03 | 2050 | CH4 Import - NY 2030 | Import | Methane | MI | Dispatch-Import | VOM | 0 | [6 empty] | 0.30832 | 0
LCP_Inputs_ON_Diverse_2023_04_03 | 2050 | CH4 Import - NY 2030 | Import | Methane | NY | Dispatch-Import | EmissionsCost | 0 | [6 empty] | 0.30832 | 0
LCP_Inputs_ON_Diverse_2023_04_03 | 2050 | CH4 Import - NY 2030 | Import | Methane | NY | Dispatch-Import | FuelCost | 0 | [6 empty] | 0.30832 | 0
LCP_Inputs_ON_Diverse_2023_04_03 | 2050 | CH4 Import - NY 2030 | Import | Methane | NY | Dispatch-Import | VOM | 0 | [6 empty] | 0.30832 | 0
LCP_Inputs_ON_Diverse_2023_04_03 | 2050 | CH4 Import - NY 2030 | Import | Methane | ON | Dispatch-Import | EmissionsCost | 0 | [6 empty] | 0.30832 | 0
LCP_Inputs_ON_Diverse_2023_04_03 | 2050 | CH4 Import - NY 2030 | Import | Methane | ON | Dispatch-Import | FuelCost | 0 | [6 empty] | 0.30832 | 0
LCP_Inputs_ON_Diverse_2023_04_03 | 2050 | CH4 Import - NY 2030 | Import | Methane | ON | Dispatch-Import | VOM | 0 | [6 empty] | 0.30832 | 0
LCP_Inputs_ON_Diverse_2023_04_03 | 2050 | CH4 Import - NY 2030 | Import | Methane | PJ | Dispatch-Import | EmissionsCost | 0 | [6 empty] | 0.30832 | 0
LCP_Inputs_ON_Diverse_2023_04_03 | 2050 | CH4 Import - NY 2030 | Import | Methane | PJ | Dispatch-Import | FuelCost | 0 | [6 empty] | 0.30832 | 0
LCP_Inputs_ON_Diverse_2023_04_03 | 2050 | CH4 Import - NY 2030 | Import | Methane | PJ | Dispatch-Import | VOM | 0 | [6 empty] | 0.30832 | 0
LCP_Inputs_ON_Diverse_2023_04_03 | 2050 | CH4 Import - NY 2030 | Import | Methane | QC | Dispatch-Import | EmissionsCost | 0 | [6 empty] | 0.30832 | 0
LCP_Inputs_ON_Diverse_2023_04_03 | 2050 | CH4 Import - NY 2030 | Import | Methane | QC | Dispatch-Import | FuelCost | 0 | [6 empty] | 0.30832 | 0
LCP_Inputs_ON_Diverse_2023_04_03 | 2050 | CH4 Import - NY 2030 | Import | Methane | QC | Dispatch-Import | VOM | 0 | [6 empty] | 0.30832 | 0
LCP_Inputs_ON_Diverse_2023_04_03 | 2050 | CH4 Import - NY 2030 | Import | Methane | WC | Dispatch-Import | EmissionsCost | 0 | [6 empty] | 0.30832 | 0
LCP_Inputs_ON_Diverse_2023_04_03 | 2050 | CH4 Import - NY 2030 | Import | Methane | WC | Dispatch-Import | FuelCost | 0 | [6 empty] | 0.30832 | 0
LCP_Inputs_ON_Diverse_2023_04_03 | 2050 | CH4 Import - NY 2030 | Import | Methane | WC | Dispatch-Import | VOM | 0 | [6 empty] | 0.30832 | 0
LCP_Inputs_ON_Diverse_2023_04_03 | 2050 | CH4 Import - NY 2040 | Import | Methane | MI | Dispatch-Import | EmissionsCost | 0 | [6 empty] | 0.30832 | 0
LCP_Inputs_ON_Diverse_2023_04_03 | 2050 | CH4 Import - NY 2040 | Import | Methane | MI | Dispatch-Import | FuelCost | 0 | [6 empty] | 0.30832 | 0
LCP_Inputs_ON_Diverse_2023_04_03 | 2050 | CH4 Import - NY 2040 | Import | Methane | MI | Dispatch-Import | VOM | 0 | [6 empty] | 0.30832 | 0
LCP_Inputs_ON_Diverse_2023_04_03 | 2050 | CH4 Import - NY 2040 | Import | Methane | NY | Dispatch-Import | EmissionsCost | 0 | [6 empty] | 0.30832 | 0
LCP_Inputs_ON_Diverse_2023_04_03 | 2050 | CH4 Import - NY 2040 | Import | Methane | NY | Dispatch-Import | FuelCost | 0 | [6 empty] | 0.30832 | 0
LCP_Inputs_ON_Diverse_2023_04_03 | 2050 | CH4 Import - NY 2040 | Import | Methane | NY | Dispatch-Import | VOM | 0 | [6 empty] | 0.30832 | 0
LCP_Inputs_ON_Diverse_2023_04_03 | 2050 | CH4 Import - NY 2040 | Import | Methane | ON | Dispatch-Import | EmissionsCost | 0 | [6 empty] | 0.30832 | 0
LCP_Inputs_ON_Diverse_2023_04_03 | 2050 | CH4 Import - NY 2040 | Import | Methane | ON | Dispatch-Import | FuelCost | 0 | [6 empty] | 0.30832 | 0
LCP_Inputs_ON_Diverse_2023_04_03 | 2050 | CH4 Import - NY 2040 | Import | Methane | ON | Dispatch-Import | VOM | 0 | [6 empty] | 0.30832 | 0
LCP_Inputs_ON_Diverse_2023_04_03 | 2050 | CH4 Import - NY 2040 | Import | Methane | PJ | Dispatch-Import | EmissionsCost | 0 | [6 empty] | 0.30832 | 0
LCP_Inputs_ON_Diverse_2023_04_03 | 2050 | CH4 Import - NY 2040 | Import | Methane | PJ | Dispatch-Import | FuelCost | 0 | [6 empty] | 0.30832 | 0
LCP_Inputs_ON_Diverse_2023_04_03 | 2050 | CH4 Import - NY 2040 | Import | Methane | PJ | Dispatch-Import | VOM | 0 | [6 empty] | 0.30832 | 0
LCP_Inputs_ON_Diverse_2023_04_03 | 2050 | CH4 Import - NY 2040 | Import | Methane | QC | Dispatch-Import | EmissionsCost | 0 | [6 empty] | 0.30832 | 0
LCP_Inputs_ON_Diverse_2023_04_03 | 2050 | CH4 Import - NY 2040 | Import | Methane | QC | Dispatch-Import | FuelCost | 0 | [6 empty] | 0.30832 | 0
LCP_Inputs_ON_Diverse_2023_04_03 | 2050 | CH4 Import - NY 2040 | Import | Methane | QC | Dispatch-Import | VOM | 0 | [6 empty] | 0.30832 | 0
LCP_Inputs_ON_Diverse_2023_04_03 | 2050 | CH4 Import - NY 2040 | Import | Methane | WC | Dispatch-Import | EmissionsCost | 0 | [6 empty] | 0.30832 | 0
LCP_Inputs_ON_Diverse_2023_04_03 | 2050 | CH4 Import - NY 2040 | Import | Methane | WC | Dispatch-Import | FuelCost | 0 | [6 empty] | 0.30832 | 0
LCP_Inputs_ON_Diverse_2023_04_03 | 2050 | CH4 Import - NY 2040 | Import | Methane | WC | Dispatch-Import | VOM | 0 | [6 empty] | 0.30832 | 0
LCP_Inputs_ON_Diverse_2023_04_03 | 2050 | CH4 Import - NY 2050 | Import | Methane | MI | Dispatch-Import | EmissionsCost | 0 | [6 empty] | 0.30832 | 0
LCP_Inputs_ON_Diverse_2023_04_03 | 2050 | CH4 Import - NY 2050 | Import | Methane | MI | Dispatch-Import | FuelCost | 0 | [6 empty] | 0.30832 | 0
LCP_Inputs_ON_Diverse_2023_04_03 | 2050 | CH4 Import - NY 2050 | Import | Methane | MI | Dispatch-Import | VOM | 0 | [6 empty] | 0.30832 | 0
LCP_Inputs_ON_Diverse_2023_04_03 | 2050 | CH4 Import - NY 2050 | Import | Methane | NY | Dispatch-Import | EmissionsCost | 0 | [6 empty] | 0.30832 | 0
LCP_Inputs_ON_Diverse_2023_04_03 | 2050 | CH4 Import - NY 2050 | Import | Methane | NY | Dispatch-Import | FuelCost | 0 | [6 empty] | 0.30832 | 0
LCP_Inputs_ON_Diverse_2023_04_03 | 2050 | CH4 Import - NY 2050 | Import | Methane | NY | Dispatch-Import | VOM | 0 | [6 empty] | 0.30832 | 0
LCP_Inputs_ON_Diverse_2023_04_03 | 2050 | CH4 Import - NY 2050 | Import | Methane | ON | Dispatch-Import | EmissionsCost | 0 | [6 empty] | 0.30832 | 0
LCP_Inputs_ON_Diverse_2023_04_03 | 2050 | CH4 Import - NY 2050 | Import | Methane | ON | Dispatch-Import | FuelCost | 0 | [6 empty] | 0.30832 | 0
LCP_Inputs_ON_Diverse_2023_04_03 | 2050 | CH4 Import - NY 2050 | Import | Methane | ON | Dispatch-Import | VOM | 0 | [6 empty] | 0.30832 | 0
LCP_Inputs_ON_Diverse_2023_04_03 | 2050 | CH4 Import - NY 2050 | Import | Methane | PJ | Dispatch-Import | EmissionsCost | 0 | [6 empty] | 0.30832 | 0
LCP_Inputs_ON_Diverse_2023_04_03 | 2050 | CH4 Import - NY 2050 | Import | Methane | PJ | Dispatch-Import | FuelCost | 0 | [6 empty] | 0.30832 | 0
LCP_Inputs_ON_Diverse_2023_04_03 | 2050 | CH4 Import - NY 2050 | Import | Methane | PJ | Dispatch-Import | VOM | 0 | [6 empty] | 0.30832 | 0
LCP_Inputs_ON_Diverse_2023_04_03 | 2050 | CH4 Import - NY 2050 | Import | Methane | QC | Dispatch-Import | EmissionsCost | 0 | [6 empty] | 0.30832 | 0
LCP_Inputs_ON_Diverse_2023_04_03 | 2050 | CH4 Import - NY 2050 | Import | Methane | QC | Dispatch-Import | FuelCost | 0 | [6 empty] | 0.30832 | 0
LCP_Inputs_ON_Diverse_2023_04_03 | 2050 | CH4 Import - NY 2050 | Import | Methane | QC | Dispatch-Import | VOM | 0 | [6 empty] | 0.30832 | 0
LCP_Inputs_ON_Diverse_2023_04_03 | 2050 | CH4 Import - NY 2050 | Import | Methane | WC | Dispatch-Import | EmissionsCost | 0 | [6 empty] | 0.30832 | 0
LCP_Inputs_ON_Diverse_2023_04_03 | 2050 | CH4 Import - NY 2050 | Import | Methane | WC | Dispatch-Import | FuelCost | 0 | [6 empty] | 0.30832 | 0
LCP_Inputs_ON_Diverse_2023_04_03 | 2050 | CH4 Import - NY 2050 | Import | Methane | WC | Dispatch-Import | VOM | 0 | [6 empty] | 0.30832 | 0
LCP_Inputs_ON_Diverse_2023_04_03 | 2050 | CH4 Import - WC 2020 | Import | Methane | MI | Dispatch-Import | EmissionsCost | 0 | [6 empty] | 0.30832 | 0
LCP_Inputs_ON_Diverse_2023_04_03 | 2050 | CH4 Import - WC 2020 | Import | Methane | MI | Dispatch-Import | FuelCost | 0 | [6 empty] | 0.30832 | 0
LCP_Inputs_ON_Diverse_2023_04_03 | 2050 | CH4 Import - WC 2020 | Import | Methane | MI | Dispatch-Import | VOM | 0 | [6 empty] | 0.30832 | 0
LCP_Inputs_ON_Diverse_2023_04_03 | 2050 | CH4 Import - WC 2020 | Import | Methane | NY | Dispatch-Import | EmissionsCost | 0 | [6 empty] | 0.30832 | 0
LCP_Inputs_ON_Diverse_2023_04_03 | 2050 | CH4 Import - WC 2020 | Import | Methane | NY | Dispatch-Import | FuelCost | 0 | [6 empty] | 0.30832 | 0
LCP_Inputs_ON_Diverse_2023_04_03 | 2050 | CH4 Import - WC 2020 | Import | Methane | NY | Dispatch-Import | VOM | 0 | [6 empty] | 0.30832 | 0
LCP_Inputs_ON_Diverse_2023_04_03 | 2050 | CH4 Import - WC 2020 | Import | Methane | ON | Dispatch-Import | EmissionsCost | 0 | [6 empty] | 0.30832 | 0
LCP_Inputs_ON_Diverse_2023_04_03 | 2050 | CH4 Import - WC 2020 | Import | Methane | ON | Dispatch-Import | FuelCost | 0 | [6 empty] | 0.30832 | 0
LCP_Inputs_ON_Diverse_2023_04_03 | 2050 | CH4 Import - WC 2020 | Import | Methane | ON | Dispatch-Import | VOM | 0 | [6 empty] | 0.30832 | 0
LCP_Inputs_ON_Diverse_2023_04_03 | 2050 | CH4 Import - WC 2020 | Import | Methane | PJ | Dispatch-Import | EmissionsCost | 0 | [6 empty] | 0.30832 | 0
LCP_Inputs_ON_Diverse_2023_04_03 | 2050 | CH4 Import - WC 2020 | Import | Methane | PJ | Dispatch-Import | FuelCost | 0 | [6 empty] | 0.30832 | 0
LCP_Inputs_ON_Diverse_2023_04_03 | 2050 | CH4 Import - WC 2020 | Import | Methane | PJ | Dispatch-Import | VOM | 0 | [6 empty] | 0.30832 | 0
LCP_Inputs_ON_Diverse_2023_04_03 | 2050 | CH4 Import - WC 2020 | Import | Methane | QC | Dispatch-Import | EmissionsCost | 0 | [6 empty] | 0.30832 | 0
LCP_Inputs_ON_Diverse_2023_04_03 | 2050 | CH4 Import - WC 2020 | Import | Methane | QC | Dispatch-Import | FuelCost | 0 | [6 empty] | 0.30832 | 0
LCP_Inputs_ON_Diverse_2023_04_03 | 2050 | CH4 Import - WC 2020 | Import | Methane | QC | Dispatch-Import | VOM | 0 | [6 empty] | 0.30832 | 0
LCP_Inputs_ON_Diverse_2023_04_03 | 2050 | CH4 Import - WC 2020 | Import | Methane | WC | Dispatch-Import | EmissionsCost | 0 | [6 empty] | 0.30832 | 0
LCP_Inputs_ON_Diverse_2023_04_03 | 2050 | CH4 Import - WC 2020 | Import | Methane | WC | Dispatch-Import | FuelCost | 0 | [6 empty] | 0.30832 | 0
LCP_Inputs_ON_Diverse_2023_04_03 | 2050 | CH4 Import - WC 2020 | Import | Methane | WC | Dispatch-Import | VOM | 0 | [6 empty] | 0.30832 | 0
LCP_Inputs_ON_Diverse_2023_04_03 | 2050 | CH4 Import - WC 2030 | Import | Methane | MI | Dispatch-Import | EmissionsCost | 0 | [6 empty] | 0.30832 | 0
LCP_Inputs_ON_Diverse_2023_04_03 | 2050 | CH4 Import - WC 2030 | Import | Methane | MI | Dispatch-Import | FuelCost | 0 | [6 empty] | 0.30832 | 0
LCP_Inputs_ON_Diverse_2023_04_03 | 2050 | CH4 Import - WC 2030 | Import | Methane | MI | Dispatch-Import | VOM | 0 | [6 empty] | 0.30832 | 0
LCP_Inputs_ON_Diverse_2023_04_03 | 2050 | CH4 Import - WC 2030 | Import | Methane | NY | Dispatch-Import | EmissionsCost | 0 | [6 empty] | 0.30832 | 0
LCP_Inputs_ON_Diverse_2023_04_03 | 2050 | CH4 Import - WC 2030 | Import | Methane | NY | Dispatch-Import | FuelCost | 0 | [6 empty] | 0.30832 | 0
LCP_Inputs_ON_Diverse_2023_04_03 | 2050 | CH4 Import - WC 2030 | Import | Methane | NY | Dispatch-Import | VOM | 0 | [6 empty] | 0.30832 | 0
LCP_Inputs_ON_Diverse_2023_04_03 | 2050 | CH4 Import - WC 2030 | Import | Methane | ON | Dispatch-Import | EmissionsCost | 0 | [6 empty] | 0.30832 | 0
LCP_Inputs_ON_Diverse_2023_04_03 | 2050 | CH4 Import - WC 2030 | Import | Methane | ON | Dispatch-Import | FuelCost | 0 | [6 empty] | 0.30832 | 0
LCP_Inputs_ON_Diverse_2023_04_03 | 2050 | CH4 Import - WC 2030 | Import | Methane | ON | Dispatch-Import | VOM | 0 | [6 empty] | 0.30832 | 0
LCP_Inputs_ON_Diverse_2023_04_03 | 2050 | CH4 Import - WC 2030 | Import | Methane | PJ | Dispatch-Import | EmissionsCost | 0 | [6 empty] | 0.30832 | 0
LCP_Inputs_ON_Diverse_2023_04_03 | 2050 | CH4 Import - WC 2030 | Import | Methane | PJ | Dispatch-Import | FuelCost | 0 | [6 empty] | 0.30832 | 0
LCP_Inputs_ON_Diverse_2023_04_03 | 2050 | CH4 Import - WC 2030 | Import | Methane | PJ | Dispatch-Import | VOM | 0 | [6 empty] | 0.30832 | 0
LCP_Inputs_ON_Diverse_2023_04_03 | 2050 | CH4 Import - WC 2030 | Import | Methane | QC | Dispatch-Import | EmissionsCost | 0 | [6 empty] | 0.30832 | 0
LCP_Inputs_ON_Diverse_2023_04_03 | 2050 | CH4 Import - WC 2030 | Import | Methane | QC | Dispatch-Import | FuelCost | 0 | [6 empty] | 0.30832 | 0
LCP_Inputs_ON_Diverse_2023_04_03 | 2050 | CH4 Import - WC 2030 | Import | Methane | QC | Dispatch-Import | VOM | 0 | [6 empty] | 0.30832 | 0
LCP_Inputs_ON_Diverse_2023_04_03 | 2050 | CH4 Import - WC 2030 | Import | Methane | WC | Dispatch-Import | EmissionsCost | 0 | [6 empty] | 0.30832 | 0
LCP_Inputs_ON_Diverse_2023_04_03 | 2050 | CH4 Import - WC 2030 | Import | Methane | WC | Dispatch-Import | FuelCost | 0 | [6 empty] | 0.30832 | 0
LCP_Inputs_ON_Diverse_2023_04_03 | 2050 | CH4 Import - WC 2030 | Import | Methane | WC | Dispatch-Import | VOM | 0 | [6 empty] | 0.30832 | 0
LCP_Inputs_ON_Diverse_2023_04_03 | 2050 | CH4 Import - WC 2040 | Import | Methane | MI | Dispatch-Import | EmissionsCost | 0 | [6 empty] | 0.30832 | 0
LCP_Inputs_ON_Diverse_2023_04_03 | 2050 | CH4 Import - WC 2040 | Import | Methane | MI | Dispatch-Import | FuelCost | 0 | [6 empty] | 0.30832 | 0
LCP_Inputs_ON_Diverse_2023_04_03 | 2050 | CH4 Import - WC 2040 | Import | Methane | MI | Dispatch-Import | VOM | 0 | [6 empty] | 0.30832 | 0
LCP_Inputs_ON_Diverse_2023_04_03 | 2050 | CH4 Import - WC 2040 | Import | Methane | NY | Dispatch-Import | EmissionsCost | 0 | [6 empty] | 0.30832 | 0
LCP_Inputs_ON_Diverse_2023_04_03 | 2050 | CH4 Import - WC 2040 | Import | Methane | NY | Dispatch-Import | FuelCost | 0 | [6 empty] | 0.30832 | 0
LCP_Inputs_ON_Diverse_2023_04_03 | 2050 | CH4 Import - WC 2040 | Import | Methane | NY | Dispatch-Import | VOM | 0 | [6 empty] | 0.30832 | 0
LCP_Inputs_ON_Diverse_2023_04_03 | 2050 | CH4 Import - WC 2040 | Import | Methane | ON | Dispatch-Import | EmissionsCost | 0 | [6 empty] | 0.30832 | 0
LCP_Inputs_ON_Diverse_2023_04_03 | 2050 | CH4 Import - WC 2040 | Import | Methane | ON | Dispatch-Import | FuelCost | 0 | [6 empty] | 0.30832 | 0
LCP_Inputs_ON_Diverse_2023_04_03 | 2050 | CH4 Import - WC 2040 | Import | Methane | ON | Dispatch-Import | VOM | 0 | [6 empty] | 0.30832 | 0
LCP_Inputs_ON_Diverse_2023_04_03 | 2050 | CH4 Import - WC 2040 | Import | Methane | PJ | Dispatch-Import | EmissionsCost | 0 | [6 empty] | 0.30832 | 0
LCP_Inputs_ON_Diverse_2023_04_03 | 2050 | CH4 Import - WC 2040 | Import | Methane | PJ | Dispatch-Import | FuelCost | 0 | [6 empty] | 0.30832 | 0
LCP_Inputs_ON_Diverse_2023_04_03 | 2050 | CH4 Import - WC 2040 | Import | Methane | PJ | Dispatch-Import | VOM | 0 | [6 empty] | 0.30832 | 0
LCP_Inputs_ON_Diverse_2023_04_03 | 2050 | CH4 Import - WC 2040 | Import | Methane | QC | Dispatch-Import | EmissionsCost | 0 | [6 empty] | 0.30832 | 0
LCP_Inputs_ON_Diverse_2023_04_03 | 2050 | CH4 Import - WC 2040 | Import | Methane | QC | Dispatch-Import | FuelCost | 0 | [6 empty] | 0.30832 | 0
LCP_Inputs_ON_Diverse_2023_04_03 | 2050 | CH4 Import - WC 2040 | Import | Methane | QC | Dispatch-Import | VOM | 0 | [6 empty] | 0.30832 | 0
LCP_Inputs_ON_Diverse_2023_04_03 | 2050 | CH4 Import - WC 2040 | Import | Methane | WC | Dispatch-Import | EmissionsCost | 0 | [6 empty] | 0.30832 | 0
LCP_Inputs_ON_Diverse_2023_04_03 | 2050 | CH4 Import - WC 2040 | Import | Methane | WC | Dispatch-Import | FuelCost | 0 | [6 empty] | 0.30832 | 0
LCP_Inputs_ON_Diverse_2023_04_03 | 2050 | CH4 Import - WC 2040 | Import | Methane | WC | Dispatch-Import | VOM | 0 | [6 empty] | 0.30832 | 0
LCP_Inputs_ON_Diverse_2023_04_03 | 2050 | CH4 Import - WC 2050 | Import | Methane | MI | Dispatch-Import | EmissionsCost | 0 | [6 empty] | 0.30832 | 0
LCP_Inputs_ON_Diverse_2023_04_03 | 2050 | CH4 Import - WC 2050 | Import | Methane | MI | Dispatch-Import | FuelCost | 0 | [6 empty] | 0.30832 | 0
LCP_Inputs_ON_Diverse_2023_04_03 | 2050 | CH4 Import - WC 2050 | Import | Methane | MI | Dispatch-Import | VOM | 0 | [6 empty] | 0.30832 | 0
LCP_Inputs_ON_Diverse_2023_04_03 | 2050 | CH4 Import - WC 2050 | Import | Methane | NY | Dispatch-Import | EmissionsCost | 0 | [6 empty] | 0.30832 | 0
LCP_Inputs_ON_Diverse_2023_04_03 | 2050 | CH4 Import - WC 2050 | Import | Methane | NY | Dispatch-Import | FuelCost | 0 | [6 empty] | 0.30832 | 0
LCP_Inputs_ON_Diverse_2023_04_03 | 2050 | CH4 Import - WC 2050 | Import | Methane | NY | Dispatch-Import | VOM | 0 | [6 empty] | 0.30832 | 0
LCP_Inputs_ON_Diverse_2023_04_03 | 2050 | CH4 Import - WC 2050 | Import | Methane | ON | Dispatch-Import | EmissionsCost | 0 | [6 empty] | 0.30832 | 0
LCP_Inputs_ON_Diverse_2023_04_03 | 2050 | CH4 Import - WC 2050 | Import | Methane | ON | Dispatch-Import | FuelCost | 0 | [6 empty] | 0.30832 | 0
LCP_Inputs_ON_Diverse_2023_04_03 | 2050 | CH4 Import - WC 2050 | Import | Methane | ON | Dispatch-Import | VOM | 0 | [6 empty] | 0.30832 | 0
LCP_Inputs_ON_Diverse_2023_04_03 | 2050 | CH4 Import - WC 2050 | Import | Methane | PJ | Dispatch-Import | EmissionsCost | 0 | [6 empty] | 0.30832 | 0
LCP_Inputs_ON_Diverse_2023_04_03 | 2050 | CH4 Import - WC 2050 | Import | Methane | PJ | Dispatch-Import | FuelCost | 0 | [6 empty] | 0.30832 | 0
LCP_Inputs_ON_Diverse_2023_04_03 | 2050 | CH4 Import - WC 2050 | Import | Methane | PJ | Dispatch-Import | VOM | 0 | [6 empty] | 0.30832 | 0
LCP_Inputs_ON_Diverse_2023_04_03 | 2050 | CH4 Import - WC 2050 | Import | Methane | QC | Dispatch-Import | EmissionsCost | 0 | [6 empty] | 0.30832 | 0
LCP_Inputs_ON_Diverse_2023_04_03 | 2050 | CH4 Import - WC 2050 | Import | Methane | QC | Dispatch-Import | FuelCost | 0 | [6 empty] | 0.30832 | 0
LCP_Inputs_ON_Diverse_2023_04_03 | 2050 | CH4 Import - WC 2050 | Import | Methane | QC | Dispatch-Import | VOM | 0 | [6 empty] | 0.30832 | 0
LCP_Inputs_ON_Diverse_2023_04_03 | 2050 | CH4 Import - WC 2050 | Import | Methane | WC | Dispatch-Import | EmissionsCost | 0 | [6 empty] | 0.30832 | 0
LCP_Inputs_ON_Diverse_2023_04_03 | 2050 | CH4 Import - WC 2050 | Import | Methane | WC | Dispatch-Import | FuelCost | 0 | [6 empty] | 0.30832 | 0
LCP_Inputs_ON_Diverse_2023_04_03 | 2050 | CH4 Import - WC 2050 | Import | Methane | WC | Dispatch-Import | VOM | 0 | [6 empty] | 0.30832 | 0
LCP_Inputs_ON_Diverse_2023_04_03 | 2050 | CH4 Salt Cavern Storage - ON | Storage | Methane | MI | Dispatch-Storage | EmissionsCost | 0 | [6 empty] | 0.30832 | 0
LCP_Inputs_ON_Diverse_2023_04_03 | 2050 | CH4 Salt Cavern Storage - ON | Storage | Methane | MI | Dispatch-Storage | FuelCost | 0 | [6 empty] | 0.30832 | 0
LCP_Inputs_ON_Diverse_2023_04_03 | 2050 | CH4 Salt Cavern Storage - ON | Storage | Methane | MI | Dispatch-Storage | VOM | 0 | [6 empty] | 0.30832 | 0
LCP_Inputs_ON_Diverse_2023_04_03 | 2050 | CH4 Salt Cavern Storage - ON | Storage | Methane | NY | Dispatch-Storage | EmissionsCost | 0 | [6 empty] | 0.30832 | 0
LCP_Inputs_ON_Diverse_2023_04_03 | 2050 | CH4 Salt Cavern Storage - ON | Storage | Methane | NY | Dispatch-Storage | FuelCost | 0 | [6 empty] | 0.30832 | 0
LCP_Inputs_ON_Diverse_2023_04_03 | 2050 | CH4 Salt Cavern Storage - ON | Storage | Methane | NY | Dispatch-Storage | VOM | 0 | [6 empty] | 0.30832 | 0
LCP_Inputs_ON_Diverse_2023_04_03 | 2050 | CH4 Salt Cavern Storage - ON | Storage | Methane | ON | Dispatch-Storage | EmissionsCost | 0 | [6 empty] | 0.30832 | 0
LCP_Inputs_ON_Diverse_2023_04_03 | 2050 | CH4 Salt Cavern Storage - ON | Storage | Methane | ON | Dispatch-Storage | FuelCost | 0 | [6 empty] | 0.30832 | 0
LCP_Inputs_ON_Diverse_2023_04_03 | 2050 | CH4 Salt Cavern Storage - ON | Storage | Methane | ON | Dispatch-Storage | VOM | 0 | [6 empty] | 0.30832 | 0
LCP_Inputs_ON_Diverse_2023_04_03 | 2050 | CH4 Salt Cavern Storage - ON | Storage | Methane | PJ | Dispatch-Storage | EmissionsCost | 0 | [6 empty] | 0.30832 | 0
LCP_Inputs_ON_Diverse_2023_04_03 | 2050 | CH4 Salt Cavern Storage - ON | Storage | Methane | PJ | Dispatch-Storage | FuelCost | 0 | [6 empty] | 0.30832 | 0
LCP_Inputs_ON_Diverse_2023_04_03 | 2050 | CH4 Salt Cavern Storage - ON | Storage | Methane | PJ | Dispatch-Storage | VOM | 0 | [6 empty] | 0.30832 | 0
LCP_Inputs_ON_Diverse_2023_04_03 | 2050 | CH4 Salt Cavern Storage - ON | Storage | Methane | QC | Dispatch-Storage | EmissionsCost | 0 | [6 empty] | 0.30832 | 0
LCP_Inputs_ON_Diverse_2023_04_03 | 2050 | CH4 Salt Cavern Storage - ON | Storage | Methane | QC | Dispatch-Storage | FuelCost | 0 | [6 empty] | 0.30832 | 0
LCP_Inputs_ON_Diverse_2023_04_03 | 2050 | CH4 Salt Cavern Storage - ON | Storage | Methane | QC | Dispatch-Storage | VOM | 0 | [6 empty] | 0.30832 | 0
LCP_Inputs_ON_Diverse_2023_04_03 | 2050 | CH4 Salt Cavern Storage - ON | Storage | Methane | WC | Dispatch-Storage | EmissionsCost | 0 | [6 empty] | 0.30832 | 0
LCP_Inputs_ON_Diverse_2023_04_03 | 2050 | CH4 Salt Cavern Storage - ON | Storage | Methane | WC | Dispatch-Storage | FuelCost | 0 | [6 empty] | 0.30832 | 0
LCP_Inputs_ON_Diverse_2023_04_03 | 2050 | CH4 Salt Cavern Storage - ON | Storage | Methane | WC | Dispatch-Storage | VOM | 0 | [6 empty] | 0.30832 | 0
LCP_Inputs_ON_Diverse_2023_04_03 | 2050 | Electrolyser 2020/2030 | Crossload | Hydrogen | MI | Dispatch-Crossload | EmissionsCost | 0 | [6 empty] | 0.30832 | 0
LCP_Inputs_ON_Diverse_2023_04_03 | 2050 | Electrolyser 2020/2030 | Crossload | Hydrogen | MI | Dispatch-Crossload | FuelCost | 0 | [6 empty] | 0.30832 | 0
LCP_Inputs_ON_Diverse_2023_04_03 | 2050 | Electrolyser 2020/2030 | Crossload | Hydrogen | MI | Dispatch-Crossload | VOM | 0 | [6 empty] | 0.30832 | 0
LCP_Inputs_ON_Diverse_2023_04_03 | 2050 | Electrolyser 2020/2030 | Crossload | Hydrogen | NY | Dispatch-Crossload | EmissionsCost | 0 | [6 empty] | 0.30832 | 0
LCP_Inputs_ON_Diverse_2023_04_03 | 2050 | Electrolyser 2020/2030 | Crossload | Hydrogen | NY | Dispatch-Crossload | FuelCost | 0 | [6 empty] | 0.30832 | 0
LCP_Inputs_ON_Diverse_2023_04_03 | 2050 | Electrolyser 2020/2030 | Crossload | Hydrogen | NY | Dispatch-Crossload | VOM | 0 | [6 empty] | 0.30832 | 0
LCP_Inputs_ON_Diverse_2023_04_03 | 2050 | Electrolyser 2020/2030 | Crossload | Hydrogen | ON | Dispatch-Crossload | EmissionsCost | 0 | [6 empty] | 0.30832 | 0
LCP_Inputs_ON_Diverse_2023_04_03 | 2050 | Electrolyser 2020/2030 | Crossload | Hydrogen | ON | Dispatch-Crossload | FuelCost | 0 | [6 empty] | 0.30832 | 0
LCP_Inputs_ON_Diverse_2023_04_03 | 2050 | Electrolyser 2020/2030 | Crossload | Hydrogen | ON | Dispatch-Crossload | VOM | 0 | [6 empty] | 0.30832 | 0
LCP_Inputs_ON_Diverse_2023_04_03 | 2050 | Electrolyser 2020/2030 | Crossload | Hydrogen | PJ | Dispatch-Crossload | EmissionsCost | 0 | [6 empty] | 0.30832 | 0
LCP_Inputs_ON_Diverse_2023_04_03 | 2050 | Electrolyser 2020/2030 | Crossload | Hydrogen | PJ | Dispatch-Crossload | FuelCost | 0 | [6 empty] | 0.30832 | 0
LCP_Inputs_ON_Diverse_2023_04_03 | 2050 | Electrolyser 2020/2030 | Crossload | Hydrogen | PJ | Dispatch-Crossload | VOM | 0 | [6 empty] | 0.30832 | 0
LCP_Inputs_ON_Diverse_2023_04_03 | 2050 | Electrolyser 2020/2030 | Crossload | Hydrogen | QC | Dispatch-Crossload | EmissionsCost | 0 | [6 empty] | 0.30832 | 0
LCP_Inputs_ON_Diverse_2023_04_03 | 2050 | Electrolyser 2020/2030 | Crossload | Hydrogen | QC | Dispatch-Crossload | FuelCost | 0 | [6 empty] | 0.30832 | 0
LCP_Inputs_ON_Diverse_2023_04_03 | 2050 | Electrolyser 2020/2030 | Crossload | Hydrogen | QC | Dispatch-Crossload | VOM | 0 | [6 empty] | 0.30832 | 0
LCP_Inputs_ON_Diverse_2023_04_03 | 2050 | Electrolyser 2020/2030 | Crossload | Hydrogen | WC | Dispatch-Crossload | EmissionsCost | 0 | [6 empty] | 0.30832 | 0
LCP_Inputs_ON_Diverse_2023_04_03 | 2050 | Electrolyser 2020/2030 | Crossload | Hydrogen | WC | Dispatch-Crossload | FuelCost | 0 | [6 empty] | 0.30832 | 0
LCP_Inputs_ON_Diverse_2023_04_03 | 2050 | Electrolyser 2020/2030 | Crossload | Hydrogen | WC | Dispatch-Crossload | VOM | 0 | [6 empty] | 0.30832 | 0
LCP_Inputs_ON_Diverse_2023_04_03 | 2050 | Electrolyser 2040 | Crossload | Hydrogen | MI | Dispatch-Crossload | EmissionsCost | 0 | [6 empty] | 0.30832 | 0
LCP_Inputs_ON_Diverse_2023_04_03 | 2050 | Electrolyser 2040 | Crossload | Hydrogen | MI | Dispatch-Crossload | FuelCost | 0 | [6 empty] | 0.30832 | 0
LCP_Inputs_ON_Diverse_2023_04_03 | 2050 | Electrolyser 2040 | Crossload | Hydrogen | MI | Dispatch-Crossload | VOM | 0 | [6 empty] | 0.30832 | 0
LCP_Inputs_ON_Diverse_2023_04_03 | 2050 | Electrolyser 2040 | Crossload | Hydrogen | NY | Dispatch-Crossload | EmissionsCost | 0 | [6 empty] | 0.30832 | 0
LCP_Inputs_ON_Diverse_2023_04_03 | 2050 | Electrolyser 2040 | Crossload | Hydrogen | NY | Dispatch-Crossload | FuelCost | 0 | [6 empty] | 0.30832 | 0
LCP_Inputs_ON_Diverse_2023_04_03 | 2050 | Electrolyser 2040 | Crossload | Hydrogen | NY | Dispatch-Crossload | VOM | 0 | [6 empty] | 0.30832 | 0
LCP_Inputs_ON_Diverse_2023_04_03 | 2050 | Electrolyser 2040 | Crossload | Hydrogen | ON | Dispatch-Crossload | EmissionsCost | 0 | [6 empty] | 0.30832 | 0
LCP_Inputs_ON_Diverse_2023_04_03 | 2050 | Electrolyser 2040 | Crossload | Hydrogen | ON | Dispatch-Crossload | FuelCost | 0 | [6 empty] | 0.30832 | 0
LCP_Inputs_ON_Diverse_2023_04_03 | 2050 | Electrolyser 2040 | Crossload | Hydrogen | ON | Dispatch-Crossload | VOM | 0 | [6 empty] | 0.30832 | 0
LCP_Inputs_ON_Diverse_2023_04_03 | 2050 | Electrolyser 2040 | Crossload | Hydrogen | PJ | Dispatch-Crossload | EmissionsCost | 0 | [6 empty] | 0.30832 | 0
LCP_Inputs_ON_Diverse_2023_04_03 | 2050 | Electrolyser 2040 | Crossload | Hydrogen | PJ | Dispatch-Crossload | FuelCost | 0 | [6 empty] | 0.30832 | 0
LCP_Inputs_ON_Diverse_2023_04_03 | 2050 | Electrolyser 2040 | Crossload | Hydrogen | PJ | Dispatch-Crossload | VOM | 0 | [6 empty] | 0.30832 | 0
LCP_Inputs_ON_Diverse_2023_04_03 | 2050 | Electrolyser 2040 | Crossload | Hydrogen | QC | Dispatch-Crossload | EmissionsCost | 0 | [6 empty] | 0.30832 | 0
LCP_Inputs_ON_Diverse_2023_04_03 | 2050 | Electrolyser 2040 | Crossload | Hydrogen | QC | Dispatch-Crossload | FuelCost | 0 | [6 empty] | 0.30832 | 0
LCP_Inputs_ON_Diverse_2023_04_03 | 2050 | Electrolyser 2040 | Crossload | Hydrogen | QC | Dispatch-Crossload | VOM | 0 | [6 empty] | 0.30832 | 0
LCP_Inputs_ON_Diverse_2023_04_03 | 2050 | Electrolyser 2040 | Crossload | Hydrogen | WC | Dispatch-Crossload | EmissionsCost | 0 | [6 empty] | 0.30832 | 0
LCP_Inputs_ON_Diverse_2023_04_03 | 2050 | Electrolyser 2040 | Crossload | Hydrogen | WC | Dispatch-Crossload | FuelCost | 0 | [6 empty] | 0.30832 | 0
LCP_Inputs_ON_Diverse_2023_04_03 | 2050 | Electrolyser 2040 | Crossload | Hydrogen | WC | Dispatch-Crossload | VOM | 0 | [6 empty] | 0.30832 | 0
LCP_Inputs_ON_Diverse_2023_04_03 | 2050 | Electrolyser 2050 | Crossload | Hydrogen | MI | Dispatch-Crossload | EmissionsCost | 0 | [6 empty] | 0.30832 | 0
LCP_Inputs_ON_Diverse_2023_04_03 | 2050 | Electrolyser 2050 | Crossload | Hydrogen | MI | Dispatch-Crossload | FuelCost | 0 | [6 empty] | 0.30832 | 0
LCP_Inputs_ON_Diverse_2023_04_03 | 2050 | Electrolyser 2050 | Crossload | Hydrogen | MI | Dispatch-Crossload | VOM | 0 | [6 empty] | 0.30832 | 0
LCP_Inputs_ON_Diverse_2023_04_03 | 2050 | Electrolyser 2050 | Crossload | Hydrogen | NY | Dispatch-Crossload | EmissionsCost | 0 | [6 empty] | 0.30832 | 0
LCP_Inputs_ON_Diverse_2023_04_03 | 2050 | Electrolyser 2050 | Crossload | Hydrogen | NY | Dispatch-Crossload | FuelCost | 0 | [6 empty] | 0.30832 | 0
LCP_Inputs_ON_Diverse_2023_04_03 | 2050 | Electrolyser 2050 | Crossload | Hydrogen | NY | Dispatch-Crossload | VOM | 0 | [6 empty] | 0.30832 | 0
LCP_Inputs_ON_Diverse_2023_04_03 | 2050 | Electrolyser 2050 | Crossload | Hydrogen | ON | Dispatch-Crossload | EmissionsCost | 0 | [6 empty] | 0.30832 | 0
LCP_Inputs_ON_Diverse_2023_04_03 | 2050 | Electrolyser 2050 | Crossload | Hydrogen | ON | Dispatch-Crossload | FuelCost | 0 | [6 empty] | 0.30832 | 0
LCP_Inputs_ON_Diverse_2023_04_03 | 2050 | Electrolyser 2050 | Crossload | Hydrogen | ON | Dispatch-Crossload | VOM | 0 | [6 empty] | 0.30832 | 0
LCP_Inputs_ON_Diverse_2023_04_03 | 2050 | Electrolyser 2050 | Crossload | Hydrogen | PJ | Dispatch-Crossload | EmissionsCost | 0 | [6 empty] | 0.30832 | 0
LCP_Inputs_ON_Diverse_2023_04_03 | 2050 | Electrolyser 2050 | Crossload | Hydrogen | PJ | Dispatch-Crossload | FuelCost | 0 | [6 empty] | 0.30832 | 0
LCP_Inputs_ON_Diverse_2023_04_03 | 2050 | Electrolyser 2050 | Crossload | Hydrogen | PJ | Dispatch-Crossload | VOM | 0 | [6 empty] | 0.30832 | 0
LCP_Inputs_ON_Diverse_2023_04_03 | 2050 | Electrolyser 2050 | Crossload | Hydrogen | QC | Dispatch-Crossload | EmissionsCost | 0 | [6 empty] | 0.30832 | 0
LCP_Inputs_ON_Diverse_2023_04_03 | 2050 | Electrolyser 2050 | Crossload | Hydrogen | QC | Dispatch-Crossload | FuelCost | 0 | [6 empty] | 0.30832 | 0
LCP_Inputs_ON_Diverse_2023_04_03 | 2050 | Electrolyser 2050 | Crossload | Hydrogen | QC | Dispatch-Crossload | VOM | 0 | [6 empty] | 0.30832 | 0
LCP_Inputs_ON_Diverse_2023_04_03 | 2050 | Electrolyser 2050 | Crossload | Hydrogen | WC | Dispatch-Crossload | EmissionsCost | 0 | [6 empty] | 0.30832 | 0
LCP_Inputs_ON_Diverse_2023_04_03 | 2050 | Electrolyser 2050 | Crossload | Hydrogen | WC | Dispatch-Crossload | FuelCost | 0 | [6 empty] | 0.30832 | 0
LCP_Inputs_ON_Diverse_2023_04_03 | 2050 | Electrolyser 2050 | Crossload | Hydrogen | WC | Dispatch-Crossload | VOM | 0 | [6 empty] | 0.30832 | 0
LCP_Inputs_ON_Diverse_2023_04_03 | 2050 | Fossil Fuel Thermal (Coal, Peat, Oil) | Generation | Electricity | MI | Dispatch-Generation | EmissionsCost | 0 | [6 empty] | 0.30832 | 0
LCP_Inputs_ON_Diverse_2023_04_03 | 2050 | Fossil Fuel Thermal (Coal, Peat, Oil) | Generation | Electricity | MI | Dispatch-Generation | FuelCost | 0 | [6 empty] | 0.30832 | 0
LCP_Inputs_ON_Diverse_2023_04_03 | 2050 | Fossil Fuel Thermal (Coal, Peat, Oil) | Generation | Electricity | MI | Dispatch-Generation | VOM | 0 | [6 empty] | 0.30832 | 0
LCP_Inputs_ON_Diverse_2023_04_03 | 2050 | Fossil Fuel Thermal (Coal, Peat, Oil) | Generation | Electricity | NY | Dispatch-Generation | EmissionsCost | 0 | [6 empty] | 0.30832 | 0
LCP_Inputs_ON_Diverse_2023_04_03 | 2050 | Fossil Fuel Thermal (Coal, Peat, Oil) | Generation | Electricity | NY | Dispatch-Generation | FuelCost | 0 | [6 empty] | 0.30832 | 0
LCP_Inputs_ON_Diverse_2023_04_03 | 2050 | Fossil Fuel Thermal (Coal, Peat, Oil) | Generation | Electricity | NY | Dispatch-Generation | VOM | 0 | [6 empty] | 0.30832 | 0
LCP_Inputs_ON_Diverse_2023_04_03 | 2050 | Fossil Fuel Thermal (Coal, Peat, Oil) | Generation | Electricity | ON | Dispatch-Generation | EmissionsCost | 0 | [6 empty] | 0.30832 | 0
LCP_Inputs_ON_Diverse_2023_04_03 | 2050 | Fossil Fuel Thermal (Coal, Peat, Oil) | Generation | Electricity | ON | Dispatch-Generation | FuelCost | 0 | [6 empty] | 0.30832 | 0
LCP_Inputs_ON_Diverse_2023_04_03 | 2050 | Fossil Fuel Thermal (Coal, Peat, Oil) | Generation | Electricity | ON | Dispatch-Generation | VOM | 0 | [6 empty] | 0.30832 | 0
LCP_Inputs_ON_Diverse_2023_04_03 | 2050 | Fossil Fuel Thermal (Coal, Peat, Oil) | Generation | Electricity | PJ | Dispatch-Generation | EmissionsCost | 0 | [6 empty] | 0.30832 | 0
LCP_Inputs_ON_Diverse_2023_04_03 | 2050 | Fossil Fuel Thermal (Coal, Peat, Oil) | Generation | Electricity | PJ | Dispatch-Generation | FuelCost | 0 | [6 empty] | 0.30832 | 0
LCP_Inputs_ON_Diverse_2023_04_03 | 2050 | Fossil Fuel Thermal (Coal, Peat, Oil) | Generation | Electricity | PJ | Dispatch-Generation | VOM | 0 | [6 empty] | 0.30832 | 0
LCP_Inputs_ON_Diverse_2023_04_03 | 2050 | Fossil Fuel Thermal (Coal, Peat, Oil) | Generation | Electricity | QC | Dispatch-Generation | EmissionsCost | 0 | [6 empty] | 0.30832 | 0
LCP_Inputs_ON_Diverse_2023_04_03 | 2050 | Fossil Fuel Thermal (Coal, Peat, Oil) | Generation | Electricity | QC | Dispatch-Generation | FuelCost | 0 | [6 empty] | 0.30832 | 0
LCP_Inputs_ON_Diverse_2023_04_03 | 2050 | Fossil Fuel Thermal (Coal, Peat, Oil) | Generation | Electricity | QC | Dispatch-Generation | VOM | 0 | [6 empty] | 0.30832 | 0
LCP_Inputs_ON_Diverse_2023_04_03 | 2050 | Fossil Fuel Thermal (Coal, Peat, Oil) | Generation | Electricity | WC | Dispatch-Generation | EmissionsCost | 0 | [6 empty] | 0.30832 | 0
LCP_Inputs_ON_Diverse_2023_04_03 | 2050 | Fossil Fuel Thermal (Coal, Peat, Oil) | Generation | Electricity | WC | Dispatch-Generation | FuelCost | 0 | [6 empty] | 0.30832 | 0
LCP_Inputs_ON_Diverse_2023_04_03 | 2050 | Fossil Fuel Thermal (Coal, Peat, Oil) | Generation | Electricity | WC | Dispatch-Generation | VOM | 0 | [6 empty] | 0.30832 | 0
LCP_Inputs_ON_Diverse_2023_04_03 | 2050 | Generic - Generator | Generation | Electricity | MI | Dispatch-Generation | EmissionsCost | 0 | [6 empty] | 0.30832 | 0
LCP_Inputs_ON_Diverse_2023_04_03 | 2050 | Generic - Generator | Generation | Electricity | MI | Dispatch-Generation | FuelCost | 155823481.2297 | [6 empty] | 0.30832 | 48043288.1717
LCP_Inputs_ON_Diverse_2023_04_03 | 2050 | Generic - Generator | Generation | Electricity | MI | Dispatch-Generation | VOM | 5096193.0255 | [6 empty] | 0.30832 | 1571251.4454
LCP_Inputs_ON_Diverse_2023_04_03 | 2050 | Generic - Generator | Generation | Electricity | NY | Dispatch-Generation | EmissionsCost | 0 | [6 empty] | 0.30832 | 0
LCP_Inputs_ON_Diverse_2023_04_03 | 2050 | Generic - Generator | Generation | Electricity | NY | Dispatch-Generation | FuelCost | 73953741.4912 | [6 empty] | 0.30832 | 22801319.0682
LCP_Inputs_ON_Diverse_2023_04_03 | 2050 | Generic - Generator | Generation | Electricity | NY | Dispatch-Generation | VOM | 2418650.5052 | [6 empty] | 0.30832 | 745715.1021
LCP_Inputs_ON_Diverse_2023_04_03 | 2050 | Generic - Generator | Generation | Electricity | ON | Dispatch-Generation | EmissionsCost | 0 | [6 empty] | 0.30832 | 0
LCP_Inputs_ON_Diverse_2023_04_03 | 2050 | Generic - Generator | Generation | Electricity | ON | Dispatch-Generation | FuelCost | 0 | [6 empty] | 0.30832 | 0
LCP_Inputs_ON_Diverse_2023_04_03 | 2050 | Generic - Generator | Generation | Electricity | ON | Dispatch-Generation | VOM | 0 | [6 empty] | 0.30832 | 0
LCP_Inputs_ON_Diverse_2023_04_03 | 2050 | Generic - Generator | Generation | Electricity | PJ | Dispatch-Generation | EmissionsCost | 0 | [6 empty] | 0.30832 | 0
LCP_Inputs_ON_Diverse_2023_04_03 | 2050 | Generic - Generator | Generation | Electricity | PJ | Dispatch-Generation | FuelCost | 3724299801.2585 | [6 empty] | 0.30832 | 1148271153.8577
LCP_Inputs_ON_Diverse_2023_04_03 | 2050 | Generic - Generator | Generation | Electricity | PJ | Dispatch-Generation | VOM | 121802892.1081 | [6 empty] | 0.30832 | 37554105.4501
LCP_Inputs_ON_Diverse_2023_04_03 | 2050 | Generic - Generator | Generation | Electricity | QC | Dispatch-Generation | EmissionsCost | 0 | [6 empty] | 0.30832 | 0
LCP_Inputs_ON_Diverse_2023_04_03 | 2050 | Generic - Generator | Generation | Electricity | QC | Dispatch-Generation | FuelCost | 0 | [6 empty] | 0.30832 | 0
LCP_Inputs_ON_Diverse_2023_04_03 | 2050 | Generic - Generator | Generation | Electricity | QC | Dispatch-Generation | VOM | 0 | [6 empty] | 0.30832 | 0
LCP_Inputs_ON_Diverse_2023_04_03 | 2050 | Generic - Generator | Generation | Electricity | WC | Dispatch-Generation | EmissionsCost | 0 | [6 empty] | 0.30832 | 0
LCP_Inputs_ON_Diverse_2023_04_03 | 2050 | Generic - Generator | Generation | Electricity | WC | Dispatch-Generation | FuelCost | 0 | [6 empty] | 0.30832 | 0
LCP_Inputs_ON_Diverse_2023_04_03 | 2050 | Generic - Generator | Generation | Electricity | WC | Dispatch-Generation | VOM | 0 | [6 empty] | 0.30832 | 0
LCP_Inputs_ON_Diverse_2023_04_03 | 2050 | H2 Import - QC | Import | Hydrogen | MI | Dispatch-Import | EmissionsCost | 0 | [6 empty] | 0.30832 | 0
LCP_Inputs_ON_Diverse_2023_04_03 | 2050 | H2 Import - QC | Import | Hydrogen | MI | Dispatch-Import | FuelCost | 0 | [6 empty] | 0.30832 | 0
LCP_Inputs_ON_Diverse_2023_04_03 | 2050 | H2 Import - QC | Import | Hydrogen | MI | Dispatch-Import | VOM | 0 | [6 empty] | 0.30832 | 0
LCP_Inputs_ON_Diverse_2023_04_03 | 2050 | H2 Import - QC | Import | Hydrogen | NY | Dispatch-Import | EmissionsCost | 0 | [6 empty] | 0.30832 | 0
LCP_Inputs_ON_Diverse_2023_04_03 | 2050 | H2 Import - QC | Import | Hydrogen | NY | Dispatch-Import | FuelCost | 0 | [6 empty] | 0.30832 | 0
LCP_Inputs_ON_Diverse_2023_04_03 | 2050 | H2 Import - QC | Import | Hydrogen | NY | Dispatch-Import | VOM | 0 | [6 empty] | 0.30832 | 0
LCP_Inputs_ON_Diverse_2023_04_03 | 2050 | H2 Import - QC | Import | Hydrogen | ON | Dispatch-Import | EmissionsCost | 0 | [6 empty] | 0.30832 | 0
LCP_Inputs_ON_Diverse_2023_04_03 | 2050 | H2 Import - QC | Import | Hydrogen | ON | Dispatch-Import | FuelCost | 0 | [6 empty] | 0.30832 | 0
LCP_Inputs_ON_Diverse_2023_04_03 | 2050 | H2 Import - QC | Import | Hydrogen | ON | Dispatch-Import | VOM | 0 | [6 empty] | 0.30832 | 0
LCP_Inputs_ON_Diverse_2023_04_03 | 2050 | H2 Import - QC | Import | Hydrogen | PJ | Dispatch-Import | EmissionsCost | 0 | [6 empty] | 0.30832 | 0
LCP_Inputs_ON_Diverse_2023_04_03 | 2050 | H2 Import - QC | Import | Hydrogen | PJ | Dispatch-Import | FuelCost | 0 | [6 empty] | 0.30832 | 0
LCP_Inputs_ON_Diverse_2023_04_03 | 2050 | H2 Import - QC | Import | Hydrogen | PJ | Dispatch-Import | VOM | 0 | [6 empty] | 0.30832 | 0
LCP_Inputs_ON_Diverse_2023_04_03 | 2050 | H2 Import - QC | Import | Hydrogen | QC | Dispatch-Import | EmissionsCost | 0 | [6 empty] | 0.30832 | 0
LCP_Inputs_ON_Diverse_2023_04_03 | 2050 | H2 Import - QC | Import | Hydrogen | QC | Dispatch-Import | FuelCost | 666568376.7518 | [6 empty] | 0.30832 | 205515474.0333
LCP_Inputs_ON_Diverse_2023_04_03 | 2050 | H2 Import - QC | Import | Hydrogen | QC | Dispatch-Import | VOM | 0 | [6 empty] | 0.30832 | 0
LCP_Inputs_ON_Diverse_2023_04_03 | 2050 | H2 Import - QC | Import | Hydrogen | WC | Dispatch-Import | EmissionsCost | 0 | [6 empty] | 0.30832 | 0
LCP_Inputs_ON_Diverse_2023_04_03 | 2050 | H2 Import - QC | Import | Hydrogen | WC | Dispatch-Import | FuelCost | 0 | [6 empty] | 0.30832 | 0
LCP_Inputs_ON_Diverse_2023_04_03 | 2050 | H2 Import - QC | Import | Hydrogen | WC | Dispatch-Import | VOM | 0 | [6 empty] | 0.30832 | 0
LCP_Inputs_ON_Diverse_2023_04_03 | 2050 | H2 Import - WC | Import | Hydrogen | MI | Dispatch-Import | EmissionsCost | 0 | [6 empty] | 0.30832 | 0
LCP_Inputs_ON_Diverse_2023_04_03 | 2050 | H2 Import - WC | Import | Hydrogen | MI | Dispatch-Import | FuelCost | 0 | [6 empty] | 0.30832 | 0
LCP_Inputs_ON_Diverse_2023_04_03 | 2050 | H2 Import - WC | Import | Hydrogen | MI | Dispatch-Import | VOM | 0 | [6 empty] | 0.30832 | 0
LCP_Inputs_ON_Diverse_2023_04_03 | 2050 | H2 Import - WC | Import | Hydrogen | NY | Dispatch-Import | EmissionsCost | 0 | [6 empty] | 0.30832 | 0
LCP_Inputs_ON_Diverse_2023_04_03 | 2050 | H2 Import - WC | Import | Hydrogen | NY | Dispatch-Import | FuelCost | 0 | [6 empty] | 0.30832 | 0
LCP_Inputs_ON_Diverse_2023_04_03 | 2050 | H2 Import - WC | Import | Hydrogen | NY | Dispatch-Import | VOM | 0 | [6 empty] | 0.30832 | 0
LCP_Inputs_ON_Diverse_2023_04_03 | 2050 | H2 Import - WC | Import | Hydrogen | ON | Dispatch-Import | EmissionsCost | 0 | [6 empty] | 0.30832 | 0
LCP_Inputs_ON_Diverse_2023_04_03 | 2050 | H2 Import - WC | Import | Hydrogen | ON | Dispatch-Import | FuelCost | 0 | [6 empty] | 0.30832 | 0
LCP_Inputs_ON_Diverse_2023_04_03 | 2050 | H2 Import - WC | Import | Hydrogen | ON | Dispatch-Import | VOM | 0 | [6 empty] | 0.30832 | 0
LCP_Inputs_ON_Diverse_2023_04_03 | 2050 | H2 Import - WC | Import | Hydrogen | PJ | Dispatch-Import | EmissionsCost | 0 | [6 empty] | 0.30832 | 0
LCP_Inputs_ON_Diverse_2023_04_03 | 2050 | H2 Import - WC | Import | Hydrogen | PJ | Dispatch-Import | FuelCost | 0 | [6 empty] | 0.30832 | 0
LCP_Inputs_ON_Diverse_2023_04_03 | 2050 | H2 Import - WC | Import | Hydrogen | PJ | Dispatch-Import | VOM | 0 | [6 empty] | 0.30832 | 0
LCP_Inputs_ON_Diverse_2023_04_03 | 2050 | H2 Import - WC | Import | Hydrogen | QC | Dispatch-Import | EmissionsCost | 0 | [6 empty] | 0.30832 | 0
LCP_Inputs_ON_Diverse_2023_04_03 | 2050 | H2 Import - WC | Import | Hydrogen | QC | Dispatch-Import | FuelCost | 0 | [6 empty] | 0.30832 | 0
LCP_Inputs_ON_Diverse_2023_04_03 | 2050 | H2 Import - WC | Import | Hydrogen | QC | Dispatch-Import | VOM | 0 | [6 empty] | 0.30832 | 0
LCP_Inputs_ON_Diverse_2023_04_03 | 2050 | H2 Import - WC | Import | Hydrogen | WC | Dispatch-Import | EmissionsCost | 0 | [6 empty] | 0.30832 | 0
LCP_Inputs_ON_Diverse_2023_04_03 | 2050 | H2 Import - WC | Import | Hydrogen | WC | Dispatch-Import | FuelCost | 24110911.7351 | [6 empty] | 0.30832 | 7433844.1898
LCP_Inputs_ON_Diverse_2023_04_03 | 2050 | H2 Import - WC | Import | Hydrogen | WC | Dispatch-Import | VOM | 0 | [6 empty] | 0.30832 | 0
LCP_Inputs_ON_Diverse_2023_04_03 | 2050 | H2 Salt Cavern Storage - ON | Storage | Hydrogen | MI | Dispatch-Storage | EmissionsCost | 0 | [6 empty] | 0.30832 | 0
LCP_Inputs_ON_Diverse_2023_04_03 | 2050 | H2 Salt Cavern Storage - ON | Storage | Hydrogen | MI | Dispatch-Storage | FuelCost | 0 | [6 empty] | 0.30832 | 0
LCP_Inputs_ON_Diverse_2023_04_03 | 2050 | H2 Salt Cavern Storage - ON | Storage | Hydrogen | MI | Dispatch-Storage | VOM | 0 | [6 empty] | 0.30832 | 0
LCP_Inputs_ON_Diverse_2023_04_03 | 2050 | H2 Salt Cavern Storage - ON | Storage | Hydrogen | NY | Dispatch-Storage | EmissionsCost | 0 | [6 empty] | 0.30832 | 0
LCP_Inputs_ON_Diverse_2023_04_03 | 2050 | H2 Salt Cavern Storage - ON | Storage | Hydrogen | NY | Dispatch-Storage | FuelCost | 0 | [6 empty] | 0.30832 | 0
LCP_Inputs_ON_Diverse_2023_04_03 | 2050 | H2 Salt Cavern Storage - ON | Storage | Hydrogen | NY | Dispatch-Storage | VOM | 0 | [6 empty] | 0.30832 | 0
LCP_Inputs_ON_Diverse_2023_04_03 | 2050 | H2 Salt Cavern Storage - ON | Storage | Hydrogen | ON | Dispatch-Storage | EmissionsCost | 0 | [6 empty] | 0.30832 | 0
LCP_Inputs_ON_Diverse_2023_04_03 | 2050 | H2 Salt Cavern Storage - ON | Storage | Hydrogen | ON | Dispatch-Storage | FuelCost | 0 | [6 empty] | 0.30832 | 0
LCP_Inputs_ON_Diverse_2023_04_03 | 2050 | H2 Salt Cavern Storage - ON | Storage | Hydrogen | ON | Dispatch-Storage | VOM | 98920886.8561 | [6 empty] | 0.30832 | 30499156.0702
LCP_Inputs_ON_Diverse_2023_04_03 | 2050 | H2 Salt Cavern Storage - ON | Storage | Hydrogen | PJ | Dispatch-Storage | EmissionsCost | 0 | [6 empty] | 0.30832 | 0
LCP_Inputs_ON_Diverse_2023_04_03 | 2050 | H2 Salt Cavern Storage - ON | Storage | Hydrogen | PJ | Dispatch-Storage | FuelCost | 0 | [6 empty] | 0.30832 | 0
LCP_Inputs_ON_Diverse_2023_04_03 | 2050 | H2 Salt Cavern Storage - ON | Storage | Hydrogen | PJ | Dispatch-Storage | VOM | 0 | [6 empty] | 0.30832 | 0
LCP_Inputs_ON_Diverse_2023_04_03 | 2050 | H2 Salt Cavern Storage - ON | Storage | Hydrogen | QC | Dispatch-Storage | EmissionsCost | 0 | [6 empty] | 0.30832 | 0
LCP_Inputs_ON_Diverse_2023_04_03 | 2050 | H2 Salt Cavern Storage - ON | Storage | Hydrogen | QC | Dispatch-Storage | FuelCost | 0 | [6 empty] | 0.30832 | 0
LCP_Inputs_ON_Diverse_2023_04_03 | 2050 | H2 Salt Cavern Storage - ON | Storage | Hydrogen | QC | Dispatch-Storage | VOM | 0 | [6 empty] | 0.30832 | 0
LCP_Inputs_ON_Diverse_2023_04_03 | 2050 | H2 Salt Cavern Storage - ON | Storage | Hydrogen | WC | Dispatch-Storage | EmissionsCost | 0 | [6 empty] | 0.30832 | 0
LCP_Inputs_ON_Diverse_2023_04_03 | 2050 | H2 Salt Cavern Storage - ON | Storage | Hydrogen | WC | Dispatch-Storage | FuelCost | 0 | [6 empty] | 0.30832 | 0
LCP_Inputs_ON_Diverse_2023_04_03 | 2050 | H2 Salt Cavern Storage - ON | Storage | Hydrogen | WC | Dispatch-Storage | VOM | 0 | [6 empty] | 0.30832 | 0
LCP_Inputs_ON_Diverse_2023_04_03 | 2050 | Hydro | Generation | Electricity | MI | Dispatch-Generation | EmissionsCost | 0 | [6 empty] | 0.30832 | 0
LCP_Inputs_ON_Diverse_2023_04_03 | 2050 | Hydro | Generation | Electricity | MI | Dispatch-Generation | FuelCost | 0 | [6 empty] | 0.30832 | 0
LCP_Inputs_ON_Diverse_2023_04_03 | 2050 | Hydro | Generation | Electricity | MI | Dispatch-Generation | VOM | 0 | [6 empty] | 0.30832 | 0
LCP_Inputs_ON_Diverse_2023_04_03 | 2050 | Hydro | Generation | Electricity | NY | Dispatch-Generation | EmissionsCost | 0 | [6 empty] | 0.30832 | 0
LCP_Inputs_ON_Diverse_2023_04_03 | 2050 | Hydro | Generation | Electricity | NY | Dispatch-Generation | FuelCost | 0 | [6 empty] | 0.30832 | 0
LCP_Inputs_ON_Diverse_2023_04_03 | 2050 | Hydro | Generation | Electricity | NY | Dispatch-Generation | VOM | 0 | [6 empty] | 0.30832 | 0
LCP_Inputs_ON_Diverse_2023_04_03 | 2050 | Hydro | Generation | Electricity | ON | Dispatch-Generation | EmissionsCost | 0 | [6 empty] | 0.30832 | 0
LCP_Inputs_ON_Diverse_2023_04_03 | 2050 | Hydro | Generation | Electricity | ON | Dispatch-Generation | FuelCost | 0 | [6 empty] | 0.30832 | 0
LCP_Inputs_ON_Diverse_2023_04_03 | 2050 | Hydro | Generation | Electricity | ON | Dispatch-Generation | VOM | 0 | [6 empty] | 0.30832 | 0
LCP_Inputs_ON_Diverse_2023_04_03 | 2050 | Hydro | Generation | Electricity | PJ | Dispatch-Generation | EmissionsCost | 0 | [6 empty] | 0.30832 | 0
LCP_Inputs_ON_Diverse_2023_04_03 | 2050 | Hydro | Generation | Electricity | PJ | Dispatch-Generation | FuelCost | 0 | [6 empty] | 0.30832 | 0
LCP_Inputs_ON_Diverse_2023_04_03 | 2050 | Hydro | Generation | Electricity | PJ | Dispatch-Generation | VOM | 0 | [6 empty] | 0.30832 | 0
LCP_Inputs_ON_Diverse_2023_04_03 | 2050 | Hydro | Generation | Electricity | QC | Dispatch-Generation | EmissionsCost | 0 | [6 empty] | 0.30832 | 0
LCP_Inputs_ON_Diverse_2023_04_03 | 2050 | Hydro | Generation | Electricity | QC | Dispatch-Generation | FuelCost | 0 | [6 empty] | 0.30832 | 0
LCP_Inputs_ON_Diverse_2023_04_03 | 2050 | Hydro | Generation | Electricity | QC | Dispatch-Generation | VOM | 0 | [6 empty] | 0.30832 | 0
LCP_Inputs_ON_Diverse_2023_04_03 | 2050 | Hydro | Generation | Electricity | WC | Dispatch-Generation | EmissionsCost | 0 | [6 empty] | 0.30832 | 0
LCP_Inputs_ON_Diverse_2023_04_03 | 2050 | Hydro | Generation | Electricity | WC | Dispatch-Generation | FuelCost | 0 | [6 empty] | 0.30832 | 0
LCP_Inputs_ON_Diverse_2023_04_03 | 2050 | Hydro | Generation | Electricity | WC | Dispatch-Generation | VOM | 0 | [6 empty] | 0.30832 | 0
LCP_Inputs_ON_Diverse_2023_04_03 | 2050 | Hydro Pumped Storage | Storage | Electricity | MI | Dispatch-Storage | EmissionsCost | 0 | [6 empty] | 0.30832 | 0
LCP_Inputs_ON_Diverse_2023_04_03 | 2050 | Hydro Pumped Storage | Storage | Electricity | MI | Dispatch-Storage | FuelCost | 0 | [6 empty] | 0.30832 | 0
LCP_Inputs_ON_Diverse_2023_04_03 | 2050 | Hydro Pumped Storage | Storage | Electricity | MI | Dispatch-Storage | VOM | 0 | [6 empty] | 0.30832 | 0
LCP_Inputs_ON_Diverse_2023_04_03 | 2050 | Hydro Pumped Storage | Storage | Electricity | NY | Dispatch-Storage | EmissionsCost | 0 | [6 empty] | 0.30832 | 0
LCP_Inputs_ON_Diverse_2023_04_03 | 2050 | Hydro Pumped Storage | Storage | Electricity | NY | Dispatch-Storage | FuelCost | 0 | [6 empty] | 0.30832 | 0
LCP_Inputs_ON_Diverse_2023_04_03 | 2050 | Hydro Pumped Storage | Storage | Electricity | NY | Dispatch-Storage | VOM | 0 | [6 empty] | 0.30832 | 0
LCP_Inputs_ON_Diverse_2023_04_03 | 2050 | Hydro Pumped Storage | Storage | Electricity | ON | Dispatch-Storage | EmissionsCost | 0 | [6 empty] | 0.30832 | 0
LCP_Inputs_ON_Diverse_2023_04_03 | 2050 | Hydro Pumped Storage | Storage | Electricity | ON | Dispatch-Storage | FuelCost | 0 | [6 empty] | 0.30832 | 0
LCP_Inputs_ON_Diverse_2023_04_03 | 2050 | Hydro Pumped Storage | Storage | Electricity | ON | Dispatch-Storage | VOM | 0 | [6 empty] | 0.30832 | 0
LCP_Inputs_ON_Diverse_2023_04_03 | 2050 | Hydro Pumped Storage | Storage | Electricity | PJ | Dispatch-Storage | EmissionsCost | 0 | [6 empty] | 0.30832 | 0
LCP_Inputs_ON_Diverse_2023_04_03 | 2050 | Hydro Pumped Storage | Storage | Electricity | PJ | Dispatch-Storage | FuelCost | 0 | [6 empty] | 0.30832 | 0
LCP_Inputs_ON_Diverse_2023_04_03 | 2050 | Hydro Pumped Storage | Storage | Electricity | PJ | Dispatch-Storage | VOM | 0 | [6 empty] | 0.30832 | 0
LCP_Inputs_ON_Diverse_2023_04_03 | 2050 | Hydro Pumped Storage | Storage | Electricity | QC | Dispatch-Storage | EmissionsCost | 0 | [6 empty] | 0.30832 | 0
LCP_Inputs_ON_Diverse_2023_04_03 | 2050 | Hydro Pumped Storage | Storage | Electricity | QC | Dispatch-Storage | FuelCost | 0 | [6 empty] | 0.30832 | 0
LCP_Inputs_ON_Diverse_2023_04_03 | 2050 | Hydro Pumped Storage | Storage | Electricity | QC | Dispatch-Storage | VOM | 0 | [6 empty] | 0.30832 | 0
LCP_Inputs_ON_Diverse_2023_04_03 | 2050 | Hydro Pumped Storage | Storage | Electricity | WC | Dispatch-Storage | EmissionsCost | 0 | [6 empty] | 0.30832 | 0
LCP_Inputs_ON_Diverse_2023_04_03 | 2050 | Hydro Pumped Storage | Storage | Electricity | WC | Dispatch-Storage | FuelCost | 0 | [6 empty] | 0.30832 | 0
LCP_Inputs_ON_Diverse_2023_04_03 | 2050 | Hydro Pumped Storage | Storage | Electricity | WC | Dispatch-Storage | VOM | 0 | [6 empty] | 0.30832 | 0
LCP_Inputs_ON_Diverse_2023_04_03 | 2050 | Nuclear | Generation | Electricity | MI | Dispatch-Generation | EmissionsCost | 0 | [6 empty] | 0.30832 | 0
LCP_Inputs_ON_Diverse_2023_04_03 | 2050 | Nuclear | Generation | Electricity | MI | Dispatch-Generation | FuelCost | 0 | [6 empty] | 0.30832 | 0
LCP_Inputs_ON_Diverse_2023_04_03 | 2050 | Nuclear | Generation | Electricity | MI | Dispatch-Generation | VOM | 2762866296.96 | [6 empty] | 0.30832 | 851843256.4674
LCP_Inputs_ON_Diverse_2023_04_03 | 2050 | Nuclear | Generation | Electricity | NY | Dispatch-Generation | EmissionsCost | 0 | [6 empty] | 0.30832 | 0
LCP_Inputs_ON_Diverse_2023_04_03 | 2050 | Nuclear | Generation | Electricity | NY | Dispatch-Generation | FuelCost | 0 | [6 empty] | 0.30832 | 0
LCP_Inputs_ON_Diverse_2023_04_03 | 2050 | Nuclear | Generation | Electricity | NY | Dispatch-Generation | VOM | 2246155230.144 | [6 empty] | 0.30832 | 692531588.6195
LCP_Inputs_ON_Diverse_2023_04_03 | 2050 | Nuclear | Generation | Electricity | ON | Dispatch-Generation | EmissionsCost | 0 | [6 empty] | 0.30832 | 0
LCP_Inputs_ON_Diverse_2023_04_03 | 2050 | Nuclear | Generation | Electricity | ON | Dispatch-Generation | FuelCost | 0 | [6 empty] | 0.30832 | 0
LCP_Inputs_ON_Diverse_2023_04_03 | 2050 | Nuclear | Generation | Electricity | ON | Dispatch-Generation | VOM | 7823178339.984 | [6 empty] | 0.30832 | 2412031925.1024
LCP_Inputs_ON_Diverse_2023_04_03 | 2050 | Nuclear | Generation | Electricity | PJ | Dispatch-Generation | EmissionsCost | 0 | [6 empty] | 0.30832 | 0
LCP_Inputs_ON_Diverse_2023_04_03 | 2050 | Nuclear | Generation | Electricity | PJ | Dispatch-Generation | FuelCost | 0 | [6 empty] | 0.30832 | 0
LCP_Inputs_ON_Diverse_2023_04_03 | 2050 | Nuclear | Generation | Electricity | PJ | Dispatch-Generation | VOM | 6401347648.6848 | [6 empty] | 0.30832 | 1973654980.2773
LCP_Inputs_ON_Diverse_2023_04_03 | 2050 | Nuclear | Generation | Electricity | QC | Dispatch-Generation | EmissionsCost | 0 | [6 empty] | 0.30832 | 0
LCP_Inputs_ON_Diverse_2023_04_03 | 2050 | Nuclear | Generation | Electricity | QC | Dispatch-Generation | FuelCost | 0 | [6 empty] | 0.30832 | 0
LCP_Inputs_ON_Diverse_2023_04_03 | 2050 | Nuclear | Generation | Electricity | QC | Dispatch-Generation | VOM | 0 | [6 empty] | 0.30832 | 0
LCP_Inputs_ON_Diverse_2023_04_03 | 2050 | Nuclear | Generation | Electricity | WC | Dispatch-Generation | EmissionsCost | 0 | [6 empty] | 0.30832 | 0
LCP_Inputs_ON_Diverse_2023_04_03 | 2050 | Nuclear | Generation | Electricity | WC | Dispatch-Generation | FuelCost | 0 | [6 empty] | 0.30832 | 0
LCP_Inputs_ON_Diverse_2023_04_03 | 2050 | Nuclear | Generation | Electricity | WC | Dispatch-Generation | VOM | 0 | [6 empty] | 0.30832 | 0
LCP_Inputs_ON_Diverse_2023_04_03 | 2050 | Nuclear SMR | Generation | Electricity | MI | Dispatch-Generation | EmissionsCost | 0 | [6 empty] | 0.30832 | 0
LCP_Inputs_ON_Diverse_2023_04_03 | 2050 | Nuclear SMR | Generation | Electricity | MI | Dispatch-Generation | FuelCost | 0 | [6 empty] | 0.30832 | 0
LCP_Inputs_ON_Diverse_2023_04_03 | 2050 | Nuclear SMR | Generation | Electricity | MI | Dispatch-Generation | VOM | 0 | [6 empty] | 0.30832 | 0
LCP_Inputs_ON_Diverse_2023_04_03 | 2050 | Nuclear SMR | Generation | Electricity | NY | Dispatch-Generation | EmissionsCost | 0 | [6 empty] | 0.30832 | 0
LCP_Inputs_ON_Diverse_2023_04_03 | 2050 | Nuclear SMR | Generation | Electricity | NY | Dispatch-Generation | FuelCost | 0 | [6 empty] | 0.30832 | 0
LCP_Inputs_ON_Diverse_2023_04_03 | 2050 | Nuclear SMR | Generation | Electricity | NY | Dispatch-Generation | VOM | 0 | [6 empty] | 0.30832 | 0
LCP_Inputs_ON_Diverse_2023_04_03 | 2050 | Nuclear SMR | Generation | Electricity | ON | Dispatch-Generation | EmissionsCost | 0 | [6 empty] | 0.30832 | 0
LCP_Inputs_ON_Diverse_2023_04_03 | 2050 | Nuclear SMR | Generation | Electricity | ON | Dispatch-Generation | FuelCost | 0 | [6 empty] | 0.30832 | 0
LCP_Inputs_ON_Diverse_2023_04_03 | 2050 | Nuclear SMR | Generation | Electricity | ON | Dispatch-Generation | VOM | 229210594.3128 | [6 empty] | 0.30832 | 70669905.1239
LCP_Inputs_ON_Diverse_2023_04_03 | 2050 | Nuclear SMR | Generation | Electricity | PJ | Dispatch-Generation | EmissionsCost | 0 | [6 empty] | 0.30832 | 0
LCP_Inputs_ON_Diverse_2023_04_03 | 2050 | Nuclear SMR | Generation | Electricity | PJ | Dispatch-Generation | FuelCost | 0 | [6 empty] | 0.30832 | 0
LCP_Inputs_ON_Diverse_2023_04_03 | 2050 | Nuclear SMR | Generation | Electricity | PJ | Dispatch-Generation | VOM | 0 | [6 empty] | 0.30832 | 0
LCP_Inputs_ON_Diverse_2023_04_03 | 2050 | Nuclear SMR | Generation | Electricity | QC | Dispatch-Generation | EmissionsCost | 0 | [6 empty] | 0.30832 | 0
LCP_Inputs_ON_Diverse_2023_04_03 | 2050 | Nuclear SMR | Generation | Electricity | QC | Dispatch-Generation | FuelCost | 0 | [6 empty] | 0.30832 | 0
LCP_Inputs_ON_Diverse_2023_04_03 | 2050 | Nuclear SMR | Generation | Electricity | QC | Dispatch-Generation | VOM | 0 | [6 empty] | 0.30832 | 0
LCP_Inputs_ON_Diverse_2023_04_03 | 2050 | Nuclear SMR | Generation | Electricity | WC | Dispatch-Generation | EmissionsCost | 0 | [6 empty] | 0.30832 | 0
LCP_Inputs_ON_Diverse_2023_04_03 | 2050 | Nuclear SMR | Generation | Electricity | WC | Dispatch-Generation | FuelCost | 0 | [6 empty] | 0.30832 | 0
LCP_Inputs_ON_Diverse_2023_04_03 | 2050 | Nuclear SMR | Generation | Electricity | WC | Dispatch-Generation | VOM | 0 | [6 empty] | 0.30832 | 0
LCP_Inputs_ON_Diverse_2023_04_03 | 2050 | O/CCGT - CH4 Existing | Crossload | Electricity | MI | Dispatch-Crossload | EmissionsCost | 0 | [6 empty] | 0.30832 | 0
LCP_Inputs_ON_Diverse_2023_04_03 | 2050 | O/CCGT - CH4 Existing | Crossload | Electricity | MI | Dispatch-Crossload | FuelCost | 0 | [6 empty] | 0.30832 | 0
LCP_Inputs_ON_Diverse_2023_04_03 | 2050 | O/CCGT - CH4 Existing | Crossload | Electricity | MI | Dispatch-Crossload | VOM | 0 | [6 empty] | 0.30832 | 0
LCP_Inputs_ON_Diverse_2023_04_03 | 2050 | O/CCGT - CH4 Existing | Crossload | Electricity | NY | Dispatch-Crossload | EmissionsCost | 0 | [6 empty] | 0.30832 | 0
LCP_Inputs_ON_Diverse_2023_04_03 | 2050 | O/CCGT - CH4 Existing | Crossload | Electricity | NY | Dispatch-Crossload | FuelCost | 0 | [6 empty] | 0.30832 | 0
LCP_Inputs_ON_Diverse_2023_04_03 | 2050 | O/CCGT - CH4 Existing | Crossload | Electricity | NY | Dispatch-Crossload | VOM | 0 | [6 empty] | 0.30832 | 0
LCP_Inputs_ON_Diverse_2023_04_03 | 2050 | O/CCGT - CH4 Existing | Crossload | Electricity | ON | Dispatch-Crossload | EmissionsCost | 0 | [6 empty] | 0.30832 | 0
LCP_Inputs_ON_Diverse_2023_04_03 | 2050 | O/CCGT - CH4 Existing | Crossload | Electricity | ON | Dispatch-Crossload | FuelCost | 0 | [6 empty] | 0.30832 | 0
LCP_Inputs_ON_Diverse_2023_04_03 | 2050 | O/CCGT - CH4 Existing | Crossload | Electricity | ON | Dispatch-Crossload | VOM | 0 | [6 empty] | 0.30832 | 0
LCP_Inputs_ON_Diverse_2023_04_03 | 2050 | O/CCGT - CH4 Existing | Crossload | Electricity | PJ | Dispatch-Crossload | EmissionsCost | 0 | [6 empty] | 0.30832 | 0
LCP_Inputs_ON_Diverse_2023_04_03 | 2050 | O/CCGT - CH4 Existing | Crossload | Electricity | PJ | Dispatch-Crossload | FuelCost | 0 | [6 empty] | 0.30832 | 0
LCP_Inputs_ON_Diverse_2023_04_03 | 2050 | O/CCGT - CH4 Existing | Crossload | Electricity | PJ | Dispatch-Crossload | VOM | 0 | [6 empty] | 0.30832 | 0
LCP_Inputs_ON_Diverse_2023_04_03 | 2050 | O/CCGT - CH4 Existing | Crossload | Electricity | QC | Dispatch-Crossload | EmissionsCost | 0 | [6 empty] | 0.30832 | 0
LCP_Inputs_ON_Diverse_2023_04_03 | 2050 | O/CCGT - CH4 Existing | Crossload | Electricity | QC | Dispatch-Crossload | FuelCost | 0 | [6 empty] | 0.30832 | 0
LCP_Inputs_ON_Diverse_2023_04_03 | 2050 | O/CCGT - CH4 Existing | Crossload | Electricity | QC | Dispatch-Crossload | VOM | 0 | [6 empty] | 0.30832 | 0
LCP_Inputs_ON_Diverse_2023_04_03 | 2050 | O/CCGT - CH4 Existing | Crossload | Electricity | WC | Dispatch-Crossload | EmissionsCost | 0 | [6 empty] | 0.30832 | 0
LCP_Inputs_ON_Diverse_2023_04_03 | 2050 | O/CCGT - CH4 Existing | Crossload | Electricity | WC | Dispatch-Crossload | FuelCost | 0 | [6 empty] | 0.30832 | 0
LCP_Inputs_ON_Diverse_2023_04_03 | 2050 | O/CCGT - CH4 Existing | Crossload | Electricity | WC | Dispatch-Crossload | VOM | 0 | [6 empty] | 0.30832 | 0
LCP_Inputs_ON_Diverse_2023_04_03 | 2050 | O/CCGT - CH4 New | Crossload | Electricity | MI | Dispatch-Crossload | EmissionsCost | 0 | [6 empty] | 0.30832 | 0
LCP_Inputs_ON_Diverse_2023_04_03 | 2050 | O/CCGT - CH4 New | Crossload | Electricity | MI | Dispatch-Crossload | FuelCost | 0 | [6 empty] | 0.30832 | 0
LCP_Inputs_ON_Diverse_2023_04_03 | 2050 | O/CCGT - CH4 New | Crossload | Electricity | MI | Dispatch-Crossload | VOM | 0 | [6 empty] | 0.30832 | 0
LCP_Inputs_ON_Diverse_2023_04_03 | 2050 | O/CCGT - CH4 New | Crossload | Electricity | NY | Dispatch-Crossload | EmissionsCost | 0 | [6 empty] | 0.30832 | 0
LCP_Inputs_ON_Diverse_2023_04_03 | 2050 | O/CCGT - CH4 New | Crossload | Electricity | NY | Dispatch-Crossload | FuelCost | 0 | [6 empty] | 0.30832 | 0
LCP_Inputs_ON_Diverse_2023_04_03 | 2050 | O/CCGT - CH4 New | Crossload | Electricity | NY | Dispatch-Crossload | VOM | 0 | [6 empty] | 0.30832 | 0
LCP_Inputs_ON_Diverse_2023_04_03 | 2050 | O/CCGT - CH4 New | Crossload | Electricity | ON | Dispatch-Crossload | EmissionsCost | 0 | [6 empty] | 0.30832 | 0
LCP_Inputs_ON_Diverse_2023_04_03 | 2050 | O/CCGT - CH4 New | Crossload | Electricity | ON | Dispatch-Crossload | FuelCost | 0 | [6 empty] | 0.30832 | 0
LCP_Inputs_ON_Diverse_2023_04_03 | 2050 | O/CCGT - CH4 New | Crossload | Electricity | ON | Dispatch-Crossload | VOM | 0 | [6 empty] | 0.30832 | 0
LCP_Inputs_ON_Diverse_2023_04_03 | 2050 | O/CCGT - CH4 New | Crossload | Electricity | PJ | Dispatch-Crossload | EmissionsCost | 0 | [6 empty] | 0.30832 | 0
LCP_Inputs_ON_Diverse_2023_04_03 | 2050 | O/CCGT - CH4 New | Crossload | Electricity | PJ | Dispatch-Crossload | FuelCost | 0 | [6 empty] | 0.30832 | 0
LCP_Inputs_ON_Diverse_2023_04_03 | 2050 | O/CCGT - CH4 New | Crossload | Electricity | PJ | Dispatch-Crossload | VOM | 0 | [6 empty] | 0.30832 | 0
LCP_Inputs_ON_Diverse_2023_04_03 | 2050 | O/CCGT - CH4 New | Crossload | Electricity | QC | Dispatch-Crossload | EmissionsCost | 0 | [6 empty] | 0.30832 | 0
LCP_Inputs_ON_Diverse_2023_04_03 | 2050 | O/CCGT - CH4 New | Crossload | Electricity | QC | Dispatch-Crossload | FuelCost | 0 | [6 empty] | 0.30832 | 0
LCP_Inputs_ON_Diverse_2023_04_03 | 2050 | O/CCGT - CH4 New | Crossload | Electricity | QC | Dispatch-Crossload | VOM | 0 | [6 empty] | 0.30832 | 0
LCP_Inputs_ON_Diverse_2023_04_03 | 2050 | O/CCGT - CH4 New | Crossload | Electricity | WC | Dispatch-Crossload | EmissionsCost | 0 | [6 empty] | 0.30832 | 0
LCP_Inputs_ON_Diverse_2023_04_03 | 2050 | O/CCGT - CH4 New | Crossload | Electricity | WC | Dispatch-Crossload | FuelCost | 0 | [6 empty] | 0.30832 | 0
LCP_Inputs_ON_Diverse_2023_04_03 | 2050 | O/CCGT - CH4 New | Crossload | Electricity | WC | Dispatch-Crossload | VOM | 0 | [6 empty] | 0.30832 | 0
LCP_Inputs_ON_Diverse_2023_04_03 | 2050 | O/CCGT - H2 New | Crossload | Electricity | MI | Dispatch-Crossload | EmissionsCost | 0 | [6 empty] | 0.30832 | 0
LCP_Inputs_ON_Diverse_2023_04_03 | 2050 | O/CCGT - H2 New | Crossload | Electricity | MI | Dispatch-Crossload | FuelCost | 0 | [6 empty] | 0.30832 | 0
LCP_Inputs_ON_Diverse_2023_04_03 | 2050 | O/CCGT - H2 New | Crossload | Electricity | MI | Dispatch-Crossload | VOM | 0 | [6 empty] | 0.30832 | 0
LCP_Inputs_ON_Diverse_2023_04_03 | 2050 | O/CCGT - H2 New | Crossload | Electricity | NY | Dispatch-Crossload | EmissionsCost | 0 | [6 empty] | 0.30832 | 0
LCP_Inputs_ON_Diverse_2023_04_03 | 2050 | O/CCGT - H2 New | Crossload | Electricity | NY | Dispatch-Crossload | FuelCost | 0 | [6 empty] | 0.30832 | 0
LCP_Inputs_ON_Diverse_2023_04_03 | 2050 | O/CCGT - H2 New | Crossload | Electricity | NY | Dispatch-Crossload | VOM | 0 | [6 empty] | 0.30832 | 0
LCP_Inputs_ON_Diverse_2023_04_03 | 2050 | O/CCGT - H2 New | Crossload | Electricity | ON | Dispatch-Crossload | EmissionsCost | 0 | [6 empty] | 0.30832 | 0
LCP_Inputs_ON_Diverse_2023_04_03 | 2050 | O/CCGT - H2 New | Crossload | Electricity | ON | Dispatch-Crossload | FuelCost | 0 | [6 empty] | 0.30832 | 0
LCP_Inputs_ON_Diverse_2023_04_03 | 2050 | O/CCGT - H2 New | Crossload | Electricity | ON | Dispatch-Crossload | VOM | 1967688.2153 | [6 empty] | 0.30832 | 606675.0095
LCP_Inputs_ON_Diverse_2023_04_03 | 2050 | O/CCGT - H2 New | Crossload | Electricity | PJ | Dispatch-Crossload | EmissionsCost | 0 | [6 empty] | 0.30832 | 0
LCP_Inputs_ON_Diverse_2023_04_03 | 2050 | O/CCGT - H2 New | Crossload | Electricity | PJ | Dispatch-Crossload | FuelCost | 0 | [6 empty] | 0.30832 | 0
LCP_Inputs_ON_Diverse_2023_04_03 | 2050 | O/CCGT - H2 New | Crossload | Electricity | PJ | Dispatch-Crossload | VOM | 0 | [6 empty] | 0.30832 | 0
LCP_Inputs_ON_Diverse_2023_04_03 | 2050 | O/CCGT - H2 New | Crossload | Electricity | QC | Dispatch-Crossload | EmissionsCost | 0 | [6 empty] | 0.30832 | 0
LCP_Inputs_ON_Diverse_2023_04_03 | 2050 | O/CCGT - H2 New | Crossload | Electricity | QC | Dispatch-Crossload | FuelCost | 0 | [6 empty] | 0.30832 | 0
LCP_Inputs_ON_Diverse_2023_04_03 | 2050 | O/CCGT - H2 New | Crossload | Electricity | QC | Dispatch-Crossload | VOM | 0 | [6 empty] | 0.30832 | 0
LCP_Inputs_ON_Diverse_2023_04_03 | 2050 | O/CCGT - H2 New | Crossload | Electricity | WC | Dispatch-Crossload | EmissionsCost | 0 | [6 empty] | 0.30832 | 0
LCP_Inputs_ON_Diverse_2023_04_03 | 2050 | O/CCGT - H2 New | Crossload | Electricity | WC | Dispatch-Crossload | FuelCost | 0 | [6 empty] | 0.30832 | 0
LCP_Inputs_ON_Diverse_2023_04_03 | 2050 | O/CCGT - H2 New | Crossload | Electricity | WC | Dispatch-Crossload | VOM | 0 | [6 empty] | 0.30832 | 0
LCP_Inputs_ON_Diverse_2023_04_03 | 2050 | SMR CCS | Crossload | Hydrogen | MI | Dispatch-Crossload | EmissionsCost | 0 | [6 empty] | 0.30832 | 0
LCP_Inputs_ON_Diverse_2023_04_03 | 2050 | SMR CCS | Crossload | Hydrogen | MI | Dispatch-Crossload | FuelCost | 0 | [6 empty] | 0.30832 | 0
LCP_Inputs_ON_Diverse_2023_04_03 | 2050 | SMR CCS | Crossload | Hydrogen | MI | Dispatch-Crossload | VOM | 0 | [6 empty] | 0.30832 | 0
LCP_Inputs_ON_Diverse_2023_04_03 | 2050 | SMR CCS | Crossload | Hydrogen | NY | Dispatch-Crossload | EmissionsCost | 0 | [6 empty] | 0.30832 | 0
LCP_Inputs_ON_Diverse_2023_04_03 | 2050 | SMR CCS | Crossload | Hydrogen | NY | Dispatch-Crossload | FuelCost | 0 | [6 empty] | 0.30832 | 0
LCP_Inputs_ON_Diverse_2023_04_03 | 2050 | SMR CCS | Crossload | Hydrogen | NY | Dispatch-Crossload | VOM | 0 | [6 empty] | 0.30832 | 0
LCP_Inputs_ON_Diverse_2023_04_03 | 2050 | SMR CCS | Crossload | Hydrogen | ON | Dispatch-Crossload | EmissionsCost | 222543011.641 | [6 empty] | 0.30832 | 68614164.916
LCP_Inputs_ON_Diverse_2023_04_03 | 2050 | SMR CCS | Crossload | Hydrogen | ON | Dispatch-Crossload | FuelCost | 0 | [6 empty] | 0.30832 | 0
LCP_Inputs_ON_Diverse_2023_04_03 | 2050 | SMR CCS | Crossload | Hydrogen | ON | Dispatch-Crossload | VOM | 441325908.2329 | [6 empty] | 0.30832 | 136069016.1685
LCP_Inputs_ON_Diverse_2023_04_03 | 2050 | SMR CCS | Crossload | Hydrogen | PJ | Dispatch-Crossload | EmissionsCost | 0 | [6 empty] | 0.30832 | 0
LCP_Inputs_ON_Diverse_2023_04_03 | 2050 | SMR CCS | Crossload | Hydrogen | PJ | Dispatch-Crossload | FuelCost | 0 | [6 empty] | 0.30832 | 0
LCP_Inputs_ON_Diverse_2023_04_03 | 2050 | SMR CCS | Crossload | Hydrogen | PJ | Dispatch-Crossload | VOM | 0 | [6 empty] | 0.30832 | 0
LCP_Inputs_ON_Diverse_2023_04_03 | 2050 | SMR CCS | Crossload | Hydrogen | QC | Dispatch-Crossload | EmissionsCost | 0 | [6 empty] | 0.30832 | 0
LCP_Inputs_ON_Diverse_2023_04_03 | 2050 | SMR CCS | Crossload | Hydrogen | QC | Dispatch-Crossload | FuelCost | 0 | [6 empty] | 0.30832 | 0
LCP_Inputs_ON_Diverse_2023_04_03 | 2050 | SMR CCS | Crossload | Hydrogen | QC | Dispatch-Crossload | VOM | 0 | [6 empty] | 0.30832 | 0
LCP_Inputs_ON_Diverse_2023_04_03 | 2050 | SMR CCS | Crossload | Hydrogen | WC | Dispatch-Crossload | EmissionsCost | 0 | [6 empty] | 0.30832 | 0
LCP_Inputs_ON_Diverse_2023_04_03 | 2050 | SMR CCS | Crossload | Hydrogen | WC | Dispatch-Crossload | FuelCost | 0 | [6 empty] | 0.30832 | 0
LCP_Inputs_ON_Diverse_2023_04_03 | 2050 | SMR CCS | Crossload | Hydrogen | WC | Dispatch-Crossload | VOM | 0 | [6 empty] | 0.30832 | 0
LCP_Inputs_ON_Diverse_2023_04_03 | 2050 | Solar PV | Generation | Electricity | MI | Dispatch-Generation | EmissionsCost | 0 | [6 empty] | 0.30832 | 0
LCP_Inputs_ON_Diverse_2023_04_03 | 2050 | Solar PV | Generation | Electricity | MI | Dispatch-Generation | FuelCost | 0 | [6 empty] | 0.30832 | 0
LCP_Inputs_ON_Diverse_2023_04_03 | 2050 | Solar PV | Generation | Electricity | MI | Dispatch-Generation | VOM | 0 | [6 empty] | 0.30832 | 0
LCP_Inputs_ON_Diverse_2023_04_03 | 2050 | Solar PV | Generation | Electricity | NY | Dispatch-Generation | EmissionsCost | 0 | [6 empty] | 0.30832 | 0
LCP_Inputs_ON_Diverse_2023_04_03 | 2050 | Solar PV | Generation | Electricity | NY | Dispatch-Generation | FuelCost | 0 | [6 empty] | 0.30832 | 0
LCP_Inputs_ON_Diverse_2023_04_03 | 2050 | Solar PV | Generation | Electricity | NY | Dispatch-Generation | VOM | 0 | [6 empty] | 0.30832 | 0
LCP_Inputs_ON_Diverse_2023_04_03 | 2050 | Solar PV | Generation | Electricity | ON | Dispatch-Generation | EmissionsCost | 0 | [6 empty] | 0.30832 | 0
LCP_Inputs_ON_Diverse_2023_04_03 | 2050 | Solar PV | Generation | Electricity | ON | Dispatch-Generation | FuelCost | 0 | [6 empty] | 0.30832 | 0
LCP_Inputs_ON_Diverse_2023_04_03 | 2050 | Solar PV | Generation | Electricity | ON | Dispatch-Generation | VOM | 0 | [6 empty] | 0.30832 | 0
LCP_Inputs_ON_Diverse_2023_04_03 | 2050 | Solar PV | Generation | Electricity | PJ | Dispatch-Generation | EmissionsCost | 0 | [6 empty] | 0.30832 | 0
LCP_Inputs_ON_Diverse_2023_04_03 | 2050 | Solar PV | Generation | Electricity | PJ | Dispatch-Generation | FuelCost | 0 | [6 empty] | 0.30832 | 0
LCP_Inputs_ON_Diverse_2023_04_03 | 2050 | Solar PV | Generation | Electricity | PJ | Dispatch-Generation | VOM | 0 | [6 empty] | 0.30832 | 0
LCP_Inputs_ON_Diverse_2023_04_03 | 2050 | Solar PV | Generation | Electricity | QC | Dispatch-Generation | EmissionsCost | 0 | [6 empty] | 0.30832 | 0
LCP_Inputs_ON_Diverse_2023_04_03 | 2050 | Solar PV | Generation | Electricity | QC | Dispatch-Generation | FuelCost | 0 | [6 empty] | 0.30832 | 0
LCP_Inputs_ON_Diverse_2023_04_03 | 2050 | Solar PV | Generation | Electricity | QC | Dispatch-Generation | VOM | 0 | [6 empty] | 0.30832 | 0
LCP_Inputs_ON_Diverse_2023_04_03 | 2050 | Solar PV | Generation | Electricity | WC | Dispatch-Generation | EmissionsCost | 0 | [6 empty] | 0.30832 | 0
LCP_Inputs_ON_Diverse_2023_04_03 | 2050 | Solar PV | Generation | Electricity | WC | Dispatch-Generation | FuelCost | 0 | [6 empty] | 0.30832 | 0
LCP_Inputs_ON_Diverse_2023_04_03 | 2050 | Solar PV | Generation | Electricity | WC | Dispatch-Generation | VOM | 0 | [6 empty] | 0.30832 | 0
LCP_Inputs_ON_Diverse_2023_04_03 | 2050 | Wind Offshore | Generation | Electricity | MI | Dispatch-Generation | EmissionsCost | 0 | [6 empty] | 0.30832 | 0
LCP_Inputs_ON_Diverse_2023_04_03 | 2050 | Wind Offshore | Generation | Electricity | MI | Dispatch-Generation | FuelCost | 0 | [6 empty] | 0.30832 | 0
LCP_Inputs_ON_Diverse_2023_04_03 | 2050 | Wind Offshore | Generation | Electricity | MI | Dispatch-Generation | VOM | 0 | [6 empty] | 0.30832 | 0
LCP_Inputs_ON_Diverse_2023_04_03 | 2050 | Wind Offshore | Generation | Electricity | NY | Dispatch-Generation | EmissionsCost | 0 | [6 empty] | 0.30832 | 0
LCP_Inputs_ON_Diverse_2023_04_03 | 2050 | Wind Offshore | Generation | Electricity | NY | Dispatch-Generation | FuelCost | 0 | [6 empty] | 0.30832 | 0
LCP_Inputs_ON_Diverse_2023_04_03 | 2050 | Wind Offshore | Generation | Electricity | NY | Dispatch-Generation | VOM | 0 | [6 empty] | 0.30832 | 0
LCP_Inputs_ON_Diverse_2023_04_03 | 2050 | Wind Offshore | Generation | Electricity | ON | Dispatch-Generation | EmissionsCost | 0 | [6 empty] | 0.30832 | 0
LCP_Inputs_ON_Diverse_2023_04_03 | 2050 | Wind Offshore | Generation | Electricity | ON | Dispatch-Generation | FuelCost | 0 | [6 empty] | 0.30832 | 0
LCP_Inputs_ON_Diverse_2023_04_03 | 2050 | Wind Offshore | Generation | Electricity | ON | Dispatch-Generation | VOM | 0 | [6 empty] | 0.30832 | 0
LCP_Inputs_ON_Diverse_2023_04_03 | 2050 | Wind Offshore | Generation | Electricity | PJ | Dispatch-Generation | EmissionsCost | 0 | [6 empty] | 0.30832 | 0
LCP_Inputs_ON_Diverse_2023_04_03 | 2050 | Wind Offshore | Generation | Electricity | PJ | Dispatch-Generation | FuelCost | 0 | [6 empty] | 0.30832 | 0
LCP_Inputs_ON_Diverse_2023_04_03 | 2050 | Wind Offshore | Generation | Electricity | PJ | Dispatch-Generation | VOM | 0 | [6 empty] | 0.30832 | 0
LCP_Inputs_ON_Diverse_2023_04_03 | 2050 | Wind Offshore | Generation | Electricity | QC | Dispatch-Generation | EmissionsCost | 0 | [6 empty] | 0.30832 | 0
LCP_Inputs_ON_Diverse_2023_04_03 | 2050 | Wind Offshore | Generation | Electricity | QC | Dispatch-Generation | FuelCost | 0 | [6 empty] | 0.30832 | 0
LCP_Inputs_ON_Diverse_2023_04_03 | 2050 | Wind Offshore | Generation | Electricity | QC | Dispatch-Generation | VOM | 0 | [6 empty] | 0.30832 | 0
LCP_Inputs_ON_Diverse_2023_04_03 | 2050 | Wind Offshore | Generation | Electricity | WC | Dispatch-Generation | EmissionsCost | 0 | [6 empty] | 0.30832 | 0
LCP_Inputs_ON_Diverse_2023_04_03 | 2050 | Wind Offshore | Generation | Electricity | WC | Dispatch-Generation | FuelCost | 0 | [6 empty] | 0.30832 | 0
LCP_Inputs_ON_Diverse_2023_04_03 | 2050 | Wind Offshore | Generation | Electricity | WC | Dispatch-Generation | VOM | 0 | [6 empty] | 0.30832 | 0
LCP_Inputs_ON_Diverse_2023_04_03 | 2050 | Wind Onshore | Generation | Electricity | MI | Dispatch-Generation | EmissionsCost | 0 | [6 empty] | 0.30832 | 0
LCP_Inputs_ON_Diverse_2023_04_03 | 2050 | Wind Onshore | Generation | Electricity | MI | Dispatch-Generation | FuelCost | 0 | [6 empty] | 0.30832 | 0
LCP_Inputs_ON_Diverse_2023_04_03 | 2050 | Wind Onshore | Generation | Electricity | MI | Dispatch-Generation | VOM | 0 | [6 empty] | 0.30832 | 0
LCP_Inputs_ON_Diverse_2023_04_03 | 2050 | Wind Onshore | Generation | Electricity | NY | Dispatch-Generation | EmissionsCost | 0 | [6 empty] | 0.30832 | 0
LCP_Inputs_ON_Diverse_2023_04_03 | 2050 | Wind Onshore | Generation | Electricity | NY | Dispatch-Generation | FuelCost | 0 | [6 empty] | 0.30832 | 0
LCP_Inputs_ON_Diverse_2023_04_03 | 2050 | Wind Onshore | Generation | Electricity | NY | Dispatch-Generation | VOM | 0 | [6 empty] | 0.30832 | 0
LCP_Inputs_ON_Diverse_2023_04_03 | 2050 | Wind Onshore | Generation | Electricity | ON | Dispatch-Generation | EmissionsCost | 0 | [6 empty] | 0.30832 | 0
LCP_Inputs_ON_Diverse_2023_04_03 | 2050 | Wind Onshore | Generation | Electricity | ON | Dispatch-Generation | FuelCost | 0 | [6 empty] | 0.30832 | 0
LCP_Inputs_ON_Diverse_2023_04_03 | 2050 | Wind Onshore | Generation | Electricity | ON | Dispatch-Generation | VOM | 0 | [6 empty] | 0.30832 | 0
LCP_Inputs_ON_Diverse_2023_04_03 | 2050 | Wind Onshore | Generation | Electricity | PJ | Dispatch-Generation | EmissionsCost | 0 | [6 empty] | 0.30832 | 0
LCP_Inputs_ON_Diverse_2023_04_03 | 2050 | Wind Onshore | Generation | Electricity | PJ | Dispatch-Generation | FuelCost | 0 | [6 empty] | 0.30832 | 0
LCP_Inputs_ON_Diverse_2023_04_03 | 2050 | Wind Onshore | Generation | Electricity | PJ | Dispatch-Generation | VOM | 0 | [6 empty] | 0.30832 | 0
LCP_Inputs_ON_Diverse_2023_04_03 | 2050 | Wind Onshore | Generation | Electricity | QC | Dispatch-Generation | EmissionsCost | 0 | [6 empty] | 0.30832 | 0
LCP_Inputs_ON_Diverse_2023_04_03 | 2050 | Wind Onshore | Generation | Electricity | QC | Dispatch-Generation | FuelCost | 0 | [6 empty] | 0.30832 | 0
LCP_Inputs_ON_Diverse_2023_04_03 | 2050 | Wind Onshore | Generation | Electricity | QC | Dispatch-Generation | VOM | 0 | [6 empty] | 0.30832 | 0
LCP_Inputs_ON_Diverse_2023_04_03 | 2050 | Wind Onshore | Generation | Electricity | WC | Dispatch-Generation | EmissionsCost | 0 | [6 empty] | 0.30832 | 0
LCP_Inputs_ON_Diverse_2023_04_03 | 2050 | Wind Onshore | Generation | Electricity | WC | Dispatch-Generation | FuelCost | 0 | [6 empty] | 0.30832 | 0
LCP_Inputs_ON_Diverse_2023_04_03 | 2050 | Wind Onshore | Generation | Electricity | WC | Dispatch-Generation | VOM | 0 | [6 empty] | 0.30832 | 0
LCP_Inputs_ON_Diverse_2023_04_03 | 2030 | Anaerobic Digestion | Generation |  | ON | Capacity-Generation | CONE | 527003330.2087 | [6 empty] | 0.67556 | 356024566.7409
LCP_Inputs_ON_Diverse_2023_04_03 | 2030 | Anaerobic Digestion | Generation |  | ON | Capacity-Generation | FOM | 125864882.1654 | [6 empty] | 0.67556 | 85029804.5044
LCP_Inputs_ON_Diverse_2023_04_03 | 2030 | Anaerobic Digestion | Generation |  | ON | Capacity-Generation | Flex Adder | 0 | [6 empty] | 0.67556 | 0
LCP_Inputs_ON_Diverse_2023_04_03 | 2030 | Battery Storage | Storage |  | ON | Capacity-Storage | CONE | 0 | [6 empty] | 0.67556 | 0
LCP_Inputs_ON_Diverse_2023_04_03 | 2030 | Battery Storage | Storage |  | ON | Capacity-Storage | FOM | 0 | [6 empty] | 0.67556 | 0
LCP_Inputs_ON_Diverse_2023_04_03 | 2030 | Battery Storage | Storage |  | ON | Capacity-Storage | Flex Adder | 0 | [6 empty] | 0.67556 | 0
LCP_Inputs_ON_Diverse_2023_04_03 | 2030 | CH4 + CCS | Generation |  | ON | Capacity-Generation | CONE | 125.1879 | [6 empty] | 0.67556 | 84.5725
LCP_Inputs_ON_Diverse_2023_04_03 | 2030 | CH4 + CCS | Generation |  | ON | Capacity-Generation | FOM | 0 | [6 empty] | 0.67556 | 0
LCP_Inputs_ON_Diverse_2023_04_03 | 2030 | CH4 + CCS | Generation |  | ON | Capacity-Generation | Flex Adder | 0 | [6 empty] | 0.67556 | 0
LCP_Inputs_ON_Diverse_2023_04_03 | 2030 | Electrolyser 2020/2030 | Crossload |  | ON | Capacity-Crossload | CONE | 0 | [6 empty] | 0.67556 | 0
LCP_Inputs_ON_Diverse_2023_04_03 | 2030 | Electrolyser 2020/2030 | Crossload |  | ON | Capacity-Crossload | FOM | 0 | [6 empty] | 0.67556 | 0
LCP_Inputs_ON_Diverse_2023_04_03 | 2030 | Electrolyser 2020/2030 | Crossload |  | ON | Capacity-Crossload | Flex Adder | 0 | [6 empty] | 0.67556 | 0
LCP_Inputs_ON_Diverse_2023_04_03 | 2030 | Generic - Generator | Generation |  | MI | Capacity-Generation | CONE | 0 | [6 empty] | 0.67556 | 0
LCP_Inputs_ON_Diverse_2023_04_03 | 2030 | Generic - Generator | Generation |  | MI | Capacity-Generation | FOM | 0 | [6 empty] | 0.67556 | 0
LCP_Inputs_ON_Diverse_2023_04_03 | 2030 | Generic - Generator | Generation |  | MI | Capacity-Generation | Flex Adder | 0 | [6 empty] | 0.67556 | 0
LCP_Inputs_ON_Diverse_2023_04_03 | 2030 | Generic - Generator | Generation |  | NY | Capacity-Generation | CONE | 0 | [6 empty] | 0.67556 | 0
LCP_Inputs_ON_Diverse_2023_04_03 | 2030 | Generic - Generator | Generation |  | NY | Capacity-Generation | FOM | 0 | [6 empty] | 0.67556 | 0
LCP_Inputs_ON_Diverse_2023_04_03 | 2030 | Generic - Generator | Generation |  | NY | Capacity-Generation | Flex Adder | 0 | [6 empty] | 0.67556 | 0
LCP_Inputs_ON_Diverse_2023_04_03 | 2030 | Generic - Generator | Generation |  | PJ | Capacity-Generation | CONE | 0 | [6 empty] | 0.67556 | 0
LCP_Inputs_ON_Diverse_2023_04_03 | 2030 | Generic - Generator | Generation |  | PJ | Capacity-Generation | FOM | 0 | [6 empty] | 0.67556 | 0
LCP_Inputs_ON_Diverse_2023_04_03 | 2030 | Generic - Generator | Generation |  | PJ | Capacity-Generation | Flex Adder | 0 | [6 empty] | 0.67556 | 0
LCP_Inputs_ON_Diverse_2023_04_03 | 2030 | Generic - Generator | Generation |  | QC | Capacity-Generation | CONE | 0 | [6 empty] | 0.67556 | 0
LCP_Inputs_ON_Diverse_2023_04_03 | 2030 | Generic - Generator | Generation |  | QC | Capacity-Generation | FOM | 0 | [6 empty] | 0.67556 | 0
LCP_Inputs_ON_Diverse_2023_04_03 | 2030 | Generic - Generator | Generation |  | QC | Capacity-Generation | Flex Adder | 0 | [6 empty] | 0.67556 | 0
LCP_Inputs_ON_Diverse_2023_04_03 | 2030 | Generic - Generator | Generation |  | WC | Capacity-Generation | CONE | 0 | [6 empty] | 0.67556 | 0
LCP_Inputs_ON_Diverse_2023_04_03 | 2030 | Generic - Generator | Generation |  | WC | Capacity-Generation | FOM | 0 | [6 empty] | 0.67556 | 0
LCP_Inputs_ON_Diverse_2023_04_03 | 2030 | Generic - Generator | Generation |  | WC | Capacity-Generation | Flex Adder | 0 | [6 empty] | 0.67556 | 0
LCP_Inputs_ON_Diverse_2023_04_03 | 2030 | H2 Salt Cavern Storage - ON | Storage |  | ON | Capacity-Storage | CONE | 21 | [6 empty] | 0.67556 | 14.1868
LCP_Inputs_ON_Diverse_2023_04_03 | 2030 | H2 Salt Cavern Storage - ON | Storage |  | ON | Capacity-Storage | FOM | 0 | [6 empty] | 0.67556 | 0
LCP_Inputs_ON_Diverse_2023_04_03 | 2030 | H2 Salt Cavern Storage - ON | Storage |  | ON | Capacity-Storage | Flex Adder | 0 | [6 empty] | 0.67556 | 0
LCP_Inputs_ON_Diverse_2023_04_03 | 2030 | O/CCGT - H2 New | Crossload |  | ON | Capacity-Crossload | CONE | 230165836.379 | [6 empty] | 0.67556 | 155491791.9455
LCP_Inputs_ON_Diverse_2023_04_03 | 2030 | O/CCGT - H2 New | Crossload |  | ON | Capacity-Crossload | FOM | 8303240.8506 | [6 empty] | 0.67556 | 5609372.0038
LCP_Inputs_ON_Diverse_2023_04_03 | 2030 | O/CCGT - H2 New | Crossload |  | ON | Capacity-Crossload | Flex Adder | 0 | [6 empty] | 0.67556 | 0
LCP_Inputs_ON_Diverse_2023_04_03 | 2030 | SMR CCS | Crossload |  | ON | Capacity-Crossload | CONE | 13081093596.9507 | [6 empty] | 0.67556 | 8837118123.1565
LCP_Inputs_ON_Diverse_2023_04_03 | 2030 | SMR CCS | Crossload |  | ON | Capacity-Crossload | FOM | 467181914.1768 | [6 empty] | 0.67556 | 315611361.5413
LCP_Inputs_ON_Diverse_2023_04_03 | 2030 | SMR CCS | Crossload |  | ON | Capacity-Crossload | Flex Adder | 0 | [6 empty] | 0.67556 | 0
LCP_Inputs_ON_Diverse_2023_04_03 | 2030 | SMR CCS | Crossload |  | WC | Capacity-Crossload | CONE | 0 | [6 empty] | 0.67556 | 0
LCP_Inputs_ON_Diverse_2023_04_03 | 2030 | SMR CCS | Crossload |  | WC | Capacity-Crossload | FOM | 0 | [6 empty] | 0.67556 | 0
LCP_Inputs_ON_Diverse_2023_04_03 | 2030 | SMR CCS | Crossload |  | WC | Capacity-Crossload | Flex Adder | 0 | [6 empty] | 0.67556 | 0
LCP_Inputs_ON_Diverse_2023_04_03 | 2030 | Solar PV | Generation |  | ON | Capacity-Generation | CONE | 0 | [6 empty] | 0.67556 | 0
LCP_Inputs_ON_Diverse_2023_04_03 | 2030 | Solar PV | Generation |  | ON | Capacity-Generation | FOM | 0 | [6 empty] | 0.67556 | 0
LCP_Inputs_ON_Diverse_2023_04_03 | 2030 | Solar PV | Generation |  | ON | Capacity-Generation | Flex Adder | 0 | [6 empty] | 0.67556 | 0
LCP_Inputs_ON_Diverse_2023_04_03 | 2030 | Solar PV | Generation |  | WC | Capacity-Generation | CONE | 0 | [6 empty] | 0.67556 | 0
LCP_Inputs_ON_Diverse_2023_04_03 | 2030 | Solar PV | Generation |  | WC | Capacity-Generation | FOM | 0 | [6 empty] | 0.67556 | 0
LCP_Inputs_ON_Diverse_2023_04_03 | 2030 | Solar PV | Generation |  | WC | Capacity-Generation | Flex Adder | 0 | [6 empty] | 0.67556 | 0
LCP_Inputs_ON_Diverse_2023_04_03 | 2030 | Wind Onshore | Generation |  | MI | Capacity-Generation | CONE | 39309015328.749 | [6 empty] | 0.67556 | 26555762267.9269
LCP_Inputs_ON_Diverse_2023_04_03 | 2030 | Wind Onshore | Generation |  | MI | Capacity-Generation | FOM | 828035863.398 | [6 empty] | 0.67556 | 559391359.8144
LCP_Inputs_ON_Diverse_2023_04_03 | 2030 | Wind Onshore | Generation |  | MI | Capacity-Generation | Flex Adder | 0 | [6 empty] | 0.67556 | 0
LCP_Inputs_ON_Diverse_2023_04_03 | 2030 | Wind Onshore | Generation |  | NY | Capacity-Generation | CONE | 7823376422.2272 | [6 empty] | 0.67556 | 5285192790.0932
LCP_Inputs_ON_Diverse_2023_04_03 | 2030 | Wind Onshore | Generation |  | NY | Capacity-Generation | FOM | 164797723.7865 | [6 empty] | 0.67556 | 111331437.2942
LCP_Inputs_ON_Diverse_2023_04_03 | 2030 | Wind Onshore | Generation |  | NY | Capacity-Generation | Flex Adder | 0 | [6 empty] | 0.67556 | 0
LCP_Inputs_ON_Diverse_2023_04_03 | 2030 | Wind Onshore | Generation |  | ON | Capacity-Generation | CONE | 17802225000 | [6 empty] | 0.67556 | 12026545335.3749
LCP_Inputs_ON_Diverse_2023_04_03 | 2030 | Wind Onshore | Generation |  | ON | Capacity-Generation | FOM | 375000000 | [6 empty] | 0.67556 | 253336563.3097
LCP_Inputs_ON_Diverse_2023_04_03 | 2030 | Wind Onshore | Generation |  | ON | Capacity-Generation | Flex Adder | 0 | [6 empty] | 0.67556 | 0
LCP_Inputs_ON_Diverse_2023_04_03 | 2030 | Wind Onshore | Generation |  | PJ | Capacity-Generation | CONE | 202810510979.737 | [6 empty] | 0.67556 | 137011514279.162
LCP_Inputs_ON_Diverse_2023_04_03 | 2030 | Wind Onshore | Generation |  | PJ | Capacity-Generation | FOM | 4272159329.376 | [6 empty] | 0.67556 | 2886117766.4413
LCP_Inputs_ON_Diverse_2023_04_03 | 2030 | Wind Onshore | Generation |  | PJ | Capacity-Generation | Flex Adder | 0 | [6 empty] | 0.67556 | 0
LCP_Inputs_ON_Diverse_2023_04_03 | 2030 | Wind Onshore | Generation |  | WC | Capacity-Generation | CONE | 0 | [6 empty] | 0.67556 | 0
LCP_Inputs_ON_Diverse_2023_04_03 | 2030 | Wind Onshore | Generation |  | WC | Capacity-Generation | FOM | 0 | [6 empty] | 0.67556 | 0
LCP_Inputs_ON_Diverse_2023_04_03 | 2030 | Wind Onshore | Generation |  | WC | Capacity-Generation | Flex Adder | 0 | [6 empty] | 0.67556 | 0
LCP_Inputs_ON_Diverse_2023_04_03 | 2031 | Anaerobic Digestion | Generation |  | ON | Capacity-Generation | FOM | 125864882.1654 | [6 empty] | 0.64958 | 81759427.4081
LCP_Inputs_ON_Diverse_2023_04_03 | 2031 | Anaerobic Digestion | Generation |  | ON | Capacity-Generation | Flex Adder | 0 | [6 empty] | 0.64958 | 0
LCP_Inputs_ON_Diverse_2023_04_03 | 2031 | Battery Storage | Storage |  | ON | Capacity-Storage | FOM | 0 | [6 empty] | 0.64958 | 0
LCP_Inputs_ON_Diverse_2023_04_03 | 2031 | Battery Storage | Storage |  | ON | Capacity-Storage | Flex Adder | 0 | [6 empty] | 0.64958 | 0
LCP_Inputs_ON_Diverse_2023_04_03 | 2031 | CH4 + CCS | Generation |  | ON | Capacity-Generation | FOM | 0 | [6 empty] | 0.64958 | 0
LCP_Inputs_ON_Diverse_2023_04_03 | 2031 | CH4 + CCS | Generation |  | ON | Capacity-Generation | Flex Adder | 0 | [6 empty] | 0.64958 | 0
LCP_Inputs_ON_Diverse_2023_04_03 | 2031 | Electrolyser 2020/2030 | Crossload |  | ON | Capacity-Crossload | FOM | 0 | [6 empty] | 0.64958 | 0
LCP_Inputs_ON_Diverse_2023_04_03 | 2031 | Electrolyser 2020/2030 | Crossload |  | ON | Capacity-Crossload | Flex Adder | 0 | [6 empty] | 0.64958 | 0
LCP_Inputs_ON_Diverse_2023_04_03 | 2031 | Generic - Generator | Generation |  | MI | Capacity-Generation | FOM | 0 | [6 empty] | 0.64958 | 0
LCP_Inputs_ON_Diverse_2023_04_03 | 2031 | Generic - Generator | Generation |  | MI | Capacity-Generation | Flex Adder | 0 | [6 empty] | 0.64958 | 0
LCP_Inputs_ON_Diverse_2023_04_03 | 2031 | Generic - Generator | Generation |  | NY | Capacity-Generation | FOM | 0 | [6 empty] | 0.64958 | 0
LCP_Inputs_ON_Diverse_2023_04_03 | 2031 | Generic - Generator | Generation |  | NY | Capacity-Generation | Flex Adder | 0 | [6 empty] | 0.64958 | 0
LCP_Inputs_ON_Diverse_2023_04_03 | 2031 | Generic - Generator | Generation |  | PJ | Capacity-Generation | FOM | 0 | [6 empty] | 0.64958 | 0
LCP_Inputs_ON_Diverse_2023_04_03 | 2031 | Generic - Generator | Generation |  | PJ | Capacity-Generation | Flex Adder | 0 | [6 empty] | 0.64958 | 0
LCP_Inputs_ON_Diverse_2023_04_03 | 2031 | Generic - Generator | Generation |  | QC | Capacity-Generation | FOM | 0 | [6 empty] | 0.64958 | 0
LCP_Inputs_ON_Diverse_2023_04_03 | 2031 | Generic - Generator | Generation |  | QC | Capacity-Generation | Flex Adder | 0 | [6 empty] | 0.64958 | 0
LCP_Inputs_ON_Diverse_2023_04_03 | 2031 | Generic - Generator | Generation |  | WC | Capacity-Generation | FOM | 0 | [6 empty] | 0.64958 | 0
LCP_Inputs_ON_Diverse_2023_04_03 | 2031 | Generic - Generator | Generation |  | WC | Capacity-Generation | Flex Adder | 0 | [6 empty] | 0.64958 | 0
LCP_Inputs_ON_Diverse_2023_04_03 | 2031 | H2 Salt Cavern Storage - ON | Storage |  | ON | Capacity-Storage | FOM | 0 | [6 empty] | 0.64958 | 0
LCP_Inputs_ON_Diverse_2023_04_03 | 2031 | H2 Salt Cavern Storage - ON | Storage |  | ON | Capacity-Storage | Flex Adder | 0 | [6 empty] | 0.64958 | 0
LCP_Inputs_ON_Diverse_2023_04_03 | 2031 | O/CCGT - H2 New | Crossload |  | ON | Capacity-Crossload | FOM | 8303240.8506 | [6 empty] | 0.64958 | 5393626.9267
LCP_Inputs_ON_Diverse_2023_04_03 | 2031 | O/CCGT - H2 New | Crossload |  | ON | Capacity-Crossload | Flex Adder | 0 | [6 empty] | 0.64958 | 0
LCP_Inputs_ON_Diverse_2023_04_03 | 2031 | SMR CCS | Crossload |  | ON | Capacity-Crossload | FOM | 467181914.1768 | [6 empty] | 0.64958 | 303472463.0205
LCP_Inputs_ON_Diverse_2023_04_03 | 2031 | SMR CCS | Crossload |  | ON | Capacity-Crossload | Flex Adder | 0 | [6 empty] | 0.64958 | 0
LCP_Inputs_ON_Diverse_2023_04_03 | 2031 | SMR CCS | Crossload |  | WC | Capacity-Crossload | FOM | 0 | [6 empty] | 0.64958 | 0
LCP_Inputs_ON_Diverse_2023_04_03 | 2031 | SMR CCS | Crossload |  | WC | Capacity-Crossload | Flex Adder | 0 | [6 empty] | 0.64958 | 0
LCP_Inputs_ON_Diverse_2023_04_03 | 2031 | Solar PV | Generation |  | ON | Capacity-Generation | FOM | 0 | [6 empty] | 0.64958 | 0
LCP_Inputs_ON_Diverse_2023_04_03 | 2031 | Solar PV | Generation |  | ON | Capacity-Generation | Flex Adder | 0 | [6 empty] | 0.64958 | 0
LCP_Inputs_ON_Diverse_2023_04_03 | 2031 | Solar PV | Generation |  | WC | Capacity-Generation | FOM | 0 | [6 empty] | 0.64958 | 0
LCP_Inputs_ON_Diverse_2023_04_03 | 2031 | Solar PV | Generation |  | WC | Capacity-Generation | Flex Adder | 0 | [6 empty] | 0.64958 | 0
LCP_Inputs_ON_Diverse_2023_04_03 | 2031 | Wind Onshore | Generation |  | MI | Capacity-Generation | FOM | 828035863.398 | [6 empty] | 0.64958 | 537876307.5139
LCP_Inputs_ON_Diverse_2023_04_03 | 2031 | Wind Onshore | Generation |  | MI | Capacity-Generation | Flex Adder | 0 | [6 empty] | 0.64958 | 0
LCP_Inputs_ON_Diverse_2023_04_03 | 2031 | Wind Onshore | Generation |  | NY | Capacity-Generation | FOM | 164797723.7865 | [6 empty] | 0.64958 | 107049458.9367
LCP_Inputs_ON_Diverse_2023_04_03 | 2031 | Wind Onshore | Generation |  | NY | Capacity-Generation | Flex Adder | 0 | [6 empty] | 0.64958 | 0
LCP_Inputs_ON_Diverse_2023_04_03 | 2031 | Wind Onshore | Generation |  | ON | Capacity-Generation | FOM | 375000000 | [6 empty] | 0.64958 | 243592849.3362
LCP_Inputs_ON_Diverse_2023_04_03 | 2031 | Wind Onshore | Generation |  | ON | Capacity-Generation | Flex Adder | 0 | [6 empty] | 0.64958 | 0
LCP_Inputs_ON_Diverse_2023_04_03 | 2031 | Wind Onshore | Generation |  | PJ | Capacity-Generation | FOM | 4272159329.376 | [6 empty] | 0.64958 | 2775113236.9628
LCP_Inputs_ON_Diverse_2023_04_03 | 2031 | Wind Onshore | Generation |  | PJ | Capacity-Generation | Flex Adder | 0 | [6 empty] | 0.64958 | 0
LCP_Inputs_ON_Diverse_2023_04_03 | 2031 | Wind Onshore | Generation |  | WC | Capacity-Generation | FOM | 0 | [6 empty] | 0.64958 | 0
LCP_Inputs_ON_Diverse_2023_04_03 | 2031 | Wind Onshore | Generation |  | WC | Capacity-Generation | Flex Adder | 0 | [6 empty] | 0.64958 | 0
LCP_Inputs_ON_Diverse_2023_04_03 | 2032 | Anaerobic Digestion | Generation |  | ON | Capacity-Generation | FOM | 125864882.1654 | [6 empty] | 0.6246 | 78614834.0463
LCP_Inputs_ON_Diverse_2023_04_03 | 2032 | Anaerobic Digestion | Generation |  | ON | Capacity-Generation | Flex Adder | 0 | [6 empty] | 0.6246 | 0
LCP_Inputs_ON_Diverse_2023_04_03 | 2032 | Battery Storage | Storage |  | ON | Capacity-Storage | FOM | 0 | [6 empty] | 0.6246 | 0
LCP_Inputs_ON_Diverse_2023_04_03 | 2032 | Battery Storage | Storage |  | ON | Capacity-Storage | Flex Adder | 0 | [6 empty] | 0.6246 | 0
LCP_Inputs_ON_Diverse_2023_04_03 | 2032 | CH4 + CCS | Generation |  | ON | Capacity-Generation | FOM | 0 | [6 empty] | 0.6246 | 0
LCP_Inputs_ON_Diverse_2023_04_03 | 2032 | CH4 + CCS | Generation |  | ON | Capacity-Generation | Flex Adder | 0 | [6 empty] | 0.6246 | 0
LCP_Inputs_ON_Diverse_2023_04_03 | 2032 | Electrolyser 2020/2030 | Crossload |  | ON | Capacity-Crossload | FOM | 0 | [6 empty] | 0.6246 | 0
LCP_Inputs_ON_Diverse_2023_04_03 | 2032 | Electrolyser 2020/2030 | Crossload |  | ON | Capacity-Crossload | Flex Adder | 0 | [6 empty] | 0.6246 | 0
LCP_Inputs_ON_Diverse_2023_04_03 | 2032 | Generic - Generator | Generation |  | MI | Capacity-Generation | FOM | 0 | [6 empty] | 0.6246 | 0
LCP_Inputs_ON_Diverse_2023_04_03 | 2032 | Generic - Generator | Generation |  | MI | Capacity-Generation | Flex Adder | 0 | [6 empty] | 0.6246 | 0
LCP_Inputs_ON_Diverse_2023_04_03 | 2032 | Generic - Generator | Generation |  | NY | Capacity-Generation | FOM | 0 | [6 empty] | 0.6246 | 0
LCP_Inputs_ON_Diverse_2023_04_03 | 2032 | Generic - Generator | Generation |  | NY | Capacity-Generation | Flex Adder | 0 | [6 empty] | 0.6246 | 0
LCP_Inputs_ON_Diverse_2023_04_03 | 2032 | Generic - Generator | Generation |  | PJ | Capacity-Generation | FOM | 0 | [6 empty] | 0.6246 | 0
LCP_Inputs_ON_Diverse_2023_04_03 | 2032 | Generic - Generator | Generation |  | PJ | Capacity-Generation | Flex Adder | 0 | [6 empty] | 0.6246 | 0
LCP_Inputs_ON_Diverse_2023_04_03 | 2032 | Generic - Generator | Generation |  | QC | Capacity-Generation | FOM | 0 | [6 empty] | 0.6246 | 0
LCP_Inputs_ON_Diverse_2023_04_03 | 2032 | Generic - Generator | Generation |  | QC | Capacity-Generation | Flex Adder | 0 | [6 empty] | 0.6246 | 0
LCP_Inputs_ON_Diverse_2023_04_03 | 2032 | Generic - Generator | Generation |  | WC | Capacity-Generation | FOM | 0 | [6 empty] | 0.6246 | 0
LCP_Inputs_ON_Diverse_2023_04_03 | 2032 | Generic - Generator | Generation |  | WC | Capacity-Generation | Flex Adder | 0 | [6 empty] | 0.6246 | 0
LCP_Inputs_ON_Diverse_2023_04_03 | 2032 | H2 Salt Cavern Storage - ON | Storage |  | ON | Capacity-Storage | FOM | 0 | [6 empty] | 0.6246 | 0
LCP_Inputs_ON_Diverse_2023_04_03 | 2032 | H2 Salt Cavern Storage - ON | Storage |  | ON | Capacity-Storage | Flex Adder | 0 | [6 empty] | 0.6246 | 0
LCP_Inputs_ON_Diverse_2023_04_03 | 2032 | O/CCGT - H2 New | Crossload |  | ON | Capacity-Crossload | FOM | 8303240.8506 | [6 empty] | 0.6246 | 5186179.7372
LCP_Inputs_ON_Diverse_2023_04_03 | 2032 | O/CCGT - H2 New | Crossload |  | ON | Capacity-Crossload | Flex Adder | 0 | [6 empty] | 0.6246 | 0
LCP_Inputs_ON_Diverse_2023_04_03 | 2032 | SMR CCS | Crossload |  | ON | Capacity-Crossload | FOM | 467181914.1768 | [6 empty] | 0.6246 | 291800445.212
LCP_Inputs_ON_Diverse_2023_04_03 | 2032 | SMR CCS | Crossload |  | ON | Capacity-Crossload | Flex Adder | 0 | [6 empty] | 0.6246 | 0
LCP_Inputs_ON_Diverse_2023_04_03 | 2032 | SMR CCS | Crossload |  | WC | Capacity-Crossload | FOM | 0 | [6 empty] | 0.6246 | 0
LCP_Inputs_ON_Diverse_2023_04_03 | 2032 | SMR CCS | Crossload |  | WC | Capacity-Crossload | Flex Adder | 0 | [6 empty] | 0.6246 | 0
LCP_Inputs_ON_Diverse_2023_04_03 | 2032 | Solar PV | Generation |  | ON | Capacity-Generation | FOM | 0 | [6 empty] | 0.6246 | 0
LCP_Inputs_ON_Diverse_2023_04_03 | 2032 | Solar PV | Generation |  | ON | Capacity-Generation | Flex Adder | 0 | [6 empty] | 0.6246 | 0
LCP_Inputs_ON_Diverse_2023_04_03 | 2032 | Solar PV | Generation |  | WC | Capacity-Generation | FOM | 0 | [6 empty] | 0.6246 | 0
LCP_Inputs_ON_Diverse_2023_04_03 | 2032 | Solar PV | Generation |  | WC | Capacity-Generation | Flex Adder | 0 | [6 empty] | 0.6246 | 0
LCP_Inputs_ON_Diverse_2023_04_03 | 2032 | Wind Onshore | Generation |  | MI | Capacity-Generation | FOM | 828035863.398 | [6 empty] | 0.6246 | 517188757.2249
LCP_Inputs_ON_Diverse_2023_04_03 | 2032 | Wind Onshore | Generation |  | MI | Capacity-Generation | Flex Adder | 0 | [6 empty] | 0.6246 | 0
LCP_Inputs_ON_Diverse_2023_04_03 | 2032 | Wind Onshore | Generation |  | NY | Capacity-Generation | FOM | 164797723.7865 | [6 empty] | 0.6246 | 102932172.0546
LCP_Inputs_ON_Diverse_2023_04_03 | 2032 | Wind Onshore | Generation |  | NY | Capacity-Generation | Flex Adder | 0 | [6 empty] | 0.6246 | 0
LCP_Inputs_ON_Diverse_2023_04_03 | 2032 | Wind Onshore | Generation |  | ON | Capacity-Generation | FOM | 375000000 | [6 empty] | 0.6246 | 234223893.5925
LCP_Inputs_ON_Diverse_2023_04_03 | 2032 | Wind Onshore | Generation |  | ON | Capacity-Generation | Flex Adder | 0 | [6 empty] | 0.6246 | 0
LCP_Inputs_ON_Diverse_2023_04_03 | 2032 | Wind Onshore | Generation |  | PJ | Capacity-Generation | FOM | 4272159329.376 | [6 empty] | 0.6246 | 2668378112.4642
LCP_Inputs_ON_Diverse_2023_04_03 | 2032 | Wind Onshore | Generation |  | PJ | Capacity-Generation | Flex Adder | 0 | [6 empty] | 0.6246 | 0
LCP_Inputs_ON_Diverse_2023_04_03 | 2032 | Wind Onshore | Generation |  | WC | Capacity-Generation | FOM | 0 | [6 empty] | 0.6246 | 0
LCP_Inputs_ON_Diverse_2023_04_03 | 2032 | Wind Onshore | Generation |  | WC | Capacity-Generation | Flex Adder | 0 | [6 empty] | 0.6246 | 0
LCP_Inputs_ON_Diverse_2023_04_03 | 2033 | Anaerobic Digestion | Generation |  | ON | Capacity-Generation | FOM | 125864882.1654 | [6 empty] | 0.60057 | 75591186.5829
LCP_Inputs_ON_Diverse_2023_04_03 | 2033 | Anaerobic Digestion | Generation |  | ON | Capacity-Generation | Flex Adder | 0 | [6 empty] | 0.60057 | 0
LCP_Inputs_ON_Diverse_2023_04_03 | 2033 | Battery Storage | Storage |  | ON | Capacity-Storage | FOM | 0 | [6 empty] | 0.60057 | 0
LCP_Inputs_ON_Diverse_2023_04_03 | 2033 | Battery Storage | Storage |  | ON | Capacity-Storage | Flex Adder | 0 | [6 empty] | 0.60057 | 0
LCP_Inputs_ON_Diverse_2023_04_03 | 2033 | CH4 + CCS | Generation |  | ON | Capacity-Generation | FOM | 0 | [6 empty] | 0.60057 | 0
LCP_Inputs_ON_Diverse_2023_04_03 | 2033 | CH4 + CCS | Generation |  | ON | Capacity-Generation | Flex Adder | 0 | [6 empty] | 0.60057 | 0
LCP_Inputs_ON_Diverse_2023_04_03 | 2033 | Electrolyser 2020/2030 | Crossload |  | ON | Capacity-Crossload | FOM | 0 | [6 empty] | 0.60057 | 0
LCP_Inputs_ON_Diverse_2023_04_03 | 2033 | Electrolyser 2020/2030 | Crossload |  | ON | Capacity-Crossload | Flex Adder | 0 | [6 empty] | 0.60057 | 0
LCP_Inputs_ON_Diverse_2023_04_03 | 2033 | Generic - Generator | Generation |  | MI | Capacity-Generation | FOM | 0 | [6 empty] | 0.60057 | 0
LCP_Inputs_ON_Diverse_2023_04_03 | 2033 | Generic - Generator | Generation |  | MI | Capacity-Generation | Flex Adder | 0 | [6 empty] | 0.60057 | 0
LCP_Inputs_ON_Diverse_2023_04_03 | 2033 | Generic - Generator | Generation |  | NY | Capacity-Generation | FOM | 0 | [6 empty] | 0.60057 | 0
LCP_Inputs_ON_Diverse_2023_04_03 | 2033 | Generic - Generator | Generation |  | NY | Capacity-Generation | Flex Adder | 0 | [6 empty] | 0.60057 | 0
LCP_Inputs_ON_Diverse_2023_04_03 | 2033 | Generic - Generator | Generation |  | PJ | Capacity-Generation | FOM | 0 | [6 empty] | 0.60057 | 0
LCP_Inputs_ON_Diverse_2023_04_03 | 2033 | Generic - Generator | Generation |  | PJ | Capacity-Generation | Flex Adder | 0 | [6 empty] | 0.60057 | 0
LCP_Inputs_ON_Diverse_2023_04_03 | 2033 | Generic - Generator | Generation |  | QC | Capacity-Generation | FOM | 0 | [6 empty] | 0.60057 | 0
LCP_Inputs_ON_Diverse_2023_04_03 | 2033 | Generic - Generator | Generation |  | QC | Capacity-Generation | Flex Adder | 0 | [6 empty] | 0.60057 | 0
LCP_Inputs_ON_Diverse_2023_04_03 | 2033 | Generic - Generator | Generation |  | WC | Capacity-Generation | FOM | 0 | [6 empty] | 0.60057 | 0
LCP_Inputs_ON_Diverse_2023_04_03 | 2033 | Generic - Generator | Generation |  | WC | Capacity-Generation | Flex Adder | 0 | [6 empty] | 0.60057 | 0
LCP_Inputs_ON_Diverse_2023_04_03 | 2033 | H2 Salt Cavern Storage - ON | Storage |  | ON | Capacity-Storage | FOM | 0 | [6 empty] | 0.60057 | 0
LCP_Inputs_ON_Diverse_2023_04_03 | 2033 | H2 Salt Cavern Storage - ON | Storage |  | ON | Capacity-Storage | Flex Adder | 0 | [6 empty] | 0.60057 | 0
LCP_Inputs_ON_Diverse_2023_04_03 | 2033 | O/CCGT - H2 New | Crossload |  | ON | Capacity-Crossload | FOM | 8303240.8506 | [6 empty] | 0.60057 | 4986711.2858
LCP_Inputs_ON_Diverse_2023_04_03 | 2033 | O/CCGT - H2 New | Crossload |  | ON | Capacity-Crossload | Flex Adder | 0 | [6 empty] | 0.60057 | 0
LCP_Inputs_ON_Diverse_2023_04_03 | 2033 | SMR CCS | Crossload |  | ON | Capacity-Crossload | FOM | 467181914.1768 | [6 empty] | 0.60057 | 280577351.1654
LCP_Inputs_ON_Diverse_2023_04_03 | 2033 | SMR CCS | Crossload |  | ON | Capacity-Crossload | Flex Adder | 0 | [6 empty] | 0.60057 | 0
LCP_Inputs_ON_Diverse_2023_04_03 | 2033 | SMR CCS | Crossload |  | WC | Capacity-Crossload | FOM | 0 | [6 empty] | 0.60057 | 0
LCP_Inputs_ON_Diverse_2023_04_03 | 2033 | SMR CCS | Crossload |  | WC | Capacity-Crossload | Flex Adder | 0 | [6 empty] | 0.60057 | 0
LCP_Inputs_ON_Diverse_2023_04_03 | 2033 | Solar PV | Generation |  | ON | Capacity-Generation | FOM | 0 | [6 empty] | 0.60057 | 0
LCP_Inputs_ON_Diverse_2023_04_03 | 2033 | Solar PV | Generation |  | ON | Capacity-Generation | Flex Adder | 0 | [6 empty] | 0.60057 | 0
LCP_Inputs_ON_Diverse_2023_04_03 | 2033 | Solar PV | Generation |  | WC | Capacity-Generation | FOM | 0 | [6 empty] | 0.60057 | 0
LCP_Inputs_ON_Diverse_2023_04_03 | 2033 | Solar PV | Generation |  | WC | Capacity-Generation | Flex Adder | 0 | [6 empty] | 0.60057 | 0
LCP_Inputs_ON_Diverse_2023_04_03 | 2033 | Wind Onshore | Generation |  | MI | Capacity-Generation | FOM | 828035863.398 | [6 empty] | 0.60057 | 497296881.947
LCP_Inputs_ON_Diverse_2023_04_03 | 2033 | Wind Onshore | Generation |  | MI | Capacity-Generation | Flex Adder | 0 | [6 empty] | 0.60057 | 0
LCP_Inputs_ON_Diverse_2023_04_03 | 2033 | Wind Onshore | Generation |  | NY | Capacity-Generation | FOM | 164797723.7865 | [6 empty] | 0.60057 | 98973242.3602
LCP_Inputs_ON_Diverse_2023_04_03 | 2033 | Wind Onshore | Generation |  | NY | Capacity-Generation | Flex Adder | 0 | [6 empty] | 0.60057 | 0
LCP_Inputs_ON_Diverse_2023_04_03 | 2033 | Wind Onshore | Generation |  | ON | Capacity-Generation | FOM | 375000000 | [6 empty] | 0.60057 | 225215282.3005
LCP_Inputs_ON_Diverse_2023_04_03 | 2033 | Wind Onshore | Generation |  | ON | Capacity-Generation | Flex Adder | 0 | [6 empty] | 0.60057 | 0
LCP_Inputs_ON_Diverse_2023_04_03 | 2033 | Wind Onshore | Generation |  | PJ | Capacity-Generation | FOM | 4272159329.376 | [6 empty] | 0.60057 | 2565748185.0617
LCP_Inputs_ON_Diverse_2023_04_03 | 2033 | Wind Onshore | Generation |  | PJ | Capacity-Generation | Flex Adder | 0 | [6 empty] | 0.60057 | 0
LCP_Inputs_ON_Diverse_2023_04_03 | 2033 | Wind Onshore | Generation |  | WC | Capacity-Generation | FOM | 0 | [6 empty] | 0.60057 | 0
LCP_Inputs_ON_Diverse_2023_04_03 | 2033 | Wind Onshore | Generation |  | WC | Capacity-Generation | Flex Adder | 0 | [6 empty] | 0.60057 | 0
LCP_Inputs_ON_Diverse_2023_04_03 | 2034 | Anaerobic Digestion | Generation |  | ON | Capacity-Generation | FOM | 125864882.1654 | [6 empty] | 0.57748 | 72683833.2528
LCP_Inputs_ON_Diverse_2023_04_03 | 2034 | Anaerobic Digestion | Generation |  | ON | Capacity-Generation | Flex Adder | 0 | [6 empty] | 0.57748 | 0
LCP_Inputs_ON_Diverse_2023_04_03 | 2034 | Battery Storage | Storage |  | ON | Capacity-Storage | FOM | 0 | [6 empty] | 0.57748 | 0
LCP_Inputs_ON_Diverse_2023_04_03 | 2034 | Battery Storage | Storage |  | ON | Capacity-Storage | Flex Adder | 0 | [6 empty] | 0.57748 | 0
LCP_Inputs_ON_Diverse_2023_04_03 | 2034 | CH4 + CCS | Generation |  | ON | Capacity-Generation | FOM | 0 | [6 empty] | 0.57748 | 0
LCP_Inputs_ON_Diverse_2023_04_03 | 2034 | CH4 + CCS | Generation |  | ON | Capacity-Generation | Flex Adder | 0 | [6 empty] | 0.57748 | 0
LCP_Inputs_ON_Diverse_2023_04_03 | 2034 | Electrolyser 2020/2030 | Crossload |  | ON | Capacity-Crossload | FOM | 0 | [6 empty] | 0.57748 | 0
LCP_Inputs_ON_Diverse_2023_04_03 | 2034 | Electrolyser 2020/2030 | Crossload |  | ON | Capacity-Crossload | Flex Adder | 0 | [6 empty] | 0.57748 | 0
LCP_Inputs_ON_Diverse_2023_04_03 | 2034 | Generic - Generator | Generation |  | MI | Capacity-Generation | FOM | 0 | [6 empty] | 0.57748 | 0
LCP_Inputs_ON_Diverse_2023_04_03 | 2034 | Generic - Generator | Generation |  | MI | Capacity-Generation | Flex Adder | 0 | [6 empty] | 0.57748 | 0
LCP_Inputs_ON_Diverse_2023_04_03 | 2034 | Generic - Generator | Generation |  | NY | Capacity-Generation | FOM | 0 | [6 empty] | 0.57748 | 0
LCP_Inputs_ON_Diverse_2023_04_03 | 2034 | Generic - Generator | Generation |  | NY | Capacity-Generation | Flex Adder | 0 | [6 empty] | 0.57748 | 0
LCP_Inputs_ON_Diverse_2023_04_03 | 2034 | Generic - Generator | Generation |  | PJ | Capacity-Generation | FOM | 0 | [6 empty] | 0.57748 | 0
LCP_Inputs_ON_Diverse_2023_04_03 | 2034 | Generic - Generator | Generation |  | PJ | Capacity-Generation | Flex Adder | 0 | [6 empty] | 0.57748 | 0
LCP_Inputs_ON_Diverse_2023_04_03 | 2034 | Generic - Generator | Generation |  | QC | Capacity-Generation | FOM | 0 | [6 empty] | 0.57748 | 0
LCP_Inputs_ON_Diverse_2023_04_03 | 2034 | Generic - Generator | Generation |  | QC | Capacity-Generation | Flex Adder | 0 | [6 empty] | 0.57748 | 0
LCP_Inputs_ON_Diverse_2023_04_03 | 2034 | Generic - Generator | Generation |  | WC | Capacity-Generation | FOM | 0 | [6 empty] | 0.57748 | 0
LCP_Inputs_ON_Diverse_2023_04_03 | 2034 | Generic - Generator | Generation |  | WC | Capacity-Generation | Flex Adder | 0 | [6 empty] | 0.57748 | 0
LCP_Inputs_ON_Diverse_2023_04_03 | 2034 | H2 Salt Cavern Storage - ON | Storage |  | ON | Capacity-Storage | FOM | 0 | [6 empty] | 0.57748 | 0
LCP_Inputs_ON_Diverse_2023_04_03 | 2034 | H2 Salt Cavern Storage - ON | Storage |  | ON | Capacity-Storage | Flex Adder | 0 | [6 empty] | 0.57748 | 0
LCP_Inputs_ON_Diverse_2023_04_03 | 2034 | O/CCGT - H2 New | Crossload |  | ON | Capacity-Crossload | FOM | 8303240.8506 | [6 empty] | 0.57748 | 4794914.6979
LCP_Inputs_ON_Diverse_2023_04_03 | 2034 | O/CCGT - H2 New | Crossload |  | ON | Capacity-Crossload | Flex Adder | 0 | [6 empty] | 0.57748 | 0
LCP_Inputs_ON_Diverse_2023_04_03 | 2034 | SMR CCS | Crossload |  | ON | Capacity-Crossload | FOM | 467181914.1768 | [6 empty] | 0.57748 | 269785914.5821
LCP_Inputs_ON_Diverse_2023_04_03 | 2034 | SMR CCS | Crossload |  | ON | Capacity-Crossload | Flex Adder | 0 | [6 empty] | 0.57748 | 0
LCP_Inputs_ON_Diverse_2023_04_03 | 2034 | SMR CCS | Crossload |  | WC | Capacity-Crossload | FOM | 0 | [6 empty] | 0.57748 | 0
LCP_Inputs_ON_Diverse_2023_04_03 | 2034 | SMR CCS | Crossload |  | WC | Capacity-Crossload | Flex Adder | 0 | [6 empty] | 0.57748 | 0
LCP_Inputs_ON_Diverse_2023_04_03 | 2034 | Solar PV | Generation |  | ON | Capacity-Generation | FOM | 0 | [6 empty] | 0.57748 | 0
LCP_Inputs_ON_Diverse_2023_04_03 | 2034 | Solar PV | Generation |  | ON | Capacity-Generation | Flex Adder | 0 | [6 empty] | 0.57748 | 0
LCP_Inputs_ON_Diverse_2023_04_03 | 2034 | Solar PV | Generation |  | WC | Capacity-Generation | FOM | 0 | [6 empty] | 0.57748 | 0
LCP_Inputs_ON_Diverse_2023_04_03 | 2034 | Solar PV | Generation |  | WC | Capacity-Generation | Flex Adder | 0 | [6 empty] | 0.57748 | 0
LCP_Inputs_ON_Diverse_2023_04_03 | 2034 | Wind Onshore | Generation |  | MI | Capacity-Generation | FOM | 828035863.398 | [6 empty] | 0.57748 | 478170078.7952
LCP_Inputs_ON_Diverse_2023_04_03 | 2034 | Wind Onshore | Generation |  | MI | Capacity-Generation | Flex Adder | 0 | [6 empty] | 0.57748 | 0
LCP_Inputs_ON_Diverse_2023_04_03 | 2034 | Wind Onshore | Generation |  | NY | Capacity-Generation | FOM | 164797723.7865 | [6 empty] | 0.57748 | 95166579.1925
LCP_Inputs_ON_Diverse_2023_04_03 | 2034 | Wind Onshore | Generation |  | NY | Capacity-Generation | Flex Adder | 0 | [6 empty] | 0.57748 | 0
LCP_Inputs_ON_Diverse_2023_04_03 | 2034 | Wind Onshore | Generation |  | ON | Capacity-Generation | FOM | 375000000 | [6 empty] | 0.57748 | 216553156.0582
LCP_Inputs_ON_Diverse_2023_04_03 | 2034 | Wind Onshore | Generation |  | ON | Capacity-Generation | Flex Adder | 0 | [6 empty] | 0.57748 | 0
LCP_Inputs_ON_Diverse_2023_04_03 | 2034 | Wind Onshore | Generation |  | PJ | Capacity-Generation | FOM | 4272159329.376 | [6 empty] | 0.57748 | 2467065562.5594
LCP_Inputs_ON_Diverse_2023_04_03 | 2034 | Wind Onshore | Generation |  | PJ | Capacity-Generation | Flex Adder | 0 | [6 empty] | 0.57748 | 0
LCP_Inputs_ON_Diverse_2023_04_03 | 2034 | Wind Onshore | Generation |  | WC | Capacity-Generation | FOM | 0 | [6 empty] | 0.57748 | 0
LCP_Inputs_ON_Diverse_2023_04_03 | 2034 | Wind Onshore | Generation |  | WC | Capacity-Generation | Flex Adder | 0 | [6 empty] | 0.57748 | 0
LCP_Inputs_ON_Diverse_2023_04_03 | 2035 | Anaerobic Digestion | Generation |  | ON | Capacity-Generation | FOM | 125864882.1654 | [6 empty] | 0.55526 | 69888301.2046
LCP_Inputs_ON_Diverse_2023_04_03 | 2035 | Anaerobic Digestion | Generation |  | ON | Capacity-Generation | Flex Adder | 0 | [6 empty] | 0.55526 | 0
LCP_Inputs_ON_Diverse_2023_04_03 | 2035 | Battery Storage | Storage |  | ON | Capacity-Storage | FOM | 0 | [6 empty] | 0.55526 | 0
LCP_Inputs_ON_Diverse_2023_04_03 | 2035 | Battery Storage | Storage |  | ON | Capacity-Storage | Flex Adder | 0 | [6 empty] | 0.55526 | 0
LCP_Inputs_ON_Diverse_2023_04_03 | 2035 | CH4 + CCS | Generation |  | ON | Capacity-Generation | FOM | 0 | [6 empty] | 0.55526 | 0
LCP_Inputs_ON_Diverse_2023_04_03 | 2035 | CH4 + CCS | Generation |  | ON | Capacity-Generation | Flex Adder | 0 | [6 empty] | 0.55526 | 0
LCP_Inputs_ON_Diverse_2023_04_03 | 2035 | Electrolyser 2020/2030 | Crossload |  | ON | Capacity-Crossload | FOM | 0 | [6 empty] | 0.55526 | 0
LCP_Inputs_ON_Diverse_2023_04_03 | 2035 | Electrolyser 2020/2030 | Crossload |  | ON | Capacity-Crossload | Flex Adder | 0 | [6 empty] | 0.55526 | 0
LCP_Inputs_ON_Diverse_2023_04_03 | 2035 | Generic - Generator | Generation |  | MI | Capacity-Generation | FOM | 0 | [6 empty] | 0.55526 | 0
LCP_Inputs_ON_Diverse_2023_04_03 | 2035 | Generic - Generator | Generation |  | MI | Capacity-Generation | Flex Adder | 0 | [6 empty] | 0.55526 | 0
LCP_Inputs_ON_Diverse_2023_04_03 | 2035 | Generic - Generator | Generation |  | NY | Capacity-Generation | FOM | 0 | [6 empty] | 0.55526 | 0
LCP_Inputs_ON_Diverse_2023_04_03 | 2035 | Generic - Generator | Generation |  | NY | Capacity-Generation | Flex Adder | 0 | [6 empty] | 0.55526 | 0
LCP_Inputs_ON_Diverse_2023_04_03 | 2035 | Generic - Generator | Generation |  | PJ | Capacity-Generation | FOM | 0 | [6 empty] | 0.55526 | 0
LCP_Inputs_ON_Diverse_2023_04_03 | 2035 | Generic - Generator | Generation |  | PJ | Capacity-Generation | Flex Adder | 0 | [6 empty] | 0.55526 | 0
LCP_Inputs_ON_Diverse_2023_04_03 | 2035 | Generic - Generator | Generation |  | QC | Capacity-Generation | FOM | 0 | [6 empty] | 0.55526 | 0
LCP_Inputs_ON_Diverse_2023_04_03 | 2035 | Generic - Generator | Generation |  | QC | Capacity-Generation | Flex Adder | 0 | [6 empty] | 0.55526 | 0
LCP_Inputs_ON_Diverse_2023_04_03 | 2035 | Generic - Generator | Generation |  | WC | Capacity-Generation | FOM | 0 | [6 empty] | 0.55526 | 0
LCP_Inputs_ON_Diverse_2023_04_03 | 2035 | Generic - Generator | Generation |  | WC | Capacity-Generation | Flex Adder | 0 | [6 empty] | 0.55526 | 0
LCP_Inputs_ON_Diverse_2023_04_03 | 2035 | H2 Salt Cavern Storage - ON | Storage |  | ON | Capacity-Storage | FOM | 0 | [6 empty] | 0.55526 | 0
LCP_Inputs_ON_Diverse_2023_04_03 | 2035 | H2 Salt Cavern Storage - ON | Storage |  | ON | Capacity-Storage | Flex Adder | 0 | [6 empty] | 0.55526 | 0
LCP_Inputs_ON_Diverse_2023_04_03 | 2035 | O/CCGT - H2 New | Crossload |  | ON | Capacity-Crossload | FOM | 8303240.8506 | [6 empty] | 0.55526 | 4610494.9018
LCP_Inputs_ON_Diverse_2023_04_03 | 2035 | O/CCGT - H2 New | Crossload |  | ON | Capacity-Crossload | Flex Adder | 0 | [6 empty] | 0.55526 | 0
LCP_Inputs_ON_Diverse_2023_04_03 | 2035 | SMR CCS | Crossload |  | ON | Capacity-Crossload | FOM | 467181914.1768 | [6 empty] | 0.55526 | 259409533.252
LCP_Inputs_ON_Diverse_2023_04_03 | 2035 | SMR CCS | Crossload |  | ON | Capacity-Crossload | Flex Adder | 0 | [6 empty] | 0.55526 | 0
LCP_Inputs_ON_Diverse_2023_04_03 | 2035 | SMR CCS | Crossload |  | WC | Capacity-Crossload | FOM | 0 | [6 empty] | 0.55526 | 0
LCP_Inputs_ON_Diverse_2023_04_03 | 2035 | SMR CCS | Crossload |  | WC | Capacity-Crossload | Flex Adder | 0 | [6 empty] | 0.55526 | 0
LCP_Inputs_ON_Diverse_2023_04_03 | 2035 | Solar PV | Generation |  | ON | Capacity-Generation | FOM | 0 | [6 empty] | 0.55526 | 0
LCP_Inputs_ON_Diverse_2023_04_03 | 2035 | Solar PV | Generation |  | ON | Capacity-Generation | Flex Adder | 0 | [6 empty] | 0.55526 | 0
LCP_Inputs_ON_Diverse_2023_04_03 | 2035 | Solar PV | Generation |  | WC | Capacity-Generation | FOM | 0 | [6 empty] | 0.55526 | 0
LCP_Inputs_ON_Diverse_2023_04_03 | 2035 | Solar PV | Generation |  | WC | Capacity-Generation | Flex Adder | 0 | [6 empty] | 0.55526 | 0
LCP_Inputs_ON_Diverse_2023_04_03 | 2035 | Wind Onshore | Generation |  | MI | Capacity-Generation | FOM | 828035863.398 | [6 empty] | 0.55526 | 459778921.9185
LCP_Inputs_ON_Diverse_2023_04_03 | 2035 | Wind Onshore | Generation |  | MI | Capacity-Generation | Flex Adder | 0 | [6 empty] | 0.55526 | 0
LCP_Inputs_ON_Diverse_2023_04_03 | 2035 | Wind Onshore | Generation |  | NY | Capacity-Generation | FOM | 164797723.7865 | [6 empty] | 0.55526 | 91506326.1466
LCP_Inputs_ON_Diverse_2023_04_03 | 2035 | Wind Onshore | Generation |  | NY | Capacity-Generation | Flex Adder | 0 | [6 empty] | 0.55526 | 0
LCP_Inputs_ON_Diverse_2023_04_03 | 2035 | Wind Onshore | Generation |  | ON | Capacity-Generation | FOM | 375000000 | [6 empty] | 0.55526 | 208224188.5175
LCP_Inputs_ON_Diverse_2023_04_03 | 2035 | Wind Onshore | Generation |  | ON | Capacity-Generation | Flex Adder | 0 | [6 empty] | 0.55526 | 0
LCP_Inputs_ON_Diverse_2023_04_03 | 2035 | Wind Onshore | Generation |  | PJ | Capacity-Generation | FOM | 4272159329.376 | [6 empty] | 0.55526 | 2372178425.5379
LCP_Inputs_ON_Diverse_2023_04_03 | 2035 | Wind Onshore | Generation |  | PJ | Capacity-Generation | Flex Adder | 0 | [6 empty] | 0.55526 | 0
LCP_Inputs_ON_Diverse_2023_04_03 | 2035 | Wind Onshore | Generation |  | WC | Capacity-Generation | FOM | 0 | [6 empty] | 0.55526 | 0
LCP_Inputs_ON_Diverse_2023_04_03 | 2035 | Wind Onshore | Generation |  | WC | Capacity-Generation | Flex Adder | 0 | [6 empty] | 0.55526 | 0
LCP_Inputs_ON_Diverse_2023_04_03 | 2036 | Anaerobic Digestion | Generation |  | ON | Capacity-Generation | FOM | 125864882.1654 | [6 empty] | 0.53391 | 67200289.6199
LCP_Inputs_ON_Diverse_2023_04_03 | 2036 | Anaerobic Digestion | Generation |  | ON | Capacity-Generation | Flex Adder | 0 | [6 empty] | 0.53391 | 0
LCP_Inputs_ON_Diverse_2023_04_03 | 2036 | Battery Storage | Storage |  | ON | Capacity-Storage | FOM | 0 | [6 empty] | 0.53391 | 0
LCP_Inputs_ON_Diverse_2023_04_03 | 2036 | Battery Storage | Storage |  | ON | Capacity-Storage | Flex Adder | 0 | [6 empty] | 0.53391 | 0
LCP_Inputs_ON_Diverse_2023_04_03 | 2036 | CH4 + CCS | Generation |  | ON | Capacity-Generation | FOM | 0 | [6 empty] | 0.53391 | 0
LCP_Inputs_ON_Diverse_2023_04_03 | 2036 | CH4 + CCS | Generation |  | ON | Capacity-Generation | Flex Adder | 0 | [6 empty] | 0.53391 | 0
LCP_Inputs_ON_Diverse_2023_04_03 | 2036 | Electrolyser 2020/2030 | Crossload |  | ON | Capacity-Crossload | FOM | 0 | [6 empty] | 0.53391 | 0
LCP_Inputs_ON_Diverse_2023_04_03 | 2036 | Electrolyser 2020/2030 | Crossload |  | ON | Capacity-Crossload | Flex Adder | 0 | [6 empty] | 0.53391 | 0
LCP_Inputs_ON_Diverse_2023_04_03 | 2036 | Generic - Generator | Generation |  | MI | Capacity-Generation | FOM | 0 | [6 empty] | 0.53391 | 0
LCP_Inputs_ON_Diverse_2023_04_03 | 2036 | Generic - Generator | Generation |  | MI | Capacity-Generation | Flex Adder | 0 | [6 empty] | 0.53391 | 0
LCP_Inputs_ON_Diverse_2023_04_03 | 2036 | Generic - Generator | Generation |  | NY | Capacity-Generation | FOM | 0 | [6 empty] | 0.53391 | 0
LCP_Inputs_ON_Diverse_2023_04_03 | 2036 | Generic - Generator | Generation |  | NY | Capacity-Generation | Flex Adder | 0 | [6 empty] | 0.53391 | 0
LCP_Inputs_ON_Diverse_2023_04_03 | 2036 | Generic - Generator | Generation |  | PJ | Capacity-Generation | FOM | 0 | [6 empty] | 0.53391 | 0
LCP_Inputs_ON_Diverse_2023_04_03 | 2036 | Generic - Generator | Generation |  | PJ | Capacity-Generation | Flex Adder | 0 | [6 empty] | 0.53391 | 0
LCP_Inputs_ON_Diverse_2023_04_03 | 2036 | Generic - Generator | Generation |  | QC | Capacity-Generation | FOM | 0 | [6 empty] | 0.53391 | 0
LCP_Inputs_ON_Diverse_2023_04_03 | 2036 | Generic - Generator | Generation |  | QC | Capacity-Generation | Flex Adder | 0 | [6 empty] | 0.53391 | 0
LCP_Inputs_ON_Diverse_2023_04_03 | 2036 | Generic - Generator | Generation |  | WC | Capacity-Generation | FOM | 0 | [6 empty] | 0.53391 | 0
LCP_Inputs_ON_Diverse_2023_04_03 | 2036 | Generic - Generator | Generation |  | WC | Capacity-Generation | Flex Adder | 0 | [6 empty] | 0.53391 | 0
LCP_Inputs_ON_Diverse_2023_04_03 | 2036 | H2 Salt Cavern Storage - ON | Storage |  | ON | Capacity-Storage | FOM | 0 | [6 empty] | 0.53391 | 0
LCP_Inputs_ON_Diverse_2023_04_03 | 2036 | H2 Salt Cavern Storage - ON | Storage |  | ON | Capacity-Storage | Flex Adder | 0 | [6 empty] | 0.53391 | 0
LCP_Inputs_ON_Diverse_2023_04_03 | 2036 | O/CCGT - H2 New | Crossload |  | ON | Capacity-Crossload | FOM | 8303240.8506 | [6 empty] | 0.53391 | 4433168.1748
LCP_Inputs_ON_Diverse_2023_04_03 | 2036 | O/CCGT - H2 New | Crossload |  | ON | Capacity-Crossload | Flex Adder | 0 | [6 empty] | 0.53391 | 0
LCP_Inputs_ON_Diverse_2023_04_03 | 2036 | SMR CCS | Crossload |  | ON | Capacity-Crossload | FOM | 467181914.1768 | [6 empty] | 0.53391 | 249432243.5116
LCP_Inputs_ON_Diverse_2023_04_03 | 2036 | SMR CCS | Crossload |  | ON | Capacity-Crossload | Flex Adder | 0 | [6 empty] | 0.53391 | 0
LCP_Inputs_ON_Diverse_2023_04_03 | 2036 | SMR CCS | Crossload |  | WC | Capacity-Crossload | FOM | 0 | [6 empty] | 0.53391 | 0
LCP_Inputs_ON_Diverse_2023_04_03 | 2036 | SMR CCS | Crossload |  | WC | Capacity-Crossload | Flex Adder | 0 | [6 empty] | 0.53391 | 0
LCP_Inputs_ON_Diverse_2023_04_03 | 2036 | Solar PV | Generation |  | ON | Capacity-Generation | FOM | 0 | [6 empty] | 0.53391 | 0
LCP_Inputs_ON_Diverse_2023_04_03 | 2036 | Solar PV | Generation |  | ON | Capacity-Generation | Flex Adder | 0 | [6 empty] | 0.53391 | 0
LCP_Inputs_ON_Diverse_2023_04_03 | 2036 | Solar PV | Generation |  | WC | Capacity-Generation | FOM | 0 | [6 empty] | 0.53391 | 0
LCP_Inputs_ON_Diverse_2023_04_03 | 2036 | Solar PV | Generation |  | WC | Capacity-Generation | Flex Adder | 0 | [6 empty] | 0.53391 | 0
LCP_Inputs_ON_Diverse_2023_04_03 | 2036 | Wind Onshore | Generation |  | MI | Capacity-Generation | FOM | 828035863.398 | [6 empty] | 0.53391 | 442095117.2293
LCP_Inputs_ON_Diverse_2023_04_03 | 2036 | Wind Onshore | Generation |  | MI | Capacity-Generation | Flex Adder | 0 | [6 empty] | 0.53391 | 0
LCP_Inputs_ON_Diverse_2023_04_03 | 2036 | Wind Onshore | Generation |  | NY | Capacity-Generation | FOM | 164797723.7865 | [6 empty] | 0.53391 | 87986852.064
LCP_Inputs_ON_Diverse_2023_04_03 | 2036 | Wind Onshore | Generation |  | NY | Capacity-Generation | Flex Adder | 0 | [6 empty] | 0.53391 | 0
LCP_Inputs_ON_Diverse_2023_04_03 | 2036 | Wind Onshore | Generation |  | ON | Capacity-Generation | FOM | 375000000 | [6 empty] | 0.53391 | 200215565.8822
LCP_Inputs_ON_Diverse_2023_04_03 | 2036 | Wind Onshore | Generation |  | ON | Capacity-Generation | Flex Adder | 0 | [6 empty] | 0.53391 | 0
LCP_Inputs_ON_Diverse_2023_04_03 | 2036 | Wind Onshore | Generation |  | PJ | Capacity-Generation | FOM | 4272159329.376 | [6 empty] | 0.53391 | 2280940793.7864
LCP_Inputs_ON_Diverse_2023_04_03 | 2036 | Wind Onshore | Generation |  | PJ | Capacity-Generation | Flex Adder | 0 | [6 empty] | 0.53391 | 0
LCP_Inputs_ON_Diverse_2023_04_03 | 2036 | Wind Onshore | Generation |  | WC | Capacity-Generation | FOM | 0 | [6 empty] | 0.53391 | 0
LCP_Inputs_ON_Diverse_2023_04_03 | 2036 | Wind Onshore | Generation |  | WC | Capacity-Generation | Flex Adder | 0 | [6 empty] | 0.53391 | 0
LCP_Inputs_ON_Diverse_2023_04_03 | 2037 | Anaerobic Digestion | Generation |  | ON | Capacity-Generation | FOM | 125864882.1654 | [6 empty] | 0.51337 | 64615663.096
LCP_Inputs_ON_Diverse_2023_04_03 | 2037 | Anaerobic Digestion | Generation |  | ON | Capacity-Generation | Flex Adder | 0 | [6 empty] | 0.51337 | 0
LCP_Inputs_ON_Diverse_2023_04_03 | 2037 | Battery Storage | Storage |  | ON | Capacity-Storage | FOM | 0 | [6 empty] | 0.51337 | 0
LCP_Inputs_ON_Diverse_2023_04_03 | 2037 | Battery Storage | Storage |  | ON | Capacity-Storage | Flex Adder | 0 | [6 empty] | 0.51337 | 0
LCP_Inputs_ON_Diverse_2023_04_03 | 2037 | CH4 + CCS | Generation |  | ON | Capacity-Generation | FOM | 0 | [6 empty] | 0.51337 | 0
LCP_Inputs_ON_Diverse_2023_04_03 | 2037 | CH4 + CCS | Generation |  | ON | Capacity-Generation | Flex Adder | 0 | [6 empty] | 0.51337 | 0
LCP_Inputs_ON_Diverse_2023_04_03 | 2037 | Electrolyser 2020/2030 | Crossload |  | ON | Capacity-Crossload | FOM | 0 | [6 empty] | 0.51337 | 0
LCP_Inputs_ON_Diverse_2023_04_03 | 2037 | Electrolyser 2020/2030 | Crossload |  | ON | Capacity-Crossload | Flex Adder | 0 | [6 empty] | 0.51337 | 0
LCP_Inputs_ON_Diverse_2023_04_03 | 2037 | Generic - Generator | Generation |  | MI | Capacity-Generation | FOM | 0 | [6 empty] | 0.51337 | 0
LCP_Inputs_ON_Diverse_2023_04_03 | 2037 | Generic - Generator | Generation |  | MI | Capacity-Generation | Flex Adder | 0 | [6 empty] | 0.51337 | 0
LCP_Inputs_ON_Diverse_2023_04_03 | 2037 | Generic - Generator | Generation |  | NY | Capacity-Generation | FOM | 0 | [6 empty] | 0.51337 | 0
LCP_Inputs_ON_Diverse_2023_04_03 | 2037 | Generic - Generator | Generation |  | NY | Capacity-Generation | Flex Adder | 0 | [6 empty] | 0.51337 | 0
LCP_Inputs_ON_Diverse_2023_04_03 | 2037 | Generic - Generator | Generation |  | PJ | Capacity-Generation | FOM | 0 | [6 empty] | 0.51337 | 0
LCP_Inputs_ON_Diverse_2023_04_03 | 2037 | Generic - Generator | Generation |  | PJ | Capacity-Generation | Flex Adder | 0 | [6 empty] | 0.51337 | 0
LCP_Inputs_ON_Diverse_2023_04_03 | 2037 | Generic - Generator | Generation |  | QC | Capacity-Generation | FOM | 0 | [6 empty] | 0.51337 | 0
LCP_Inputs_ON_Diverse_2023_04_03 | 2037 | Generic - Generator | Generation |  | QC | Capacity-Generation | Flex Adder | 0 | [6 empty] | 0.51337 | 0
LCP_Inputs_ON_Diverse_2023_04_03 | 2037 | Generic - Generator | Generation |  | WC | Capacity-Generation | FOM | 0 | [6 empty] | 0.51337 | 0
LCP_Inputs_ON_Diverse_2023_04_03 | 2037 | Generic - Generator | Generation |  | WC | Capacity-Generation | Flex Adder | 0 | [6 empty] | 0.51337 | 0
LCP_Inputs_ON_Diverse_2023_04_03 | 2037 | H2 Salt Cavern Storage - ON | Storage |  | ON | Capacity-Storage | FOM | 0 | [6 empty] | 0.51337 | 0
LCP_Inputs_ON_Diverse_2023_04_03 | 2037 | H2 Salt Cavern Storage - ON | Storage |  | ON | Capacity-Storage | Flex Adder | 0 | [6 empty] | 0.51337 | 0
LCP_Inputs_ON_Diverse_2023_04_03 | 2037 | O/CCGT - H2 New | Crossload |  | ON | Capacity-Crossload | FOM | 8303240.8506 | [6 empty] | 0.51337 | 4262661.7066
LCP_Inputs_ON_Diverse_2023_04_03 | 2037 | O/CCGT - H2 New | Crossload |  | ON | Capacity-Crossload | Flex Adder | 0 | [6 empty] | 0.51337 | 0
LCP_Inputs_ON_Diverse_2023_04_03 | 2037 | SMR CCS | Crossload |  | ON | Capacity-Crossload | FOM | 467181914.1768 | [6 empty] | 0.51337 | 239838695.6842
LCP_Inputs_ON_Diverse_2023_04_03 | 2037 | SMR CCS | Crossload |  | ON | Capacity-Crossload | Flex Adder | 0 | [6 empty] | 0.51337 | 0
LCP_Inputs_ON_Diverse_2023_04_03 | 2037 | SMR CCS | Crossload |  | WC | Capacity-Crossload | FOM | 0 | [6 empty] | 0.51337 | 0
LCP_Inputs_ON_Diverse_2023_04_03 | 2037 | SMR CCS | Crossload |  | WC | Capacity-Crossload | Flex Adder | 0 | [6 empty] | 0.51337 | 0
LCP_Inputs_ON_Diverse_2023_04_03 | 2037 | Solar PV | Generation |  | ON | Capacity-Generation | FOM | 0 | [6 empty] | 0.51337 | 0
LCP_Inputs_ON_Diverse_2023_04_03 | 2037 | Solar PV | Generation |  | ON | Capacity-Generation | Flex Adder | 0 | [6 empty] | 0.51337 | 0
LCP_Inputs_ON_Diverse_2023_04_03 | 2037 | Solar PV | Generation |  | WC | Capacity-Generation | FOM | 0 | [6 empty] | 0.51337 | 0
LCP_Inputs_ON_Diverse_2023_04_03 | 2037 | Solar PV | Generation |  | WC | Capacity-Generation | Flex Adder | 0 | [6 empty] | 0.51337 | 0
LCP_Inputs_ON_Diverse_2023_04_03 | 2037 | Wind Onshore | Generation |  | MI | Capacity-Generation | FOM | 828035863.398 | [6 empty] | 0.51337 | 425091458.8743
LCP_Inputs_ON_Diverse_2023_04_03 | 2037 | Wind Onshore | Generation |  | MI | Capacity-Generation | Flex Adder | 0 | [6 empty] | 0.51337 | 0
LCP_Inputs_ON_Diverse_2023_04_03 | 2037 | Wind Onshore | Generation |  | NY | Capacity-Generation | FOM | 164797723.7865 | [6 empty] | 0.51337 | 84602742.3693
LCP_Inputs_ON_Diverse_2023_04_03 | 2037 | Wind Onshore | Generation |  | NY | Capacity-Generation | Flex Adder | 0 | [6 empty] | 0.51337 | 0
LCP_Inputs_ON_Diverse_2023_04_03 | 2037 | Wind Onshore | Generation |  | ON | Capacity-Generation | FOM | 375000000 | [6 empty] | 0.51337 | 192514967.1944
LCP_Inputs_ON_Diverse_2023_04_03 | 2037 | Wind Onshore | Generation |  | ON | Capacity-Generation | Flex Adder | 0 | [6 empty] | 0.51337 | 0
LCP_Inputs_ON_Diverse_2023_04_03 | 2037 | Wind Onshore | Generation |  | PJ | Capacity-Generation | FOM | 4272159329.376 | [6 empty] | 0.51337 | 2193212301.7177
LCP_Inputs_ON_Diverse_2023_04_03 | 2037 | Wind Onshore | Generation |  | PJ | Capacity-Generation | Flex Adder | 0 | [6 empty] | 0.51337 | 0
LCP_Inputs_ON_Diverse_2023_04_03 | 2037 | Wind Onshore | Generation |  | WC | Capacity-Generation | FOM | 0 | [6 empty] | 0.51337 | 0
LCP_Inputs_ON_Diverse_2023_04_03 | 2037 | Wind Onshore | Generation |  | WC | Capacity-Generation | Flex Adder | 0 | [6 empty] | 0.51337 | 0
LCP_Inputs_ON_Diverse_2023_04_03 | 2038 | Anaerobic Digestion | Generation |  | ON | Capacity-Generation | FOM | 125864882.1654 | [6 empty] | 0.49363 | 62130445.2846
LCP_Inputs_ON_Diverse_2023_04_03 | 2038 | Anaerobic Digestion | Generation |  | ON | Capacity-Generation | Flex Adder | 0 | [6 empty] | 0.49363 | 0
LCP_Inputs_ON_Diverse_2023_04_03 | 2038 | Battery Storage | Storage |  | ON | Capacity-Storage | FOM | 0 | [6 empty] | 0.49363 | 0
LCP_Inputs_ON_Diverse_2023_04_03 | 2038 | Battery Storage | Storage |  | ON | Capacity-Storage | Flex Adder | 0 | [6 empty] | 0.49363 | 0
LCP_Inputs_ON_Diverse_2023_04_03 | 2038 | CH4 + CCS | Generation |  | ON | Capacity-Generation | FOM | 0 | [6 empty] | 0.49363 | 0
LCP_Inputs_ON_Diverse_2023_04_03 | 2038 | CH4 + CCS | Generation |  | ON | Capacity-Generation | Flex Adder | 0 | [6 empty] | 0.49363 | 0
LCP_Inputs_ON_Diverse_2023_04_03 | 2038 | Electrolyser 2020/2030 | Crossload |  | ON | Capacity-Crossload | FOM | 0 | [6 empty] | 0.49363 | 0
LCP_Inputs_ON_Diverse_2023_04_03 | 2038 | Electrolyser 2020/2030 | Crossload |  | ON | Capacity-Crossload | Flex Adder | 0 | [6 empty] | 0.49363 | 0
LCP_Inputs_ON_Diverse_2023_04_03 | 2038 | Generic - Generator | Generation |  | MI | Capacity-Generation | FOM | 0 | [6 empty] | 0.49363 | 0
LCP_Inputs_ON_Diverse_2023_04_03 | 2038 | Generic - Generator | Generation |  | MI | Capacity-Generation | Flex Adder | 0 | [6 empty] | 0.49363 | 0
LCP_Inputs_ON_Diverse_2023_04_03 | 2038 | Generic - Generator | Generation |  | NY | Capacity-Generation | FOM | 0 | [6 empty] | 0.49363 | 0
LCP_Inputs_ON_Diverse_2023_04_03 | 2038 | Generic - Generator | Generation |  | NY | Capacity-Generation | Flex Adder | 0 | [6 empty] | 0.49363 | 0
LCP_Inputs_ON_Diverse_2023_04_03 | 2038 | Generic - Generator | Generation |  | PJ | Capacity-Generation | FOM | 0 | [6 empty] | 0.49363 | 0
LCP_Inputs_ON_Diverse_2023_04_03 | 2038 | Generic - Generator | Generation |  | PJ | Capacity-Generation | Flex Adder | 0 | [6 empty] | 0.49363 | 0
LCP_Inputs_ON_Diverse_2023_04_03 | 2038 | Generic - Generator | Generation |  | QC | Capacity-Generation | FOM | 0 | [6 empty] | 0.49363 | 0
LCP_Inputs_ON_Diverse_2023_04_03 | 2038 | Generic - Generator | Generation |  | QC | Capacity-Generation | Flex Adder | 0 | [6 empty] | 0.49363 | 0
LCP_Inputs_ON_Diverse_2023_04_03 | 2038 | Generic - Generator | Generation |  | WC | Capacity-Generation | FOM | 0 | [6 empty] | 0.49363 | 0
LCP_Inputs_ON_Diverse_2023_04_03 | 2038 | Generic - Generator | Generation |  | WC | Capacity-Generation | Flex Adder | 0 | [6 empty] | 0.49363 | 0
LCP_Inputs_ON_Diverse_2023_04_03 | 2038 | H2 Salt Cavern Storage - ON | Storage |  | ON | Capacity-Storage | FOM | 0 | [6 empty] | 0.49363 | 0
LCP_Inputs_ON_Diverse_2023_04_03 | 2038 | H2 Salt Cavern Storage - ON | Storage |  | ON | Capacity-Storage | Flex Adder | 0 | [6 empty] | 0.49363 | 0
LCP_Inputs_ON_Diverse_2023_04_03 | 2038 | O/CCGT - H2 New | Crossload |  | ON | Capacity-Crossload | FOM | 8303240.8506 | [6 empty] | 0.49363 | 4098713.1794
LCP_Inputs_ON_Diverse_2023_04_03 | 2038 | O/CCGT - H2 New | Crossload |  | ON | Capacity-Crossload | Flex Adder | 0 | [6 empty] | 0.49363 | 0
LCP_Inputs_ON_Diverse_2023_04_03 | 2038 | SMR CCS | Crossload |  | ON | Capacity-Crossload | FOM | 467181914.1768 | [6 empty] | 0.49363 | 230614130.4656
LCP_Inputs_ON_Diverse_2023_04_03 | 2038 | SMR CCS | Crossload |  | ON | Capacity-Crossload | Flex Adder | 0 | [6 empty] | 0.49363 | 0
LCP_Inputs_ON_Diverse_2023_04_03 | 2038 | SMR CCS | Crossload |  | WC | Capacity-Crossload | FOM | 0 | [6 empty] | 0.49363 | 0
LCP_Inputs_ON_Diverse_2023_04_03 | 2038 | SMR CCS | Crossload |  | WC | Capacity-Crossload | Flex Adder | 0 | [6 empty] | 0.49363 | 0
LCP_Inputs_ON_Diverse_2023_04_03 | 2038 | Solar PV | Generation |  | ON | Capacity-Generation | FOM | 0 | [6 empty] | 0.49363 | 0
LCP_Inputs_ON_Diverse_2023_04_03 | 2038 | Solar PV | Generation |  | ON | Capacity-Generation | Flex Adder | 0 | [6 empty] | 0.49363 | 0
LCP_Inputs_ON_Diverse_2023_04_03 | 2038 | Solar PV | Generation |  | WC | Capacity-Generation | FOM | 0 | [6 empty] | 0.49363 | 0
LCP_Inputs_ON_Diverse_2023_04_03 | 2038 | Solar PV | Generation |  | WC | Capacity-Generation | Flex Adder | 0 | [6 empty] | 0.49363 | 0
LCP_Inputs_ON_Diverse_2023_04_03 | 2038 | Wind Onshore | Generation |  | MI | Capacity-Generation | FOM | 828035863.398 | [6 empty] | 0.49363 | 408741787.3791
LCP_Inputs_ON_Diverse_2023_04_03 | 2038 | Wind Onshore | Generation |  | MI | Capacity-Generation | Flex Adder | 0 | [6 empty] | 0.49363 | 0
LCP_Inputs_ON_Diverse_2023_04_03 | 2038 | Wind Onshore | Generation |  | NY | Capacity-Generation | FOM | 164797723.7865 | [6 empty] | 0.49363 | 81348790.7397
LCP_Inputs_ON_Diverse_2023_04_03 | 2038 | Wind Onshore | Generation |  | NY | Capacity-Generation | Flex Adder | 0 | [6 empty] | 0.49363 | 0
LCP_Inputs_ON_Diverse_2023_04_03 | 2038 | Wind Onshore | Generation |  | ON | Capacity-Generation | FOM | 375000000 | [6 empty] | 0.49363 | 185110545.3792
LCP_Inputs_ON_Diverse_2023_04_03 | 2038 | Wind Onshore | Generation |  | ON | Capacity-Generation | Flex Adder | 0 | [6 empty] | 0.49363 | 0
LCP_Inputs_ON_Diverse_2023_04_03 | 2038 | Wind Onshore | Generation |  | PJ | Capacity-Generation | FOM | 4272159329.376 | [6 empty] | 0.49363 | 2108857982.4209
LCP_Inputs_ON_Diverse_2023_04_03 | 2038 | Wind Onshore | Generation |  | PJ | Capacity-Generation | Flex Adder | 0 | [6 empty] | 0.49363 | 0
LCP_Inputs_ON_Diverse_2023_04_03 | 2038 | Wind Onshore | Generation |  | WC | Capacity-Generation | FOM | 0 | [6 empty] | 0.49363 | 0
LCP_Inputs_ON_Diverse_2023_04_03 | 2038 | Wind Onshore | Generation |  | WC | Capacity-Generation | Flex Adder | 0 | [6 empty] | 0.49363 | 0
LCP_Inputs_ON_Diverse_2023_04_03 | 2039 | Anaerobic Digestion | Generation |  | ON | Capacity-Generation | FOM | 125864882.1654 | [6 empty] | 0.47464 | 59740812.7737
LCP_Inputs_ON_Diverse_2023_04_03 | 2039 | Anaerobic Digestion | Generation |  | ON | Capacity-Generation | Flex Adder | 0 | [6 empty] | 0.47464 | 0
LCP_Inputs_ON_Diverse_2023_04_03 | 2039 | Battery Storage | Storage |  | ON | Capacity-Storage | FOM | 0 | [6 empty] | 0.47464 | 0
LCP_Inputs_ON_Diverse_2023_04_03 | 2039 | Battery Storage | Storage |  | ON | Capacity-Storage | Flex Adder | 0 | [6 empty] | 0.47464 | 0
LCP_Inputs_ON_Diverse_2023_04_03 | 2039 | CH4 + CCS | Generation |  | ON | Capacity-Generation | FOM | 0 | [6 empty] | 0.47464 | 0
LCP_Inputs_ON_Diverse_2023_04_03 | 2039 | CH4 + CCS | Generation |  | ON | Capacity-Generation | Flex Adder | 0 | [6 empty] | 0.47464 | 0
LCP_Inputs_ON_Diverse_2023_04_03 | 2039 | Electrolyser 2020/2030 | Crossload |  | ON | Capacity-Crossload | FOM | 0 | [6 empty] | 0.47464 | 0
LCP_Inputs_ON_Diverse_2023_04_03 | 2039 | Electrolyser 2020/2030 | Crossload |  | ON | Capacity-Crossload | Flex Adder | 0 | [6 empty] | 0.47464 | 0
LCP_Inputs_ON_Diverse_2023_04_03 | 2039 | Generic - Generator | Generation |  | MI | Capacity-Generation | FOM | 0 | [6 empty] | 0.47464 | 0
LCP_Inputs_ON_Diverse_2023_04_03 | 2039 | Generic - Generator | Generation |  | MI | Capacity-Generation | Flex Adder | 0 | [6 empty] | 0.47464 | 0
LCP_Inputs_ON_Diverse_2023_04_03 | 2039 | Generic - Generator | Generation |  | NY | Capacity-Generation | FOM | 0 | [6 empty] | 0.47464 | 0
LCP_Inputs_ON_Diverse_2023_04_03 | 2039 | Generic - Generator | Generation |  | NY | Capacity-Generation | Flex Adder | 0 | [6 empty] | 0.47464 | 0
LCP_Inputs_ON_Diverse_2023_04_03 | 2039 | Generic - Generator | Generation |  | PJ | Capacity-Generation | FOM | 0 | [6 empty] | 0.47464 | 0
LCP_Inputs_ON_Diverse_2023_04_03 | 2039 | Generic - Generator | Generation |  | PJ | Capacity-Generation | Flex Adder | 0 | [6 empty] | 0.47464 | 0
LCP_Inputs_ON_Diverse_2023_04_03 | 2039 | Generic - Generator | Generation |  | QC | Capacity-Generation | FOM | 0 | [6 empty] | 0.47464 | 0
LCP_Inputs_ON_Diverse_2023_04_03 | 2039 | Generic - Generator | Generation |  | QC | Capacity-Generation | Flex Adder | 0 | [6 empty] | 0.47464 | 0
LCP_Inputs_ON_Diverse_2023_04_03 | 2039 | Generic - Generator | Generation |  | WC | Capacity-Generation | FOM | 0 | [6 empty] | 0.47464 | 0
LCP_Inputs_ON_Diverse_2023_04_03 | 2039 | Generic - Generator | Generation |  | WC | Capacity-Generation | Flex Adder | 0 | [6 empty] | 0.47464 | 0
LCP_Inputs_ON_Diverse_2023_04_03 | 2039 | H2 Salt Cavern Storage - ON | Storage |  | ON | Capacity-Storage | FOM | 0 | [6 empty] | 0.47464 | 0
LCP_Inputs_ON_Diverse_2023_04_03 | 2039 | H2 Salt Cavern Storage - ON | Storage |  | ON | Capacity-Storage | Flex Adder | 0 | [6 empty] | 0.47464 | 0
LCP_Inputs_ON_Diverse_2023_04_03 | 2039 | O/CCGT - H2 New | Crossload |  | ON | Capacity-Crossload | FOM | 8303240.8506 | [6 empty] | 0.47464 | 3941070.3648
LCP_Inputs_ON_Diverse_2023_04_03 | 2039 | O/CCGT - H2 New | Crossload |  | ON | Capacity-Crossload | Flex Adder | 0 | [6 empty] | 0.47464 | 0
LCP_Inputs_ON_Diverse_2023_04_03 | 2039 | SMR CCS | Crossload |  | ON | Capacity-Crossload | FOM | 467181914.1768 | [6 empty] | 0.47464 | 221744356.2169
LCP_Inputs_ON_Diverse_2023_04_03 | 2039 | SMR CCS | Crossload |  | ON | Capacity-Crossload | Flex Adder | 0 | [6 empty] | 0.47464 | 0
LCP_Inputs_ON_Diverse_2023_04_03 | 2039 | SMR CCS | Crossload |  | WC | Capacity-Crossload | FOM | 0 | [6 empty] | 0.47464 | 0
LCP_Inputs_ON_Diverse_2023_04_03 | 2039 | SMR CCS | Crossload |  | WC | Capacity-Crossload | Flex Adder | 0 | [6 empty] | 0.47464 | 0
LCP_Inputs_ON_Diverse_2023_04_03 | 2039 | Solar PV | Generation |  | ON | Capacity-Generation | FOM | 0 | [6 empty] | 0.47464 | 0
LCP_Inputs_ON_Diverse_2023_04_03 | 2039 | Solar PV | Generation |  | ON | Capacity-Generation | Flex Adder | 0 | [6 empty] | 0.47464 | 0
LCP_Inputs_ON_Diverse_2023_04_03 | 2039 | Solar PV | Generation |  | WC | Capacity-Generation | FOM | 0 | [6 empty] | 0.47464 | 0
LCP_Inputs_ON_Diverse_2023_04_03 | 2039 | Solar PV | Generation |  | WC | Capacity-Generation | Flex Adder | 0 | [6 empty] | 0.47464 | 0
LCP_Inputs_ON_Diverse_2023_04_03 | 2039 | Wind Onshore | Generation |  | MI | Capacity-Generation | FOM | 828035863.398 | [6 empty] | 0.47464 | 393020949.403
LCP_Inputs_ON_Diverse_2023_04_03 | 2039 | Wind Onshore | Generation |  | MI | Capacity-Generation | Flex Adder | 0 | [6 empty] | 0.47464 | 0
LCP_Inputs_ON_Diverse_2023_04_03 | 2039 | Wind Onshore | Generation |  | NY | Capacity-Generation | FOM | 164797723.7865 | [6 empty] | 0.47464 | 78219991.0958
LCP_Inputs_ON_Diverse_2023_04_03 | 2039 | Wind Onshore | Generation |  | NY | Capacity-Generation | Flex Adder | 0 | [6 empty] | 0.47464 | 0
LCP_Inputs_ON_Diverse_2023_04_03 | 2039 | Wind Onshore | Generation |  | ON | Capacity-Generation | FOM | 375000000 | [6 empty] | 0.47464 | 177990909.0185
LCP_Inputs_ON_Diverse_2023_04_03 | 2039 | Wind Onshore | Generation |  | ON | Capacity-Generation | Flex Adder | 0 | [6 empty] | 0.47464 | 0
LCP_Inputs_ON_Diverse_2023_04_03 | 2039 | Wind Onshore | Generation |  | PJ | Capacity-Generation | FOM | 4272159329.376 | [6 empty] | 0.47464 | 2027748060.0201
LCP_Inputs_ON_Diverse_2023_04_03 | 2039 | Wind Onshore | Generation |  | PJ | Capacity-Generation | Flex Adder | 0 | [6 empty] | 0.47464 | 0
LCP_Inputs_ON_Diverse_2023_04_03 | 2039 | Wind Onshore | Generation |  | WC | Capacity-Generation | FOM | 0 | [6 empty] | 0.47464 | 0
LCP_Inputs_ON_Diverse_2023_04_03 | 2039 | Wind Onshore | Generation |  | WC | Capacity-Generation | Flex Adder | 0 | [6 empty] | 0.47464 | 0
LCP_Inputs_ON_Diverse_2023_04_03 | 2040 | Anaerobic Digestion | Generation |  | ON | Capacity-Generation | CONE | 294003793.5853 | [6 empty] | 0.45639 | 134179493.526
LCP_Inputs_ON_Diverse_2023_04_03 | 2040 | Anaerobic Digestion | Generation |  | ON | Capacity-Generation | FOM | 259916098.1302 | [6 empty] | 0.45639 | 118622314.2942
LCP_Inputs_ON_Diverse_2023_04_03 | 2040 | Anaerobic Digestion | Generation |  | ON | Capacity-Generation | Flex Adder | 0 | [6 empty] | 0.45639 | 0
LCP_Inputs_ON_Diverse_2023_04_03 | 2040 | Battery Storage | Storage |  | ON | Capacity-Storage | CONE | 0 | [6 empty] | 0.45639 | 0
LCP_Inputs_ON_Diverse_2023_04_03 | 2040 | Battery Storage | Storage |  | ON | Capacity-Storage | FOM | 0 | [6 empty] | 0.45639 | 0
LCP_Inputs_ON_Diverse_2023_04_03 | 2040 | Battery Storage | Storage |  | ON | Capacity-Storage | Flex Adder | 0 | [6 empty] | 0.45639 | 0
LCP_Inputs_ON_Diverse_2023_04_03 | 2040 | Biomass + CCS | Generation |  | ON | Capacity-Generation | CONE | 0 | [6 empty] | 0.45639 | 0
LCP_Inputs_ON_Diverse_2023_04_03 | 2040 | Biomass + CCS | Generation |  | ON | Capacity-Generation | FOM | 0 | [6 empty] | 0.45639 | 0
LCP_Inputs_ON_Diverse_2023_04_03 | 2040 | Biomass + CCS | Generation |  | ON | Capacity-Generation | Flex Adder | 0 | [6 empty] | 0.45639 | 0
LCP_Inputs_ON_Diverse_2023_04_03 | 2040 | CH4 + CCS | Generation |  | ON | Capacity-Generation | CONE | 0 | [6 empty] | 0.45639 | 0
LCP_Inputs_ON_Diverse_2023_04_03 | 2040 | CH4 + CCS | Generation |  | ON | Capacity-Generation | FOM | 0 | [6 empty] | 0.45639 | 0
LCP_Inputs_ON_Diverse_2023_04_03 | 2040 | CH4 + CCS | Generation |  | ON | Capacity-Generation | Flex Adder | 0 | [6 empty] | 0.45639 | 0
LCP_Inputs_ON_Diverse_2023_04_03 | 2040 | Electrolyser 2020/2030 | Crossload |  | ON | Capacity-Crossload | FOM | 0 | [6 empty] | 0.45639 | 0
LCP_Inputs_ON_Diverse_2023_04_03 | 2040 | Electrolyser 2020/2030 | Crossload |  | ON | Capacity-Crossload | Flex Adder | 0 | [6 empty] | 0.45639 | 0
LCP_Inputs_ON_Diverse_2023_04_03 | 2040 | Electrolyser 2040 | Crossload |  | ON | Capacity-Crossload | CONE | 1256077883.2818 | [6 empty] | 0.45639 | 573257549.342
LCP_Inputs_ON_Diverse_2023_04_03 | 2040 | Electrolyser 2040 | Crossload |  | ON | Capacity-Crossload | FOM | 102477216.5848 | [6 empty] | 0.45639 | 46769263.9323
LCP_Inputs_ON_Diverse_2023_04_03 | 2040 | Electrolyser 2040 | Crossload |  | ON | Capacity-Crossload | Flex Adder | 0 | [6 empty] | 0.45639 | 0
LCP_Inputs_ON_Diverse_2023_04_03 | 2040 | Generic - Generator | Generation |  | MI | Capacity-Generation | CONE | 0 | [6 empty] | 0.45639 | 0
LCP_Inputs_ON_Diverse_2023_04_03 | 2040 | Generic - Generator | Generation |  | MI | Capacity-Generation | FOM | 0 | [6 empty] | 0.45639 | 0
LCP_Inputs_ON_Diverse_2023_04_03 | 2040 | Generic - Generator | Generation |  | MI | Capacity-Generation | Flex Adder | 0 | [6 empty] | 0.45639 | 0
LCP_Inputs_ON_Diverse_2023_04_03 | 2040 | Generic - Generator | Generation |  | NY | Capacity-Generation | CONE | 0 | [6 empty] | 0.45639 | 0
LCP_Inputs_ON_Diverse_2023_04_03 | 2040 | Generic - Generator | Generation |  | NY | Capacity-Generation | FOM | 0 | [6 empty] | 0.45639 | 0
LCP_Inputs_ON_Diverse_2023_04_03 | 2040 | Generic - Generator | Generation |  | NY | Capacity-Generation | Flex Adder | 0 | [6 empty] | 0.45639 | 0
LCP_Inputs_ON_Diverse_2023_04_03 | 2040 | Generic - Generator | Generation |  | PJ | Capacity-Generation | CONE | 0 | [6 empty] | 0.45639 | 0
LCP_Inputs_ON_Diverse_2023_04_03 | 2040 | Generic - Generator | Generation |  | PJ | Capacity-Generation | FOM | 0 | [6 empty] | 0.45639 | 0
LCP_Inputs_ON_Diverse_2023_04_03 | 2040 | Generic - Generator | Generation |  | PJ | Capacity-Generation | Flex Adder | 0 | [6 empty] | 0.45639 | 0
LCP_Inputs_ON_Diverse_2023_04_03 | 2040 | Generic - Generator | Generation |  | QC | Capacity-Generation | CONE | 0 | [6 empty] | 0.45639 | 0
LCP_Inputs_ON_Diverse_2023_04_03 | 2040 | Generic - Generator | Generation |  | QC | Capacity-Generation | FOM | 0 | [6 empty] | 0.45639 | 0
LCP_Inputs_ON_Diverse_2023_04_03 | 2040 | Generic - Generator | Generation |  | QC | Capacity-Generation | Flex Adder | 0 | [6 empty] | 0.45639 | 0
LCP_Inputs_ON_Diverse_2023_04_03 | 2040 | Generic - Generator | Generation |  | WC | Capacity-Generation | CONE | 0 | [6 empty] | 0.45639 | 0
LCP_Inputs_ON_Diverse_2023_04_03 | 2040 | Generic - Generator | Generation |  | WC | Capacity-Generation | FOM | 0 | [6 empty] | 0.45639 | 0
LCP_Inputs_ON_Diverse_2023_04_03 | 2040 | Generic - Generator | Generation |  | WC | Capacity-Generation | Flex Adder | 0 | [6 empty] | 0.45639 | 0
LCP_Inputs_ON_Diverse_2023_04_03 | 2040 | H2 Import - WC | Import |  | WC | Capacity-Import | CONE | 5.0384 | [6 empty] | 0.45639 | 2.2994
LCP_Inputs_ON_Diverse_2023_04_03 | 2040 | H2 Import - WC | Import |  | WC | Capacity-Import | FOM | 0 | [6 empty] | 0.45639 | 0
LCP_Inputs_ON_Diverse_2023_04_03 | 2040 | H2 Import - WC | Import |  | WC | Capacity-Import | Flex Adder | 0 | [6 empty] | 0.45639 | 0
LCP_Inputs_ON_Diverse_2023_04_03 | 2040 | H2 Salt Cavern Storage - ON | Storage |  | ON | Capacity-Storage | CONE | 44 | [6 empty] | 0.45639 | 20.081
LCP_Inputs_ON_Diverse_2023_04_03 | 2040 | H2 Salt Cavern Storage - ON | Storage |  | ON | Capacity-Storage | FOM | 0 | [6 empty] | 0.45639 | 0
LCP_Inputs_ON_Diverse_2023_04_03 | 2040 | H2 Salt Cavern Storage - ON | Storage |  | ON | Capacity-Storage | Flex Adder | 0 | [6 empty] | 0.45639 | 0
LCP_Inputs_ON_Diverse_2023_04_03 | 2040 | Hydro | Generation |  | ON | Capacity-Generation | CONE | 0 | [6 empty] | 0.45639 | 0
LCP_Inputs_ON_Diverse_2023_04_03 | 2040 | Hydro | Generation |  | ON | Capacity-Generation | FOM | 0 | [6 empty] | 0.45639 | 0
LCP_Inputs_ON_Diverse_2023_04_03 | 2040 | Hydro | Generation |  | ON | Capacity-Generation | Flex Adder | 0 | [6 empty] | 0.45639 | 0
LCP_Inputs_ON_Diverse_2023_04_03 | 2040 | Nuclear | Generation |  | ON | Capacity-Generation | CONE | 0 | [6 empty] | 0.45639 | 0
LCP_Inputs_ON_Diverse_2023_04_03 | 2040 | Nuclear | Generation |  | ON | Capacity-Generation | FOM | 0 | [6 empty] | 0.45639 | 0
LCP_Inputs_ON_Diverse_2023_04_03 | 2040 | Nuclear | Generation |  | ON | Capacity-Generation | Flex Adder | 0 | [6 empty] | 0.45639 | 0
LCP_Inputs_ON_Diverse_2023_04_03 | 2040 | Nuclear SMR | Generation |  | ON | Capacity-Generation | CONE | 0 | [6 empty] | 0.45639 | 0
LCP_Inputs_ON_Diverse_2023_04_03 | 2040 | Nuclear SMR | Generation |  | ON | Capacity-Generation | FOM | 0 | [6 empty] | 0.45639 | 0
LCP_Inputs_ON_Diverse_2023_04_03 | 2040 | Nuclear SMR | Generation |  | ON | Capacity-Generation | Flex Adder | 0 | [6 empty] | 0.45639 | 0
LCP_Inputs_ON_Diverse_2023_04_03 | 2040 | O/CCGT - H2 New | Crossload |  | ON | Capacity-Crossload | CONE | 910752191.5477 | [6 empty] | 0.45639 | 415655411.4466
LCP_Inputs_ON_Diverse_2023_04_03 | 2040 | O/CCGT - H2 New | Crossload |  | ON | Capacity-Crossload | FOM | 71027220.9848 | [6 empty] | 0.45639 | 32415896.4824
LCP_Inputs_ON_Diverse_2023_04_03 | 2040 | O/CCGT - H2 New | Crossload |  | ON | Capacity-Crossload | Flex Adder | 0 | [6 empty] | 0.45639 | 0
LCP_Inputs_ON_Diverse_2023_04_03 | 2040 | SMR CCS | Crossload |  | ON | Capacity-Crossload | CONE | 6091845132.9951 | [6 empty] | 0.45639 | 2780238596.9788
LCP_Inputs_ON_Diverse_2023_04_03 | 2040 | SMR CCS | Crossload |  | ON | Capacity-Crossload | FOM | 882534991.4265 | [6 empty] | 0.45639 | 402777449.6529
LCP_Inputs_ON_Diverse_2023_04_03 | 2040 | SMR CCS | Crossload |  | ON | Capacity-Crossload | Flex Adder | 0 | [6 empty] | 0.45639 | 0
LCP_Inputs_ON_Diverse_2023_04_03 | 2040 | SMR CCS | Crossload |  | WC | Capacity-Crossload | CONE | 0 | [6 empty] | 0.45639 | 0
LCP_Inputs_ON_Diverse_2023_04_03 | 2040 | SMR CCS | Crossload |  | WC | Capacity-Crossload | FOM | 0 | [6 empty] | 0.45639 | 0
LCP_Inputs_ON_Diverse_2023_04_03 | 2040 | SMR CCS | Crossload |  | WC | Capacity-Crossload | Flex Adder | 0 | [6 empty] | 0.45639 | 0
LCP_Inputs_ON_Diverse_2023_04_03 | 2040 | Solar PV | Generation |  | ON | Capacity-Generation | CONE | 1189409969.1148 | [6 empty] | 0.45639 | 542831183.5857
LCP_Inputs_ON_Diverse_2023_04_03 | 2040 | Solar PV | Generation |  | ON | Capacity-Generation | FOM | 59858748.9524 | [6 empty] | 0.45639 | 27318751.6378
LCP_Inputs_ON_Diverse_2023_04_03 | 2040 | Solar PV | Generation |  | ON | Capacity-Generation | Flex Adder | 0 | [6 empty] | 0.45639 | 0
LCP_Inputs_ON_Diverse_2023_04_03 | 2040 | Solar PV | Generation |  | WC | Capacity-Generation | CONE | 264271304.2828 | [6 empty] | 0.45639 | 120609973.5303
LCP_Inputs_ON_Diverse_2023_04_03 | 2040 | Solar PV | Generation |  | WC | Capacity-Generation | FOM | 13299829.3853 | [6 empty] | 0.45639 | 6069868.5182
LCP_Inputs_ON_Diverse_2023_04_03 | 2040 | Solar PV | Generation |  | WC | Capacity-Generation | Flex Adder | 0 | [6 empty] | 0.45639 | 0
LCP_Inputs_ON_Diverse_2023_04_03 | 2040 | Wind Offshore | Generation |  | ON | Capacity-Generation | CONE | 0 | [6 empty] | 0.45639 | 0
LCP_Inputs_ON_Diverse_2023_04_03 | 2040 | Wind Offshore | Generation |  | ON | Capacity-Generation | FOM | 0 | [6 empty] | 0.45639 | 0
LCP_Inputs_ON_Diverse_2023_04_03 | 2040 | Wind Offshore | Generation |  | ON | Capacity-Generation | Flex Adder | 0 | [6 empty] | 0.45639 | 0
LCP_Inputs_ON_Diverse_2023_04_03 | 2040 | Wind Onshore | Generation |  | MI | Capacity-Generation | CONE | 0 | [6 empty] | 0.45639 | 0
LCP_Inputs_ON_Diverse_2023_04_03 | 2040 | Wind Onshore | Generation |  | MI | Capacity-Generation | FOM | 828035863.398 | [6 empty] | 0.45639 | 377904759.0414
LCP_Inputs_ON_Diverse_2023_04_03 | 2040 | Wind Onshore | Generation |  | MI | Capacity-Generation | Flex Adder | 0 | [6 empty] | 0.45639 | 0
LCP_Inputs_ON_Diverse_2023_04_03 | 2040 | Wind Onshore | Generation |  | NY | Capacity-Generation | CONE | 0 | [6 empty] | 0.45639 | 0
LCP_Inputs_ON_Diverse_2023_04_03 | 2040 | Wind Onshore | Generation |  | NY | Capacity-Generation | FOM | 164797723.7865 | [6 empty] | 0.45639 | 75211529.8998
LCP_Inputs_ON_Diverse_2023_04_03 | 2040 | Wind Onshore | Generation |  | NY | Capacity-Generation | Flex Adder | 0 | [6 empty] | 0.45639 | 0
LCP_Inputs_ON_Diverse_2023_04_03 | 2040 | Wind Onshore | Generation |  | ON | Capacity-Generation | CONE | 10673300000 | [6 empty] | 0.45639 | 4871154792.8903
LCP_Inputs_ON_Diverse_2023_04_03 | 2040 | Wind Onshore | Generation |  | ON | Capacity-Generation | FOM | 875000000 | [6 empty] | 0.45639 | 399338577.9261
LCP_Inputs_ON_Diverse_2023_04_03 | 2040 | Wind Onshore | Generation |  | ON | Capacity-Generation | Flex Adder | 0 | [6 empty] | 0.45639 | 0
LCP_Inputs_ON_Diverse_2023_04_03 | 2040 | Wind Onshore | Generation |  | PJ | Capacity-Generation | CONE | 653896537.6095 | [6 empty] | 0.45639 | 298429843.9312
LCP_Inputs_ON_Diverse_2023_04_03 | 2040 | Wind Onshore | Generation |  | PJ | Capacity-Generation | FOM | 4302791680.0834 | [6 empty] | 0.45639 | 1963737955.0136
LCP_Inputs_ON_Diverse_2023_04_03 | 2040 | Wind Onshore | Generation |  | PJ | Capacity-Generation | Flex Adder | 0 | [6 empty] | 0.45639 | 0
LCP_Inputs_ON_Diverse_2023_04_03 | 2040 | Wind Onshore | Generation |  | WC | Capacity-Generation | CONE | 0 | [6 empty] | 0.45639 | 0
LCP_Inputs_ON_Diverse_2023_04_03 | 2040 | Wind Onshore | Generation |  | WC | Capacity-Generation | FOM | 0 | [6 empty] | 0.45639 | 0
LCP_Inputs_ON_Diverse_2023_04_03 | 2040 | Wind Onshore | Generation |  | WC | Capacity-Generation | Flex Adder | 0 | [6 empty] | 0.45639 | 0
LCP_Inputs_ON_Diverse_2023_04_03 | 2041 | Anaerobic Digestion | Generation |  | ON | Capacity-Generation | FOM | 259916098.1302 | [6 empty] | 0.43883 | 114059917.5906
LCP_Inputs_ON_Diverse_2023_04_03 | 2041 | Anaerobic Digestion | Generation |  | ON | Capacity-Generation | Flex Adder | 0 | [6 empty] | 0.43883 | 0
LCP_Inputs_ON_Diverse_2023_04_03 | 2041 | Battery Storage | Storage |  | ON | Capacity-Storage | FOM | 0 | [6 empty] | 0.43883 | 0
LCP_Inputs_ON_Diverse_2023_04_03 | 2041 | Battery Storage | Storage |  | ON | Capacity-Storage | Flex Adder | 0 | [6 empty] | 0.43883 | 0
LCP_Inputs_ON_Diverse_2023_04_03 | 2041 | Biomass + CCS | Generation |  | ON | Capacity-Generation | FOM | 0 | [6 empty] | 0.43883 | 0
LCP_Inputs_ON_Diverse_2023_04_03 | 2041 | Biomass + CCS | Generation |  | ON | Capacity-Generation | Flex Adder | 0 | [6 empty] | 0.43883 | 0
LCP_Inputs_ON_Diverse_2023_04_03 | 2041 | CH4 + CCS | Generation |  | ON | Capacity-Generation | FOM | 0 | [6 empty] | 0.43883 | 0
LCP_Inputs_ON_Diverse_2023_04_03 | 2041 | CH4 + CCS | Generation |  | ON | Capacity-Generation | Flex Adder | 0 | [6 empty] | 0.43883 | 0
LCP_Inputs_ON_Diverse_2023_04_03 | 2041 | Electrolyser 2020/2030 | Crossload |  | ON | Capacity-Crossload | FOM | 0 | [6 empty] | 0.43883 | 0
LCP_Inputs_ON_Diverse_2023_04_03 | 2041 | Electrolyser 2020/2030 | Crossload |  | ON | Capacity-Crossload | Flex Adder | 0 | [6 empty] | 0.43883 | 0
LCP_Inputs_ON_Diverse_2023_04_03 | 2041 | Electrolyser 2040 | Crossload |  | ON | Capacity-Crossload | FOM | 102477216.5848 | [6 empty] | 0.43883 | 44970446.0888
LCP_Inputs_ON_Diverse_2023_04_03 | 2041 | Electrolyser 2040 | Crossload |  | ON | Capacity-Crossload | Flex Adder | 0 | [6 empty] | 0.43883 | 0
LCP_Inputs_ON_Diverse_2023_04_03 | 2041 | Generic - Generator | Generation |  | MI | Capacity-Generation | FOM | 0 | [6 empty] | 0.43883 | 0
LCP_Inputs_ON_Diverse_2023_04_03 | 2041 | Generic - Generator | Generation |  | MI | Capacity-Generation | Flex Adder | 0 | [6 empty] | 0.43883 | 0
LCP_Inputs_ON_Diverse_2023_04_03 | 2041 | Generic - Generator | Generation |  | NY | Capacity-Generation | FOM | 0 | [6 empty] | 0.43883 | 0
LCP_Inputs_ON_Diverse_2023_04_03 | 2041 | Generic - Generator | Generation |  | NY | Capacity-Generation | Flex Adder | 0 | [6 empty] | 0.43883 | 0
LCP_Inputs_ON_Diverse_2023_04_03 | 2041 | Generic - Generator | Generation |  | PJ | Capacity-Generation | FOM | 0 | [6 empty] | 0.43883 | 0
LCP_Inputs_ON_Diverse_2023_04_03 | 2041 | Generic - Generator | Generation |  | PJ | Capacity-Generation | Flex Adder | 0 | [6 empty] | 0.43883 | 0
LCP_Inputs_ON_Diverse_2023_04_03 | 2041 | Generic - Generator | Generation |  | QC | Capacity-Generation | FOM | 0 | [6 empty] | 0.43883 | 0
LCP_Inputs_ON_Diverse_2023_04_03 | 2041 | Generic - Generator | Generation |  | QC | Capacity-Generation | Flex Adder | 0 | [6 empty] | 0.43883 | 0
LCP_Inputs_ON_Diverse_2023_04_03 | 2041 | Generic - Generator | Generation |  | WC | Capacity-Generation | FOM | 0 | [6 empty] | 0.43883 | 0
LCP_Inputs_ON_Diverse_2023_04_03 | 2041 | Generic - Generator | Generation |  | WC | Capacity-Generation | Flex Adder | 0 | [6 empty] | 0.43883 | 0
LCP_Inputs_ON_Diverse_2023_04_03 | 2041 | H2 Import - WC | Import |  | WC | Capacity-Import | FOM | 0 | [6 empty] | 0.43883 | 0
LCP_Inputs_ON_Diverse_2023_04_03 | 2041 | H2 Import - WC | Import |  | WC | Capacity-Import | Flex Adder | 0 | [6 empty] | 0.43883 | 0
LCP_Inputs_ON_Diverse_2023_04_03 | 2041 | H2 Salt Cavern Storage - ON | Storage |  | ON | Capacity-Storage | FOM | 0 | [6 empty] | 0.43883 | 0
LCP_Inputs_ON_Diverse_2023_04_03 | 2041 | H2 Salt Cavern Storage - ON | Storage |  | ON | Capacity-Storage | Flex Adder | 0 | [6 empty] | 0.43883 | 0
LCP_Inputs_ON_Diverse_2023_04_03 | 2041 | Hydro | Generation |  | ON | Capacity-Generation | FOM | 0 | [6 empty] | 0.43883 | 0
LCP_Inputs_ON_Diverse_2023_04_03 | 2041 | Hydro | Generation |  | ON | Capacity-Generation | Flex Adder | 0 | [6 empty] | 0.43883 | 0
LCP_Inputs_ON_Diverse_2023_04_03 | 2041 | Nuclear | Generation |  | ON | Capacity-Generation | FOM | 0 | [6 empty] | 0.43883 | 0
LCP_Inputs_ON_Diverse_2023_04_03 | 2041 | Nuclear | Generation |  | ON | Capacity-Generation | Flex Adder | 0 | [6 empty] | 0.43883 | 0
LCP_Inputs_ON_Diverse_2023_04_03 | 2041 | Nuclear SMR | Generation |  | ON | Capacity-Generation | FOM | 0 | [6 empty] | 0.43883 | 0
LCP_Inputs_ON_Diverse_2023_04_03 | 2041 | Nuclear SMR | Generation |  | ON | Capacity-Generation | Flex Adder | 0 | [6 empty] | 0.43883 | 0
LCP_Inputs_ON_Diverse_2023_04_03 | 2041 | O/CCGT - H2 New | Crossload |  | ON | Capacity-Crossload | FOM | 71027220.9848 | [6 empty] | 0.43883 | 31169131.2331
LCP_Inputs_ON_Diverse_2023_04_03 | 2041 | O/CCGT - H2 New | Crossload |  | ON | Capacity-Crossload | Flex Adder | 0 | [6 empty] | 0.43883 | 0
LCP_Inputs_ON_Diverse_2023_04_03 | 2041 | SMR CCS | Crossload |  | ON | Capacity-Crossload | FOM | 882534991.4265 | [6 empty] | 0.43883 | 387286009.2816
LCP_Inputs_ON_Diverse_2023_04_03 | 2041 | SMR CCS | Crossload |  | ON | Capacity-Crossload | Flex Adder | 0 | [6 empty] | 0.43883 | 0
LCP_Inputs_ON_Diverse_2023_04_03 | 2041 | SMR CCS | Crossload |  | WC | Capacity-Crossload | FOM | 0 | [6 empty] | 0.43883 | 0
LCP_Inputs_ON_Diverse_2023_04_03 | 2041 | SMR CCS | Crossload |  | WC | Capacity-Crossload | Flex Adder | 0 | [6 empty] | 0.43883 | 0
LCP_Inputs_ON_Diverse_2023_04_03 | 2041 | Solar PV | Generation |  | ON | Capacity-Generation | FOM | 59858748.9524 | [6 empty] | 0.43883 | 26268030.421
LCP_Inputs_ON_Diverse_2023_04_03 | 2041 | Solar PV | Generation |  | ON | Capacity-Generation | Flex Adder | 0 | [6 empty] | 0.43883 | 0
LCP_Inputs_ON_Diverse_2023_04_03 | 2041 | Solar PV | Generation |  | WC | Capacity-Generation | FOM | 13299829.3853 | [6 empty] | 0.43883 | 5836412.0367
LCP_Inputs_ON_Diverse_2023_04_03 | 2041 | Solar PV | Generation |  | WC | Capacity-Generation | Flex Adder | 0 | [6 empty] | 0.43883 | 0
LCP_Inputs_ON_Diverse_2023_04_03 | 2041 | Wind Offshore | Generation |  | ON | Capacity-Generation | FOM | 0 | [6 empty] | 0.43883 | 0
LCP_Inputs_ON_Diverse_2023_04_03 | 2041 | Wind Offshore | Generation |  | ON | Capacity-Generation | Flex Adder | 0 | [6 empty] | 0.43883 | 0
LCP_Inputs_ON_Diverse_2023_04_03 | 2041 | Wind Onshore | Generation |  | MI | Capacity-Generation | FOM | 828035863.398 | [6 empty] | 0.43883 | 363369960.6167
LCP_Inputs_ON_Diverse_2023_04_03 | 2041 | Wind Onshore | Generation |  | MI | Capacity-Generation | Flex Adder | 0 | [6 empty] | 0.43883 | 0
LCP_Inputs_ON_Diverse_2023_04_03 | 2041 | Wind Onshore | Generation |  | NY | Capacity-Generation | FOM | 164797723.7865 | [6 empty] | 0.43883 | 72318778.7499
LCP_Inputs_ON_Diverse_2023_04_03 | 2041 | Wind Onshore | Generation |  | NY | Capacity-Generation | Flex Adder | 0 | [6 empty] | 0.43883 | 0
LCP_Inputs_ON_Diverse_2023_04_03 | 2041 | Wind Onshore | Generation |  | ON | Capacity-Generation | FOM | 875000000 | [6 empty] | 0.43883 | 383979401.852
LCP_Inputs_ON_Diverse_2023_04_03 | 2041 | Wind Onshore | Generation |  | ON | Capacity-Generation | Flex Adder | 0 | [6 empty] | 0.43883 | 0
LCP_Inputs_ON_Diverse_2023_04_03 | 2041 | Wind Onshore | Generation |  | PJ | Capacity-Generation | FOM | 4302791680.0834 | [6 empty] | 0.43883 | 1888209572.1284
LCP_Inputs_ON_Diverse_2023_04_03 | 2041 | Wind Onshore | Generation |  | PJ | Capacity-Generation | Flex Adder | 0 | [6 empty] | 0.43883 | 0
LCP_Inputs_ON_Diverse_2023_04_03 | 2041 | Wind Onshore | Generation |  | WC | Capacity-Generation | FOM | 0 | [6 empty] | 0.43883 | 0
LCP_Inputs_ON_Diverse_2023_04_03 | 2041 | Wind Onshore | Generation |  | WC | Capacity-Generation | Flex Adder | 0 | [6 empty] | 0.43883 | 0
LCP_Inputs_ON_Diverse_2023_04_03 | 2042 | Anaerobic Digestion | Generation |  | ON | Capacity-Generation | FOM | 259916098.1302 | [6 empty] | 0.42196 | 109672997.6832
LCP_Inputs_ON_Diverse_2023_04_03 | 2042 | Anaerobic Digestion | Generation |  | ON | Capacity-Generation | Flex Adder | 0 | [6 empty] | 0.42196 | 0
LCP_Inputs_ON_Diverse_2023_04_03 | 2042 | Battery Storage | Storage |  | ON | Capacity-Storage | FOM | 0 | [6 empty] | 0.42196 | 0
LCP_Inputs_ON_Diverse_2023_04_03 | 2042 | Battery Storage | Storage |  | ON | Capacity-Storage | Flex Adder | 0 | [6 empty] | 0.42196 | 0
LCP_Inputs_ON_Diverse_2023_04_03 | 2042 | Biomass + CCS | Generation |  | ON | Capacity-Generation | FOM | 0 | [6 empty] | 0.42196 | 0
LCP_Inputs_ON_Diverse_2023_04_03 | 2042 | Biomass + CCS | Generation |  | ON | Capacity-Generation | Flex Adder | 0 | [6 empty] | 0.42196 | 0
LCP_Inputs_ON_Diverse_2023_04_03 | 2042 | CH4 + CCS | Generation |  | ON | Capacity-Generation | FOM | 0 | [6 empty] | 0.42196 | 0
LCP_Inputs_ON_Diverse_2023_04_03 | 2042 | CH4 + CCS | Generation |  | ON | Capacity-Generation | Flex Adder | 0 | [6 empty] | 0.42196 | 0
LCP_Inputs_ON_Diverse_2023_04_03 | 2042 | Electrolyser 2020/2030 | Crossload |  | ON | Capacity-Crossload | FOM | 0 | [6 empty] | 0.42196 | 0
LCP_Inputs_ON_Diverse_2023_04_03 | 2042 | Electrolyser 2020/2030 | Crossload |  | ON | Capacity-Crossload | Flex Adder | 0 | [6 empty] | 0.42196 | 0
LCP_Inputs_ON_Diverse_2023_04_03 | 2042 | Electrolyser 2040 | Crossload |  | ON | Capacity-Crossload | FOM | 102477216.5848 | [6 empty] | 0.42196 | 43240813.5469
LCP_Inputs_ON_Diverse_2023_04_03 | 2042 | Electrolyser 2040 | Crossload |  | ON | Capacity-Crossload | Flex Adder | 0 | [6 empty] | 0.42196 | 0
LCP_Inputs_ON_Diverse_2023_04_03 | 2042 | Generic - Generator | Generation |  | MI | Capacity-Generation | FOM | 0 | [6 empty] | 0.42196 | 0
LCP_Inputs_ON_Diverse_2023_04_03 | 2042 | Generic - Generator | Generation |  | MI | Capacity-Generation | Flex Adder | 0 | [6 empty] | 0.42196 | 0
LCP_Inputs_ON_Diverse_2023_04_03 | 2042 | Generic - Generator | Generation |  | NY | Capacity-Generation | FOM | 0 | [6 empty] | 0.42196 | 0
LCP_Inputs_ON_Diverse_2023_04_03 | 2042 | Generic - Generator | Generation |  | NY | Capacity-Generation | Flex Adder | 0 | [6 empty] | 0.42196 | 0
LCP_Inputs_ON_Diverse_2023_04_03 | 2042 | Generic - Generator | Generation |  | PJ | Capacity-Generation | FOM | 0 | [6 empty] | 0.42196 | 0
LCP_Inputs_ON_Diverse_2023_04_03 | 2042 | Generic - Generator | Generation |  | PJ | Capacity-Generation | Flex Adder | 0 | [6 empty] | 0.42196 | 0
LCP_Inputs_ON_Diverse_2023_04_03 | 2042 | Generic - Generator | Generation |  | QC | Capacity-Generation | FOM | 0 | [6 empty] | 0.42196 | 0
LCP_Inputs_ON_Diverse_2023_04_03 | 2042 | Generic - Generator | Generation |  | QC | Capacity-Generation | Flex Adder | 0 | [6 empty] | 0.42196 | 0
LCP_Inputs_ON_Diverse_2023_04_03 | 2042 | Generic - Generator | Generation |  | WC | Capacity-Generation | FOM | 0 | [6 empty] | 0.42196 | 0
LCP_Inputs_ON_Diverse_2023_04_03 | 2042 | Generic - Generator | Generation |  | WC | Capacity-Generation | Flex Adder | 0 | [6 empty] | 0.42196 | 0
LCP_Inputs_ON_Diverse_2023_04_03 | 2042 | H2 Import - WC | Import |  | WC | Capacity-Import | FOM | 0 | [6 empty] | 0.42196 | 0
LCP_Inputs_ON_Diverse_2023_04_03 | 2042 | H2 Import - WC | Import |  | WC | Capacity-Import | Flex Adder | 0 | [6 empty] | 0.42196 | 0
LCP_Inputs_ON_Diverse_2023_04_03 | 2042 | H2 Salt Cavern Storage - ON | Storage |  | ON | Capacity-Storage | FOM | 0 | [6 empty] | 0.42196 | 0
LCP_Inputs_ON_Diverse_2023_04_03 | 2042 | H2 Salt Cavern Storage - ON | Storage |  | ON | Capacity-Storage | Flex Adder | 0 | [6 empty] | 0.42196 | 0
LCP_Inputs_ON_Diverse_2023_04_03 | 2042 | Hydro | Generation |  | ON | Capacity-Generation | FOM | 0 | [6 empty] | 0.42196 | 0
LCP_Inputs_ON_Diverse_2023_04_03 | 2042 | Hydro | Generation |  | ON | Capacity-Generation | Flex Adder | 0 | [6 empty] | 0.42196 | 0
LCP_Inputs_ON_Diverse_2023_04_03 | 2042 | Nuclear | Generation |  | ON | Capacity-Generation | FOM | 0 | [6 empty] | 0.42196 | 0
LCP_Inputs_ON_Diverse_2023_04_03 | 2042 | Nuclear | Generation |  | ON | Capacity-Generation | Flex Adder | 0 | [6 empty] | 0.42196 | 0
LCP_Inputs_ON_Diverse_2023_04_03 | 2042 | Nuclear SMR | Generation |  | ON | Capacity-Generation | FOM | 0 | [6 empty] | 0.42196 | 0
LCP_Inputs_ON_Diverse_2023_04_03 | 2042 | Nuclear SMR | Generation |  | ON | Capacity-Generation | Flex Adder | 0 | [6 empty] | 0.42196 | 0
LCP_Inputs_ON_Diverse_2023_04_03 | 2042 | O/CCGT - H2 New | Crossload |  | ON | Capacity-Crossload | FOM | 71027220.9848 | [6 empty] | 0.42196 | 29970318.4933
LCP_Inputs_ON_Diverse_2023_04_03 | 2042 | O/CCGT - H2 New | Crossload |  | ON | Capacity-Crossload | Flex Adder | 0 | [6 empty] | 0.42196 | 0
LCP_Inputs_ON_Diverse_2023_04_03 | 2042 | SMR CCS | Crossload |  | ON | Capacity-Crossload | FOM | 882534991.4265 | [6 empty] | 0.42196 | 372390393.54
LCP_Inputs_ON_Diverse_2023_04_03 | 2042 | SMR CCS | Crossload |  | ON | Capacity-Crossload | Flex Adder | 0 | [6 empty] | 0.42196 | 0
LCP_Inputs_ON_Diverse_2023_04_03 | 2042 | SMR CCS | Crossload |  | WC | Capacity-Crossload | FOM | 0 | [6 empty] | 0.42196 | 0
LCP_Inputs_ON_Diverse_2023_04_03 | 2042 | SMR CCS | Crossload |  | WC | Capacity-Crossload | Flex Adder | 0 | [6 empty] | 0.42196 | 0
LCP_Inputs_ON_Diverse_2023_04_03 | 2042 | Solar PV | Generation |  | ON | Capacity-Generation | FOM | 59858748.9524 | [6 empty] | 0.42196 | 25257721.5586
LCP_Inputs_ON_Diverse_2023_04_03 | 2042 | Solar PV | Generation |  | ON | Capacity-Generation | Flex Adder | 0 | [6 empty] | 0.42196 | 0
LCP_Inputs_ON_Diverse_2023_04_03 | 2042 | Solar PV | Generation |  | WC | Capacity-Generation | FOM | 13299829.3853 | [6 empty] | 0.42196 | 5611934.6507
LCP_Inputs_ON_Diverse_2023_04_03 | 2042 | Solar PV | Generation |  | WC | Capacity-Generation | Flex Adder | 0 | [6 empty] | 0.42196 | 0
LCP_Inputs_ON_Diverse_2023_04_03 | 2042 | Wind Offshore | Generation |  | ON | Capacity-Generation | FOM | 0 | [6 empty] | 0.42196 | 0
LCP_Inputs_ON_Diverse_2023_04_03 | 2042 | Wind Offshore | Generation |  | ON | Capacity-Generation | Flex Adder | 0 | [6 empty] | 0.42196 | 0
LCP_Inputs_ON_Diverse_2023_04_03 | 2042 | Wind Onshore | Generation |  | MI | Capacity-Generation | FOM | 828035863.398 | [6 empty] | 0.42196 | 349394192.9007
LCP_Inputs_ON_Diverse_2023_04_03 | 2042 | Wind Onshore | Generation |  | MI | Capacity-Generation | Flex Adder | 0 | [6 empty] | 0.42196 | 0
LCP_Inputs_ON_Diverse_2023_04_03 | 2042 | Wind Onshore | Generation |  | NY | Capacity-Generation | FOM | 164797723.7865 | [6 empty] | 0.42196 | 69537287.2595
LCP_Inputs_ON_Diverse_2023_04_03 | 2042 | Wind Onshore | Generation |  | NY | Capacity-Generation | Flex Adder | 0 | [6 empty] | 0.42196 | 0
LCP_Inputs_ON_Diverse_2023_04_03 | 2042 | Wind Onshore | Generation |  | ON | Capacity-Generation | FOM | 875000000 | [6 empty] | 0.42196 | 369210963.3193
LCP_Inputs_ON_Diverse_2023_04_03 | 2042 | Wind Onshore | Generation |  | ON | Capacity-Generation | Flex Adder | 0 | [6 empty] | 0.42196 | 0
LCP_Inputs_ON_Diverse_2023_04_03 | 2042 | Wind Onshore | Generation |  | PJ | Capacity-Generation | FOM | 4302791680.0834 | [6 empty] | 0.42196 | 1815586127.0466
LCP_Inputs_ON_Diverse_2023_04_03 | 2042 | Wind Onshore | Generation |  | PJ | Capacity-Generation | Flex Adder | 0 | [6 empty] | 0.42196 | 0
LCP_Inputs_ON_Diverse_2023_04_03 | 2042 | Wind Onshore | Generation |  | WC | Capacity-Generation | FOM | 0 | [6 empty] | 0.42196 | 0
LCP_Inputs_ON_Diverse_2023_04_03 | 2042 | Wind Onshore | Generation |  | WC | Capacity-Generation | Flex Adder | 0 | [6 empty] | 0.42196 | 0
LCP_Inputs_ON_Diverse_2023_04_03 | 2043 | Anaerobic Digestion | Generation |  | ON | Capacity-Generation | FOM | 259916098.1302 | [6 empty] | 0.40573 | 105454805.4647
LCP_Inputs_ON_Diverse_2023_04_03 | 2043 | Anaerobic Digestion | Generation |  | ON | Capacity-Generation | Flex Adder | 0 | [6 empty] | 0.40573 | 0
LCP_Inputs_ON_Diverse_2023_04_03 | 2043 | Battery Storage | Storage |  | ON | Capacity-Storage | FOM | 0 | [6 empty] | 0.40573 | 0
LCP_Inputs_ON_Diverse_2023_04_03 | 2043 | Battery Storage | Storage |  | ON | Capacity-Storage | Flex Adder | 0 | [6 empty] | 0.40573 | 0
LCP_Inputs_ON_Diverse_2023_04_03 | 2043 | Biomass + CCS | Generation |  | ON | Capacity-Generation | FOM | 0 | [6 empty] | 0.40573 | 0
LCP_Inputs_ON_Diverse_2023_04_03 | 2043 | Biomass + CCS | Generation |  | ON | Capacity-Generation | Flex Adder | 0 | [6 empty] | 0.40573 | 0
LCP_Inputs_ON_Diverse_2023_04_03 | 2043 | CH4 + CCS | Generation |  | ON | Capacity-Generation | FOM | 0 | [6 empty] | 0.40573 | 0
LCP_Inputs_ON_Diverse_2023_04_03 | 2043 | CH4 + CCS | Generation |  | ON | Capacity-Generation | Flex Adder | 0 | [6 empty] | 0.40573 | 0
LCP_Inputs_ON_Diverse_2023_04_03 | 2043 | Electrolyser 2020/2030 | Crossload |  | ON | Capacity-Crossload | FOM | 0 | [6 empty] | 0.40573 | 0
LCP_Inputs_ON_Diverse_2023_04_03 | 2043 | Electrolyser 2020/2030 | Crossload |  | ON | Capacity-Crossload | Flex Adder | 0 | [6 empty] | 0.40573 | 0
LCP_Inputs_ON_Diverse_2023_04_03 | 2043 | Electrolyser 2040 | Crossload |  | ON | Capacity-Crossload | FOM | 102477216.5848 | [6 empty] | 0.40573 | 41577705.3336
LCP_Inputs_ON_Diverse_2023_04_03 | 2043 | Electrolyser 2040 | Crossload |  | ON | Capacity-Crossload | Flex Adder | 0 | [6 empty] | 0.40573 | 0
LCP_Inputs_ON_Diverse_2023_04_03 | 2043 | Generic - Generator | Generation |  | MI | Capacity-Generation | FOM | 0 | [6 empty] | 0.40573 | 0
LCP_Inputs_ON_Diverse_2023_04_03 | 2043 | Generic - Generator | Generation |  | MI | Capacity-Generation | Flex Adder | 0 | [6 empty] | 0.40573 | 0
LCP_Inputs_ON_Diverse_2023_04_03 | 2043 | Generic - Generator | Generation |  | NY | Capacity-Generation | FOM | 0 | [6 empty] | 0.40573 | 0
LCP_Inputs_ON_Diverse_2023_04_03 | 2043 | Generic - Generator | Generation |  | NY | Capacity-Generation | Flex Adder | 0 | [6 empty] | 0.40573 | 0
LCP_Inputs_ON_Diverse_2023_04_03 | 2043 | Generic - Generator | Generation |  | PJ | Capacity-Generation | FOM | 0 | [6 empty] | 0.40573 | 0
LCP_Inputs_ON_Diverse_2023_04_03 | 2043 | Generic - Generator | Generation |  | PJ | Capacity-Generation | Flex Adder | 0 | [6 empty] | 0.40573 | 0
LCP_Inputs_ON_Diverse_2023_04_03 | 2043 | Generic - Generator | Generation |  | QC | Capacity-Generation | FOM | 0 | [6 empty] | 0.40573 | 0
LCP_Inputs_ON_Diverse_2023_04_03 | 2043 | Generic - Generator | Generation |  | QC | Capacity-Generation | Flex Adder | 0 | [6 empty] | 0.40573 | 0
LCP_Inputs_ON_Diverse_2023_04_03 | 2043 | Generic - Generator | Generation |  | WC | Capacity-Generation | FOM | 0 | [6 empty] | 0.40573 | 0
LCP_Inputs_ON_Diverse_2023_04_03 | 2043 | Generic - Generator | Generation |  | WC | Capacity-Generation | Flex Adder | 0 | [6 empty] | 0.40573 | 0
LCP_Inputs_ON_Diverse_2023_04_03 | 2043 | H2 Import - WC | Import |  | WC | Capacity-Import | FOM | 0 | [6 empty] | 0.40573 | 0
LCP_Inputs_ON_Diverse_2023_04_03 | 2043 | H2 Import - WC | Import |  | WC | Capacity-Import | Flex Adder | 0 | [6 empty] | 0.40573 | 0
LCP_Inputs_ON_Diverse_2023_04_03 | 2043 | H2 Salt Cavern Storage - ON | Storage |  | ON | Capacity-Storage | FOM | 0 | [6 empty] | 0.40573 | 0
LCP_Inputs_ON_Diverse_2023_04_03 | 2043 | H2 Salt Cavern Storage - ON | Storage |  | ON | Capacity-Storage | Flex Adder | 0 | [6 empty] | 0.40573 | 0
LCP_Inputs_ON_Diverse_2023_04_03 | 2043 | Hydro | Generation |  | ON | Capacity-Generation | FOM | 0 | [6 empty] | 0.40573 | 0
LCP_Inputs_ON_Diverse_2023_04_03 | 2043 | Hydro | Generation |  | ON | Capacity-Generation | Flex Adder | 0 | [6 empty] | 0.40573 | 0
LCP_Inputs_ON_Diverse_2023_04_03 | 2043 | Nuclear | Generation |  | ON | Capacity-Generation | FOM | 0 | [6 empty] | 0.40573 | 0
LCP_Inputs_ON_Diverse_2023_04_03 | 2043 | Nuclear | Generation |  | ON | Capacity-Generation | Flex Adder | 0 | [6 empty] | 0.40573 | 0
LCP_Inputs_ON_Diverse_2023_04_03 | 2043 | Nuclear SMR | Generation |  | ON | Capacity-Generation | FOM | 0 | [6 empty] | 0.40573 | 0
LCP_Inputs_ON_Diverse_2023_04_03 | 2043 | Nuclear SMR | Generation |  | ON | Capacity-Generation | Flex Adder | 0 | [6 empty] | 0.40573 | 0
LCP_Inputs_ON_Diverse_2023_04_03 | 2043 | O/CCGT - H2 New | Crossload |  | ON | Capacity-Crossload | FOM | 71027220.9848 | [6 empty] | 0.40573 | 28817613.9359
LCP_Inputs_ON_Diverse_2023_04_03 | 2043 | O/CCGT - H2 New | Crossload |  | ON | Capacity-Crossload | Flex Adder | 0 | [6 empty] | 0.40573 | 0
LCP_Inputs_ON_Diverse_2023_04_03 | 2043 | SMR CCS | Crossload |  | ON | Capacity-Crossload | FOM | 882534991.4265 | [6 empty] | 0.40573 | 358067686.0962
LCP_Inputs_ON_Diverse_2023_04_03 | 2043 | SMR CCS | Crossload |  | ON | Capacity-Crossload | Flex Adder | 0 | [6 empty] | 0.40573 | 0
LCP_Inputs_ON_Diverse_2023_04_03 | 2043 | SMR CCS | Crossload |  | WC | Capacity-Crossload | FOM | 0 | [6 empty] | 0.40573 | 0
LCP_Inputs_ON_Diverse_2023_04_03 | 2043 | SMR CCS | Crossload |  | WC | Capacity-Crossload | Flex Adder | 0 | [6 empty] | 0.40573 | 0
LCP_Inputs_ON_Diverse_2023_04_03 | 2043 | Solar PV | Generation |  | ON | Capacity-Generation | FOM | 59858748.9524 | [6 empty] | 0.40573 | 24286270.7295
LCP_Inputs_ON_Diverse_2023_04_03 | 2043 | Solar PV | Generation |  | ON | Capacity-Generation | Flex Adder | 0 | [6 empty] | 0.40573 | 0
LCP_Inputs_ON_Diverse_2023_04_03 | 2043 | Solar PV | Generation |  | WC | Capacity-Generation | FOM | 13299829.3853 | [6 empty] | 0.40573 | 5396091.0102
LCP_Inputs_ON_Diverse_2023_04_03 | 2043 | Solar PV | Generation |  | WC | Capacity-Generation | Flex Adder | 0 | [6 empty] | 0.40573 | 0
LCP_Inputs_ON_Diverse_2023_04_03 | 2043 | Wind Offshore | Generation |  | ON | Capacity-Generation | FOM | 0 | [6 empty] | 0.40573 | 0
LCP_Inputs_ON_Diverse_2023_04_03 | 2043 | Wind Offshore | Generation |  | ON | Capacity-Generation | Flex Adder | 0 | [6 empty] | 0.40573 | 0
LCP_Inputs_ON_Diverse_2023_04_03 | 2043 | Wind Onshore | Generation |  | MI | Capacity-Generation | FOM | 828035863.398 | [6 empty] | 0.40573 | 335955954.7122
LCP_Inputs_ON_Diverse_2023_04_03 | 2043 | Wind Onshore | Generation |  | MI | Capacity-Generation | Flex Adder | 0 | [6 empty] | 0.40573 | 0
LCP_Inputs_ON_Diverse_2023_04_03 | 2043 | Wind Onshore | Generation |  | NY | Capacity-Generation | FOM | 164797723.7865 | [6 empty] | 0.40573 | 66862776.211
LCP_Inputs_ON_Diverse_2023_04_03 | 2043 | Wind Onshore | Generation |  | NY | Capacity-Generation | Flex Adder | 0 | [6 empty] | 0.40573 | 0
LCP_Inputs_ON_Diverse_2023_04_03 | 2043 | Wind Onshore | Generation |  | ON | Capacity-Generation | FOM | 875000000 | [6 empty] | 0.40573 | 355010541.6532
LCP_Inputs_ON_Diverse_2023_04_03 | 2043 | Wind Onshore | Generation |  | ON | Capacity-Generation | Flex Adder | 0 | [6 empty] | 0.40573 | 0
LCP_Inputs_ON_Diverse_2023_04_03 | 2043 | Wind Onshore | Generation |  | PJ | Capacity-Generation | FOM | 4302791680.0834 | [6 empty] | 0.40573 | 1745755891.3909
LCP_Inputs_ON_Diverse_2023_04_03 | 2043 | Wind Onshore | Generation |  | PJ | Capacity-Generation | Flex Adder | 0 | [6 empty] | 0.40573 | 0
LCP_Inputs_ON_Diverse_2023_04_03 | 2043 | Wind Onshore | Generation |  | WC | Capacity-Generation | FOM | 0 | [6 empty] | 0.40573 | 0
LCP_Inputs_ON_Diverse_2023_04_03 | 2043 | Wind Onshore | Generation |  | WC | Capacity-Generation | Flex Adder | 0 | [6 empty] | 0.40573 | 0
LCP_Inputs_ON_Diverse_2023_04_03 | 2044 | Anaerobic Digestion | Generation |  | ON | Capacity-Generation | FOM | 259916098.1302 | [6 empty] | 0.39012 | 101398851.4083
LCP_Inputs_ON_Diverse_2023_04_03 | 2044 | Anaerobic Digestion | Generation |  | ON | Capacity-Generation | Flex Adder | 0 | [6 empty] | 0.39012 | 0
LCP_Inputs_ON_Diverse_2023_04_03 | 2044 | Battery Storage | Storage |  | ON | Capacity-Storage | FOM | 0 | [6 empty] | 0.39012 | 0
LCP_Inputs_ON_Diverse_2023_04_03 | 2044 | Battery Storage | Storage |  | ON | Capacity-Storage | Flex Adder | 0 | [6 empty] | 0.39012 | 0
LCP_Inputs_ON_Diverse_2023_04_03 | 2044 | Biomass + CCS | Generation |  | ON | Capacity-Generation | FOM | 0 | [6 empty] | 0.39012 | 0
LCP_Inputs_ON_Diverse_2023_04_03 | 2044 | Biomass + CCS | Generation |  | ON | Capacity-Generation | Flex Adder | 0 | [6 empty] | 0.39012 | 0
LCP_Inputs_ON_Diverse_2023_04_03 | 2044 | CH4 + CCS | Generation |  | ON | Capacity-Generation | FOM | 0 | [6 empty] | 0.39012 | 0
LCP_Inputs_ON_Diverse_2023_04_03 | 2044 | CH4 + CCS | Generation |  | ON | Capacity-Generation | Flex Adder | 0 | [6 empty] | 0.39012 | 0
LCP_Inputs_ON_Diverse_2023_04_03 | 2044 | Electrolyser 2020/2030 | Crossload |  | ON | Capacity-Crossload | FOM | 0 | [6 empty] | 0.39012 | 0
LCP_Inputs_ON_Diverse_2023_04_03 | 2044 | Electrolyser 2020/2030 | Crossload |  | ON | Capacity-Crossload | Flex Adder | 0 | [6 empty] | 0.39012 | 0
LCP_Inputs_ON_Diverse_2023_04_03 | 2044 | Electrolyser 2040 | Crossload |  | ON | Capacity-Crossload | FOM | 102477216.5848 | [6 empty] | 0.39012 | 39978562.8207
LCP_Inputs_ON_Diverse_2023_04_03 | 2044 | Electrolyser 2040 | Crossload |  | ON | Capacity-Crossload | Flex Adder | 0 | [6 empty] | 0.39012 | 0
LCP_Inputs_ON_Diverse_2023_04_03 | 2044 | Generic - Generator | Generation |  | MI | Capacity-Generation | FOM | 0 | [6 empty] | 0.39012 | 0
LCP_Inputs_ON_Diverse_2023_04_03 | 2044 | Generic - Generator | Generation |  | MI | Capacity-Generation | Flex Adder | 0 | [6 empty] | 0.39012 | 0
LCP_Inputs_ON_Diverse_2023_04_03 | 2044 | Generic - Generator | Generation |  | NY | Capacity-Generation | FOM | 0 | [6 empty] | 0.39012 | 0
LCP_Inputs_ON_Diverse_2023_04_03 | 2044 | Generic - Generator | Generation |  | NY | Capacity-Generation | Flex Adder | 0 | [6 empty] | 0.39012 | 0
LCP_Inputs_ON_Diverse_2023_04_03 | 2044 | Generic - Generator | Generation |  | PJ | Capacity-Generation | FOM | 0 | [6 empty] | 0.39012 | 0
LCP_Inputs_ON_Diverse_2023_04_03 | 2044 | Generic - Generator | Generation |  | PJ | Capacity-Generation | Flex Adder | 0 | [6 empty] | 0.39012 | 0
LCP_Inputs_ON_Diverse_2023_04_03 | 2044 | Generic - Generator | Generation |  | QC | Capacity-Generation | FOM | 0 | [6 empty] | 0.39012 | 0
LCP_Inputs_ON_Diverse_2023_04_03 | 2044 | Generic - Generator | Generation |  | QC | Capacity-Generation | Flex Adder | 0 | [6 empty] | 0.39012 | 0
LCP_Inputs_ON_Diverse_2023_04_03 | 2044 | Generic - Generator | Generation |  | WC | Capacity-Generation | FOM | 0 | [6 empty] | 0.39012 | 0
LCP_Inputs_ON_Diverse_2023_04_03 | 2044 | Generic - Generator | Generation |  | WC | Capacity-Generation | Flex Adder | 0 | [6 empty] | 0.39012 | 0
LCP_Inputs_ON_Diverse_2023_04_03 | 2044 | H2 Import - WC | Import |  | WC | Capacity-Import | FOM | 0 | [6 empty] | 0.39012 | 0
LCP_Inputs_ON_Diverse_2023_04_03 | 2044 | H2 Import - WC | Import |  | WC | Capacity-Import | Flex Adder | 0 | [6 empty] | 0.39012 | 0
LCP_Inputs_ON_Diverse_2023_04_03 | 2044 | H2 Salt Cavern Storage - ON | Storage |  | ON | Capacity-Storage | FOM | 0 | [6 empty] | 0.39012 | 0
LCP_Inputs_ON_Diverse_2023_04_03 | 2044 | H2 Salt Cavern Storage - ON | Storage |  | ON | Capacity-Storage | Flex Adder | 0 | [6 empty] | 0.39012 | 0
LCP_Inputs_ON_Diverse_2023_04_03 | 2044 | Hydro | Generation |  | ON | Capacity-Generation | FOM | 0 | [6 empty] | 0.39012 | 0
LCP_Inputs_ON_Diverse_2023_04_03 | 2044 | Hydro | Generation |  | ON | Capacity-Generation | Flex Adder | 0 | [6 empty] | 0.39012 | 0
LCP_Inputs_ON_Diverse_2023_04_03 | 2044 | Nuclear | Generation |  | ON | Capacity-Generation | FOM | 0 | [6 empty] | 0.39012 | 0
LCP_Inputs_ON_Diverse_2023_04_03 | 2044 | Nuclear | Generation |  | ON | Capacity-Generation | Flex Adder | 0 | [6 empty] | 0.39012 | 0
LCP_Inputs_ON_Diverse_2023_04_03 | 2044 | Nuclear SMR | Generation |  | ON | Capacity-Generation | FOM | 0 | [6 empty] | 0.39012 | 0
LCP_Inputs_ON_Diverse_2023_04_03 | 2044 | Nuclear SMR | Generation |  | ON | Capacity-Generation | Flex Adder | 0 | [6 empty] | 0.39012 | 0
LCP_Inputs_ON_Diverse_2023_04_03 | 2044 | O/CCGT - H2 New | Crossload |  | ON | Capacity-Crossload | FOM | 71027220.9848 | [6 empty] | 0.39012 | 27709244.1691
LCP_Inputs_ON_Diverse_2023_04_03 | 2044 | O/CCGT - H2 New | Crossload |  | ON | Capacity-Crossload | Flex Adder | 0 | [6 empty] | 0.39012 | 0
LCP_Inputs_ON_Diverse_2023_04_03 | 2044 | SMR CCS | Crossload |  | ON | Capacity-Crossload | FOM | 882534991.4265 | [6 empty] | 0.39012 | 344295852.0156
LCP_Inputs_ON_Diverse_2023_04_03 | 2044 | SMR CCS | Crossload |  | ON | Capacity-Crossload | Flex Adder | 0 | [6 empty] | 0.39012 | 0
LCP_Inputs_ON_Diverse_2023_04_03 | 2044 | SMR CCS | Crossload |  | WC | Capacity-Crossload | FOM | 0 | [6 empty] | 0.39012 | 0
LCP_Inputs_ON_Diverse_2023_04_03 | 2044 | SMR CCS | Crossload |  | WC | Capacity-Crossload | Flex Adder | 0 | [6 empty] | 0.39012 | 0
LCP_Inputs_ON_Diverse_2023_04_03 | 2044 | Solar PV | Generation |  | ON | Capacity-Generation | FOM | 59858748.9524 | [6 empty] | 0.39012 | 23352183.3937
LCP_Inputs_ON_Diverse_2023_04_03 | 2044 | Solar PV | Generation |  | ON | Capacity-Generation | Flex Adder | 0 | [6 empty] | 0.39012 | 0
LCP_Inputs_ON_Diverse_2023_04_03 | 2044 | Solar PV | Generation |  | WC | Capacity-Generation | FOM | 13299829.3853 | [6 empty] | 0.39012 | 5188549.0483
LCP_Inputs_ON_Diverse_2023_04_03 | 2044 | Solar PV | Generation |  | WC | Capacity-Generation | Flex Adder | 0 | [6 empty] | 0.39012 | 0
LCP_Inputs_ON_Diverse_2023_04_03 | 2044 | Wind Offshore | Generation |  | ON | Capacity-Generation | FOM | 0 | [6 empty] | 0.39012 | 0
LCP_Inputs_ON_Diverse_2023_04_03 | 2044 | Wind Offshore | Generation |  | ON | Capacity-Generation | Flex Adder | 0 | [6 empty] | 0.39012 | 0
LCP_Inputs_ON_Diverse_2023_04_03 | 2044 | Wind Onshore | Generation |  | MI | Capacity-Generation | FOM | 828035863.398 | [6 empty] | 0.39012 | 323034571.8386
LCP_Inputs_ON_Diverse_2023_04_03 | 2044 | Wind Onshore | Generation |  | MI | Capacity-Generation | Flex Adder | 0 | [6 empty] | 0.39012 | 0
LCP_Inputs_ON_Diverse_2023_04_03 | 2044 | Wind Onshore | Generation |  | NY | Capacity-Generation | FOM | 164797723.7865 | [6 empty] | 0.39012 | 64291130.9721
LCP_Inputs_ON_Diverse_2023_04_03 | 2044 | Wind Onshore | Generation |  | NY | Capacity-Generation | Flex Adder | 0 | [6 empty] | 0.39012 | 0
LCP_Inputs_ON_Diverse_2023_04_03 | 2044 | Wind Onshore | Generation |  | ON | Capacity-Generation | FOM | 875000000 | [6 empty] | 0.39012 | 341356290.0511
LCP_Inputs_ON_Diverse_2023_04_03 | 2044 | Wind Onshore | Generation |  | ON | Capacity-Generation | Flex Adder | 0 | [6 empty] | 0.39012 | 0
LCP_Inputs_ON_Diverse_2023_04_03 | 2044 | Wind Onshore | Generation |  | PJ | Capacity-Generation | FOM | 4302791680.0834 | [6 empty] | 0.39012 | 1678611434.0298
LCP_Inputs_ON_Diverse_2023_04_03 | 2044 | Wind Onshore | Generation |  | PJ | Capacity-Generation | Flex Adder | 0 | [6 empty] | 0.39012 | 0
LCP_Inputs_ON_Diverse_2023_04_03 | 2044 | Wind Onshore | Generation |  | WC | Capacity-Generation | FOM | 0 | [6 empty] | 0.39012 | 0
LCP_Inputs_ON_Diverse_2023_04_03 | 2044 | Wind Onshore | Generation |  | WC | Capacity-Generation | Flex Adder | 0 | [6 empty] | 0.39012 | 0
LCP_Inputs_ON_Diverse_2023_04_03 | 2045 | Anaerobic Digestion | Generation |  | ON | Capacity-Generation | FOM | 259916098.1302 | [6 empty] | 0.37512 | 97498895.5849
LCP_Inputs_ON_Diverse_2023_04_03 | 2045 | Anaerobic Digestion | Generation |  | ON | Capacity-Generation | Flex Adder | 0 | [6 empty] | 0.37512 | 0
LCP_Inputs_ON_Diverse_2023_04_03 | 2045 | Battery Storage | Storage |  | ON | Capacity-Storage | FOM | 0 | [6 empty] | 0.37512 | 0
LCP_Inputs_ON_Diverse_2023_04_03 | 2045 | Battery Storage | Storage |  | ON | Capacity-Storage | Flex Adder | 0 | [6 empty] | 0.37512 | 0
LCP_Inputs_ON_Diverse_2023_04_03 | 2045 | Biomass + CCS | Generation |  | ON | Capacity-Generation | FOM | 0 | [6 empty] | 0.37512 | 0
LCP_Inputs_ON_Diverse_2023_04_03 | 2045 | Biomass + CCS | Generation |  | ON | Capacity-Generation | Flex Adder | 0 | [6 empty] | 0.37512 | 0
LCP_Inputs_ON_Diverse_2023_04_03 | 2045 | CH4 + CCS | Generation |  | ON | Capacity-Generation | FOM | 0 | [6 empty] | 0.37512 | 0
LCP_Inputs_ON_Diverse_2023_04_03 | 2045 | CH4 + CCS | Generation |  | ON | Capacity-Generation | Flex Adder | 0 | [6 empty] | 0.37512 | 0
LCP_Inputs_ON_Diverse_2023_04_03 | 2045 | Electrolyser 2020/2030 | Crossload |  | ON | Capacity-Crossload | FOM | 0 | [6 empty] | 0.37512 | 0
LCP_Inputs_ON_Diverse_2023_04_03 | 2045 | Electrolyser 2020/2030 | Crossload |  | ON | Capacity-Crossload | Flex Adder | 0 | [6 empty] | 0.37512 | 0
LCP_Inputs_ON_Diverse_2023_04_03 | 2045 | Electrolyser 2040 | Crossload |  | ON | Capacity-Crossload | FOM | 102477216.5848 | [6 empty] | 0.37512 | 38440925.7892
LCP_Inputs_ON_Diverse_2023_04_03 | 2045 | Electrolyser 2040 | Crossload |  | ON | Capacity-Crossload | Flex Adder | 0 | [6 empty] | 0.37512 | 0
LCP_Inputs_ON_Diverse_2023_04_03 | 2045 | Generic - Generator | Generation |  | MI | Capacity-Generation | FOM | 0 | [6 empty] | 0.37512 | 0
LCP_Inputs_ON_Diverse_2023_04_03 | 2045 | Generic - Generator | Generation |  | MI | Capacity-Generation | Flex Adder | 0 | [6 empty] | 0.37512 | 0
LCP_Inputs_ON_Diverse_2023_04_03 | 2045 | Generic - Generator | Generation |  | NY | Capacity-Generation | FOM | 0 | [6 empty] | 0.37512 | 0
LCP_Inputs_ON_Diverse_2023_04_03 | 2045 | Generic - Generator | Generation |  | NY | Capacity-Generation | Flex Adder | 0 | [6 empty] | 0.37512 | 0
LCP_Inputs_ON_Diverse_2023_04_03 | 2045 | Generic - Generator | Generation |  | PJ | Capacity-Generation | FOM | 0 | [6 empty] | 0.37512 | 0
LCP_Inputs_ON_Diverse_2023_04_03 | 2045 | Generic - Generator | Generation |  | PJ | Capacity-Generation | Flex Adder | 0 | [6 empty] | 0.37512 | 0
LCP_Inputs_ON_Diverse_2023_04_03 | 2045 | Generic - Generator | Generation |  | QC | Capacity-Generation | FOM | 0 | [6 empty] | 0.37512 | 0
LCP_Inputs_ON_Diverse_2023_04_03 | 2045 | Generic - Generator | Generation |  | QC | Capacity-Generation | Flex Adder | 0 | [6 empty] | 0.37512 | 0
LCP_Inputs_ON_Diverse_2023_04_03 | 2045 | Generic - Generator | Generation |  | WC | Capacity-Generation | FOM | 0 | [6 empty] | 0.37512 | 0
LCP_Inputs_ON_Diverse_2023_04_03 | 2045 | Generic - Generator | Generation |  | WC | Capacity-Generation | Flex Adder | 0 | [6 empty] | 0.37512 | 0
LCP_Inputs_ON_Diverse_2023_04_03 | 2045 | H2 Import - WC | Import |  | WC | Capacity-Import | FOM | 0 | [6 empty] | 0.37512 | 0
LCP_Inputs_ON_Diverse_2023_04_03 | 2045 | H2 Import - WC | Import |  | WC | Capacity-Import | Flex Adder | 0 | [6 empty] | 0.37512 | 0
LCP_Inputs_ON_Diverse_2023_04_03 | 2045 | H2 Salt Cavern Storage - ON | Storage |  | ON | Capacity-Storage | FOM | 0 | [6 empty] | 0.37512 | 0
LCP_Inputs_ON_Diverse_2023_04_03 | 2045 | H2 Salt Cavern Storage - ON | Storage |  | ON | Capacity-Storage | Flex Adder | 0 | [6 empty] | 0.37512 | 0
LCP_Inputs_ON_Diverse_2023_04_03 | 2045 | Hydro | Generation |  | ON | Capacity-Generation | FOM | 0 | [6 empty] | 0.37512 | 0
LCP_Inputs_ON_Diverse_2023_04_03 | 2045 | Hydro | Generation |  | ON | Capacity-Generation | Flex Adder | 0 | [6 empty] | 0.37512 | 0
LCP_Inputs_ON_Diverse_2023_04_03 | 2045 | Nuclear | Generation |  | ON | Capacity-Generation | FOM | 0 | [6 empty] | 0.37512 | 0
LCP_Inputs_ON_Diverse_2023_04_03 | 2045 | Nuclear | Generation |  | ON | Capacity-Generation | Flex Adder | 0 | [6 empty] | 0.37512 | 0
LCP_Inputs_ON_Diverse_2023_04_03 | 2045 | Nuclear SMR | Generation |  | ON | Capacity-Generation | FOM | 0 | [6 empty] | 0.37512 | 0
LCP_Inputs_ON_Diverse_2023_04_03 | 2045 | Nuclear SMR | Generation |  | ON | Capacity-Generation | Flex Adder | 0 | [6 empty] | 0.37512 | 0
LCP_Inputs_ON_Diverse_2023_04_03 | 2045 | O/CCGT - H2 New | Crossload |  | ON | Capacity-Crossload | FOM | 71027220.9848 | [6 empty] | 0.37512 | 26643504.0088
LCP_Inputs_ON_Diverse_2023_04_03 | 2045 | O/CCGT - H2 New | Crossload |  | ON | Capacity-Crossload | Flex Adder | 0 | [6 empty] | 0.37512 | 0
LCP_Inputs_ON_Diverse_2023_04_03 | 2045 | SMR CCS | Crossload |  | ON | Capacity-Crossload | FOM | 882534991.4265 | [6 empty] | 0.37512 | 331053703.8611
LCP_Inputs_ON_Diverse_2023_04_03 | 2045 | SMR CCS | Crossload |  | ON | Capacity-Crossload | Flex Adder | 0 | [6 empty] | 0.37512 | 0
LCP_Inputs_ON_Diverse_2023_04_03 | 2045 | SMR CCS | Crossload |  | WC | Capacity-Crossload | FOM | 0 | [6 empty] | 0.37512 | 0
LCP_Inputs_ON_Diverse_2023_04_03 | 2045 | SMR CCS | Crossload |  | WC | Capacity-Crossload | Flex Adder | 0 | [6 empty] | 0.37512 | 0
LCP_Inputs_ON_Diverse_2023_04_03 | 2045 | Solar PV | Generation |  | ON | Capacity-Generation | FOM | 59858748.9524 | [6 empty] | 0.37512 | 22454022.494
LCP_Inputs_ON_Diverse_2023_04_03 | 2045 | Solar PV | Generation |  | ON | Capacity-Generation | Flex Adder | 0 | [6 empty] | 0.37512 | 0
LCP_Inputs_ON_Diverse_2023_04_03 | 2045 | Solar PV | Generation |  | WC | Capacity-Generation | FOM | 13299829.3853 | [6 empty] | 0.37512 | 4988989.4695
LCP_Inputs_ON_Diverse_2023_04_03 | 2045 | Solar PV | Generation |  | WC | Capacity-Generation | Flex Adder | 0 | [6 empty] | 0.37512 | 0
LCP_Inputs_ON_Diverse_2023_04_03 | 2045 | Wind Offshore | Generation |  | ON | Capacity-Generation | FOM | 0 | [6 empty] | 0.37512 | 0
LCP_Inputs_ON_Diverse_2023_04_03 | 2045 | Wind Offshore | Generation |  | ON | Capacity-Generation | Flex Adder | 0 | [6 empty] | 0.37512 | 0
LCP_Inputs_ON_Diverse_2023_04_03 | 2045 | Wind Onshore | Generation |  | MI | Capacity-Generation | FOM | 828035863.398 | [6 empty] | 0.37512 | 310610165.2295
LCP_Inputs_ON_Diverse_2023_04_03 | 2045 | Wind Onshore | Generation |  | MI | Capacity-Generation | Flex Adder | 0 | [6 empty] | 0.37512 | 0
LCP_Inputs_ON_Diverse_2023_04_03 | 2045 | Wind Onshore | Generation |  | NY | Capacity-Generation | FOM | 164797723.7865 | [6 empty] | 0.37512 | 61818395.1655
LCP_Inputs_ON_Diverse_2023_04_03 | 2045 | Wind Onshore | Generation |  | NY | Capacity-Generation | Flex Adder | 0 | [6 empty] | 0.37512 | 0
LCP_Inputs_ON_Diverse_2023_04_03 | 2045 | Wind Onshore | Generation |  | ON | Capacity-Generation | FOM | 875000000 | [6 empty] | 0.37512 | 328227201.9722
LCP_Inputs_ON_Diverse_2023_04_03 | 2045 | Wind Onshore | Generation |  | ON | Capacity-Generation | Flex Adder | 0 | [6 empty] | 0.37512 | 0
LCP_Inputs_ON_Diverse_2023_04_03 | 2045 | Wind Onshore | Generation |  | PJ | Capacity-Generation | FOM | 4302791680.0834 | [6 empty] | 0.37512 | 1614049455.7978
LCP_Inputs_ON_Diverse_2023_04_03 | 2045 | Wind Onshore | Generation |  | PJ | Capacity-Generation | Flex Adder | 0 | [6 empty] | 0.37512 | 0
LCP_Inputs_ON_Diverse_2023_04_03 | 2045 | Wind Onshore | Generation |  | WC | Capacity-Generation | FOM | 0 | [6 empty] | 0.37512 | 0
LCP_Inputs_ON_Diverse_2023_04_03 | 2045 | Wind Onshore | Generation |  | WC | Capacity-Generation | Flex Adder | 0 | [6 empty] | 0.37512 | 0
LCP_Inputs_ON_Diverse_2023_04_03 | 2046 | Anaerobic Digestion | Generation |  | ON | Capacity-Generation | FOM | 259916098.1302 | [6 empty] | 0.36069 | 93748938.0624
LCP_Inputs_ON_Diverse_2023_04_03 | 2046 | Anaerobic Digestion | Generation |  | ON | Capacity-Generation | Flex Adder | 0 | [6 empty] | 0.36069 | 0
LCP_Inputs_ON_Diverse_2023_04_03 | 2046 | Battery Storage | Storage |  | ON | Capacity-Storage | FOM | 0 | [6 empty] | 0.36069 | 0
LCP_Inputs_ON_Diverse_2023_04_03 | 2046 | Battery Storage | Storage |  | ON | Capacity-Storage | Flex Adder | 0 | [6 empty] | 0.36069 | 0
LCP_Inputs_ON_Diverse_2023_04_03 | 2046 | Biomass + CCS | Generation |  | ON | Capacity-Generation | FOM | 0 | [6 empty] | 0.36069 | 0
LCP_Inputs_ON_Diverse_2023_04_03 | 2046 | Biomass + CCS | Generation |  | ON | Capacity-Generation | Flex Adder | 0 | [6 empty] | 0.36069 | 0
LCP_Inputs_ON_Diverse_2023_04_03 | 2046 | CH4 + CCS | Generation |  | ON | Capacity-Generation | FOM | 0 | [6 empty] | 0.36069 | 0
LCP_Inputs_ON_Diverse_2023_04_03 | 2046 | CH4 + CCS | Generation |  | ON | Capacity-Generation | Flex Adder | 0 | [6 empty] | 0.36069 | 0
LCP_Inputs_ON_Diverse_2023_04_03 | 2046 | Electrolyser 2020/2030 | Crossload |  | ON | Capacity-Crossload | FOM | 0 | [6 empty] | 0.36069 | 0
LCP_Inputs_ON_Diverse_2023_04_03 | 2046 | Electrolyser 2020/2030 | Crossload |  | ON | Capacity-Crossload | Flex Adder | 0 | [6 empty] | 0.36069 | 0
LCP_Inputs_ON_Diverse_2023_04_03 | 2046 | Electrolyser 2040 | Crossload |  | ON | Capacity-Crossload | FOM | 102477216.5848 | [6 empty] | 0.36069 | 36962428.6434
LCP_Inputs_ON_Diverse_2023_04_03 | 2046 | Electrolyser 2040 | Crossload |  | ON | Capacity-Crossload | Flex Adder | 0 | [6 empty] | 0.36069 | 0
LCP_Inputs_ON_Diverse_2023_04_03 | 2046 | Generic - Generator | Generation |  | MI | Capacity-Generation | FOM | 0 | [6 empty] | 0.36069 | 0
LCP_Inputs_ON_Diverse_2023_04_03 | 2046 | Generic - Generator | Generation |  | MI | Capacity-Generation | Flex Adder | 0 | [6 empty] | 0.36069 | 0
LCP_Inputs_ON_Diverse_2023_04_03 | 2046 | Generic - Generator | Generation |  | NY | Capacity-Generation | FOM | 0 | [6 empty] | 0.36069 | 0
LCP_Inputs_ON_Diverse_2023_04_03 | 2046 | Generic - Generator | Generation |  | NY | Capacity-Generation | Flex Adder | 0 | [6 empty] | 0.36069 | 0
LCP_Inputs_ON_Diverse_2023_04_03 | 2046 | Generic - Generator | Generation |  | PJ | Capacity-Generation | FOM | 0 | [6 empty] | 0.36069 | 0
LCP_Inputs_ON_Diverse_2023_04_03 | 2046 | Generic - Generator | Generation |  | PJ | Capacity-Generation | Flex Adder | 0 | [6 empty] | 0.36069 | 0
LCP_Inputs_ON_Diverse_2023_04_03 | 2046 | Generic - Generator | Generation |  | QC | Capacity-Generation | FOM | 0 | [6 empty] | 0.36069 | 0
LCP_Inputs_ON_Diverse_2023_04_03 | 2046 | Generic - Generator | Generation |  | QC | Capacity-Generation | Flex Adder | 0 | [6 empty] | 0.36069 | 0
LCP_Inputs_ON_Diverse_2023_04_03 | 2046 | Generic - Generator | Generation |  | WC | Capacity-Generation | FOM | 0 | [6 empty] | 0.36069 | 0
LCP_Inputs_ON_Diverse_2023_04_03 | 2046 | Generic - Generator | Generation |  | WC | Capacity-Generation | Flex Adder | 0 | [6 empty] | 0.36069 | 0
LCP_Inputs_ON_Diverse_2023_04_03 | 2046 | H2 Import - WC | Import |  | WC | Capacity-Import | FOM | 0 | [6 empty] | 0.36069 | 0
LCP_Inputs_ON_Diverse_2023_04_03 | 2046 | H2 Import - WC | Import |  | WC | Capacity-Import | Flex Adder | 0 | [6 empty] | 0.36069 | 0
LCP_Inputs_ON_Diverse_2023_04_03 | 2046 | H2 Salt Cavern Storage - ON | Storage |  | ON | Capacity-Storage | FOM | 0 | [6 empty] | 0.36069 | 0
LCP_Inputs_ON_Diverse_2023_04_03 | 2046 | H2 Salt Cavern Storage - ON | Storage |  | ON | Capacity-Storage | Flex Adder | 0 | [6 empty] | 0.36069 | 0
LCP_Inputs_ON_Diverse_2023_04_03 | 2046 | Hydro | Generation |  | ON | Capacity-Generation | FOM | 0 | [6 empty] | 0.36069 | 0
LCP_Inputs_ON_Diverse_2023_04_03 | 2046 | Hydro | Generation |  | ON | Capacity-Generation | Flex Adder | 0 | [6 empty] | 0.36069 | 0
LCP_Inputs_ON_Diverse_2023_04_03 | 2046 | Nuclear | Generation |  | ON | Capacity-Generation | FOM | 0 | [6 empty] | 0.36069 | 0
LCP_Inputs_ON_Diverse_2023_04_03 | 2046 | Nuclear | Generation |  | ON | Capacity-Generation | Flex Adder | 0 | [6 empty] | 0.36069 | 0
LCP_Inputs_ON_Diverse_2023_04_03 | 2046 | Nuclear SMR | Generation |  | ON | Capacity-Generation | FOM | 0 | [6 empty] | 0.36069 | 0
LCP_Inputs_ON_Diverse_2023_04_03 | 2046 | Nuclear SMR | Generation |  | ON | Capacity-Generation | Flex Adder | 0 | [6 empty] | 0.36069 | 0
LCP_Inputs_ON_Diverse_2023_04_03 | 2046 | O/CCGT - H2 New | Crossload |  | ON | Capacity-Crossload | FOM | 71027220.9848 | [6 empty] | 0.36069 | 25618753.8546
LCP_Inputs_ON_Diverse_2023_04_03 | 2046 | O/CCGT - H2 New | Crossload |  | ON | Capacity-Crossload | Flex Adder | 0 | [6 empty] | 0.36069 | 0
LCP_Inputs_ON_Diverse_2023_04_03 | 2046 | SMR CCS | Crossload |  | ON | Capacity-Crossload | FOM | 882534991.4265 | [6 empty] | 0.36069 | 318320869.0972
LCP_Inputs_ON_Diverse_2023_04_03 | 2046 | SMR CCS | Crossload |  | ON | Capacity-Crossload | Flex Adder | 0 | [6 empty] | 0.36069 | 0
LCP_Inputs_ON_Diverse_2023_04_03 | 2046 | SMR CCS | Crossload |  | WC | Capacity-Crossload | FOM | 0 | [6 empty] | 0.36069 | 0
LCP_Inputs_ON_Diverse_2023_04_03 | 2046 | SMR CCS | Crossload |  | WC | Capacity-Crossload | Flex Adder | 0 | [6 empty] | 0.36069 | 0
LCP_Inputs_ON_Diverse_2023_04_03 | 2046 | Solar PV | Generation |  | ON | Capacity-Generation | FOM | 59858748.9524 | [6 empty] | 0.36069 | 21590406.2442
LCP_Inputs_ON_Diverse_2023_04_03 | 2046 | Solar PV | Generation |  | ON | Capacity-Generation | Flex Adder | 0 | [6 empty] | 0.36069 | 0
LCP_Inputs_ON_Diverse_2023_04_03 | 2046 | Solar PV | Generation |  | WC | Capacity-Generation | FOM | 13299829.3853 | [6 empty] | 0.36069 | 4797105.2592
LCP_Inputs_ON_Diverse_2023_04_03 | 2046 | Solar PV | Generation |  | WC | Capacity-Generation | Flex Adder | 0 | [6 empty] | 0.36069 | 0
LCP_Inputs_ON_Diverse_2023_04_03 | 2046 | Wind Offshore | Generation |  | ON | Capacity-Generation | FOM | 0 | [6 empty] | 0.36069 | 0
LCP_Inputs_ON_Diverse_2023_04_03 | 2046 | Wind Offshore | Generation |  | ON | Capacity-Generation | Flex Adder | 0 | [6 empty] | 0.36069 | 0
LCP_Inputs_ON_Diverse_2023_04_03 | 2046 | Wind Onshore | Generation |  | MI | Capacity-Generation | FOM | 828035863.398 | [6 empty] | 0.36069 | 298663620.4129
LCP_Inputs_ON_Diverse_2023_04_03 | 2046 | Wind Onshore | Generation |  | MI | Capacity-Generation | Flex Adder | 0 | [6 empty] | 0.36069 | 0
LCP_Inputs_ON_Diverse_2023_04_03 | 2046 | Wind Onshore | Generation |  | NY | Capacity-Generation | FOM | 164797723.7865 | [6 empty] | 0.36069 | 59440764.5822
LCP_Inputs_ON_Diverse_2023_04_03 | 2046 | Wind Onshore | Generation |  | NY | Capacity-Generation | Flex Adder | 0 | [6 empty] | 0.36069 | 0
LCP_Inputs_ON_Diverse_2023_04_03 | 2046 | Wind Onshore | Generation |  | ON | Capacity-Generation | FOM | 875000000 | [6 empty] | 0.36069 | 315603078.8194
LCP_Inputs_ON_Diverse_2023_04_03 | 2046 | Wind Onshore | Generation |  | ON | Capacity-Generation | Flex Adder | 0 | [6 empty] | 0.36069 | 0
LCP_Inputs_ON_Diverse_2023_04_03 | 2046 | Wind Onshore | Generation |  | PJ | Capacity-Generation | FOM | 4302791680.0834 | [6 empty] | 0.36069 | 1551970630.5749
LCP_Inputs_ON_Diverse_2023_04_03 | 2046 | Wind Onshore | Generation |  | PJ | Capacity-Generation | Flex Adder | 0 | [6 empty] | 0.36069 | 0
LCP_Inputs_ON_Diverse_2023_04_03 | 2046 | Wind Onshore | Generation |  | WC | Capacity-Generation | FOM | 0 | [6 empty] | 0.36069 | 0
LCP_Inputs_ON_Diverse_2023_04_03 | 2046 | Wind Onshore | Generation |  | WC | Capacity-Generation | Flex Adder | 0 | [6 empty] | 0.36069 | 0
LCP_Inputs_ON_Diverse_2023_04_03 | 2047 | Anaerobic Digestion | Generation |  | ON | Capacity-Generation | FOM | 259916098.1302 | [6 empty] | 0.34682 | 90143209.6754
LCP_Inputs_ON_Diverse_2023_04_03 | 2047 | Anaerobic Digestion | Generation |  | ON | Capacity-Generation | Flex Adder | 0 | [6 empty] | 0.34682 | 0
LCP_Inputs_ON_Diverse_2023_04_03 | 2047 | Battery Storage | Storage |  | ON | Capacity-Storage | FOM | 0 | [6 empty] | 0.34682 | 0
LCP_Inputs_ON_Diverse_2023_04_03 | 2047 | Battery Storage | Storage |  | ON | Capacity-Storage | Flex Adder | 0 | [6 empty] | 0.34682 | 0
LCP_Inputs_ON_Diverse_2023_04_03 | 2047 | Biomass + CCS | Generation |  | ON | Capacity-Generation | FOM | 0 | [6 empty] | 0.34682 | 0
LCP_Inputs_ON_Diverse_2023_04_03 | 2047 | Biomass + CCS | Generation |  | ON | Capacity-Generation | Flex Adder | 0 | [6 empty] | 0.34682 | 0
LCP_Inputs_ON_Diverse_2023_04_03 | 2047 | CH4 + CCS | Generation |  | ON | Capacity-Generation | FOM | 0 | [6 empty] | 0.34682 | 0
LCP_Inputs_ON_Diverse_2023_04_03 | 2047 | CH4 + CCS | Generation |  | ON | Capacity-Generation | Flex Adder | 0 | [6 empty] | 0.34682 | 0
LCP_Inputs_ON_Diverse_2023_04_03 | 2047 | Electrolyser 2020/2030 | Crossload |  | ON | Capacity-Crossload | FOM | 0 | [6 empty] | 0.34682 | 0
LCP_Inputs_ON_Diverse_2023_04_03 | 2047 | Electrolyser 2020/2030 | Crossload |  | ON | Capacity-Crossload | Flex Adder | 0 | [6 empty] | 0.34682 | 0
LCP_Inputs_ON_Diverse_2023_04_03 | 2047 | Electrolyser 2040 | Crossload |  | ON | Capacity-Crossload | FOM | 102477216.5848 | [6 empty] | 0.34682 | 35540796.7725
LCP_Inputs_ON_Diverse_2023_04_03 | 2047 | Electrolyser 2040 | Crossload |  | ON | Capacity-Crossload | Flex Adder | 0 | [6 empty] | 0.34682 | 0
LCP_Inputs_ON_Diverse_2023_04_03 | 2047 | Generic - Generator | Generation |  | MI | Capacity-Generation | FOM | 0 | [6 empty] | 0.34682 | 0
LCP_Inputs_ON_Diverse_2023_04_03 | 2047 | Generic - Generator | Generation |  | MI | Capacity-Generation | Flex Adder | 0 | [6 empty] | 0.34682 | 0
LCP_Inputs_ON_Diverse_2023_04_03 | 2047 | Generic - Generator | Generation |  | NY | Capacity-Generation | FOM | 0 | [6 empty] | 0.34682 | 0
LCP_Inputs_ON_Diverse_2023_04_03 | 2047 | Generic - Generator | Generation |  | NY | Capacity-Generation | Flex Adder | 0 | [6 empty] | 0.34682 | 0
LCP_Inputs_ON_Diverse_2023_04_03 | 2047 | Generic - Generator | Generation |  | PJ | Capacity-Generation | FOM | 0 | [6 empty] | 0.34682 | 0
LCP_Inputs_ON_Diverse_2023_04_03 | 2047 | Generic - Generator | Generation |  | PJ | Capacity-Generation | Flex Adder | 0 | [6 empty] | 0.34682 | 0
LCP_Inputs_ON_Diverse_2023_04_03 | 2047 | Generic - Generator | Generation |  | QC | Capacity-Generation | FOM | 0 | [6 empty] | 0.34682 | 0
LCP_Inputs_ON_Diverse_2023_04_03 | 2047 | Generic - Generator | Generation |  | QC | Capacity-Generation | Flex Adder | 0 | [6 empty] | 0.34682 | 0
LCP_Inputs_ON_Diverse_2023_04_03 | 2047 | Generic - Generator | Generation |  | WC | Capacity-Generation | FOM | 0 | [6 empty] | 0.34682 | 0
LCP_Inputs_ON_Diverse_2023_04_03 | 2047 | Generic - Generator | Generation |  | WC | Capacity-Generation | Flex Adder | 0 | [6 empty] | 0.34682 | 0
LCP_Inputs_ON_Diverse_2023_04_03 | 2047 | H2 Import - WC | Import |  | WC | Capacity-Import | FOM | 0 | [6 empty] | 0.34682 | 0
LCP_Inputs_ON_Diverse_2023_04_03 | 2047 | H2 Import - WC | Import |  | WC | Capacity-Import | Flex Adder | 0 | [6 empty] | 0.34682 | 0
LCP_Inputs_ON_Diverse_2023_04_03 | 2047 | H2 Salt Cavern Storage - ON | Storage |  | ON | Capacity-Storage | FOM | 0 | [6 empty] | 0.34682 | 0
LCP_Inputs_ON_Diverse_2023_04_03 | 2047 | H2 Salt Cavern Storage - ON | Storage |  | ON | Capacity-Storage | Flex Adder | 0 | [6 empty] | 0.34682 | 0
LCP_Inputs_ON_Diverse_2023_04_03 | 2047 | Hydro | Generation |  | ON | Capacity-Generation | FOM | 0 | [6 empty] | 0.34682 | 0
LCP_Inputs_ON_Diverse_2023_04_03 | 2047 | Hydro | Generation |  | ON | Capacity-Generation | Flex Adder | 0 | [6 empty] | 0.34682 | 0
LCP_Inputs_ON_Diverse_2023_04_03 | 2047 | Nuclear | Generation |  | ON | Capacity-Generation | FOM | 0 | [6 empty] | 0.34682 | 0
LCP_Inputs_ON_Diverse_2023_04_03 | 2047 | Nuclear | Generation |  | ON | Capacity-Generation | Flex Adder | 0 | [6 empty] | 0.34682 | 0
LCP_Inputs_ON_Diverse_2023_04_03 | 2047 | Nuclear SMR | Generation |  | ON | Capacity-Generation | FOM | 0 | [6 empty] | 0.34682 | 0
LCP_Inputs_ON_Diverse_2023_04_03 | 2047 | Nuclear SMR | Generation |  | ON | Capacity-Generation | Flex Adder | 0 | [6 empty] | 0.34682 | 0
LCP_Inputs_ON_Diverse_2023_04_03 | 2047 | O/CCGT - H2 New | Crossload |  | ON | Capacity-Crossload | FOM | 71027220.9848 | [6 empty] | 0.34682 | 24633417.1679
LCP_Inputs_ON_Diverse_2023_04_03 | 2047 | O/CCGT - H2 New | Crossload |  | ON | Capacity-Crossload | Flex Adder | 0 | [6 empty] | 0.34682 | 0
LCP_Inputs_ON_Diverse_2023_04_03 | 2047 | SMR CCS | Crossload |  | ON | Capacity-Crossload | FOM | 882534991.4265 | [6 empty] | 0.34682 | 306077758.7473
LCP_Inputs_ON_Diverse_2023_04_03 | 2047 | SMR CCS | Crossload |  | ON | Capacity-Crossload | Flex Adder | 0 | [6 empty] | 0.34682 | 0
LCP_Inputs_ON_Diverse_2023_04_03 | 2047 | SMR CCS | Crossload |  | WC | Capacity-Crossload | FOM | 0 | [6 empty] | 0.34682 | 0
LCP_Inputs_ON_Diverse_2023_04_03 | 2047 | SMR CCS | Crossload |  | WC | Capacity-Crossload | Flex Adder | 0 | [6 empty] | 0.34682 | 0
LCP_Inputs_ON_Diverse_2023_04_03 | 2047 | Solar PV | Generation |  | ON | Capacity-Generation | FOM | 59858748.9524 | [6 empty] | 0.34682 | 20760006.004
LCP_Inputs_ON_Diverse_2023_04_03 | 2047 | Solar PV | Generation |  | ON | Capacity-Generation | Flex Adder | 0 | [6 empty] | 0.34682 | 0
LCP_Inputs_ON_Diverse_2023_04_03 | 2047 | Solar PV | Generation |  | WC | Capacity-Generation | FOM | 13299829.3853 | [6 empty] | 0.34682 | 4612601.2107
LCP_Inputs_ON_Diverse_2023_04_03 | 2047 | Solar PV | Generation |  | WC | Capacity-Generation | Flex Adder | 0 | [6 empty] | 0.34682 | 0
LCP_Inputs_ON_Diverse_2023_04_03 | 2047 | Wind Offshore | Generation |  | ON | Capacity-Generation | FOM | 0 | [6 empty] | 0.34682 | 0
LCP_Inputs_ON_Diverse_2023_04_03 | 2047 | Wind Offshore | Generation |  | ON | Capacity-Generation | Flex Adder | 0 | [6 empty] | 0.34682 | 0
LCP_Inputs_ON_Diverse_2023_04_03 | 2047 | Wind Onshore | Generation |  | MI | Capacity-Generation | FOM | 828035863.398 | [6 empty] | 0.34682 | 287176558.0894
LCP_Inputs_ON_Diverse_2023_04_03 | 2047 | Wind Onshore | Generation |  | MI | Capacity-Generation | Flex Adder | 0 | [6 empty] | 0.34682 | 0
LCP_Inputs_ON_Diverse_2023_04_03 | 2047 | Wind Onshore | Generation |  | NY | Capacity-Generation | FOM | 164797723.7865 | [6 empty] | 0.34682 | 57154581.3291
LCP_Inputs_ON_Diverse_2023_04_03 | 2047 | Wind Onshore | Generation |  | NY | Capacity-Generation | Flex Adder | 0 | [6 empty] | 0.34682 | 0
LCP_Inputs_ON_Diverse_2023_04_03 | 2047 | Wind Onshore | Generation |  | ON | Capacity-Generation | FOM | 875000000 | [6 empty] | 0.34682 | 303464498.8648
LCP_Inputs_ON_Diverse_2023_04_03 | 2047 | Wind Onshore | Generation |  | ON | Capacity-Generation | Flex Adder | 0 | [6 empty] | 0.34682 | 0
LCP_Inputs_ON_Diverse_2023_04_03 | 2047 | Wind Onshore | Generation |  | PJ | Capacity-Generation | FOM | 4302791680.0834 | [6 empty] | 0.34682 | 1492279452.4758
LCP_Inputs_ON_Diverse_2023_04_03 | 2047 | Wind Onshore | Generation |  | PJ | Capacity-Generation | Flex Adder | 0 | [6 empty] | 0.34682 | 0
LCP_Inputs_ON_Diverse_2023_04_03 | 2047 | Wind Onshore | Generation |  | WC | Capacity-Generation | FOM | 0 | [6 empty] | 0.34682 | 0
LCP_Inputs_ON_Diverse_2023_04_03 | 2047 | Wind Onshore | Generation |  | WC | Capacity-Generation | Flex Adder | 0 | [6 empty] | 0.34682 | 0
LCP_Inputs_ON_Diverse_2023_04_03 | 2048 | Anaerobic Digestion | Generation |  | ON | Capacity-Generation | FOM | 259916098.1302 | [6 empty] | 0.33348 | 86676163.1494
LCP_Inputs_ON_Diverse_2023_04_03 | 2048 | Anaerobic Digestion | Generation |  | ON | Capacity-Generation | Flex Adder | 0 | [6 empty] | 0.33348 | 0
LCP_Inputs_ON_Diverse_2023_04_03 | 2048 | Battery Storage | Storage |  | ON | Capacity-Storage | FOM | 0 | [6 empty] | 0.33348 | 0
LCP_Inputs_ON_Diverse_2023_04_03 | 2048 | Battery Storage | Storage |  | ON | Capacity-Storage | Flex Adder | 0 | [6 empty] | 0.33348 | 0
LCP_Inputs_ON_Diverse_2023_04_03 | 2048 | Biomass + CCS | Generation |  | ON | Capacity-Generation | FOM | 0 | [6 empty] | 0.33348 | 0
LCP_Inputs_ON_Diverse_2023_04_03 | 2048 | Biomass + CCS | Generation |  | ON | Capacity-Generation | Flex Adder | 0 | [6 empty] | 0.33348 | 0
LCP_Inputs_ON_Diverse_2023_04_03 | 2048 | CH4 + CCS | Generation |  | ON | Capacity-Generation | FOM | 0 | [6 empty] | 0.33348 | 0
LCP_Inputs_ON_Diverse_2023_04_03 | 2048 | CH4 + CCS | Generation |  | ON | Capacity-Generation | Flex Adder | 0 | [6 empty] | 0.33348 | 0
LCP_Inputs_ON_Diverse_2023_04_03 | 2048 | Electrolyser 2020/2030 | Crossload |  | ON | Capacity-Crossload | FOM | 0 | [6 empty] | 0.33348 | 0
LCP_Inputs_ON_Diverse_2023_04_03 | 2048 | Electrolyser 2020/2030 | Crossload |  | ON | Capacity-Crossload | Flex Adder | 0 | [6 empty] | 0.33348 | 0
LCP_Inputs_ON_Diverse_2023_04_03 | 2048 | Electrolyser 2040 | Crossload |  | ON | Capacity-Crossload | FOM | 102477216.5848 | [6 empty] | 0.33348 | 34173843.0505
LCP_Inputs_ON_Diverse_2023_04_03 | 2048 | Electrolyser 2040 | Crossload |  | ON | Capacity-Crossload | Flex Adder | 0 | [6 empty] | 0.33348 | 0
LCP_Inputs_ON_Diverse_2023_04_03 | 2048 | Generic - Generator | Generation |  | MI | Capacity-Generation | FOM | 0 | [6 empty] | 0.33348 | 0
LCP_Inputs_ON_Diverse_2023_04_03 | 2048 | Generic - Generator | Generation |  | MI | Capacity-Generation | Flex Adder | 0 | [6 empty] | 0.33348 | 0
LCP_Inputs_ON_Diverse_2023_04_03 | 2048 | Generic - Generator | Generation |  | NY | Capacity-Generation | FOM | 0 | [6 empty] | 0.33348 | 0
LCP_Inputs_ON_Diverse_2023_04_03 | 2048 | Generic - Generator | Generation |  | NY | Capacity-Generation | Flex Adder | 0 | [6 empty] | 0.33348 | 0
LCP_Inputs_ON_Diverse_2023_04_03 | 2048 | Generic - Generator | Generation |  | PJ | Capacity-Generation | FOM | 0 | [6 empty] | 0.33348 | 0
LCP_Inputs_ON_Diverse_2023_04_03 | 2048 | Generic - Generator | Generation |  | PJ | Capacity-Generation | Flex Adder | 0 | [6 empty] | 0.33348 | 0
LCP_Inputs_ON_Diverse_2023_04_03 | 2048 | Generic - Generator | Generation |  | QC | Capacity-Generation | FOM | 0 | [6 empty] | 0.33348 | 0
LCP_Inputs_ON_Diverse_2023_04_03 | 2048 | Generic - Generator | Generation |  | QC | Capacity-Generation | Flex Adder | 0 | [6 empty] | 0.33348 | 0
LCP_Inputs_ON_Diverse_2023_04_03 | 2048 | Generic - Generator | Generation |  | WC | Capacity-Generation | FOM | 0 | [6 empty] | 0.33348 | 0
LCP_Inputs_ON_Diverse_2023_04_03 | 2048 | Generic - Generator | Generation |  | WC | Capacity-Generation | Flex Adder | 0 | [6 empty] | 0.33348 | 0
LCP_Inputs_ON_Diverse_2023_04_03 | 2048 | H2 Import - WC | Import |  | WC | Capacity-Import | FOM | 0 | [6 empty] | 0.33348 | 0
LCP_Inputs_ON_Diverse_2023_04_03 | 2048 | H2 Import - WC | Import |  | WC | Capacity-Import | Flex Adder | 0 | [6 empty] | 0.33348 | 0
LCP_Inputs_ON_Diverse_2023_04_03 | 2048 | H2 Salt Cavern Storage - ON | Storage |  | ON | Capacity-Storage | FOM | 0 | [6 empty] | 0.33348 | 0
LCP_Inputs_ON_Diverse_2023_04_03 | 2048 | H2 Salt Cavern Storage - ON | Storage |  | ON | Capacity-Storage | Flex Adder | 0 | [6 empty] | 0.33348 | 0
LCP_Inputs_ON_Diverse_2023_04_03 | 2048 | Hydro | Generation |  | ON | Capacity-Generation | FOM | 0 | [6 empty] | 0.33348 | 0
LCP_Inputs_ON_Diverse_2023_04_03 | 2048 | Hydro | Generation |  | ON | Capacity-Generation | Flex Adder | 0 | [6 empty] | 0.33348 | 0
LCP_Inputs_ON_Diverse_2023_04_03 | 2048 | Nuclear | Generation |  | ON | Capacity-Generation | FOM | 0 | [6 empty] | 0.33348 | 0
LCP_Inputs_ON_Diverse_2023_04_03 | 2048 | Nuclear | Generation |  | ON | Capacity-Generation | Flex Adder | 0 | [6 empty] | 0.33348 | 0
LCP_Inputs_ON_Diverse_2023_04_03 | 2048 | Nuclear SMR | Generation |  | ON | Capacity-Generation | FOM | 0 | [6 empty] | 0.33348 | 0
LCP_Inputs_ON_Diverse_2023_04_03 | 2048 | Nuclear SMR | Generation |  | ON | Capacity-Generation | Flex Adder | 0 | [6 empty] | 0.33348 | 0
LCP_Inputs_ON_Diverse_2023_04_03 | 2048 | O/CCGT - H2 New | Crossload |  | ON | Capacity-Crossload | FOM | 71027220.9848 | [6 empty] | 0.33348 | 23685978.046
LCP_Inputs_ON_Diverse_2023_04_03 | 2048 | O/CCGT - H2 New | Crossload |  | ON | Capacity-Crossload | Flex Adder | 0 | [6 empty] | 0.33348 | 0
LCP_Inputs_ON_Diverse_2023_04_03 | 2048 | SMR CCS | Crossload |  | ON | Capacity-Crossload | FOM | 882534991.4265 | [6 empty] | 0.33348 | 294305537.2571
LCP_Inputs_ON_Diverse_2023_04_03 | 2048 | SMR CCS | Crossload |  | ON | Capacity-Crossload | Flex Adder | 0 | [6 empty] | 0.33348 | 0
LCP_Inputs_ON_Diverse_2023_04_03 | 2048 | SMR CCS | Crossload |  | WC | Capacity-Crossload | FOM | 0 | [6 empty] | 0.33348 | 0
LCP_Inputs_ON_Diverse_2023_04_03 | 2048 | SMR CCS | Crossload |  | WC | Capacity-Crossload | Flex Adder | 0 | [6 empty] | 0.33348 | 0
LCP_Inputs_ON_Diverse_2023_04_03 | 2048 | Solar PV | Generation |  | ON | Capacity-Generation | FOM | 59858748.9524 | [6 empty] | 0.33348 | 19961544.2346
LCP_Inputs_ON_Diverse_2023_04_03 | 2048 | Solar PV | Generation |  | ON | Capacity-Generation | Flex Adder | 0 | [6 empty] | 0.33348 | 0
LCP_Inputs_ON_Diverse_2023_04_03 | 2048 | Solar PV | Generation |  | WC | Capacity-Generation | FOM | 13299829.3853 | [6 empty] | 0.33348 | 4435193.4719
LCP_Inputs_ON_Diverse_2023_04_03 | 2048 | Solar PV | Generation |  | WC | Capacity-Generation | Flex Adder | 0 | [6 empty] | 0.33348 | 0
LCP_Inputs_ON_Diverse_2023_04_03 | 2048 | Wind Offshore | Generation |  | ON | Capacity-Generation | FOM | 0 | [6 empty] | 0.33348 | 0
LCP_Inputs_ON_Diverse_2023_04_03 | 2048 | Wind Offshore | Generation |  | ON | Capacity-Generation | Flex Adder | 0 | [6 empty] | 0.33348 | 0
LCP_Inputs_ON_Diverse_2023_04_03 | 2048 | Wind Onshore | Generation |  | MI | Capacity-Generation | FOM | 828035863.398 | [6 empty] | 0.33348 | 276131305.8552
LCP_Inputs_ON_Diverse_2023_04_03 | 2048 | Wind Onshore | Generation |  | MI | Capacity-Generation | Flex Adder | 0 | [6 empty] | 0.33348 | 0
LCP_Inputs_ON_Diverse_2023_04_03 | 2048 | Wind Onshore | Generation |  | NY | Capacity-Generation | FOM | 164797723.7865 | [6 empty] | 0.33348 | 54956328.201
LCP_Inputs_ON_Diverse_2023_04_03 | 2048 | Wind Onshore | Generation |  | NY | Capacity-Generation | Flex Adder | 0 | [6 empty] | 0.33348 | 0
LCP_Inputs_ON_Diverse_2023_04_03 | 2048 | Wind Onshore | Generation |  | ON | Capacity-Generation | FOM | 875000000 | [6 empty] | 0.33348 | 291792787.37
LCP_Inputs_ON_Diverse_2023_04_03 | 2048 | Wind Onshore | Generation |  | ON | Capacity-Generation | Flex Adder | 0 | [6 empty] | 0.33348 | 0
LCP_Inputs_ON_Diverse_2023_04_03 | 2048 | Wind Onshore | Generation |  | PJ | Capacity-Generation | FOM | 4302791680.0834 | [6 empty] | 0.33348 | 1434884088.919
LCP_Inputs_ON_Diverse_2023_04_03 | 2048 | Wind Onshore | Generation |  | PJ | Capacity-Generation | Flex Adder | 0 | [6 empty] | 0.33348 | 0
LCP_Inputs_ON_Diverse_2023_04_03 | 2048 | Wind Onshore | Generation |  | WC | Capacity-Generation | FOM | 0 | [6 empty] | 0.33348 | 0
LCP_Inputs_ON_Diverse_2023_04_03 | 2048 | Wind Onshore | Generation |  | WC | Capacity-Generation | Flex Adder | 0 | [6 empty] | 0.33348 | 0
LCP_Inputs_ON_Diverse_2023_04_03 | 2049 | Anaerobic Digestion | Generation |  | ON | Capacity-Generation | FOM | 259916098.1302 | [6 empty] | 0.32065 | 83342464.5668
LCP_Inputs_ON_Diverse_2023_04_03 | 2049 | Anaerobic Digestion | Generation |  | ON | Capacity-Generation | Flex Adder | 0 | [6 empty] | 0.32065 | 0
LCP_Inputs_ON_Diverse_2023_04_03 | 2049 | Battery Storage | Storage |  | ON | Capacity-Storage | FOM | 0 | [6 empty] | 0.32065 | 0
LCP_Inputs_ON_Diverse_2023_04_03 | 2049 | Battery Storage | Storage |  | ON | Capacity-Storage | Flex Adder | 0 | [6 empty] | 0.32065 | 0
LCP_Inputs_ON_Diverse_2023_04_03 | 2049 | Biomass + CCS | Generation |  | ON | Capacity-Generation | FOM | 0 | [6 empty] | 0.32065 | 0
LCP_Inputs_ON_Diverse_2023_04_03 | 2049 | Biomass + CCS | Generation |  | ON | Capacity-Generation | Flex Adder | 0 | [6 empty] | 0.32065 | 0
LCP_Inputs_ON_Diverse_2023_04_03 | 2049 | CH4 + CCS | Generation |  | ON | Capacity-Generation | FOM | 0 | [6 empty] | 0.32065 | 0
LCP_Inputs_ON_Diverse_2023_04_03 | 2049 | CH4 + CCS | Generation |  | ON | Capacity-Generation | Flex Adder | 0 | [6 empty] | 0.32065 | 0
LCP_Inputs_ON_Diverse_2023_04_03 | 2049 | Electrolyser 2020/2030 | Crossload |  | ON | Capacity-Crossload | FOM | 0 | [6 empty] | 0.32065 | 0
LCP_Inputs_ON_Diverse_2023_04_03 | 2049 | Electrolyser 2020/2030 | Crossload |  | ON | Capacity-Crossload | Flex Adder | 0 | [6 empty] | 0.32065 | 0
LCP_Inputs_ON_Diverse_2023_04_03 | 2049 | Electrolyser 2040 | Crossload |  | ON | Capacity-Crossload | FOM | 102477216.5848 | [6 empty] | 0.32065 | 32859464.4716
LCP_Inputs_ON_Diverse_2023_04_03 | 2049 | Electrolyser 2040 | Crossload |  | ON | Capacity-Crossload | Flex Adder | 0 | [6 empty] | 0.32065 | 0
LCP_Inputs_ON_Diverse_2023_04_03 | 2049 | Generic - Generator | Generation |  | MI | Capacity-Generation | FOM | 0 | [6 empty] | 0.32065 | 0
LCP_Inputs_ON_Diverse_2023_04_03 | 2049 | Generic - Generator | Generation |  | MI | Capacity-Generation | Flex Adder | 0 | [6 empty] | 0.32065 | 0
LCP_Inputs_ON_Diverse_2023_04_03 | 2049 | Generic - Generator | Generation |  | NY | Capacity-Generation | FOM | 0 | [6 empty] | 0.32065 | 0
LCP_Inputs_ON_Diverse_2023_04_03 | 2049 | Generic - Generator | Generation |  | NY | Capacity-Generation | Flex Adder | 0 | [6 empty] | 0.32065 | 0
LCP_Inputs_ON_Diverse_2023_04_03 | 2049 | Generic - Generator | Generation |  | PJ | Capacity-Generation | FOM | 0 | [6 empty] | 0.32065 | 0
LCP_Inputs_ON_Diverse_2023_04_03 | 2049 | Generic - Generator | Generation |  | PJ | Capacity-Generation | Flex Adder | 0 | [6 empty] | 0.32065 | 0
LCP_Inputs_ON_Diverse_2023_04_03 | 2049 | Generic - Generator | Generation |  | QC | Capacity-Generation | FOM | 0 | [6 empty] | 0.32065 | 0
LCP_Inputs_ON_Diverse_2023_04_03 | 2049 | Generic - Generator | Generation |  | QC | Capacity-Generation | Flex Adder | 0 | [6 empty] | 0.32065 | 0
LCP_Inputs_ON_Diverse_2023_04_03 | 2049 | Generic - Generator | Generation |  | WC | Capacity-Generation | FOM | 0 | [6 empty] | 0.32065 | 0
LCP_Inputs_ON_Diverse_2023_04_03 | 2049 | Generic - Generator | Generation |  | WC | Capacity-Generation | Flex Adder | 0 | [6 empty] | 0.32065 | 0
LCP_Inputs_ON_Diverse_2023_04_03 | 2049 | H2 Import - WC | Import |  | WC | Capacity-Import | FOM | 0 | [6 empty] | 0.32065 | 0
LCP_Inputs_ON_Diverse_2023_04_03 | 2049 | H2 Import - WC | Import |  | WC | Capacity-Import | Flex Adder | 0 | [6 empty] | 0.32065 | 0
LCP_Inputs_ON_Diverse_2023_04_03 | 2049 | H2 Salt Cavern Storage - ON | Storage |  | ON | Capacity-Storage | FOM | 0 | [6 empty] | 0.32065 | 0
LCP_Inputs_ON_Diverse_2023_04_03 | 2049 | H2 Salt Cavern Storage - ON | Storage |  | ON | Capacity-Storage | Flex Adder | 0 | [6 empty] | 0.32065 | 0
LCP_Inputs_ON_Diverse_2023_04_03 | 2049 | Hydro | Generation |  | ON | Capacity-Generation | FOM | 0 | [6 empty] | 0.32065 | 0
LCP_Inputs_ON_Diverse_2023_04_03 | 2049 | Hydro | Generation |  | ON | Capacity-Generation | Flex Adder | 0 | [6 empty] | 0.32065 | 0
LCP_Inputs_ON_Diverse_2023_04_03 | 2049 | Nuclear | Generation |  | ON | Capacity-Generation | FOM | 0 | [6 empty] | 0.32065 | 0
LCP_Inputs_ON_Diverse_2023_04_03 | 2049 | Nuclear | Generation |  | ON | Capacity-Generation | Flex Adder | 0 | [6 empty] | 0.32065 | 0
LCP_Inputs_ON_Diverse_2023_04_03 | 2049 | Nuclear SMR | Generation |  | ON | Capacity-Generation | FOM | 0 | [6 empty] | 0.32065 | 0
LCP_Inputs_ON_Diverse_2023_04_03 | 2049 | Nuclear SMR | Generation |  | ON | Capacity-Generation | Flex Adder | 0 | [6 empty] | 0.32065 | 0
LCP_Inputs_ON_Diverse_2023_04_03 | 2049 | O/CCGT - H2 New | Crossload |  | ON | Capacity-Crossload | FOM | 71027220.9848 | [6 empty] | 0.32065 | 22774978.8904
LCP_Inputs_ON_Diverse_2023_04_03 | 2049 | O/CCGT - H2 New | Crossload |  | ON | Capacity-Crossload | Flex Adder | 0 | [6 empty] | 0.32065 | 0
LCP_Inputs_ON_Diverse_2023_04_03 | 2049 | SMR CCS | Crossload |  | ON | Capacity-Crossload | FOM | 882534991.4265 | [6 empty] | 0.32065 | 282986093.5164
LCP_Inputs_ON_Diverse_2023_04_03 | 2049 | SMR CCS | Crossload |  | ON | Capacity-Crossload | Flex Adder | 0 | [6 empty] | 0.32065 | 0
LCP_Inputs_ON_Diverse_2023_04_03 | 2049 | SMR CCS | Crossload |  | WC | Capacity-Crossload | FOM | 0 | [6 empty] | 0.32065 | 0
LCP_Inputs_ON_Diverse_2023_04_03 | 2049 | SMR CCS | Crossload |  | WC | Capacity-Crossload | Flex Adder | 0 | [6 empty] | 0.32065 | 0
LCP_Inputs_ON_Diverse_2023_04_03 | 2049 | Solar PV | Generation |  | ON | Capacity-Generation | FOM | 59858748.9524 | [6 empty] | 0.32065 | 19193792.5333
LCP_Inputs_ON_Diverse_2023_04_03 | 2049 | Solar PV | Generation |  | ON | Capacity-Generation | Flex Adder | 0 | [6 empty] | 0.32065 | 0
LCP_Inputs_ON_Diverse_2023_04_03 | 2049 | Solar PV | Generation |  | WC | Capacity-Generation | FOM | 13299829.3853 | [6 empty] | 0.32065 | 4264609.1076
LCP_Inputs_ON_Diverse_2023_04_03 | 2049 | Solar PV | Generation |  | WC | Capacity-Generation | Flex Adder | 0 | [6 empty] | 0.32065 | 0
LCP_Inputs_ON_Diverse_2023_04_03 | 2049 | Wind Offshore | Generation |  | ON | Capacity-Generation | FOM | 0 | [6 empty] | 0.32065 | 0
LCP_Inputs_ON_Diverse_2023_04_03 | 2049 | Wind Offshore | Generation |  | ON | Capacity-Generation | Flex Adder | 0 | [6 empty] | 0.32065 | 0
LCP_Inputs_ON_Diverse_2023_04_03 | 2049 | Wind Onshore | Generation |  | MI | Capacity-Generation | FOM | 828035863.398 | [6 empty] | 0.32065 | 265510871.0146
LCP_Inputs_ON_Diverse_2023_04_03 | 2049 | Wind Onshore | Generation |  | MI | Capacity-Generation | Flex Adder | 0 | [6 empty] | 0.32065 | 0
LCP_Inputs_ON_Diverse_2023_04_03 | 2049 | Wind Onshore | Generation |  | NY | Capacity-Generation | FOM | 164797723.7865 | [6 empty] | 0.32065 | 52842623.2702
LCP_Inputs_ON_Diverse_2023_04_03 | 2049 | Wind Onshore | Generation |  | NY | Capacity-Generation | Flex Adder | 0 | [6 empty] | 0.32065 | 0
LCP_Inputs_ON_Diverse_2023_04_03 | 2049 | Wind Onshore | Generation |  | ON | Capacity-Generation | FOM | 875000000 | [6 empty] | 0.32065 | 280569987.8558
LCP_Inputs_ON_Diverse_2023_04_03 | 2049 | Wind Onshore | Generation |  | ON | Capacity-Generation | Flex Adder | 0 | [6 empty] | 0.32065 | 0
LCP_Inputs_ON_Diverse_2023_04_03 | 2049 | Wind Onshore | Generation |  | PJ | Capacity-Generation | FOM | 4302791680.0834 | [6 empty] | 0.32065 | 1379696239.3452
LCP_Inputs_ON_Diverse_2023_04_03 | 2049 | Wind Onshore | Generation |  | PJ | Capacity-Generation | Flex Adder | 0 | [6 empty] | 0.32065 | 0
LCP_Inputs_ON_Diverse_2023_04_03 | 2049 | Wind Onshore | Generation |  | WC | Capacity-Generation | FOM | 0 | [6 empty] | 0.32065 | 0
LCP_Inputs_ON_Diverse_2023_04_03 | 2049 | Wind Onshore | Generation |  | WC | Capacity-Generation | Flex Adder | 0 | [6 empty] | 0.32065 | 0
LCP_Inputs_ON_Diverse_2023_04_03 | 2050 | Anaerobic Digestion | Generation |  | ON | Capacity-Generation | CONE | 44886075.3565 | [6 empty] | 0.30832 | 13839214.9645
LCP_Inputs_ON_Diverse_2023_04_03 | 2050 | Anaerobic Digestion | Generation |  | ON | Capacity-Generation | FOM | 485040277.6131 | [6 empty] | 0.30832 | 149546972.3071
LCP_Inputs_ON_Diverse_2023_04_03 | 2050 | Anaerobic Digestion | Generation |  | ON | Capacity-Generation | Flex Adder | 0 | [6 empty] | 0.30832 | 0
LCP_Inputs_ON_Diverse_2023_04_03 | 2050 | Battery Storage | Storage |  | ON | Capacity-Storage | CONE | 0 | [6 empty] | 0.30832 | 0
LCP_Inputs_ON_Diverse_2023_04_03 | 2050 | Battery Storage | Storage |  | ON | Capacity-Storage | FOM | 0 | [6 empty] | 0.30832 | 0
LCP_Inputs_ON_Diverse_2023_04_03 | 2050 | Battery Storage | Storage |  | ON | Capacity-Storage | Flex Adder | 0 | [6 empty] | 0.30832 | 0
LCP_Inputs_ON_Diverse_2023_04_03 | 2050 | Biomass + CCS | Generation |  | ON | Capacity-Generation | CONE | 64903620 | [6 empty] | 0.30832 | 20010997.6651
LCP_Inputs_ON_Diverse_2023_04_03 | 2050 | Biomass + CCS | Generation |  | ON | Capacity-Generation | FOM | 80652292.5 | [6 empty] | 0.30832 | 24866607.3926
LCP_Inputs_ON_Diverse_2023_04_03 | 2050 | Biomass + CCS | Generation |  | ON | Capacity-Generation | Flex Adder | 0 | [6 empty] | 0.30832 | 0
LCP_Inputs_ON_Diverse_2023_04_03 | 2050 | CH4 + CCS | Generation |  | ON | Capacity-Generation | CONE | 0.97206 | [6 empty] | 0.30832 | 0.2997
LCP_Inputs_ON_Diverse_2023_04_03 | 2050 | CH4 + CCS | Generation |  | ON | Capacity-Generation | FOM | 0 | [6 empty] | 0.30832 | 0
LCP_Inputs_ON_Diverse_2023_04_03 | 2050 | CH4 + CCS | Generation |  | ON | Capacity-Generation | Flex Adder | 0 | [6 empty] | 0.30832 | 0
LCP_Inputs_ON_Diverse_2023_04_03 | 2050 | Electrolyser 2020/2030 | Crossload |  | ON | Capacity-Crossload | FOM | 0 | [6 empty] | 0.30832 | 0
LCP_Inputs_ON_Diverse_2023_04_03 | 2050 | Electrolyser 2020/2030 | Crossload |  | ON | Capacity-Crossload | Flex Adder | 0 | [6 empty] | 0.30832 | 0
LCP_Inputs_ON_Diverse_2023_04_03 | 2050 | Electrolyser 2040 | Crossload |  | ON | Capacity-Crossload | FOM | 102477216.5848 | [6 empty] | 0.30832 | 31595638.915
LCP_Inputs_ON_Diverse_2023_04_03 | 2050 | Electrolyser 2040 | Crossload |  | ON | Capacity-Crossload | Flex Adder | 0 | [6 empty] | 0.30832 | 0
LCP_Inputs_ON_Diverse_2023_04_03 | 2050 | Electrolyser 2050 | Crossload |  | ON | Capacity-Crossload | CONE | 124787007.9113 | [6 empty] | 0.30832 | 38474164.0596
LCP_Inputs_ON_Diverse_2023_04_03 | 2050 | Electrolyser 2050 | Crossload |  | ON | Capacity-Crossload | FOM | 103989173.2594 | [6 empty] | 0.30832 | 32061803.383
LCP_Inputs_ON_Diverse_2023_04_03 | 2050 | Electrolyser 2050 | Crossload |  | ON | Capacity-Crossload | Flex Adder | 0 | [6 empty] | 0.30832 | 0
LCP_Inputs_ON_Diverse_2023_04_03 | 2050 | Generic - Generator | Generation |  | MI | Capacity-Generation | CONE | 0 | [6 empty] | 0.30832 | 0
LCP_Inputs_ON_Diverse_2023_04_03 | 2050 | Generic - Generator | Generation |  | MI | Capacity-Generation | FOM | 0 | [6 empty] | 0.30832 | 0
LCP_Inputs_ON_Diverse_2023_04_03 | 2050 | Generic - Generator | Generation |  | MI | Capacity-Generation | Flex Adder | 0 | [6 empty] | 0.30832 | 0
LCP_Inputs_ON_Diverse_2023_04_03 | 2050 | Generic - Generator | Generation |  | NY | Capacity-Generation | CONE | 0 | [6 empty] | 0.30832 | 0
LCP_Inputs_ON_Diverse_2023_04_03 | 2050 | Generic - Generator | Generation |  | NY | Capacity-Generation | FOM | 0 | [6 empty] | 0.30832 | 0
LCP_Inputs_ON_Diverse_2023_04_03 | 2050 | Generic - Generator | Generation |  | NY | Capacity-Generation | Flex Adder | 0 | [6 empty] | 0.30832 | 0
LCP_Inputs_ON_Diverse_2023_04_03 | 2050 | Generic - Generator | Generation |  | PJ | Capacity-Generation | CONE | 0 | [6 empty] | 0.30832 | 0
LCP_Inputs_ON_Diverse_2023_04_03 | 2050 | Generic - Generator | Generation |  | PJ | Capacity-Generation | FOM | 0 | [6 empty] | 0.30832 | 0
LCP_Inputs_ON_Diverse_2023_04_03 | 2050 | Generic - Generator | Generation |  | PJ | Capacity-Generation | Flex Adder | 0 | [6 empty] | 0.30832 | 0
LCP_Inputs_ON_Diverse_2023_04_03 | 2050 | Generic - Generator | Generation |  | QC | Capacity-Generation | CONE | 0 | [6 empty] | 0.30832 | 0
LCP_Inputs_ON_Diverse_2023_04_03 | 2050 | Generic - Generator | Generation |  | QC | Capacity-Generation | FOM | 0 | [6 empty] | 0.30832 | 0
LCP_Inputs_ON_Diverse_2023_04_03 | 2050 | Generic - Generator | Generation |  | QC | Capacity-Generation | Flex Adder | 0 | [6 empty] | 0.30832 | 0
LCP_Inputs_ON_Diverse_2023_04_03 | 2050 | Generic - Generator | Generation |  | WC | Capacity-Generation | CONE | 0 | [6 empty] | 0.30832 | 0
LCP_Inputs_ON_Diverse_2023_04_03 | 2050 | Generic - Generator | Generation |  | WC | Capacity-Generation | FOM | 0 | [6 empty] | 0.30832 | 0
LCP_Inputs_ON_Diverse_2023_04_03 | 2050 | Generic - Generator | Generation |  | WC | Capacity-Generation | Flex Adder | 0 | [6 empty] | 0.30832 | 0
LCP_Inputs_ON_Diverse_2023_04_03 | 2050 | H2 Import - QC | Import |  | QC | Capacity-Import | CONE | 2 | [6 empty] | 0.30832 | 0.61664
LCP_Inputs_ON_Diverse_2023_04_03 | 2050 | H2 Import - QC | Import |  | QC | Capacity-Import | FOM | 0 | [6 empty] | 0.30832 | 0
LCP_Inputs_ON_Diverse_2023_04_03 | 2050 | H2 Import - QC | Import |  | QC | Capacity-Import | Flex Adder | 0 | [6 empty] | 0.30832 | 0
LCP_Inputs_ON_Diverse_2023_04_03 | 2050 | H2 Import - WC | Import |  | WC | Capacity-Import | CONE | 3.5362 | [6 empty] | 0.30832 | 1.0903
LCP_Inputs_ON_Diverse_2023_04_03 | 2050 | H2 Import - WC | Import |  | WC | Capacity-Import | FOM | 0 | [6 empty] | 0.30832 | 0
LCP_Inputs_ON_Diverse_2023_04_03 | 2050 | H2 Import - WC | Import |  | WC | Capacity-Import | Flex Adder | 0 | [6 empty] | 0.30832 | 0
LCP_Inputs_ON_Diverse_2023_04_03 | 2050 | H2 Salt Cavern Storage - ON | Storage |  | ON | Capacity-Storage | CONE | 2.2 | [6 empty] | 0.30832 | 0.6783
LCP_Inputs_ON_Diverse_2023_04_03 | 2050 | H2 Salt Cavern Storage - ON | Storage |  | ON | Capacity-Storage | FOM | 0 | [6 empty] | 0.30832 | 0
LCP_Inputs_ON_Diverse_2023_04_03 | 2050 | H2 Salt Cavern Storage - ON | Storage |  | ON | Capacity-Storage | Flex Adder | 0 | [6 empty] | 0.30832 | 0
LCP_Inputs_ON_Diverse_2023_04_03 | 2050 | Hydro | Generation |  | ON | Capacity-Generation | CONE | 0 | [6 empty] | 0.30832 | 0
LCP_Inputs_ON_Diverse_2023_04_03 | 2050 | Hydro | Generation |  | ON | Capacity-Generation | FOM | 0 | [6 empty] | 0.30832 | 0
LCP_Inputs_ON_Diverse_2023_04_03 | 2050 | Hydro | Generation |  | ON | Capacity-Generation | Flex Adder | 0 | [6 empty] | 0.30832 | 0
LCP_Inputs_ON_Diverse_2023_04_03 | 2050 | Nuclear | Generation |  | ON | Capacity-Generation | CONE | 0 | [6 empty] | 0.30832 | 0
LCP_Inputs_ON_Diverse_2023_04_03 | 2050 | Nuclear | Generation |  | ON | Capacity-Generation | FOM | 0 | [6 empty] | 0.30832 | 0
LCP_Inputs_ON_Diverse_2023_04_03 | 2050 | Nuclear | Generation |  | ON | Capacity-Generation | Flex Adder | 0 | [6 empty] | 0.30832 | 0
LCP_Inputs_ON_Diverse_2023_04_03 | 2050 | Nuclear SMR | Generation |  | ON | Capacity-Generation | CONE | 330407616.5025 | [6 empty] | 0.30832 | 101870836.2083
LCP_Inputs_ON_Diverse_2023_04_03 | 2050 | Nuclear SMR | Generation |  | ON | Capacity-Generation | FOM | 413009520.6282 | [6 empty] | 0.30832 | 127338545.2604
LCP_Inputs_ON_Diverse_2023_04_03 | 2050 | Nuclear SMR | Generation |  | ON | Capacity-Generation | Flex Adder | 0 | [6 empty] | 0.30832 | 0
LCP_Inputs_ON_Diverse_2023_04_03 | 2050 | O/CCGT - H2 New | Crossload |  | ON | Capacity-Crossload | CONE | 314847361.4064 | [6 empty] | 0.30832 | 97073319.0838
LCP_Inputs_ON_Diverse_2023_04_03 | 2050 | O/CCGT - H2 New | Crossload |  | ON | Capacity-Crossload | FOM | 309547949.3229 | [6 empty] | 0.30832 | 95439411.4092
LCP_Inputs_ON_Diverse_2023_04_03 | 2050 | O/CCGT - H2 New | Crossload |  | ON | Capacity-Crossload | Flex Adder | 0 | [6 empty] | 0.30832 | 0
LCP_Inputs_ON_Diverse_2023_04_03 | 2050 | SMR CCS | Crossload |  | ON | Capacity-Crossload | CONE | 0 | [6 empty] | 0.30832 | 0
LCP_Inputs_ON_Diverse_2023_04_03 | 2050 | SMR CCS | Crossload |  | ON | Capacity-Crossload | FOM | 882534991.4265 | [6 empty] | 0.30832 | 272102012.9965
LCP_Inputs_ON_Diverse_2023_04_03 | 2050 | SMR CCS | Crossload |  | ON | Capacity-Crossload | Flex Adder | 0 | [6 empty] | 0.30832 | 0
LCP_Inputs_ON_Diverse_2023_04_03 | 2050 | SMR CCS | Crossload |  | WC | Capacity-Crossload | CONE | 0 | [6 empty] | 0.30832 | 0
LCP_Inputs_ON_Diverse_2023_04_03 | 2050 | SMR CCS | Crossload |  | WC | Capacity-Crossload | FOM | 0 | [6 empty] | 0.30832 | 0
LCP_Inputs_ON_Diverse_2023_04_03 | 2050 | SMR CCS | Crossload |  | WC | Capacity-Crossload | Flex Adder | 0 | [6 empty] | 0.30832 | 0
LCP_Inputs_ON_Diverse_2023_04_03 | 2050 | Solar PV | Generation |  | ON | Capacity-Generation | CONE | 0 | [6 empty] | 0.30832 | 0
LCP_Inputs_ON_Diverse_2023_04_03 | 2050 | Solar PV | Generation |  | ON | Capacity-Generation | FOM | 59858748.9524 | [6 empty] | 0.30832 | 18455569.7436
LCP_Inputs_ON_Diverse_2023_04_03 | 2050 | Solar PV | Generation |  | ON | Capacity-Generation | Flex Adder | 0 | [6 empty] | 0.30832 | 0
LCP_Inputs_ON_Diverse_2023_04_03 | 2050 | Solar PV | Generation |  | WC | Capacity-Generation | CONE | 0 | [6 empty] | 0.30832 | 0
LCP_Inputs_ON_Diverse_2023_04_03 | 2050 | Solar PV | Generation |  | WC | Capacity-Generation | FOM | 13299829.3853 | [6 empty] | 0.30832 | 4100585.6803
LCP_Inputs_ON_Diverse_2023_04_03 | 2050 | Solar PV | Generation |  | WC | Capacity-Generation | Flex Adder | 0 | [6 empty] | 0.30832 | 0
LCP_Inputs_ON_Diverse_2023_04_03 | 2050 | Wind Offshore | Generation |  | ON | Capacity-Generation | CONE | 0 | [6 empty] | 0.30832 | 0
LCP_Inputs_ON_Diverse_2023_04_03 | 2050 | Wind Offshore | Generation |  | ON | Capacity-Generation | FOM | 0 | [6 empty] | 0.30832 | 0
LCP_Inputs_ON_Diverse_2023_04_03 | 2050 | Wind Offshore | Generation |  | ON | Capacity-Generation | Flex Adder | 0 | [6 empty] | 0.30832 | 0
LCP_Inputs_ON_Diverse_2023_04_03 | 2050 | Wind Onshore | Generation |  | MI | Capacity-Generation | CONE | 0 | [6 empty] | 0.30832 | 0
LCP_Inputs_ON_Diverse_2023_04_03 | 2050 | Wind Onshore | Generation |  | MI | Capacity-Generation | FOM | 828035863.398 | [6 empty] | 0.30832 | 255298914.4371
LCP_Inputs_ON_Diverse_2023_04_03 | 2050 | Wind Onshore | Generation |  | MI | Capacity-Generation | Flex Adder | 0 | [6 empty] | 0.30832 | 0
LCP_Inputs_ON_Diverse_2023_04_03 | 2050 | Wind Onshore | Generation |  | NY | Capacity-Generation | CONE | 0 | [6 empty] | 0.30832 | 0
LCP_Inputs_ON_Diverse_2023_04_03 | 2050 | Wind Onshore | Generation |  | NY | Capacity-Generation | FOM | 164797723.7865 | [6 empty] | 0.30832 | 50810214.6829
LCP_Inputs_ON_Diverse_2023_04_03 | 2050 | Wind Onshore | Generation |  | NY | Capacity-Generation | Flex Adder | 0 | [6 empty] | 0.30832 | 0
LCP_Inputs_ON_Diverse_2023_04_03 | 2050 | Wind Onshore | Generation |  | ON | Capacity-Generation | CONE | 1335450000 | [6 empty] | 0.30832 | 411744165.1451
LCP_Inputs_ON_Diverse_2023_04_03 | 2050 | Wind Onshore | Generation |  | ON | Capacity-Generation | FOM | 1625000000 | [6 empty] | 0.30832 | 501017835.4568
LCP_Inputs_ON_Diverse_2023_04_03 | 2050 | Wind Onshore | Generation |  | ON | Capacity-Generation | Flex Adder | 0 | [6 empty] | 0.30832 | 0
LCP_Inputs_ON_Diverse_2023_04_03 | 2050 | Wind Onshore | Generation |  | PJ | Capacity-Generation | CONE | 0 | [6 empty] | 0.30832 | 0
LCP_Inputs_ON_Diverse_2023_04_03 | 2050 | Wind Onshore | Generation |  | PJ | Capacity-Generation | FOM | 4302791680.0834 | [6 empty] | 0.30832 | 1326630999.3704
LCP_Inputs_ON_Diverse_2023_04_03 | 2050 | Wind Onshore | Generation |  | PJ | Capacity-Generation | Flex Adder | 0 | [6 empty] | 0.30832 | 0
LCP_Inputs_ON_Diverse_2023_04_03 | 2050 | Wind Onshore | Generation |  | WC | Capacity-Generation | CONE | 0 | [6 empty] | 0.30832 | 0
LCP_Inputs_ON_Diverse_2023_04_03 | 2050 | Wind Onshore | Generation |  | WC | Capacity-Generation | FOM | 0 | [6 empty] | 0.30832 | 0
LCP_Inputs_ON_Diverse_2023_04_03 | 2050 | Wind Onshore | Generation |  | WC | Capacity-Generation | Flex Adder | 0 | [6 empty] | 0.30832 | 0
LCP_Inputs_ON_Diverse_2023_04_03 | 2020 | Battery Storage | Storage | Electricity | MI | Charging-Storage | O&M | 0 | [6 empty] | 1 | 0
LCP_Inputs_ON_Diverse_2023_04_03 | 2020 | Battery Storage | Storage | Electricity | NY | Charging-Storage | O&M | 0 | [6 empty] | 1 | 0
LCP_Inputs_ON_Diverse_2023_04_03 | 2020 | Battery Storage | Storage | Electricity | ON | Charging-Storage | O&M | 0 | [6 empty] | 1 | 0
LCP_Inputs_ON_Diverse_2023_04_03 | 2020 | Battery Storage | Storage | Electricity | PJ | Charging-Storage | O&M | 0 | [6 empty] | 1 | 0
LCP_Inputs_ON_Diverse_2023_04_03 | 2020 | Battery Storage | Storage | Electricity | QC | Charging-Storage | O&M | 0 | [6 empty] | 1 | 0
LCP_Inputs_ON_Diverse_2023_04_03 | 2020 | Battery Storage | Storage | Electricity | WC | Charging-Storage | O&M | 0 | [6 empty] | 1 | 0
LCP_Inputs_ON_Diverse_2023_04_03 | 2020 | CH4 Salt Cavern Storage - ON | Storage | Methane | MI | Charging-Storage | O&M | 0 | [6 empty] | 1 | 0
LCP_Inputs_ON_Diverse_2023_04_03 | 2020 | CH4 Salt Cavern Storage - ON | Storage | Methane | NY | Charging-Storage | O&M | 0 | [6 empty] | 1 | 0
LCP_Inputs_ON_Diverse_2023_04_03 | 2020 | CH4 Salt Cavern Storage - ON | Storage | Methane | ON | Charging-Storage | O&M | 0 | [6 empty] | 1 | 0
LCP_Inputs_ON_Diverse_2023_04_03 | 2020 | CH4 Salt Cavern Storage - ON | Storage | Methane | PJ | Charging-Storage | O&M | 0 | [6 empty] | 1 | 0
LCP_Inputs_ON_Diverse_2023_04_03 | 2020 | CH4 Salt Cavern Storage - ON | Storage | Methane | QC | Charging-Storage | O&M | 0 | [6 empty] | 1 | 0
LCP_Inputs_ON_Diverse_2023_04_03 | 2020 | CH4 Salt Cavern Storage - ON | Storage | Methane | WC | Charging-Storage | O&M | 0 | [6 empty] | 1 | 0
LCP_Inputs_ON_Diverse_2023_04_03 | 2020 | H2 Salt Cavern Storage - ON | Storage | Hydrogen | MI | Charging-Storage | O&M | 0 | [6 empty] | 1 | 0
LCP_Inputs_ON_Diverse_2023_04_03 | 2020 | H2 Salt Cavern Storage - ON | Storage | Hydrogen | NY | Charging-Storage | O&M | 0 | [6 empty] | 1 | 0
LCP_Inputs_ON_Diverse_2023_04_03 | 2020 | H2 Salt Cavern Storage - ON | Storage | Hydrogen | ON | Charging-Storage | O&M | 0 | [6 empty] | 1 | 0
LCP_Inputs_ON_Diverse_2023_04_03 | 2020 | H2 Salt Cavern Storage - ON | Storage | Hydrogen | PJ | Charging-Storage | O&M | 0 | [6 empty] | 1 | 0
LCP_Inputs_ON_Diverse_2023_04_03 | 2020 | H2 Salt Cavern Storage - ON | Storage | Hydrogen | QC | Charging-Storage | O&M | 0 | [6 empty] | 1 | 0
LCP_Inputs_ON_Diverse_2023_04_03 | 2020 | H2 Salt Cavern Storage - ON | Storage | Hydrogen | WC | Charging-Storage | O&M | 0 | [6 empty] | 1 | 0
LCP_Inputs_ON_Diverse_2023_04_03 | 2020 | Hydro Pumped Storage | Storage | Electricity | MI | Charging-Storage | O&M | 0 | [6 empty] | 1 | 0
LCP_Inputs_ON_Diverse_2023_04_03 | 2020 | Hydro Pumped Storage | Storage | Electricity | NY | Charging-Storage | O&M | 0 | [6 empty] | 1 | 0
LCP_Inputs_ON_Diverse_2023_04_03 | 2020 | Hydro Pumped Storage | Storage | Electricity | ON | Charging-Storage | O&M | 0 | [6 empty] | 1 | 0
LCP_Inputs_ON_Diverse_2023_04_03 | 2020 | Hydro Pumped Storage | Storage | Electricity | PJ | Charging-Storage | O&M | 0 | [6 empty] | 1 | 0
LCP_Inputs_ON_Diverse_2023_04_03 | 2020 | Hydro Pumped Storage | Storage | Electricity | QC | Charging-Storage | O&M | 0 | [6 empty] | 1 | 0
LCP_Inputs_ON_Diverse_2023_04_03 | 2020 | Hydro Pumped Storage | Storage | Electricity | WC | Charging-Storage | O&M | 0 | [6 empty] | 1 | 0
LCP_Inputs_ON_Diverse_2023_04_03 | 2030 | Battery Storage | Storage | Electricity | MI | Charging-Storage | O&M | 0 | [6 empty] | 0.67556 | 0
LCP_Inputs_ON_Diverse_2023_04_03 | 2030 | Battery Storage | Storage | Electricity | NY | Charging-Storage | O&M | 0 | [6 empty] | 0.67556 | 0
LCP_Inputs_ON_Diverse_2023_04_03 | 2030 | Battery Storage | Storage | Electricity | ON | Charging-Storage | O&M | 0 | [6 empty] | 0.67556 | 0
LCP_Inputs_ON_Diverse_2023_04_03 | 2030 | Battery Storage | Storage | Electricity | PJ | Charging-Storage | O&M | 0 | [6 empty] | 0.67556 | 0
LCP_Inputs_ON_Diverse_2023_04_03 | 2030 | Battery Storage | Storage | Electricity | QC | Charging-Storage | O&M | 0 | [6 empty] | 0.67556 | 0
LCP_Inputs_ON_Diverse_2023_04_03 | 2030 | Battery Storage | Storage | Electricity | WC | Charging-Storage | O&M | 0 | [6 empty] | 0.67556 | 0
LCP_Inputs_ON_Diverse_2023_04_03 | 2030 | CH4 Salt Cavern Storage - ON | Storage | Methane | MI | Charging-Storage | O&M | 0 | [6 empty] | 0.67556 | 0
LCP_Inputs_ON_Diverse_2023_04_03 | 2030 | CH4 Salt Cavern Storage - ON | Storage | Methane | NY | Charging-Storage | O&M | 0 | [6 empty] | 0.67556 | 0
LCP_Inputs_ON_Diverse_2023_04_03 | 2030 | CH4 Salt Cavern Storage - ON | Storage | Methane | ON | Charging-Storage | O&M | 0 | [6 empty] | 0.67556 | 0
LCP_Inputs_ON_Diverse_2023_04_03 | 2030 | CH4 Salt Cavern Storage - ON | Storage | Methane | PJ | Charging-Storage | O&M | 0 | [6 empty] | 0.67556 | 0
LCP_Inputs_ON_Diverse_2023_04_03 | 2030 | CH4 Salt Cavern Storage - ON | Storage | Methane | QC | Charging-Storage | O&M | 0 | [6 empty] | 0.67556 | 0
LCP_Inputs_ON_Diverse_2023_04_03 | 2030 | CH4 Salt Cavern Storage - ON | Storage | Methane | WC | Charging-Storage | O&M | 0 | [6 empty] | 0.67556 | 0
LCP_Inputs_ON_Diverse_2023_04_03 | 2030 | H2 Salt Cavern Storage - ON | Storage | Hydrogen | MI | Charging-Storage | O&M | 0 | [6 empty] | 0.67556 | 0
LCP_Inputs_ON_Diverse_2023_04_03 | 2030 | H2 Salt Cavern Storage - ON | Storage | Hydrogen | NY | Charging-Storage | O&M | 0 | [6 empty] | 0.67556 | 0
LCP_Inputs_ON_Diverse_2023_04_03 | 2030 | H2 Salt Cavern Storage - ON | Storage | Hydrogen | ON | Charging-Storage | O&M | 0 | [6 empty] | 0.67556 | 0
LCP_Inputs_ON_Diverse_2023_04_03 | 2030 | H2 Salt Cavern Storage - ON | Storage | Hydrogen | PJ | Charging-Storage | O&M | 0 | [6 empty] | 0.67556 | 0
LCP_Inputs_ON_Diverse_2023_04_03 | 2030 | H2 Salt Cavern Storage - ON | Storage | Hydrogen | QC | Charging-Storage | O&M | 0 | [6 empty] | 0.67556 | 0
LCP_Inputs_ON_Diverse_2023_04_03 | 2030 | H2 Salt Cavern Storage - ON | Storage | Hydrogen | WC | Charging-Storage | O&M | 0 | [6 empty] | 0.67556 | 0
LCP_Inputs_ON_Diverse_2023_04_03 | 2030 | Hydro Pumped Storage | Storage | Electricity | MI | Charging-Storage | O&M | 0 | [6 empty] | 0.67556 | 0
LCP_Inputs_ON_Diverse_2023_04_03 | 2030 | Hydro Pumped Storage | Storage | Electricity | NY | Charging-Storage | O&M | 0 | [6 empty] | 0.67556 | 0
LCP_Inputs_ON_Diverse_2023_04_03 | 2030 | Hydro Pumped Storage | Storage | Electricity | ON | Charging-Storage | O&M | 0 | [6 empty] | 0.67556 | 0
LCP_Inputs_ON_Diverse_2023_04_03 | 2030 | Hydro Pumped Storage | Storage | Electricity | PJ | Charging-Storage | O&M | 0 | [6 empty] | 0.67556 | 0
LCP_Inputs_ON_Diverse_2023_04_03 | 2030 | Hydro Pumped Storage | Storage | Electricity | QC | Charging-Storage | O&M | 0 | [6 empty] | 0.67556 | 0
LCP_Inputs_ON_Diverse_2023_04_03 | 2030 | Hydro Pumped Storage | Storage | Electricity | WC | Charging-Storage | O&M | 0 | [6 empty] | 0.67556 | 0
LCP_Inputs_ON_Diverse_2023_04_03 | 2040 | Battery Storage | Storage | Electricity | MI | Charging-Storage | O&M | 0 | [6 empty] | 0.45639 | 0
LCP_Inputs_ON_Diverse_2023_04_03 | 2040 | Battery Storage | Storage | Electricity | NY | Charging-Storage | O&M | 0 | [6 empty] | 0.45639 | 0
LCP_Inputs_ON_Diverse_2023_04_03 | 2040 | Battery Storage | Storage | Electricity | ON | Charging-Storage | O&M | 0 | [6 empty] | 0.45639 | 0
LCP_Inputs_ON_Diverse_2023_04_03 | 2040 | Battery Storage | Storage | Electricity | PJ | Charging-Storage | O&M | 0 | [6 empty] | 0.45639 | 0
LCP_Inputs_ON_Diverse_2023_04_03 | 2040 | Battery Storage | Storage | Electricity | QC | Charging-Storage | O&M | 0 | [6 empty] | 0.45639 | 0
LCP_Inputs_ON_Diverse_2023_04_03 | 2040 | Battery Storage | Storage | Electricity | WC | Charging-Storage | O&M | 0 | [6 empty] | 0.45639 | 0
LCP_Inputs_ON_Diverse_2023_04_03 | 2040 | CH4 Salt Cavern Storage - ON | Storage | Methane | MI | Charging-Storage | O&M | 0 | [6 empty] | 0.45639 | 0
LCP_Inputs_ON_Diverse_2023_04_03 | 2040 | CH4 Salt Cavern Storage - ON | Storage | Methane | NY | Charging-Storage | O&M | 0 | [6 empty] | 0.45639 | 0
LCP_Inputs_ON_Diverse_2023_04_03 | 2040 | CH4 Salt Cavern Storage - ON | Storage | Methane | ON | Charging-Storage | O&M | 0 | [6 empty] | 0.45639 | 0
LCP_Inputs_ON_Diverse_2023_04_03 | 2040 | CH4 Salt Cavern Storage - ON | Storage | Methane | PJ | Charging-Storage | O&M | 0 | [6 empty] | 0.45639 | 0
LCP_Inputs_ON_Diverse_2023_04_03 | 2040 | CH4 Salt Cavern Storage - ON | Storage | Methane | QC | Charging-Storage | O&M | 0 | [6 empty] | 0.45639 | 0
LCP_Inputs_ON_Diverse_2023_04_03 | 2040 | CH4 Salt Cavern Storage - ON | Storage | Methane | WC | Charging-Storage | O&M | 0 | [6 empty] | 0.45639 | 0
LCP_Inputs_ON_Diverse_2023_04_03 | 2040 | H2 Salt Cavern Storage - ON | Storage | Hydrogen | MI | Charging-Storage | O&M | 0 | [6 empty] | 0.45639 | 0
LCP_Inputs_ON_Diverse_2023_04_03 | 2040 | H2 Salt Cavern Storage - ON | Storage | Hydrogen | NY | Charging-Storage | O&M | 0 | [6 empty] | 0.45639 | 0
LCP_Inputs_ON_Diverse_2023_04_03 | 2040 | H2 Salt Cavern Storage - ON | Storage | Hydrogen | ON | Charging-Storage | O&M | 0 | [6 empty] | 0.45639 | 0
LCP_Inputs_ON_Diverse_2023_04_03 | 2040 | H2 Salt Cavern Storage - ON | Storage | Hydrogen | PJ | Charging-Storage | O&M | 0 | [6 empty] | 0.45639 | 0
LCP_Inputs_ON_Diverse_2023_04_03 | 2040 | H2 Salt Cavern Storage - ON | Storage | Hydrogen | QC | Charging-Storage | O&M | 0 | [6 empty] | 0.45639 | 0
LCP_Inputs_ON_Diverse_2023_04_03 | 2040 | H2 Salt Cavern Storage - ON | Storage | Hydrogen | WC | Charging-Storage | O&M | 0 | [6 empty] | 0.45639 | 0
LCP_Inputs_ON_Diverse_2023_04_03 | 2040 | Hydro Pumped Storage | Storage | Electricity | MI | Charging-Storage | O&M | 0 | [6 empty] | 0.45639 | 0
LCP_Inputs_ON_Diverse_2023_04_03 | 2040 | Hydro Pumped Storage | Storage | Electricity | NY | Charging-Storage | O&M | 0 | [6 empty] | 0.45639 | 0
LCP_Inputs_ON_Diverse_2023_04_03 | 2040 | Hydro Pumped Storage | Storage | Electricity | ON | Charging-Storage | O&M | 0 | [6 empty] | 0.45639 | 0
LCP_Inputs_ON_Diverse_2023_04_03 | 2040 | Hydro Pumped Storage | Storage | Electricity | PJ | Charging-Storage | O&M | 0 | [6 empty] | 0.45639 | 0
LCP_Inputs_ON_Diverse_2023_04_03 | 2040 | Hydro Pumped Storage | Storage | Electricity | QC | Charging-Storage | O&M | 0 | [6 empty] | 0.45639 | 0
LCP_Inputs_ON_Diverse_2023_04_03 | 2040 | Hydro Pumped Storage | Storage | Electricity | WC | Charging-Storage | O&M | 0 | [6 empty] | 0.45639 | 0
LCP_Inputs_ON_Diverse_2023_04_03 | 2050 | Battery Storage | Storage | Electricity | MI | Charging-Storage | O&M | 0 | [6 empty] | 0.30832 | 0
LCP_Inputs_ON_Diverse_2023_04_03 | 2050 | Battery Storage | Storage | Electricity | NY | Charging-Storage | O&M | 0 | [6 empty] | 0.30832 | 0
LCP_Inputs_ON_Diverse_2023_04_03 | 2050 | Battery Storage | Storage | Electricity | ON | Charging-Storage | O&M | 0 | [6 empty] | 0.30832 | 0
LCP_Inputs_ON_Diverse_2023_04_03 | 2050 | Battery Storage | Storage | Electricity | PJ | Charging-Storage | O&M | 0 | [6 empty] | 0.30832 | 0
LCP_Inputs_ON_Diverse_2023_04_03 | 2050 | Battery Storage | Storage | Electricity | QC | Charging-Storage | O&M | 0 | [6 empty] | 0.30832 | 0
LCP_Inputs_ON_Diverse_2023_04_03 | 2050 | Battery Storage | Storage | Electricity | WC | Charging-Storage | O&M | 0 | [6 empty] | 0.30832 | 0
LCP_Inputs_ON_Diverse_2023_04_03 | 2050 | CH4 Salt Cavern Storage - ON | Storage | Methane | MI | Charging-Storage | O&M | 0 | [6 empty] | 0.30832 | 0
LCP_Inputs_ON_Diverse_2023_04_03 | 2050 | CH4 Salt Cavern Storage - ON | Storage | Methane | NY | Charging-Storage | O&M | 0 | [6 empty] | 0.30832 | 0
LCP_Inputs_ON_Diverse_2023_04_03 | 2050 | CH4 Salt Cavern Storage - ON | Storage | Methane | ON | Charging-Storage | O&M | 0 | [6 empty] | 0.30832 | 0
LCP_Inputs_ON_Diverse_2023_04_03 | 2050 | CH4 Salt Cavern Storage - ON | Storage | Methane | PJ | Charging-Storage | O&M | 0 | [6 empty] | 0.30832 | 0
LCP_Inputs_ON_Diverse_2023_04_03 | 2050 | CH4 Salt Cavern Storage - ON | Storage | Methane | QC | Charging-Storage | O&M | 0 | [6 empty] | 0.30832 | 0
LCP_Inputs_ON_Diverse_2023_04_03 | 2050 | CH4 Salt Cavern Storage - ON | Storage | Methane | WC | Charging-Storage | O&M | 0 | [6 empty] | 0.30832 | 0
LCP_Inputs_ON_Diverse_2023_04_03 | 2050 | H2 Salt Cavern Storage - ON | Storage | Hydrogen | MI | Charging-Storage | O&M | 0 | [6 empty] | 0.30832 | 0
LCP_Inputs_ON_Diverse_2023_04_03 | 2050 | H2 Salt Cavern Storage - ON | Storage | Hydrogen | NY | Charging-Storage | O&M | 0 | [6 empty] | 0.30832 | 0
LCP_Inputs_ON_Diverse_2023_04_03 | 2050 | H2 Salt Cavern Storage - ON | Storage | Hydrogen | ON | Charging-Storage | O&M | 0 | [6 empty] | 0.30832 | 0
LCP_Inputs_ON_Diverse_2023_04_03 | 2050 | H2 Salt Cavern Storage - ON | Storage | Hydrogen | PJ | Charging-Storage | O&M | 0 | [6 empty] | 0.30832 | 0
LCP_Inputs_ON_Diverse_2023_04_03 | 2050 | H2 Salt Cavern Storage - ON | Storage | Hydrogen | QC | Charging-Storage | O&M | 0 | [6 empty] | 0.30832 | 0
LCP_Inputs_ON_Diverse_2023_04_03 | 2050 | H2 Salt Cavern Storage - ON | Storage | Hydrogen | WC | Charging-Storage | O&M | 0 | [6 empty] | 0.30832 | 0
LCP_Inputs_ON_Diverse_2023_04_03 | 2050 | Hydro Pumped Storage | Storage | Electricity | MI | Charging-Storage | O&M | 0 | [6 empty] | 0.30832 | 0
LCP_Inputs_ON_Diverse_2023_04_03 | 2050 | Hydro Pumped Storage | Storage | Electricity | NY | Charging-Storage | O&M | 0 | [6 empty] | 0.30832 | 0
LCP_Inputs_ON_Diverse_2023_04_03 | 2050 | Hydro Pumped Storage | Storage | Electricity | ON | Charging-Storage | O&M | 0 | [6 empty] | 0.30832 | 0
LCP_Inputs_ON_Diverse_2023_04_03 | 2050 | Hydro Pumped Storage | Storage | Electricity | PJ | Charging-Storage | O&M | 0 | [6 empty] | 0.30832 | 0
LCP_Inputs_ON_Diverse_2023_04_03 | 2050 | Hydro Pumped Storage | Storage | Electricity | QC | Charging-Storage | O&M | 0 | [6 empty] | 0.30832 | 0
LCP_Inputs_ON_Diverse_2023_04_03 | 2050 | Hydro Pumped Storage | Storage | Electricity | WC | Charging-Storage | O&M | 0 | [6 empty] | 0.30832 | 0
LCP_Inputs_ON_Diverse_2023_04_03 | 2020 | CH4 Salt Cavern Storage - ON | Storage | Methane | MI | Storage-Carryover | O&M | 0 | [6 empty] | 1 | 0
LCP_Inputs_ON_Diverse_2023_04_03 | 2020 | CH4 Salt Cavern Storage - ON | Storage | Methane | NY | Storage-Carryover | O&M | 0 | [6 empty] | 1 | 0
LCP_Inputs_ON_Diverse_2023_04_03 | 2020 | CH4 Salt Cavern Storage - ON | Storage | Methane | ON | Storage-Carryover | O&M | 0 | [6 empty] | 1 | 0
LCP_Inputs_ON_Diverse_2023_04_03 | 2020 | CH4 Salt Cavern Storage - ON | Storage | Methane | PJ | Storage-Carryover | O&M | 0 | [6 empty] | 1 | 0
LCP_Inputs_ON_Diverse_2023_04_03 | 2020 | CH4 Salt Cavern Storage - ON | Storage | Methane | QC | Storage-Carryover | O&M | 0 | [6 empty] | 1 | 0
LCP_Inputs_ON_Diverse_2023_04_03 | 2020 | CH4 Salt Cavern Storage - ON | Storage | Methane | WC | Storage-Carryover | O&M | 0 | [6 empty] | 1 | 0
LCP_Inputs_ON_Diverse_2023_04_03 | 2020 | H2 Salt Cavern Storage - ON | Storage | Hydrogen | MI | Storage-Carryover | O&M | 0 | [6 empty] | 1 | 0
LCP_Inputs_ON_Diverse_2023_04_03 | 2020 | H2 Salt Cavern Storage - ON | Storage | Hydrogen | NY | Storage-Carryover | O&M | 0 | [6 empty] | 1 | 0
LCP_Inputs_ON_Diverse_2023_04_03 | 2020 | H2 Salt Cavern Storage - ON | Storage | Hydrogen | ON | Storage-Carryover | O&M | 0 | [6 empty] | 1 | 0
LCP_Inputs_ON_Diverse_2023_04_03 | 2020 | H2 Salt Cavern Storage - ON | Storage | Hydrogen | PJ | Storage-Carryover | O&M | 0 | [6 empty] | 1 | 0
LCP_Inputs_ON_Diverse_2023_04_03 | 2020 | H2 Salt Cavern Storage - ON | Storage | Hydrogen | QC | Storage-Carryover | O&M | 0 | [6 empty] | 1 | 0
LCP_Inputs_ON_Diverse_2023_04_03 | 2020 | H2 Salt Cavern Storage - ON | Storage | Hydrogen | WC | Storage-Carryover | O&M | 0 | [6 empty] | 1 | 0
LCP_Inputs_ON_Diverse_2023_04_03 | 2030 | CH4 Salt Cavern Storage - ON | Storage | Methane | MI | Storage-Carryover | O&M | 0 | [6 empty] | 0.67556 | 0
LCP_Inputs_ON_Diverse_2023_04_03 | 2030 | CH4 Salt Cavern Storage - ON | Storage | Methane | NY | Storage-Carryover | O&M | 0 | [6 empty] | 0.67556 | 0
LCP_Inputs_ON_Diverse_2023_04_03 | 2030 | CH4 Salt Cavern Storage - ON | Storage | Methane | ON | Storage-Carryover | O&M | 0 | [6 empty] | 0.67556 | 0
LCP_Inputs_ON_Diverse_2023_04_03 | 2030 | CH4 Salt Cavern Storage - ON | Storage | Methane | PJ | Storage-Carryover | O&M | 0 | [6 empty] | 0.67556 | 0
LCP_Inputs_ON_Diverse_2023_04_03 | 2030 | CH4 Salt Cavern Storage - ON | Storage | Methane | QC | Storage-Carryover | O&M | 0 | [6 empty] | 0.67556 | 0
LCP_Inputs_ON_Diverse_2023_04_03 | 2030 | CH4 Salt Cavern Storage - ON | Storage | Methane | WC | Storage-Carryover | O&M | 0 | [6 empty] | 0.67556 | 0
LCP_Inputs_ON_Diverse_2023_04_03 | 2030 | H2 Salt Cavern Storage - ON | Storage | Hydrogen | MI | Storage-Carryover | O&M | 0 | [6 empty] | 0.67556 | 0
LCP_Inputs_ON_Diverse_2023_04_03 | 2030 | H2 Salt Cavern Storage - ON | Storage | Hydrogen | NY | Storage-Carryover | O&M | 0 | [6 empty] | 0.67556 | 0
LCP_Inputs_ON_Diverse_2023_04_03 | 2030 | H2 Salt Cavern Storage - ON | Storage | Hydrogen | ON | Storage-Carryover | O&M | 0 | [6 empty] | 0.67556 | 0
LCP_Inputs_ON_Diverse_2023_04_03 | 2030 | H2 Salt Cavern Storage - ON | Storage | Hydrogen | PJ | Storage-Carryover | O&M | 0 | [6 empty] | 0.67556 | 0
LCP_Inputs_ON_Diverse_2023_04_03 | 2030 | H2 Salt Cavern Storage - ON | Storage | Hydrogen | QC | Storage-Carryover | O&M | 0 | [6 empty] | 0.67556 | 0
LCP_Inputs_ON_Diverse_2023_04_03 | 2030 | H2 Salt Cavern Storage - ON | Storage | Hydrogen | WC | Storage-Carryover | O&M | 0 | [6 empty] | 0.67556 | 0
LCP_Inputs_ON_Diverse_2023_04_03 | 2040 | CH4 Salt Cavern Storage - ON | Storage | Methane | MI | Storage-Carryover | O&M | 0 | [6 empty] | 0.45639 | 0
LCP_Inputs_ON_Diverse_2023_04_03 | 2040 | CH4 Salt Cavern Storage - ON | Storage | Methane | NY | Storage-Carryover | O&M | 0 | [6 empty] | 0.45639 | 0
LCP_Inputs_ON_Diverse_2023_04_03 | 2040 | CH4 Salt Cavern Storage - ON | Storage | Methane | ON | Storage-Carryover | O&M | 0 | [6 empty] | 0.45639 | 0
LCP_Inputs_ON_Diverse_2023_04_03 | 2040 | CH4 Salt Cavern Storage - ON | Storage | Methane | PJ | Storage-Carryover | O&M | 0 | [6 empty] | 0.45639 | 0
LCP_Inputs_ON_Diverse_2023_04_03 | 2040 | CH4 Salt Cavern Storage - ON | Storage | Methane | QC | Storage-Carryover | O&M | 0 | [6 empty] | 0.45639 | 0
LCP_Inputs_ON_Diverse_2023_04_03 | 2040 | CH4 Salt Cavern Storage - ON | Storage | Methane | WC | Storage-Carryover | O&M | 0 | [6 empty] | 0.45639 | 0
LCP_Inputs_ON_Diverse_2023_04_03 | 2040 | H2 Salt Cavern Storage - ON | Storage | Hydrogen | MI | Storage-Carryover | O&M | 0 | [6 empty] | 0.45639 | 0
LCP_Inputs_ON_Diverse_2023_04_03 | 2040 | H2 Salt Cavern Storage - ON | Storage | Hydrogen | NY | Storage-Carryover | O&M | 0 | [6 empty] | 0.45639 | 0
LCP_Inputs_ON_Diverse_2023_04_03 | 2040 | H2 Salt Cavern Storage - ON | Storage | Hydrogen | ON | Storage-Carryover | O&M | 0 | [6 empty] | 0.45639 | 0
LCP_Inputs_ON_Diverse_2023_04_03 | 2040 | H2 Salt Cavern Storage - ON | Storage | Hydrogen | PJ | Storage-Carryover | O&M | 0 | [6 empty] | 0.45639 | 0
LCP_Inputs_ON_Diverse_2023_04_03 | 2040 | H2 Salt Cavern Storage - ON | Storage | Hydrogen | QC | Storage-Carryover | O&M | 0 | [6 empty] | 0.45639 | 0
LCP_Inputs_ON_Diverse_2023_04_03 | 2040 | H2 Salt Cavern Storage - ON | Storage | Hydrogen | WC | Storage-Carryover | O&M | 0 | [6 empty] | 0.45639 | 0
LCP_Inputs_ON_Diverse_2023_04_03 | 2050 | CH4 Salt Cavern Storage - ON | Storage | Methane | MI | Storage-Carryover | O&M | 0 | [6 empty] | 0.30832 | 0
LCP_Inputs_ON_Diverse_2023_04_03 | 2050 | CH4 Salt Cavern Storage - ON | Storage | Methane | NY | Storage-Carryover | O&M | 0 | [6 empty] | 0.30832 | 0
LCP_Inputs_ON_Diverse_2023_04_03 | 2050 | CH4 Salt Cavern Storage - ON | Storage | Methane | ON | Storage-Carryover | O&M | 0 | [6 empty] | 0.30832 | 0
LCP_Inputs_ON_Diverse_2023_04_03 | 2050 | CH4 Salt Cavern Storage - ON | Storage | Methane | PJ | Storage-Carryover | O&M | 0 | [6 empty] | 0.30832 | 0
LCP_Inputs_ON_Diverse_2023_04_03 | 2050 | CH4 Salt Cavern Storage - ON | Storage | Methane | QC | Storage-Carryover | O&M | 0 | [6 empty] | 0.30832 | 0
LCP_Inputs_ON_Diverse_2023_04_03 | 2050 | CH4 Salt Cavern Storage - ON | Storage | Methane | WC | Storage-Carryover | O&M | 0 | [6 empty] | 0.30832 | 0
LCP_Inputs_ON_Diverse_2023_04_03 | 2050 | H2 Salt Cavern Storage - ON | Storage | Hydrogen | MI | Storage-Carryover | O&M | 0 | [6 empty] | 0.30832 | 0
LCP_Inputs_ON_Diverse_2023_04_03 | 2050 | H2 Salt Cavern Storage - ON | Storage | Hydrogen | NY | Storage-Carryover | O&M | 0 | [6 empty] | 0.30832 | 0
LCP_Inputs_ON_Diverse_2023_04_03 | 2050 | H2 Salt Cavern Storage - ON | Storage | Hydrogen | ON | Storage-Carryover | O&M | 0 | [6 empty] | 0.30832 | 0
LCP_Inputs_ON_Diverse_2023_04_03 | 2050 | H2 Salt Cavern Storage - ON | Storage | Hydrogen | PJ | Storage-Carryover | O&M | 0 | [6 empty] | 0.30832 | 0
LCP_Inputs_ON_Diverse_2023_04_03 | 2050 | H2 Salt Cavern Storage - ON | Storage | Hydrogen | QC | Storage-Carryover | O&M | 0 | [6 empty] | 0.30832 | 0
LCP_Inputs_ON_Diverse_2023_04_03 | 2050 | H2 Salt Cavern Storage - ON | Storage | Hydrogen | WC | Storage-Carryover | O&M | 0 | [6 empty] | 0.30832 | 0
LCP_Inputs_ON_Diverse_2023_04_03 | 2020 |  |  | Methane |  | Dispatch-Intraconnection | VOM | 0 | MI | MI | CH4 Pipeline |  |  |  | 1 | 0
LCP_Inputs_ON_Diverse_2023_04_03 | 2020 |  |  | Electricity |  | Dispatch-Intraconnection | VOM | 0 | MI | MI | Electricity Transmission Line |  |  |  | 1 | 0
LCP_Inputs_ON_Diverse_2023_04_03 | 2020 |  |  | Hydrogen |  | Dispatch-Intraconnection | VOM | 0 | MI | MI | H2 Pipeline - New |  |  |  | 1 | 0
LCP_Inputs_ON_Diverse_2023_04_03 | 2020 |  |  | Hydrogen |  | Dispatch-Intraconnection | VOM | 0 | MI | MI | H2 Pipeline - Repurposed |  |  |  | 1 | 0
LCP_Inputs_ON_Diverse_2023_04_03 | 2020 |  |  | Methane |  | Dispatch-Interconnection | VOM | 0 | MI | ON | CH4 Pipeline |  |  |  | 1 | 0
LCP_Inputs_ON_Diverse_2023_04_03 | 2020 |  |  | Electricity |  | Dispatch-Interconnection | VOM | 671388.5975 | MI | ON | Electricity Transmission Line |  |  |  | 1 | 671388.5975
LCP_Inputs_ON_Diverse_2023_04_03 | 2020 |  |  | Hydrogen |  | Dispatch-Interconnection | VOM | 0 | MI | ON | H2 Pipeline - New |  |  |  | 1 | 0
LCP_Inputs_ON_Diverse_2023_04_03 | 2020 |  |  | Hydrogen |  | Dispatch-Interconnection | VOM | 0 | MI | ON | H2 Pipeline - Repurposed |  |  |  | 1 | 0
LCP_Inputs_ON_Diverse_2023_04_03 | 2020 |  |  | Electricity |  | Dispatch-Interconnection | VOM | 1598406.6308 | MI | WC | Electricity Transmission Line |  |  |  | 1 | 1598406.6308
LCP_Inputs_ON_Diverse_2023_04_03 | 2020 |  |  | Methane |  | Dispatch-Intraconnection | VOM | 0 | NY | NY | CH4 Pipeline |  |  |  | 1 | 0
LCP_Inputs_ON_Diverse_2023_04_03 | 2020 |  |  | Electricity |  | Dispatch-Intraconnection | VOM | 0 | NY | NY | Electricity Transmission Line |  |  |  | 1 | 0
LCP_Inputs_ON_Diverse_2023_04_03 | 2020 |  |  | Hydrogen |  | Dispatch-Intraconnection | VOM | 0 | NY | NY | H2 Pipeline - New |  |  |  | 1 | 0
LCP_Inputs_ON_Diverse_2023_04_03 | 2020 |  |  | Hydrogen |  | Dispatch-Intraconnection | VOM | 0 | NY | NY | H2 Pipeline - Repurposed |  |  |  | 1 | 0
LCP_Inputs_ON_Diverse_2023_04_03 | 2020 |  |  | Methane |  | Dispatch-Interconnection | VOM | 0 | NY | ON | CH4 Pipeline |  |  |  | 1 | 0
LCP_Inputs_ON_Diverse_2023_04_03 | 2020 |  |  | Electricity |  | Dispatch-Interconnection | VOM | 5679204.1636 | NY | ON | Electricity Transmission Line |  |  |  | 1 | 5679204.1636
LCP_Inputs_ON_Diverse_2023_04_03 | 2020 |  |  | Hydrogen |  | Dispatch-Interconnection | VOM | 0 | NY | ON | H2 Pipeline - New |  |  |  | 1 | 0
LCP_Inputs_ON_Diverse_2023_04_03 | 2020 |  |  | Hydrogen |  | Dispatch-Interconnection | VOM | 0 | NY | ON | H2 Pipeline - Repurposed |  |  |  | 1 | 0
LCP_Inputs_ON_Diverse_2023_04_03 | 2020 |  |  | Electricity |  | Dispatch-Interconnection | VOM | 6651284.2408 | NY | QC | Electricity Transmission Line |  |  |  | 1 | 6651284.2408
LCP_Inputs_ON_Diverse_2023_04_03 | 2020 |  |  | Methane |  | Dispatch-Interconnection | VOM | 0 | ON | MI | CH4 Pipeline |  |  |  | 1 | 0
LCP_Inputs_ON_Diverse_2023_04_03 | 2020 |  |  | Electricity |  | Dispatch-Interconnection | VOM | 17197401.2147 | ON | MI | Electricity Transmission Line |  |  |  | 1 | 17197401.2147
LCP_Inputs_ON_Diverse_2023_04_03 | 2020 |  |  | Hydrogen |  | Dispatch-Interconnection | VOM | 0 | ON | MI | H2 Pipeline - New |  |  |  | 1 | 0
LCP_Inputs_ON_Diverse_2023_04_03 | 2020 |  |  | Hydrogen |  | Dispatch-Interconnection | VOM | 0 | ON | MI | H2 Pipeline - Repurposed |  |  |  | 1 | 0
LCP_Inputs_ON_Diverse_2023_04_03 | 2020 |  |  | Methane |  | Dispatch-Interconnection | VOM | 0 | ON | NY | CH4 Pipeline |  |  |  | 1 | 0
LCP_Inputs_ON_Diverse_2023_04_03 | 2020 |  |  | Electricity |  | Dispatch-Interconnection | VOM | 18288177.9517 | ON | NY | Electricity Transmission Line |  |  |  | 1 | 18288177.9517
LCP_Inputs_ON_Diverse_2023_04_03 | 2020 |  |  | Hydrogen |  | Dispatch-Interconnection | VOM | 0 | ON | NY | H2 Pipeline - New |  |  |  | 1 | 0
LCP_Inputs_ON_Diverse_2023_04_03 | 2020 |  |  | Hydrogen |  | Dispatch-Interconnection | VOM | 0 | ON | NY | H2 Pipeline - Repurposed |  |  |  | 1 | 0
LCP_Inputs_ON_Diverse_2023_04_03 | 2020 |  |  | Methane |  | Dispatch-Intraconnection | VOM | 775556548.9 | ON | ON | CH4 Pipeline |  |  |  | 1 | 775556548.9
LCP_Inputs_ON_Diverse_2023_04_03 | 2020 |  |  | Electricity |  | Dispatch-Intraconnection | VOM | 0 | ON | ON | Electricity Transmission Line |  |  |  | 1 | 0
LCP_Inputs_ON_Diverse_2023_04_03 | 2020 |  |  | Hydrogen |  | Dispatch-Intraconnection | VOM | 0 | ON | ON | H2 Pipeline - New |  |  |  | 1 | 0
LCP_Inputs_ON_Diverse_2023_04_03 | 2020 |  |  | Hydrogen |  | Dispatch-Intraconnection | VOM | 0 | ON | ON | H2 Pipeline - Repurposed |  |  |  | 1 | 0
LCP_Inputs_ON_Diverse_2023_04_03 | 2020 |  |  | Methane |  | Dispatch-Interconnection | VOM | 0 | ON | PJ | CH4 Pipeline |  |  |  | 1 | 0
LCP_Inputs_ON_Diverse_2023_04_03 | 2020 |  |  | Electricity |  | Dispatch-Interconnection | VOM | 0 | ON | PJ | Electricity Transmission Line |  |  |  | 1 | 0
LCP_Inputs_ON_Diverse_2023_04_03 | 2020 |  |  | Hydrogen |  | Dispatch-Interconnection | VOM | 0 | ON | PJ | H2 Pipeline - New |  |  |  | 1 | 0
LCP_Inputs_ON_Diverse_2023_04_03 | 2020 |  |  | Hydrogen |  | Dispatch-Interconnection | VOM | 0 | ON | PJ | H2 Pipeline - Repurposed |  |  |  | 1 | 0
LCP_Inputs_ON_Diverse_2023_04_03 | 2020 |  |  | Methane |  | Dispatch-Interconnection | VOM | 0 | ON | QC | CH4 Pipeline |  |  |  | 1 | 0
LCP_Inputs_ON_Diverse_2023_04_03 | 2020 |  |  | Electricity |  | Dispatch-Interconnection | VOM | 3255394.417 | ON | QC | Electricity Transmission Line |  |  |  | 1 | 3255394.417
LCP_Inputs_ON_Diverse_2023_04_03 | 2020 |  |  | Hydrogen |  | Dispatch-Interconnection | VOM | 0 | ON | QC | H2 Pipeline - New |  |  |  | 1 | 0
LCP_Inputs_ON_Diverse_2023_04_03 | 2020 |  |  | Hydrogen |  | Dispatch-Interconnection | VOM | 0 | ON | QC | H2 Pipeline - Repurposed |  |  |  | 1 | 0
LCP_Inputs_ON_Diverse_2023_04_03 | 2020 |  |  | Methane |  | Dispatch-Interconnection | VOM | 0 | ON | WC | CH4 Pipeline |  |  |  | 1 | 0
LCP_Inputs_ON_Diverse_2023_04_03 | 2020 |  |  | Electricity |  | Dispatch-Interconnection | VOM | 87663.7689 | ON | WC | Electricity Transmission Line |  |  |  | 1 | 87663.7689
LCP_Inputs_ON_Diverse_2023_04_03 | 2020 |  |  | Hydrogen |  | Dispatch-Interconnection | VOM | 0 | ON | WC | H2 Pipeline - New |  |  |  | 1 | 0
LCP_Inputs_ON_Diverse_2023_04_03 | 2020 |  |  | Hydrogen |  | Dispatch-Interconnection | VOM | 0 | ON | WC | H2 Pipeline - Repurposed |  |  |  | 1 | 0
LCP_Inputs_ON_Diverse_2023_04_03 | 2020 |  |  | Methane |  | Dispatch-Interconnection | VOM | 0 | PJ | ON | CH4 Pipeline |  |  |  | 1 | 0
LCP_Inputs_ON_Diverse_2023_04_03 | 2020 |  |  | Electricity |  | Dispatch-Interconnection | VOM | 0 | PJ | ON | Electricity Transmission Line |  |  |  | 1 | 0
LCP_Inputs_ON_Diverse_2023_04_03 | 2020 |  |  | Hydrogen |  | Dispatch-Interconnection | VOM | 0 | PJ | ON | H2 Pipeline - New |  |  |  | 1 | 0
LCP_Inputs_ON_Diverse_2023_04_03 | 2020 |  |  | Hydrogen |  | Dispatch-Interconnection | VOM | 0 | PJ | ON | H2 Pipeline - Repurposed |  |  |  | 1 | 0
LCP_Inputs_ON_Diverse_2023_04_03 | 2020 |  |  | Methane |  | Dispatch-Intraconnection | VOM | 0 | PJ | PJ | CH4 Pipeline |  |  |  | 1 | 0
LCP_Inputs_ON_Diverse_2023_04_03 | 2020 |  |  | Electricity |  | Dispatch-Intraconnection | VOM | 0 | PJ | PJ | Electricity Transmission Line |  |  |  | 1 | 0
LCP_Inputs_ON_Diverse_2023_04_03 | 2020 |  |  | Hydrogen |  | Dispatch-Intraconnection | VOM | 0 | PJ | PJ | H2 Pipeline - New |  |  |  | 1 | 0
LCP_Inputs_ON_Diverse_2023_04_03 | 2020 |  |  | Hydrogen |  | Dispatch-Intraconnection | VOM | 0 | PJ | PJ | H2 Pipeline - Repurposed |  |  |  | 1 | 0
LCP_Inputs_ON_Diverse_2023_04_03 | 2020 |  |  | Electricity |  | Dispatch-Interconnection | VOM | 64147633.0874 | QC | NY | Electricity Transmission Line |  |  |  | 1 | 64147633.0874
LCP_Inputs_ON_Diverse_2023_04_03 | 2020 |  |  | Methane |  | Dispatch-Interconnection | VOM | 0 | QC | ON | CH4 Pipeline |  |  |  | 1 | 0
LCP_Inputs_ON_Diverse_2023_04_03 | 2020 |  |  | Electricity |  | Dispatch-Interconnection | VOM | 6023844.3192 | QC | ON | Electricity Transmission Line |  |  |  | 1 | 6023844.3192
LCP_Inputs_ON_Diverse_2023_04_03 | 2020 |  |  | Hydrogen |  | Dispatch-Interconnection | VOM | 0 | QC | ON | H2 Pipeline - New |  |  |  | 1 | 0
LCP_Inputs_ON_Diverse_2023_04_03 | 2020 |  |  | Hydrogen |  | Dispatch-Interconnection | VOM | 0 | QC | ON | H2 Pipeline - Repurposed |  |  |  | 1 | 0
LCP_Inputs_ON_Diverse_2023_04_03 | 2020 |  |  | Methane |  | Dispatch-Intraconnection | VOM | 0 | QC | QC | CH4 Pipeline |  |  |  | 1 | 0
LCP_Inputs_ON_Diverse_2023_04_03 | 2020 |  |  | Electricity |  | Dispatch-Intraconnection | VOM | 0 | QC | QC | Electricity Transmission Line |  |  |  | 1 | 0
LCP_Inputs_ON_Diverse_2023_04_03 | 2020 |  |  | Hydrogen |  | Dispatch-Intraconnection | VOM | 0 | QC | QC | H2 Pipeline - New |  |  |  | 1 | 0
LCP_Inputs_ON_Diverse_2023_04_03 | 2020 |  |  | Hydrogen |  | Dispatch-Intraconnection | VOM | 0 | QC | QC | H2 Pipeline - Repurposed |  |  |  | 1 | 0
LCP_Inputs_ON_Diverse_2023_04_03 | 2020 |  |  | Electricity |  | Dispatch-Interconnection | VOM | 15622762.0823 | WC | MI | Electricity Transmission Line |  |  |  | 1 | 15622762.0823
LCP_Inputs_ON_Diverse_2023_04_03 | 2020 |  |  | Methane |  | Dispatch-Interconnection | VOM | 0 | WC | ON | CH4 Pipeline |  |  |  | 1 | 0
LCP_Inputs_ON_Diverse_2023_04_03 | 2020 |  |  | Electricity |  | Dispatch-Interconnection | VOM | 453033.4763 | WC | ON | Electricity Transmission Line |  |  |  | 1 | 453033.4763
LCP_Inputs_ON_Diverse_2023_04_03 | 2020 |  |  | Hydrogen |  | Dispatch-Interconnection | VOM | 0 | WC | ON | H2 Pipeline - New |  |  |  | 1 | 0
LCP_Inputs_ON_Diverse_2023_04_03 | 2020 |  |  | Hydrogen |  | Dispatch-Interconnection | VOM | 0 | WC | ON | H2 Pipeline - Repurposed |  |  |  | 1 | 0
LCP_Inputs_ON_Diverse_2023_04_03 | 2020 |  |  | Methane |  | Dispatch-Intraconnection | VOM | 0 | WC | WC | CH4 Pipeline |  |  |  | 1 | 0
LCP_Inputs_ON_Diverse_2023_04_03 | 2020 |  |  | Electricity |  | Dispatch-Intraconnection | VOM | 0 | WC | WC | Electricity Transmission Line |  |  |  | 1 | 0
LCP_Inputs_ON_Diverse_2023_04_03 | 2020 |  |  | Hydrogen |  | Dispatch-Intraconnection | VOM | 0 | WC | WC | H2 Pipeline - New |  |  |  | 1 | 0
LCP_Inputs_ON_Diverse_2023_04_03 | 2020 |  |  | Hydrogen |  | Dispatch-Intraconnection | VOM | 0 | WC | WC | H2 Pipeline - Repurposed |  |  |  | 1 | 0
LCP_Inputs_ON_Diverse_2023_04_03 | 2021 |  |  | Methane |  | Dispatch-Intraconnection | VOM | 0 | MI | MI | CH4 Pipeline |  |  |  | 0.96154 | 0
LCP_Inputs_ON_Diverse_2023_04_03 | 2021 |  |  | Electricity |  | Dispatch-Intraconnection | VOM | 0 | MI | MI | Electricity Transmission Line |  |  |  | 0.96154 | 0
LCP_Inputs_ON_Diverse_2023_04_03 | 2021 |  |  | Hydrogen |  | Dispatch-Intraconnection | VOM | 0 | MI | MI | H2 Pipeline - New |  |  |  | 0.96154 | 0
LCP_Inputs_ON_Diverse_2023_04_03 | 2021 |  |  | Hydrogen |  | Dispatch-Intraconnection | VOM | 0 | MI | MI | H2 Pipeline - Repurposed |  |  |  | 0.96154 | 0
LCP_Inputs_ON_Diverse_2023_04_03 | 2021 |  |  | Methane |  | Dispatch-Interconnection | VOM | 0 | MI | ON | CH4 Pipeline |  |  |  | 0.96154 | 0
LCP_Inputs_ON_Diverse_2023_04_03 | 2021 |  |  | Electricity |  | Dispatch-Interconnection | VOM | 671388.5975 | MI | ON | Electricity Transmission Line |  |  |  | 0.96154 | 645565.9592
LCP_Inputs_ON_Diverse_2023_04_03 | 2021 |  |  | Hydrogen |  | Dispatch-Interconnection | VOM | 0 | MI | ON | H2 Pipeline - New |  |  |  | 0.96154 | 0
LCP_Inputs_ON_Diverse_2023_04_03 | 2021 |  |  | Hydrogen |  | Dispatch-Interconnection | VOM | 0 | MI | ON | H2 Pipeline - Repurposed |  |  |  | 0.96154 | 0
LCP_Inputs_ON_Diverse_2023_04_03 | 2021 |  |  | Electricity |  | Dispatch-Interconnection | VOM | 1598406.6308 | MI | WC | Electricity Transmission Line |  |  |  | 0.96154 | 1536929.4527
LCP_Inputs_ON_Diverse_2023_04_03 | 2021 |  |  | Methane |  | Dispatch-Intraconnection | VOM | 0 | NY | NY | CH4 Pipeline |  |  |  | 0.96154 | 0
LCP_Inputs_ON_Diverse_2023_04_03 | 2021 |  |  | Electricity |  | Dispatch-Intraconnection | VOM | 0 | NY | NY | Electricity Transmission Line |  |  |  | 0.96154 | 0
LCP_Inputs_ON_Diverse_2023_04_03 | 2021 |  |  | Hydrogen |  | Dispatch-Intraconnection | VOM | 0 | NY | NY | H2 Pipeline - New |  |  |  | 0.96154 | 0
LCP_Inputs_ON_Diverse_2023_04_03 | 2021 |  |  | Hydrogen |  | Dispatch-Intraconnection | VOM | 0 | NY | NY | H2 Pipeline - Repurposed |  |  |  | 0.96154 | 0
LCP_Inputs_ON_Diverse_2023_04_03 | 2021 |  |  | Methane |  | Dispatch-Interconnection | VOM | 0 | NY | ON | CH4 Pipeline |  |  |  | 0.96154 | 0
LCP_Inputs_ON_Diverse_2023_04_03 | 2021 |  |  | Electricity |  | Dispatch-Interconnection | VOM | 5679204.1636 | NY | ON | Electricity Transmission Line |  |  |  | 0.96154 | 5460773.2342
LCP_Inputs_ON_Diverse_2023_04_03 | 2021 |  |  | Hydrogen |  | Dispatch-Interconnection | VOM | 0 | NY | ON | H2 Pipeline - New |  |  |  | 0.96154 | 0
LCP_Inputs_ON_Diverse_2023_04_03 | 2021 |  |  | Hydrogen |  | Dispatch-Interconnection | VOM | 0 | NY | ON | H2 Pipeline - Repurposed |  |  |  | 0.96154 | 0
LCP_Inputs_ON_Diverse_2023_04_03 | 2021 |  |  | Electricity |  | Dispatch-Interconnection | VOM | 6651284.2408 | NY | QC | Electricity Transmission Line |  |  |  | 0.96154 | 6395465.6161
LCP_Inputs_ON_Diverse_2023_04_03 | 2021 |  |  | Methane |  | Dispatch-Interconnection | VOM | 0 | ON | MI | CH4 Pipeline |  |  |  | 0.96154 | 0
LCP_Inputs_ON_Diverse_2023_04_03 | 2021 |  |  | Electricity |  | Dispatch-Interconnection | VOM | 17197401.2147 | ON | MI | Electricity Transmission Line |  |  |  | 0.96154 | 16535962.7064
LCP_Inputs_ON_Diverse_2023_04_03 | 2021 |  |  | Hydrogen |  | Dispatch-Interconnection | VOM | 0 | ON | MI | H2 Pipeline - New |  |  |  | 0.96154 | 0
LCP_Inputs_ON_Diverse_2023_04_03 | 2021 |  |  | Hydrogen |  | Dispatch-Interconnection | VOM | 0 | ON | MI | H2 Pipeline - Repurposed |  |  |  | 0.96154 | 0
LCP_Inputs_ON_Diverse_2023_04_03 | 2021 |  |  | Methane |  | Dispatch-Interconnection | VOM | 0 | ON | NY | CH4 Pipeline |  |  |  | 0.96154 | 0
LCP_Inputs_ON_Diverse_2023_04_03 | 2021 |  |  | Electricity |  | Dispatch-Interconnection | VOM | 18288177.9517 | ON | NY | Electricity Transmission Line |  |  |  | 0.96154 | 17584786.492
LCP_Inputs_ON_Diverse_2023_04_03 | 2021 |  |  | Hydrogen |  | Dispatch-Interconnection | VOM | 0 | ON | NY | H2 Pipeline - New |  |  |  | 0.96154 | 0
LCP_Inputs_ON_Diverse_2023_04_03 | 2021 |  |  | Hydrogen |  | Dispatch-Interconnection | VOM | 0 | ON | NY | H2 Pipeline - Repurposed |  |  |  | 0.96154 | 0
LCP_Inputs_ON_Diverse_2023_04_03 | 2021 |  |  | Methane |  | Dispatch-Intraconnection | VOM | 775556548.9 | ON | ON | CH4 Pipeline |  |  |  | 0.96154 | 745727450.8654
LCP_Inputs_ON_Diverse_2023_04_03 | 2021 |  |  | Electricity |  | Dispatch-Intraconnection | VOM | 0 | ON | ON | Electricity Transmission Line |  |  |  | 0.96154 | 0
LCP_Inputs_ON_Diverse_2023_04_03 | 2021 |  |  | Hydrogen |  | Dispatch-Intraconnection | VOM | 0 | ON | ON | H2 Pipeline - New |  |  |  | 0.96154 | 0
LCP_Inputs_ON_Diverse_2023_04_03 | 2021 |  |  | Hydrogen |  | Dispatch-Intraconnection | VOM | 0 | ON | ON | H2 Pipeline - Repurposed |  |  |  | 0.96154 | 0
LCP_Inputs_ON_Diverse_2023_04_03 | 2021 |  |  | Methane |  | Dispatch-Interconnection | VOM | 0 | ON | PJ | CH4 Pipeline |  |  |  | 0.96154 | 0
LCP_Inputs_ON_Diverse_2023_04_03 | 2021 |  |  | Electricity |  | Dispatch-Interconnection | VOM | 0 | ON | PJ | Electricity Transmission Line |  |  |  | 0.96154 | 0
LCP_Inputs_ON_Diverse_2023_04_03 | 2021 |  |  | Hydrogen |  | Dispatch-Interconnection | VOM | 0 | ON | PJ | H2 Pipeline - New |  |  |  | 0.96154 | 0
LCP_Inputs_ON_Diverse_2023_04_03 | 2021 |  |  | Hydrogen |  | Dispatch-Interconnection | VOM | 0 | ON | PJ | H2 Pipeline - Repurposed |  |  |  | 0.96154 | 0
LCP_Inputs_ON_Diverse_2023_04_03 | 2021 |  |  | Methane |  | Dispatch-Interconnection | VOM | 0 | ON | QC | CH4 Pipeline |  |  |  | 0.96154 | 0
LCP_Inputs_ON_Diverse_2023_04_03 | 2021 |  |  | Electricity |  | Dispatch-Interconnection | VOM | 3255394.417 | ON | QC | Electricity Transmission Line |  |  |  | 0.96154 | 3130186.9394
LCP_Inputs_ON_Diverse_2023_04_03 | 2021 |  |  | Hydrogen |  | Dispatch-Interconnection | VOM | 0 | ON | QC | H2 Pipeline - New |  |  |  | 0.96154 | 0
LCP_Inputs_ON_Diverse_2023_04_03 | 2021 |  |  | Hydrogen |  | Dispatch-Interconnection | VOM | 0 | ON | QC | H2 Pipeline - Repurposed |  |  |  | 0.96154 | 0
LCP_Inputs_ON_Diverse_2023_04_03 | 2021 |  |  | Methane |  | Dispatch-Interconnection | VOM | 0 | ON | WC | CH4 Pipeline |  |  |  | 0.96154 | 0
LCP_Inputs_ON_Diverse_2023_04_03 | 2021 |  |  | Electricity |  | Dispatch-Interconnection | VOM | 87663.7689 | ON | WC | Electricity Transmission Line |  |  |  | 0.96154 | 84292.0855
LCP_Inputs_ON_Diverse_2023_04_03 | 2021 |  |  | Hydrogen |  | Dispatch-Interconnection | VOM | 0 | ON | WC | H2 Pipeline - New |  |  |  | 0.96154 | 0
LCP_Inputs_ON_Diverse_2023_04_03 | 2021 |  |  | Hydrogen |  | Dispatch-Interconnection | VOM | 0 | ON | WC | H2 Pipeline - Repurposed |  |  |  | 0.96154 | 0
LCP_Inputs_ON_Diverse_2023_04_03 | 2021 |  |  | Methane |  | Dispatch-Interconnection | VOM | 0 | PJ | ON | CH4 Pipeline |  |  |  | 0.96154 | 0
LCP_Inputs_ON_Diverse_2023_04_03 | 2021 |  |  | Electricity |  | Dispatch-Interconnection | VOM | 0 | PJ | ON | Electricity Transmission Line |  |  |  | 0.96154 | 0
LCP_Inputs_ON_Diverse_2023_04_03 | 2021 |  |  | Hydrogen |  | Dispatch-Interconnection | VOM | 0 | PJ | ON | H2 Pipeline - New |  |  |  | 0.96154 | 0
LCP_Inputs_ON_Diverse_2023_04_03 | 2021 |  |  | Hydrogen |  | Dispatch-Interconnection | VOM | 0 | PJ | ON | H2 Pipeline - Repurposed |  |  |  | 0.96154 | 0
LCP_Inputs_ON_Diverse_2023_04_03 | 2021 |  |  | Methane |  | Dispatch-Intraconnection | VOM | 0 | PJ | PJ | CH4 Pipeline |  |  |  | 0.96154 | 0
LCP_Inputs_ON_Diverse_2023_04_03 | 2021 |  |  | Electricity |  | Dispatch-Intraconnection | VOM | 0 | PJ | PJ | Electricity Transmission Line |  |  |  | 0.96154 | 0
LCP_Inputs_ON_Diverse_2023_04_03 | 2021 |  |  | Hydrogen |  | Dispatch-Intraconnection | VOM | 0 | PJ | PJ | H2 Pipeline - New |  |  |  | 0.96154 | 0
LCP_Inputs_ON_Diverse_2023_04_03 | 2021 |  |  | Hydrogen |  | Dispatch-Intraconnection | VOM | 0 | PJ | PJ | H2 Pipeline - Repurposed |  |  |  | 0.96154 | 0
LCP_Inputs_ON_Diverse_2023_04_03 | 2021 |  |  | Electricity |  | Dispatch-Interconnection | VOM | 64147633.0874 | QC | NY | Electricity Transmission Line |  |  |  | 0.96154 | 61680416.4302
LCP_Inputs_ON_Diverse_2023_04_03 | 2021 |  |  | Methane |  | Dispatch-Interconnection | VOM | 0 | QC | ON | CH4 Pipeline |  |  |  | 0.96154 | 0
LCP_Inputs_ON_Diverse_2023_04_03 | 2021 |  |  | Electricity |  | Dispatch-Interconnection | VOM | 6023844.3192 | QC | ON | Electricity Transmission Line |  |  |  | 0.96154 | 5792157.9993
LCP_Inputs_ON_Diverse_2023_04_03 | 2021 |  |  | Hydrogen |  | Dispatch-Interconnection | VOM | 0 | QC | ON | H2 Pipeline - New |  |  |  | 0.96154 | 0
LCP_Inputs_ON_Diverse_2023_04_03 | 2021 |  |  | Hydrogen |  | Dispatch-Interconnection | VOM | 0 | QC | ON | H2 Pipeline - Repurposed |  |  |  | 0.96154 | 0
LCP_Inputs_ON_Diverse_2023_04_03 | 2021 |  |  | Methane |  | Dispatch-Intraconnection | VOM | 0 | QC | QC | CH4 Pipeline |  |  |  | 0.96154 | 0
LCP_Inputs_ON_Diverse_2023_04_03 | 2021 |  |  | Electricity |  | Dispatch-Intraconnection | VOM | 0 | QC | QC | Electricity Transmission Line |  |  |  | 0.96154 | 0
LCP_Inputs_ON_Diverse_2023_04_03 | 2021 |  |  | Hydrogen |  | Dispatch-Intraconnection | VOM | 0 | QC | QC | H2 Pipeline - New |  |  |  | 0.96154 | 0
LCP_Inputs_ON_Diverse_2023_04_03 | 2021 |  |  | Hydrogen |  | Dispatch-Intraconnection | VOM | 0 | QC | QC | H2 Pipeline - Repurposed |  |  |  | 0.96154 | 0
LCP_Inputs_ON_Diverse_2023_04_03 | 2021 |  |  | Electricity |  | Dispatch-Interconnection | VOM | 15622762.0823 | WC | MI | Electricity Transmission Line |  |  |  | 0.96154 | 15021886.6176
LCP_Inputs_ON_Diverse_2023_04_03 | 2021 |  |  | Methane |  | Dispatch-Interconnection | VOM | 0 | WC | ON | CH4 Pipeline |  |  |  | 0.96154 | 0
LCP_Inputs_ON_Diverse_2023_04_03 | 2021 |  |  | Electricity |  | Dispatch-Interconnection | VOM | 453033.4763 | WC | ON | Electricity Transmission Line |  |  |  | 0.96154 | 435609.1118
LCP_Inputs_ON_Diverse_2023_04_03 | 2021 |  |  | Hydrogen |  | Dispatch-Interconnection | VOM | 0 | WC | ON | H2 Pipeline - New |  |  |  | 0.96154 | 0
LCP_Inputs_ON_Diverse_2023_04_03 | 2021 |  |  | Hydrogen |  | Dispatch-Interconnection | VOM | 0 | WC | ON | H2 Pipeline - Repurposed |  |  |  | 0.96154 | 0
LCP_Inputs_ON_Diverse_2023_04_03 | 2021 |  |  | Methane |  | Dispatch-Intraconnection | VOM | 0 | WC | WC | CH4 Pipeline |  |  |  | 0.96154 | 0
LCP_Inputs_ON_Diverse_2023_04_03 | 2021 |  |  | Electricity |  | Dispatch-Intraconnection | VOM | 0 | WC | WC | Electricity Transmission Line |  |  |  | 0.96154 | 0
LCP_Inputs_ON_Diverse_2023_04_03 | 2021 |  |  | Hydrogen |  | Dispatch-Intraconnection | VOM | 0 | WC | WC | H2 Pipeline - New |  |  |  | 0.96154 | 0
LCP_Inputs_ON_Diverse_2023_04_03 | 2021 |  |  | Hydrogen |  | Dispatch-Intraconnection | VOM | 0 | WC | WC | H2 Pipeline - Repurposed |  |  |  | 0.96154 | 0
LCP_Inputs_ON_Diverse_2023_04_03 | 2022 |  |  | Methane |  | Dispatch-Intraconnection | VOM | 0 | MI | MI | CH4 Pipeline |  |  |  | 0.92456 | 0
LCP_Inputs_ON_Diverse_2023_04_03 | 2022 |  |  | Electricity |  | Dispatch-Intraconnection | VOM | 0 | MI | MI | Electricity Transmission Line |  |  |  | 0.92456 | 0
LCP_Inputs_ON_Diverse_2023_04_03 | 2022 |  |  | Hydrogen |  | Dispatch-Intraconnection | VOM | 0 | MI | MI | H2 Pipeline - New |  |  |  | 0.92456 | 0
LCP_Inputs_ON_Diverse_2023_04_03 | 2022 |  |  | Hydrogen |  | Dispatch-Intraconnection | VOM | 0 | MI | MI | H2 Pipeline - Repurposed |  |  |  | 0.92456 | 0
LCP_Inputs_ON_Diverse_2023_04_03 | 2022 |  |  | Methane |  | Dispatch-Interconnection | VOM | 0 | MI | ON | CH4 Pipeline |  |  |  | 0.92456 | 0
LCP_Inputs_ON_Diverse_2023_04_03 | 2022 |  |  | Electricity |  | Dispatch-Interconnection | VOM | 671388.5975 | MI | ON | Electricity Transmission Line |  |  |  | 0.92456 | 620736.4992
LCP_Inputs_ON_Diverse_2023_04_03 | 2022 |  |  | Hydrogen |  | Dispatch-Interconnection | VOM | 0 | MI | ON | H2 Pipeline - New |  |  |  | 0.92456 | 0
LCP_Inputs_ON_Diverse_2023_04_03 | 2022 |  |  | Hydrogen |  | Dispatch-Interconnection | VOM | 0 | MI | ON | H2 Pipeline - Repurposed |  |  |  | 0.92456 | 0
LCP_Inputs_ON_Diverse_2023_04_03 | 2022 |  |  | Electricity |  | Dispatch-Interconnection | VOM | 1598406.6308 | MI | WC | Electricity Transmission Line |  |  |  | 0.92456 | 1477816.7814
LCP_Inputs_ON_Diverse_2023_04_03 | 2022 |  |  | Methane |  | Dispatch-Intraconnection | VOM | 0 | NY | NY | CH4 Pipeline |  |  |  | 0.92456 | 0
LCP_Inputs_ON_Diverse_2023_04_03 | 2022 |  |  | Electricity |  | Dispatch-Intraconnection | VOM | 0 | NY | NY | Electricity Transmission Line |  |  |  | 0.92456 | 0
LCP_Inputs_ON_Diverse_2023_04_03 | 2022 |  |  | Hydrogen |  | Dispatch-Intraconnection | VOM | 0 | NY | NY | H2 Pipeline - New |  |  |  | 0.92456 | 0
LCP_Inputs_ON_Diverse_2023_04_03 | 2022 |  |  | Hydrogen |  | Dispatch-Intraconnection | VOM | 0 | NY | NY | H2 Pipeline - Repurposed |  |  |  | 0.92456 | 0
LCP_Inputs_ON_Diverse_2023_04_03 | 2022 |  |  | Methane |  | Dispatch-Interconnection | VOM | 0 | NY | ON | CH4 Pipeline |  |  |  | 0.92456 | 0
LCP_Inputs_ON_Diverse_2023_04_03 | 2022 |  |  | Electricity |  | Dispatch-Interconnection | VOM | 5679204.1636 | NY | ON | Electricity Transmission Line |  |  |  | 0.92456 | 5250743.4944
LCP_Inputs_ON_Diverse_2023_04_03 | 2022 |  |  | Hydrogen |  | Dispatch-Interconnection | VOM | 0 | NY | ON | H2 Pipeline - New |  |  |  | 0.92456 | 0
LCP_Inputs_ON_Diverse_2023_04_03 | 2022 |  |  | Hydrogen |  | Dispatch-Interconnection | VOM | 0 | NY | ON | H2 Pipeline - Repurposed |  |  |  | 0.92456 | 0
LCP_Inputs_ON_Diverse_2023_04_03 | 2022 |  |  | Electricity |  | Dispatch-Interconnection | VOM | 6651284.2408 | NY | QC | Electricity Transmission Line |  |  |  | 0.92456 | 6149486.1693
LCP_Inputs_ON_Diverse_2023_04_03 | 2022 |  |  | Methane |  | Dispatch-Interconnection | VOM | 0 | ON | MI | CH4 Pipeline |  |  |  | 0.92456 | 0
LCP_Inputs_ON_Diverse_2023_04_03 | 2022 |  |  | Electricity |  | Dispatch-Interconnection | VOM | 17197401.2147 | ON | MI | Electricity Transmission Line |  |  |  | 0.92456 | 15899964.1408
LCP_Inputs_ON_Diverse_2023_04_03 | 2022 |  |  | Hydrogen |  | Dispatch-Interconnection | VOM | 0 | ON | MI | H2 Pipeline - New |  |  |  | 0.92456 | 0
LCP_Inputs_ON_Diverse_2023_04_03 | 2022 |  |  | Hydrogen |  | Dispatch-Interconnection | VOM | 0 | ON | MI | H2 Pipeline - Repurposed |  |  |  | 0.92456 | 0
LCP_Inputs_ON_Diverse_2023_04_03 | 2022 |  |  | Methane |  | Dispatch-Interconnection | VOM | 0 | ON | NY | CH4 Pipeline |  |  |  | 0.92456 | 0
LCP_Inputs_ON_Diverse_2023_04_03 | 2022 |  |  | Electricity |  | Dispatch-Interconnection | VOM | 18288177.9517 | ON | NY | Electricity Transmission Line |  |  |  | 0.92456 | 16908448.55
LCP_Inputs_ON_Diverse_2023_04_03 | 2022 |  |  | Hydrogen |  | Dispatch-Interconnection | VOM | 0 | ON | NY | H2 Pipeline - New |  |  |  | 0.92456 | 0
LCP_Inputs_ON_Diverse_2023_04_03 | 2022 |  |  | Hydrogen |  | Dispatch-Interconnection | VOM | 0 | ON | NY | H2 Pipeline - Repurposed |  |  |  | 0.92456 | 0
LCP_Inputs_ON_Diverse_2023_04_03 | 2022 |  |  | Methane |  | Dispatch-Intraconnection | VOM | 775556548.9 | ON | ON | CH4 Pipeline |  |  |  | 0.92456 | 717045625.8321
LCP_Inputs_ON_Diverse_2023_04_03 | 2022 |  |  | Electricity |  | Dispatch-Intraconnection | VOM | 0 | ON | ON | Electricity Transmission Line |  |  |  | 0.92456 | 0
LCP_Inputs_ON_Diverse_2023_04_03 | 2022 |  |  | Hydrogen |  | Dispatch-Intraconnection | VOM | 0 | ON | ON | H2 Pipeline - New |  |  |  | 0.92456 | 0
LCP_Inputs_ON_Diverse_2023_04_03 | 2022 |  |  | Hydrogen |  | Dispatch-Intraconnection | VOM | 0 | ON | ON | H2 Pipeline - Repurposed |  |  |  | 0.92456 | 0
LCP_Inputs_ON_Diverse_2023_04_03 | 2022 |  |  | Methane |  | Dispatch-Interconnection | VOM | 0 | ON | PJ | CH4 Pipeline |  |  |  | 0.92456 | 0
LCP_Inputs_ON_Diverse_2023_04_03 | 2022 |  |  | Electricity |  | Dispatch-Interconnection | VOM | 0 | ON | PJ | Electricity Transmission Line |  |  |  | 0.92456 | 0
LCP_Inputs_ON_Diverse_2023_04_03 | 2022 |  |  | Hydrogen |  | Dispatch-Interconnection | VOM | 0 | ON | PJ | H2 Pipeline - New |  |  |  | 0.92456 | 0
LCP_Inputs_ON_Diverse_2023_04_03 | 2022 |  |  | Hydrogen |  | Dispatch-Interconnection | VOM | 0 | ON | PJ | H2 Pipeline - Repurposed |  |  |  | 0.92456 | 0
LCP_Inputs_ON_Diverse_2023_04_03 | 2022 |  |  | Methane |  | Dispatch-Interconnection | VOM | 0 | ON | QC | CH4 Pipeline |  |  |  | 0.92456 | 0
LCP_Inputs_ON_Diverse_2023_04_03 | 2022 |  |  | Electricity |  | Dispatch-Interconnection | VOM | 3255394.417 | ON | QC | Electricity Transmission Line |  |  |  | 0.92456 | 3009795.134
LCP_Inputs_ON_Diverse_2023_04_03 | 2022 |  |  | Hydrogen |  | Dispatch-Interconnection | VOM | 0 | ON | QC | H2 Pipeline - New |  |  |  | 0.92456 | 0
LCP_Inputs_ON_Diverse_2023_04_03 | 2022 |  |  | Hydrogen |  | Dispatch-Interconnection | VOM | 0 | ON | QC | H2 Pipeline - Repurposed |  |  |  | 0.92456 | 0
LCP_Inputs_ON_Diverse_2023_04_03 | 2022 |  |  | Methane |  | Dispatch-Interconnection | VOM | 0 | ON | WC | CH4 Pipeline |  |  |  | 0.92456 | 0
LCP_Inputs_ON_Diverse_2023_04_03 | 2022 |  |  | Electricity |  | Dispatch-Interconnection | VOM | 87663.7689 | ON | WC | Electricity Transmission Line |  |  |  | 0.92456 | 81050.0822
LCP_Inputs_ON_Diverse_2023_04_03 | 2022 |  |  | Hydrogen |  | Dispatch-Interconnection | VOM | 0 | ON | WC | H2 Pipeline - New |  |  |  | 0.92456 | 0
LCP_Inputs_ON_Diverse_2023_04_03 | 2022 |  |  | Hydrogen |  | Dispatch-Interconnection | VOM | 0 | ON | WC | H2 Pipeline - Repurposed |  |  |  | 0.92456 | 0
LCP_Inputs_ON_Diverse_2023_04_03 | 2022 |  |  | Methane |  | Dispatch-Interconnection | VOM | 0 | PJ | ON | CH4 Pipeline |  |  |  | 0.92456 | 0
LCP_Inputs_ON_Diverse_2023_04_03 | 2022 |  |  | Electricity |  | Dispatch-Interconnection | VOM | 0 | PJ | ON | Electricity Transmission Line |  |  |  | 0.92456 | 0
LCP_Inputs_ON_Diverse_2023_04_03 | 2022 |  |  | Hydrogen |  | Dispatch-Interconnection | VOM | 0 | PJ | ON | H2 Pipeline - New |  |  |  | 0.92456 | 0
LCP_Inputs_ON_Diverse_2023_04_03 | 2022 |  |  | Hydrogen |  | Dispatch-Interconnection | VOM | 0 | PJ | ON | H2 Pipeline - Repurposed |  |  |  | 0.92456 | 0
LCP_Inputs_ON_Diverse_2023_04_03 | 2022 |  |  | Methane |  | Dispatch-Intraconnection | VOM | 0 | PJ | PJ | CH4 Pipeline |  |  |  | 0.92456 | 0
LCP_Inputs_ON_Diverse_2023_04_03 | 2022 |  |  | Electricity |  | Dispatch-Intraconnection | VOM | 0 | PJ | PJ | Electricity Transmission Line |  |  |  | 0.92456 | 0
LCP_Inputs_ON_Diverse_2023_04_03 | 2022 |  |  | Hydrogen |  | Dispatch-Intraconnection | VOM | 0 | PJ | PJ | H2 Pipeline - New |  |  |  | 0.92456 | 0
LCP_Inputs_ON_Diverse_2023_04_03 | 2022 |  |  | Hydrogen |  | Dispatch-Intraconnection | VOM | 0 | PJ | PJ | H2 Pipeline - Repurposed |  |  |  | 0.92456 | 0
LCP_Inputs_ON_Diverse_2023_04_03 | 2022 |  |  | Electricity |  | Dispatch-Interconnection | VOM | 64147633.0874 | QC | NY | Electricity Transmission Line |  |  |  | 0.92456 | 59308092.7213
LCP_Inputs_ON_Diverse_2023_04_03 | 2022 |  |  | Methane |  | Dispatch-Interconnection | VOM | 0 | QC | ON | CH4 Pipeline |  |  |  | 0.92456 | 0
LCP_Inputs_ON_Diverse_2023_04_03 | 2022 |  |  | Electricity |  | Dispatch-Interconnection | VOM | 6023844.3192 | QC | ON | Electricity Transmission Line |  |  |  | 0.92456 | 5569382.6916
LCP_Inputs_ON_Diverse_2023_04_03 | 2022 |  |  | Hydrogen |  | Dispatch-Interconnection | VOM | 0 | QC | ON | H2 Pipeline - New |  |  |  | 0.92456 | 0
LCP_Inputs_ON_Diverse_2023_04_03 | 2022 |  |  | Hydrogen |  | Dispatch-Interconnection | VOM | 0 | QC | ON | H2 Pipeline - Repurposed |  |  |  | 0.92456 | 0
LCP_Inputs_ON_Diverse_2023_04_03 | 2022 |  |  | Methane |  | Dispatch-Intraconnection | VOM | 0 | QC | QC | CH4 Pipeline |  |  |  | 0.92456 | 0
LCP_Inputs_ON_Diverse_2023_04_03 | 2022 |  |  | Electricity |  | Dispatch-Intraconnection | VOM | 0 | QC | QC | Electricity Transmission Line |  |  |  | 0.92456 | 0
LCP_Inputs_ON_Diverse_2023_04_03 | 2022 |  |  | Hydrogen |  | Dispatch-Intraconnection | VOM | 0 | QC | QC | H2 Pipeline - New |  |  |  | 0.92456 | 0
LCP_Inputs_ON_Diverse_2023_04_03 | 2022 |  |  | Hydrogen |  | Dispatch-Intraconnection | VOM | 0 | QC | QC | H2 Pipeline - Repurposed |  |  |  | 0.92456 | 0
LCP_Inputs_ON_Diverse_2023_04_03 | 2022 |  |  | Electricity |  | Dispatch-Interconnection | VOM | 15622762.0823 | WC | MI | Electricity Transmission Line |  |  |  | 0.92456 | 14444121.7477
LCP_Inputs_ON_Diverse_2023_04_03 | 2022 |  |  | Methane |  | Dispatch-Interconnection | VOM | 0 | WC | ON | CH4 Pipeline |  |  |  | 0.92456 | 0
LCP_Inputs_ON_Diverse_2023_04_03 | 2022 |  |  | Electricity |  | Dispatch-Interconnection | VOM | 453033.4763 | WC | ON | Electricity Transmission Line |  |  |  | 0.92456 | 418854.9152
LCP_Inputs_ON_Diverse_2023_04_03 | 2022 |  |  | Hydrogen |  | Dispatch-Interconnection | VOM | 0 | WC | ON | H2 Pipeline - New |  |  |  | 0.92456 | 0
LCP_Inputs_ON_Diverse_2023_04_03 | 2022 |  |  | Hydrogen |  | Dispatch-Interconnection | VOM | 0 | WC | ON | H2 Pipeline - Repurposed |  |  |  | 0.92456 | 0
LCP_Inputs_ON_Diverse_2023_04_03 | 2022 |  |  | Methane |  | Dispatch-Intraconnection | VOM | 0 | WC | WC | CH4 Pipeline |  |  |  | 0.92456 | 0
LCP_Inputs_ON_Diverse_2023_04_03 | 2022 |  |  | Electricity |  | Dispatch-Intraconnection | VOM | 0 | WC | WC | Electricity Transmission Line |  |  |  | 0.92456 | 0
LCP_Inputs_ON_Diverse_2023_04_03 | 2022 |  |  | Hydrogen |  | Dispatch-Intraconnection | VOM | 0 | WC | WC | H2 Pipeline - New |  |  |  | 0.92456 | 0
LCP_Inputs_ON_Diverse_2023_04_03 | 2022 |  |  | Hydrogen |  | Dispatch-Intraconnection | VOM | 0 | WC | WC | H2 Pipeline - Repurposed |  |  |  | 0.92456 | 0
LCP_Inputs_ON_Diverse_2023_04_03 | 2023 |  |  | Methane |  | Dispatch-Intraconnection | VOM | 0 | MI | MI | CH4 Pipeline |  |  |  | 0.889 | 0
LCP_Inputs_ON_Diverse_2023_04_03 | 2023 |  |  | Electricity |  | Dispatch-Intraconnection | VOM | 0 | MI | MI | Electricity Transmission Line |  |  |  | 0.889 | 0
LCP_Inputs_ON_Diverse_2023_04_03 | 2023 |  |  | Hydrogen |  | Dispatch-Intraconnection | VOM | 0 | MI | MI | H2 Pipeline - New |  |  |  | 0.889 | 0
LCP_Inputs_ON_Diverse_2023_04_03 | 2023 |  |  | Hydrogen |  | Dispatch-Intraconnection | VOM | 0 | MI | MI | H2 Pipeline - Repurposed |  |  |  | 0.889 | 0
LCP_Inputs_ON_Diverse_2023_04_03 | 2023 |  |  | Methane |  | Dispatch-Interconnection | VOM | 0 | MI | ON | CH4 Pipeline |  |  |  | 0.889 | 0
LCP_Inputs_ON_Diverse_2023_04_03 | 2023 |  |  | Electricity |  | Dispatch-Interconnection | VOM | 671388.5975 | MI | ON | Electricity Transmission Line |  |  |  | 0.889 | 596862.0185
LCP_Inputs_ON_Diverse_2023_04_03 | 2023 |  |  | Hydrogen |  | Dispatch-Interconnection | VOM | 0 | MI | ON | H2 Pipeline - New |  |  |  | 0.889 | 0
LCP_Inputs_ON_Diverse_2023_04_03 | 2023 |  |  | Hydrogen |  | Dispatch-Interconnection | VOM | 0 | MI | ON | H2 Pipeline - Repurposed |  |  |  | 0.889 | 0
LCP_Inputs_ON_Diverse_2023_04_03 | 2023 |  |  | Electricity |  | Dispatch-Interconnection | VOM | 1598406.6308 | MI | WC | Electricity Transmission Line |  |  |  | 0.889 | 1420977.6744
LCP_Inputs_ON_Diverse_2023_04_03 | 2023 |  |  | Methane |  | Dispatch-Intraconnection | VOM | 0 | NY | NY | CH4 Pipeline |  |  |  | 0.889 | 0
LCP_Inputs_ON_Diverse_2023_04_03 | 2023 |  |  | Electricity |  | Dispatch-Intraconnection | VOM | 0 | NY | NY | Electricity Transmission Line |  |  |  | 0.889 | 0
LCP_Inputs_ON_Diverse_2023_04_03 | 2023 |  |  | Hydrogen |  | Dispatch-Intraconnection | VOM | 0 | NY | NY | H2 Pipeline - New |  |  |  | 0.889 | 0
LCP_Inputs_ON_Diverse_2023_04_03 | 2023 |  |  | Hydrogen |  | Dispatch-Intraconnection | VOM | 0 | NY | NY | H2 Pipeline - Repurposed |  |  |  | 0.889 | 0
LCP_Inputs_ON_Diverse_2023_04_03 | 2023 |  |  | Methane |  | Dispatch-Interconnection | VOM | 0 | NY | ON | CH4 Pipeline |  |  |  | 0.889 | 0
LCP_Inputs_ON_Diverse_2023_04_03 | 2023 |  |  | Electricity |  | Dispatch-Interconnection | VOM | 5679204.1636 | NY | ON | Electricity Transmission Line |  |  |  | 0.889 | 5048791.8216
LCP_Inputs_ON_Diverse_2023_04_03 | 2023 |  |  | Hydrogen |  | Dispatch-Interconnection | VOM | 0 | NY | ON | H2 Pipeline - New |  |  |  | 0.889 | 0
LCP_Inputs_ON_Diverse_2023_04_03 | 2023 |  |  | Hydrogen |  | Dispatch-Interconnection | VOM | 0 | NY | ON | H2 Pipeline - Repurposed |  |  |  | 0.889 | 0
LCP_Inputs_ON_Diverse_2023_04_03 | 2023 |  |  | Electricity |  | Dispatch-Interconnection | VOM | 6651284.2408 | NY | QC | Electricity Transmission Line |  |  |  | 0.889 | 5912967.4705
LCP_Inputs_ON_Diverse_2023_04_03 | 2023 |  |  | Methane |  | Dispatch-Interconnection | VOM | 0 | ON | MI | CH4 Pipeline |  |  |  | 0.889 | 0
LCP_Inputs_ON_Diverse_2023_04_03 | 2023 |  |  | Electricity |  | Dispatch-Interconnection | VOM | 17197401.2147 | ON | MI | Electricity Transmission Line |  |  |  | 0.889 | 15288427.0585
LCP_Inputs_ON_Diverse_2023_04_03 | 2023 |  |  | Hydrogen |  | Dispatch-Interconnection | VOM | 0 | ON | MI | H2 Pipeline - New |  |  |  | 0.889 | 0
LCP_Inputs_ON_Diverse_2023_04_03 | 2023 |  |  | Hydrogen |  | Dispatch-Interconnection | VOM | 0 | ON | MI | H2 Pipeline - Repurposed |  |  |  | 0.889 | 0
LCP_Inputs_ON_Diverse_2023_04_03 | 2023 |  |  | Methane |  | Dispatch-Interconnection | VOM | 0 | ON | NY | CH4 Pipeline |  |  |  | 0.889 | 0
LCP_Inputs_ON_Diverse_2023_04_03 | 2023 |  |  | Electricity |  | Dispatch-Interconnection | VOM | 18288177.9517 | ON | NY | Electricity Transmission Line |  |  |  | 0.889 | 16258123.6058
LCP_Inputs_ON_Diverse_2023_04_03 | 2023 |  |  | Hydrogen |  | Dispatch-Interconnection | VOM | 0 | ON | NY | H2 Pipeline - New |  |  |  | 0.889 | 0
LCP_Inputs_ON_Diverse_2023_04_03 | 2023 |  |  | Hydrogen |  | Dispatch-Interconnection | VOM | 0 | ON | NY | H2 Pipeline - Repurposed |  |  |  | 0.889 | 0
LCP_Inputs_ON_Diverse_2023_04_03 | 2023 |  |  | Methane |  | Dispatch-Intraconnection | VOM | 775556548.9 | ON | ON | CH4 Pipeline |  |  |  | 0.889 | 689466947.9155
LCP_Inputs_ON_Diverse_2023_04_03 | 2023 |  |  | Electricity |  | Dispatch-Intraconnection | VOM | 0 | ON | ON | Electricity Transmission Line |  |  |  | 0.889 | 0
LCP_Inputs_ON_Diverse_2023_04_03 | 2023 |  |  | Hydrogen |  | Dispatch-Intraconnection | VOM | 0 | ON | ON | H2 Pipeline - New |  |  |  | 0.889 | 0
LCP_Inputs_ON_Diverse_2023_04_03 | 2023 |  |  | Hydrogen |  | Dispatch-Intraconnection | VOM | 0 | ON | ON | H2 Pipeline - Repurposed |  |  |  | 0.889 | 0
LCP_Inputs_ON_Diverse_2023_04_03 | 2023 |  |  | Methane |  | Dispatch-Interconnection | VOM | 0 | ON | PJ | CH4 Pipeline |  |  |  | 0.889 | 0
LCP_Inputs_ON_Diverse_2023_04_03 | 2023 |  |  | Electricity |  | Dispatch-Interconnection | VOM | 0 | ON | PJ | Electricity Transmission Line |  |  |  | 0.889 | 0
LCP_Inputs_ON_Diverse_2023_04_03 | 2023 |  |  | Hydrogen |  | Dispatch-Interconnection | VOM | 0 | ON | PJ | H2 Pipeline - New |  |  |  | 0.889 | 0
LCP_Inputs_ON_Diverse_2023_04_03 | 2023 |  |  | Hydrogen |  | Dispatch-Interconnection | VOM | 0 | ON | PJ | H2 Pipeline - Repurposed |  |  |  | 0.889 | 0
LCP_Inputs_ON_Diverse_2023_04_03 | 2023 |  |  | Methane |  | Dispatch-Interconnection | VOM | 0 | ON | QC | CH4 Pipeline |  |  |  | 0.889 | 0
LCP_Inputs_ON_Diverse_2023_04_03 | 2023 |  |  | Electricity |  | Dispatch-Interconnection | VOM | 3255394.417 | ON | QC | Electricity Transmission Line |  |  |  | 0.889 | 2894033.7827
LCP_Inputs_ON_Diverse_2023_04_03 | 2023 |  |  | Hydrogen |  | Dispatch-Interconnection | VOM | 0 | ON | QC | H2 Pipeline - New |  |  |  | 0.889 | 0
LCP_Inputs_ON_Diverse_2023_04_03 | 2023 |  |  | Hydrogen |  | Dispatch-Interconnection | VOM | 0 | ON | QC | H2 Pipeline - Repurposed |  |  |  | 0.889 | 0
LCP_Inputs_ON_Diverse_2023_04_03 | 2023 |  |  | Methane |  | Dispatch-Interconnection | VOM | 0 | ON | WC | CH4 Pipeline |  |  |  | 0.889 | 0
LCP_Inputs_ON_Diverse_2023_04_03 | 2023 |  |  | Electricity |  | Dispatch-Interconnection | VOM | 87663.7689 | ON | WC | Electricity Transmission Line |  |  |  | 0.889 | 77932.7713
LCP_Inputs_ON_Diverse_2023_04_03 | 2023 |  |  | Hydrogen |  | Dispatch-Interconnection | VOM | 0 | ON | WC | H2 Pipeline - New |  |  |  | 0.889 | 0
LCP_Inputs_ON_Diverse_2023_04_03 | 2023 |  |  | Hydrogen |  | Dispatch-Interconnection | VOM | 0 | ON | WC | H2 Pipeline - Repurposed |  |  |  | 0.889 | 0
LCP_Inputs_ON_Diverse_2023_04_03 | 2023 |  |  | Methane |  | Dispatch-Interconnection | VOM | 0 | PJ | ON | CH4 Pipeline |  |  |  | 0.889 | 0
LCP_Inputs_ON_Diverse_2023_04_03 | 2023 |  |  | Electricity |  | Dispatch-Interconnection | VOM | 0 | PJ | ON | Electricity Transmission Line |  |  |  | 0.889 | 0
LCP_Inputs_ON_Diverse_2023_04_03 | 2023 |  |  | Hydrogen |  | Dispatch-Interconnection | VOM | 0 | PJ | ON | H2 Pipeline - New |  |  |  | 0.889 | 0
LCP_Inputs_ON_Diverse_2023_04_03 | 2023 |  |  | Hydrogen |  | Dispatch-Interconnection | VOM | 0 | PJ | ON | H2 Pipeline - Repurposed |  |  |  | 0.889 | 0
LCP_Inputs_ON_Diverse_2023_04_03 | 2023 |  |  | Methane |  | Dispatch-Intraconnection | VOM | 0 | PJ | PJ | CH4 Pipeline |  |  |  | 0.889 | 0
LCP_Inputs_ON_Diverse_2023_04_03 | 2023 |  |  | Electricity |  | Dispatch-Intraconnection | VOM | 0 | PJ | PJ | Electricity Transmission Line |  |  |  | 0.889 | 0
LCP_Inputs_ON_Diverse_2023_04_03 | 2023 |  |  | Hydrogen |  | Dispatch-Intraconnection | VOM | 0 | PJ | PJ | H2 Pipeline - New |  |  |  | 0.889 | 0
LCP_Inputs_ON_Diverse_2023_04_03 | 2023 |  |  | Hydrogen |  | Dispatch-Intraconnection | VOM | 0 | PJ | PJ | H2 Pipeline - Repurposed |  |  |  | 0.889 | 0
LCP_Inputs_ON_Diverse_2023_04_03 | 2023 |  |  | Electricity |  | Dispatch-Interconnection | VOM | 64147633.0874 | QC | NY | Electricity Transmission Line |  |  |  | 0.889 | 57027012.2321
LCP_Inputs_ON_Diverse_2023_04_03 | 2023 |  |  | Methane |  | Dispatch-Interconnection | VOM | 0 | QC | ON | CH4 Pipeline |  |  |  | 0.889 | 0
LCP_Inputs_ON_Diverse_2023_04_03 | 2023 |  |  | Electricity |  | Dispatch-Interconnection | VOM | 6023844.3192 | QC | ON | Electricity Transmission Line |  |  |  | 0.889 | 5355175.665
LCP_Inputs_ON_Diverse_2023_04_03 | 2023 |  |  | Hydrogen |  | Dispatch-Interconnection | VOM | 0 | QC | ON | H2 Pipeline - New |  |  |  | 0.889 | 0
LCP_Inputs_ON_Diverse_2023_04_03 | 2023 |  |  | Hydrogen |  | Dispatch-Interconnection | VOM | 0 | QC | ON | H2 Pipeline - Repurposed |  |  |  | 0.889 | 0
LCP_Inputs_ON_Diverse_2023_04_03 | 2023 |  |  | Methane |  | Dispatch-Intraconnection | VOM | 0 | QC | QC | CH4 Pipeline |  |  |  | 0.889 | 0
LCP_Inputs_ON_Diverse_2023_04_03 | 2023 |  |  | Electricity |  | Dispatch-Intraconnection | VOM | 0 | QC | QC | Electricity Transmission Line |  |  |  | 0.889 | 0
LCP_Inputs_ON_Diverse_2023_04_03 | 2023 |  |  | Hydrogen |  | Dispatch-Intraconnection | VOM | 0 | QC | QC | H2 Pipeline - New |  |  |  | 0.889 | 0
LCP_Inputs_ON_Diverse_2023_04_03 | 2023 |  |  | Hydrogen |  | Dispatch-Intraconnection | VOM | 0 | QC | QC | H2 Pipeline - Repurposed |  |  |  | 0.889 | 0
LCP_Inputs_ON_Diverse_2023_04_03 | 2023 |  |  | Electricity |  | Dispatch-Interconnection | VOM | 15622762.0823 | WC | MI | Electricity Transmission Line |  |  |  | 0.889 | 13888578.6035
LCP_Inputs_ON_Diverse_2023_04_03 | 2023 |  |  | Methane |  | Dispatch-Interconnection | VOM | 0 | WC | ON | CH4 Pipeline |  |  |  | 0.889 | 0
LCP_Inputs_ON_Diverse_2023_04_03 | 2023 |  |  | Electricity |  | Dispatch-Interconnection | VOM | 453033.4763 | WC | ON | Electricity Transmission Line |  |  |  | 0.889 | 402745.1108
LCP_Inputs_ON_Diverse_2023_04_03 | 2023 |  |  | Hydrogen |  | Dispatch-Interconnection | VOM | 0 | WC | ON | H2 Pipeline - New |  |  |  | 0.889 | 0
LCP_Inputs_ON_Diverse_2023_04_03 | 2023 |  |  | Hydrogen |  | Dispatch-Interconnection | VOM | 0 | WC | ON | H2 Pipeline - Repurposed |  |  |  | 0.889 | 0
LCP_Inputs_ON_Diverse_2023_04_03 | 2023 |  |  | Methane |  | Dispatch-Intraconnection | VOM | 0 | WC | WC | CH4 Pipeline |  |  |  | 0.889 | 0
LCP_Inputs_ON_Diverse_2023_04_03 | 2023 |  |  | Electricity |  | Dispatch-Intraconnection | VOM | 0 | WC | WC | Electricity Transmission Line |  |  |  | 0.889 | 0
LCP_Inputs_ON_Diverse_2023_04_03 | 2023 |  |  | Hydrogen |  | Dispatch-Intraconnection | VOM | 0 | WC | WC | H2 Pipeline - New |  |  |  | 0.889 | 0
LCP_Inputs_ON_Diverse_2023_04_03 | 2023 |  |  | Hydrogen |  | Dispatch-Intraconnection | VOM | 0 | WC | WC | H2 Pipeline - Repurposed |  |  |  | 0.889 | 0
LCP_Inputs_ON_Diverse_2023_04_03 | 2024 |  |  | Methane |  | Dispatch-Intraconnection | VOM | 0 | MI | MI | CH4 Pipeline |  |  |  | 0.8548 | 0
LCP_Inputs_ON_Diverse_2023_04_03 | 2024 |  |  | Electricity |  | Dispatch-Intraconnection | VOM | 0 | MI | MI | Electricity Transmission Line |  |  |  | 0.8548 | 0
LCP_Inputs_ON_Diverse_2023_04_03 | 2024 |  |  | Hydrogen |  | Dispatch-Intraconnection | VOM | 0 | MI | MI | H2 Pipeline - New |  |  |  | 0.8548 | 0
LCP_Inputs_ON_Diverse_2023_04_03 | 2024 |  |  | Hydrogen |  | Dispatch-Intraconnection | VOM | 0 | MI | MI | H2 Pipeline - Repurposed |  |  |  | 0.8548 | 0
LCP_Inputs_ON_Diverse_2023_04_03 | 2024 |  |  | Methane |  | Dispatch-Interconnection | VOM | 0 | MI | ON | CH4 Pipeline |  |  |  | 0.8548 | 0
LCP_Inputs_ON_Diverse_2023_04_03 | 2024 |  |  | Electricity |  | Dispatch-Interconnection | VOM | 671388.5975 | MI | ON | Electricity Transmission Line |  |  |  | 0.8548 | 573905.787
LCP_Inputs_ON_Diverse_2023_04_03 | 2024 |  |  | Hydrogen |  | Dispatch-Interconnection | VOM | 0 | MI | ON | H2 Pipeline - New |  |  |  | 0.8548 | 0
LCP_Inputs_ON_Diverse_2023_04_03 | 2024 |  |  | Hydrogen |  | Dispatch-Interconnection | VOM | 0 | MI | ON | H2 Pipeline - Repurposed |  |  |  | 0.8548 | 0
LCP_Inputs_ON_Diverse_2023_04_03 | 2024 |  |  | Electricity |  | Dispatch-Interconnection | VOM | 1598406.6308 | MI | WC | Electricity Transmission Line |  |  |  | 0.8548 | 1366324.687
LCP_Inputs_ON_Diverse_2023_04_03 | 2024 |  |  | Methane |  | Dispatch-Intraconnection | VOM | 0 | NY | NY | CH4 Pipeline |  |  |  | 0.8548 | 0
LCP_Inputs_ON_Diverse_2023_04_03 | 2024 |  |  | Electricity |  | Dispatch-Intraconnection | VOM | 0 | NY | NY | Electricity Transmission Line |  |  |  | 0.8548 | 0
LCP_Inputs_ON_Diverse_2023_04_03 | 2024 |  |  | Hydrogen |  | Dispatch-Intraconnection | VOM | 0 | NY | NY | H2 Pipeline - New |  |  |  | 0.8548 | 0
LCP_Inputs_ON_Diverse_2023_04_03 | 2024 |  |  | Hydrogen |  | Dispatch-Intraconnection | VOM | 0 | NY | NY | H2 Pipeline - Repurposed |  |  |  | 0.8548 | 0
LCP_Inputs_ON_Diverse_2023_04_03 | 2024 |  |  | Methane |  | Dispatch-Interconnection | VOM | 0 | NY | ON | CH4 Pipeline |  |  |  | 0.8548 | 0
LCP_Inputs_ON_Diverse_2023_04_03 | 2024 |  |  | Electricity |  | Dispatch-Interconnection | VOM | 5679204.1636 | NY | ON | Electricity Transmission Line |  |  |  | 0.8548 | 4854607.5207
LCP_Inputs_ON_Diverse_2023_04_03 | 2024 |  |  | Hydrogen |  | Dispatch-Interconnection | VOM | 0 | NY | ON | H2 Pipeline - New |  |  |  | 0.8548 | 0
LCP_Inputs_ON_Diverse_2023_04_03 | 2024 |  |  | Hydrogen |  | Dispatch-Interconnection | VOM | 0 | NY | ON | H2 Pipeline - Repurposed |  |  |  | 0.8548 | 0
LCP_Inputs_ON_Diverse_2023_04_03 | 2024 |  |  | Electricity |  | Dispatch-Interconnection | VOM | 6651284.2408 | NY | QC | Electricity Transmission Line |  |  |  | 0.8548 | 5685545.6447
LCP_Inputs_ON_Diverse_2023_04_03 | 2024 |  |  | Methane |  | Dispatch-Interconnection | VOM | 0 | ON | MI | CH4 Pipeline |  |  |  | 0.8548 | 0
LCP_Inputs_ON_Diverse_2023_04_03 | 2024 |  |  | Electricity |  | Dispatch-Interconnection | VOM | 17197401.2147 | ON | MI | Electricity Transmission Line |  |  |  | 0.8548 | 14700410.6331
LCP_Inputs_ON_Diverse_2023_04_03 | 2024 |  |  | Hydrogen |  | Dispatch-Interconnection | VOM | 0 | ON | MI | H2 Pipeline - New |  |  |  | 0.8548 | 0
LCP_Inputs_ON_Diverse_2023_04_03 | 2024 |  |  | Hydrogen |  | Dispatch-Interconnection | VOM | 0 | ON | MI | H2 Pipeline - Repurposed |  |  |  | 0.8548 | 0
LCP_Inputs_ON_Diverse_2023_04_03 | 2024 |  |  | Methane |  | Dispatch-Interconnection | VOM | 0 | ON | NY | CH4 Pipeline |  |  |  | 0.8548 | 0
LCP_Inputs_ON_Diverse_2023_04_03 | 2024 |  |  | Electricity |  | Dispatch-Interconnection | VOM | 18288177.9517 | ON | NY | Electricity Transmission Line |  |  |  | 0.8548 | 15632811.1594
LCP_Inputs_ON_Diverse_2023_04_03 | 2024 |  |  | Hydrogen |  | Dispatch-Interconnection | VOM | 0 | ON | NY | H2 Pipeline - New |  |  |  | 0.8548 | 0
LCP_Inputs_ON_Diverse_2023_04_03 | 2024 |  |  | Hydrogen |  | Dispatch-Interconnection | VOM | 0 | ON | NY | H2 Pipeline - Repurposed |  |  |  | 0.8548 | 0
LCP_Inputs_ON_Diverse_2023_04_03 | 2024 |  |  | Methane |  | Dispatch-Intraconnection | VOM | 775556548.9 | ON | ON | CH4 Pipeline |  |  |  | 0.8548 | 662948988.3803
LCP_Inputs_ON_Diverse_2023_04_03 | 2024 |  |  | Electricity |  | Dispatch-Intraconnection | VOM | 0 | ON | ON | Electricity Transmission Line |  |  |  | 0.8548 | 0
LCP_Inputs_ON_Diverse_2023_04_03 | 2024 |  |  | Hydrogen |  | Dispatch-Intraconnection | VOM | 0 | ON | ON | H2 Pipeline - New |  |  |  | 0.8548 | 0
LCP_Inputs_ON_Diverse_2023_04_03 | 2024 |  |  | Hydrogen |  | Dispatch-Intraconnection | VOM | 0 | ON | ON | H2 Pipeline - Repurposed |  |  |  | 0.8548 | 0
LCP_Inputs_ON_Diverse_2023_04_03 | 2024 |  |  | Methane |  | Dispatch-Interconnection | VOM | 0 | ON | PJ | CH4 Pipeline |  |  |  | 0.8548 | 0
LCP_Inputs_ON_Diverse_2023_04_03 | 2024 |  |  | Electricity |  | Dispatch-Interconnection | VOM | 0 | ON | PJ | Electricity Transmission Line |  |  |  | 0.8548 | 0
LCP_Inputs_ON_Diverse_2023_04_03 | 2024 |  |  | Hydrogen |  | Dispatch-Interconnection | VOM | 0 | ON | PJ | H2 Pipeline - New |  |  |  | 0.8548 | 0
LCP_Inputs_ON_Diverse_2023_04_03 | 2024 |  |  | Hydrogen |  | Dispatch-Interconnection | VOM | 0 | ON | PJ | H2 Pipeline - Repurposed |  |  |  | 0.8548 | 0
LCP_Inputs_ON_Diverse_2023_04_03 | 2024 |  |  | Methane |  | Dispatch-Interconnection | VOM | 0 | ON | QC | CH4 Pipeline |  |  |  | 0.8548 | 0
LCP_Inputs_ON_Diverse_2023_04_03 | 2024 |  |  | Electricity |  | Dispatch-Interconnection | VOM | 3255394.417 | ON | QC | Electricity Transmission Line |  |  |  | 0.8548 | 2782724.7911
LCP_Inputs_ON_Diverse_2023_04_03 | 2024 |  |  | Hydrogen |  | Dispatch-Interconnection | VOM | 0 | ON | QC | H2 Pipeline - New |  |  |  | 0.8548 | 0
LCP_Inputs_ON_Diverse_2023_04_03 | 2024 |  |  | Hydrogen |  | Dispatch-Interconnection | VOM | 0 | ON | QC | H2 Pipeline - Repurposed |  |  |  | 0.8548 | 0
LCP_Inputs_ON_Diverse_2023_04_03 | 2024 |  |  | Methane |  | Dispatch-Interconnection | VOM | 0 | ON | WC | CH4 Pipeline |  |  |  | 0.8548 | 0
LCP_Inputs_ON_Diverse_2023_04_03 | 2024 |  |  | Electricity |  | Dispatch-Interconnection | VOM | 87663.7689 | ON | WC | Electricity Transmission Line |  |  |  | 0.8548 | 74935.3571
LCP_Inputs_ON_Diverse_2023_04_03 | 2024 |  |  | Hydrogen |  | Dispatch-Interconnection | VOM | 0 | ON | WC | H2 Pipeline - New |  |  |  | 0.8548 | 0
LCP_Inputs_ON_Diverse_2023_04_03 | 2024 |  |  | Hydrogen |  | Dispatch-Interconnection | VOM | 0 | ON | WC | H2 Pipeline - Repurposed |  |  |  | 0.8548 | 0
LCP_Inputs_ON_Diverse_2023_04_03 | 2024 |  |  | Methane |  | Dispatch-Interconnection | VOM | 0 | PJ | ON | CH4 Pipeline |  |  |  | 0.8548 | 0
LCP_Inputs_ON_Diverse_2023_04_03 | 2024 |  |  | Electricity |  | Dispatch-Interconnection | VOM | 0 | PJ | ON | Electricity Transmission Line |  |  |  | 0.8548 | 0
LCP_Inputs_ON_Diverse_2023_04_03 | 2024 |  |  | Hydrogen |  | Dispatch-Interconnection | VOM | 0 | PJ | ON | H2 Pipeline - New |  |  |  | 0.8548 | 0
LCP_Inputs_ON_Diverse_2023_04_03 | 2024 |  |  | Hydrogen |  | Dispatch-Interconnection | VOM | 0 | PJ | ON | H2 Pipeline - Repurposed |  |  |  | 0.8548 | 0
LCP_Inputs_ON_Diverse_2023_04_03 | 2024 |  |  | Methane |  | Dispatch-Intraconnection | VOM | 0 | PJ | PJ | CH4 Pipeline |  |  |  | 0.8548 | 0
LCP_Inputs_ON_Diverse_2023_04_03 | 2024 |  |  | Electricity |  | Dispatch-Intraconnection | VOM | 0 | PJ | PJ | Electricity Transmission Line |  |  |  | 0.8548 | 0
LCP_Inputs_ON_Diverse_2023_04_03 | 2024 |  |  | Hydrogen |  | Dispatch-Intraconnection | VOM | 0 | PJ | PJ | H2 Pipeline - New |  |  |  | 0.8548 | 0
LCP_Inputs_ON_Diverse_2023_04_03 | 2024 |  |  | Hydrogen |  | Dispatch-Intraconnection | VOM | 0 | PJ | PJ | H2 Pipeline - Repurposed |  |  |  | 0.8548 | 0
LCP_Inputs_ON_Diverse_2023_04_03 | 2024 |  |  | Electricity |  | Dispatch-Interconnection | VOM | 64147633.0874 | QC | NY | Electricity Transmission Line |  |  |  | 0.8548 | 54833665.6078
LCP_Inputs_ON_Diverse_2023_04_03 | 2024 |  |  | Methane |  | Dispatch-Interconnection | VOM | 0 | QC | ON | CH4 Pipeline |  |  |  | 0.8548 | 0
LCP_Inputs_ON_Diverse_2023_04_03 | 2024 |  |  | Electricity |  | Dispatch-Interconnection | VOM | 6023844.3192 | QC | ON | Electricity Transmission Line |  |  |  | 0.8548 | 5149207.3702
LCP_Inputs_ON_Diverse_2023_04_03 | 2024 |  |  | Hydrogen |  | Dispatch-Interconnection | VOM | 0 | QC | ON | H2 Pipeline - New |  |  |  | 0.8548 | 0
LCP_Inputs_ON_Diverse_2023_04_03 | 2024 |  |  | Hydrogen |  | Dispatch-Interconnection | VOM | 0 | QC | ON | H2 Pipeline - Repurposed |  |  |  | 0.8548 | 0
LCP_Inputs_ON_Diverse_2023_04_03 | 2024 |  |  | Methane |  | Dispatch-Intraconnection | VOM | 0 | QC | QC | CH4 Pipeline |  |  |  | 0.8548 | 0
LCP_Inputs_ON_Diverse_2023_04_03 | 2024 |  |  | Electricity |  | Dispatch-Intraconnection | VOM | 0 | QC | QC | Electricity Transmission Line |  |  |  | 0.8548 | 0
LCP_Inputs_ON_Diverse_2023_04_03 | 2024 |  |  | Hydrogen |  | Dispatch-Intraconnection | VOM | 0 | QC | QC | H2 Pipeline - New |  |  |  | 0.8548 | 0
LCP_Inputs_ON_Diverse_2023_04_03 | 2024 |  |  | Hydrogen |  | Dispatch-Intraconnection | VOM | 0 | QC | QC | H2 Pipeline - Repurposed |  |  |  | 0.8548 | 0
LCP_Inputs_ON_Diverse_2023_04_03 | 2024 |  |  | Electricity |  | Dispatch-Interconnection | VOM | 15622762.0823 | WC | MI | Electricity Transmission Line |  |  |  | 0.8548 | 13354402.5034
LCP_Inputs_ON_Diverse_2023_04_03 | 2024 |  |  | Methane |  | Dispatch-Interconnection | VOM | 0 | WC | ON | CH4 Pipeline |  |  |  | 0.8548 | 0
LCP_Inputs_ON_Diverse_2023_04_03 | 2024 |  |  | Electricity |  | Dispatch-Interconnection | VOM | 453033.4763 | WC | ON | Electricity Transmission Line |  |  |  | 0.8548 | 387254.9142
LCP_Inputs_ON_Diverse_2023_04_03 | 2024 |  |  | Hydrogen |  | Dispatch-Interconnection | VOM | 0 | WC | ON | H2 Pipeline - New |  |  |  | 0.8548 | 0
LCP_Inputs_ON_Diverse_2023_04_03 | 2024 |  |  | Hydrogen |  | Dispatch-Interconnection | VOM | 0 | WC | ON | H2 Pipeline - Repurposed |  |  |  | 0.8548 | 0
LCP_Inputs_ON_Diverse_2023_04_03 | 2024 |  |  | Methane |  | Dispatch-Intraconnection | VOM | 0 | WC | WC | CH4 Pipeline |  |  |  | 0.8548 | 0
LCP_Inputs_ON_Diverse_2023_04_03 | 2024 |  |  | Electricity |  | Dispatch-Intraconnection | VOM | 0 | WC | WC | Electricity Transmission Line |  |  |  | 0.8548 | 0
LCP_Inputs_ON_Diverse_2023_04_03 | 2024 |  |  | Hydrogen |  | Dispatch-Intraconnection | VOM | 0 | WC | WC | H2 Pipeline - New |  |  |  | 0.8548 | 0
LCP_Inputs_ON_Diverse_2023_04_03 | 2024 |  |  | Hydrogen |  | Dispatch-Intraconnection | VOM | 0 | WC | WC | H2 Pipeline - Repurposed |  |  |  | 0.8548 | 0
LCP_Inputs_ON_Diverse_2023_04_03 | 2025 |  |  | Methane |  | Dispatch-Intraconnection | VOM | 0 | MI | MI | CH4 Pipeline |  |  |  | 0.82193 | 0
LCP_Inputs_ON_Diverse_2023_04_03 | 2025 |  |  | Electricity |  | Dispatch-Intraconnection | VOM | 0 | MI | MI | Electricity Transmission Line |  |  |  | 0.82193 | 0
LCP_Inputs_ON_Diverse_2023_04_03 | 2025 |  |  | Hydrogen |  | Dispatch-Intraconnection | VOM | 0 | MI | MI | H2 Pipeline - New |  |  |  | 0.82193 | 0
LCP_Inputs_ON_Diverse_2023_04_03 | 2025 |  |  | Hydrogen |  | Dispatch-Intraconnection | VOM | 0 | MI | MI | H2 Pipeline - Repurposed |  |  |  | 0.82193 | 0
LCP_Inputs_ON_Diverse_2023_04_03 | 2025 |  |  | Methane |  | Dispatch-Interconnection | VOM | 0 | MI | ON | CH4 Pipeline |  |  |  | 0.82193 | 0
LCP_Inputs_ON_Diverse_2023_04_03 | 2025 |  |  | Electricity |  | Dispatch-Interconnection | VOM | 671388.5975 | MI | ON | Electricity Transmission Line |  |  |  | 0.82193 | 551832.4875
LCP_Inputs_ON_Diverse_2023_04_03 | 2025 |  |  | Hydrogen |  | Dispatch-Interconnection | VOM | 0 | MI | ON | H2 Pipeline - New |  |  |  | 0.82193 | 0
LCP_Inputs_ON_Diverse_2023_04_03 | 2025 |  |  | Hydrogen |  | Dispatch-Interconnection | VOM | 0 | MI | ON | H2 Pipeline - Repurposed |  |  |  | 0.82193 | 0
LCP_Inputs_ON_Diverse_2023_04_03 | 2025 |  |  | Electricity |  | Dispatch-Interconnection | VOM | 1598406.6308 | MI | WC | Electricity Transmission Line |  |  |  | 0.82193 | 1313773.7375
LCP_Inputs_ON_Diverse_2023_04_03 | 2025 |  |  | Methane |  | Dispatch-Intraconnection | VOM | 0 | NY | NY | CH4 Pipeline |  |  |  | 0.82193 | 0
LCP_Inputs_ON_Diverse_2023_04_03 | 2025 |  |  | Electricity |  | Dispatch-Intraconnection | VOM | 0 | NY | NY | Electricity Transmission Line |  |  |  | 0.82193 | 0
LCP_Inputs_ON_Diverse_2023_04_03 | 2025 |  |  | Hydrogen |  | Dispatch-Intraconnection | VOM | 0 | NY | NY | H2 Pipeline - New |  |  |  | 0.82193 | 0
LCP_Inputs_ON_Diverse_2023_04_03 | 2025 |  |  | Hydrogen |  | Dispatch-Intraconnection | VOM | 0 | NY | NY | H2 Pipeline - Repurposed |  |  |  | 0.82193 | 0
LCP_Inputs_ON_Diverse_2023_04_03 | 2025 |  |  | Methane |  | Dispatch-Interconnection | VOM | 0 | NY | ON | CH4 Pipeline |  |  |  | 0.82193 | 0
LCP_Inputs_ON_Diverse_2023_04_03 | 2025 |  |  | Electricity |  | Dispatch-Interconnection | VOM | 5679204.1636 | NY | ON | Electricity Transmission Line |  |  |  | 0.82193 | 4667891.8469
LCP_Inputs_ON_Diverse_2023_04_03 | 2025 |  |  | Hydrogen |  | Dispatch-Interconnection | VOM | 0 | NY | ON | H2 Pipeline - New |  |  |  | 0.82193 | 0
LCP_Inputs_ON_Diverse_2023_04_03 | 2025 |  |  | Hydrogen |  | Dispatch-Interconnection | VOM | 0 | NY | ON | H2 Pipeline - Repurposed |  |  |  | 0.82193 | 0
LCP_Inputs_ON_Diverse_2023_04_03 | 2025 |  |  | Electricity |  | Dispatch-Interconnection | VOM | 6651284.2408 | NY | QC | Electricity Transmission Line |  |  |  | 0.82193 | 5466870.8122
LCP_Inputs_ON_Diverse_2023_04_03 | 2025 |  |  | Methane |  | Dispatch-Interconnection | VOM | 0 | ON | MI | CH4 Pipeline |  |  |  | 0.82193 | 0
LCP_Inputs_ON_Diverse_2023_04_03 | 2025 |  |  | Electricity |  | Dispatch-Interconnection | VOM | 17197401.2147 | ON | MI | Electricity Transmission Line |  |  |  | 0.82193 | 14135010.2242
LCP_Inputs_ON_Diverse_2023_04_03 | 2025 |  |  | Hydrogen |  | Dispatch-Interconnection | VOM | 0 | ON | MI | H2 Pipeline - New |  |  |  | 0.82193 | 0
LCP_Inputs_ON_Diverse_2023_04_03 | 2025 |  |  | Hydrogen |  | Dispatch-Interconnection | VOM | 0 | ON | MI | H2 Pipeline - Repurposed |  |  |  | 0.82193 | 0
LCP_Inputs_ON_Diverse_2023_04_03 | 2025 |  |  | Methane |  | Dispatch-Interconnection | VOM | 0 | ON | NY | CH4 Pipeline |  |  |  | 0.82193 | 0
LCP_Inputs_ON_Diverse_2023_04_03 | 2025 |  |  | Electricity |  | Dispatch-Interconnection | VOM | 18288177.9517 | ON | NY | Electricity Transmission Line |  |  |  | 0.82193 | 15031549.1918
LCP_Inputs_ON_Diverse_2023_04_03 | 2025 |  |  | Hydrogen |  | Dispatch-Interconnection | VOM | 0 | ON | NY | H2 Pipeline - New |  |  |  | 0.82193 | 0
LCP_Inputs_ON_Diverse_2023_04_03 | 2025 |  |  | Hydrogen |  | Dispatch-Interconnection | VOM | 0 | ON | NY | H2 Pipeline - Repurposed |  |  |  | 0.82193 | 0
LCP_Inputs_ON_Diverse_2023_04_03 | 2025 |  |  | Methane |  | Dispatch-Intraconnection | VOM | 775556548.9 | ON | ON | CH4 Pipeline |  |  |  | 0.82193 | 637450950.3657
LCP_Inputs_ON_Diverse_2023_04_03 | 2025 |  |  | Electricity |  | Dispatch-Intraconnection | VOM | 0 | ON | ON | Electricity Transmission Line |  |  |  | 0.82193 | 0
LCP_Inputs_ON_Diverse_2023_04_03 | 2025 |  |  | Hydrogen |  | Dispatch-Intraconnection | VOM | 0 | ON | ON | H2 Pipeline - New |  |  |  | 0.82193 | 0
LCP_Inputs_ON_Diverse_2023_04_03 | 2025 |  |  | Hydrogen |  | Dispatch-Intraconnection | VOM | 0 | ON | ON | H2 Pipeline - Repurposed |  |  |  | 0.82193 | 0
LCP_Inputs_ON_Diverse_2023_04_03 | 2025 |  |  | Methane |  | Dispatch-Interconnection | VOM | 0 | ON | PJ | CH4 Pipeline |  |  |  | 0.82193 | 0
LCP_Inputs_ON_Diverse_2023_04_03 | 2025 |  |  | Electricity |  | Dispatch-Interconnection | VOM | 0 | ON | PJ | Electricity Transmission Line |  |  |  | 0.82193 | 0
LCP_Inputs_ON_Diverse_2023_04_03 | 2025 |  |  | Hydrogen |  | Dispatch-Interconnection | VOM | 0 | ON | PJ | H2 Pipeline - New |  |  |  | 0.82193 | 0
LCP_Inputs_ON_Diverse_2023_04_03 | 2025 |  |  | Hydrogen |  | Dispatch-Interconnection | VOM | 0 | ON | PJ | H2 Pipeline - Repurposed |  |  |  | 0.82193 | 0
LCP_Inputs_ON_Diverse_2023_04_03 | 2025 |  |  | Methane |  | Dispatch-Interconnection | VOM | 0 | ON | QC | CH4 Pipeline |  |  |  | 0.82193 | 0
LCP_Inputs_ON_Diverse_2023_04_03 | 2025 |  |  | Electricity |  | Dispatch-Interconnection | VOM | 3255394.417 | ON | QC | Electricity Transmission Line |  |  |  | 0.82193 | 2675696.9145
LCP_Inputs_ON_Diverse_2023_04_03 | 2025 |  |  | Hydrogen |  | Dispatch-Interconnection | VOM | 0 | ON | QC | H2 Pipeline - New |  |  |  | 0.82193 | 0
LCP_Inputs_ON_Diverse_2023_04_03 | 2025 |  |  | Hydrogen |  | Dispatch-Interconnection | VOM | 0 | ON | QC | H2 Pipeline - Repurposed |  |  |  | 0.82193 | 0
LCP_Inputs_ON_Diverse_2023_04_03 | 2025 |  |  | Methane |  | Dispatch-Interconnection | VOM | 0 | ON | WC | CH4 Pipeline |  |  |  | 0.82193 | 0
LCP_Inputs_ON_Diverse_2023_04_03 | 2025 |  |  | Electricity |  | Dispatch-Interconnection | VOM | 87663.7689 | ON | WC | Electricity Transmission Line |  |  |  | 0.82193 | 72053.2279
LCP_Inputs_ON_Diverse_2023_04_03 | 2025 |  |  | Hydrogen |  | Dispatch-Interconnection | VOM | 0 | ON | WC | H2 Pipeline - New |  |  |  | 0.82193 | 0
LCP_Inputs_ON_Diverse_2023_04_03 | 2025 |  |  | Hydrogen |  | Dispatch-Interconnection | VOM | 0 | ON | WC | H2 Pipeline - Repurposed |  |  |  | 0.82193 | 0
LCP_Inputs_ON_Diverse_2023_04_03 | 2025 |  |  | Methane |  | Dispatch-Interconnection | VOM | 0 | PJ | ON | CH4 Pipeline |  |  |  | 0.82193 | 0
LCP_Inputs_ON_Diverse_2023_04_03 | 2025 |  |  | Electricity |  | Dispatch-Interconnection | VOM | 0 | PJ | ON | Electricity Transmission Line |  |  |  | 0.82193 | 0
LCP_Inputs_ON_Diverse_2023_04_03 | 2025 |  |  | Hydrogen |  | Dispatch-Interconnection | VOM | 0 | PJ | ON | H2 Pipeline - New |  |  |  | 0.82193 | 0
LCP_Inputs_ON_Diverse_2023_04_03 | 2025 |  |  | Hydrogen |  | Dispatch-Interconnection | VOM | 0 | PJ | ON | H2 Pipeline - Repurposed |  |  |  | 0.82193 | 0
LCP_Inputs_ON_Diverse_2023_04_03 | 2025 |  |  | Methane |  | Dispatch-Intraconnection | VOM | 0 | PJ | PJ | CH4 Pipeline |  |  |  | 0.82193 | 0
LCP_Inputs_ON_Diverse_2023_04_03 | 2025 |  |  | Electricity |  | Dispatch-Intraconnection | VOM | 0 | PJ | PJ | Electricity Transmission Line |  |  |  | 0.82193 | 0
LCP_Inputs_ON_Diverse_2023_04_03 | 2025 |  |  | Hydrogen |  | Dispatch-Intraconnection | VOM | 0 | PJ | PJ | H2 Pipeline - New |  |  |  | 0.82193 | 0
LCP_Inputs_ON_Diverse_2023_04_03 | 2025 |  |  | Hydrogen |  | Dispatch-Intraconnection | VOM | 0 | PJ | PJ | H2 Pipeline - Repurposed |  |  |  | 0.82193 | 0
LCP_Inputs_ON_Diverse_2023_04_03 | 2025 |  |  | Electricity |  | Dispatch-Interconnection | VOM | 64147633.0874 | QC | NY | Electricity Transmission Line |  |  |  | 0.82193 | 52724678.469
LCP_Inputs_ON_Diverse_2023_04_03 | 2025 |  |  | Methane |  | Dispatch-Interconnection | VOM | 0 | QC | ON | CH4 Pipeline |  |  |  | 0.82193 | 0
LCP_Inputs_ON_Diverse_2023_04_03 | 2025 |  |  | Electricity |  | Dispatch-Interconnection | VOM | 6023844.3192 | QC | ON | Electricity Transmission Line |  |  |  | 0.82193 | 4951160.9329
LCP_Inputs_ON_Diverse_2023_04_03 | 2025 |  |  | Hydrogen |  | Dispatch-Interconnection | VOM | 0 | QC | ON | H2 Pipeline - New |  |  |  | 0.82193 | 0
LCP_Inputs_ON_Diverse_2023_04_03 | 2025 |  |  | Hydrogen |  | Dispatch-Interconnection | VOM | 0 | QC | ON | H2 Pipeline - Repurposed |  |  |  | 0.82193 | 0
LCP_Inputs_ON_Diverse_2023_04_03 | 2025 |  |  | Methane |  | Dispatch-Intraconnection | VOM | 0 | QC | QC | CH4 Pipeline |  |  |  | 0.82193 | 0
LCP_Inputs_ON_Diverse_2023_04_03 | 2025 |  |  | Electricity |  | Dispatch-Intraconnection | VOM | 0 | QC | QC | Electricity Transmission Line |  |  |  | 0.82193 | 0
LCP_Inputs_ON_Diverse_2023_04_03 | 2025 |  |  | Hydrogen |  | Dispatch-Intraconnection | VOM | 0 | QC | QC | H2 Pipeline - New |  |  |  | 0.82193 | 0
LCP_Inputs_ON_Diverse_2023_04_03 | 2025 |  |  | Hydrogen |  | Dispatch-Intraconnection | VOM | 0 | QC | QC | H2 Pipeline - Repurposed |  |  |  | 0.82193 | 0
LCP_Inputs_ON_Diverse_2023_04_03 | 2025 |  |  | Electricity |  | Dispatch-Interconnection | VOM | 15622762.0823 | WC | MI | Electricity Transmission Line |  |  |  | 0.82193 | 12840771.6379
LCP_Inputs_ON_Diverse_2023_04_03 | 2025 |  |  | Methane |  | Dispatch-Interconnection | VOM | 0 | WC | ON | CH4 Pipeline |  |  |  | 0.82193 | 0
LCP_Inputs_ON_Diverse_2023_04_03 | 2025 |  |  | Electricity |  | Dispatch-Interconnection | VOM | 453033.4763 | WC | ON | Electricity Transmission Line |  |  |  | 0.82193 | 372360.4945
LCP_Inputs_ON_Diverse_2023_04_03 | 2025 |  |  | Hydrogen |  | Dispatch-Interconnection | VOM | 0 | WC | ON | H2 Pipeline - New |  |  |  | 0.82193 | 0
LCP_Inputs_ON_Diverse_2023_04_03 | 2025 |  |  | Hydrogen |  | Dispatch-Interconnection | VOM | 0 | WC | ON | H2 Pipeline - Repurposed |  |  |  | 0.82193 | 0
LCP_Inputs_ON_Diverse_2023_04_03 | 2025 |  |  | Methane |  | Dispatch-Intraconnection | VOM | 0 | WC | WC | CH4 Pipeline |  |  |  | 0.82193 | 0
LCP_Inputs_ON_Diverse_2023_04_03 | 2025 |  |  | Electricity |  | Dispatch-Intraconnection | VOM | 0 | WC | WC | Electricity Transmission Line |  |  |  | 0.82193 | 0
LCP_Inputs_ON_Diverse_2023_04_03 | 2025 |  |  | Hydrogen |  | Dispatch-Intraconnection | VOM | 0 | WC | WC | H2 Pipeline - New |  |  |  | 0.82193 | 0
LCP_Inputs_ON_Diverse_2023_04_03 | 2025 |  |  | Hydrogen |  | Dispatch-Intraconnection | VOM | 0 | WC | WC | H2 Pipeline - Repurposed |  |  |  | 0.82193 | 0
LCP_Inputs_ON_Diverse_2023_04_03 | 2026 |  |  | Methane |  | Dispatch-Intraconnection | VOM | 0 | MI | MI | CH4 Pipeline |  |  |  | 0.79031 | 0
LCP_Inputs_ON_Diverse_2023_04_03 | 2026 |  |  | Electricity |  | Dispatch-Intraconnection | VOM | 0 | MI | MI | Electricity Transmission Line |  |  |  | 0.79031 | 0
LCP_Inputs_ON_Diverse_2023_04_03 | 2026 |  |  | Hydrogen |  | Dispatch-Intraconnection | VOM | 0 | MI | MI | H2 Pipeline - New |  |  |  | 0.79031 | 0
LCP_Inputs_ON_Diverse_2023_04_03 | 2026 |  |  | Hydrogen |  | Dispatch-Intraconnection | VOM | 0 | MI | MI | H2 Pipeline - Repurposed |  |  |  | 0.79031 | 0
LCP_Inputs_ON_Diverse_2023_04_03 | 2026 |  |  | Methane |  | Dispatch-Interconnection | VOM | 0 | MI | ON | CH4 Pipeline |  |  |  | 0.79031 | 0
LCP_Inputs_ON_Diverse_2023_04_03 | 2026 |  |  | Electricity |  | Dispatch-Interconnection | VOM | 671388.5975 | MI | ON | Electricity Transmission Line |  |  |  | 0.79031 | 530608.161
LCP_Inputs_ON_Diverse_2023_04_03 | 2026 |  |  | Hydrogen |  | Dispatch-Interconnection | VOM | 0 | MI | ON | H2 Pipeline - New |  |  |  | 0.79031 | 0
LCP_Inputs_ON_Diverse_2023_04_03 | 2026 |  |  | Hydrogen |  | Dispatch-Interconnection | VOM | 0 | MI | ON | H2 Pipeline - Repurposed |  |  |  | 0.79031 | 0
LCP_Inputs_ON_Diverse_2023_04_03 | 2026 |  |  | Electricity |  | Dispatch-Interconnection | VOM | 1598406.6308 | MI | WC | Electricity Transmission Line |  |  |  | 0.79031 | 1263243.9783
LCP_Inputs_ON_Diverse_2023_04_03 | 2026 |  |  | Methane |  | Dispatch-Intraconnection | VOM | 0 | NY | NY | CH4 Pipeline |  |  |  | 0.79031 | 0
LCP_Inputs_ON_Diverse_2023_04_03 | 2026 |  |  | Electricity |  | Dispatch-Intraconnection | VOM | 0 | NY | NY | Electricity Transmission Line |  |  |  | 0.79031 | 0
LCP_Inputs_ON_Diverse_2023_04_03 | 2026 |  |  | Hydrogen |  | Dispatch-Intraconnection | VOM | 0 | NY | NY | H2 Pipeline - New |  |  |  | 0.79031 | 0
LCP_Inputs_ON_Diverse_2023_04_03 | 2026 |  |  | Hydrogen |  | Dispatch-Intraconnection | VOM | 0 | NY | NY | H2 Pipeline - Repurposed |  |  |  | 0.79031 | 0
LCP_Inputs_ON_Diverse_2023_04_03 | 2026 |  |  | Methane |  | Dispatch-Interconnection | VOM | 0 | NY | ON | CH4 Pipeline |  |  |  | 0.79031 | 0
LCP_Inputs_ON_Diverse_2023_04_03 | 2026 |  |  | Electricity |  | Dispatch-Interconnection | VOM | 5679204.1636 | NY | ON | Electricity Transmission Line |  |  |  | 0.79031 | 4488357.5451
LCP_Inputs_ON_Diverse_2023_04_03 | 2026 |  |  | Hydrogen |  | Dispatch-Interconnection | VOM | 0 | NY | ON | H2 Pipeline - New |  |  |  | 0.79031 | 0
LCP_Inputs_ON_Diverse_2023_04_03 | 2026 |  |  | Hydrogen |  | Dispatch-Interconnection | VOM | 0 | NY | ON | H2 Pipeline - Repurposed |  |  |  | 0.79031 | 0
LCP_Inputs_ON_Diverse_2023_04_03 | 2026 |  |  | Electricity |  | Dispatch-Interconnection | VOM | 6651284.2408 | NY | QC | Electricity Transmission Line |  |  |  | 0.79031 | 5256606.5502
LCP_Inputs_ON_Diverse_2023_04_03 | 2026 |  |  | Methane |  | Dispatch-Interconnection | VOM | 0 | ON | MI | CH4 Pipeline |  |  |  | 0.79031 | 0
LCP_Inputs_ON_Diverse_2023_04_03 | 2026 |  |  | Electricity |  | Dispatch-Interconnection | VOM | 17197401.2147 | ON | MI | Electricity Transmission Line |  |  |  | 0.79031 | 13591355.9848
LCP_Inputs_ON_Diverse_2023_04_03 | 2026 |  |  | Hydrogen |  | Dispatch-Interconnection | VOM | 0 | ON | MI | H2 Pipeline - New |  |  |  | 0.79031 | 0
LCP_Inputs_ON_Diverse_2023_04_03 | 2026 |  |  | Hydrogen |  | Dispatch-Interconnection | VOM | 0 | ON | MI | H2 Pipeline - Repurposed |  |  |  | 0.79031 | 0
LCP_Inputs_ON_Diverse_2023_04_03 | 2026 |  |  | Methane |  | Dispatch-Interconnection | VOM | 0 | ON | NY | CH4 Pipeline |  |  |  | 0.79031 | 0
LCP_Inputs_ON_Diverse_2023_04_03 | 2026 |  |  | Electricity |  | Dispatch-Interconnection | VOM | 18288177.9517 | ON | NY | Electricity Transmission Line |  |  |  | 0.79031 | 14453412.6844
LCP_Inputs_ON_Diverse_2023_04_03 | 2026 |  |  | Hydrogen |  | Dispatch-Interconnection | VOM | 0 | ON | NY | H2 Pipeline - New |  |  |  | 0.79031 | 0
LCP_Inputs_ON_Diverse_2023_04_03 | 2026 |  |  | Hydrogen |  | Dispatch-Interconnection | VOM | 0 | ON | NY | H2 Pipeline - Repurposed |  |  |  | 0.79031 | 0
LCP_Inputs_ON_Diverse_2023_04_03 | 2026 |  |  | Methane |  | Dispatch-Intraconnection | VOM | 775556548.9 | ON | ON | CH4 Pipeline |  |  |  | 0.79031 | 612933606.1208
LCP_Inputs_ON_Diverse_2023_04_03 | 2026 |  |  | Electricity |  | Dispatch-Intraconnection | VOM | 0 | ON | ON | Electricity Transmission Line |  |  |  | 0.79031 | 0
LCP_Inputs_ON_Diverse_2023_04_03 | 2026 |  |  | Hydrogen |  | Dispatch-Intraconnection | VOM | 0 | ON | ON | H2 Pipeline - New |  |  |  | 0.79031 | 0
LCP_Inputs_ON_Diverse_2023_04_03 | 2026 |  |  | Hydrogen |  | Dispatch-Intraconnection | VOM | 0 | ON | ON | H2 Pipeline - Repurposed |  |  |  | 0.79031 | 0
LCP_Inputs_ON_Diverse_2023_04_03 | 2026 |  |  | Methane |  | Dispatch-Interconnection | VOM | 0 | ON | PJ | CH4 Pipeline |  |  |  | 0.79031 | 0
LCP_Inputs_ON_Diverse_2023_04_03 | 2026 |  |  | Electricity |  | Dispatch-Interconnection | VOM | 0 | ON | PJ | Electricity Transmission Line |  |  |  | 0.79031 | 0
LCP_Inputs_ON_Diverse_2023_04_03 | 2026 |  |  | Hydrogen |  | Dispatch-Interconnection | VOM | 0 | ON | PJ | H2 Pipeline - New |  |  |  | 0.79031 | 0
LCP_Inputs_ON_Diverse_2023_04_03 | 2026 |  |  | Hydrogen |  | Dispatch-Interconnection | VOM | 0 | ON | PJ | H2 Pipeline - Repurposed |  |  |  | 0.79031 | 0
LCP_Inputs_ON_Diverse_2023_04_03 | 2026 |  |  | Methane |  | Dispatch-Interconnection | VOM | 0 | ON | QC | CH4 Pipeline |  |  |  | 0.79031 | 0
LCP_Inputs_ON_Diverse_2023_04_03 | 2026 |  |  | Electricity |  | Dispatch-Interconnection | VOM | 3255394.417 | ON | QC | Electricity Transmission Line |  |  |  | 0.79031 | 2572785.4947
LCP_Inputs_ON_Diverse_2023_04_03 | 2026 |  |  | Hydrogen |  | Dispatch-Interconnection | VOM | 0 | ON | QC | H2 Pipeline - New |  |  |  | 0.79031 | 0
LCP_Inputs_ON_Diverse_2023_04_03 | 2026 |  |  | Hydrogen |  | Dispatch-Interconnection | VOM | 0 | ON | QC | H2 Pipeline - Repurposed |  |  |  | 0.79031 | 0
LCP_Inputs_ON_Diverse_2023_04_03 | 2026 |  |  | Methane |  | Dispatch-Interconnection | VOM | 0 | ON | WC | CH4 Pipeline |  |  |  | 0.79031 | 0
LCP_Inputs_ON_Diverse_2023_04_03 | 2026 |  |  | Electricity |  | Dispatch-Interconnection | VOM | 87663.7689 | ON | WC | Electricity Transmission Line |  |  |  | 0.79031 | 69281.9499
LCP_Inputs_ON_Diverse_2023_04_03 | 2026 |  |  | Hydrogen |  | Dispatch-Interconnection | VOM | 0 | ON | WC | H2 Pipeline - New |  |  |  | 0.79031 | 0
LCP_Inputs_ON_Diverse_2023_04_03 | 2026 |  |  | Hydrogen |  | Dispatch-Interconnection | VOM | 0 | ON | WC | H2 Pipeline - Repurposed |  |  |  | 0.79031 | 0
LCP_Inputs_ON_Diverse_2023_04_03 | 2026 |  |  | Methane |  | Dispatch-Interconnection | VOM | 0 | PJ | ON | CH4 Pipeline |  |  |  | 0.79031 | 0
LCP_Inputs_ON_Diverse_2023_04_03 | 2026 |  |  | Electricity |  | Dispatch-Interconnection | VOM | 0 | PJ | ON | Electricity Transmission Line |  |  |  | 0.79031 | 0
LCP_Inputs_ON_Diverse_2023_04_03 | 2026 |  |  | Hydrogen |  | Dispatch-Interconnection | VOM | 0 | PJ | ON | H2 Pipeline - New |  |  |  | 0.79031 | 0
LCP_Inputs_ON_Diverse_2023_04_03 | 2026 |  |  | Hydrogen |  | Dispatch-Interconnection | VOM | 0 | PJ | ON | H2 Pipeline - Repurposed |  |  |  | 0.79031 | 0
LCP_Inputs_ON_Diverse_2023_04_03 | 2026 |  |  | Methane |  | Dispatch-Intraconnection | VOM | 0 | PJ | PJ | CH4 Pipeline |  |  |  | 0.79031 | 0
LCP_Inputs_ON_Diverse_2023_04_03 | 2026 |  |  | Electricity |  | Dispatch-Intraconnection | VOM | 0 | PJ | PJ | Electricity Transmission Line |  |  |  | 0.79031 | 0
LCP_Inputs_ON_Diverse_2023_04_03 | 2026 |  |  | Hydrogen |  | Dispatch-Intraconnection | VOM | 0 | PJ | PJ | H2 Pipeline - New |  |  |  | 0.79031 | 0
LCP_Inputs_ON_Diverse_2023_04_03 | 2026 |  |  | Hydrogen |  | Dispatch-Intraconnection | VOM | 0 | PJ | PJ | H2 Pipeline - Repurposed |  |  |  | 0.79031 | 0
LCP_Inputs_ON_Diverse_2023_04_03 | 2026 |  |  | Electricity |  | Dispatch-Interconnection | VOM | 64147633.0874 | QC | NY | Electricity Transmission Line |  |  |  | 0.79031 | 50696806.2202
LCP_Inputs_ON_Diverse_2023_04_03 | 2026 |  |  | Methane |  | Dispatch-Interconnection | VOM | 0 | QC | ON | CH4 Pipeline |  |  |  | 0.79031 | 0
LCP_Inputs_ON_Diverse_2023_04_03 | 2026 |  |  | Electricity |  | Dispatch-Interconnection | VOM | 6023844.3192 | QC | ON | Electricity Transmission Line |  |  |  | 0.79031 | 4760731.6662
LCP_Inputs_ON_Diverse_2023_04_03 | 2026 |  |  | Hydrogen |  | Dispatch-Interconnection | VOM | 0 | QC | ON | H2 Pipeline - New |  |  |  | 0.79031 | 0
LCP_Inputs_ON_Diverse_2023_04_03 | 2026 |  |  | Hydrogen |  | Dispatch-Interconnection | VOM | 0 | QC | ON | H2 Pipeline - Repurposed |  |  |  | 0.79031 | 0
LCP_Inputs_ON_Diverse_2023_04_03 | 2026 |  |  | Methane |  | Dispatch-Intraconnection | VOM | 0 | QC | QC | CH4 Pipeline |  |  |  | 0.79031 | 0
LCP_Inputs_ON_Diverse_2023_04_03 | 2026 |  |  | Electricity |  | Dispatch-Intraconnection | VOM | 0 | QC | QC | Electricity Transmission Line |  |  |  | 0.79031 | 0
LCP_Inputs_ON_Diverse_2023_04_03 | 2026 |  |  | Hydrogen |  | Dispatch-Intraconnection | VOM | 0 | QC | QC | H2 Pipeline - New |  |  |  | 0.79031 | 0
LCP_Inputs_ON_Diverse_2023_04_03 | 2026 |  |  | Hydrogen |  | Dispatch-Intraconnection | VOM | 0 | QC | QC | H2 Pipeline - Repurposed |  |  |  | 0.79031 | 0
LCP_Inputs_ON_Diverse_2023_04_03 | 2026 |  |  | Electricity |  | Dispatch-Interconnection | VOM | 15622762.0823 | WC | MI | Electricity Transmission Line |  |  |  | 0.79031 | 12346895.8057
LCP_Inputs_ON_Diverse_2023_04_03 | 2026 |  |  | Methane |  | Dispatch-Interconnection | VOM | 0 | WC | ON | CH4 Pipeline |  |  |  | 0.79031 | 0
LCP_Inputs_ON_Diverse_2023_04_03 | 2026 |  |  | Electricity |  | Dispatch-Interconnection | VOM | 453033.4763 | WC | ON | Electricity Transmission Line |  |  |  | 0.79031 | 358038.937
LCP_Inputs_ON_Diverse_2023_04_03 | 2026 |  |  | Hydrogen |  | Dispatch-Interconnection | VOM | 0 | WC | ON | H2 Pipeline - New |  |  |  | 0.79031 | 0
LCP_Inputs_ON_Diverse_2023_04_03 | 2026 |  |  | Hydrogen |  | Dispatch-Interconnection | VOM | 0 | WC | ON | H2 Pipeline - Repurposed |  |  |  | 0.79031 | 0
LCP_Inputs_ON_Diverse_2023_04_03 | 2026 |  |  | Methane |  | Dispatch-Intraconnection | VOM | 0 | WC | WC | CH4 Pipeline |  |  |  | 0.79031 | 0
LCP_Inputs_ON_Diverse_2023_04_03 | 2026 |  |  | Electricity |  | Dispatch-Intraconnection | VOM | 0 | WC | WC | Electricity Transmission Line |  |  |  | 0.79031 | 0
LCP_Inputs_ON_Diverse_2023_04_03 | 2026 |  |  | Hydrogen |  | Dispatch-Intraconnection | VOM | 0 | WC | WC | H2 Pipeline - New |  |  |  | 0.79031 | 0
LCP_Inputs_ON_Diverse_2023_04_03 | 2026 |  |  | Hydrogen |  | Dispatch-Intraconnection | VOM | 0 | WC | WC | H2 Pipeline - Repurposed |  |  |  | 0.79031 | 0
LCP_Inputs_ON_Diverse_2023_04_03 | 2027 |  |  | Methane |  | Dispatch-Intraconnection | VOM | 0 | MI | MI | CH4 Pipeline |  |  |  | 0.75992 | 0
LCP_Inputs_ON_Diverse_2023_04_03 | 2027 |  |  | Electricity |  | Dispatch-Intraconnection | VOM | 0 | MI | MI | Electricity Transmission Line |  |  |  | 0.75992 | 0
LCP_Inputs_ON_Diverse_2023_04_03 | 2027 |  |  | Hydrogen |  | Dispatch-Intraconnection | VOM | 0 | MI | MI | H2 Pipeline - New |  |  |  | 0.75992 | 0
LCP_Inputs_ON_Diverse_2023_04_03 | 2027 |  |  | Hydrogen |  | Dispatch-Intraconnection | VOM | 0 | MI | MI | H2 Pipeline - Repurposed |  |  |  | 0.75992 | 0
LCP_Inputs_ON_Diverse_2023_04_03 | 2027 |  |  | Methane |  | Dispatch-Interconnection | VOM | 0 | MI | ON | CH4 Pipeline |  |  |  | 0.75992 | 0
LCP_Inputs_ON_Diverse_2023_04_03 | 2027 |  |  | Electricity |  | Dispatch-Interconnection | VOM | 671388.5975 | MI | ON | Electricity Transmission Line |  |  |  | 0.75992 | 510200.1548
LCP_Inputs_ON_Diverse_2023_04_03 | 2027 |  |  | Hydrogen |  | Dispatch-Interconnection | VOM | 0 | MI | ON | H2 Pipeline - New |  |  |  | 0.75992 | 0
LCP_Inputs_ON_Diverse_2023_04_03 | 2027 |  |  | Hydrogen |  | Dispatch-Interconnection | VOM | 0 | MI | ON | H2 Pipeline - Repurposed |  |  |  | 0.75992 | 0
LCP_Inputs_ON_Diverse_2023_04_03 | 2027 |  |  | Electricity |  | Dispatch-Interconnection | VOM | 1598406.6308 | MI | WC | Electricity Transmission Line |  |  |  | 0.75992 | 1214657.6715
LCP_Inputs_ON_Diverse_2023_04_03 | 2027 |  |  | Methane |  | Dispatch-Intraconnection | VOM | 0 | NY | NY | CH4 Pipeline |  |  |  | 0.75992 | 0
LCP_Inputs_ON_Diverse_2023_04_03 | 2027 |  |  | Electricity |  | Dispatch-Intraconnection | VOM | 0 | NY | NY | Electricity Transmission Line |  |  |  | 0.75992 | 0
LCP_Inputs_ON_Diverse_2023_04_03 | 2027 |  |  | Hydrogen |  | Dispatch-Intraconnection | VOM | 0 | NY | NY | H2 Pipeline - New |  |  |  | 0.75992 | 0
LCP_Inputs_ON_Diverse_2023_04_03 | 2027 |  |  | Hydrogen |  | Dispatch-Intraconnection | VOM | 0 | NY | NY | H2 Pipeline - Repurposed |  |  |  | 0.75992 | 0
LCP_Inputs_ON_Diverse_2023_04_03 | 2027 |  |  | Methane |  | Dispatch-Interconnection | VOM | 0 | NY | ON | CH4 Pipeline |  |  |  | 0.75992 | 0
LCP_Inputs_ON_Diverse_2023_04_03 | 2027 |  |  | Electricity |  | Dispatch-Interconnection | VOM | 5679204.1636 | NY | ON | Electricity Transmission Line |  |  |  | 0.75992 | 4315728.4087
LCP_Inputs_ON_Diverse_2023_04_03 | 2027 |  |  | Hydrogen |  | Dispatch-Interconnection | VOM | 0 | NY | ON | H2 Pipeline - New |  |  |  | 0.75992 | 0
LCP_Inputs_ON_Diverse_2023_04_03 | 2027 |  |  | Hydrogen |  | Dispatch-Interconnection | VOM | 0 | NY | ON | H2 Pipeline - Repurposed |  |  |  | 0.75992 | 0
LCP_Inputs_ON_Diverse_2023_04_03 | 2027 |  |  | Electricity |  | Dispatch-Interconnection | VOM | 6651284.2408 | NY | QC | Electricity Transmission Line |  |  |  | 0.75992 | 5054429.3752
LCP_Inputs_ON_Diverse_2023_04_03 | 2027 |  |  | Methane |  | Dispatch-Interconnection | VOM | 0 | ON | MI | CH4 Pipeline |  |  |  | 0.75992 | 0
LCP_Inputs_ON_Diverse_2023_04_03 | 2027 |  |  | Electricity |  | Dispatch-Interconnection | VOM | 17197401.2147 | ON | MI | Electricity Transmission Line |  |  |  | 0.75992 | 13068611.5238
LCP_Inputs_ON_Diverse_2023_04_03 | 2027 |  |  | Hydrogen |  | Dispatch-Interconnection | VOM | 0 | ON | MI | H2 Pipeline - New |  |  |  | 0.75992 | 0
LCP_Inputs_ON_Diverse_2023_04_03 | 2027 |  |  | Hydrogen |  | Dispatch-Interconnection | VOM | 0 | ON | MI | H2 Pipeline - Repurposed |  |  |  | 0.75992 | 0
LCP_Inputs_ON_Diverse_2023_04_03 | 2027 |  |  | Methane |  | Dispatch-Interconnection | VOM | 0 | ON | NY | CH4 Pipeline |  |  |  | 0.75992 | 0
LCP_Inputs_ON_Diverse_2023_04_03 | 2027 |  |  | Electricity |  | Dispatch-Interconnection | VOM | 18288177.9517 | ON | NY | Electricity Transmission Line |  |  |  | 0.75992 | 13897512.1965
LCP_Inputs_ON_Diverse_2023_04_03 | 2027 |  |  | Hydrogen |  | Dispatch-Interconnection | VOM | 0 | ON | NY | H2 Pipeline - New |  |  |  | 0.75992 | 0
LCP_Inputs_ON_Diverse_2023_04_03 | 2027 |  |  | Hydrogen |  | Dispatch-Interconnection | VOM | 0 | ON | NY | H2 Pipeline - Repurposed |  |  |  | 0.75992 | 0
LCP_Inputs_ON_Diverse_2023_04_03 | 2027 |  |  | Methane |  | Dispatch-Intraconnection | VOM | 775556548.9 | ON | ON | CH4 Pipeline |  |  |  | 0.75992 | 589359236.6546
LCP_Inputs_ON_Diverse_2023_04_03 | 2027 |  |  | Electricity |  | Dispatch-Intraconnection | VOM | 0 | ON | ON | Electricity Transmission Line |  |  |  | 0.75992 | 0
LCP_Inputs_ON_Diverse_2023_04_03 | 2027 |  |  | Hydrogen |  | Dispatch-Intraconnection | VOM | 0 | ON | ON | H2 Pipeline - New |  |  |  | 0.75992 | 0
LCP_Inputs_ON_Diverse_2023_04_03 | 2027 |  |  | Hydrogen |  | Dispatch-Intraconnection | VOM | 0 | ON | ON | H2 Pipeline - Repurposed |  |  |  | 0.75992 | 0
LCP_Inputs_ON_Diverse_2023_04_03 | 2027 |  |  | Methane |  | Dispatch-Interconnection | VOM | 0 | ON | PJ | CH4 Pipeline |  |  |  | 0.75992 | 0
LCP_Inputs_ON_Diverse_2023_04_03 | 2027 |  |  | Electricity |  | Dispatch-Interconnection | VOM | 0 | ON | PJ | Electricity Transmission Line |  |  |  | 0.75992 | 0
LCP_Inputs_ON_Diverse_2023_04_03 | 2027 |  |  | Hydrogen |  | Dispatch-Interconnection | VOM | 0 | ON | PJ | H2 Pipeline - New |  |  |  | 0.75992 | 0
LCP_Inputs_ON_Diverse_2023_04_03 | 2027 |  |  | Hydrogen |  | Dispatch-Interconnection | VOM | 0 | ON | PJ | H2 Pipeline - Repurposed |  |  |  | 0.75992 | 0
LCP_Inputs_ON_Diverse_2023_04_03 | 2027 |  |  | Methane |  | Dispatch-Interconnection | VOM | 0 | ON | QC | CH4 Pipeline |  |  |  | 0.75992 | 0
LCP_Inputs_ON_Diverse_2023_04_03 | 2027 |  |  | Electricity |  | Dispatch-Interconnection | VOM | 3255394.417 | ON | QC | Electricity Transmission Line |  |  |  | 0.75992 | 2473832.2064
LCP_Inputs_ON_Diverse_2023_04_03 | 2027 |  |  | Hydrogen |  | Dispatch-Interconnection | VOM | 0 | ON | QC | H2 Pipeline - New |  |  |  | 0.75992 | 0
LCP_Inputs_ON_Diverse_2023_04_03 | 2027 |  |  | Hydrogen |  | Dispatch-Interconnection | VOM | 0 | ON | QC | H2 Pipeline - Repurposed |  |  |  | 0.75992 | 0
LCP_Inputs_ON_Diverse_2023_04_03 | 2027 |  |  | Methane |  | Dispatch-Interconnection | VOM | 0 | ON | WC | CH4 Pipeline |  |  |  | 0.75992 | 0
LCP_Inputs_ON_Diverse_2023_04_03 | 2027 |  |  | Electricity |  | Dispatch-Interconnection | VOM | 87663.7689 | ON | WC | Electricity Transmission Line |  |  |  | 0.75992 | 66617.2596
LCP_Inputs_ON_Diverse_2023_04_03 | 2027 |  |  | Hydrogen |  | Dispatch-Interconnection | VOM | 0 | ON | WC | H2 Pipeline - New |  |  |  | 0.75992 | 0
LCP_Inputs_ON_Diverse_2023_04_03 | 2027 |  |  | Hydrogen |  | Dispatch-Interconnection | VOM | 0 | ON | WC | H2 Pipeline - Repurposed |  |  |  | 0.75992 | 0
LCP_Inputs_ON_Diverse_2023_04_03 | 2027 |  |  | Methane |  | Dispatch-Interconnection | VOM | 0 | PJ | ON | CH4 Pipeline |  |  |  | 0.75992 | 0
LCP_Inputs_ON_Diverse_2023_04_03 | 2027 |  |  | Electricity |  | Dispatch-Interconnection | VOM | 0 | PJ | ON | Electricity Transmission Line |  |  |  | 0.75992 | 0
LCP_Inputs_ON_Diverse_2023_04_03 | 2027 |  |  | Hydrogen |  | Dispatch-Interconnection | VOM | 0 | PJ | ON | H2 Pipeline - New |  |  |  | 0.75992 | 0
LCP_Inputs_ON_Diverse_2023_04_03 | 2027 |  |  | Hydrogen |  | Dispatch-Interconnection | VOM | 0 | PJ | ON | H2 Pipeline - Repurposed |  |  |  | 0.75992 | 0
LCP_Inputs_ON_Diverse_2023_04_03 | 2027 |  |  | Methane |  | Dispatch-Intraconnection | VOM | 0 | PJ | PJ | CH4 Pipeline |  |  |  | 0.75992 | 0
LCP_Inputs_ON_Diverse_2023_04_03 | 2027 |  |  | Electricity |  | Dispatch-Intraconnection | VOM | 0 | PJ | PJ | Electricity Transmission Line |  |  |  | 0.75992 | 0
LCP_Inputs_ON_Diverse_2023_04_03 | 2027 |  |  | Hydrogen |  | Dispatch-Intraconnection | VOM | 0 | PJ | PJ | H2 Pipeline - New |  |  |  | 0.75992 | 0
LCP_Inputs_ON_Diverse_2023_04_03 | 2027 |  |  | Hydrogen |  | Dispatch-Intraconnection | VOM | 0 | PJ | PJ | H2 Pipeline - Repurposed |  |  |  | 0.75992 | 0
LCP_Inputs_ON_Diverse_2023_04_03 | 2027 |  |  | Electricity |  | Dispatch-Interconnection | VOM | 64147633.0874 | QC | NY | Electricity Transmission Line |  |  |  | 0.75992 | 48746929.0579
LCP_Inputs_ON_Diverse_2023_04_03 | 2027 |  |  | Methane |  | Dispatch-Interconnection | VOM | 0 | QC | ON | CH4 Pipeline |  |  |  | 0.75992 | 0
LCP_Inputs_ON_Diverse_2023_04_03 | 2027 |  |  | Electricity |  | Dispatch-Interconnection | VOM | 6023844.3192 | QC | ON | Electricity Transmission Line |  |  |  | 0.75992 | 4577626.6021
LCP_Inputs_ON_Diverse_2023_04_03 | 2027 |  |  | Hydrogen |  | Dispatch-Interconnection | VOM | 0 | QC | ON | H2 Pipeline - New |  |  |  | 0.75992 | 0
LCP_Inputs_ON_Diverse_2023_04_03 | 2027 |  |  | Hydrogen |  | Dispatch-Interconnection | VOM | 0 | QC | ON | H2 Pipeline - Repurposed |  |  |  | 0.75992 | 0
LCP_Inputs_ON_Diverse_2023_04_03 | 2027 |  |  | Methane |  | Dispatch-Intraconnection | VOM | 0 | QC | QC | CH4 Pipeline |  |  |  | 0.75992 | 0
LCP_Inputs_ON_Diverse_2023_04_03 | 2027 |  |  | Electricity |  | Dispatch-Intraconnection | VOM | 0 | QC | QC | Electricity Transmission Line |  |  |  | 0.75992 | 0
LCP_Inputs_ON_Diverse_2023_04_03 | 2027 |  |  | Hydrogen |  | Dispatch-Intraconnection | VOM | 0 | QC | QC | H2 Pipeline - New |  |  |  | 0.75992 | 0
LCP_Inputs_ON_Diverse_2023_04_03 | 2027 |  |  | Hydrogen |  | Dispatch-Intraconnection | VOM | 0 | QC | QC | H2 Pipeline - Repurposed |  |  |  | 0.75992 | 0
LCP_Inputs_ON_Diverse_2023_04_03 | 2027 |  |  | Electricity |  | Dispatch-Interconnection | VOM | 15622762.0823 | WC | MI | Electricity Transmission Line |  |  |  | 0.75992 | 11872015.1977
LCP_Inputs_ON_Diverse_2023_04_03 | 2027 |  |  | Methane |  | Dispatch-Interconnection | VOM | 0 | WC | ON | CH4 Pipeline |  |  |  | 0.75992 | 0
LCP_Inputs_ON_Diverse_2023_04_03 | 2027 |  |  | Electricity |  | Dispatch-Interconnection | VOM | 453033.4763 | WC | ON | Electricity Transmission Line |  |  |  | 0.75992 | 344268.2086
LCP_Inputs_ON_Diverse_2023_04_03 | 2027 |  |  | Hydrogen |  | Dispatch-Interconnection | VOM | 0 | WC | ON | H2 Pipeline - New |  |  |  | 0.75992 | 0
LCP_Inputs_ON_Diverse_2023_04_03 | 2027 |  |  | Hydrogen |  | Dispatch-Interconnection | VOM | 0 | WC | ON | H2 Pipeline - Repurposed |  |  |  | 0.75992 | 0
LCP_Inputs_ON_Diverse_2023_04_03 | 2027 |  |  | Methane |  | Dispatch-Intraconnection | VOM | 0 | WC | WC | CH4 Pipeline |  |  |  | 0.75992 | 0
LCP_Inputs_ON_Diverse_2023_04_03 | 2027 |  |  | Electricity |  | Dispatch-Intraconnection | VOM | 0 | WC | WC | Electricity Transmission Line |  |  |  | 0.75992 | 0
LCP_Inputs_ON_Diverse_2023_04_03 | 2027 |  |  | Hydrogen |  | Dispatch-Intraconnection | VOM | 0 | WC | WC | H2 Pipeline - New |  |  |  | 0.75992 | 0
LCP_Inputs_ON_Diverse_2023_04_03 | 2027 |  |  | Hydrogen |  | Dispatch-Intraconnection | VOM | 0 | WC | WC | H2 Pipeline - Repurposed |  |  |  | 0.75992 | 0
LCP_Inputs_ON_Diverse_2023_04_03 | 2028 |  |  | Methane |  | Dispatch-Intraconnection | VOM | 0 | MI | MI | CH4 Pipeline |  |  |  | 0.73069 | 0
LCP_Inputs_ON_Diverse_2023_04_03 | 2028 |  |  | Electricity |  | Dispatch-Intraconnection | VOM | 0 | MI | MI | Electricity Transmission Line |  |  |  | 0.73069 | 0
LCP_Inputs_ON_Diverse_2023_04_03 | 2028 |  |  | Hydrogen |  | Dispatch-Intraconnection | VOM | 0 | MI | MI | H2 Pipeline - New |  |  |  | 0.73069 | 0
LCP_Inputs_ON_Diverse_2023_04_03 | 2028 |  |  | Hydrogen |  | Dispatch-Intraconnection | VOM | 0 | MI | MI | H2 Pipeline - Repurposed |  |  |  | 0.73069 | 0
LCP_Inputs_ON_Diverse_2023_04_03 | 2028 |  |  | Methane |  | Dispatch-Interconnection | VOM | 0 | MI | ON | CH4 Pipeline |  |  |  | 0.73069 | 0
LCP_Inputs_ON_Diverse_2023_04_03 | 2028 |  |  | Electricity |  | Dispatch-Interconnection | VOM | 671388.5975 | MI | ON | Electricity Transmission Line |  |  |  | 0.73069 | 490577.072
LCP_Inputs_ON_Diverse_2023_04_03 | 2028 |  |  | Hydrogen |  | Dispatch-Interconnection | VOM | 0 | MI | ON | H2 Pipeline - New |  |  |  | 0.73069 | 0
LCP_Inputs_ON_Diverse_2023_04_03 | 2028 |  |  | Hydrogen |  | Dispatch-Interconnection | VOM | 0 | MI | ON | H2 Pipeline - Repurposed |  |  |  | 0.73069 | 0
LCP_Inputs_ON_Diverse_2023_04_03 | 2028 |  |  | Electricity |  | Dispatch-Interconnection | VOM | 1598406.6308 | MI | WC | Electricity Transmission Line |  |  |  | 0.73069 | 1167940.0687
LCP_Inputs_ON_Diverse_2023_04_03 | 2028 |  |  | Methane |  | Dispatch-Intraconnection | VOM | 0 | NY | NY | CH4 Pipeline |  |  |  | 0.73069 | 0
LCP_Inputs_ON_Diverse_2023_04_03 | 2028 |  |  | Electricity |  | Dispatch-Intraconnection | VOM | 0 | NY | NY | Electricity Transmission Line |  |  |  | 0.73069 | 0
LCP_Inputs_ON_Diverse_2023_04_03 | 2028 |  |  | Hydrogen |  | Dispatch-Intraconnection | VOM | 0 | NY | NY | H2 Pipeline - New |  |  |  | 0.73069 | 0
LCP_Inputs_ON_Diverse_2023_04_03 | 2028 |  |  | Hydrogen |  | Dispatch-Intraconnection | VOM | 0 | NY | NY | H2 Pipeline - Repurposed |  |  |  | 0.73069 | 0
LCP_Inputs_ON_Diverse_2023_04_03 | 2028 |  |  | Methane |  | Dispatch-Interconnection | VOM | 0 | NY | ON | CH4 Pipeline |  |  |  | 0.73069 | 0
LCP_Inputs_ON_Diverse_2023_04_03 | 2028 |  |  | Electricity |  | Dispatch-Interconnection | VOM | 5679204.1636 | NY | ON | Electricity Transmission Line |  |  |  | 0.73069 | 4149738.8545
LCP_Inputs_ON_Diverse_2023_04_03 | 2028 |  |  | Hydrogen |  | Dispatch-Interconnection | VOM | 0 | NY | ON | H2 Pipeline - New |  |  |  | 0.73069 | 0
LCP_Inputs_ON_Diverse_2023_04_03 | 2028 |  |  | Hydrogen |  | Dispatch-Interconnection | VOM | 0 | NY | ON | H2 Pipeline - Repurposed |  |  |  | 0.73069 | 0
LCP_Inputs_ON_Diverse_2023_04_03 | 2028 |  |  | Electricity |  | Dispatch-Interconnection | VOM | 6651284.2408 | NY | QC | Electricity Transmission Line |  |  |  | 0.73069 | 4860028.2454
LCP_Inputs_ON_Diverse_2023_04_03 | 2028 |  |  | Methane |  | Dispatch-Interconnection | VOM | 0 | ON | MI | CH4 Pipeline |  |  |  | 0.73069 | 0
LCP_Inputs_ON_Diverse_2023_04_03 | 2028 |  |  | Electricity |  | Dispatch-Interconnection | VOM | 17197401.2147 | ON | MI | Electricity Transmission Line |  |  |  | 0.73069 | 12565972.6191
LCP_Inputs_ON_Diverse_2023_04_03 | 2028 |  |  | Hydrogen |  | Dispatch-Interconnection | VOM | 0 | ON | MI | H2 Pipeline - New |  |  |  | 0.73069 | 0
LCP_Inputs_ON_Diverse_2023_04_03 | 2028 |  |  | Hydrogen |  | Dispatch-Interconnection | VOM | 0 | ON | MI | H2 Pipeline - Repurposed |  |  |  | 0.73069 | 0
LCP_Inputs_ON_Diverse_2023_04_03 | 2028 |  |  | Methane |  | Dispatch-Interconnection | VOM | 0 | ON | NY | CH4 Pipeline |  |  |  | 0.73069 | 0
LCP_Inputs_ON_Diverse_2023_04_03 | 2028 |  |  | Electricity |  | Dispatch-Interconnection | VOM | 18288177.9517 | ON | NY | Electricity Transmission Line |  |  |  | 0.73069 | 13362992.4967
LCP_Inputs_ON_Diverse_2023_04_03 | 2028 |  |  | Hydrogen |  | Dispatch-Interconnection | VOM | 0 | ON | NY | H2 Pipeline - New |  |  |  | 0.73069 | 0
LCP_Inputs_ON_Diverse_2023_04_03 | 2028 |  |  | Hydrogen |  | Dispatch-Interconnection | VOM | 0 | ON | NY | H2 Pipeline - Repurposed |  |  |  | 0.73069 | 0
LCP_Inputs_ON_Diverse_2023_04_03 | 2028 |  |  | Methane |  | Dispatch-Intraconnection | VOM | 775556548.9 | ON | ON | CH4 Pipeline |  |  |  | 0.73069 | 566691573.7064
LCP_Inputs_ON_Diverse_2023_04_03 | 2028 |  |  | Electricity |  | Dispatch-Intraconnection | VOM | 0 | ON | ON | Electricity Transmission Line |  |  |  | 0.73069 | 0
LCP_Inputs_ON_Diverse_2023_04_03 | 2028 |  |  | Hydrogen |  | Dispatch-Intraconnection | VOM | 0 | ON | ON | H2 Pipeline - New |  |  |  | 0.73069 | 0
LCP_Inputs_ON_Diverse_2023_04_03 | 2028 |  |  | Hydrogen |  | Dispatch-Intraconnection | VOM | 0 | ON | ON | H2 Pipeline - Repurposed |  |  |  | 0.73069 | 0
LCP_Inputs_ON_Diverse_2023_04_03 | 2028 |  |  | Methane |  | Dispatch-Interconnection | VOM | 0 | ON | PJ | CH4 Pipeline |  |  |  | 0.73069 | 0
LCP_Inputs_ON_Diverse_2023_04_03 | 2028 |  |  | Electricity |  | Dispatch-Interconnection | VOM | 0 | ON | PJ | Electricity Transmission Line |  |  |  | 0.73069 | 0
LCP_Inputs_ON_Diverse_2023_04_03 | 2028 |  |  | Hydrogen |  | Dispatch-Interconnection | VOM | 0 | ON | PJ | H2 Pipeline - New |  |  |  | 0.73069 | 0
LCP_Inputs_ON_Diverse_2023_04_03 | 2028 |  |  | Hydrogen |  | Dispatch-Interconnection | VOM | 0 | ON | PJ | H2 Pipeline - Repurposed |  |  |  | 0.73069 | 0
LCP_Inputs_ON_Diverse_2023_04_03 | 2028 |  |  | Methane |  | Dispatch-Interconnection | VOM | 0 | ON | QC | CH4 Pipeline |  |  |  | 0.73069 | 0
LCP_Inputs_ON_Diverse_2023_04_03 | 2028 |  |  | Electricity |  | Dispatch-Interconnection | VOM | 3255394.417 | ON | QC | Electricity Transmission Line |  |  |  | 0.73069 | 2378684.8139
LCP_Inputs_ON_Diverse_2023_04_03 | 2028 |  |  | Hydrogen |  | Dispatch-Interconnection | VOM | 0 | ON | QC | H2 Pipeline - New |  |  |  | 0.73069 | 0
LCP_Inputs_ON_Diverse_2023_04_03 | 2028 |  |  | Hydrogen |  | Dispatch-Interconnection | VOM | 0 | ON | QC | H2 Pipeline - Repurposed |  |  |  | 0.73069 | 0
LCP_Inputs_ON_Diverse_2023_04_03 | 2028 |  |  | Methane |  | Dispatch-Interconnection | VOM | 0 | ON | WC | CH4 Pipeline |  |  |  | 0.73069 | 0
LCP_Inputs_ON_Diverse_2023_04_03 | 2028 |  |  | Electricity |  | Dispatch-Interconnection | VOM | 87663.7689 | ON | WC | Electricity Transmission Line |  |  |  | 0.73069 | 64055.0573
LCP_Inputs_ON_Diverse_2023_04_03 | 2028 |  |  | Hydrogen |  | Dispatch-Interconnection | VOM | 0 | ON | WC | H2 Pipeline - New |  |  |  | 0.73069 | 0
LCP_Inputs_ON_Diverse_2023_04_03 | 2028 |  |  | Hydrogen |  | Dispatch-Interconnection | VOM | 0 | ON | WC | H2 Pipeline - Repurposed |  |  |  | 0.73069 | 0
LCP_Inputs_ON_Diverse_2023_04_03 | 2028 |  |  | Methane |  | Dispatch-Interconnection | VOM | 0 | PJ | ON | CH4 Pipeline |  |  |  | 0.73069 | 0
LCP_Inputs_ON_Diverse_2023_04_03 | 2028 |  |  | Electricity |  | Dispatch-Interconnection | VOM | 0 | PJ | ON | Electricity Transmission Line |  |  |  | 0.73069 | 0
LCP_Inputs_ON_Diverse_2023_04_03 | 2028 |  |  | Hydrogen |  | Dispatch-Interconnection | VOM | 0 | PJ | ON | H2 Pipeline - New |  |  |  | 0.73069 | 0
LCP_Inputs_ON_Diverse_2023_04_03 | 2028 |  |  | Hydrogen |  | Dispatch-Interconnection | VOM | 0 | PJ | ON | H2 Pipeline - Repurposed |  |  |  | 0.73069 | 0
LCP_Inputs_ON_Diverse_2023_04_03 | 2028 |  |  | Methane |  | Dispatch-Intraconnection | VOM | 0 | PJ | PJ | CH4 Pipeline |  |  |  | 0.73069 | 0
LCP_Inputs_ON_Diverse_2023_04_03 | 2028 |  |  | Electricity |  | Dispatch-Intraconnection | VOM | 0 | PJ | PJ | Electricity Transmission Line |  |  |  | 0.73069 | 0
LCP_Inputs_ON_Diverse_2023_04_03 | 2028 |  |  | Hydrogen |  | Dispatch-Intraconnection | VOM | 0 | PJ | PJ | H2 Pipeline - New |  |  |  | 0.73069 | 0
LCP_Inputs_ON_Diverse_2023_04_03 | 2028 |  |  | Hydrogen |  | Dispatch-Intraconnection | VOM | 0 | PJ | PJ | H2 Pipeline - Repurposed |  |  |  | 0.73069 | 0
LCP_Inputs_ON_Diverse_2023_04_03 | 2028 |  |  | Electricity |  | Dispatch-Interconnection | VOM | 64147633.0874 | QC | NY | Electricity Transmission Line |  |  |  | 0.73069 | 46872047.171
LCP_Inputs_ON_Diverse_2023_04_03 | 2028 |  |  | Methane |  | Dispatch-Interconnection | VOM | 0 | QC | ON | CH4 Pipeline |  |  |  | 0.73069 | 0
LCP_Inputs_ON_Diverse_2023_04_03 | 2028 |  |  | Electricity |  | Dispatch-Interconnection | VOM | 6023844.3192 | QC | ON | Electricity Transmission Line |  |  |  | 0.73069 | 4401564.0405
LCP_Inputs_ON_Diverse_2023_04_03 | 2028 |  |  | Hydrogen |  | Dispatch-Interconnection | VOM | 0 | QC | ON | H2 Pipeline - New |  |  |  | 0.73069 | 0
LCP_Inputs_ON_Diverse_2023_04_03 | 2028 |  |  | Hydrogen |  | Dispatch-Interconnection | VOM | 0 | QC | ON | H2 Pipeline - Repurposed |  |  |  | 0.73069 | 0
LCP_Inputs_ON_Diverse_2023_04_03 | 2028 |  |  | Methane |  | Dispatch-Intraconnection | VOM | 0 | QC | QC | CH4 Pipeline |  |  |  | 0.73069 | 0
LCP_Inputs_ON_Diverse_2023_04_03 | 2028 |  |  | Electricity |  | Dispatch-Intraconnection | VOM | 0 | QC | QC | Electricity Transmission Line |  |  |  | 0.73069 | 0
LCP_Inputs_ON_Diverse_2023_04_03 | 2028 |  |  | Hydrogen |  | Dispatch-Intraconnection | VOM | 0 | QC | QC | H2 Pipeline - New |  |  |  | 0.73069 | 0
LCP_Inputs_ON_Diverse_2023_04_03 | 2028 |  |  | Hydrogen |  | Dispatch-Intraconnection | VOM | 0 | QC | QC | H2 Pipeline - Repurposed |  |  |  | 0.73069 | 0
LCP_Inputs_ON_Diverse_2023_04_03 | 2028 |  |  | Electricity |  | Dispatch-Interconnection | VOM | 15622762.0823 | WC | MI | Electricity Transmission Line |  |  |  | 0.73069 | 11415399.2286
LCP_Inputs_ON_Diverse_2023_04_03 | 2028 |  |  | Methane |  | Dispatch-Interconnection | VOM | 0 | WC | ON | CH4 Pipeline |  |  |  | 0.73069 | 0
LCP_Inputs_ON_Diverse_2023_04_03 | 2028 |  |  | Electricity |  | Dispatch-Interconnection | VOM | 453033.4763 | WC | ON | Electricity Transmission Line |  |  |  | 0.73069 | 331027.1237
LCP_Inputs_ON_Diverse_2023_04_03 | 2028 |  |  | Hydrogen |  | Dispatch-Interconnection | VOM | 0 | WC | ON | H2 Pipeline - New |  |  |  | 0.73069 | 0
LCP_Inputs_ON_Diverse_2023_04_03 | 2028 |  |  | Hydrogen |  | Dispatch-Interconnection | VOM | 0 | WC | ON | H2 Pipeline - Repurposed |  |  |  | 0.73069 | 0
LCP_Inputs_ON_Diverse_2023_04_03 | 2028 |  |  | Methane |  | Dispatch-Intraconnection | VOM | 0 | WC | WC | CH4 Pipeline |  |  |  | 0.73069 | 0
LCP_Inputs_ON_Diverse_2023_04_03 | 2028 |  |  | Electricity |  | Dispatch-Intraconnection | VOM | 0 | WC | WC | Electricity Transmission Line |  |  |  | 0.73069 | 0
LCP_Inputs_ON_Diverse_2023_04_03 | 2028 |  |  | Hydrogen |  | Dispatch-Intraconnection | VOM | 0 | WC | WC | H2 Pipeline - New |  |  |  | 0.73069 | 0
LCP_Inputs_ON_Diverse_2023_04_03 | 2028 |  |  | Hydrogen |  | Dispatch-Intraconnection | VOM | 0 | WC | WC | H2 Pipeline - Repurposed |  |  |  | 0.73069 | 0
LCP_Inputs_ON_Diverse_2023_04_03 | 2029 |  |  | Methane |  | Dispatch-Intraconnection | VOM | 0 | MI | MI | CH4 Pipeline |  |  |  | 0.70259 | 0
LCP_Inputs_ON_Diverse_2023_04_03 | 2029 |  |  | Electricity |  | Dispatch-Intraconnection | VOM | 0 | MI | MI | Electricity Transmission Line |  |  |  | 0.70259 | 0
LCP_Inputs_ON_Diverse_2023_04_03 | 2029 |  |  | Hydrogen |  | Dispatch-Intraconnection | VOM | 0 | MI | MI | H2 Pipeline - New |  |  |  | 0.70259 | 0
LCP_Inputs_ON_Diverse_2023_04_03 | 2029 |  |  | Hydrogen |  | Dispatch-Intraconnection | VOM | 0 | MI | MI | H2 Pipeline - Repurposed |  |  |  | 0.70259 | 0
LCP_Inputs_ON_Diverse_2023_04_03 | 2029 |  |  | Methane |  | Dispatch-Interconnection | VOM | 0 | MI | ON | CH4 Pipeline |  |  |  | 0.70259 | 0
LCP_Inputs_ON_Diverse_2023_04_03 | 2029 |  |  | Electricity |  | Dispatch-Interconnection | VOM | 671388.5975 | MI | ON | Electricity Transmission Line |  |  |  | 0.70259 | 471708.723
LCP_Inputs_ON_Diverse_2023_04_03 | 2029 |  |  | Hydrogen |  | Dispatch-Interconnection | VOM | 0 | MI | ON | H2 Pipeline - New |  |  |  | 0.70259 | 0
LCP_Inputs_ON_Diverse_2023_04_03 | 2029 |  |  | Hydrogen |  | Dispatch-Interconnection | VOM | 0 | MI | ON | H2 Pipeline - Repurposed |  |  |  | 0.70259 | 0
LCP_Inputs_ON_Diverse_2023_04_03 | 2029 |  |  | Electricity |  | Dispatch-Interconnection | VOM | 1598406.6308 | MI | WC | Electricity Transmission Line |  |  |  | 0.70259 | 1123019.2969
LCP_Inputs_ON_Diverse_2023_04_03 | 2029 |  |  | Methane |  | Dispatch-Intraconnection | VOM | 0 | NY | NY | CH4 Pipeline |  |  |  | 0.70259 | 0
LCP_Inputs_ON_Diverse_2023_04_03 | 2029 |  |  | Electricity |  | Dispatch-Intraconnection | VOM | 0 | NY | NY | Electricity Transmission Line |  |  |  | 0.70259 | 0
LCP_Inputs_ON_Diverse_2023_04_03 | 2029 |  |  | Hydrogen |  | Dispatch-Intraconnection | VOM | 0 | NY | NY | H2 Pipeline - New |  |  |  | 0.70259 | 0
LCP_Inputs_ON_Diverse_2023_04_03 | 2029 |  |  | Hydrogen |  | Dispatch-Intraconnection | VOM | 0 | NY | NY | H2 Pipeline - Repurposed |  |  |  | 0.70259 | 0
LCP_Inputs_ON_Diverse_2023_04_03 | 2029 |  |  | Methane |  | Dispatch-Interconnection | VOM | 0 | NY | ON | CH4 Pipeline |  |  |  | 0.70259 | 0
LCP_Inputs_ON_Diverse_2023_04_03 | 2029 |  |  | Electricity |  | Dispatch-Interconnection | VOM | 5679204.1636 | NY | ON | Electricity Transmission Line |  |  |  | 0.70259 | 3990133.514
LCP_Inputs_ON_Diverse_2023_04_03 | 2029 |  |  | Hydrogen |  | Dispatch-Interconnection | VOM | 0 | NY | ON | H2 Pipeline - New |  |  |  | 0.70259 | 0
LCP_Inputs_ON_Diverse_2023_04_03 | 2029 |  |  | Hydrogen |  | Dispatch-Interconnection | VOM | 0 | NY | ON | H2 Pipeline - Repurposed |  |  |  | 0.70259 | 0
LCP_Inputs_ON_Diverse_2023_04_03 | 2029 |  |  | Electricity |  | Dispatch-Interconnection | VOM | 6651284.2408 | NY | QC | Electricity Transmission Line |  |  |  | 0.70259 | 4673104.0821
LCP_Inputs_ON_Diverse_2023_04_03 | 2029 |  |  | Methane |  | Dispatch-Interconnection | VOM | 0 | ON | MI | CH4 Pipeline |  |  |  | 0.70259 | 0
LCP_Inputs_ON_Diverse_2023_04_03 | 2029 |  |  | Electricity |  | Dispatch-Interconnection | VOM | 17197401.2147 | ON | MI | Electricity Transmission Line |  |  |  | 0.70259 | 12082665.9799
LCP_Inputs_ON_Diverse_2023_04_03 | 2029 |  |  | Hydrogen |  | Dispatch-Interconnection | VOM | 0 | ON | MI | H2 Pipeline - New |  |  |  | 0.70259 | 0
LCP_Inputs_ON_Diverse_2023_04_03 | 2029 |  |  | Hydrogen |  | Dispatch-Interconnection | VOM | 0 | ON | MI | H2 Pipeline - Repurposed |  |  |  | 0.70259 | 0
LCP_Inputs_ON_Diverse_2023_04_03 | 2029 |  |  | Methane |  | Dispatch-Interconnection | VOM | 0 | ON | NY | CH4 Pipeline |  |  |  | 0.70259 | 0
LCP_Inputs_ON_Diverse_2023_04_03 | 2029 |  |  | Electricity |  | Dispatch-Interconnection | VOM | 18288177.9517 | ON | NY | Electricity Transmission Line |  |  |  | 0.70259 | 12849031.2468
LCP_Inputs_ON_Diverse_2023_04_03 | 2029 |  |  | Hydrogen |  | Dispatch-Interconnection | VOM | 0 | ON | NY | H2 Pipeline - New |  |  |  | 0.70259 | 0
LCP_Inputs_ON_Diverse_2023_04_03 | 2029 |  |  | Hydrogen |  | Dispatch-Interconnection | VOM | 0 | ON | NY | H2 Pipeline - Repurposed |  |  |  | 0.70259 | 0
LCP_Inputs_ON_Diverse_2023_04_03 | 2029 |  |  | Methane |  | Dispatch-Intraconnection | VOM | 775556548.9 | ON | ON | CH4 Pipeline |  |  |  | 0.70259 | 544895743.9484
LCP_Inputs_ON_Diverse_2023_04_03 | 2029 |  |  | Electricity |  | Dispatch-Intraconnection | VOM | 0 | ON | ON | Electricity Transmission Line |  |  |  | 0.70259 | 0
LCP_Inputs_ON_Diverse_2023_04_03 | 2029 |  |  | Hydrogen |  | Dispatch-Intraconnection | VOM | 0 | ON | ON | H2 Pipeline - New |  |  |  | 0.70259 | 0
LCP_Inputs_ON_Diverse_2023_04_03 | 2029 |  |  | Hydrogen |  | Dispatch-Intraconnection | VOM | 0 | ON | ON | H2 Pipeline - Repurposed |  |  |  | 0.70259 | 0
LCP_Inputs_ON_Diverse_2023_04_03 | 2029 |  |  | Methane |  | Dispatch-Interconnection | VOM | 0 | ON | PJ | CH4 Pipeline |  |  |  | 0.70259 | 0
LCP_Inputs_ON_Diverse_2023_04_03 | 2029 |  |  | Electricity |  | Dispatch-Interconnection | VOM | 0 | ON | PJ | Electricity Transmission Line |  |  |  | 0.70259 | 0
LCP_Inputs_ON_Diverse_2023_04_03 | 2029 |  |  | Hydrogen |  | Dispatch-Interconnection | VOM | 0 | ON | PJ | H2 Pipeline - New |  |  |  | 0.70259 | 0
LCP_Inputs_ON_Diverse_2023_04_03 | 2029 |  |  | Hydrogen |  | Dispatch-Interconnection | VOM | 0 | ON | PJ | H2 Pipeline - Repurposed |  |  |  | 0.70259 | 0
LCP_Inputs_ON_Diverse_2023_04_03 | 2029 |  |  | Methane |  | Dispatch-Interconnection | VOM | 0 | ON | QC | CH4 Pipeline |  |  |  | 0.70259 | 0
LCP_Inputs_ON_Diverse_2023_04_03 | 2029 |  |  | Electricity |  | Dispatch-Interconnection | VOM | 3255394.417 | ON | QC | Electricity Transmission Line |  |  |  | 0.70259 | 2287196.9364
LCP_Inputs_ON_Diverse_2023_04_03 | 2029 |  |  | Hydrogen |  | Dispatch-Interconnection | VOM | 0 | ON | QC | H2 Pipeline - New |  |  |  | 0.70259 | 0
LCP_Inputs_ON_Diverse_2023_04_03 | 2029 |  |  | Hydrogen |  | Dispatch-Interconnection | VOM | 0 | ON | QC | H2 Pipeline - Repurposed |  |  |  | 0.70259 | 0
LCP_Inputs_ON_Diverse_2023_04_03 | 2029 |  |  | Methane |  | Dispatch-Interconnection | VOM | 0 | ON | WC | CH4 Pipeline |  |  |  | 0.70259 | 0
LCP_Inputs_ON_Diverse_2023_04_03 | 2029 |  |  | Electricity |  | Dispatch-Interconnection | VOM | 87663.7689 | ON | WC | Electricity Transmission Line |  |  |  | 0.70259 | 61591.4012
LCP_Inputs_ON_Diverse_2023_04_03 | 2029 |  |  | Hydrogen |  | Dispatch-Interconnection | VOM | 0 | ON | WC | H2 Pipeline - New |  |  |  | 0.70259 | 0
LCP_Inputs_ON_Diverse_2023_04_03 | 2029 |  |  | Hydrogen |  | Dispatch-Interconnection | VOM | 0 | ON | WC | H2 Pipeline - Repurposed |  |  |  | 0.70259 | 0
LCP_Inputs_ON_Diverse_2023_04_03 | 2029 |  |  | Methane |  | Dispatch-Interconnection | VOM | 0 | PJ | ON | CH4 Pipeline |  |  |  | 0.70259 | 0
LCP_Inputs_ON_Diverse_2023_04_03 | 2029 |  |  | Electricity |  | Dispatch-Interconnection | VOM | 0 | PJ | ON | Electricity Transmission Line |  |  |  | 0.70259 | 0
LCP_Inputs_ON_Diverse_2023_04_03 | 2029 |  |  | Hydrogen |  | Dispatch-Interconnection | VOM | 0 | PJ | ON | H2 Pipeline - New |  |  |  | 0.70259 | 0
LCP_Inputs_ON_Diverse_2023_04_03 | 2029 |  |  | Hydrogen |  | Dispatch-Interconnection | VOM | 0 | PJ | ON | H2 Pipeline - Repurposed |  |  |  | 0.70259 | 0
LCP_Inputs_ON_Diverse_2023_04_03 | 2029 |  |  | Methane |  | Dispatch-Intraconnection | VOM | 0 | PJ | PJ | CH4 Pipeline |  |  |  | 0.70259 | 0
LCP_Inputs_ON_Diverse_2023_04_03 | 2029 |  |  | Electricity |  | Dispatch-Intraconnection | VOM | 0 | PJ | PJ | Electricity Transmission Line |  |  |  | 0.70259 | 0
LCP_Inputs_ON_Diverse_2023_04_03 | 2029 |  |  | Hydrogen |  | Dispatch-Intraconnection | VOM | 0 | PJ | PJ | H2 Pipeline - New |  |  |  | 0.70259 | 0
LCP_Inputs_ON_Diverse_2023_04_03 | 2029 |  |  | Hydrogen |  | Dispatch-Intraconnection | VOM | 0 | PJ | PJ | H2 Pipeline - Repurposed |  |  |  | 0.70259 | 0
LCP_Inputs_ON_Diverse_2023_04_03 | 2029 |  |  | Electricity |  | Dispatch-Interconnection | VOM | 64147633.0874 | QC | NY | Electricity Transmission Line |  |  |  | 0.70259 | 45069276.126
LCP_Inputs_ON_Diverse_2023_04_03 | 2029 |  |  | Methane |  | Dispatch-Interconnection | VOM | 0 | QC | ON | CH4 Pipeline |  |  |  | 0.70259 | 0
LCP_Inputs_ON_Diverse_2023_04_03 | 2029 |  |  | Electricity |  | Dispatch-Interconnection | VOM | 6023844.3192 | QC | ON | Electricity Transmission Line |  |  |  | 0.70259 | 4232273.1159
LCP_Inputs_ON_Diverse_2023_04_03 | 2029 |  |  | Hydrogen |  | Dispatch-Interconnection | VOM | 0 | QC | ON | H2 Pipeline - New |  |  |  | 0.70259 | 0
LCP_Inputs_ON_Diverse_2023_04_03 | 2029 |  |  | Hydrogen |  | Dispatch-Interconnection | VOM | 0 | QC | ON | H2 Pipeline - Repurposed |  |  |  | 0.70259 | 0
LCP_Inputs_ON_Diverse_2023_04_03 | 2029 |  |  | Methane |  | Dispatch-Intraconnection | VOM | 0 | QC | QC | CH4 Pipeline |  |  |  | 0.70259 | 0
LCP_Inputs_ON_Diverse_2023_04_03 | 2029 |  |  | Electricity |  | Dispatch-Intraconnection | VOM | 0 | QC | QC | Electricity Transmission Line |  |  |  | 0.70259 | 0
LCP_Inputs_ON_Diverse_2023_04_03 | 2029 |  |  | Hydrogen |  | Dispatch-Intraconnection | VOM | 0 | QC | QC | H2 Pipeline - New |  |  |  | 0.70259 | 0
LCP_Inputs_ON_Diverse_2023_04_03 | 2029 |  |  | Hydrogen |  | Dispatch-Intraconnection | VOM | 0 | QC | QC | H2 Pipeline - Repurposed |  |  |  | 0.70259 | 0
LCP_Inputs_ON_Diverse_2023_04_03 | 2029 |  |  | Electricity |  | Dispatch-Interconnection | VOM | 15622762.0823 | WC | MI | Electricity Transmission Line |  |  |  | 0.70259 | 10976345.4121
LCP_Inputs_ON_Diverse_2023_04_03 | 2029 |  |  | Methane |  | Dispatch-Interconnection | VOM | 0 | WC | ON | CH4 Pipeline |  |  |  | 0.70259 | 0
LCP_Inputs_ON_Diverse_2023_04_03 | 2029 |  |  | Electricity |  | Dispatch-Interconnection | VOM | 453033.4763 | WC | ON | Electricity Transmission Line |  |  |  | 0.70259 | 318295.3112
LCP_Inputs_ON_Diverse_2023_04_03 | 2029 |  |  | Hydrogen |  | Dispatch-Interconnection | VOM | 0 | WC | ON | H2 Pipeline - New |  |  |  | 0.70259 | 0
LCP_Inputs_ON_Diverse_2023_04_03 | 2029 |  |  | Hydrogen |  | Dispatch-Interconnection | VOM | 0 | WC | ON | H2 Pipeline - Repurposed |  |  |  | 0.70259 | 0
LCP_Inputs_ON_Diverse_2023_04_03 | 2029 |  |  | Methane |  | Dispatch-Intraconnection | VOM | 0 | WC | WC | CH4 Pipeline |  |  |  | 0.70259 | 0
LCP_Inputs_ON_Diverse_2023_04_03 | 2029 |  |  | Electricity |  | Dispatch-Intraconnection | VOM | 0 | WC | WC | Electricity Transmission Line |  |  |  | 0.70259 | 0
LCP_Inputs_ON_Diverse_2023_04_03 | 2029 |  |  | Hydrogen |  | Dispatch-Intraconnection | VOM | 0 | WC | WC | H2 Pipeline - New |  |  |  | 0.70259 | 0
LCP_Inputs_ON_Diverse_2023_04_03 | 2029 |  |  | Hydrogen |  | Dispatch-Intraconnection | VOM | 0 | WC | WC | H2 Pipeline - Repurposed |  |  |  | 0.70259 | 0
LCP_Inputs_ON_Diverse_2023_04_03 | 2030 |  |  | Methane |  | Dispatch-Intraconnection | VOM | 0 | MI | MI | CH4 Pipeline |  |  |  | 0.67556 | 0
LCP_Inputs_ON_Diverse_2023_04_03 | 2030 |  |  | Electricity |  | Dispatch-Intraconnection | VOM | 0 | MI | MI | Electricity Transmission Line |  |  |  | 0.67556 | 0
LCP_Inputs_ON_Diverse_2023_04_03 | 2030 |  |  | Hydrogen |  | Dispatch-Intraconnection | VOM | 0 | MI | MI | H2 Pipeline - New |  |  |  | 0.67556 | 0
LCP_Inputs_ON_Diverse_2023_04_03 | 2030 |  |  | Hydrogen |  | Dispatch-Intraconnection | VOM | 0 | MI | MI | H2 Pipeline - Repurposed |  |  |  | 0.67556 | 0
LCP_Inputs_ON_Diverse_2023_04_03 | 2030 |  |  | Methane |  | Dispatch-Interconnection | VOM | 0 | MI | ON | CH4 Pipeline |  |  |  | 0.67556 | 0
LCP_Inputs_ON_Diverse_2023_04_03 | 2030 |  |  | Electricity |  | Dispatch-Interconnection | VOM | 19282805.1772 | MI | ON | Electricity Transmission Line |  |  |  | 0.67556 | 13026772.2522
LCP_Inputs_ON_Diverse_2023_04_03 | 2030 |  |  | Hydrogen |  | Dispatch-Interconnection | VOM | 0 | MI | ON | H2 Pipeline - New |  |  |  | 0.67556 | 0
LCP_Inputs_ON_Diverse_2023_04_03 | 2030 |  |  | Hydrogen |  | Dispatch-Interconnection | VOM | 0 | MI | ON | H2 Pipeline - Repurposed |  |  |  | 0.67556 | 0
LCP_Inputs_ON_Diverse_2023_04_03 | 2030 |  |  | Electricity |  | Dispatch-Interconnection | VOM | 2205289.1668 | MI | WC | Electricity Transmission Line |  |  |  | 0.67556 | 1489814.343
LCP_Inputs_ON_Diverse_2023_04_03 | 2030 |  |  | Methane |  | Dispatch-Intraconnection | VOM | 0 | NY | NY | CH4 Pipeline |  |  |  | 0.67556 | 0
LCP_Inputs_ON_Diverse_2023_04_03 | 2030 |  |  | Electricity |  | Dispatch-Intraconnection | VOM | 0 | NY | NY | Electricity Transmission Line |  |  |  | 0.67556 | 0
LCP_Inputs_ON_Diverse_2023_04_03 | 2030 |  |  | Hydrogen |  | Dispatch-Intraconnection | VOM | 0 | NY | NY | H2 Pipeline - New |  |  |  | 0.67556 | 0
LCP_Inputs_ON_Diverse_2023_04_03 | 2030 |  |  | Hydrogen |  | Dispatch-Intraconnection | VOM | 0 | NY | NY | H2 Pipeline - Repurposed |  |  |  | 0.67556 | 0
LCP_Inputs_ON_Diverse_2023_04_03 | 2030 |  |  | Methane |  | Dispatch-Interconnection | VOM | 0 | NY | ON | CH4 Pipeline |  |  |  | 0.67556 | 0
LCP_Inputs_ON_Diverse_2023_04_03 | 2030 |  |  | Electricity |  | Dispatch-Interconnection | VOM | 11663734.7522 | NY | ON | Electricity Transmission Line |  |  |  | 0.67556 | 7879601.2733
LCP_Inputs_ON_Diverse_2023_04_03 | 2030 |  |  | Hydrogen |  | Dispatch-Interconnection | VOM | 0 | NY | ON | H2 Pipeline - New |  |  |  | 0.67556 | 0
LCP_Inputs_ON_Diverse_2023_04_03 | 2030 |  |  | Hydrogen |  | Dispatch-Interconnection | VOM | 0 | NY | ON | H2 Pipeline - Repurposed |  |  |  | 0.67556 | 0
LCP_Inputs_ON_Diverse_2023_04_03 | 2030 |  |  | Electricity |  | Dispatch-Interconnection | VOM | 19061932.6366 | NY | QC | Electricity Transmission Line |  |  |  | 0.67556 | 12877558.6779
LCP_Inputs_ON_Diverse_2023_04_03 | 2030 |  |  | Methane |  | Dispatch-Interconnection | VOM | 0 | ON | MI | CH4 Pipeline |  |  |  | 0.67556 | 0
LCP_Inputs_ON_Diverse_2023_04_03 | 2030 |  |  | Electricity |  | Dispatch-Interconnection | VOM | 1885442.396 | ON | MI | Electricity Transmission Line |  |  |  | 0.67556 | 1273737.3251
LCP_Inputs_ON_Diverse_2023_04_03 | 2030 |  |  | Hydrogen |  | Dispatch-Interconnection | VOM | 0 | ON | MI | H2 Pipeline - New |  |  |  | 0.67556 | 0
LCP_Inputs_ON_Diverse_2023_04_03 | 2030 |  |  | Hydrogen |  | Dispatch-Interconnection | VOM | 0 | ON | MI | H2 Pipeline - Repurposed |  |  |  | 0.67556 | 0
LCP_Inputs_ON_Diverse_2023_04_03 | 2030 |  |  | Methane |  | Dispatch-Interconnection | VOM | 0 | ON | NY | CH4 Pipeline |  |  |  | 0.67556 | 0
LCP_Inputs_ON_Diverse_2023_04_03 | 2030 |  |  | Electricity |  | Dispatch-Interconnection | VOM | 20339274.4863 | ON | NY | Electricity Transmission Line |  |  |  | 0.67556 | 13740485.0628
LCP_Inputs_ON_Diverse_2023_04_03 | 2030 |  |  | Hydrogen |  | Dispatch-Interconnection | VOM | 0 | ON | NY | H2 Pipeline - New |  |  |  | 0.67556 | 0
LCP_Inputs_ON_Diverse_2023_04_03 | 2030 |  |  | Hydrogen |  | Dispatch-Interconnection | VOM | 0 | ON | NY | H2 Pipeline - Repurposed |  |  |  | 0.67556 | 0
LCP_Inputs_ON_Diverse_2023_04_03 | 2030 |  |  | Methane |  | Dispatch-Intraconnection | VOM | 727112349.4526 | ON | ON | CH4 Pipeline |  |  |  | 0.67556 | 491211050.0009
LCP_Inputs_ON_Diverse_2023_04_03 | 2030 |  |  | Electricity |  | Dispatch-Intraconnection | VOM | 0 | ON | ON | Electricity Transmission Line |  |  |  | 0.67556 | 0
LCP_Inputs_ON_Diverse_2023_04_03 | 2030 |  |  | Hydrogen |  | Dispatch-Intraconnection | VOM | 0 | ON | ON | H2 Pipeline - New |  |  |  | 0.67556 | 0
LCP_Inputs_ON_Diverse_2023_04_03 | 2030 |  |  | Hydrogen |  | Dispatch-Intraconnection | VOM | 291122573.1747 | ON | ON | H2 Pipeline - Repurposed |  |  |  | 0.67556 | 196671979.1732
LCP_Inputs_ON_Diverse_2023_04_03 | 2030 |  |  | Methane |  | Dispatch-Interconnection | VOM | 0 | ON | PJ | CH4 Pipeline |  |  |  | 0.67556 | 0
LCP_Inputs_ON_Diverse_2023_04_03 | 2030 |  |  | Electricity |  | Dispatch-Interconnection | VOM | 12864558.7869 | ON | PJ | Electricity Transmission Line |  |  |  | 0.67556 | 8690834.9642
LCP_Inputs_ON_Diverse_2023_04_03 | 2030 |  |  | Hydrogen |  | Dispatch-Interconnection | VOM | 0 | ON | PJ | H2 Pipeline - New |  |  |  | 0.67556 | 0
LCP_Inputs_ON_Diverse_2023_04_03 | 2030 |  |  | Hydrogen |  | Dispatch-Interconnection | VOM | 0 | ON | PJ | H2 Pipeline - Repurposed |  |  |  | 0.67556 | 0
LCP_Inputs_ON_Diverse_2023_04_03 | 2030 |  |  | Methane |  | Dispatch-Interconnection | VOM | 0 | ON | QC | CH4 Pipeline |  |  |  | 0.67556 | 0
LCP_Inputs_ON_Diverse_2023_04_03 | 2030 |  |  | Electricity |  | Dispatch-Interconnection | VOM | 13347520.9285 | ON | QC | Electricity Transmission Line |  |  |  | 0.67556 | 9017106.882
LCP_Inputs_ON_Diverse_2023_04_03 | 2030 |  |  | Hydrogen |  | Dispatch-Interconnection | VOM | 0 | ON | QC | H2 Pipeline - New |  |  |  | 0.67556 | 0
LCP_Inputs_ON_Diverse_2023_04_03 | 2030 |  |  | Hydrogen |  | Dispatch-Interconnection | VOM | 0 | ON | QC | H2 Pipeline - Repurposed |  |  |  | 0.67556 | 0
LCP_Inputs_ON_Diverse_2023_04_03 | 2030 |  |  | Methane |  | Dispatch-Interconnection | VOM | 0 | ON | WC | CH4 Pipeline |  |  |  | 0.67556 | 0
LCP_Inputs_ON_Diverse_2023_04_03 | 2030 |  |  | Electricity |  | Dispatch-Interconnection | VOM | 0 | ON | WC | Electricity Transmission Line |  |  |  | 0.67556 | 0
LCP_Inputs_ON_Diverse_2023_04_03 | 2030 |  |  | Hydrogen |  | Dispatch-Interconnection | VOM | 0 | ON | WC | H2 Pipeline - New |  |  |  | 0.67556 | 0
LCP_Inputs_ON_Diverse_2023_04_03 | 2030 |  |  | Hydrogen |  | Dispatch-Interconnection | VOM | 0 | ON | WC | H2 Pipeline - Repurposed |  |  |  | 0.67556 | 0
LCP_Inputs_ON_Diverse_2023_04_03 | 2030 |  |  | Methane |  | Dispatch-Interconnection | VOM | 0 | PJ | ON | CH4 Pipeline |  |  |  | 0.67556 | 0
LCP_Inputs_ON_Diverse_2023_04_03 | 2030 |  |  | Electricity |  | Dispatch-Interconnection | VOM | 9736006.7785 | PJ | ON | Electricity Transmission Line |  |  |  | 0.67556 | 6577297.327
LCP_Inputs_ON_Diverse_2023_04_03 | 2030 |  |  | Hydrogen |  | Dispatch-Interconnection | VOM | 0 | PJ | ON | H2 Pipeline - New |  |  |  | 0.67556 | 0
LCP_Inputs_ON_Diverse_2023_04_03 | 2030 |  |  | Hydrogen |  | Dispatch-Interconnection | VOM | 0 | PJ | ON | H2 Pipeline - Repurposed |  |  |  | 0.67556 | 0
LCP_Inputs_ON_Diverse_2023_04_03 | 2030 |  |  | Methane |  | Dispatch-Intraconnection | VOM | 0 | PJ | PJ | CH4 Pipeline |  |  |  | 0.67556 | 0
LCP_Inputs_ON_Diverse_2023_04_03 | 2030 |  |  | Electricity |  | Dispatch-Intraconnection | VOM | 0 | PJ | PJ | Electricity Transmission Line |  |  |  | 0.67556 | 0
LCP_Inputs_ON_Diverse_2023_04_03 | 2030 |  |  | Hydrogen |  | Dispatch-Intraconnection | VOM | 0 | PJ | PJ | H2 Pipeline - New |  |  |  | 0.67556 | 0
LCP_Inputs_ON_Diverse_2023_04_03 | 2030 |  |  | Hydrogen |  | Dispatch-Intraconnection | VOM | 0 | PJ | PJ | H2 Pipeline - Repurposed |  |  |  | 0.67556 | 0
LCP_Inputs_ON_Diverse_2023_04_03 | 2030 |  |  | Electricity |  | Dispatch-Interconnection | VOM | 32238197.8364 | QC | NY | Electricity Transmission Line |  |  |  | 0.67556 | 21778971.3258
LCP_Inputs_ON_Diverse_2023_04_03 | 2030 |  |  | Methane |  | Dispatch-Interconnection | VOM | 0 | QC | ON | CH4 Pipeline |  |  |  | 0.67556 | 0
LCP_Inputs_ON_Diverse_2023_04_03 | 2030 |  |  | Electricity |  | Dispatch-Interconnection | VOM | 3507702.1099 | QC | ON | Electricity Transmission Line |  |  |  | 0.67556 | 2369677.8604
LCP_Inputs_ON_Diverse_2023_04_03 | 2030 |  |  | Hydrogen |  | Dispatch-Interconnection | VOM | 0 | QC | ON | H2 Pipeline - New |  |  |  | 0.67556 | 0
LCP_Inputs_ON_Diverse_2023_04_03 | 2030 |  |  | Hydrogen |  | Dispatch-Interconnection | VOM | 0 | QC | ON | H2 Pipeline - Repurposed |  |  |  | 0.67556 | 0
LCP_Inputs_ON_Diverse_2023_04_03 | 2030 |  |  | Methane |  | Dispatch-Intraconnection | VOM | 0 | QC | QC | CH4 Pipeline |  |  |  | 0.67556 | 0
LCP_Inputs_ON_Diverse_2023_04_03 | 2030 |  |  | Electricity |  | Dispatch-Intraconnection | VOM | 0 | QC | QC | Electricity Transmission Line |  |  |  | 0.67556 | 0
LCP_Inputs_ON_Diverse_2023_04_03 | 2030 |  |  | Hydrogen |  | Dispatch-Intraconnection | VOM | 0 | QC | QC | H2 Pipeline - New |  |  |  | 0.67556 | 0
LCP_Inputs_ON_Diverse_2023_04_03 | 2030 |  |  | Hydrogen |  | Dispatch-Intraconnection | VOM | 0 | QC | QC | H2 Pipeline - Repurposed |  |  |  | 0.67556 | 0
LCP_Inputs_ON_Diverse_2023_04_03 | 2030 |  |  | Electricity |  | Dispatch-Interconnection | VOM | 10597436.1497 | WC | MI | Electricity Transmission Line |  |  |  | 0.67556 | 7159248.1441
LCP_Inputs_ON_Diverse_2023_04_03 | 2030 |  |  | Methane |  | Dispatch-Interconnection | VOM | 0 | WC | ON | CH4 Pipeline |  |  |  | 0.67556 | 0
LCP_Inputs_ON_Diverse_2023_04_03 | 2030 |  |  | Electricity |  | Dispatch-Interconnection | VOM | 3221099.1273 | WC | ON | Electricity Transmission Line |  |  |  | 0.67556 | 2176059.1547
LCP_Inputs_ON_Diverse_2023_04_03 | 2030 |  |  | Hydrogen |  | Dispatch-Interconnection | VOM | 0 | WC | ON | H2 Pipeline - New |  |  |  | 0.67556 | 0
LCP_Inputs_ON_Diverse_2023_04_03 | 2030 |  |  | Hydrogen |  | Dispatch-Interconnection | VOM | 0 | WC | ON | H2 Pipeline - Repurposed |  |  |  | 0.67556 | 0
LCP_Inputs_ON_Diverse_2023_04_03 | 2030 |  |  | Methane |  | Dispatch-Intraconnection | VOM | 0 | WC | WC | CH4 Pipeline |  |  |  | 0.67556 | 0
LCP_Inputs_ON_Diverse_2023_04_03 | 2030 |  |  | Electricity |  | Dispatch-Intraconnection | VOM | 0 | WC | WC | Electricity Transmission Line |  |  |  | 0.67556 | 0
LCP_Inputs_ON_Diverse_2023_04_03 | 2030 |  |  | Hydrogen |  | Dispatch-Intraconnection | VOM | 0 | WC | WC | H2 Pipeline - New |  |  |  | 0.67556 | 0
LCP_Inputs_ON_Diverse_2023_04_03 | 2030 |  |  | Hydrogen |  | Dispatch-Intraconnection | VOM | 0 | WC | WC | H2 Pipeline - Repurposed |  |  |  | 0.67556 | 0
LCP_Inputs_ON_Diverse_2023_04_03 | 2031 |  |  | Methane |  | Dispatch-Intraconnection | VOM | 0 | MI | MI | CH4 Pipeline |  |  |  | 0.64958 | 0
LCP_Inputs_ON_Diverse_2023_04_03 | 2031 |  |  | Electricity |  | Dispatch-Intraconnection | VOM | 0 | MI | MI | Electricity Transmission Line |  |  |  | 0.64958 | 0
LCP_Inputs_ON_Diverse_2023_04_03 | 2031 |  |  | Hydrogen |  | Dispatch-Intraconnection | VOM | 0 | MI | MI | H2 Pipeline - New |  |  |  | 0.64958 | 0
LCP_Inputs_ON_Diverse_2023_04_03 | 2031 |  |  | Hydrogen |  | Dispatch-Intraconnection | VOM | 0 | MI | MI | H2 Pipeline - Repurposed |  |  |  | 0.64958 | 0
LCP_Inputs_ON_Diverse_2023_04_03 | 2031 |  |  | Methane |  | Dispatch-Interconnection | VOM | 0 | MI | ON | CH4 Pipeline |  |  |  | 0.64958 | 0
LCP_Inputs_ON_Diverse_2023_04_03 | 2031 |  |  | Electricity |  | Dispatch-Interconnection | VOM | 19282805.1772 | MI | ON | Electricity Transmission Line |  |  |  | 0.64958 | 12525742.5502
LCP_Inputs_ON_Diverse_2023_04_03 | 2031 |  |  | Hydrogen |  | Dispatch-Interconnection | VOM | 0 | MI | ON | H2 Pipeline - New |  |  |  | 0.64958 | 0
LCP_Inputs_ON_Diverse_2023_04_03 | 2031 |  |  | Hydrogen |  | Dispatch-Interconnection | VOM | 0 | MI | ON | H2 Pipeline - Repurposed |  |  |  | 0.64958 | 0
LCP_Inputs_ON_Diverse_2023_04_03 | 2031 |  |  | Electricity |  | Dispatch-Interconnection | VOM | 2205289.1668 | MI | WC | Electricity Transmission Line |  |  |  | 0.64958 | 1432513.7913
LCP_Inputs_ON_Diverse_2023_04_03 | 2031 |  |  | Methane |  | Dispatch-Intraconnection | VOM | 0 | NY | NY | CH4 Pipeline |  |  |  | 0.64958 | 0
LCP_Inputs_ON_Diverse_2023_04_03 | 2031 |  |  | Electricity |  | Dispatch-Intraconnection | VOM | 0 | NY | NY | Electricity Transmission Line |  |  |  | 0.64958 | 0
LCP_Inputs_ON_Diverse_2023_04_03 | 2031 |  |  | Hydrogen |  | Dispatch-Intraconnection | VOM | 0 | NY | NY | H2 Pipeline - New |  |  |  | 0.64958 | 0
LCP_Inputs_ON_Diverse_2023_04_03 | 2031 |  |  | Hydrogen |  | Dispatch-Intraconnection | VOM | 0 | NY | NY | H2 Pipeline - Repurposed |  |  |  | 0.64958 | 0
LCP_Inputs_ON_Diverse_2023_04_03 | 2031 |  |  | Methane |  | Dispatch-Interconnection | VOM | 0 | NY | ON | CH4 Pipeline |  |  |  | 0.64958 | 0
LCP_Inputs_ON_Diverse_2023_04_03 | 2031 |  |  | Electricity |  | Dispatch-Interconnection | VOM | 11663734.7522 | NY | ON | Electricity Transmission Line |  |  |  | 0.64958 | 7576539.6859
LCP_Inputs_ON_Diverse_2023_04_03 | 2031 |  |  | Hydrogen |  | Dispatch-Interconnection | VOM | 0 | NY | ON | H2 Pipeline - New |  |  |  | 0.64958 | 0
LCP_Inputs_ON_Diverse_2023_04_03 | 2031 |  |  | Hydrogen |  | Dispatch-Interconnection | VOM | 0 | NY | ON | H2 Pipeline - Repurposed |  |  |  | 0.64958 | 0
LCP_Inputs_ON_Diverse_2023_04_03 | 2031 |  |  | Electricity |  | Dispatch-Interconnection | VOM | 19061932.6366 | NY | QC | Electricity Transmission Line |  |  |  | 0.64958 | 12382267.9595
LCP_Inputs_ON_Diverse_2023_04_03 | 2031 |  |  | Methane |  | Dispatch-Interconnection | VOM | 0 | ON | MI | CH4 Pipeline |  |  |  | 0.64958 | 0
LCP_Inputs_ON_Diverse_2023_04_03 | 2031 |  |  | Electricity |  | Dispatch-Interconnection | VOM | 1885442.396 | ON | MI | Electricity Transmission Line |  |  |  | 0.64958 | 1224747.428
LCP_Inputs_ON_Diverse_2023_04_03 | 2031 |  |  | Hydrogen |  | Dispatch-Interconnection | VOM | 0 | ON | MI | H2 Pipeline - New |  |  |  | 0.64958 | 0
LCP_Inputs_ON_Diverse_2023_04_03 | 2031 |  |  | Hydrogen |  | Dispatch-Interconnection | VOM | 0 | ON | MI | H2 Pipeline - Repurposed |  |  |  | 0.64958 | 0
LCP_Inputs_ON_Diverse_2023_04_03 | 2031 |  |  | Methane |  | Dispatch-Interconnection | VOM | 0 | ON | NY | CH4 Pipeline |  |  |  | 0.64958 | 0
LCP_Inputs_ON_Diverse_2023_04_03 | 2031 |  |  | Electricity |  | Dispatch-Interconnection | VOM | 20339274.4863 | ON | NY | Electricity Transmission Line |  |  |  | 0.64958 | 13212004.8681
LCP_Inputs_ON_Diverse_2023_04_03 | 2031 |  |  | Hydrogen |  | Dispatch-Interconnection | VOM | 0 | ON | NY | H2 Pipeline - New |  |  |  | 0.64958 | 0
LCP_Inputs_ON_Diverse_2023_04_03 | 2031 |  |  | Hydrogen |  | Dispatch-Interconnection | VOM | 0 | ON | NY | H2 Pipeline - Repurposed |  |  |  | 0.64958 | 0
LCP_Inputs_ON_Diverse_2023_04_03 | 2031 |  |  | Methane |  | Dispatch-Intraconnection | VOM | 727112349.4526 | ON | ON | CH4 Pipeline |  |  |  | 0.64958 | 472318317.3086
LCP_Inputs_ON_Diverse_2023_04_03 | 2031 |  |  | Electricity |  | Dispatch-Intraconnection | VOM | 0 | ON | ON | Electricity Transmission Line |  |  |  | 0.64958 | 0
LCP_Inputs_ON_Diverse_2023_04_03 | 2031 |  |  | Hydrogen |  | Dispatch-Intraconnection | VOM | 0 | ON | ON | H2 Pipeline - New |  |  |  | 0.64958 | 0
LCP_Inputs_ON_Diverse_2023_04_03 | 2031 |  |  | Hydrogen |  | Dispatch-Intraconnection | VOM | 291122573.1747 | ON | ON | H2 Pipeline - Repurposed |  |  |  | 0.64958 | 189107672.2819
LCP_Inputs_ON_Diverse_2023_04_03 | 2031 |  |  | Methane |  | Dispatch-Interconnection | VOM | 0 | ON | PJ | CH4 Pipeline |  |  |  | 0.64958 | 0
LCP_Inputs_ON_Diverse_2023_04_03 | 2031 |  |  | Electricity |  | Dispatch-Interconnection | VOM | 12864558.7869 | ON | PJ | Electricity Transmission Line |  |  |  | 0.64958 | 8356572.081
LCP_Inputs_ON_Diverse_2023_04_03 | 2031 |  |  | Hydrogen |  | Dispatch-Interconnection | VOM | 0 | ON | PJ | H2 Pipeline - New |  |  |  | 0.64958 | 0
LCP_Inputs_ON_Diverse_2023_04_03 | 2031 |  |  | Hydrogen |  | Dispatch-Interconnection | VOM | 0 | ON | PJ | H2 Pipeline - Repurposed |  |  |  | 0.64958 | 0
LCP_Inputs_ON_Diverse_2023_04_03 | 2031 |  |  | Methane |  | Dispatch-Interconnection | VOM | 0 | ON | QC | CH4 Pipeline |  |  |  | 0.64958 | 0
LCP_Inputs_ON_Diverse_2023_04_03 | 2031 |  |  | Electricity |  | Dispatch-Interconnection | VOM | 13347520.9285 | ON | QC | Electricity Transmission Line |  |  |  | 0.64958 | 8670295.0788
LCP_Inputs_ON_Diverse_2023_04_03 | 2031 |  |  | Hydrogen |  | Dispatch-Interconnection | VOM | 0 | ON | QC | H2 Pipeline - New |  |  |  | 0.64958 | 0
LCP_Inputs_ON_Diverse_2023_04_03 | 2031 |  |  | Hydrogen |  | Dispatch-Interconnection | VOM | 0 | ON | QC | H2 Pipeline - Repurposed |  |  |  | 0.64958 | 0
LCP_Inputs_ON_Diverse_2023_04_03 | 2031 |  |  | Methane |  | Dispatch-Interconnection | VOM | 0 | ON | WC | CH4 Pipeline |  |  |  | 0.64958 | 0
LCP_Inputs_ON_Diverse_2023_04_03 | 2031 |  |  | Electricity |  | Dispatch-Interconnection | VOM | 0 | ON | WC | Electricity Transmission Line |  |  |  | 0.64958 | 0
LCP_Inputs_ON_Diverse_2023_04_03 | 2031 |  |  | Hydrogen |  | Dispatch-Interconnection | VOM | 0 | ON | WC | H2 Pipeline - New |  |  |  | 0.64958 | 0
LCP_Inputs_ON_Diverse_2023_04_03 | 2031 |  |  | Hydrogen |  | Dispatch-Interconnection | VOM | 0 | ON | WC | H2 Pipeline - Repurposed |  |  |  | 0.64958 | 0
LCP_Inputs_ON_Diverse_2023_04_03 | 2031 |  |  | Methane |  | Dispatch-Interconnection | VOM | 0 | PJ | ON | CH4 Pipeline |  |  |  | 0.64958 | 0
LCP_Inputs_ON_Diverse_2023_04_03 | 2031 |  |  | Electricity |  | Dispatch-Interconnection | VOM | 9736006.7785 | PJ | ON | Electricity Transmission Line |  |  |  | 0.64958 | 6324324.3529
LCP_Inputs_ON_Diverse_2023_04_03 | 2031 |  |  | Hydrogen |  | Dispatch-Interconnection | VOM | 0 | PJ | ON | H2 Pipeline - New |  |  |  | 0.64958 | 0
LCP_Inputs_ON_Diverse_2023_04_03 | 2031 |  |  | Hydrogen |  | Dispatch-Interconnection | VOM | 0 | PJ | ON | H2 Pipeline - Repurposed |  |  |  | 0.64958 | 0
LCP_Inputs_ON_Diverse_2023_04_03 | 2031 |  |  | Methane |  | Dispatch-Intraconnection | VOM | 0 | PJ | PJ | CH4 Pipeline |  |  |  | 0.64958 | 0
LCP_Inputs_ON_Diverse_2023_04_03 | 2031 |  |  | Electricity |  | Dispatch-Intraconnection | VOM | 0 | PJ | PJ | Electricity Transmission Line |  |  |  | 0.64958 | 0
LCP_Inputs_ON_Diverse_2023_04_03 | 2031 |  |  | Hydrogen |  | Dispatch-Intraconnection | VOM | 0 | PJ | PJ | H2 Pipeline - New |  |  |  | 0.64958 | 0
LCP_Inputs_ON_Diverse_2023_04_03 | 2031 |  |  | Hydrogen |  | Dispatch-Intraconnection | VOM | 0 | PJ | PJ | H2 Pipeline - Repurposed |  |  |  | 0.64958 | 0
LCP_Inputs_ON_Diverse_2023_04_03 | 2031 |  |  | Electricity |  | Dispatch-Interconnection | VOM | 32238197.8364 | QC | NY | Electricity Transmission Line |  |  |  | 0.64958 | 20941318.5825
LCP_Inputs_ON_Diverse_2023_04_03 | 2031 |  |  | Methane |  | Dispatch-Interconnection | VOM | 0 | QC | ON | CH4 Pipeline |  |  |  | 0.64958 | 0
LCP_Inputs_ON_Diverse_2023_04_03 | 2031 |  |  | Electricity |  | Dispatch-Interconnection | VOM | 3507702.1099 | QC | ON | Electricity Transmission Line |  |  |  | 0.64958 | 2278536.4042
LCP_Inputs_ON_Diverse_2023_04_03 | 2031 |  |  | Hydrogen |  | Dispatch-Interconnection | VOM | 0 | QC | ON | H2 Pipeline - New |  |  |  | 0.64958 | 0
LCP_Inputs_ON_Diverse_2023_04_03 | 2031 |  |  | Hydrogen |  | Dispatch-Interconnection | VOM | 0 | QC | ON | H2 Pipeline - Repurposed |  |  |  | 0.64958 | 0
LCP_Inputs_ON_Diverse_2023_04_03 | 2031 |  |  | Methane |  | Dispatch-Intraconnection | VOM | 0 | QC | QC | CH4 Pipeline |  |  |  | 0.64958 | 0
LCP_Inputs_ON_Diverse_2023_04_03 | 2031 |  |  | Electricity |  | Dispatch-Intraconnection | VOM | 0 | QC | QC | Electricity Transmission Line |  |  |  | 0.64958 | 0
LCP_Inputs_ON_Diverse_2023_04_03 | 2031 |  |  | Hydrogen |  | Dispatch-Intraconnection | VOM | 0 | QC | QC | H2 Pipeline - New |  |  |  | 0.64958 | 0
LCP_Inputs_ON_Diverse_2023_04_03 | 2031 |  |  | Hydrogen |  | Dispatch-Intraconnection | VOM | 0 | QC | QC | H2 Pipeline - Repurposed |  |  |  | 0.64958 | 0
LCP_Inputs_ON_Diverse_2023_04_03 | 2031 |  |  | Electricity |  | Dispatch-Interconnection | VOM | 10597436.1497 | WC | MI | Electricity Transmission Line |  |  |  | 0.64958 | 6883892.4463
LCP_Inputs_ON_Diverse_2023_04_03 | 2031 |  |  | Methane |  | Dispatch-Interconnection | VOM | 0 | WC | ON | CH4 Pipeline |  |  |  | 0.64958 | 0
LCP_Inputs_ON_Diverse_2023_04_03 | 2031 |  |  | Electricity |  | Dispatch-Interconnection | VOM | 3221099.1273 | WC | ON | Electricity Transmission Line |  |  |  | 0.64958 | 2092364.5718
LCP_Inputs_ON_Diverse_2023_04_03 | 2031 |  |  | Hydrogen |  | Dispatch-Interconnection | VOM | 0 | WC | ON | H2 Pipeline - New |  |  |  | 0.64958 | 0
LCP_Inputs_ON_Diverse_2023_04_03 | 2031 |  |  | Hydrogen |  | Dispatch-Interconnection | VOM | 0 | WC | ON | H2 Pipeline - Repurposed |  |  |  | 0.64958 | 0
LCP_Inputs_ON_Diverse_2023_04_03 | 2031 |  |  | Methane |  | Dispatch-Intraconnection | VOM | 0 | WC | WC | CH4 Pipeline |  |  |  | 0.64958 | 0
LCP_Inputs_ON_Diverse_2023_04_03 | 2031 |  |  | Electricity |  | Dispatch-Intraconnection | VOM | 0 | WC | WC | Electricity Transmission Line |  |  |  | 0.64958 | 0
LCP_Inputs_ON_Diverse_2023_04_03 | 2031 |  |  | Hydrogen |  | Dispatch-Intraconnection | VOM | 0 | WC | WC | H2 Pipeline - New |  |  |  | 0.64958 | 0
LCP_Inputs_ON_Diverse_2023_04_03 | 2031 |  |  | Hydrogen |  | Dispatch-Intraconnection | VOM | 0 | WC | WC | H2 Pipeline - Repurposed |  |  |  | 0.64958 | 0
LCP_Inputs_ON_Diverse_2023_04_03 | 2032 |  |  | Methane |  | Dispatch-Intraconnection | VOM | 0 | MI | MI | CH4 Pipeline |  |  |  | 0.6246 | 0
LCP_Inputs_ON_Diverse_2023_04_03 | 2032 |  |  | Electricity |  | Dispatch-Intraconnection | VOM | 0 | MI | MI | Electricity Transmission Line |  |  |  | 0.6246 | 0
LCP_Inputs_ON_Diverse_2023_04_03 | 2032 |  |  | Hydrogen |  | Dispatch-Intraconnection | VOM | 0 | MI | MI | H2 Pipeline - New |  |  |  | 0.6246 | 0
LCP_Inputs_ON_Diverse_2023_04_03 | 2032 |  |  | Hydrogen |  | Dispatch-Intraconnection | VOM | 0 | MI | MI | H2 Pipeline - Repurposed |  |  |  | 0.6246 | 0
LCP_Inputs_ON_Diverse_2023_04_03 | 2032 |  |  | Methane |  | Dispatch-Interconnection | VOM | 0 | MI | ON | CH4 Pipeline |  |  |  | 0.6246 | 0
LCP_Inputs_ON_Diverse_2023_04_03 | 2032 |  |  | Electricity |  | Dispatch-Interconnection | VOM | 19282805.1772 | MI | ON | Electricity Transmission Line |  |  |  | 0.6246 | 12043983.2213
LCP_Inputs_ON_Diverse_2023_04_03 | 2032 |  |  | Hydrogen |  | Dispatch-Interconnection | VOM | 0 | MI | ON | H2 Pipeline - New |  |  |  | 0.6246 | 0
LCP_Inputs_ON_Diverse_2023_04_03 | 2032 |  |  | Hydrogen |  | Dispatch-Interconnection | VOM | 0 | MI | ON | H2 Pipeline - Repurposed |  |  |  | 0.6246 | 0
LCP_Inputs_ON_Diverse_2023_04_03 | 2032 |  |  | Electricity |  | Dispatch-Interconnection | VOM | 2205289.1668 | MI | WC | Electricity Transmission Line |  |  |  | 0.6246 | 1377417.1071
LCP_Inputs_ON_Diverse_2023_04_03 | 2032 |  |  | Methane |  | Dispatch-Intraconnection | VOM | 0 | NY | NY | CH4 Pipeline |  |  |  | 0.6246 | 0
LCP_Inputs_ON_Diverse_2023_04_03 | 2032 |  |  | Electricity |  | Dispatch-Intraconnection | VOM | 0 | NY | NY | Electricity Transmission Line |  |  |  | 0.6246 | 0
LCP_Inputs_ON_Diverse_2023_04_03 | 2032 |  |  | Hydrogen |  | Dispatch-Intraconnection | VOM | 0 | NY | NY | H2 Pipeline - New |  |  |  | 0.6246 | 0
LCP_Inputs_ON_Diverse_2023_04_03 | 2032 |  |  | Hydrogen |  | Dispatch-Intraconnection | VOM | 0 | NY | NY | H2 Pipeline - Repurposed |  |  |  | 0.6246 | 0
LCP_Inputs_ON_Diverse_2023_04_03 | 2032 |  |  | Methane |  | Dispatch-Interconnection | VOM | 0 | NY | ON | CH4 Pipeline |  |  |  | 0.6246 | 0
LCP_Inputs_ON_Diverse_2023_04_03 | 2032 |  |  | Electricity |  | Dispatch-Interconnection | VOM | 11663734.7522 | NY | ON | Electricity Transmission Line |  |  |  | 0.6246 | 7285134.3133
LCP_Inputs_ON_Diverse_2023_04_03 | 2032 |  |  | Hydrogen |  | Dispatch-Interconnection | VOM | 0 | NY | ON | H2 Pipeline - New |  |  |  | 0.6246 | 0
LCP_Inputs_ON_Diverse_2023_04_03 | 2032 |  |  | Hydrogen |  | Dispatch-Interconnection | VOM | 0 | NY | ON | H2 Pipeline - Repurposed |  |  |  | 0.6246 | 0
LCP_Inputs_ON_Diverse_2023_04_03 | 2032 |  |  | Electricity |  | Dispatch-Interconnection | VOM | 19061932.6366 | NY | QC | Electricity Transmission Line |  |  |  | 0.6246 | 11906026.8841
LCP_Inputs_ON_Diverse_2023_04_03 | 2032 |  |  | Methane |  | Dispatch-Interconnection | VOM | 0 | ON | MI | CH4 Pipeline |  |  |  | 0.6246 | 0
LCP_Inputs_ON_Diverse_2023_04_03 | 2032 |  |  | Electricity |  | Dispatch-Interconnection | VOM | 1885442.396 | ON | MI | Electricity Transmission Line |  |  |  | 0.6246 | 1177641.7577
LCP_Inputs_ON_Diverse_2023_04_03 | 2032 |  |  | Hydrogen |  | Dispatch-Interconnection | VOM | 0 | ON | MI | H2 Pipeline - New |  |  |  | 0.6246 | 0
LCP_Inputs_ON_Diverse_2023_04_03 | 2032 |  |  | Hydrogen |  | Dispatch-Interconnection | VOM | 0 | ON | MI | H2 Pipeline - Repurposed |  |  |  | 0.6246 | 0
LCP_Inputs_ON_Diverse_2023_04_03 | 2032 |  |  | Methane |  | Dispatch-Interconnection | VOM | 0 | ON | NY | CH4 Pipeline |  |  |  | 0.6246 | 0
LCP_Inputs_ON_Diverse_2023_04_03 | 2032 |  |  | Electricity |  | Dispatch-Interconnection | VOM | 20339274.4863 | ON | NY | Electricity Transmission Line |  |  |  | 0.6246 | 12703850.8347
LCP_Inputs_ON_Diverse_2023_04_03 | 2032 |  |  | Hydrogen |  | Dispatch-Interconnection | VOM | 0 | ON | NY | H2 Pipeline - New |  |  |  | 0.6246 | 0
LCP_Inputs_ON_Diverse_2023_04_03 | 2032 |  |  | Hydrogen |  | Dispatch-Interconnection | VOM | 0 | ON | NY | H2 Pipeline - Repurposed |  |  |  | 0.6246 | 0
LCP_Inputs_ON_Diverse_2023_04_03 | 2032 |  |  | Methane |  | Dispatch-Intraconnection | VOM | 727112349.4526 | ON | ON | CH4 Pipeline |  |  |  | 0.6246 | 454152228.1813
LCP_Inputs_ON_Diverse_2023_04_03 | 2032 |  |  | Electricity |  | Dispatch-Intraconnection | VOM | 0 | ON | ON | Electricity Transmission Line |  |  |  | 0.6246 | 0
LCP_Inputs_ON_Diverse_2023_04_03 | 2032 |  |  | Hydrogen |  | Dispatch-Intraconnection | VOM | 0 | ON | ON | H2 Pipeline - New |  |  |  | 0.6246 | 0
LCP_Inputs_ON_Diverse_2023_04_03 | 2032 |  |  | Hydrogen |  | Dispatch-Intraconnection | VOM | 291122573.1747 | ON | ON | H2 Pipeline - Repurposed |  |  |  | 0.6246 | 181834300.2711
LCP_Inputs_ON_Diverse_2023_04_03 | 2032 |  |  | Methane |  | Dispatch-Interconnection | VOM | 0 | ON | PJ | CH4 Pipeline |  |  |  | 0.6246 | 0
LCP_Inputs_ON_Diverse_2023_04_03 | 2032 |  |  | Electricity |  | Dispatch-Interconnection | VOM | 12864558.7869 | ON | PJ | Electricity Transmission Line |  |  |  | 0.6246 | 8035165.4625
LCP_Inputs_ON_Diverse_2023_04_03 | 2032 |  |  | Hydrogen |  | Dispatch-Interconnection | VOM | 0 | ON | PJ | H2 Pipeline - New |  |  |  | 0.6246 | 0
LCP_Inputs_ON_Diverse_2023_04_03 | 2032 |  |  | Hydrogen |  | Dispatch-Interconnection | VOM | 0 | ON | PJ | H2 Pipeline - Repurposed |  |  |  | 0.6246 | 0
LCP_Inputs_ON_Diverse_2023_04_03 | 2032 |  |  | Methane |  | Dispatch-Interconnection | VOM | 0 | ON | QC | CH4 Pipeline |  |  |  | 0.6246 | 0
LCP_Inputs_ON_Diverse_2023_04_03 | 2032 |  |  | Electricity |  | Dispatch-Interconnection | VOM | 13347520.9285 | ON | QC | Electricity Transmission Line |  |  |  | 0.6246 | 8336822.1912
LCP_Inputs_ON_Diverse_2023_04_03 | 2032 |  |  | Hydrogen |  | Dispatch-Interconnection | VOM | 0 | ON | QC | H2 Pipeline - New |  |  |  | 0.6246 | 0
LCP_Inputs_ON_Diverse_2023_04_03 | 2032 |  |  | Hydrogen |  | Dispatch-Interconnection | VOM | 0 | ON | QC | H2 Pipeline - Repurposed |  |  |  | 0.6246 | 0
LCP_Inputs_ON_Diverse_2023_04_03 | 2032 |  |  | Methane |  | Dispatch-Interconnection | VOM | 0 | ON | WC | CH4 Pipeline |  |  |  | 0.6246 | 0
LCP_Inputs_ON_Diverse_2023_04_03 | 2032 |  |  | Electricity |  | Dispatch-Interconnection | VOM | 0 | ON | WC | Electricity Transmission Line |  |  |  | 0.6246 | 0
LCP_Inputs_ON_Diverse_2023_04_03 | 2032 |  |  | Hydrogen |  | Dispatch-Interconnection | VOM | 0 | ON | WC | H2 Pipeline - New |  |  |  | 0.6246 | 0
LCP_Inputs_ON_Diverse_2023_04_03 | 2032 |  |  | Hydrogen |  | Dispatch-Interconnection | VOM | 0 | ON | WC | H2 Pipeline - Repurposed |  |  |  | 0.6246 | 0
LCP_Inputs_ON_Diverse_2023_04_03 | 2032 |  |  | Methane |  | Dispatch-Interconnection | VOM | 0 | PJ | ON | CH4 Pipeline |  |  |  | 0.6246 | 0
LCP_Inputs_ON_Diverse_2023_04_03 | 2032 |  |  | Electricity |  | Dispatch-Interconnection | VOM | 9736006.7785 | PJ | ON | Electricity Transmission Line |  |  |  | 0.6246 | 6081081.1085
LCP_Inputs_ON_Diverse_2023_04_03 | 2032 |  |  | Hydrogen |  | Dispatch-Interconnection | VOM | 0 | PJ | ON | H2 Pipeline - New |  |  |  | 0.6246 | 0
LCP_Inputs_ON_Diverse_2023_04_03 | 2032 |  |  | Hydrogen |  | Dispatch-Interconnection | VOM | 0 | PJ | ON | H2 Pipeline - Repurposed |  |  |  | 0.6246 | 0
LCP_Inputs_ON_Diverse_2023_04_03 | 2032 |  |  | Methane |  | Dispatch-Intraconnection | VOM | 0 | PJ | PJ | CH4 Pipeline |  |  |  | 0.6246 | 0
LCP_Inputs_ON_Diverse_2023_04_03 | 2032 |  |  | Electricity |  | Dispatch-Intraconnection | VOM | 0 | PJ | PJ | Electricity Transmission Line |  |  |  | 0.6246 | 0
LCP_Inputs_ON_Diverse_2023_04_03 | 2032 |  |  | Hydrogen |  | Dispatch-Intraconnection | VOM | 0 | PJ | PJ | H2 Pipeline - New |  |  |  | 0.6246 | 0
LCP_Inputs_ON_Diverse_2023_04_03 | 2032 |  |  | Hydrogen |  | Dispatch-Intraconnection | VOM | 0 | PJ | PJ | H2 Pipeline - Repurposed |  |  |  | 0.6246 | 0
LCP_Inputs_ON_Diverse_2023_04_03 | 2032 |  |  | Electricity |  | Dispatch-Interconnection | VOM | 32238197.8364 | QC | NY | Electricity Transmission Line |  |  |  | 0.6246 | 20135883.2524
LCP_Inputs_ON_Diverse_2023_04_03 | 2032 |  |  | Methane |  | Dispatch-Interconnection | VOM | 0 | QC | ON | CH4 Pipeline |  |  |  | 0.6246 | 0
LCP_Inputs_ON_Diverse_2023_04_03 | 2032 |  |  | Electricity |  | Dispatch-Interconnection | VOM | 3507702.1099 | QC | ON | Electricity Transmission Line |  |  |  | 0.6246 | 2190900.3887
LCP_Inputs_ON_Diverse_2023_04_03 | 2032 |  |  | Hydrogen |  | Dispatch-Interconnection | VOM | 0 | QC | ON | H2 Pipeline - New |  |  |  | 0.6246 | 0
LCP_Inputs_ON_Diverse_2023_04_03 | 2032 |  |  | Hydrogen |  | Dispatch-Interconnection | VOM | 0 | QC | ON | H2 Pipeline - Repurposed |  |  |  | 0.6246 | 0
LCP_Inputs_ON_Diverse_2023_04_03 | 2032 |  |  | Methane |  | Dispatch-Intraconnection | VOM | 0 | QC | QC | CH4 Pipeline |  |  |  | 0.6246 | 0
LCP_Inputs_ON_Diverse_2023_04_03 | 2032 |  |  | Electricity |  | Dispatch-Intraconnection | VOM | 0 | QC | QC | Electricity Transmission Line |  |  |  | 0.6246 | 0
LCP_Inputs_ON_Diverse_2023_04_03 | 2032 |  |  | Hydrogen |  | Dispatch-Intraconnection | VOM | 0 | QC | QC | H2 Pipeline - New |  |  |  | 0.6246 | 0
LCP_Inputs_ON_Diverse_2023_04_03 | 2032 |  |  | Hydrogen |  | Dispatch-Intraconnection | VOM | 0 | QC | QC | H2 Pipeline - Repurposed |  |  |  | 0.6246 | 0
LCP_Inputs_ON_Diverse_2023_04_03 | 2032 |  |  | Electricity |  | Dispatch-Interconnection | VOM | 10597436.1497 | WC | MI | Electricity Transmission Line |  |  |  | 0.6246 | 6619127.3522
LCP_Inputs_ON_Diverse_2023_04_03 | 2032 |  |  | Methane |  | Dispatch-Interconnection | VOM | 0 | WC | ON | CH4 Pipeline |  |  |  | 0.6246 | 0
LCP_Inputs_ON_Diverse_2023_04_03 | 2032 |  |  | Electricity |  | Dispatch-Interconnection | VOM | 3221099.1273 | WC | ON | Electricity Transmission Line |  |  |  | 0.6246 | 2011889.0113
LCP_Inputs_ON_Diverse_2023_04_03 | 2032 |  |  | Hydrogen |  | Dispatch-Interconnection | VOM | 0 | WC | ON | H2 Pipeline - New |  |  |  | 0.6246 | 0
LCP_Inputs_ON_Diverse_2023_04_03 | 2032 |  |  | Hydrogen |  | Dispatch-Interconnection | VOM | 0 | WC | ON | H2 Pipeline - Repurposed |  |  |  | 0.6246 | 0
LCP_Inputs_ON_Diverse_2023_04_03 | 2032 |  |  | Methane |  | Dispatch-Intraconnection | VOM | 0 | WC | WC | CH4 Pipeline |  |  |  | 0.6246 | 0
LCP_Inputs_ON_Diverse_2023_04_03 | 2032 |  |  | Electricity |  | Dispatch-Intraconnection | VOM | 0 | WC | WC | Electricity Transmission Line |  |  |  | 0.6246 | 0
LCP_Inputs_ON_Diverse_2023_04_03 | 2032 |  |  | Hydrogen |  | Dispatch-Intraconnection | VOM | 0 | WC | WC | H2 Pipeline - New |  |  |  | 0.6246 | 0
LCP_Inputs_ON_Diverse_2023_04_03 | 2032 |  |  | Hydrogen |  | Dispatch-Intraconnection | VOM | 0 | WC | WC | H2 Pipeline - Repurposed |  |  |  | 0.6246 | 0
LCP_Inputs_ON_Diverse_2023_04_03 | 2033 |  |  | Methane |  | Dispatch-Intraconnection | VOM | 0 | MI | MI | CH4 Pipeline |  |  |  | 0.60057 | 0
LCP_Inputs_ON_Diverse_2023_04_03 | 2033 |  |  | Electricity |  | Dispatch-Intraconnection | VOM | 0 | MI | MI | Electricity Transmission Line |  |  |  | 0.60057 | 0
LCP_Inputs_ON_Diverse_2023_04_03 | 2033 |  |  | Hydrogen |  | Dispatch-Intraconnection | VOM | 0 | MI | MI | H2 Pipeline - New |  |  |  | 0.60057 | 0
LCP_Inputs_ON_Diverse_2023_04_03 | 2033 |  |  | Hydrogen |  | Dispatch-Intraconnection | VOM | 0 | MI | MI | H2 Pipeline - Repurposed |  |  |  | 0.60057 | 0
LCP_Inputs_ON_Diverse_2023_04_03 | 2033 |  |  | Methane |  | Dispatch-Interconnection | VOM | 0 | MI | ON | CH4 Pipeline |  |  |  | 0.60057 | 0
LCP_Inputs_ON_Diverse_2023_04_03 | 2033 |  |  | Electricity |  | Dispatch-Interconnection | VOM | 19282805.1772 | MI | ON | Electricity Transmission Line |  |  |  | 0.60057 | 11580753.0974
LCP_Inputs_ON_Diverse_2023_04_03 | 2033 |  |  | Hydrogen |  | Dispatch-Interconnection | VOM | 0 | MI | ON | H2 Pipeline - New |  |  |  | 0.60057 | 0
LCP_Inputs_ON_Diverse_2023_04_03 | 2033 |  |  | Hydrogen |  | Dispatch-Interconnection | VOM | 0 | MI | ON | H2 Pipeline - Repurposed |  |  |  | 0.60057 | 0
LCP_Inputs_ON_Diverse_2023_04_03 | 2033 |  |  | Electricity |  | Dispatch-Interconnection | VOM | 2205289.1668 | MI | WC | Electricity Transmission Line |  |  |  | 0.60057 | 1324439.526
LCP_Inputs_ON_Diverse_2023_04_03 | 2033 |  |  | Methane |  | Dispatch-Intraconnection | VOM | 0 | NY | NY | CH4 Pipeline |  |  |  | 0.60057 | 0
LCP_Inputs_ON_Diverse_2023_04_03 | 2033 |  |  | Electricity |  | Dispatch-Intraconnection | VOM | 0 | NY | NY | Electricity Transmission Line |  |  |  | 0.60057 | 0
LCP_Inputs_ON_Diverse_2023_04_03 | 2033 |  |  | Hydrogen |  | Dispatch-Intraconnection | VOM | 0 | NY | NY | H2 Pipeline - New |  |  |  | 0.60057 | 0
LCP_Inputs_ON_Diverse_2023_04_03 | 2033 |  |  | Hydrogen |  | Dispatch-Intraconnection | VOM | 0 | NY | NY | H2 Pipeline - Repurposed |  |  |  | 0.60057 | 0
LCP_Inputs_ON_Diverse_2023_04_03 | 2033 |  |  | Methane |  | Dispatch-Interconnection | VOM | 0 | NY | ON | CH4 Pipeline |  |  |  | 0.60057 | 0
LCP_Inputs_ON_Diverse_2023_04_03 | 2033 |  |  | Electricity |  | Dispatch-Interconnection | VOM | 11663734.7522 | NY | ON | Electricity Transmission Line |  |  |  | 0.60057 | 7004936.8397
LCP_Inputs_ON_Diverse_2023_04_03 | 2033 |  |  | Hydrogen |  | Dispatch-Interconnection | VOM | 0 | NY | ON | H2 Pipeline - New |  |  |  | 0.60057 | 0
LCP_Inputs_ON_Diverse_2023_04_03 | 2033 |  |  | Hydrogen |  | Dispatch-Interconnection | VOM | 0 | NY | ON | H2 Pipeline - Repurposed |  |  |  | 0.60057 | 0
LCP_Inputs_ON_Diverse_2023_04_03 | 2033 |  |  | Electricity |  | Dispatch-Interconnection | VOM | 19061932.6366 | NY | QC | Electricity Transmission Line |  |  |  | 0.60057 | 11448102.7732
LCP_Inputs_ON_Diverse_2023_04_03 | 2033 |  |  | Methane |  | Dispatch-Interconnection | VOM | 0 | ON | MI | CH4 Pipeline |  |  |  | 0.60057 | 0
LCP_Inputs_ON_Diverse_2023_04_03 | 2033 |  |  | Electricity |  | Dispatch-Interconnection | VOM | 1885442.396 | ON | MI | Electricity Transmission Line |  |  |  | 0.60057 | 1132347.8439
LCP_Inputs_ON_Diverse_2023_04_03 | 2033 |  |  | Hydrogen |  | Dispatch-Interconnection | VOM | 0 | ON | MI | H2 Pipeline - New |  |  |  | 0.60057 | 0
LCP_Inputs_ON_Diverse_2023_04_03 | 2033 |  |  | Hydrogen |  | Dispatch-Interconnection | VOM | 0 | ON | MI | H2 Pipeline - Repurposed |  |  |  | 0.60057 | 0
LCP_Inputs_ON_Diverse_2023_04_03 | 2033 |  |  | Methane |  | Dispatch-Interconnection | VOM | 0 | ON | NY | CH4 Pipeline |  |  |  | 0.60057 | 0
LCP_Inputs_ON_Diverse_2023_04_03 | 2033 |  |  | Electricity |  | Dispatch-Interconnection | VOM | 20339274.4863 | ON | NY | Electricity Transmission Line |  |  |  | 0.60057 | 12215241.1872
LCP_Inputs_ON_Diverse_2023_04_03 | 2033 |  |  | Hydrogen |  | Dispatch-Interconnection | VOM | 0 | ON | NY | H2 Pipeline - New |  |  |  | 0.60057 | 0
LCP_Inputs_ON_Diverse_2023_04_03 | 2033 |  |  | Hydrogen |  | Dispatch-Interconnection | VOM | 0 | ON | NY | H2 Pipeline - Repurposed |  |  |  | 0.60057 | 0
LCP_Inputs_ON_Diverse_2023_04_03 | 2033 |  |  | Methane |  | Dispatch-Intraconnection | VOM | 727112349.4526 | ON | ON | CH4 Pipeline |  |  |  | 0.60057 | 436684834.7897
LCP_Inputs_ON_Diverse_2023_04_03 | 2033 |  |  | Electricity |  | Dispatch-Intraconnection | VOM | 0 | ON | ON | Electricity Transmission Line |  |  |  | 0.60057 | 0
LCP_Inputs_ON_Diverse_2023_04_03 | 2033 |  |  | Hydrogen |  | Dispatch-Intraconnection | VOM | 0 | ON | ON | H2 Pipeline - New |  |  |  | 0.60057 | 0
LCP_Inputs_ON_Diverse_2023_04_03 | 2033 |  |  | Hydrogen |  | Dispatch-Intraconnection | VOM | 291122573.1747 | ON | ON | H2 Pipeline - Repurposed |  |  |  | 0.60057 | 174840673.3376
LCP_Inputs_ON_Diverse_2023_04_03 | 2033 |  |  | Methane |  | Dispatch-Interconnection | VOM | 0 | ON | PJ | CH4 Pipeline |  |  |  | 0.60057 | 0
LCP_Inputs_ON_Diverse_2023_04_03 | 2033 |  |  | Electricity |  | Dispatch-Interconnection | VOM | 12864558.7869 | ON | PJ | Electricity Transmission Line |  |  |  | 0.60057 | 7726120.637
LCP_Inputs_ON_Diverse_2023_04_03 | 2033 |  |  | Hydrogen |  | Dispatch-Interconnection | VOM | 0 | ON | PJ | H2 Pipeline - New |  |  |  | 0.60057 | 0
LCP_Inputs_ON_Diverse_2023_04_03 | 2033 |  |  | Hydrogen |  | Dispatch-Interconnection | VOM | 0 | ON | PJ | H2 Pipeline - Repurposed |  |  |  | 0.60057 | 0
LCP_Inputs_ON_Diverse_2023_04_03 | 2033 |  |  | Methane |  | Dispatch-Interconnection | VOM | 0 | ON | QC | CH4 Pipeline |  |  |  | 0.60057 | 0
LCP_Inputs_ON_Diverse_2023_04_03 | 2033 |  |  | Electricity |  | Dispatch-Interconnection | VOM | 13347520.9285 | ON | QC | Electricity Transmission Line |  |  |  | 0.60057 | 8016175.1838
LCP_Inputs_ON_Diverse_2023_04_03 | 2033 |  |  | Hydrogen |  | Dispatch-Interconnection | VOM | 0 | ON | QC | H2 Pipeline - New |  |  |  | 0.60057 | 0
LCP_Inputs_ON_Diverse_2023_04_03 | 2033 |  |  | Hydrogen |  | Dispatch-Interconnection | VOM | 0 | ON | QC | H2 Pipeline - Repurposed |  |  |  | 0.60057 | 0
LCP_Inputs_ON_Diverse_2023_04_03 | 2033 |  |  | Methane |  | Dispatch-Interconnection | VOM | 0 | ON | WC | CH4 Pipeline |  |  |  | 0.60057 | 0
LCP_Inputs_ON_Diverse_2023_04_03 | 2033 |  |  | Electricity |  | Dispatch-Interconnection | VOM | 0 | ON | WC | Electricity Transmission Line |  |  |  | 0.60057 | 0
LCP_Inputs_ON_Diverse_2023_04_03 | 2033 |  |  | Hydrogen |  | Dispatch-Interconnection | VOM | 0 | ON | WC | H2 Pipeline - New |  |  |  | 0.60057 | 0
LCP_Inputs_ON_Diverse_2023_04_03 | 2033 |  |  | Hydrogen |  | Dispatch-Interconnection | VOM | 0 | ON | WC | H2 Pipeline - Repurposed |  |  |  | 0.60057 | 0
LCP_Inputs_ON_Diverse_2023_04_03 | 2033 |  |  | Methane |  | Dispatch-Interconnection | VOM | 0 | PJ | ON | CH4 Pipeline |  |  |  | 0.60057 | 0
LCP_Inputs_ON_Diverse_2023_04_03 | 2033 |  |  | Electricity |  | Dispatch-Interconnection | VOM | 9736006.7785 | PJ | ON | Electricity Transmission Line |  |  |  | 0.60057 | 5847193.3736
LCP_Inputs_ON_Diverse_2023_04_03 | 2033 |  |  | Hydrogen |  | Dispatch-Interconnection | VOM | 0 | PJ | ON | H2 Pipeline - New |  |  |  | 0.60057 | 0
LCP_Inputs_ON_Diverse_2023_04_03 | 2033 |  |  | Hydrogen |  | Dispatch-Interconnection | VOM | 0 | PJ | ON | H2 Pipeline - Repurposed |  |  |  | 0.60057 | 0
LCP_Inputs_ON_Diverse_2023_04_03 | 2033 |  |  | Methane |  | Dispatch-Intraconnection | VOM | 0 | PJ | PJ | CH4 Pipeline |  |  |  | 0.60057 | 0
LCP_Inputs_ON_Diverse_2023_04_03 | 2033 |  |  | Electricity |  | Dispatch-Intraconnection | VOM | 0 | PJ | PJ | Electricity Transmission Line |  |  |  | 0.60057 | 0
LCP_Inputs_ON_Diverse_2023_04_03 | 2033 |  |  | Hydrogen |  | Dispatch-Intraconnection | VOM | 0 | PJ | PJ | H2 Pipeline - New |  |  |  | 0.60057 | 0
LCP_Inputs_ON_Diverse_2023_04_03 | 2033 |  |  | Hydrogen |  | Dispatch-Intraconnection | VOM | 0 | PJ | PJ | H2 Pipeline - Repurposed |  |  |  | 0.60057 | 0
LCP_Inputs_ON_Diverse_2023_04_03 | 2033 |  |  | Electricity |  | Dispatch-Interconnection | VOM | 32238197.8364 | QC | NY | Electricity Transmission Line |  |  |  | 0.60057 | 19361426.2042
LCP_Inputs_ON_Diverse_2023_04_03 | 2033 |  |  | Methane |  | Dispatch-Interconnection | VOM | 0 | QC | ON | CH4 Pipeline |  |  |  | 0.60057 | 0
LCP_Inputs_ON_Diverse_2023_04_03 | 2033 |  |  | Electricity |  | Dispatch-Interconnection | VOM | 3507702.1099 | QC | ON | Electricity Transmission Line |  |  |  | 0.60057 | 2106634.9891
LCP_Inputs_ON_Diverse_2023_04_03 | 2033 |  |  | Hydrogen |  | Dispatch-Interconnection | VOM | 0 | QC | ON | H2 Pipeline - New |  |  |  | 0.60057 | 0
LCP_Inputs_ON_Diverse_2023_04_03 | 2033 |  |  | Hydrogen |  | Dispatch-Interconnection | VOM | 0 | QC | ON | H2 Pipeline - Repurposed |  |  |  | 0.60057 | 0
LCP_Inputs_ON_Diverse_2023_04_03 | 2033 |  |  | Methane |  | Dispatch-Intraconnection | VOM | 0 | QC | QC | CH4 Pipeline |  |  |  | 0.60057 | 0
LCP_Inputs_ON_Diverse_2023_04_03 | 2033 |  |  | Electricity |  | Dispatch-Intraconnection | VOM | 0 | QC | QC | Electricity Transmission Line |  |  |  | 0.60057 | 0
LCP_Inputs_ON_Diverse_2023_04_03 | 2033 |  |  | Hydrogen |  | Dispatch-Intraconnection | VOM | 0 | QC | QC | H2 Pipeline - New |  |  |  | 0.60057 | 0
LCP_Inputs_ON_Diverse_2023_04_03 | 2033 |  |  | Hydrogen |  | Dispatch-Intraconnection | VOM | 0 | QC | QC | H2 Pipeline - Repurposed |  |  |  | 0.60057 | 0
LCP_Inputs_ON_Diverse_2023_04_03 | 2033 |  |  | Electricity |  | Dispatch-Interconnection | VOM | 10597436.1497 | WC | MI | Electricity Transmission Line |  |  |  | 0.60057 | 6364545.531
LCP_Inputs_ON_Diverse_2023_04_03 | 2033 |  |  | Methane |  | Dispatch-Interconnection | VOM | 0 | WC | ON | CH4 Pipeline |  |  |  | 0.60057 | 0
LCP_Inputs_ON_Diverse_2023_04_03 | 2033 |  |  | Electricity |  | Dispatch-Interconnection | VOM | 3221099.1273 | WC | ON | Electricity Transmission Line |  |  |  | 0.60057 | 1934508.6648
LCP_Inputs_ON_Diverse_2023_04_03 | 2033 |  |  | Hydrogen |  | Dispatch-Interconnection | VOM | 0 | WC | ON | H2 Pipeline - New |  |  |  | 0.60057 | 0
LCP_Inputs_ON_Diverse_2023_04_03 | 2033 |  |  | Hydrogen |  | Dispatch-Interconnection | VOM | 0 | WC | ON | H2 Pipeline - Repurposed |  |  |  | 0.60057 | 0
LCP_Inputs_ON_Diverse_2023_04_03 | 2033 |  |  | Methane |  | Dispatch-Intraconnection | VOM | 0 | WC | WC | CH4 Pipeline |  |  |  | 0.60057 | 0
LCP_Inputs_ON_Diverse_2023_04_03 | 2033 |  |  | Electricity |  | Dispatch-Intraconnection | VOM | 0 | WC | WC | Electricity Transmission Line |  |  |  | 0.60057 | 0
LCP_Inputs_ON_Diverse_2023_04_03 | 2033 |  |  | Hydrogen |  | Dispatch-Intraconnection | VOM | 0 | WC | WC | H2 Pipeline - New |  |  |  | 0.60057 | 0
LCP_Inputs_ON_Diverse_2023_04_03 | 2033 |  |  | Hydrogen |  | Dispatch-Intraconnection | VOM | 0 | WC | WC | H2 Pipeline - Repurposed |  |  |  | 0.60057 | 0
LCP_Inputs_ON_Diverse_2023_04_03 | 2034 |  |  | Methane |  | Dispatch-Intraconnection | VOM | 0 | MI | MI | CH4 Pipeline |  |  |  | 0.57748 | 0
LCP_Inputs_ON_Diverse_2023_04_03 | 2034 |  |  | Electricity |  | Dispatch-Intraconnection | VOM | 0 | MI | MI | Electricity Transmission Line |  |  |  | 0.57748 | 0
LCP_Inputs_ON_Diverse_2023_04_03 | 2034 |  |  | Hydrogen |  | Dispatch-Intraconnection | VOM | 0 | MI | MI | H2 Pipeline - New |  |  |  | 0.57748 | 0
LCP_Inputs_ON_Diverse_2023_04_03 | 2034 |  |  | Hydrogen |  | Dispatch-Intraconnection | VOM | 0 | MI | MI | H2 Pipeline - Repurposed |  |  |  | 0.57748 | 0
LCP_Inputs_ON_Diverse_2023_04_03 | 2034 |  |  | Methane |  | Dispatch-Interconnection | VOM | 0 | MI | ON | CH4 Pipeline |  |  |  | 0.57748 | 0
LCP_Inputs_ON_Diverse_2023_04_03 | 2034 |  |  | Electricity |  | Dispatch-Interconnection | VOM | 19282805.1772 | MI | ON | Electricity Transmission Line |  |  |  | 0.57748 | 11135339.5168
LCP_Inputs_ON_Diverse_2023_04_03 | 2034 |  |  | Hydrogen |  | Dispatch-Interconnection | VOM | 0 | MI | ON | H2 Pipeline - New |  |  |  | 0.57748 | 0
LCP_Inputs_ON_Diverse_2023_04_03 | 2034 |  |  | Hydrogen |  | Dispatch-Interconnection | VOM | 0 | MI | ON | H2 Pipeline - Repurposed |  |  |  | 0.57748 | 0
LCP_Inputs_ON_Diverse_2023_04_03 | 2034 |  |  | Electricity |  | Dispatch-Interconnection | VOM | 2205289.1668 | MI | WC | Electricity Transmission Line |  |  |  | 0.57748 | 1273499.5443
LCP_Inputs_ON_Diverse_2023_04_03 | 2034 |  |  | Methane |  | Dispatch-Intraconnection | VOM | 0 | NY | NY | CH4 Pipeline |  |  |  | 0.57748 | 0
LCP_Inputs_ON_Diverse_2023_04_03 | 2034 |  |  | Electricity |  | Dispatch-Intraconnection | VOM | 0 | NY | NY | Electricity Transmission Line |  |  |  | 0.57748 | 0
LCP_Inputs_ON_Diverse_2023_04_03 | 2034 |  |  | Hydrogen |  | Dispatch-Intraconnection | VOM | 0 | NY | NY | H2 Pipeline - New |  |  |  | 0.57748 | 0
LCP_Inputs_ON_Diverse_2023_04_03 | 2034 |  |  | Hydrogen |  | Dispatch-Intraconnection | VOM | 0 | NY | NY | H2 Pipeline - Repurposed |  |  |  | 0.57748 | 0
LCP_Inputs_ON_Diverse_2023_04_03 | 2034 |  |  | Methane |  | Dispatch-Interconnection | VOM | 0 | NY | ON | CH4 Pipeline |  |  |  | 0.57748 | 0
LCP_Inputs_ON_Diverse_2023_04_03 | 2034 |  |  | Electricity |  | Dispatch-Interconnection | VOM | 11663734.7522 | NY | ON | Electricity Transmission Line |  |  |  | 0.57748 | 6735516.1921
LCP_Inputs_ON_Diverse_2023_04_03 | 2034 |  |  | Hydrogen |  | Dispatch-Interconnection | VOM | 0 | NY | ON | H2 Pipeline - New |  |  |  | 0.57748 | 0
LCP_Inputs_ON_Diverse_2023_04_03 | 2034 |  |  | Hydrogen |  | Dispatch-Interconnection | VOM | 0 | NY | ON | H2 Pipeline - Repurposed |  |  |  | 0.57748 | 0
LCP_Inputs_ON_Diverse_2023_04_03 | 2034 |  |  | Electricity |  | Dispatch-Interconnection | VOM | 19061932.6366 | NY | QC | Electricity Transmission Line |  |  |  | 0.57748 | 11007791.1281
LCP_Inputs_ON_Diverse_2023_04_03 | 2034 |  |  | Methane |  | Dispatch-Interconnection | VOM | 0 | ON | MI | CH4 Pipeline |  |  |  | 0.57748 | 0
LCP_Inputs_ON_Diverse_2023_04_03 | 2034 |  |  | Electricity |  | Dispatch-Interconnection | VOM | 1885442.396 | ON | MI | Electricity Transmission Line |  |  |  | 0.57748 | 1088796.0038
LCP_Inputs_ON_Diverse_2023_04_03 | 2034 |  |  | Hydrogen |  | Dispatch-Interconnection | VOM | 0 | ON | MI | H2 Pipeline - New |  |  |  | 0.57748 | 0
LCP_Inputs_ON_Diverse_2023_04_03 | 2034 |  |  | Hydrogen |  | Dispatch-Interconnection | VOM | 0 | ON | MI | H2 Pipeline - Repurposed |  |  |  | 0.57748 | 0
LCP_Inputs_ON_Diverse_2023_04_03 | 2034 |  |  | Methane |  | Dispatch-Interconnection | VOM | 0 | ON | NY | CH4 Pipeline |  |  |  | 0.57748 | 0
LCP_Inputs_ON_Diverse_2023_04_03 | 2034 |  |  | Electricity |  | Dispatch-Interconnection | VOM | 20339274.4863 | ON | NY | Electricity Transmission Line |  |  |  | 0.57748 | 11745424.2185
LCP_Inputs_ON_Diverse_2023_04_03 | 2034 |  |  | Hydrogen |  | Dispatch-Interconnection | VOM | 0 | ON | NY | H2 Pipeline - New |  |  |  | 0.57748 | 0
LCP_Inputs_ON_Diverse_2023_04_03 | 2034 |  |  | Hydrogen |  | Dispatch-Interconnection | VOM | 0 | ON | NY | H2 Pipeline - Repurposed |  |  |  | 0.57748 | 0
LCP_Inputs_ON_Diverse_2023_04_03 | 2034 |  |  | Methane |  | Dispatch-Intraconnection | VOM | 727112349.4526 | ON | ON | CH4 Pipeline |  |  |  | 0.57748 | 419889264.2209
LCP_Inputs_ON_Diverse_2023_04_03 | 2034 |  |  | Electricity |  | Dispatch-Intraconnection | VOM | 0 | ON | ON | Electricity Transmission Line |  |  |  | 0.57748 | 0
LCP_Inputs_ON_Diverse_2023_04_03 | 2034 |  |  | Hydrogen |  | Dispatch-Intraconnection | VOM | 0 | ON | ON | H2 Pipeline - New |  |  |  | 0.57748 | 0
LCP_Inputs_ON_Diverse_2023_04_03 | 2034 |  |  | Hydrogen |  | Dispatch-Intraconnection | VOM | 291122573.1747 | ON | ON | H2 Pipeline - Repurposed |  |  |  | 0.57748 | 168116032.0554
LCP_Inputs_ON_Diverse_2023_04_03 | 2034 |  |  | Methane |  | Dispatch-Interconnection | VOM | 0 | ON | PJ | CH4 Pipeline |  |  |  | 0.57748 | 0
LCP_Inputs_ON_Diverse_2023_04_03 | 2034 |  |  | Electricity |  | Dispatch-Interconnection | VOM | 12864558.7869 | ON | PJ | Electricity Transmission Line |  |  |  | 0.57748 | 7428962.151
LCP_Inputs_ON_Diverse_2023_04_03 | 2034 |  |  | Hydrogen |  | Dispatch-Interconnection | VOM | 0 | ON | PJ | H2 Pipeline - New |  |  |  | 0.57748 | 0
LCP_Inputs_ON_Diverse_2023_04_03 | 2034 |  |  | Hydrogen |  | Dispatch-Interconnection | VOM | 0 | ON | PJ | H2 Pipeline - Repurposed |  |  |  | 0.57748 | 0
LCP_Inputs_ON_Diverse_2023_04_03 | 2034 |  |  | Methane |  | Dispatch-Interconnection | VOM | 0 | ON | QC | CH4 Pipeline |  |  |  | 0.57748 | 0
LCP_Inputs_ON_Diverse_2023_04_03 | 2034 |  |  | Electricity |  | Dispatch-Interconnection | VOM | 13347520.9285 | ON | QC | Electricity Transmission Line |  |  |  | 0.57748 | 7707860.7537
LCP_Inputs_ON_Diverse_2023_04_03 | 2034 |  |  | Hydrogen |  | Dispatch-Interconnection | VOM | 0 | ON | QC | H2 Pipeline - New |  |  |  | 0.57748 | 0
LCP_Inputs_ON_Diverse_2023_04_03 | 2034 |  |  | Hydrogen |  | Dispatch-Interconnection | VOM | 0 | ON | QC | H2 Pipeline - Repurposed |  |  |  | 0.57748 | 0
LCP_Inputs_ON_Diverse_2023_04_03 | 2034 |  |  | Methane |  | Dispatch-Interconnection | VOM | 0 | ON | WC | CH4 Pipeline |  |  |  | 0.57748 | 0
LCP_Inputs_ON_Diverse_2023_04_03 | 2034 |  |  | Electricity |  | Dispatch-Interconnection | VOM | 0 | ON | WC | Electricity Transmission Line |  |  |  | 0.57748 | 0
LCP_Inputs_ON_Diverse_2023_04_03 | 2034 |  |  | Hydrogen |  | Dispatch-Interconnection | VOM | 0 | ON | WC | H2 Pipeline - New |  |  |  | 0.57748 | 0
LCP_Inputs_ON_Diverse_2023_04_03 | 2034 |  |  | Hydrogen |  | Dispatch-Interconnection | VOM | 0 | ON | WC | H2 Pipeline - Repurposed |  |  |  | 0.57748 | 0
LCP_Inputs_ON_Diverse_2023_04_03 | 2034 |  |  | Methane |  | Dispatch-Interconnection | VOM | 0 | PJ | ON | CH4 Pipeline |  |  |  | 0.57748 | 0
LCP_Inputs_ON_Diverse_2023_04_03 | 2034 |  |  | Electricity |  | Dispatch-Interconnection | VOM | 9736006.7785 | PJ | ON | Electricity Transmission Line |  |  |  | 0.57748 | 5622301.3207
LCP_Inputs_ON_Diverse_2023_04_03 | 2034 |  |  | Hydrogen |  | Dispatch-Interconnection | VOM | 0 | PJ | ON | H2 Pipeline - New |  |  |  | 0.57748 | 0
LCP_Inputs_ON_Diverse_2023_04_03 | 2034 |  |  | Hydrogen |  | Dispatch-Interconnection | VOM | 0 | PJ | ON | H2 Pipeline - Repurposed |  |  |  | 0.57748 | 0
LCP_Inputs_ON_Diverse_2023_04_03 | 2034 |  |  | Methane |  | Dispatch-Intraconnection | VOM | 0 | PJ | PJ | CH4 Pipeline |  |  |  | 0.57748 | 0
LCP_Inputs_ON_Diverse_2023_04_03 | 2034 |  |  | Electricity |  | Dispatch-Intraconnection | VOM | 0 | PJ | PJ | Electricity Transmission Line |  |  |  | 0.57748 | 0
LCP_Inputs_ON_Diverse_2023_04_03 | 2034 |  |  | Hydrogen |  | Dispatch-Intraconnection | VOM | 0 | PJ | PJ | H2 Pipeline - New |  |  |  | 0.57748 | 0
LCP_Inputs_ON_Diverse_2023_04_03 | 2034 |  |  | Hydrogen |  | Dispatch-Intraconnection | VOM | 0 | PJ | PJ | H2 Pipeline - Repurposed |  |  |  | 0.57748 | 0
LCP_Inputs_ON_Diverse_2023_04_03 | 2034 |  |  | Electricity |  | Dispatch-Interconnection | VOM | 32238197.8364 | QC | NY | Electricity Transmission Line |  |  |  | 0.57748 | 18616755.9656
LCP_Inputs_ON_Diverse_2023_04_03 | 2034 |  |  | Methane |  | Dispatch-Interconnection | VOM | 0 | QC | ON | CH4 Pipeline |  |  |  | 0.57748 | 0
LCP_Inputs_ON_Diverse_2023_04_03 | 2034 |  |  | Electricity |  | Dispatch-Interconnection | VOM | 3507702.1099 | QC | ON | Electricity Transmission Line |  |  |  | 0.57748 | 2025610.5665
LCP_Inputs_ON_Diverse_2023_04_03 | 2034 |  |  | Hydrogen |  | Dispatch-Interconnection | VOM | 0 | QC | ON | H2 Pipeline - New |  |  |  | 0.57748 | 0
LCP_Inputs_ON_Diverse_2023_04_03 | 2034 |  |  | Hydrogen |  | Dispatch-Interconnection | VOM | 0 | QC | ON | H2 Pipeline - Repurposed |  |  |  | 0.57748 | 0
LCP_Inputs_ON_Diverse_2023_04_03 | 2034 |  |  | Methane |  | Dispatch-Intraconnection | VOM | 0 | QC | QC | CH4 Pipeline |  |  |  | 0.57748 | 0
LCP_Inputs_ON_Diverse_2023_04_03 | 2034 |  |  | Electricity |  | Dispatch-Intraconnection | VOM | 0 | QC | QC | Electricity Transmission Line |  |  |  | 0.57748 | 0
LCP_Inputs_ON_Diverse_2023_04_03 | 2034 |  |  | Hydrogen |  | Dispatch-Intraconnection | VOM | 0 | QC | QC | H2 Pipeline - New |  |  |  | 0.57748 | 0
LCP_Inputs_ON_Diverse_2023_04_03 | 2034 |  |  | Hydrogen |  | Dispatch-Intraconnection | VOM | 0 | QC | QC | H2 Pipeline - Repurposed |  |  |  | 0.57748 | 0
LCP_Inputs_ON_Diverse_2023_04_03 | 2034 |  |  | Electricity |  | Dispatch-Interconnection | VOM | 10597436.1497 | WC | MI | Electricity Transmission Line |  |  |  | 0.57748 | 6119755.3182
LCP_Inputs_ON_Diverse_2023_04_03 | 2034 |  |  | Methane |  | Dispatch-Interconnection | VOM | 0 | WC | ON | CH4 Pipeline |  |  |  | 0.57748 | 0
LCP_Inputs_ON_Diverse_2023_04_03 | 2034 |  |  | Electricity |  | Dispatch-Interconnection | VOM | 3221099.1273 | WC | ON | Electricity Transmission Line |  |  |  | 0.57748 | 1860104.4853
LCP_Inputs_ON_Diverse_2023_04_03 | 2034 |  |  | Hydrogen |  | Dispatch-Interconnection | VOM | 0 | WC | ON | H2 Pipeline - New |  |  |  | 0.57748 | 0
LCP_Inputs_ON_Diverse_2023_04_03 | 2034 |  |  | Hydrogen |  | Dispatch-Interconnection | VOM | 0 | WC | ON | H2 Pipeline - Repurposed |  |  |  | 0.57748 | 0
LCP_Inputs_ON_Diverse_2023_04_03 | 2034 |  |  | Methane |  | Dispatch-Intraconnection | VOM | 0 | WC | WC | CH4 Pipeline |  |  |  | 0.57748 | 0
LCP_Inputs_ON_Diverse_2023_04_03 | 2034 |  |  | Electricity |  | Dispatch-Intraconnection | VOM | 0 | WC | WC | Electricity Transmission Line |  |  |  | 0.57748 | 0
LCP_Inputs_ON_Diverse_2023_04_03 | 2034 |  |  | Hydrogen |  | Dispatch-Intraconnection | VOM | 0 | WC | WC | H2 Pipeline - New |  |  |  | 0.57748 | 0
LCP_Inputs_ON_Diverse_2023_04_03 | 2034 |  |  | Hydrogen |  | Dispatch-Intraconnection | VOM | 0 | WC | WC | H2 Pipeline - Repurposed |  |  |  | 0.57748 | 0
LCP_Inputs_ON_Diverse_2023_04_03 | 2035 |  |  | Methane |  | Dispatch-Intraconnection | VOM | 0 | MI | MI | CH4 Pipeline |  |  |  | 0.55526 | 0
LCP_Inputs_ON_Diverse_2023_04_03 | 2035 |  |  | Electricity |  | Dispatch-Intraconnection | VOM | 0 | MI | MI | Electricity Transmission Line |  |  |  | 0.55526 | 0
LCP_Inputs_ON_Diverse_2023_04_03 | 2035 |  |  | Hydrogen |  | Dispatch-Intraconnection | VOM | 0 | MI | MI | H2 Pipeline - New |  |  |  | 0.55526 | 0
LCP_Inputs_ON_Diverse_2023_04_03 | 2035 |  |  | Hydrogen |  | Dispatch-Intraconnection | VOM | 0 | MI | MI | H2 Pipeline - Repurposed |  |  |  | 0.55526 | 0
LCP_Inputs_ON_Diverse_2023_04_03 | 2035 |  |  | Methane |  | Dispatch-Interconnection | VOM | 0 | MI | ON | CH4 Pipeline |  |  |  | 0.55526 | 0
LCP_Inputs_ON_Diverse_2023_04_03 | 2035 |  |  | Electricity |  | Dispatch-Interconnection | VOM | 19282805.1772 | MI | ON | Electricity Transmission Line |  |  |  | 0.55526 | 10707057.2277
LCP_Inputs_ON_Diverse_2023_04_03 | 2035 |  |  | Hydrogen |  | Dispatch-Interconnection | VOM | 0 | MI | ON | H2 Pipeline - New |  |  |  | 0.55526 | 0
LCP_Inputs_ON_Diverse_2023_04_03 | 2035 |  |  | Hydrogen |  | Dispatch-Interconnection | VOM | 0 | MI | ON | H2 Pipeline - Repurposed |  |  |  | 0.55526 | 0
LCP_Inputs_ON_Diverse_2023_04_03 | 2035 |  |  | Electricity |  | Dispatch-Interconnection | VOM | 2205289.1668 | MI | WC | Electricity Transmission Line |  |  |  | 0.55526 | 1224518.7925
LCP_Inputs_ON_Diverse_2023_04_03 | 2035 |  |  | Methane |  | Dispatch-Intraconnection | VOM | 0 | NY | NY | CH4 Pipeline |  |  |  | 0.55526 | 0
LCP_Inputs_ON_Diverse_2023_04_03 | 2035 |  |  | Electricity |  | Dispatch-Intraconnection | VOM | 0 | NY | NY | Electricity Transmission Line |  |  |  | 0.55526 | 0
LCP_Inputs_ON_Diverse_2023_04_03 | 2035 |  |  | Hydrogen |  | Dispatch-Intraconnection | VOM | 0 | NY | NY | H2 Pipeline - New |  |  |  | 0.55526 | 0
LCP_Inputs_ON_Diverse_2023_04_03 | 2035 |  |  | Hydrogen |  | Dispatch-Intraconnection | VOM | 0 | NY | NY | H2 Pipeline - Repurposed |  |  |  | 0.55526 | 0
LCP_Inputs_ON_Diverse_2023_04_03 | 2035 |  |  | Methane |  | Dispatch-Interconnection | VOM | 0 | NY | ON | CH4 Pipeline |  |  |  | 0.55526 | 0
LCP_Inputs_ON_Diverse_2023_04_03 | 2035 |  |  | Electricity |  | Dispatch-Interconnection | VOM | 11663734.7522 | NY | ON | Electricity Transmission Line |  |  |  | 0.55526 | 6476457.877
LCP_Inputs_ON_Diverse_2023_04_03 | 2035 |  |  | Hydrogen |  | Dispatch-Interconnection | VOM | 0 | NY | ON | H2 Pipeline - New |  |  |  | 0.55526 | 0
LCP_Inputs_ON_Diverse_2023_04_03 | 2035 |  |  | Hydrogen |  | Dispatch-Interconnection | VOM | 0 | NY | ON | H2 Pipeline - Repurposed |  |  |  | 0.55526 | 0
LCP_Inputs_ON_Diverse_2023_04_03 | 2035 |  |  | Electricity |  | Dispatch-Interconnection | VOM | 19061932.6366 | NY | QC | Electricity Transmission Line |  |  |  | 0.55526 | 10584414.5462
LCP_Inputs_ON_Diverse_2023_04_03 | 2035 |  |  | Methane |  | Dispatch-Interconnection | VOM | 0 | ON | MI | CH4 Pipeline |  |  |  | 0.55526 | 0
LCP_Inputs_ON_Diverse_2023_04_03 | 2035 |  |  | Electricity |  | Dispatch-Interconnection | VOM | 1885442.396 | ON | MI | Electricity Transmission Line |  |  |  | 0.55526 | 1046919.2344
LCP_Inputs_ON_Diverse_2023_04_03 | 2035 |  |  | Hydrogen |  | Dispatch-Interconnection | VOM | 0 | ON | MI | H2 Pipeline - New |  |  |  | 0.55526 | 0
LCP_Inputs_ON_Diverse_2023_04_03 | 2035 |  |  | Hydrogen |  | Dispatch-Interconnection | VOM | 0 | ON | MI | H2 Pipeline - Repurposed |  |  |  | 0.55526 | 0
LCP_Inputs_ON_Diverse_2023_04_03 | 2035 |  |  | Methane |  | Dispatch-Interconnection | VOM | 0 | ON | NY | CH4 Pipeline |  |  |  | 0.55526 | 0
LCP_Inputs_ON_Diverse_2023_04_03 | 2035 |  |  | Electricity |  | Dispatch-Interconnection | VOM | 20339274.4863 | ON | NY | Electricity Transmission Line |  |  |  | 0.55526 | 11293677.1332
LCP_Inputs_ON_Diverse_2023_04_03 | 2035 |  |  | Hydrogen |  | Dispatch-Interconnection | VOM | 0 | ON | NY | H2 Pipeline - New |  |  |  | 0.55526 | 0
LCP_Inputs_ON_Diverse_2023_04_03 | 2035 |  |  | Hydrogen |  | Dispatch-Interconnection | VOM | 0 | ON | NY | H2 Pipeline - Repurposed |  |  |  | 0.55526 | 0
LCP_Inputs_ON_Diverse_2023_04_03 | 2035 |  |  | Methane |  | Dispatch-Intraconnection | VOM | 727112349.4526 | ON | ON | CH4 Pipeline |  |  |  | 0.55526 | 403739677.1355
LCP_Inputs_ON_Diverse_2023_04_03 | 2035 |  |  | Electricity |  | Dispatch-Intraconnection | VOM | 0 | ON | ON | Electricity Transmission Line |  |  |  | 0.55526 | 0
LCP_Inputs_ON_Diverse_2023_04_03 | 2035 |  |  | Hydrogen |  | Dispatch-Intraconnection | VOM | 0 | ON | ON | H2 Pipeline - New |  |  |  | 0.55526 | 0
LCP_Inputs_ON_Diverse_2023_04_03 | 2035 |  |  | Hydrogen |  | Dispatch-Intraconnection | VOM | 291122573.1747 | ON | ON | H2 Pipeline - Repurposed |  |  |  | 0.55526 | 161650030.8225
LCP_Inputs_ON_Diverse_2023_04_03 | 2035 |  |  | Methane |  | Dispatch-Interconnection | VOM | 0 | ON | PJ | CH4 Pipeline |  |  |  | 0.55526 | 0
LCP_Inputs_ON_Diverse_2023_04_03 | 2035 |  |  | Electricity |  | Dispatch-Interconnection | VOM | 12864558.7869 | ON | PJ | Electricity Transmission Line |  |  |  | 0.55526 | 7143232.8375
LCP_Inputs_ON_Diverse_2023_04_03 | 2035 |  |  | Hydrogen |  | Dispatch-Interconnection | VOM | 0 | ON | PJ | H2 Pipeline - New |  |  |  | 0.55526 | 0
LCP_Inputs_ON_Diverse_2023_04_03 | 2035 |  |  | Hydrogen |  | Dispatch-Interconnection | VOM | 0 | ON | PJ | H2 Pipeline - Repurposed |  |  |  | 0.55526 | 0
LCP_Inputs_ON_Diverse_2023_04_03 | 2035 |  |  | Methane |  | Dispatch-Interconnection | VOM | 0 | ON | QC | CH4 Pipeline |  |  |  | 0.55526 | 0
LCP_Inputs_ON_Diverse_2023_04_03 | 2035 |  |  | Electricity |  | Dispatch-Interconnection | VOM | 13347520.9285 | ON | QC | Electricity Transmission Line |  |  |  | 0.55526 | 7411404.5708
LCP_Inputs_ON_Diverse_2023_04_03 | 2035 |  |  | Hydrogen |  | Dispatch-Interconnection | VOM | 0 | ON | QC | H2 Pipeline - New |  |  |  | 0.55526 | 0
LCP_Inputs_ON_Diverse_2023_04_03 | 2035 |  |  | Hydrogen |  | Dispatch-Interconnection | VOM | 0 | ON | QC | H2 Pipeline - Repurposed |  |  |  | 0.55526 | 0
LCP_Inputs_ON_Diverse_2023_04_03 | 2035 |  |  | Methane |  | Dispatch-Interconnection | VOM | 0 | ON | WC | CH4 Pipeline |  |  |  | 0.55526 | 0
LCP_Inputs_ON_Diverse_2023_04_03 | 2035 |  |  | Electricity |  | Dispatch-Interconnection | VOM | 0 | ON | WC | Electricity Transmission Line |  |  |  | 0.55526 | 0
LCP_Inputs_ON_Diverse_2023_04_03 | 2035 |  |  | Hydrogen |  | Dispatch-Interconnection | VOM | 0 | ON | WC | H2 Pipeline - New |  |  |  | 0.55526 | 0
LCP_Inputs_ON_Diverse_2023_04_03 | 2035 |  |  | Hydrogen |  | Dispatch-Interconnection | VOM | 0 | ON | WC | H2 Pipeline - Repurposed |  |  |  | 0.55526 | 0
LCP_Inputs_ON_Diverse_2023_04_03 | 2035 |  |  | Methane |  | Dispatch-Interconnection | VOM | 0 | PJ | ON | CH4 Pipeline |  |  |  | 0.55526 | 0
LCP_Inputs_ON_Diverse_2023_04_03 | 2035 |  |  | Electricity |  | Dispatch-Interconnection | VOM | 9736006.7785 | PJ | ON | Electricity Transmission Line |  |  |  | 0.55526 | 5406058.9623
LCP_Inputs_ON_Diverse_2023_04_03 | 2035 |  |  | Hydrogen |  | Dispatch-Interconnection | VOM | 0 | PJ | ON | H2 Pipeline - New |  |  |  | 0.55526 | 0
LCP_Inputs_ON_Diverse_2023_04_03 | 2035 |  |  | Hydrogen |  | Dispatch-Interconnection | VOM | 0 | PJ | ON | H2 Pipeline - Repurposed |  |  |  | 0.55526 | 0
LCP_Inputs_ON_Diverse_2023_04_03 | 2035 |  |  | Methane |  | Dispatch-Intraconnection | VOM | 0 | PJ | PJ | CH4 Pipeline |  |  |  | 0.55526 | 0
LCP_Inputs_ON_Diverse_2023_04_03 | 2035 |  |  | Electricity |  | Dispatch-Intraconnection | VOM | 0 | PJ | PJ | Electricity Transmission Line |  |  |  | 0.55526 | 0
LCP_Inputs_ON_Diverse_2023_04_03 | 2035 |  |  | Hydrogen |  | Dispatch-Intraconnection | VOM | 0 | PJ | PJ | H2 Pipeline - New |  |  |  | 0.55526 | 0
LCP_Inputs_ON_Diverse_2023_04_03 | 2035 |  |  | Hydrogen |  | Dispatch-Intraconnection | VOM | 0 | PJ | PJ | H2 Pipeline - Repurposed |  |  |  | 0.55526 | 0
LCP_Inputs_ON_Diverse_2023_04_03 | 2035 |  |  | Electricity |  | Dispatch-Interconnection | VOM | 32238197.8364 | QC | NY | Electricity Transmission Line |  |  |  | 0.55526 | 17900726.89
LCP_Inputs_ON_Diverse_2023_04_03 | 2035 |  |  | Methane |  | Dispatch-Interconnection | VOM | 0 | QC | ON | CH4 Pipeline |  |  |  | 0.55526 | 0
LCP_Inputs_ON_Diverse_2023_04_03 | 2035 |  |  | Electricity |  | Dispatch-Interconnection | VOM | 3507702.1099 | QC | ON | Electricity Transmission Line |  |  |  | 0.55526 | 1947702.4677
LCP_Inputs_ON_Diverse_2023_04_03 | 2035 |  |  | Hydrogen |  | Dispatch-Interconnection | VOM | 0 | QC | ON | H2 Pipeline - New |  |  |  | 0.55526 | 0
LCP_Inputs_ON_Diverse_2023_04_03 | 2035 |  |  | Hydrogen |  | Dispatch-Interconnection | VOM | 0 | QC | ON | H2 Pipeline - Repurposed |  |  |  | 0.55526 | 0
LCP_Inputs_ON_Diverse_2023_04_03 | 2035 |  |  | Methane |  | Dispatch-Intraconnection | VOM | 0 | QC | QC | CH4 Pipeline |  |  |  | 0.55526 | 0
LCP_Inputs_ON_Diverse_2023_04_03 | 2035 |  |  | Electricity |  | Dispatch-Intraconnection | VOM | 0 | QC | QC | Electricity Transmission Line |  |  |  | 0.55526 | 0
LCP_Inputs_ON_Diverse_2023_04_03 | 2035 |  |  | Hydrogen |  | Dispatch-Intraconnection | VOM | 0 | QC | QC | H2 Pipeline - New |  |  |  | 0.55526 | 0
LCP_Inputs_ON_Diverse_2023_04_03 | 2035 |  |  | Hydrogen |  | Dispatch-Intraconnection | VOM | 0 | QC | QC | H2 Pipeline - Repurposed |  |  |  | 0.55526 | 0
LCP_Inputs_ON_Diverse_2023_04_03 | 2035 |  |  | Electricity |  | Dispatch-Interconnection | VOM | 10597436.1497 | WC | MI | Electricity Transmission Line |  |  |  | 0.55526 | 5884380.1137
LCP_Inputs_ON_Diverse_2023_04_03 | 2035 |  |  | Methane |  | Dispatch-Interconnection | VOM | 0 | WC | ON | CH4 Pipeline |  |  |  | 0.55526 | 0
LCP_Inputs_ON_Diverse_2023_04_03 | 2035 |  |  | Electricity |  | Dispatch-Interconnection | VOM | 3221099.1273 | WC | ON | Electricity Transmission Line |  |  |  | 0.55526 | 1788562.0051
LCP_Inputs_ON_Diverse_2023_04_03 | 2035 |  |  | Hydrogen |  | Dispatch-Interconnection | VOM | 0 | WC | ON | H2 Pipeline - New |  |  |  | 0.55526 | 0
LCP_Inputs_ON_Diverse_2023_04_03 | 2035 |  |  | Hydrogen |  | Dispatch-Interconnection | VOM | 0 | WC | ON | H2 Pipeline - Repurposed |  |  |  | 0.55526 | 0
LCP_Inputs_ON_Diverse_2023_04_03 | 2035 |  |  | Methane |  | Dispatch-Intraconnection | VOM | 0 | WC | WC | CH4 Pipeline |  |  |  | 0.55526 | 0
LCP_Inputs_ON_Diverse_2023_04_03 | 2035 |  |  | Electricity |  | Dispatch-Intraconnection | VOM | 0 | WC | WC | Electricity Transmission Line |  |  |  | 0.55526 | 0
LCP_Inputs_ON_Diverse_2023_04_03 | 2035 |  |  | Hydrogen |  | Dispatch-Intraconnection | VOM | 0 | WC | WC | H2 Pipeline - New |  |  |  | 0.55526 | 0
LCP_Inputs_ON_Diverse_2023_04_03 | 2035 |  |  | Hydrogen |  | Dispatch-Intraconnection | VOM | 0 | WC | WC | H2 Pipeline - Repurposed |  |  |  | 0.55526 | 0
LCP_Inputs_ON_Diverse_2023_04_03 | 2036 |  |  | Methane |  | Dispatch-Intraconnection | VOM | 0 | MI | MI | CH4 Pipeline |  |  |  | 0.53391 | 0
LCP_Inputs_ON_Diverse_2023_04_03 | 2036 |  |  | Electricity |  | Dispatch-Intraconnection | VOM | 0 | MI | MI | Electricity Transmission Line |  |  |  | 0.53391 | 0
LCP_Inputs_ON_Diverse_2023_04_03 | 2036 |  |  | Hydrogen |  | Dispatch-Intraconnection | VOM | 0 | MI | MI | H2 Pipeline - New |  |  |  | 0.53391 | 0
LCP_Inputs_ON_Diverse_2023_04_03 | 2036 |  |  | Hydrogen |  | Dispatch-Intraconnection | VOM | 0 | MI | MI | H2 Pipeline - Repurposed |  |  |  | 0.53391 | 0
LCP_Inputs_ON_Diverse_2023_04_03 | 2036 |  |  | Methane |  | Dispatch-Interconnection | VOM | 0 | MI | ON | CH4 Pipeline |  |  |  | 0.53391 | 0
LCP_Inputs_ON_Diverse_2023_04_03 | 2036 |  |  | Electricity |  | Dispatch-Interconnection | VOM | 19282805.1772 | MI | ON | Electricity Transmission Line |  |  |  | 0.53391 | 10295247.3343
LCP_Inputs_ON_Diverse_2023_04_03 | 2036 |  |  | Hydrogen |  | Dispatch-Interconnection | VOM | 0 | MI | ON | H2 Pipeline - New |  |  |  | 0.53391 | 0
LCP_Inputs_ON_Diverse_2023_04_03 | 2036 |  |  | Hydrogen |  | Dispatch-Interconnection | VOM | 0 | MI | ON | H2 Pipeline - Repurposed |  |  |  | 0.53391 | 0
LCP_Inputs_ON_Diverse_2023_04_03 | 2036 |  |  | Electricity |  | Dispatch-Interconnection | VOM | 2205289.1668 | MI | WC | Electricity Transmission Line |  |  |  | 0.53391 | 1177421.9159
LCP_Inputs_ON_Diverse_2023_04_03 | 2036 |  |  | Methane |  | Dispatch-Intraconnection | VOM | 0 | NY | NY | CH4 Pipeline |  |  |  | 0.53391 | 0
LCP_Inputs_ON_Diverse_2023_04_03 | 2036 |  |  | Electricity |  | Dispatch-Intraconnection | VOM | 0 | NY | NY | Electricity Transmission Line |  |  |  | 0.53391 | 0
LCP_Inputs_ON_Diverse_2023_04_03 | 2036 |  |  | Hydrogen |  | Dispatch-Intraconnection | VOM | 0 | NY | NY | H2 Pipeline - New |  |  |  | 0.53391 | 0
LCP_Inputs_ON_Diverse_2023_04_03 | 2036 |  |  | Hydrogen |  | Dispatch-Intraconnection | VOM | 0 | NY | NY | H2 Pipeline - Repurposed |  |  |  | 0.53391 | 0
LCP_Inputs_ON_Diverse_2023_04_03 | 2036 |  |  | Methane |  | Dispatch-Interconnection | VOM | 0 | NY | ON | CH4 Pipeline |  |  |  | 0.53391 | 0
LCP_Inputs_ON_Diverse_2023_04_03 | 2036 |  |  | Electricity |  | Dispatch-Interconnection | VOM | 11663734.7522 | NY | ON | Electricity Transmission Line |  |  |  | 0.53391 | 6227363.3433
LCP_Inputs_ON_Diverse_2023_04_03 | 2036 |  |  | Hydrogen |  | Dispatch-Interconnection | VOM | 0 | NY | ON | H2 Pipeline - New |  |  |  | 0.53391 | 0
LCP_Inputs_ON_Diverse_2023_04_03 | 2036 |  |  | Hydrogen |  | Dispatch-Interconnection | VOM | 0 | NY | ON | H2 Pipeline - Repurposed |  |  |  | 0.53391 | 0
LCP_Inputs_ON_Diverse_2023_04_03 | 2036 |  |  | Electricity |  | Dispatch-Interconnection | VOM | 19061932.6366 | NY | QC | Electricity Transmission Line |  |  |  | 0.53391 | 10177321.6791
LCP_Inputs_ON_Diverse_2023_04_03 | 2036 |  |  | Methane |  | Dispatch-Interconnection | VOM | 0 | ON | MI | CH4 Pipeline |  |  |  | 0.53391 | 0
LCP_Inputs_ON_Diverse_2023_04_03 | 2036 |  |  | Electricity |  | Dispatch-Interconnection | VOM | 1885442.396 | ON | MI | Electricity Transmission Line |  |  |  | 0.53391 | 1006653.11
LCP_Inputs_ON_Diverse_2023_04_03 | 2036 |  |  | Hydrogen |  | Dispatch-Interconnection | VOM | 0 | ON | MI | H2 Pipeline - New |  |  |  | 0.53391 | 0
LCP_Inputs_ON_Diverse_2023_04_03 | 2036 |  |  | Hydrogen |  | Dispatch-Interconnection | VOM | 0 | ON | MI | H2 Pipeline - Repurposed |  |  |  | 0.53391 | 0
LCP_Inputs_ON_Diverse_2023_04_03 | 2036 |  |  | Methane |  | Dispatch-Interconnection | VOM | 0 | ON | NY | CH4 Pipeline |  |  |  | 0.53391 | 0
LCP_Inputs_ON_Diverse_2023_04_03 | 2036 |  |  | Electricity |  | Dispatch-Interconnection | VOM | 20339274.4863 | ON | NY | Electricity Transmission Line |  |  |  | 0.53391 | 10859304.9357
LCP_Inputs_ON_Diverse_2023_04_03 | 2036 |  |  | Hydrogen |  | Dispatch-Interconnection | VOM | 0 | ON | NY | H2 Pipeline - New |  |  |  | 0.53391 | 0
LCP_Inputs_ON_Diverse_2023_04_03 | 2036 |  |  | Hydrogen |  | Dispatch-Interconnection | VOM | 0 | ON | NY | H2 Pipeline - Repurposed |  |  |  | 0.53391 | 0
LCP_Inputs_ON_Diverse_2023_04_03 | 2036 |  |  | Methane |  | Dispatch-Intraconnection | VOM | 727112349.4526 | ON | ON | CH4 Pipeline |  |  |  | 0.53391 | 388211228.0149
LCP_Inputs_ON_Diverse_2023_04_03 | 2036 |  |  | Electricity |  | Dispatch-Intraconnection | VOM | 0 | ON | ON | Electricity Transmission Line |  |  |  | 0.53391 | 0
LCP_Inputs_ON_Diverse_2023_04_03 | 2036 |  |  | Hydrogen |  | Dispatch-Intraconnection | VOM | 0 | ON | ON | H2 Pipeline - New |  |  |  | 0.53391 | 0
LCP_Inputs_ON_Diverse_2023_04_03 | 2036 |  |  | Hydrogen |  | Dispatch-Intraconnection | VOM | 291122573.1747 | ON | ON | H2 Pipeline - Repurposed |  |  |  | 0.53391 | 155432721.9447
LCP_Inputs_ON_Diverse_2023_04_03 | 2036 |  |  | Methane |  | Dispatch-Interconnection | VOM | 0 | ON | PJ | CH4 Pipeline |  |  |  | 0.53391 | 0
LCP_Inputs_ON_Diverse_2023_04_03 | 2036 |  |  | Electricity |  | Dispatch-Interconnection | VOM | 12864558.7869 | ON | PJ | Electricity Transmission Line |  |  |  | 0.53391 | 6868493.1129
LCP_Inputs_ON_Diverse_2023_04_03 | 2036 |  |  | Hydrogen |  | Dispatch-Interconnection | VOM | 0 | ON | PJ | H2 Pipeline - New |  |  |  | 0.53391 | 0
LCP_Inputs_ON_Diverse_2023_04_03 | 2036 |  |  | Hydrogen |  | Dispatch-Interconnection | VOM | 0 | ON | PJ | H2 Pipeline - Repurposed |  |  |  | 0.53391 | 0
LCP_Inputs_ON_Diverse_2023_04_03 | 2036 |  |  | Methane |  | Dispatch-Interconnection | VOM | 0 | ON | QC | CH4 Pipeline |  |  |  | 0.53391 | 0
LCP_Inputs_ON_Diverse_2023_04_03 | 2036 |  |  | Electricity |  | Dispatch-Interconnection | VOM | 13347520.9285 | ON | QC | Electricity Transmission Line |  |  |  | 0.53391 | 7126350.5489
LCP_Inputs_ON_Diverse_2023_04_03 | 2036 |  |  | Hydrogen |  | Dispatch-Interconnection | VOM | 0 | ON | QC | H2 Pipeline - New |  |  |  | 0.53391 | 0
LCP_Inputs_ON_Diverse_2023_04_03 | 2036 |  |  | Hydrogen |  | Dispatch-Interconnection | VOM | 0 | ON | QC | H2 Pipeline - Repurposed |  |  |  | 0.53391 | 0
LCP_Inputs_ON_Diverse_2023_04_03 | 2036 |  |  | Methane |  | Dispatch-Interconnection | VOM | 0 | ON | WC | CH4 Pipeline |  |  |  | 0.53391 | 0
LCP_Inputs_ON_Diverse_2023_04_03 | 2036 |  |  | Electricity |  | Dispatch-Interconnection | VOM | 0 | ON | WC | Electricity Transmission Line |  |  |  | 0.53391 | 0
LCP_Inputs_ON_Diverse_2023_04_03 | 2036 |  |  | Hydrogen |  | Dispatch-Interconnection | VOM | 0 | ON | WC | H2 Pipeline - New |  |  |  | 0.53391 | 0
LCP_Inputs_ON_Diverse_2023_04_03 | 2036 |  |  | Hydrogen |  | Dispatch-Interconnection | VOM | 0 | ON | WC | H2 Pipeline - Repurposed |  |  |  | 0.53391 | 0
LCP_Inputs_ON_Diverse_2023_04_03 | 2036 |  |  | Methane |  | Dispatch-Interconnection | VOM | 0 | PJ | ON | CH4 Pipeline |  |  |  | 0.53391 | 0
LCP_Inputs_ON_Diverse_2023_04_03 | 2036 |  |  | Electricity |  | Dispatch-Interconnection | VOM | 9736006.7785 | PJ | ON | Electricity Transmission Line |  |  |  | 0.53391 | 5198133.6176
LCP_Inputs_ON_Diverse_2023_04_03 | 2036 |  |  | Hydrogen |  | Dispatch-Interconnection | VOM | 0 | PJ | ON | H2 Pipeline - New |  |  |  | 0.53391 | 0
LCP_Inputs_ON_Diverse_2023_04_03 | 2036 |  |  | Hydrogen |  | Dispatch-Interconnection | VOM | 0 | PJ | ON | H2 Pipeline - Repurposed |  |  |  | 0.53391 | 0
LCP_Inputs_ON_Diverse_2023_04_03 | 2036 |  |  | Methane |  | Dispatch-Intraconnection | VOM | 0 | PJ | PJ | CH4 Pipeline |  |  |  | 0.53391 | 0
LCP_Inputs_ON_Diverse_2023_04_03 | 2036 |  |  | Electricity |  | Dispatch-Intraconnection | VOM | 0 | PJ | PJ | Electricity Transmission Line |  |  |  | 0.53391 | 0
LCP_Inputs_ON_Diverse_2023_04_03 | 2036 |  |  | Hydrogen |  | Dispatch-Intraconnection | VOM | 0 | PJ | PJ | H2 Pipeline - New |  |  |  | 0.53391 | 0
LCP_Inputs_ON_Diverse_2023_04_03 | 2036 |  |  | Hydrogen |  | Dispatch-Intraconnection | VOM | 0 | PJ | PJ | H2 Pipeline - Repurposed |  |  |  | 0.53391 | 0
LCP_Inputs_ON_Diverse_2023_04_03 | 2036 |  |  | Electricity |  | Dispatch-Interconnection | VOM | 32238197.8364 | QC | NY | Electricity Transmission Line |  |  |  | 0.53391 | 17212237.3942
LCP_Inputs_ON_Diverse_2023_04_03 | 2036 |  |  | Methane |  | Dispatch-Interconnection | VOM | 0 | QC | ON | CH4 Pipeline |  |  |  | 0.53391 | 0
LCP_Inputs_ON_Diverse_2023_04_03 | 2036 |  |  | Electricity |  | Dispatch-Interconnection | VOM | 3507702.1099 | QC | ON | Electricity Transmission Line |  |  |  | 0.53391 | 1872790.8344
LCP_Inputs_ON_Diverse_2023_04_03 | 2036 |  |  | Hydrogen |  | Dispatch-Interconnection | VOM | 0 | QC | ON | H2 Pipeline - New |  |  |  | 0.53391 | 0
LCP_Inputs_ON_Diverse_2023_04_03 | 2036 |  |  | Hydrogen |  | Dispatch-Interconnection | VOM | 0 | QC | ON | H2 Pipeline - Repurposed |  |  |  | 0.53391 | 0
LCP_Inputs_ON_Diverse_2023_04_03 | 2036 |  |  | Methane |  | Dispatch-Intraconnection | VOM | 0 | QC | QC | CH4 Pipeline |  |  |  | 0.53391 | 0
LCP_Inputs_ON_Diverse_2023_04_03 | 2036 |  |  | Electricity |  | Dispatch-Intraconnection | VOM | 0 | QC | QC | Electricity Transmission Line |  |  |  | 0.53391 | 0
LCP_Inputs_ON_Diverse_2023_04_03 | 2036 |  |  | Hydrogen |  | Dispatch-Intraconnection | VOM | 0 | QC | QC | H2 Pipeline - New |  |  |  | 0.53391 | 0
LCP_Inputs_ON_Diverse_2023_04_03 | 2036 |  |  | Hydrogen |  | Dispatch-Intraconnection | VOM | 0 | QC | QC | H2 Pipeline - Repurposed |  |  |  | 0.53391 | 0
LCP_Inputs_ON_Diverse_2023_04_03 | 2036 |  |  | Electricity |  | Dispatch-Interconnection | VOM | 10597436.1497 | WC | MI | Electricity Transmission Line |  |  |  | 0.53391 | 5658057.8016
LCP_Inputs_ON_Diverse_2023_04_03 | 2036 |  |  | Methane |  | Dispatch-Interconnection | VOM | 0 | WC | ON | CH4 Pipeline |  |  |  | 0.53391 | 0
LCP_Inputs_ON_Diverse_2023_04_03 | 2036 |  |  | Electricity |  | Dispatch-Interconnection | VOM | 3221099.1273 | WC | ON | Electricity Transmission Line |  |  |  | 0.53391 | 1719771.1588
LCP_Inputs_ON_Diverse_2023_04_03 | 2036 |  |  | Hydrogen |  | Dispatch-Interconnection | VOM | 0 | WC | ON | H2 Pipeline - New |  |  |  | 0.53391 | 0
LCP_Inputs_ON_Diverse_2023_04_03 | 2036 |  |  | Hydrogen |  | Dispatch-Interconnection | VOM | 0 | WC | ON | H2 Pipeline - Repurposed |  |  |  | 0.53391 | 0
LCP_Inputs_ON_Diverse_2023_04_03 | 2036 |  |  | Methane |  | Dispatch-Intraconnection | VOM | 0 | WC | WC | CH4 Pipeline |  |  |  | 0.53391 | 0
LCP_Inputs_ON_Diverse_2023_04_03 | 2036 |  |  | Electricity |  | Dispatch-Intraconnection | VOM | 0 | WC | WC | Electricity Transmission Line |  |  |  | 0.53391 | 0
LCP_Inputs_ON_Diverse_2023_04_03 | 2036 |  |  | Hydrogen |  | Dispatch-Intraconnection | VOM | 0 | WC | WC | H2 Pipeline - New |  |  |  | 0.53391 | 0
LCP_Inputs_ON_Diverse_2023_04_03 | 2036 |  |  | Hydrogen |  | Dispatch-Intraconnection | VOM | 0 | WC | WC | H2 Pipeline - Repurposed |  |  |  | 0.53391 | 0
LCP_Inputs_ON_Diverse_2023_04_03 | 2037 |  |  | Methane |  | Dispatch-Intraconnection | VOM | 0 | MI | MI | CH4 Pipeline |  |  |  | 0.51337 | 0
LCP_Inputs_ON_Diverse_2023_04_03 | 2037 |  |  | Electricity |  | Dispatch-Intraconnection | VOM | 0 | MI | MI | Electricity Transmission Line |  |  |  | 0.51337 | 0
LCP_Inputs_ON_Diverse_2023_04_03 | 2037 |  |  | Hydrogen |  | Dispatch-Intraconnection | VOM | 0 | MI | MI | H2 Pipeline - New |  |  |  | 0.51337 | 0
LCP_Inputs_ON_Diverse_2023_04_03 | 2037 |  |  | Hydrogen |  | Dispatch-Intraconnection | VOM | 0 | MI | MI | H2 Pipeline - Repurposed |  |  |  | 0.51337 | 0
LCP_Inputs_ON_Diverse_2023_04_03 | 2037 |  |  | Methane |  | Dispatch-Interconnection | VOM | 0 | MI | ON | CH4 Pipeline |  |  |  | 0.51337 | 0
LCP_Inputs_ON_Diverse_2023_04_03 | 2037 |  |  | Electricity |  | Dispatch-Interconnection | VOM | 19282805.1772 | MI | ON | Electricity Transmission Line |  |  |  | 0.51337 | 9899276.283
LCP_Inputs_ON_Diverse_2023_04_03 | 2037 |  |  | Hydrogen |  | Dispatch-Interconnection | VOM | 0 | MI | ON | H2 Pipeline - New |  |  |  | 0.51337 | 0
LCP_Inputs_ON_Diverse_2023_04_03 | 2037 |  |  | Hydrogen |  | Dispatch-Interconnection | VOM | 0 | MI | ON | H2 Pipeline - Repurposed |  |  |  | 0.51337 | 0
LCP_Inputs_ON_Diverse_2023_04_03 | 2037 |  |  | Electricity |  | Dispatch-Interconnection | VOM | 2205289.1668 | MI | WC | Electricity Transmission Line |  |  |  | 0.51337 | 1132136.4576
LCP_Inputs_ON_Diverse_2023_04_03 | 2037 |  |  | Methane |  | Dispatch-Intraconnection | VOM | 0 | NY | NY | CH4 Pipeline |  |  |  | 0.51337 | 0
LCP_Inputs_ON_Diverse_2023_04_03 | 2037 |  |  | Electricity |  | Dispatch-Intraconnection | VOM | 0 | NY | NY | Electricity Transmission Line |  |  |  | 0.51337 | 0
LCP_Inputs_ON_Diverse_2023_04_03 | 2037 |  |  | Hydrogen |  | Dispatch-Intraconnection | VOM | 0 | NY | NY | H2 Pipeline - New |  |  |  | 0.51337 | 0
LCP_Inputs_ON_Diverse_2023_04_03 | 2037 |  |  | Hydrogen |  | Dispatch-Intraconnection | VOM | 0 | NY | NY | H2 Pipeline - Repurposed |  |  |  | 0.51337 | 0
LCP_Inputs_ON_Diverse_2023_04_03 | 2037 |  |  | Methane |  | Dispatch-Interconnection | VOM | 0 | NY | ON | CH4 Pipeline |  |  |  | 0.51337 | 0
LCP_Inputs_ON_Diverse_2023_04_03 | 2037 |  |  | Electricity |  | Dispatch-Interconnection | VOM | 11663734.7522 | NY | ON | Electricity Transmission Line |  |  |  | 0.51337 | 5987849.3685
LCP_Inputs_ON_Diverse_2023_04_03 | 2037 |  |  | Hydrogen |  | Dispatch-Interconnection | VOM | 0 | NY | ON | H2 Pipeline - New |  |  |  | 0.51337 | 0
LCP_Inputs_ON_Diverse_2023_04_03 | 2037 |  |  | Hydrogen |  | Dispatch-Interconnection | VOM | 0 | NY | ON | H2 Pipeline - Repurposed |  |  |  | 0.51337 | 0
LCP_Inputs_ON_Diverse_2023_04_03 | 2037 |  |  | Electricity |  | Dispatch-Interconnection | VOM | 19061932.6366 | NY | QC | Electricity Transmission Line |  |  |  | 0.51337 | 9785886.2299
LCP_Inputs_ON_Diverse_2023_04_03 | 2037 |  |  | Methane |  | Dispatch-Interconnection | VOM | 0 | ON | MI | CH4 Pipeline |  |  |  | 0.51337 | 0
LCP_Inputs_ON_Diverse_2023_04_03 | 2037 |  |  | Electricity |  | Dispatch-Interconnection | VOM | 1885442.396 | ON | MI | Electricity Transmission Line |  |  |  | 0.51337 | 967935.6827
LCP_Inputs_ON_Diverse_2023_04_03 | 2037 |  |  | Hydrogen |  | Dispatch-Interconnection | VOM | 0 | ON | MI | H2 Pipeline - New |  |  |  | 0.51337 | 0
LCP_Inputs_ON_Diverse_2023_04_03 | 2037 |  |  | Hydrogen |  | Dispatch-Interconnection | VOM | 0 | ON | MI | H2 Pipeline - Repurposed |  |  |  | 0.51337 | 0
LCP_Inputs_ON_Diverse_2023_04_03 | 2037 |  |  | Methane |  | Dispatch-Interconnection | VOM | 0 | ON | NY | CH4 Pipeline |  |  |  | 0.51337 | 0
LCP_Inputs_ON_Diverse_2023_04_03 | 2037 |  |  | Electricity |  | Dispatch-Interconnection | VOM | 20339274.4863 | ON | NY | Electricity Transmission Line |  |  |  | 0.51337 | 10441639.3613
LCP_Inputs_ON_Diverse_2023_04_03 | 2037 |  |  | Hydrogen |  | Dispatch-Interconnection | VOM | 0 | ON | NY | H2 Pipeline - New |  |  |  | 0.51337 | 0
LCP_Inputs_ON_Diverse_2023_04_03 | 2037 |  |  | Hydrogen |  | Dispatch-Interconnection | VOM | 0 | ON | NY | H2 Pipeline - Repurposed |  |  |  | 0.51337 | 0
LCP_Inputs_ON_Diverse_2023_04_03 | 2037 |  |  | Methane |  | Dispatch-Intraconnection | VOM | 727112349.4526 | ON | ON | CH4 Pipeline |  |  |  | 0.51337 | 373280026.9374
LCP_Inputs_ON_Diverse_2023_04_03 | 2037 |  |  | Electricity |  | Dispatch-Intraconnection | VOM | 0 | ON | ON | Electricity Transmission Line |  |  |  | 0.51337 | 0
LCP_Inputs_ON_Diverse_2023_04_03 | 2037 |  |  | Hydrogen |  | Dispatch-Intraconnection | VOM | 0 | ON | ON | H2 Pipeline - New |  |  |  | 0.51337 | 0
LCP_Inputs_ON_Diverse_2023_04_03 | 2037 |  |  | Hydrogen |  | Dispatch-Intraconnection | VOM | 291122573.1747 | ON | ON | H2 Pipeline - Repurposed |  |  |  | 0.51337 | 149454540.3314
LCP_Inputs_ON_Diverse_2023_04_03 | 2037 |  |  | Methane |  | Dispatch-Interconnection | VOM | 0 | ON | PJ | CH4 Pipeline |  |  |  | 0.51337 | 0
LCP_Inputs_ON_Diverse_2023_04_03 | 2037 |  |  | Electricity |  | Dispatch-Interconnection | VOM | 12864558.7869 | ON | PJ | Electricity Transmission Line |  |  |  | 0.51337 | 6604320.3009
LCP_Inputs_ON_Diverse_2023_04_03 | 2037 |  |  | Hydrogen |  | Dispatch-Interconnection | VOM | 0 | ON | PJ | H2 Pipeline - New |  |  |  | 0.51337 | 0
LCP_Inputs_ON_Diverse_2023_04_03 | 2037 |  |  | Hydrogen |  | Dispatch-Interconnection | VOM | 0 | ON | PJ | H2 Pipeline - Repurposed |  |  |  | 0.51337 | 0
LCP_Inputs_ON_Diverse_2023_04_03 | 2037 |  |  | Methane |  | Dispatch-Interconnection | VOM | 0 | ON | QC | CH4 Pipeline |  |  |  | 0.51337 | 0
LCP_Inputs_ON_Diverse_2023_04_03 | 2037 |  |  | Electricity |  | Dispatch-Interconnection | VOM | 13347520.9285 | ON | QC | Electricity Transmission Line |  |  |  | 0.51337 | 6852260.1432
LCP_Inputs_ON_Diverse_2023_04_03 | 2037 |  |  | Hydrogen |  | Dispatch-Interconnection | VOM | 0 | ON | QC | H2 Pipeline - New |  |  |  | 0.51337 | 0
LCP_Inputs_ON_Diverse_2023_04_03 | 2037 |  |  | Hydrogen |  | Dispatch-Interconnection | VOM | 0 | ON | QC | H2 Pipeline - Repurposed |  |  |  | 0.51337 | 0
LCP_Inputs_ON_Diverse_2023_04_03 | 2037 |  |  | Methane |  | Dispatch-Interconnection | VOM | 0 | ON | WC | CH4 Pipeline |  |  |  | 0.51337 | 0
LCP_Inputs_ON_Diverse_2023_04_03 | 2037 |  |  | Electricity |  | Dispatch-Interconnection | VOM | 0 | ON | WC | Electricity Transmission Line |  |  |  | 0.51337 | 0
LCP_Inputs_ON_Diverse_2023_04_03 | 2037 |  |  | Hydrogen |  | Dispatch-Interconnection | VOM | 0 | ON | WC | H2 Pipeline - New |  |  |  | 0.51337 | 0
LCP_Inputs_ON_Diverse_2023_04_03 | 2037 |  |  | Hydrogen |  | Dispatch-Interconnection | VOM | 0 | ON | WC | H2 Pipeline - Repurposed |  |  |  | 0.51337 | 0
LCP_Inputs_ON_Diverse_2023_04_03 | 2037 |  |  | Methane |  | Dispatch-Interconnection | VOM | 0 | PJ | ON | CH4 Pipeline |  |  |  | 0.51337 | 0
LCP_Inputs_ON_Diverse_2023_04_03 | 2037 |  |  | Electricity |  | Dispatch-Interconnection | VOM | 9736006.7785 | PJ | ON | Electricity Transmission Line |  |  |  | 0.51337 | 4998205.4015
LCP_Inputs_ON_Diverse_2023_04_03 | 2037 |  |  | Hydrogen |  | Dispatch-Interconnection | VOM | 0 | PJ | ON | H2 Pipeline - New |  |  |  | 0.51337 | 0
LCP_Inputs_ON_Diverse_2023_04_03 | 2037 |  |  | Hydrogen |  | Dispatch-Interconnection | VOM | 0 | PJ | ON | H2 Pipeline - Repurposed |  |  |  | 0.51337 | 0
LCP_Inputs_ON_Diverse_2023_04_03 | 2037 |  |  | Methane |  | Dispatch-Intraconnection | VOM | 0 | PJ | PJ | CH4 Pipeline |  |  |  | 0.51337 | 0
LCP_Inputs_ON_Diverse_2023_04_03 | 2037 |  |  | Electricity |  | Dispatch-Intraconnection | VOM | 0 | PJ | PJ | Electricity Transmission Line |  |  |  | 0.51337 | 0
LCP_Inputs_ON_Diverse_2023_04_03 | 2037 |  |  | Hydrogen |  | Dispatch-Intraconnection | VOM | 0 | PJ | PJ | H2 Pipeline - New |  |  |  | 0.51337 | 0
LCP_Inputs_ON_Diverse_2023_04_03 | 2037 |  |  | Hydrogen |  | Dispatch-Intraconnection | VOM | 0 | PJ | PJ | H2 Pipeline - Repurposed |  |  |  | 0.51337 | 0
LCP_Inputs_ON_Diverse_2023_04_03 | 2037 |  |  | Electricity |  | Dispatch-Interconnection | VOM | 32238197.8364 | QC | NY | Electricity Transmission Line |  |  |  | 0.51337 | 16550228.2637
LCP_Inputs_ON_Diverse_2023_04_03 | 2037 |  |  | Methane |  | Dispatch-Interconnection | VOM | 0 | QC | ON | CH4 Pipeline |  |  |  | 0.51337 | 0
LCP_Inputs_ON_Diverse_2023_04_03 | 2037 |  |  | Electricity |  | Dispatch-Interconnection | VOM | 3507702.1099 | QC | ON | Electricity Transmission Line |  |  |  | 0.51337 | 1800760.4177
LCP_Inputs_ON_Diverse_2023_04_03 | 2037 |  |  | Hydrogen |  | Dispatch-Interconnection | VOM | 0 | QC | ON | H2 Pipeline - New |  |  |  | 0.51337 | 0
LCP_Inputs_ON_Diverse_2023_04_03 | 2037 |  |  | Hydrogen |  | Dispatch-Interconnection | VOM | 0 | QC | ON | H2 Pipeline - Repurposed |  |  |  | 0.51337 | 0
LCP_Inputs_ON_Diverse_2023_04_03 | 2037 |  |  | Methane |  | Dispatch-Intraconnection | VOM | 0 | QC | QC | CH4 Pipeline |  |  |  | 0.51337 | 0
LCP_Inputs_ON_Diverse_2023_04_03 | 2037 |  |  | Electricity |  | Dispatch-Intraconnection | VOM | 0 | QC | QC | Electricity Transmission Line |  |  |  | 0.51337 | 0
LCP_Inputs_ON_Diverse_2023_04_03 | 2037 |  |  | Hydrogen |  | Dispatch-Intraconnection | VOM | 0 | QC | QC | H2 Pipeline - New |  |  |  | 0.51337 | 0
LCP_Inputs_ON_Diverse_2023_04_03 | 2037 |  |  | Hydrogen |  | Dispatch-Intraconnection | VOM | 0 | QC | QC | H2 Pipeline - Repurposed |  |  |  | 0.51337 | 0
LCP_Inputs_ON_Diverse_2023_04_03 | 2037 |  |  | Electricity |  | Dispatch-Interconnection | VOM | 10597436.1497 | WC | MI | Electricity Transmission Line |  |  |  | 0.51337 | 5440440.1939
LCP_Inputs_ON_Diverse_2023_04_03 | 2037 |  |  | Methane |  | Dispatch-Interconnection | VOM | 0 | WC | ON | CH4 Pipeline |  |  |  | 0.51337 | 0
LCP_Inputs_ON_Diverse_2023_04_03 | 2037 |  |  | Electricity |  | Dispatch-Interconnection | VOM | 3221099.1273 | WC | ON | Electricity Transmission Line |  |  |  | 0.51337 | 1653626.1142
LCP_Inputs_ON_Diverse_2023_04_03 | 2037 |  |  | Hydrogen |  | Dispatch-Interconnection | VOM | 0 | WC | ON | H2 Pipeline - New |  |  |  | 0.51337 | 0
LCP_Inputs_ON_Diverse_2023_04_03 | 2037 |  |  | Hydrogen |  | Dispatch-Interconnection | VOM | 0 | WC | ON | H2 Pipeline - Repurposed |  |  |  | 0.51337 | 0
LCP_Inputs_ON_Diverse_2023_04_03 | 2037 |  |  | Methane |  | Dispatch-Intraconnection | VOM | 0 | WC | WC | CH4 Pipeline |  |  |  | 0.51337 | 0
LCP_Inputs_ON_Diverse_2023_04_03 | 2037 |  |  | Electricity |  | Dispatch-Intraconnection | VOM | 0 | WC | WC | Electricity Transmission Line |  |  |  | 0.51337 | 0
LCP_Inputs_ON_Diverse_2023_04_03 | 2037 |  |  | Hydrogen |  | Dispatch-Intraconnection | VOM | 0 | WC | WC | H2 Pipeline - New |  |  |  | 0.51337 | 0
LCP_Inputs_ON_Diverse_2023_04_03 | 2037 |  |  | Hydrogen |  | Dispatch-Intraconnection | VOM | 0 | WC | WC | H2 Pipeline - Repurposed |  |  |  | 0.51337 | 0
LCP_Inputs_ON_Diverse_2023_04_03 | 2038 |  |  | Methane |  | Dispatch-Intraconnection | VOM | 0 | MI | MI | CH4 Pipeline |  |  |  | 0.49363 | 0
LCP_Inputs_ON_Diverse_2023_04_03 | 2038 |  |  | Electricity |  | Dispatch-Intraconnection | VOM | 0 | MI | MI | Electricity Transmission Line |  |  |  | 0.49363 | 0
LCP_Inputs_ON_Diverse_2023_04_03 | 2038 |  |  | Hydrogen |  | Dispatch-Intraconnection | VOM | 0 | MI | MI | H2 Pipeline - New |  |  |  | 0.49363 | 0
LCP_Inputs_ON_Diverse_2023_04_03 | 2038 |  |  | Hydrogen |  | Dispatch-Intraconnection | VOM | 0 | MI | MI | H2 Pipeline - Repurposed |  |  |  | 0.49363 | 0
LCP_Inputs_ON_Diverse_2023_04_03 | 2038 |  |  | Methane |  | Dispatch-Interconnection | VOM | 0 | MI | ON | CH4 Pipeline |  |  |  | 0.49363 | 0
LCP_Inputs_ON_Diverse_2023_04_03 | 2038 |  |  | Electricity |  | Dispatch-Interconnection | VOM | 19282805.1772 | MI | ON | Electricity Transmission Line |  |  |  | 0.49363 | 9518534.8875
LCP_Inputs_ON_Diverse_2023_04_03 | 2038 |  |  | Hydrogen |  | Dispatch-Interconnection | VOM | 0 | MI | ON | H2 Pipeline - New |  |  |  | 0.49363 | 0
LCP_Inputs_ON_Diverse_2023_04_03 | 2038 |  |  | Hydrogen |  | Dispatch-Interconnection | VOM | 0 | MI | ON | H2 Pipeline - Repurposed |  |  |  | 0.49363 | 0
LCP_Inputs_ON_Diverse_2023_04_03 | 2038 |  |  | Electricity |  | Dispatch-Interconnection | VOM | 2205289.1668 | MI | WC | Electricity Transmission Line |  |  |  | 0.49363 | 1088592.7477
LCP_Inputs_ON_Diverse_2023_04_03 | 2038 |  |  | Methane |  | Dispatch-Intraconnection | VOM | 0 | NY | NY | CH4 Pipeline |  |  |  | 0.49363 | 0
LCP_Inputs_ON_Diverse_2023_04_03 | 2038 |  |  | Electricity |  | Dispatch-Intraconnection | VOM | 0 | NY | NY | Electricity Transmission Line |  |  |  | 0.49363 | 0
LCP_Inputs_ON_Diverse_2023_04_03 | 2038 |  |  | Hydrogen |  | Dispatch-Intraconnection | VOM | 0 | NY | NY | H2 Pipeline - New |  |  |  | 0.49363 | 0
LCP_Inputs_ON_Diverse_2023_04_03 | 2038 |  |  | Hydrogen |  | Dispatch-Intraconnection | VOM | 0 | NY | NY | H2 Pipeline - Repurposed |  |  |  | 0.49363 | 0
LCP_Inputs_ON_Diverse_2023_04_03 | 2038 |  |  | Methane |  | Dispatch-Interconnection | VOM | 0 | NY | ON | CH4 Pipeline |  |  |  | 0.49363 | 0
LCP_Inputs_ON_Diverse_2023_04_03 | 2038 |  |  | Electricity |  | Dispatch-Interconnection | VOM | 11663734.7522 | NY | ON | Electricity Transmission Line |  |  |  | 0.49363 | 5757547.4697
LCP_Inputs_ON_Diverse_2023_04_03 | 2038 |  |  | Hydrogen |  | Dispatch-Interconnection | VOM | 0 | NY | ON | H2 Pipeline - New |  |  |  | 0.49363 | 0
LCP_Inputs_ON_Diverse_2023_04_03 | 2038 |  |  | Hydrogen |  | Dispatch-Interconnection | VOM | 0 | NY | ON | H2 Pipeline - Repurposed |  |  |  | 0.49363 | 0
LCP_Inputs_ON_Diverse_2023_04_03 | 2038 |  |  | Electricity |  | Dispatch-Interconnection | VOM | 19061932.6366 | NY | QC | Electricity Transmission Line |  |  |  | 0.49363 | 9409505.9903
LCP_Inputs_ON_Diverse_2023_04_03 | 2038 |  |  | Methane |  | Dispatch-Interconnection | VOM | 0 | ON | MI | CH4 Pipeline |  |  |  | 0.49363 | 0
LCP_Inputs_ON_Diverse_2023_04_03 | 2038 |  |  | Electricity |  | Dispatch-Interconnection | VOM | 1885442.396 | ON | MI | Electricity Transmission Line |  |  |  | 0.49363 | 930707.3872
LCP_Inputs_ON_Diverse_2023_04_03 | 2038 |  |  | Hydrogen |  | Dispatch-Interconnection | VOM | 0 | ON | MI | H2 Pipeline - New |  |  |  | 0.49363 | 0
LCP_Inputs_ON_Diverse_2023_04_03 | 2038 |  |  | Hydrogen |  | Dispatch-Interconnection | VOM | 0 | ON | MI | H2 Pipeline - Repurposed |  |  |  | 0.49363 | 0
LCP_Inputs_ON_Diverse_2023_04_03 | 2038 |  |  | Methane |  | Dispatch-Interconnection | VOM | 0 | ON | NY | CH4 Pipeline |  |  |  | 0.49363 | 0
LCP_Inputs_ON_Diverse_2023_04_03 | 2038 |  |  | Electricity |  | Dispatch-Interconnection | VOM | 20339274.4863 | ON | NY | Electricity Transmission Line |  |  |  | 0.49363 | 10040037.8474
LCP_Inputs_ON_Diverse_2023_04_03 | 2038 |  |  | Hydrogen |  | Dispatch-Interconnection | VOM | 0 | ON | NY | H2 Pipeline - New |  |  |  | 0.49363 | 0
LCP_Inputs_ON_Diverse_2023_04_03 | 2038 |  |  | Hydrogen |  | Dispatch-Interconnection | VOM | 0 | ON | NY | H2 Pipeline - Repurposed |  |  |  | 0.49363 | 0
LCP_Inputs_ON_Diverse_2023_04_03 | 2038 |  |  | Methane |  | Dispatch-Intraconnection | VOM | 727112349.4526 | ON | ON | CH4 Pipeline |  |  |  | 0.49363 | 358923102.8244
LCP_Inputs_ON_Diverse_2023_04_03 | 2038 |  |  | Electricity |  | Dispatch-Intraconnection | VOM | 0 | ON | ON | Electricity Transmission Line |  |  |  | 0.49363 | 0
LCP_Inputs_ON_Diverse_2023_04_03 | 2038 |  |  | Hydrogen |  | Dispatch-Intraconnection | VOM | 0 | ON | ON | H2 Pipeline - New |  |  |  | 0.49363 | 0
LCP_Inputs_ON_Diverse_2023_04_03 | 2038 |  |  | Hydrogen |  | Dispatch-Intraconnection | VOM | 291122573.1747 | ON | ON | H2 Pipeline - Repurposed |  |  |  | 0.49363 | 143706288.7802
LCP_Inputs_ON_Diverse_2023_04_03 | 2038 |  |  | Methane |  | Dispatch-Interconnection | VOM | 0 | ON | PJ | CH4 Pipeline |  |  |  | 0.49363 | 0
LCP_Inputs_ON_Diverse_2023_04_03 | 2038 |  |  | Electricity |  | Dispatch-Interconnection | VOM | 12864558.7869 | ON | PJ | Electricity Transmission Line |  |  |  | 0.49363 | 6350307.9816
LCP_Inputs_ON_Diverse_2023_04_03 | 2038 |  |  | Hydrogen |  | Dispatch-Interconnection | VOM | 0 | ON | PJ | H2 Pipeline - New |  |  |  | 0.49363 | 0
LCP_Inputs_ON_Diverse_2023_04_03 | 2038 |  |  | Hydrogen |  | Dispatch-Interconnection | VOM | 0 | ON | PJ | H2 Pipeline - Repurposed |  |  |  | 0.49363 | 0
LCP_Inputs_ON_Diverse_2023_04_03 | 2038 |  |  | Methane |  | Dispatch-Interconnection | VOM | 0 | ON | QC | CH4 Pipeline |  |  |  | 0.49363 | 0
LCP_Inputs_ON_Diverse_2023_04_03 | 2038 |  |  | Electricity |  | Dispatch-Interconnection | VOM | 13347520.9285 | ON | QC | Electricity Transmission Line |  |  |  | 0.49363 | 6588711.6761
LCP_Inputs_ON_Diverse_2023_04_03 | 2038 |  |  | Hydrogen |  | Dispatch-Interconnection | VOM | 0 | ON | QC | H2 Pipeline - New |  |  |  | 0.49363 | 0
LCP_Inputs_ON_Diverse_2023_04_03 | 2038 |  |  | Hydrogen |  | Dispatch-Interconnection | VOM | 0 | ON | QC | H2 Pipeline - Repurposed |  |  |  | 0.49363 | 0
LCP_Inputs_ON_Diverse_2023_04_03 | 2038 |  |  | Methane |  | Dispatch-Interconnection | VOM | 0 | ON | WC | CH4 Pipeline |  |  |  | 0.49363 | 0
LCP_Inputs_ON_Diverse_2023_04_03 | 2038 |  |  | Electricity |  | Dispatch-Interconnection | VOM | 0 | ON | WC | Electricity Transmission Line |  |  |  | 0.49363 | 0
LCP_Inputs_ON_Diverse_2023_04_03 | 2038 |  |  | Hydrogen |  | Dispatch-Interconnection | VOM | 0 | ON | WC | H2 Pipeline - New |  |  |  | 0.49363 | 0
LCP_Inputs_ON_Diverse_2023_04_03 | 2038 |  |  | Hydrogen |  | Dispatch-Interconnection | VOM | 0 | ON | WC | H2 Pipeline - Repurposed |  |  |  | 0.49363 | 0
LCP_Inputs_ON_Diverse_2023_04_03 | 2038 |  |  | Methane |  | Dispatch-Interconnection | VOM | 0 | PJ | ON | CH4 Pipeline |  |  |  | 0.49363 | 0
LCP_Inputs_ON_Diverse_2023_04_03 | 2038 |  |  | Electricity |  | Dispatch-Interconnection | VOM | 9736006.7785 | PJ | ON | Electricity Transmission Line |  |  |  | 0.49363 | 4805966.7322
LCP_Inputs_ON_Diverse_2023_04_03 | 2038 |  |  | Hydrogen |  | Dispatch-Interconnection | VOM | 0 | PJ | ON | H2 Pipeline - New |  |  |  | 0.49363 | 0
LCP_Inputs_ON_Diverse_2023_04_03 | 2038 |  |  | Hydrogen |  | Dispatch-Interconnection | VOM | 0 | PJ | ON | H2 Pipeline - Repurposed |  |  |  | 0.49363 | 0
LCP_Inputs_ON_Diverse_2023_04_03 | 2038 |  |  | Methane |  | Dispatch-Intraconnection | VOM | 0 | PJ | PJ | CH4 Pipeline |  |  |  | 0.49363 | 0
LCP_Inputs_ON_Diverse_2023_04_03 | 2038 |  |  | Electricity |  | Dispatch-Intraconnection | VOM | 0 | PJ | PJ | Electricity Transmission Line |  |  |  | 0.49363 | 0
LCP_Inputs_ON_Diverse_2023_04_03 | 2038 |  |  | Hydrogen |  | Dispatch-Intraconnection | VOM | 0 | PJ | PJ | H2 Pipeline - New |  |  |  | 0.49363 | 0
LCP_Inputs_ON_Diverse_2023_04_03 | 2038 |  |  | Hydrogen |  | Dispatch-Intraconnection | VOM | 0 | PJ | PJ | H2 Pipeline - Repurposed |  |  |  | 0.49363 | 0
LCP_Inputs_ON_Diverse_2023_04_03 | 2038 |  |  | Electricity |  | Dispatch-Interconnection | VOM | 32238197.8364 | QC | NY | Electricity Transmission Line |  |  |  | 0.49363 | 15913681.0228
LCP_Inputs_ON_Diverse_2023_04_03 | 2038 |  |  | Methane |  | Dispatch-Interconnection | VOM | 0 | QC | ON | CH4 Pipeline |  |  |  | 0.49363 | 0
LCP_Inputs_ON_Diverse_2023_04_03 | 2038 |  |  | Electricity |  | Dispatch-Interconnection | VOM | 3507702.1099 | QC | ON | Electricity Transmission Line |  |  |  | 0.49363 | 1731500.4016
LCP_Inputs_ON_Diverse_2023_04_03 | 2038 |  |  | Hydrogen |  | Dispatch-Interconnection | VOM | 0 | QC | ON | H2 Pipeline - New |  |  |  | 0.49363 | 0
LCP_Inputs_ON_Diverse_2023_04_03 | 2038 |  |  | Hydrogen |  | Dispatch-Interconnection | VOM | 0 | QC | ON | H2 Pipeline - Repurposed |  |  |  | 0.49363 | 0
LCP_Inputs_ON_Diverse_2023_04_03 | 2038 |  |  | Methane |  | Dispatch-Intraconnection | VOM | 0 | QC | QC | CH4 Pipeline |  |  |  | 0.49363 | 0
LCP_Inputs_ON_Diverse_2023_04_03 | 2038 |  |  | Electricity |  | Dispatch-Intraconnection | VOM | 0 | QC | QC | Electricity Transmission Line |  |  |  | 0.49363 | 0
LCP_Inputs_ON_Diverse_2023_04_03 | 2038 |  |  | Hydrogen |  | Dispatch-Intraconnection | VOM | 0 | QC | QC | H2 Pipeline - New |  |  |  | 0.49363 | 0
LCP_Inputs_ON_Diverse_2023_04_03 | 2038 |  |  | Hydrogen |  | Dispatch-Intraconnection | VOM | 0 | QC | QC | H2 Pipeline - Repurposed |  |  |  | 0.49363 | 0
LCP_Inputs_ON_Diverse_2023_04_03 | 2038 |  |  | Electricity |  | Dispatch-Interconnection | VOM | 10597436.1497 | WC | MI | Electricity Transmission Line |  |  |  | 0.49363 | 5231192.4941
LCP_Inputs_ON_Diverse_2023_04_03 | 2038 |  |  | Methane |  | Dispatch-Interconnection | VOM | 0 | WC | ON | CH4 Pipeline |  |  |  | 0.49363 | 0
LCP_Inputs_ON_Diverse_2023_04_03 | 2038 |  |  | Electricity |  | Dispatch-Interconnection | VOM | 3221099.1273 | WC | ON | Electricity Transmission Line |  |  |  | 0.49363 | 1590025.1098
LCP_Inputs_ON_Diverse_2023_04_03 | 2038 |  |  | Hydrogen |  | Dispatch-Interconnection | VOM | 0 | WC | ON | H2 Pipeline - New |  |  |  | 0.49363 | 0
LCP_Inputs_ON_Diverse_2023_04_03 | 2038 |  |  | Hydrogen |  | Dispatch-Interconnection | VOM | 0 | WC | ON | H2 Pipeline - Repurposed |  |  |  | 0.49363 | 0
LCP_Inputs_ON_Diverse_2023_04_03 | 2038 |  |  | Methane |  | Dispatch-Intraconnection | VOM | 0 | WC | WC | CH4 Pipeline |  |  |  | 0.49363 | 0
LCP_Inputs_ON_Diverse_2023_04_03 | 2038 |  |  | Electricity |  | Dispatch-Intraconnection | VOM | 0 | WC | WC | Electricity Transmission Line |  |  |  | 0.49363 | 0
LCP_Inputs_ON_Diverse_2023_04_03 | 2038 |  |  | Hydrogen |  | Dispatch-Intraconnection | VOM | 0 | WC | WC | H2 Pipeline - New |  |  |  | 0.49363 | 0
LCP_Inputs_ON_Diverse_2023_04_03 | 2038 |  |  | Hydrogen |  | Dispatch-Intraconnection | VOM | 0 | WC | WC | H2 Pipeline - Repurposed |  |  |  | 0.49363 | 0
LCP_Inputs_ON_Diverse_2023_04_03 | 2039 |  |  | Methane |  | Dispatch-Intraconnection | VOM | 0 | MI | MI | CH4 Pipeline |  |  |  | 0.47464 | 0
LCP_Inputs_ON_Diverse_2023_04_03 | 2039 |  |  | Electricity |  | Dispatch-Intraconnection | VOM | 0 | MI | MI | Electricity Transmission Line |  |  |  | 0.47464 | 0
LCP_Inputs_ON_Diverse_2023_04_03 | 2039 |  |  | Hydrogen |  | Dispatch-Intraconnection | VOM | 0 | MI | MI | H2 Pipeline - New |  |  |  | 0.47464 | 0
LCP_Inputs_ON_Diverse_2023_04_03 | 2039 |  |  | Hydrogen |  | Dispatch-Intraconnection | VOM | 0 | MI | MI | H2 Pipeline - Repurposed |  |  |  | 0.47464 | 0
LCP_Inputs_ON_Diverse_2023_04_03 | 2039 |  |  | Methane |  | Dispatch-Interconnection | VOM | 0 | MI | ON | CH4 Pipeline |  |  |  | 0.47464 | 0
LCP_Inputs_ON_Diverse_2023_04_03 | 2039 |  |  | Electricity |  | Dispatch-Interconnection | VOM | 19282805.1772 | MI | ON | Electricity Transmission Line |  |  |  | 0.47464 | 9152437.3918
LCP_Inputs_ON_Diverse_2023_04_03 | 2039 |  |  | Hydrogen |  | Dispatch-Interconnection | VOM | 0 | MI | ON | H2 Pipeline - New |  |  |  | 0.47464 | 0
LCP_Inputs_ON_Diverse_2023_04_03 | 2039 |  |  | Hydrogen |  | Dispatch-Interconnection | VOM | 0 | MI | ON | H2 Pipeline - Repurposed |  |  |  | 0.47464 | 0
LCP_Inputs_ON_Diverse_2023_04_03 | 2039 |  |  | Electricity |  | Dispatch-Interconnection | VOM | 2205289.1668 | MI | WC | Electricity Transmission Line |  |  |  | 0.47464 | 1046723.7959
LCP_Inputs_ON_Diverse_2023_04_03 | 2039 |  |  | Methane |  | Dispatch-Intraconnection | VOM | 0 | NY | NY | CH4 Pipeline |  |  |  | 0.47464 | 0
LCP_Inputs_ON_Diverse_2023_04_03 | 2039 |  |  | Electricity |  | Dispatch-Intraconnection | VOM | 0 | NY | NY | Electricity Transmission Line |  |  |  | 0.47464 | 0
LCP_Inputs_ON_Diverse_2023_04_03 | 2039 |  |  | Hydrogen |  | Dispatch-Intraconnection | VOM | 0 | NY | NY | H2 Pipeline - New |  |  |  | 0.47464 | 0
LCP_Inputs_ON_Diverse_2023_04_03 | 2039 |  |  | Hydrogen |  | Dispatch-Intraconnection | VOM | 0 | NY | NY | H2 Pipeline - Repurposed |  |  |  | 0.47464 | 0
LCP_Inputs_ON_Diverse_2023_04_03 | 2039 |  |  | Methane |  | Dispatch-Interconnection | VOM | 0 | NY | ON | CH4 Pipeline |  |  |  | 0.47464 | 0
LCP_Inputs_ON_Diverse_2023_04_03 | 2039 |  |  | Electricity |  | Dispatch-Interconnection | VOM | 11663734.7522 | NY | ON | Electricity Transmission Line |  |  |  | 0.47464 | 5536103.3363
LCP_Inputs_ON_Diverse_2023_04_03 | 2039 |  |  | Hydrogen |  | Dispatch-Interconnection | VOM | 0 | NY | ON | H2 Pipeline - New |  |  |  | 0.47464 | 0
LCP_Inputs_ON_Diverse_2023_04_03 | 2039 |  |  | Hydrogen |  | Dispatch-Interconnection | VOM | 0 | NY | ON | H2 Pipeline - Repurposed |  |  |  | 0.47464 | 0
LCP_Inputs_ON_Diverse_2023_04_03 | 2039 |  |  | Electricity |  | Dispatch-Interconnection | VOM | 19061932.6366 | NY | QC | Electricity Transmission Line |  |  |  | 0.47464 | 9047601.9137
LCP_Inputs_ON_Diverse_2023_04_03 | 2039 |  |  | Methane |  | Dispatch-Interconnection | VOM | 0 | ON | MI | CH4 Pipeline |  |  |  | 0.47464 | 0
LCP_Inputs_ON_Diverse_2023_04_03 | 2039 |  |  | Electricity |  | Dispatch-Interconnection | VOM | 1885442.396 | ON | MI | Electricity Transmission Line |  |  |  | 0.47464 | 894910.9492
LCP_Inputs_ON_Diverse_2023_04_03 | 2039 |  |  | Hydrogen |  | Dispatch-Interconnection | VOM | 0 | ON | MI | H2 Pipeline - New |  |  |  | 0.47464 | 0
LCP_Inputs_ON_Diverse_2023_04_03 | 2039 |  |  | Hydrogen |  | Dispatch-Interconnection | VOM | 0 | ON | MI | H2 Pipeline - Repurposed |  |  |  | 0.47464 | 0
LCP_Inputs_ON_Diverse_2023_04_03 | 2039 |  |  | Methane |  | Dispatch-Interconnection | VOM | 0 | ON | NY | CH4 Pipeline |  |  |  | 0.47464 | 0
LCP_Inputs_ON_Diverse_2023_04_03 | 2039 |  |  | Electricity |  | Dispatch-Interconnection | VOM | 20339274.4863 | ON | NY | Electricity Transmission Line |  |  |  | 0.47464 | 9653882.5456
LCP_Inputs_ON_Diverse_2023_04_03 | 2039 |  |  | Hydrogen |  | Dispatch-Interconnection | VOM | 0 | ON | NY | H2 Pipeline - New |  |  |  | 0.47464 | 0
LCP_Inputs_ON_Diverse_2023_04_03 | 2039 |  |  | Hydrogen |  | Dispatch-Interconnection | VOM | 0 | ON | NY | H2 Pipeline - Repurposed |  |  |  | 0.47464 | 0
LCP_Inputs_ON_Diverse_2023_04_03 | 2039 |  |  | Methane |  | Dispatch-Intraconnection | VOM | 727112349.4526 | ON | ON | CH4 Pipeline |  |  |  | 0.47464 | 345118368.1004
LCP_Inputs_ON_Diverse_2023_04_03 | 2039 |  |  | Electricity |  | Dispatch-Intraconnection | VOM | 0 | ON | ON | Electricity Transmission Line |  |  |  | 0.47464 | 0
LCP_Inputs_ON_Diverse_2023_04_03 | 2039 |  |  | Hydrogen |  | Dispatch-Intraconnection | VOM | 0 | ON | ON | H2 Pipeline - New |  |  |  | 0.47464 | 0
LCP_Inputs_ON_Diverse_2023_04_03 | 2039 |  |  | Hydrogen |  | Dispatch-Intraconnection | VOM | 291122573.1747 | ON | ON | H2 Pipeline - Repurposed |  |  |  | 0.47464 | 138179123.8271
LCP_Inputs_ON_Diverse_2023_04_03 | 2039 |  |  | Methane |  | Dispatch-Interconnection | VOM | 0 | ON | PJ | CH4 Pipeline |  |  |  | 0.47464 | 0
LCP_Inputs_ON_Diverse_2023_04_03 | 2039 |  |  | Electricity |  | Dispatch-Interconnection | VOM | 12864558.7869 | ON | PJ | Electricity Transmission Line |  |  |  | 0.47464 | 6106065.367
LCP_Inputs_ON_Diverse_2023_04_03 | 2039 |  |  | Hydrogen |  | Dispatch-Interconnection | VOM | 0 | ON | PJ | H2 Pipeline - New |  |  |  | 0.47464 | 0
LCP_Inputs_ON_Diverse_2023_04_03 | 2039 |  |  | Hydrogen |  | Dispatch-Interconnection | VOM | 0 | ON | PJ | H2 Pipeline - Repurposed |  |  |  | 0.47464 | 0
LCP_Inputs_ON_Diverse_2023_04_03 | 2039 |  |  | Methane |  | Dispatch-Interconnection | VOM | 0 | ON | QC | CH4 Pipeline |  |  |  | 0.47464 | 0
LCP_Inputs_ON_Diverse_2023_04_03 | 2039 |  |  | Electricity |  | Dispatch-Interconnection | VOM | 13347520.9285 | ON | QC | Electricity Transmission Line |  |  |  | 0.47464 | 6335299.6886
LCP_Inputs_ON_Diverse_2023_04_03 | 2039 |  |  | Hydrogen |  | Dispatch-Interconnection | VOM | 0 | ON | QC | H2 Pipeline - New |  |  |  | 0.47464 | 0
LCP_Inputs_ON_Diverse_2023_04_03 | 2039 |  |  | Hydrogen |  | Dispatch-Interconnection | VOM | 0 | ON | QC | H2 Pipeline - Repurposed |  |  |  | 0.47464 | 0
LCP_Inputs_ON_Diverse_2023_04_03 | 2039 |  |  | Methane |  | Dispatch-Interconnection | VOM | 0 | ON | WC | CH4 Pipeline |  |  |  | 0.47464 | 0
LCP_Inputs_ON_Diverse_2023_04_03 | 2039 |  |  | Electricity |  | Dispatch-Interconnection | VOM | 0 | ON | WC | Electricity Transmission Line |  |  |  | 0.47464 | 0
LCP_Inputs_ON_Diverse_2023_04_03 | 2039 |  |  | Hydrogen |  | Dispatch-Interconnection | VOM | 0 | ON | WC | H2 Pipeline - New |  |  |  | 0.47464 | 0
LCP_Inputs_ON_Diverse_2023_04_03 | 2039 |  |  | Hydrogen |  | Dispatch-Interconnection | VOM | 0 | ON | WC | H2 Pipeline - Repurposed |  |  |  | 0.47464 | 0
LCP_Inputs_ON_Diverse_2023_04_03 | 2039 |  |  | Methane |  | Dispatch-Interconnection | VOM | 0 | PJ | ON | CH4 Pipeline |  |  |  | 0.47464 | 0
LCP_Inputs_ON_Diverse_2023_04_03 | 2039 |  |  | Electricity |  | Dispatch-Interconnection | VOM | 9736006.7785 | PJ | ON | Electricity Transmission Line |  |  |  | 0.47464 | 4621121.8579
LCP_Inputs_ON_Diverse_2023_04_03 | 2039 |  |  | Hydrogen |  | Dispatch-Interconnection | VOM | 0 | PJ | ON | H2 Pipeline - New |  |  |  | 0.47464 | 0
LCP_Inputs_ON_Diverse_2023_04_03 | 2039 |  |  | Hydrogen |  | Dispatch-Interconnection | VOM | 0 | PJ | ON | H2 Pipeline - Repurposed |  |  |  | 0.47464 | 0
LCP_Inputs_ON_Diverse_2023_04_03 | 2039 |  |  | Methane |  | Dispatch-Intraconnection | VOM | 0 | PJ | PJ | CH4 Pipeline |  |  |  | 0.47464 | 0
LCP_Inputs_ON_Diverse_2023_04_03 | 2039 |  |  | Electricity |  | Dispatch-Intraconnection | VOM | 0 | PJ | PJ | Electricity Transmission Line |  |  |  | 0.47464 | 0
LCP_Inputs_ON_Diverse_2023_04_03 | 2039 |  |  | Hydrogen |  | Dispatch-Intraconnection | VOM | 0 | PJ | PJ | H2 Pipeline - New |  |  |  | 0.47464 | 0
LCP_Inputs_ON_Diverse_2023_04_03 | 2039 |  |  | Hydrogen |  | Dispatch-Intraconnection | VOM | 0 | PJ | PJ | H2 Pipeline - Repurposed |  |  |  | 0.47464 | 0
LCP_Inputs_ON_Diverse_2023_04_03 | 2039 |  |  | Electricity |  | Dispatch-Interconnection | VOM | 32238197.8364 | QC | NY | Electricity Transmission Line |  |  |  | 0.47464 | 15301616.368
LCP_Inputs_ON_Diverse_2023_04_03 | 2039 |  |  | Methane |  | Dispatch-Interconnection | VOM | 0 | QC | ON | CH4 Pipeline |  |  |  | 0.47464 | 0
LCP_Inputs_ON_Diverse_2023_04_03 | 2039 |  |  | Electricity |  | Dispatch-Interconnection | VOM | 3507702.1099 | QC | ON | Electricity Transmission Line |  |  |  | 0.47464 | 1664904.2323
LCP_Inputs_ON_Diverse_2023_04_03 | 2039 |  |  | Hydrogen |  | Dispatch-Interconnection | VOM | 0 | QC | ON | H2 Pipeline - New |  |  |  | 0.47464 | 0
LCP_Inputs_ON_Diverse_2023_04_03 | 2039 |  |  | Hydrogen |  | Dispatch-Interconnection | VOM | 0 | QC | ON | H2 Pipeline - Repurposed |  |  |  | 0.47464 | 0
LCP_Inputs_ON_Diverse_2023_04_03 | 2039 |  |  | Methane |  | Dispatch-Intraconnection | VOM | 0 | QC | QC | CH4 Pipeline |  |  |  | 0.47464 | 0
LCP_Inputs_ON_Diverse_2023_04_03 | 2039 |  |  | Electricity |  | Dispatch-Intraconnection | VOM | 0 | QC | QC | Electricity Transmission Line |  |  |  | 0.47464 | 0
LCP_Inputs_ON_Diverse_2023_04_03 | 2039 |  |  | Hydrogen |  | Dispatch-Intraconnection | VOM | 0 | QC | QC | H2 Pipeline - New |  |  |  | 0.47464 | 0
LCP_Inputs_ON_Diverse_2023_04_03 | 2039 |  |  | Hydrogen |  | Dispatch-Intraconnection | VOM | 0 | QC | QC | H2 Pipeline - Repurposed |  |  |  | 0.47464 | 0
LCP_Inputs_ON_Diverse_2023_04_03 | 2039 |  |  | Electricity |  | Dispatch-Interconnection | VOM | 10597436.1497 | WC | MI | Electricity Transmission Line |  |  |  | 0.47464 | 5029992.7828
LCP_Inputs_ON_Diverse_2023_04_03 | 2039 |  |  | Methane |  | Dispatch-Interconnection | VOM | 0 | WC | ON | CH4 Pipeline |  |  |  | 0.47464 | 0
LCP_Inputs_ON_Diverse_2023_04_03 | 2039 |  |  | Electricity |  | Dispatch-Interconnection | VOM | 3221099.1273 | WC | ON | Electricity Transmission Line |  |  |  | 0.47464 | 1528870.2979
LCP_Inputs_ON_Diverse_2023_04_03 | 2039 |  |  | Hydrogen |  | Dispatch-Interconnection | VOM | 0 | WC | ON | H2 Pipeline - New |  |  |  | 0.47464 | 0
LCP_Inputs_ON_Diverse_2023_04_03 | 2039 |  |  | Hydrogen |  | Dispatch-Interconnection | VOM | 0 | WC | ON | H2 Pipeline - Repurposed |  |  |  | 0.47464 | 0
LCP_Inputs_ON_Diverse_2023_04_03 | 2039 |  |  | Methane |  | Dispatch-Intraconnection | VOM | 0 | WC | WC | CH4 Pipeline |  |  |  | 0.47464 | 0
LCP_Inputs_ON_Diverse_2023_04_03 | 2039 |  |  | Electricity |  | Dispatch-Intraconnection | VOM | 0 | WC | WC | Electricity Transmission Line |  |  |  | 0.47464 | 0
LCP_Inputs_ON_Diverse_2023_04_03 | 2039 |  |  | Hydrogen |  | Dispatch-Intraconnection | VOM | 0 | WC | WC | H2 Pipeline - New |  |  |  | 0.47464 | 0
LCP_Inputs_ON_Diverse_2023_04_03 | 2039 |  |  | Hydrogen |  | Dispatch-Intraconnection | VOM | 0 | WC | WC | H2 Pipeline - Repurposed |  |  |  | 0.47464 | 0
LCP_Inputs_ON_Diverse_2023_04_03 | 2040 |  |  | Methane |  | Dispatch-Intraconnection | VOM | 0 | MI | MI | CH4 Pipeline |  |  |  | 0.45639 | 0
LCP_Inputs_ON_Diverse_2023_04_03 | 2040 |  |  | Electricity |  | Dispatch-Intraconnection | VOM | 0 | MI | MI | Electricity Transmission Line |  |  |  | 0.45639 | 0
LCP_Inputs_ON_Diverse_2023_04_03 | 2040 |  |  | Hydrogen |  | Dispatch-Intraconnection | VOM | 0 | MI | MI | H2 Pipeline - New |  |  |  | 0.45639 | 0
LCP_Inputs_ON_Diverse_2023_04_03 | 2040 |  |  | Hydrogen |  | Dispatch-Intraconnection | VOM | 0 | MI | MI | H2 Pipeline - Repurposed |  |  |  | 0.45639 | 0
LCP_Inputs_ON_Diverse_2023_04_03 | 2040 |  |  | Methane |  | Dispatch-Interconnection | VOM | 0 | MI | ON | CH4 Pipeline |  |  |  | 0.45639 | 0
LCP_Inputs_ON_Diverse_2023_04_03 | 2040 |  |  | Electricity |  | Dispatch-Interconnection | VOM | 25125428.6108 | MI | ON | Electricity Transmission Line |  |  |  | 0.45639 | 11466917.6357
LCP_Inputs_ON_Diverse_2023_04_03 | 2040 |  |  | Hydrogen |  | Dispatch-Interconnection | VOM | 0 | MI | ON | H2 Pipeline - New |  |  |  | 0.45639 | 0
LCP_Inputs_ON_Diverse_2023_04_03 | 2040 |  |  | Hydrogen |  | Dispatch-Interconnection | VOM | 0 | MI | ON | H2 Pipeline - Repurposed |  |  |  | 0.45639 | 0
LCP_Inputs_ON_Diverse_2023_04_03 | 2040 |  |  | Electricity |  | Dispatch-Interconnection | VOM | 3167186.5654 | MI | WC | Electricity Transmission Line |  |  |  | 0.45639 | 1445462.6046
LCP_Inputs_ON_Diverse_2023_04_03 | 2040 |  |  | Methane |  | Dispatch-Intraconnection | VOM | 0 | NY | NY | CH4 Pipeline |  |  |  | 0.45639 | 0
LCP_Inputs_ON_Diverse_2023_04_03 | 2040 |  |  | Electricity |  | Dispatch-Intraconnection | VOM | 0 | NY | NY | Electricity Transmission Line |  |  |  | 0.45639 | 0
LCP_Inputs_ON_Diverse_2023_04_03 | 2040 |  |  | Hydrogen |  | Dispatch-Intraconnection | VOM | 0 | NY | NY | H2 Pipeline - New |  |  |  | 0.45639 | 0
LCP_Inputs_ON_Diverse_2023_04_03 | 2040 |  |  | Hydrogen |  | Dispatch-Intraconnection | VOM | 0 | NY | NY | H2 Pipeline - Repurposed |  |  |  | 0.45639 | 0
LCP_Inputs_ON_Diverse_2023_04_03 | 2040 |  |  | Methane |  | Dispatch-Interconnection | VOM | 0 | NY | ON | CH4 Pipeline |  |  |  | 0.45639 | 0
LCP_Inputs_ON_Diverse_2023_04_03 | 2040 |  |  | Electricity |  | Dispatch-Interconnection | VOM | 9408599.3038 | NY | ON | Electricity Transmission Line |  |  |  | 0.45639 | 4293961.9043
LCP_Inputs_ON_Diverse_2023_04_03 | 2040 |  |  | Hydrogen |  | Dispatch-Interconnection | VOM | 0 | NY | ON | H2 Pipeline - New |  |  |  | 0.45639 | 0
LCP_Inputs_ON_Diverse_2023_04_03 | 2040 |  |  | Hydrogen |  | Dispatch-Interconnection | VOM | 0 | NY | ON | H2 Pipeline - Repurposed |  |  |  | 0.45639 | 0
LCP_Inputs_ON_Diverse_2023_04_03 | 2040 |  |  | Electricity |  | Dispatch-Interconnection | VOM | 25635377.5811 | NY | QC | Electricity Transmission Line |  |  |  | 0.45639 | 11699651.689
LCP_Inputs_ON_Diverse_2023_04_03 | 2040 |  |  | Methane |  | Dispatch-Interconnection | VOM | 0 | ON | MI | CH4 Pipeline |  |  |  | 0.45639 | 0
LCP_Inputs_ON_Diverse_2023_04_03 | 2040 |  |  | Electricity |  | Dispatch-Interconnection | VOM | 10484576.162 | ON | MI | Electricity Transmission Line |  |  |  | 0.45639 | 4785023.6968
LCP_Inputs_ON_Diverse_2023_04_03 | 2040 |  |  | Hydrogen |  | Dispatch-Interconnection | VOM | 0 | ON | MI | H2 Pipeline - New |  |  |  | 0.45639 | 0
LCP_Inputs_ON_Diverse_2023_04_03 | 2040 |  |  | Hydrogen |  | Dispatch-Interconnection | VOM | 0 | ON | MI | H2 Pipeline - Repurposed |  |  |  | 0.45639 | 0
LCP_Inputs_ON_Diverse_2023_04_03 | 2040 |  |  | Methane |  | Dispatch-Interconnection | VOM | 0 | ON | NY | CH4 Pipeline |  |  |  | 0.45639 | 0
LCP_Inputs_ON_Diverse_2023_04_03 | 2040 |  |  | Electricity |  | Dispatch-Interconnection | VOM | 17534981.9871 | ON | NY | Electricity Transmission Line |  |  |  | 0.45639 | 8002736.8808
LCP_Inputs_ON_Diverse_2023_04_03 | 2040 |  |  | Hydrogen |  | Dispatch-Interconnection | VOM | 0 | ON | NY | H2 Pipeline - New |  |  |  | 0.45639 | 0
LCP_Inputs_ON_Diverse_2023_04_03 | 2040 |  |  | Hydrogen |  | Dispatch-Interconnection | VOM | 0 | ON | NY | H2 Pipeline - Repurposed |  |  |  | 0.45639 | 0
LCP_Inputs_ON_Diverse_2023_04_03 | 2040 |  |  | Methane |  | Dispatch-Intraconnection | VOM | 520847193.3407 | ON | ON | CH4 Pipeline |  |  |  | 0.45639 | 237707860.0063
LCP_Inputs_ON_Diverse_2023_04_03 | 2040 |  |  | Electricity |  | Dispatch-Intraconnection | VOM | 0 | ON | ON | Electricity Transmission Line |  |  |  | 0.45639 | 0
LCP_Inputs_ON_Diverse_2023_04_03 | 2040 |  |  | Hydrogen |  | Dispatch-Intraconnection | VOM | 0 | ON | ON | H2 Pipeline - New |  |  |  | 0.45639 | 0
LCP_Inputs_ON_Diverse_2023_04_03 | 2040 |  |  | Hydrogen |  | Dispatch-Intraconnection | VOM | 941970860.5585 | ON | ON | H2 Pipeline - Repurposed |  |  |  | 0.45639 | 429903204.4609
LCP_Inputs_ON_Diverse_2023_04_03 | 2040 |  |  | Methane |  | Dispatch-Interconnection | VOM | 0 | ON | PJ | CH4 Pipeline |  |  |  | 0.45639 | 0
LCP_Inputs_ON_Diverse_2023_04_03 | 2040 |  |  | Electricity |  | Dispatch-Interconnection | VOM | 22565730.4157 | ON | PJ | Electricity Transmission Line |  |  |  | 0.45639 | 10298704.7932
LCP_Inputs_ON_Diverse_2023_04_03 | 2040 |  |  | Hydrogen |  | Dispatch-Interconnection | VOM | 0 | ON | PJ | H2 Pipeline - New |  |  |  | 0.45639 | 0
LCP_Inputs_ON_Diverse_2023_04_03 | 2040 |  |  | Hydrogen |  | Dispatch-Interconnection | VOM | 0 | ON | PJ | H2 Pipeline - Repurposed |  |  |  | 0.45639 | 0
LCP_Inputs_ON_Diverse_2023_04_03 | 2040 |  |  | Methane |  | Dispatch-Interconnection | VOM | 0 | ON | QC | CH4 Pipeline |  |  |  | 0.45639 | 0
LCP_Inputs_ON_Diverse_2023_04_03 | 2040 |  |  | Electricity |  | Dispatch-Interconnection | VOM | 11481573.2347 | ON | QC | Electricity Transmission Line |  |  |  | 0.45639 | 5240040.1462
LCP_Inputs_ON_Diverse_2023_04_03 | 2040 |  |  | Hydrogen |  | Dispatch-Interconnection | VOM | 0 | ON | QC | H2 Pipeline - New |  |  |  | 0.45639 | 0
LCP_Inputs_ON_Diverse_2023_04_03 | 2040 |  |  | Hydrogen |  | Dispatch-Interconnection | VOM | 0 | ON | QC | H2 Pipeline - Repurposed |  |  |  | 0.45639 | 0
LCP_Inputs_ON_Diverse_2023_04_03 | 2040 |  |  | Methane |  | Dispatch-Interconnection | VOM | 0 | ON | WC | CH4 Pipeline |  |  |  | 0.45639 | 0
LCP_Inputs_ON_Diverse_2023_04_03 | 2040 |  |  | Electricity |  | Dispatch-Interconnection | VOM | 0 | ON | WC | Electricity Transmission Line |  |  |  | 0.45639 | 0
LCP_Inputs_ON_Diverse_2023_04_03 | 2040 |  |  | Hydrogen |  | Dispatch-Interconnection | VOM | 0 | ON | WC | H2 Pipeline - New |  |  |  | 0.45639 | 0
LCP_Inputs_ON_Diverse_2023_04_03 | 2040 |  |  | Hydrogen |  | Dispatch-Interconnection | VOM | 0 | ON | WC | H2 Pipeline - Repurposed |  |  |  | 0.45639 | 0
LCP_Inputs_ON_Diverse_2023_04_03 | 2040 |  |  | Methane |  | Dispatch-Interconnection | VOM | 0 | PJ | ON | CH4 Pipeline |  |  |  | 0.45639 | 0
LCP_Inputs_ON_Diverse_2023_04_03 | 2040 |  |  | Electricity |  | Dispatch-Interconnection | VOM | 19730270.9866 | PJ | ON | Electricity Transmission Line |  |  |  | 0.45639 | 9004638.1233
LCP_Inputs_ON_Diverse_2023_04_03 | 2040 |  |  | Hydrogen |  | Dispatch-Interconnection | VOM | 0 | PJ | ON | H2 Pipeline - New |  |  |  | 0.45639 | 0
LCP_Inputs_ON_Diverse_2023_04_03 | 2040 |  |  | Hydrogen |  | Dispatch-Interconnection | VOM | 0 | PJ | ON | H2 Pipeline - Repurposed |  |  |  | 0.45639 | 0
LCP_Inputs_ON_Diverse_2023_04_03 | 2040 |  |  | Methane |  | Dispatch-Intraconnection | VOM | 0 | PJ | PJ | CH4 Pipeline |  |  |  | 0.45639 | 0
LCP_Inputs_ON_Diverse_2023_04_03 | 2040 |  |  | Electricity |  | Dispatch-Intraconnection | VOM | 0 | PJ | PJ | Electricity Transmission Line |  |  |  | 0.45639 | 0
LCP_Inputs_ON_Diverse_2023_04_03 | 2040 |  |  | Hydrogen |  | Dispatch-Intraconnection | VOM | 0 | PJ | PJ | H2 Pipeline - New |  |  |  | 0.45639 | 0
LCP_Inputs_ON_Diverse_2023_04_03 | 2040 |  |  | Hydrogen |  | Dispatch-Intraconnection | VOM | 0 | PJ | PJ | H2 Pipeline - Repurposed |  |  |  | 0.45639 | 0
LCP_Inputs_ON_Diverse_2023_04_03 | 2040 |  |  | Electricity |  | Dispatch-Interconnection | VOM | 30273647.7756 | QC | NY | Electricity Transmission Line |  |  |  | 0.45639 | 13816497.6587
LCP_Inputs_ON_Diverse_2023_04_03 | 2040 |  |  | Methane |  | Dispatch-Interconnection | VOM | 0 | QC | ON | CH4 Pipeline |  |  |  | 0.45639 | 0
LCP_Inputs_ON_Diverse_2023_04_03 | 2040 |  |  | Electricity |  | Dispatch-Interconnection | VOM | 7751052.9617 | QC | ON | Electricity Transmission Line |  |  |  | 0.45639 | 3537479.391
LCP_Inputs_ON_Diverse_2023_04_03 | 2040 |  |  | Hydrogen |  | Dispatch-Interconnection | VOM | 0 | QC | ON | H2 Pipeline - New |  |  |  | 0.45639 | 0
LCP_Inputs_ON_Diverse_2023_04_03 | 2040 |  |  | Hydrogen |  | Dispatch-Interconnection | VOM | 0 | QC | ON | H2 Pipeline - Repurposed |  |  |  | 0.45639 | 0
LCP_Inputs_ON_Diverse_2023_04_03 | 2040 |  |  | Methane |  | Dispatch-Intraconnection | VOM | 0 | QC | QC | CH4 Pipeline |  |  |  | 0.45639 | 0
LCP_Inputs_ON_Diverse_2023_04_03 | 2040 |  |  | Electricity |  | Dispatch-Intraconnection | VOM | 0 | QC | QC | Electricity Transmission Line |  |  |  | 0.45639 | 0
LCP_Inputs_ON_Diverse_2023_04_03 | 2040 |  |  | Hydrogen |  | Dispatch-Intraconnection | VOM | 0 | QC | QC | H2 Pipeline - New |  |  |  | 0.45639 | 0
LCP_Inputs_ON_Diverse_2023_04_03 | 2040 |  |  | Hydrogen |  | Dispatch-Intraconnection | VOM | 0 | QC | QC | H2 Pipeline - Repurposed |  |  |  | 0.45639 | 0
LCP_Inputs_ON_Diverse_2023_04_03 | 2040 |  |  | Electricity |  | Dispatch-Interconnection | VOM | 3631464.9646 | WC | MI | Electricity Transmission Line |  |  |  | 0.45639 | 1657353.2055
LCP_Inputs_ON_Diverse_2023_04_03 | 2040 |  |  | Methane |  | Dispatch-Interconnection | VOM | 0 | WC | ON | CH4 Pipeline |  |  |  | 0.45639 | 0
LCP_Inputs_ON_Diverse_2023_04_03 | 2040 |  |  | Electricity |  | Dispatch-Interconnection | VOM | 11521183.9754 | WC | ON | Electricity Transmission Line |  |  |  | 0.45639 | 5258117.9712
LCP_Inputs_ON_Diverse_2023_04_03 | 2040 |  |  | Hydrogen |  | Dispatch-Interconnection | VOM | 0 | WC | ON | H2 Pipeline - New |  |  |  | 0.45639 | 0
LCP_Inputs_ON_Diverse_2023_04_03 | 2040 |  |  | Hydrogen |  | Dispatch-Interconnection | VOM | 0 | WC | ON | H2 Pipeline - Repurposed |  |  |  | 0.45639 | 0
LCP_Inputs_ON_Diverse_2023_04_03 | 2040 |  |  | Methane |  | Dispatch-Intraconnection | VOM | 0 | WC | WC | CH4 Pipeline |  |  |  | 0.45639 | 0
LCP_Inputs_ON_Diverse_2023_04_03 | 2040 |  |  | Electricity |  | Dispatch-Intraconnection | VOM | 0 | WC | WC | Electricity Transmission Line |  |  |  | 0.45639 | 0
LCP_Inputs_ON_Diverse_2023_04_03 | 2040 |  |  | Hydrogen |  | Dispatch-Intraconnection | VOM | 0 | WC | WC | H2 Pipeline - New |  |  |  | 0.45639 | 0
LCP_Inputs_ON_Diverse_2023_04_03 | 2040 |  |  | Hydrogen |  | Dispatch-Intraconnection | VOM | 0 | WC | WC | H2 Pipeline - Repurposed |  |  |  | 0.45639 | 0
LCP_Inputs_ON_Diverse_2023_04_03 | 2041 |  |  | Methane |  | Dispatch-Intraconnection | VOM | 0 | MI | MI | CH4 Pipeline |  |  |  | 0.43883 | 0
LCP_Inputs_ON_Diverse_2023_04_03 | 2041 |  |  | Electricity |  | Dispatch-Intraconnection | VOM | 0 | MI | MI | Electricity Transmission Line |  |  |  | 0.43883 | 0
LCP_Inputs_ON_Diverse_2023_04_03 | 2041 |  |  | Hydrogen |  | Dispatch-Intraconnection | VOM | 0 | MI | MI | H2 Pipeline - New |  |  |  | 0.43883 | 0
LCP_Inputs_ON_Diverse_2023_04_03 | 2041 |  |  | Hydrogen |  | Dispatch-Intraconnection | VOM | 0 | MI | MI | H2 Pipeline - Repurposed |  |  |  | 0.43883 | 0
LCP_Inputs_ON_Diverse_2023_04_03 | 2041 |  |  | Methane |  | Dispatch-Interconnection | VOM | 0 | MI | ON | CH4 Pipeline |  |  |  | 0.43883 | 0
LCP_Inputs_ON_Diverse_2023_04_03 | 2041 |  |  | Electricity |  | Dispatch-Interconnection | VOM | 25125428.6108 | MI | ON | Electricity Transmission Line |  |  |  | 0.43883 | 11025882.342
LCP_Inputs_ON_Diverse_2023_04_03 | 2041 |  |  | Hydrogen |  | Dispatch-Interconnection | VOM | 0 | MI | ON | H2 Pipeline - New |  |  |  | 0.43883 | 0
LCP_Inputs_ON_Diverse_2023_04_03 | 2041 |  |  | Hydrogen |  | Dispatch-Interconnection | VOM | 0 | MI | ON | H2 Pipeline - Repurposed |  |  |  | 0.43883 | 0
LCP_Inputs_ON_Diverse_2023_04_03 | 2041 |  |  | Electricity |  | Dispatch-Interconnection | VOM | 3167186.5654 | MI | WC | Electricity Transmission Line |  |  |  | 0.43883 | 1389867.8891
LCP_Inputs_ON_Diverse_2023_04_03 | 2041 |  |  | Methane |  | Dispatch-Intraconnection | VOM | 0 | NY | NY | CH4 Pipeline |  |  |  | 0.43883 | 0
LCP_Inputs_ON_Diverse_2023_04_03 | 2041 |  |  | Electricity |  | Dispatch-Intraconnection | VOM | 0 | NY | NY | Electricity Transmission Line |  |  |  | 0.43883 | 0
LCP_Inputs_ON_Diverse_2023_04_03 | 2041 |  |  | Hydrogen |  | Dispatch-Intraconnection | VOM | 0 | NY | NY | H2 Pipeline - New |  |  |  | 0.43883 | 0
LCP_Inputs_ON_Diverse_2023_04_03 | 2041 |  |  | Hydrogen |  | Dispatch-Intraconnection | VOM | 0 | NY | NY | H2 Pipeline - Repurposed |  |  |  | 0.43883 | 0
LCP_Inputs_ON_Diverse_2023_04_03 | 2041 |  |  | Methane |  | Dispatch-Interconnection | VOM | 0 | NY | ON | CH4 Pipeline |  |  |  | 0.43883 | 0
LCP_Inputs_ON_Diverse_2023_04_03 | 2041 |  |  | Electricity |  | Dispatch-Interconnection | VOM | 9408599.3038 | NY | ON | Electricity Transmission Line |  |  |  | 0.43883 | 4128809.5234
LCP_Inputs_ON_Diverse_2023_04_03 | 2041 |  |  | Hydrogen |  | Dispatch-Interconnection | VOM | 0 | NY | ON | H2 Pipeline - New |  |  |  | 0.43883 | 0
LCP_Inputs_ON_Diverse_2023_04_03 | 2041 |  |  | Hydrogen |  | Dispatch-Interconnection | VOM | 0 | NY | ON | H2 Pipeline - Repurposed |  |  |  | 0.43883 | 0
LCP_Inputs_ON_Diverse_2023_04_03 | 2041 |  |  | Electricity |  | Dispatch-Interconnection | VOM | 25635377.5811 | NY | QC | Electricity Transmission Line |  |  |  | 0.43883 | 11249665.0855
LCP_Inputs_ON_Diverse_2023_04_03 | 2041 |  |  | Methane |  | Dispatch-Interconnection | VOM | 0 | ON | MI | CH4 Pipeline |  |  |  | 0.43883 | 0
LCP_Inputs_ON_Diverse_2023_04_03 | 2041 |  |  | Electricity |  | Dispatch-Interconnection | VOM | 10484576.162 | ON | MI | Electricity Transmission Line |  |  |  | 0.43883 | 4600984.3238
LCP_Inputs_ON_Diverse_2023_04_03 | 2041 |  |  | Hydrogen |  | Dispatch-Interconnection | VOM | 0 | ON | MI | H2 Pipeline - New |  |  |  | 0.43883 | 0
LCP_Inputs_ON_Diverse_2023_04_03 | 2041 |  |  | Hydrogen |  | Dispatch-Interconnection | VOM | 0 | ON | MI | H2 Pipeline - Repurposed |  |  |  | 0.43883 | 0
LCP_Inputs_ON_Diverse_2023_04_03 | 2041 |  |  | Methane |  | Dispatch-Interconnection | VOM | 0 | ON | NY | CH4 Pipeline |  |  |  | 0.43883 | 0
LCP_Inputs_ON_Diverse_2023_04_03 | 2041 |  |  | Electricity |  | Dispatch-Interconnection | VOM | 17534981.9871 | ON | NY | Electricity Transmission Line |  |  |  | 0.43883 | 7694939.3084
LCP_Inputs_ON_Diverse_2023_04_03 | 2041 |  |  | Hydrogen |  | Dispatch-Interconnection | VOM | 0 | ON | NY | H2 Pipeline - New |  |  |  | 0.43883 | 0
LCP_Inputs_ON_Diverse_2023_04_03 | 2041 |  |  | Hydrogen |  | Dispatch-Interconnection | VOM | 0 | ON | NY | H2 Pipeline - Repurposed |  |  |  | 0.43883 | 0
LCP_Inputs_ON_Diverse_2023_04_03 | 2041 |  |  | Methane |  | Dispatch-Intraconnection | VOM | 520847193.3407 | ON | ON | CH4 Pipeline |  |  |  | 0.43883 | 228565250.006
LCP_Inputs_ON_Diverse_2023_04_03 | 2041 |  |  | Electricity |  | Dispatch-Intraconnection | VOM | 0 | ON | ON | Electricity Transmission Line |  |  |  | 0.43883 | 0
LCP_Inputs_ON_Diverse_2023_04_03 | 2041 |  |  | Hydrogen |  | Dispatch-Intraconnection | VOM | 0 | ON | ON | H2 Pipeline - New |  |  |  | 0.43883 | 0
LCP_Inputs_ON_Diverse_2023_04_03 | 2041 |  |  | Hydrogen |  | Dispatch-Intraconnection | VOM | 941970860.5585 | ON | ON | H2 Pipeline - Repurposed |  |  |  | 0.43883 | 413368465.8278
LCP_Inputs_ON_Diverse_2023_04_03 | 2041 |  |  | Methane |  | Dispatch-Interconnection | VOM | 0 | ON | PJ | CH4 Pipeline |  |  |  | 0.43883 | 0
LCP_Inputs_ON_Diverse_2023_04_03 | 2041 |  |  | Electricity |  | Dispatch-Interconnection | VOM | 22565730.4157 | ON | PJ | Electricity Transmission Line |  |  |  | 0.43883 | 9902600.7627
LCP_Inputs_ON_Diverse_2023_04_03 | 2041 |  |  | Hydrogen |  | Dispatch-Interconnection | VOM | 0 | ON | PJ | H2 Pipeline - New |  |  |  | 0.43883 | 0
LCP_Inputs_ON_Diverse_2023_04_03 | 2041 |  |  | Hydrogen |  | Dispatch-Interconnection | VOM | 0 | ON | PJ | H2 Pipeline - Repurposed |  |  |  | 0.43883 | 0
LCP_Inputs_ON_Diverse_2023_04_03 | 2041 |  |  | Methane |  | Dispatch-Interconnection | VOM | 0 | ON | QC | CH4 Pipeline |  |  |  | 0.43883 | 0
LCP_Inputs_ON_Diverse_2023_04_03 | 2041 |  |  | Electricity |  | Dispatch-Interconnection | VOM | 11481573.2347 | ON | QC | Electricity Transmission Line |  |  |  | 0.43883 | 5038500.1406
LCP_Inputs_ON_Diverse_2023_04_03 | 2041 |  |  | Hydrogen |  | Dispatch-Interconnection | VOM | 0 | ON | QC | H2 Pipeline - New |  |  |  | 0.43883 | 0
LCP_Inputs_ON_Diverse_2023_04_03 | 2041 |  |  | Hydrogen |  | Dispatch-Interconnection | VOM | 0 | ON | QC | H2 Pipeline - Repurposed |  |  |  | 0.43883 | 0
LCP_Inputs_ON_Diverse_2023_04_03 | 2041 |  |  | Methane |  | Dispatch-Interconnection | VOM | 0 | ON | WC | CH4 Pipeline |  |  |  | 0.43883 | 0
LCP_Inputs_ON_Diverse_2023_04_03 | 2041 |  |  | Electricity |  | Dispatch-Interconnection | VOM | 0 | ON | WC | Electricity Transmission Line |  |  |  | 0.43883 | 0
LCP_Inputs_ON_Diverse_2023_04_03 | 2041 |  |  | Hydrogen |  | Dispatch-Interconnection | VOM | 0 | ON | WC | H2 Pipeline - New |  |  |  | 0.43883 | 0
LCP_Inputs_ON_Diverse_2023_04_03 | 2041 |  |  | Hydrogen |  | Dispatch-Interconnection | VOM | 0 | ON | WC | H2 Pipeline - Repurposed |  |  |  | 0.43883 | 0
LCP_Inputs_ON_Diverse_2023_04_03 | 2041 |  |  | Methane |  | Dispatch-Interconnection | VOM | 0 | PJ | ON | CH4 Pipeline |  |  |  | 0.43883 | 0
LCP_Inputs_ON_Diverse_2023_04_03 | 2041 |  |  | Electricity |  | Dispatch-Interconnection | VOM | 19730270.9866 | PJ | ON | Electricity Transmission Line |  |  |  | 0.43883 | 8658305.8878
LCP_Inputs_ON_Diverse_2023_04_03 | 2041 |  |  | Hydrogen |  | Dispatch-Interconnection | VOM | 0 | PJ | ON | H2 Pipeline - New |  |  |  | 0.43883 | 0
LCP_Inputs_ON_Diverse_2023_04_03 | 2041 |  |  | Hydrogen |  | Dispatch-Interconnection | VOM | 0 | PJ | ON | H2 Pipeline - Repurposed |  |  |  | 0.43883 | 0
LCP_Inputs_ON_Diverse_2023_04_03 | 2041 |  |  | Methane |  | Dispatch-Intraconnection | VOM | 0 | PJ | PJ | CH4 Pipeline |  |  |  | 0.43883 | 0
LCP_Inputs_ON_Diverse_2023_04_03 | 2041 |  |  | Electricity |  | Dispatch-Intraconnection | VOM | 0 | PJ | PJ | Electricity Transmission Line |  |  |  | 0.43883 | 0
LCP_Inputs_ON_Diverse_2023_04_03 | 2041 |  |  | Hydrogen |  | Dispatch-Intraconnection | VOM | 0 | PJ | PJ | H2 Pipeline - New |  |  |  | 0.43883 | 0
LCP_Inputs_ON_Diverse_2023_04_03 | 2041 |  |  | Hydrogen |  | Dispatch-Intraconnection | VOM | 0 | PJ | PJ | H2 Pipeline - Repurposed |  |  |  | 0.43883 | 0
LCP_Inputs_ON_Diverse_2023_04_03 | 2041 |  |  | Electricity |  | Dispatch-Interconnection | VOM | 30273647.7756 | QC | NY | Electricity Transmission Line |  |  |  | 0.43883 | 13285093.9026
LCP_Inputs_ON_Diverse_2023_04_03 | 2041 |  |  | Methane |  | Dispatch-Interconnection | VOM | 0 | QC | ON | CH4 Pipeline |  |  |  | 0.43883 | 0
LCP_Inputs_ON_Diverse_2023_04_03 | 2041 |  |  | Electricity |  | Dispatch-Interconnection | VOM | 7751052.9617 | QC | ON | Electricity Transmission Line |  |  |  | 0.43883 | 3401422.4914
LCP_Inputs_ON_Diverse_2023_04_03 | 2041 |  |  | Hydrogen |  | Dispatch-Interconnection | VOM | 0 | QC | ON | H2 Pipeline - New |  |  |  | 0.43883 | 0
LCP_Inputs_ON_Diverse_2023_04_03 | 2041 |  |  | Hydrogen |  | Dispatch-Interconnection | VOM | 0 | QC | ON | H2 Pipeline - Repurposed |  |  |  | 0.43883 | 0
LCP_Inputs_ON_Diverse_2023_04_03 | 2041 |  |  | Methane |  | Dispatch-Intraconnection | VOM | 0 | QC | QC | CH4 Pipeline |  |  |  | 0.43883 | 0
LCP_Inputs_ON_Diverse_2023_04_03 | 2041 |  |  | Electricity |  | Dispatch-Intraconnection | VOM | 0 | QC | QC | Electricity Transmission Line |  |  |  | 0.43883 | 0
LCP_Inputs_ON_Diverse_2023_04_03 | 2041 |  |  | Hydrogen |  | Dispatch-Intraconnection | VOM | 0 | QC | QC | H2 Pipeline - New |  |  |  | 0.43883 | 0
LCP_Inputs_ON_Diverse_2023_04_03 | 2041 |  |  | Hydrogen |  | Dispatch-Intraconnection | VOM | 0 | QC | QC | H2 Pipeline - Repurposed |  |  |  | 0.43883 | 0
LCP_Inputs_ON_Diverse_2023_04_03 | 2041 |  |  | Electricity |  | Dispatch-Interconnection | VOM | 3631464.9646 | WC | MI | Electricity Transmission Line |  |  |  | 0.43883 | 1593608.8514
LCP_Inputs_ON_Diverse_2023_04_03 | 2041 |  |  | Methane |  | Dispatch-Interconnection | VOM | 0 | WC | ON | CH4 Pipeline |  |  |  | 0.43883 | 0
LCP_Inputs_ON_Diverse_2023_04_03 | 2041 |  |  | Electricity |  | Dispatch-Interconnection | VOM | 11521183.9754 | WC | ON | Electricity Transmission Line |  |  |  | 0.43883 | 5055882.6646
LCP_Inputs_ON_Diverse_2023_04_03 | 2041 |  |  | Hydrogen |  | Dispatch-Interconnection | VOM | 0 | WC | ON | H2 Pipeline - New |  |  |  | 0.43883 | 0
LCP_Inputs_ON_Diverse_2023_04_03 | 2041 |  |  | Hydrogen |  | Dispatch-Interconnection | VOM | 0 | WC | ON | H2 Pipeline - Repurposed |  |  |  | 0.43883 | 0
LCP_Inputs_ON_Diverse_2023_04_03 | 2041 |  |  | Methane |  | Dispatch-Intraconnection | VOM | 0 | WC | WC | CH4 Pipeline |  |  |  | 0.43883 | 0
LCP_Inputs_ON_Diverse_2023_04_03 | 2041 |  |  | Electricity |  | Dispatch-Intraconnection | VOM | 0 | WC | WC | Electricity Transmission Line |  |  |  | 0.43883 | 0
LCP_Inputs_ON_Diverse_2023_04_03 | 2041 |  |  | Hydrogen |  | Dispatch-Intraconnection | VOM | 0 | WC | WC | H2 Pipeline - New |  |  |  | 0.43883 | 0
LCP_Inputs_ON_Diverse_2023_04_03 | 2041 |  |  | Hydrogen |  | Dispatch-Intraconnection | VOM | 0 | WC | WC | H2 Pipeline - Repurposed |  |  |  | 0.43883 | 0
LCP_Inputs_ON_Diverse_2023_04_03 | 2042 |  |  | Methane |  | Dispatch-Intraconnection | VOM | 0 | MI | MI | CH4 Pipeline |  |  |  | 0.42196 | 0
LCP_Inputs_ON_Diverse_2023_04_03 | 2042 |  |  | Electricity |  | Dispatch-Intraconnection | VOM | 0 | MI | MI | Electricity Transmission Line |  |  |  | 0.42196 | 0
LCP_Inputs_ON_Diverse_2023_04_03 | 2042 |  |  | Hydrogen |  | Dispatch-Intraconnection | VOM | 0 | MI | MI | H2 Pipeline - New |  |  |  | 0.42196 | 0
LCP_Inputs_ON_Diverse_2023_04_03 | 2042 |  |  | Hydrogen |  | Dispatch-Intraconnection | VOM | 0 | MI | MI | H2 Pipeline - Repurposed |  |  |  | 0.42196 | 0
LCP_Inputs_ON_Diverse_2023_04_03 | 2042 |  |  | Methane |  | Dispatch-Interconnection | VOM | 0 | MI | ON | CH4 Pipeline |  |  |  | 0.42196 | 0
LCP_Inputs_ON_Diverse_2023_04_03 | 2042 |  |  | Electricity |  | Dispatch-Interconnection | VOM | 25125428.6108 | MI | ON | Electricity Transmission Line |  |  |  | 0.42196 | 10601809.9442
LCP_Inputs_ON_Diverse_2023_04_03 | 2042 |  |  | Hydrogen |  | Dispatch-Interconnection | VOM | 0 | MI | ON | H2 Pipeline - New |  |  |  | 0.42196 | 0
LCP_Inputs_ON_Diverse_2023_04_03 | 2042 |  |  | Hydrogen |  | Dispatch-Interconnection | VOM | 0 | MI | ON | H2 Pipeline - Repurposed |  |  |  | 0.42196 | 0
LCP_Inputs_ON_Diverse_2023_04_03 | 2042 |  |  | Electricity |  | Dispatch-Interconnection | VOM | 3167186.5654 | MI | WC | Electricity Transmission Line |  |  |  | 0.42196 | 1336411.4318
LCP_Inputs_ON_Diverse_2023_04_03 | 2042 |  |  | Methane |  | Dispatch-Intraconnection | VOM | 0 | NY | NY | CH4 Pipeline |  |  |  | 0.42196 | 0
LCP_Inputs_ON_Diverse_2023_04_03 | 2042 |  |  | Electricity |  | Dispatch-Intraconnection | VOM | 0 | NY | NY | Electricity Transmission Line |  |  |  | 0.42196 | 0
LCP_Inputs_ON_Diverse_2023_04_03 | 2042 |  |  | Hydrogen |  | Dispatch-Intraconnection | VOM | 0 | NY | NY | H2 Pipeline - New |  |  |  | 0.42196 | 0
LCP_Inputs_ON_Diverse_2023_04_03 | 2042 |  |  | Hydrogen |  | Dispatch-Intraconnection | VOM | 0 | NY | NY | H2 Pipeline - Repurposed |  |  |  | 0.42196 | 0
LCP_Inputs_ON_Diverse_2023_04_03 | 2042 |  |  | Methane |  | Dispatch-Interconnection | VOM | 0 | NY | ON | CH4 Pipeline |  |  |  | 0.42196 | 0
LCP_Inputs_ON_Diverse_2023_04_03 | 2042 |  |  | Electricity |  | Dispatch-Interconnection | VOM | 9408599.3038 | NY | ON | Electricity Transmission Line |  |  |  | 0.42196 | 3970009.1571
LCP_Inputs_ON_Diverse_2023_04_03 | 2042 |  |  | Hydrogen |  | Dispatch-Interconnection | VOM | 0 | NY | ON | H2 Pipeline - New |  |  |  | 0.42196 | 0
LCP_Inputs_ON_Diverse_2023_04_03 | 2042 |  |  | Hydrogen |  | Dispatch-Interconnection | VOM | 0 | NY | ON | H2 Pipeline - Repurposed |  |  |  | 0.42196 | 0
LCP_Inputs_ON_Diverse_2023_04_03 | 2042 |  |  | Electricity |  | Dispatch-Interconnection | VOM | 25635377.5811 | NY | QC | Electricity Transmission Line |  |  |  | 0.42196 | 10816985.6592
LCP_Inputs_ON_Diverse_2023_04_03 | 2042 |  |  | Methane |  | Dispatch-Interconnection | VOM | 0 | ON | MI | CH4 Pipeline |  |  |  | 0.42196 | 0
LCP_Inputs_ON_Diverse_2023_04_03 | 2042 |  |  | Electricity |  | Dispatch-Interconnection | VOM | 10484576.162 | ON | MI | Electricity Transmission Line |  |  |  | 0.42196 | 4424023.3883
LCP_Inputs_ON_Diverse_2023_04_03 | 2042 |  |  | Hydrogen |  | Dispatch-Interconnection | VOM | 0 | ON | MI | H2 Pipeline - New |  |  |  | 0.42196 | 0
LCP_Inputs_ON_Diverse_2023_04_03 | 2042 |  |  | Hydrogen |  | Dispatch-Interconnection | VOM | 0 | ON | MI | H2 Pipeline - Repurposed |  |  |  | 0.42196 | 0
LCP_Inputs_ON_Diverse_2023_04_03 | 2042 |  |  | Methane |  | Dispatch-Interconnection | VOM | 0 | ON | NY | CH4 Pipeline |  |  |  | 0.42196 | 0
LCP_Inputs_ON_Diverse_2023_04_03 | 2042 |  |  | Electricity |  | Dispatch-Interconnection | VOM | 17534981.9871 | ON | NY | Electricity Transmission Line |  |  |  | 0.42196 | 7398980.1043
LCP_Inputs_ON_Diverse_2023_04_03 | 2042 |  |  | Hydrogen |  | Dispatch-Interconnection | VOM | 0 | ON | NY | H2 Pipeline - New |  |  |  | 0.42196 | 0
LCP_Inputs_ON_Diverse_2023_04_03 | 2042 |  |  | Hydrogen |  | Dispatch-Interconnection | VOM | 0 | ON | NY | H2 Pipeline - Repurposed |  |  |  | 0.42196 | 0
LCP_Inputs_ON_Diverse_2023_04_03 | 2042 |  |  | Methane |  | Dispatch-Intraconnection | VOM | 520847193.3407 | ON | ON | CH4 Pipeline |  |  |  | 0.42196 | 219774278.8519
LCP_Inputs_ON_Diverse_2023_04_03 | 2042 |  |  | Electricity |  | Dispatch-Intraconnection | VOM | 0 | ON | ON | Electricity Transmission Line |  |  |  | 0.42196 | 0
LCP_Inputs_ON_Diverse_2023_04_03 | 2042 |  |  | Hydrogen |  | Dispatch-Intraconnection | VOM | 0 | ON | ON | H2 Pipeline - New |  |  |  | 0.42196 | 0
LCP_Inputs_ON_Diverse_2023_04_03 | 2042 |  |  | Hydrogen |  | Dispatch-Intraconnection | VOM | 941970860.5585 | ON | ON | H2 Pipeline - Repurposed |  |  |  | 0.42196 | 397469678.6806
LCP_Inputs_ON_Diverse_2023_04_03 | 2042 |  |  | Methane |  | Dispatch-Interconnection | VOM | 0 | ON | PJ | CH4 Pipeline |  |  |  | 0.42196 | 0
LCP_Inputs_ON_Diverse_2023_04_03 | 2042 |  |  | Electricity |  | Dispatch-Interconnection | VOM | 22565730.4157 | ON | PJ | Electricity Transmission Line |  |  |  | 0.42196 | 9521731.5026
LCP_Inputs_ON_Diverse_2023_04_03 | 2042 |  |  | Hydrogen |  | Dispatch-Interconnection | VOM | 0 | ON | PJ | H2 Pipeline - New |  |  |  | 0.42196 | 0
LCP_Inputs_ON_Diverse_2023_04_03 | 2042 |  |  | Hydrogen |  | Dispatch-Interconnection | VOM | 0 | ON | PJ | H2 Pipeline - Repurposed |  |  |  | 0.42196 | 0
LCP_Inputs_ON_Diverse_2023_04_03 | 2042 |  |  | Methane |  | Dispatch-Interconnection | VOM | 0 | ON | QC | CH4 Pipeline |  |  |  | 0.42196 | 0
LCP_Inputs_ON_Diverse_2023_04_03 | 2042 |  |  | Electricity |  | Dispatch-Interconnection | VOM | 11481573.2347 | ON | QC | Electricity Transmission Line |  |  |  | 0.42196 | 4844711.6736
LCP_Inputs_ON_Diverse_2023_04_03 | 2042 |  |  | Hydrogen |  | Dispatch-Interconnection | VOM | 0 | ON | QC | H2 Pipeline - New |  |  |  | 0.42196 | 0
LCP_Inputs_ON_Diverse_2023_04_03 | 2042 |  |  | Hydrogen |  | Dispatch-Interconnection | VOM | 0 | ON | QC | H2 Pipeline - Repurposed |  |  |  | 0.42196 | 0
LCP_Inputs_ON_Diverse_2023_04_03 | 2042 |  |  | Methane |  | Dispatch-Interconnection | VOM | 0 | ON | WC | CH4 Pipeline |  |  |  | 0.42196 | 0
LCP_Inputs_ON_Diverse_2023_04_03 | 2042 |  |  | Electricity |  | Dispatch-Interconnection | VOM | 0 | ON | WC | Electricity Transmission Line |  |  |  | 0.42196 | 0
LCP_Inputs_ON_Diverse_2023_04_03 | 2042 |  |  | Hydrogen |  | Dispatch-Interconnection | VOM | 0 | ON | WC | H2 Pipeline - New |  |  |  | 0.42196 | 0
LCP_Inputs_ON_Diverse_2023_04_03 | 2042 |  |  | Hydrogen |  | Dispatch-Interconnection | VOM | 0 | ON | WC | H2 Pipeline - Repurposed |  |  |  | 0.42196 | 0
LCP_Inputs_ON_Diverse_2023_04_03 | 2042 |  |  | Methane |  | Dispatch-Interconnection | VOM | 0 | PJ | ON | CH4 Pipeline |  |  |  | 0.42196 | 0
LCP_Inputs_ON_Diverse_2023_04_03 | 2042 |  |  | Electricity |  | Dispatch-Interconnection | VOM | 19730270.9866 | PJ | ON | Electricity Transmission Line |  |  |  | 0.42196 | 8325294.1229
LCP_Inputs_ON_Diverse_2023_04_03 | 2042 |  |  | Hydrogen |  | Dispatch-Interconnection | VOM | 0 | PJ | ON | H2 Pipeline - New |  |  |  | 0.42196 | 0
LCP_Inputs_ON_Diverse_2023_04_03 | 2042 |  |  | Hydrogen |  | Dispatch-Interconnection | VOM | 0 | PJ | ON | H2 Pipeline - Repurposed |  |  |  | 0.42196 | 0
LCP_Inputs_ON_Diverse_2023_04_03 | 2042 |  |  | Methane |  | Dispatch-Intraconnection | VOM | 0 | PJ | PJ | CH4 Pipeline |  |  |  | 0.42196 | 0
LCP_Inputs_ON_Diverse_2023_04_03 | 2042 |  |  | Electricity |  | Dispatch-Intraconnection | VOM | 0 | PJ | PJ | Electricity Transmission Line |  |  |  | 0.42196 | 0
LCP_Inputs_ON_Diverse_2023_04_03 | 2042 |  |  | Hydrogen |  | Dispatch-Intraconnection | VOM | 0 | PJ | PJ | H2 Pipeline - New |  |  |  | 0.42196 | 0
LCP_Inputs_ON_Diverse_2023_04_03 | 2042 |  |  | Hydrogen |  | Dispatch-Intraconnection | VOM | 0 | PJ | PJ | H2 Pipeline - Repurposed |  |  |  | 0.42196 | 0
LCP_Inputs_ON_Diverse_2023_04_03 | 2042 |  |  | Electricity |  | Dispatch-Interconnection | VOM | 30273647.7756 | QC | NY | Electricity Transmission Line |  |  |  | 0.42196 | 12774128.7525
LCP_Inputs_ON_Diverse_2023_04_03 | 2042 |  |  | Methane |  | Dispatch-Interconnection | VOM | 0 | QC | ON | CH4 Pipeline |  |  |  | 0.42196 | 0
LCP_Inputs_ON_Diverse_2023_04_03 | 2042 |  |  | Electricity |  | Dispatch-Interconnection | VOM | 7751052.9617 | QC | ON | Electricity Transmission Line |  |  |  | 0.42196 | 3270598.5494
LCP_Inputs_ON_Diverse_2023_04_03 | 2042 |  |  | Hydrogen |  | Dispatch-Interconnection | VOM | 0 | QC | ON | H2 Pipeline - New |  |  |  | 0.42196 | 0
LCP_Inputs_ON_Diverse_2023_04_03 | 2042 |  |  | Hydrogen |  | Dispatch-Interconnection | VOM | 0 | QC | ON | H2 Pipeline - Repurposed |  |  |  | 0.42196 | 0
LCP_Inputs_ON_Diverse_2023_04_03 | 2042 |  |  | Methane |  | Dispatch-Intraconnection | VOM | 0 | QC | QC | CH4 Pipeline |  |  |  | 0.42196 | 0
LCP_Inputs_ON_Diverse_2023_04_03 | 2042 |  |  | Electricity |  | Dispatch-Intraconnection | VOM | 0 | QC | QC | Electricity Transmission Line |  |  |  | 0.42196 | 0
LCP_Inputs_ON_Diverse_2023_04_03 | 2042 |  |  | Hydrogen |  | Dispatch-Intraconnection | VOM | 0 | QC | QC | H2 Pipeline - New |  |  |  | 0.42196 | 0
LCP_Inputs_ON_Diverse_2023_04_03 | 2042 |  |  | Hydrogen |  | Dispatch-Intraconnection | VOM | 0 | QC | QC | H2 Pipeline - Repurposed |  |  |  | 0.42196 | 0
LCP_Inputs_ON_Diverse_2023_04_03 | 2042 |  |  | Electricity |  | Dispatch-Interconnection | VOM | 3631464.9646 | WC | MI | Electricity Transmission Line |  |  |  | 0.42196 | 1532316.2033
LCP_Inputs_ON_Diverse_2023_04_03 | 2042 |  |  | Methane |  | Dispatch-Interconnection | VOM | 0 | WC | ON | CH4 Pipeline |  |  |  | 0.42196 | 0
LCP_Inputs_ON_Diverse_2023_04_03 | 2042 |  |  | Electricity |  | Dispatch-Interconnection | VOM | 11521183.9754 | WC | ON | Electricity Transmission Line |  |  |  | 0.42196 | 4861425.639
LCP_Inputs_ON_Diverse_2023_04_03 | 2042 |  |  | Hydrogen |  | Dispatch-Interconnection | VOM | 0 | WC | ON | H2 Pipeline - New |  |  |  | 0.42196 | 0
LCP_Inputs_ON_Diverse_2023_04_03 | 2042 |  |  | Hydrogen |  | Dispatch-Interconnection | VOM | 0 | WC | ON | H2 Pipeline - Repurposed |  |  |  | 0.42196 | 0
LCP_Inputs_ON_Diverse_2023_04_03 | 2042 |  |  | Methane |  | Dispatch-Intraconnection | VOM | 0 | WC | WC | CH4 Pipeline |  |  |  | 0.42196 | 0
LCP_Inputs_ON_Diverse_2023_04_03 | 2042 |  |  | Electricity |  | Dispatch-Intraconnection | VOM | 0 | WC | WC | Electricity Transmission Line |  |  |  | 0.42196 | 0
LCP_Inputs_ON_Diverse_2023_04_03 | 2042 |  |  | Hydrogen |  | Dispatch-Intraconnection | VOM | 0 | WC | WC | H2 Pipeline - New |  |  |  | 0.42196 | 0
LCP_Inputs_ON_Diverse_2023_04_03 | 2042 |  |  | Hydrogen |  | Dispatch-Intraconnection | VOM | 0 | WC | WC | H2 Pipeline - Repurposed |  |  |  | 0.42196 | 0
LCP_Inputs_ON_Diverse_2023_04_03 | 2043 |  |  | Methane |  | Dispatch-Intraconnection | VOM | 0 | MI | MI | CH4 Pipeline |  |  |  | 0.40573 | 0
LCP_Inputs_ON_Diverse_2023_04_03 | 2043 |  |  | Electricity |  | Dispatch-Intraconnection | VOM | 0 | MI | MI | Electricity Transmission Line |  |  |  | 0.40573 | 0
LCP_Inputs_ON_Diverse_2023_04_03 | 2043 |  |  | Hydrogen |  | Dispatch-Intraconnection | VOM | 0 | MI | MI | H2 Pipeline - New |  |  |  | 0.40573 | 0
LCP_Inputs_ON_Diverse_2023_04_03 | 2043 |  |  | Hydrogen |  | Dispatch-Intraconnection | VOM | 0 | MI | MI | H2 Pipeline - Repurposed |  |  |  | 0.40573 | 0
LCP_Inputs_ON_Diverse_2023_04_03 | 2043 |  |  | Methane |  | Dispatch-Interconnection | VOM | 0 | MI | ON | CH4 Pipeline |  |  |  | 0.40573 | 0
LCP_Inputs_ON_Diverse_2023_04_03 | 2043 |  |  | Electricity |  | Dispatch-Interconnection | VOM | 25125428.6108 | MI | ON | Electricity Transmission Line |  |  |  | 0.40573 | 10194048.0233
LCP_Inputs_ON_Diverse_2023_04_03 | 2043 |  |  | Hydrogen |  | Dispatch-Interconnection | VOM | 0 | MI | ON | H2 Pipeline - New |  |  |  | 0.40573 | 0
LCP_Inputs_ON_Diverse_2023_04_03 | 2043 |  |  | Hydrogen |  | Dispatch-Interconnection | VOM | 0 | MI | ON | H2 Pipeline - Repurposed |  |  |  | 0.40573 | 0
LCP_Inputs_ON_Diverse_2023_04_03 | 2043 |  |  | Electricity |  | Dispatch-Interconnection | VOM | 3167186.5654 | MI | WC | Electricity Transmission Line |  |  |  | 0.40573 | 1285010.9921
LCP_Inputs_ON_Diverse_2023_04_03 | 2043 |  |  | Methane |  | Dispatch-Intraconnection | VOM | 0 | NY | NY | CH4 Pipeline |  |  |  | 0.40573 | 0
LCP_Inputs_ON_Diverse_2023_04_03 | 2043 |  |  | Electricity |  | Dispatch-Intraconnection | VOM | 0 | NY | NY | Electricity Transmission Line |  |  |  | 0.40573 | 0
LCP_Inputs_ON_Diverse_2023_04_03 | 2043 |  |  | Hydrogen |  | Dispatch-Intraconnection | VOM | 0 | NY | NY | H2 Pipeline - New |  |  |  | 0.40573 | 0
LCP_Inputs_ON_Diverse_2023_04_03 | 2043 |  |  | Hydrogen |  | Dispatch-Intraconnection | VOM | 0 | NY | NY | H2 Pipeline - Repurposed |  |  |  | 0.40573 | 0
LCP_Inputs_ON_Diverse_2023_04_03 | 2043 |  |  | Methane |  | Dispatch-Interconnection | VOM | 0 | NY | ON | CH4 Pipeline |  |  |  | 0.40573 | 0
LCP_Inputs_ON_Diverse_2023_04_03 | 2043 |  |  | Electricity |  | Dispatch-Interconnection | VOM | 9408599.3038 | NY | ON | Electricity Transmission Line |  |  |  | 0.40573 | 3817316.4972
LCP_Inputs_ON_Diverse_2023_04_03 | 2043 |  |  | Hydrogen |  | Dispatch-Interconnection | VOM | 0 | NY | ON | H2 Pipeline - New |  |  |  | 0.40573 | 0
LCP_Inputs_ON_Diverse_2023_04_03 | 2043 |  |  | Hydrogen |  | Dispatch-Interconnection | VOM | 0 | NY | ON | H2 Pipeline - Repurposed |  |  |  | 0.40573 | 0
LCP_Inputs_ON_Diverse_2023_04_03 | 2043 |  |  | Electricity |  | Dispatch-Interconnection | VOM | 25635377.5811 | NY | QC | Electricity Transmission Line |  |  |  | 0.40573 | 10400947.7492
LCP_Inputs_ON_Diverse_2023_04_03 | 2043 |  |  | Methane |  | Dispatch-Interconnection | VOM | 0 | ON | MI | CH4 Pipeline |  |  |  | 0.40573 | 0
LCP_Inputs_ON_Diverse_2023_04_03 | 2043 |  |  | Electricity |  | Dispatch-Interconnection | VOM | 10484576.162 | ON | MI | Electricity Transmission Line |  |  |  | 0.40573 | 4253868.6426
LCP_Inputs_ON_Diverse_2023_04_03 | 2043 |  |  | Hydrogen |  | Dispatch-Interconnection | VOM | 0 | ON | MI | H2 Pipeline - New |  |  |  | 0.40573 | 0
LCP_Inputs_ON_Diverse_2023_04_03 | 2043 |  |  | Hydrogen |  | Dispatch-Interconnection | VOM | 0 | ON | MI | H2 Pipeline - Repurposed |  |  |  | 0.40573 | 0
LCP_Inputs_ON_Diverse_2023_04_03 | 2043 |  |  | Methane |  | Dispatch-Interconnection | VOM | 0 | ON | NY | CH4 Pipeline |  |  |  | 0.40573 | 0
LCP_Inputs_ON_Diverse_2023_04_03 | 2043 |  |  | Electricity |  | Dispatch-Interconnection | VOM | 17534981.9871 | ON | NY | Electricity Transmission Line |  |  |  | 0.40573 | 7114403.9464
LCP_Inputs_ON_Diverse_2023_04_03 | 2043 |  |  | Hydrogen |  | Dispatch-Interconnection | VOM | 0 | ON | NY | H2 Pipeline - New |  |  |  | 0.40573 | 0
LCP_Inputs_ON_Diverse_2023_04_03 | 2043 |  |  | Hydrogen |  | Dispatch-Interconnection | VOM | 0 | ON | NY | H2 Pipeline - Repurposed |  |  |  | 0.40573 | 0
LCP_Inputs_ON_Diverse_2023_04_03 | 2043 |  |  | Methane |  | Dispatch-Intraconnection | VOM | 520847193.3407 | ON | ON | CH4 Pipeline |  |  |  | 0.40573 | 211321421.973
LCP_Inputs_ON_Diverse_2023_04_03 | 2043 |  |  | Electricity |  | Dispatch-Intraconnection | VOM | 0 | ON | ON | Electricity Transmission Line |  |  |  | 0.40573 | 0
LCP_Inputs_ON_Diverse_2023_04_03 | 2043 |  |  | Hydrogen |  | Dispatch-Intraconnection | VOM | 0 | ON | ON | H2 Pipeline - New |  |  |  | 0.40573 | 0
LCP_Inputs_ON_Diverse_2023_04_03 | 2043 |  |  | Hydrogen |  | Dispatch-Intraconnection | VOM | 941970860.5585 | ON | ON | H2 Pipeline - Repurposed |  |  |  | 0.40573 | 382182383.3467
LCP_Inputs_ON_Diverse_2023_04_03 | 2043 |  |  | Methane |  | Dispatch-Interconnection | VOM | 0 | ON | PJ | CH4 Pipeline |  |  |  | 0.40573 | 0
LCP_Inputs_ON_Diverse_2023_04_03 | 2043 |  |  | Electricity |  | Dispatch-Interconnection | VOM | 22565730.4157 | ON | PJ | Electricity Transmission Line |  |  |  | 0.40573 | 9155511.0602
LCP_Inputs_ON_Diverse_2023_04_03 | 2043 |  |  | Hydrogen |  | Dispatch-Interconnection | VOM | 0 | ON | PJ | H2 Pipeline - New |  |  |  | 0.40573 | 0
LCP_Inputs_ON_Diverse_2023_04_03 | 2043 |  |  | Hydrogen |  | Dispatch-Interconnection | VOM | 0 | ON | PJ | H2 Pipeline - Repurposed |  |  |  | 0.40573 | 0
LCP_Inputs_ON_Diverse_2023_04_03 | 2043 |  |  | Methane |  | Dispatch-Interconnection | VOM | 0 | ON | QC | CH4 Pipeline |  |  |  | 0.40573 | 0
LCP_Inputs_ON_Diverse_2023_04_03 | 2043 |  |  | Electricity |  | Dispatch-Interconnection | VOM | 11481573.2347 | ON | QC | Electricity Transmission Line |  |  |  | 0.40573 | 4658376.6093
LCP_Inputs_ON_Diverse_2023_04_03 | 2043 |  |  | Hydrogen |  | Dispatch-Interconnection | VOM | 0 | ON | QC | H2 Pipeline - New |  |  |  | 0.40573 | 0
LCP_Inputs_ON_Diverse_2023_04_03 | 2043 |  |  | Hydrogen |  | Dispatch-Interconnection | VOM | 0 | ON | QC | H2 Pipeline - Repurposed |  |  |  | 0.40573 | 0
LCP_Inputs_ON_Diverse_2023_04_03 | 2043 |  |  | Methane |  | Dispatch-Interconnection | VOM | 0 | ON | WC | CH4 Pipeline |  |  |  | 0.40573 | 0
LCP_Inputs_ON_Diverse_2023_04_03 | 2043 |  |  | Electricity |  | Dispatch-Interconnection | VOM | 0 | ON | WC | Electricity Transmission Line |  |  |  | 0.40573 | 0
LCP_Inputs_ON_Diverse_2023_04_03 | 2043 |  |  | Hydrogen |  | Dispatch-Interconnection | VOM | 0 | ON | WC | H2 Pipeline - New |  |  |  | 0.40573 | 0
LCP_Inputs_ON_Diverse_2023_04_03 | 2043 |  |  | Hydrogen |  | Dispatch-Interconnection | VOM | 0 | ON | WC | H2 Pipeline - Repurposed |  |  |  | 0.40573 | 0
LCP_Inputs_ON_Diverse_2023_04_03 | 2043 |  |  | Methane |  | Dispatch-Interconnection | VOM | 0 | PJ | ON | CH4 Pipeline |  |  |  | 0.40573 | 0
LCP_Inputs_ON_Diverse_2023_04_03 | 2043 |  |  | Electricity |  | Dispatch-Interconnection | VOM | 19730270.9866 | PJ | ON | Electricity Transmission Line |  |  |  | 0.40573 | 8005090.5028
LCP_Inputs_ON_Diverse_2023_04_03 | 2043 |  |  | Hydrogen |  | Dispatch-Interconnection | VOM | 0 | PJ | ON | H2 Pipeline - New |  |  |  | 0.40573 | 0
LCP_Inputs_ON_Diverse_2023_04_03 | 2043 |  |  | Hydrogen |  | Dispatch-Interconnection | VOM | 0 | PJ | ON | H2 Pipeline - Repurposed |  |  |  | 0.40573 | 0
LCP_Inputs_ON_Diverse_2023_04_03 | 2043 |  |  | Methane |  | Dispatch-Intraconnection | VOM | 0 | PJ | PJ | CH4 Pipeline |  |  |  | 0.40573 | 0
LCP_Inputs_ON_Diverse_2023_04_03 | 2043 |  |  | Electricity |  | Dispatch-Intraconnection | VOM | 0 | PJ | PJ | Electricity Transmission Line |  |  |  | 0.40573 | 0
LCP_Inputs_ON_Diverse_2023_04_03 | 2043 |  |  | Hydrogen |  | Dispatch-Intraconnection | VOM | 0 | PJ | PJ | H2 Pipeline - New |  |  |  | 0.40573 | 0
LCP_Inputs_ON_Diverse_2023_04_03 | 2043 |  |  | Hydrogen |  | Dispatch-Intraconnection | VOM | 0 | PJ | PJ | H2 Pipeline - Repurposed |  |  |  | 0.40573 | 0
LCP_Inputs_ON_Diverse_2023_04_03 | 2043 |  |  | Electricity |  | Dispatch-Interconnection | VOM | 30273647.7756 | QC | NY | Electricity Transmission Line |  |  |  | 0.40573 | 12282816.1082
LCP_Inputs_ON_Diverse_2023_04_03 | 2043 |  |  | Methane |  | Dispatch-Interconnection | VOM | 0 | QC | ON | CH4 Pipeline |  |  |  | 0.40573 | 0
LCP_Inputs_ON_Diverse_2023_04_03 | 2043 |  |  | Electricity |  | Dispatch-Interconnection | VOM | 7751052.9617 | QC | ON | Electricity Transmission Line |  |  |  | 0.40573 | 3144806.2975
LCP_Inputs_ON_Diverse_2023_04_03 | 2043 |  |  | Hydrogen |  | Dispatch-Interconnection | VOM | 0 | QC | ON | H2 Pipeline - New |  |  |  | 0.40573 | 0
LCP_Inputs_ON_Diverse_2023_04_03 | 2043 |  |  | Hydrogen |  | Dispatch-Interconnection | VOM | 0 | QC | ON | H2 Pipeline - Repurposed |  |  |  | 0.40573 | 0
LCP_Inputs_ON_Diverse_2023_04_03 | 2043 |  |  | Methane |  | Dispatch-Intraconnection | VOM | 0 | QC | QC | CH4 Pipeline |  |  |  | 0.40573 | 0
LCP_Inputs_ON_Diverse_2023_04_03 | 2043 |  |  | Electricity |  | Dispatch-Intraconnection | VOM | 0 | QC | QC | Electricity Transmission Line |  |  |  | 0.40573 | 0
LCP_Inputs_ON_Diverse_2023_04_03 | 2043 |  |  | Hydrogen |  | Dispatch-Intraconnection | VOM | 0 | QC | QC | H2 Pipeline - New |  |  |  | 0.40573 | 0
LCP_Inputs_ON_Diverse_2023_04_03 | 2043 |  |  | Hydrogen |  | Dispatch-Intraconnection | VOM | 0 | QC | QC | H2 Pipeline - Repurposed |  |  |  | 0.40573 | 0
LCP_Inputs_ON_Diverse_2023_04_03 | 2043 |  |  | Electricity |  | Dispatch-Interconnection | VOM | 3631464.9646 | WC | MI | Electricity Transmission Line |  |  |  | 0.40573 | 1473380.9647
LCP_Inputs_ON_Diverse_2023_04_03 | 2043 |  |  | Methane |  | Dispatch-Interconnection | VOM | 0 | WC | ON | CH4 Pipeline |  |  |  | 0.40573 | 0
LCP_Inputs_ON_Diverse_2023_04_03 | 2043 |  |  | Electricity |  | Dispatch-Interconnection | VOM | 11521183.9754 | WC | ON | Electricity Transmission Line |  |  |  | 0.40573 | 4674447.7298
LCP_Inputs_ON_Diverse_2023_04_03 | 2043 |  |  | Hydrogen |  | Dispatch-Interconnection | VOM | 0 | WC | ON | H2 Pipeline - New |  |  |  | 0.40573 | 0
LCP_Inputs_ON_Diverse_2023_04_03 | 2043 |  |  | Hydrogen |  | Dispatch-Interconnection | VOM | 0 | WC | ON | H2 Pipeline - Repurposed |  |  |  | 0.40573 | 0
LCP_Inputs_ON_Diverse_2023_04_03 | 2043 |  |  | Methane |  | Dispatch-Intraconnection | VOM | 0 | WC | WC | CH4 Pipeline |  |  |  | 0.40573 | 0
LCP_Inputs_ON_Diverse_2023_04_03 | 2043 |  |  | Electricity |  | Dispatch-Intraconnection | VOM | 0 | WC | WC | Electricity Transmission Line |  |  |  | 0.40573 | 0
LCP_Inputs_ON_Diverse_2023_04_03 | 2043 |  |  | Hydrogen |  | Dispatch-Intraconnection | VOM | 0 | WC | WC | H2 Pipeline - New |  |  |  | 0.40573 | 0
LCP_Inputs_ON_Diverse_2023_04_03 | 2043 |  |  | Hydrogen |  | Dispatch-Intraconnection | VOM | 0 | WC | WC | H2 Pipeline - Repurposed |  |  |  | 0.40573 | 0
LCP_Inputs_ON_Diverse_2023_04_03 | 2044 |  |  | Methane |  | Dispatch-Intraconnection | VOM | 0 | MI | MI | CH4 Pipeline |  |  |  | 0.39012 | 0
LCP_Inputs_ON_Diverse_2023_04_03 | 2044 |  |  | Electricity |  | Dispatch-Intraconnection | VOM | 0 | MI | MI | Electricity Transmission Line |  |  |  | 0.39012 | 0
LCP_Inputs_ON_Diverse_2023_04_03 | 2044 |  |  | Hydrogen |  | Dispatch-Intraconnection | VOM | 0 | MI | MI | H2 Pipeline - New |  |  |  | 0.39012 | 0
LCP_Inputs_ON_Diverse_2023_04_03 | 2044 |  |  | Hydrogen |  | Dispatch-Intraconnection | VOM | 0 | MI | MI | H2 Pipeline - Repurposed |  |  |  | 0.39012 | 0
LCP_Inputs_ON_Diverse_2023_04_03 | 2044 |  |  | Methane |  | Dispatch-Interconnection | VOM | 0 | MI | ON | CH4 Pipeline |  |  |  | 0.39012 | 0
LCP_Inputs_ON_Diverse_2023_04_03 | 2044 |  |  | Electricity |  | Dispatch-Interconnection | VOM | 25125428.6108 | MI | ON | Electricity Transmission Line |  |  |  | 0.39012 | 9801969.2532
LCP_Inputs_ON_Diverse_2023_04_03 | 2044 |  |  | Hydrogen |  | Dispatch-Interconnection | VOM | 0 | MI | ON | H2 Pipeline - New |  |  |  | 0.39012 | 0
LCP_Inputs_ON_Diverse_2023_04_03 | 2044 |  |  | Hydrogen |  | Dispatch-Interconnection | VOM | 0 | MI | ON | H2 Pipeline - Repurposed |  |  |  | 0.39012 | 0
LCP_Inputs_ON_Diverse_2023_04_03 | 2044 |  |  | Electricity |  | Dispatch-Interconnection | VOM | 3167186.5654 | MI | WC | Electricity Transmission Line |  |  |  | 0.39012 | 1235587.4924
LCP_Inputs_ON_Diverse_2023_04_03 | 2044 |  |  | Methane |  | Dispatch-Intraconnection | VOM | 0 | NY | NY | CH4 Pipeline |  |  |  | 0.39012 | 0
LCP_Inputs_ON_Diverse_2023_04_03 | 2044 |  |  | Electricity |  | Dispatch-Intraconnection | VOM | 0 | NY | NY | Electricity Transmission Line |  |  |  | 0.39012 | 0
LCP_Inputs_ON_Diverse_2023_04_03 | 2044 |  |  | Hydrogen |  | Dispatch-Intraconnection | VOM | 0 | NY | NY | H2 Pipeline - New |  |  |  | 0.39012 | 0
LCP_Inputs_ON_Diverse_2023_04_03 | 2044 |  |  | Hydrogen |  | Dispatch-Intraconnection | VOM | 0 | NY | NY | H2 Pipeline - Repurposed |  |  |  | 0.39012 | 0
LCP_Inputs_ON_Diverse_2023_04_03 | 2044 |  |  | Methane |  | Dispatch-Interconnection | VOM | 0 | NY | ON | CH4 Pipeline |  |  |  | 0.39012 | 0
LCP_Inputs_ON_Diverse_2023_04_03 | 2044 |  |  | Electricity |  | Dispatch-Interconnection | VOM | 9408599.3038 | NY | ON | Electricity Transmission Line |  |  |  | 0.39012 | 3670496.6319
LCP_Inputs_ON_Diverse_2023_04_03 | 2044 |  |  | Hydrogen |  | Dispatch-Interconnection | VOM | 0 | NY | ON | H2 Pipeline - New |  |  |  | 0.39012 | 0
LCP_Inputs_ON_Diverse_2023_04_03 | 2044 |  |  | Hydrogen |  | Dispatch-Interconnection | VOM | 0 | NY | ON | H2 Pipeline - Repurposed |  |  |  | 0.39012 | 0
LCP_Inputs_ON_Diverse_2023_04_03 | 2044 |  |  | Electricity |  | Dispatch-Interconnection | VOM | 25635377.5811 | NY | QC | Electricity Transmission Line |  |  |  | 0.39012 | 10000911.2973
LCP_Inputs_ON_Diverse_2023_04_03 | 2044 |  |  | Methane |  | Dispatch-Interconnection | VOM | 0 | ON | MI | CH4 Pipeline |  |  |  | 0.39012 | 0
LCP_Inputs_ON_Diverse_2023_04_03 | 2044 |  |  | Electricity |  | Dispatch-Interconnection | VOM | 10484576.162 | ON | MI | Electricity Transmission Line |  |  |  | 0.39012 | 4090258.3102
LCP_Inputs_ON_Diverse_2023_04_03 | 2044 |  |  | Hydrogen |  | Dispatch-Interconnection | VOM | 0 | ON | MI | H2 Pipeline - New |  |  |  | 0.39012 | 0
LCP_Inputs_ON_Diverse_2023_04_03 | 2044 |  |  | Hydrogen |  | Dispatch-Interconnection | VOM | 0 | ON | MI | H2 Pipeline - Repurposed |  |  |  | 0.39012 | 0
LCP_Inputs_ON_Diverse_2023_04_03 | 2044 |  |  | Methane |  | Dispatch-Interconnection | VOM | 0 | ON | NY | CH4 Pipeline |  |  |  | 0.39012 | 0
LCP_Inputs_ON_Diverse_2023_04_03 | 2044 |  |  | Electricity |  | Dispatch-Interconnection | VOM | 17534981.9871 | ON | NY | Electricity Transmission Line |  |  |  | 0.39012 | 6840773.0254
LCP_Inputs_ON_Diverse_2023_04_03 | 2044 |  |  | Hydrogen |  | Dispatch-Interconnection | VOM | 0 | ON | NY | H2 Pipeline - New |  |  |  | 0.39012 | 0
LCP_Inputs_ON_Diverse_2023_04_03 | 2044 |  |  | Hydrogen |  | Dispatch-Interconnection | VOM | 0 | ON | NY | H2 Pipeline - Repurposed |  |  |  | 0.39012 | 0
LCP_Inputs_ON_Diverse_2023_04_03 | 2044 |  |  | Methane |  | Dispatch-Intraconnection | VOM | 520847193.3407 | ON | ON | CH4 Pipeline |  |  |  | 0.39012 | 203193674.9741
LCP_Inputs_ON_Diverse_2023_04_03 | 2044 |  |  | Electricity |  | Dispatch-Intraconnection | VOM | 0 | ON | ON | Electricity Transmission Line |  |  |  | 0.39012 | 0
LCP_Inputs_ON_Diverse_2023_04_03 | 2044 |  |  | Hydrogen |  | Dispatch-Intraconnection | VOM | 0 | ON | ON | H2 Pipeline - New |  |  |  | 0.39012 | 0
LCP_Inputs_ON_Diverse_2023_04_03 | 2044 |  |  | Hydrogen |  | Dispatch-Intraconnection | VOM | 941970860.5585 | ON | ON | H2 Pipeline - Repurposed |  |  |  | 0.39012 | 367483060.9103
LCP_Inputs_ON_Diverse_2023_04_03 | 2044 |  |  | Methane |  | Dispatch-Interconnection | VOM | 0 | ON | PJ | CH4 Pipeline |  |  |  | 0.39012 | 0
LCP_Inputs_ON_Diverse_2023_04_03 | 2044 |  |  | Electricity |  | Dispatch-Interconnection | VOM | 22565730.4157 | ON | PJ | Electricity Transmission Line |  |  |  | 0.39012 | 8803376.0194
LCP_Inputs_ON_Diverse_2023_04_03 | 2044 |  |  | Hydrogen |  | Dispatch-Interconnection | VOM | 0 | ON | PJ | H2 Pipeline - New |  |  |  | 0.39012 | 0
LCP_Inputs_ON_Diverse_2023_04_03 | 2044 |  |  | Hydrogen |  | Dispatch-Interconnection | VOM | 0 | ON | PJ | H2 Pipeline - Repurposed |  |  |  | 0.39012 | 0
LCP_Inputs_ON_Diverse_2023_04_03 | 2044 |  |  | Methane |  | Dispatch-Interconnection | VOM | 0 | ON | QC | CH4 Pipeline |  |  |  | 0.39012 | 0
LCP_Inputs_ON_Diverse_2023_04_03 | 2044 |  |  | Electricity |  | Dispatch-Interconnection | VOM | 11481573.2347 | ON | QC | Electricity Transmission Line |  |  |  | 0.39012 | 4479208.2781
LCP_Inputs_ON_Diverse_2023_04_03 | 2044 |  |  | Hydrogen |  | Dispatch-Interconnection | VOM | 0 | ON | QC | H2 Pipeline - New |  |  |  | 0.39012 | 0
LCP_Inputs_ON_Diverse_2023_04_03 | 2044 |  |  | Hydrogen |  | Dispatch-Interconnection | VOM | 0 | ON | QC | H2 Pipeline - Repurposed |  |  |  | 0.39012 | 0
LCP_Inputs_ON_Diverse_2023_04_03 | 2044 |  |  | Methane |  | Dispatch-Interconnection | VOM | 0 | ON | WC | CH4 Pipeline |  |  |  | 0.39012 | 0
LCP_Inputs_ON_Diverse_2023_04_03 | 2044 |  |  | Electricity |  | Dispatch-Interconnection | VOM | 0 | ON | WC | Electricity Transmission Line |  |  |  | 0.39012 | 0
LCP_Inputs_ON_Diverse_2023_04_03 | 2044 |  |  | Hydrogen |  | Dispatch-Interconnection | VOM | 0 | ON | WC | H2 Pipeline - New |  |  |  | 0.39012 | 0
LCP_Inputs_ON_Diverse_2023_04_03 | 2044 |  |  | Hydrogen |  | Dispatch-Interconnection | VOM | 0 | ON | WC | H2 Pipeline - Repurposed |  |  |  | 0.39012 | 0
LCP_Inputs_ON_Diverse_2023_04_03 | 2044 |  |  | Methane |  | Dispatch-Interconnection | VOM | 0 | PJ | ON | CH4 Pipeline |  |  |  | 0.39012 | 0
LCP_Inputs_ON_Diverse_2023_04_03 | 2044 |  |  | Electricity |  | Dispatch-Interconnection | VOM | 19730270.9866 | PJ | ON | Electricity Transmission Line |  |  |  | 0.39012 | 7697202.4065
LCP_Inputs_ON_Diverse_2023_04_03 | 2044 |  |  | Hydrogen |  | Dispatch-Interconnection | VOM | 0 | PJ | ON | H2 Pipeline - New |  |  |  | 0.39012 | 0
LCP_Inputs_ON_Diverse_2023_04_03 | 2044 |  |  | Hydrogen |  | Dispatch-Interconnection | VOM | 0 | PJ | ON | H2 Pipeline - Repurposed |  |  |  | 0.39012 | 0
LCP_Inputs_ON_Diverse_2023_04_03 | 2044 |  |  | Methane |  | Dispatch-Intraconnection | VOM | 0 | PJ | PJ | CH4 Pipeline |  |  |  | 0.39012 | 0
LCP_Inputs_ON_Diverse_2023_04_03 | 2044 |  |  | Electricity |  | Dispatch-Intraconnection | VOM | 0 | PJ | PJ | Electricity Transmission Line |  |  |  | 0.39012 | 0
LCP_Inputs_ON_Diverse_2023_04_03 | 2044 |  |  | Hydrogen |  | Dispatch-Intraconnection | VOM | 0 | PJ | PJ | H2 Pipeline - New |  |  |  | 0.39012 | 0
LCP_Inputs_ON_Diverse_2023_04_03 | 2044 |  |  | Hydrogen |  | Dispatch-Intraconnection | VOM | 0 | PJ | PJ | H2 Pipeline - Repurposed |  |  |  | 0.39012 | 0
LCP_Inputs_ON_Diverse_2023_04_03 | 2044 |  |  | Electricity |  | Dispatch-Interconnection | VOM | 30273647.7756 | QC | NY | Electricity Transmission Line |  |  |  | 0.39012 | 11810400.104
LCP_Inputs_ON_Diverse_2023_04_03 | 2044 |  |  | Methane |  | Dispatch-Interconnection | VOM | 0 | QC | ON | CH4 Pipeline |  |  |  | 0.39012 | 0
LCP_Inputs_ON_Diverse_2023_04_03 | 2044 |  |  | Electricity |  | Dispatch-Interconnection | VOM | 7751052.9617 | QC | ON | Electricity Transmission Line |  |  |  | 0.39012 | 3023852.2091
LCP_Inputs_ON_Diverse_2023_04_03 | 2044 |  |  | Hydrogen |  | Dispatch-Interconnection | VOM | 0 | QC | ON | H2 Pipeline - New |  |  |  | 0.39012 | 0
LCP_Inputs_ON_Diverse_2023_04_03 | 2044 |  |  | Hydrogen |  | Dispatch-Interconnection | VOM | 0 | QC | ON | H2 Pipeline - Repurposed |  |  |  | 0.39012 | 0
LCP_Inputs_ON_Diverse_2023_04_03 | 2044 |  |  | Methane |  | Dispatch-Intraconnection | VOM | 0 | QC | QC | CH4 Pipeline |  |  |  | 0.39012 | 0
LCP_Inputs_ON_Diverse_2023_04_03 | 2044 |  |  | Electricity |  | Dispatch-Intraconnection | VOM | 0 | QC | QC | Electricity Transmission Line |  |  |  | 0.39012 | 0
LCP_Inputs_ON_Diverse_2023_04_03 | 2044 |  |  | Hydrogen |  | Dispatch-Intraconnection | VOM | 0 | QC | QC | H2 Pipeline - New |  |  |  | 0.39012 | 0
LCP_Inputs_ON_Diverse_2023_04_03 | 2044 |  |  | Hydrogen |  | Dispatch-Intraconnection | VOM | 0 | QC | QC | H2 Pipeline - Repurposed |  |  |  | 0.39012 | 0
LCP_Inputs_ON_Diverse_2023_04_03 | 2044 |  |  | Electricity |  | Dispatch-Interconnection | VOM | 3631464.9646 | WC | MI | Electricity Transmission Line |  |  |  | 0.39012 | 1416712.466
LCP_Inputs_ON_Diverse_2023_04_03 | 2044 |  |  | Methane |  | Dispatch-Interconnection | VOM | 0 | WC | ON | CH4 Pipeline |  |  |  | 0.39012 | 0
LCP_Inputs_ON_Diverse_2023_04_03 | 2044 |  |  | Electricity |  | Dispatch-Interconnection | VOM | 11521183.9754 | WC | ON | Electricity Transmission Line |  |  |  | 0.39012 | 4494661.2787
LCP_Inputs_ON_Diverse_2023_04_03 | 2044 |  |  | Hydrogen |  | Dispatch-Interconnection | VOM | 0 | WC | ON | H2 Pipeline - New |  |  |  | 0.39012 | 0
LCP_Inputs_ON_Diverse_2023_04_03 | 2044 |  |  | Hydrogen |  | Dispatch-Interconnection | VOM | 0 | WC | ON | H2 Pipeline - Repurposed |  |  |  | 0.39012 | 0
LCP_Inputs_ON_Diverse_2023_04_03 | 2044 |  |  | Methane |  | Dispatch-Intraconnection | VOM | 0 | WC | WC | CH4 Pipeline |  |  |  | 0.39012 | 0
LCP_Inputs_ON_Diverse_2023_04_03 | 2044 |  |  | Electricity |  | Dispatch-Intraconnection | VOM | 0 | WC | WC | Electricity Transmission Line |  |  |  | 0.39012 | 0
LCP_Inputs_ON_Diverse_2023_04_03 | 2044 |  |  | Hydrogen |  | Dispatch-Intraconnection | VOM | 0 | WC | WC | H2 Pipeline - New |  |  |  | 0.39012 | 0
LCP_Inputs_ON_Diverse_2023_04_03 | 2044 |  |  | Hydrogen |  | Dispatch-Intraconnection | VOM | 0 | WC | WC | H2 Pipeline - Repurposed |  |  |  | 0.39012 | 0
LCP_Inputs_ON_Diverse_2023_04_03 | 2045 |  |  | Methane |  | Dispatch-Intraconnection | VOM | 0 | MI | MI | CH4 Pipeline |  |  |  | 0.37512 | 0
LCP_Inputs_ON_Diverse_2023_04_03 | 2045 |  |  | Electricity |  | Dispatch-Intraconnection | VOM | 0 | MI | MI | Electricity Transmission Line |  |  |  | 0.37512 | 0
LCP_Inputs_ON_Diverse_2023_04_03 | 2045 |  |  | Hydrogen |  | Dispatch-Intraconnection | VOM | 0 | MI | MI | H2 Pipeline - New |  |  |  | 0.37512 | 0
LCP_Inputs_ON_Diverse_2023_04_03 | 2045 |  |  | Hydrogen |  | Dispatch-Intraconnection | VOM | 0 | MI | MI | H2 Pipeline - Repurposed |  |  |  | 0.37512 | 0
LCP_Inputs_ON_Diverse_2023_04_03 | 2045 |  |  | Methane |  | Dispatch-Interconnection | VOM | 0 | MI | ON | CH4 Pipeline |  |  |  | 0.37512 | 0
LCP_Inputs_ON_Diverse_2023_04_03 | 2045 |  |  | Electricity |  | Dispatch-Interconnection | VOM | 25125428.6108 | MI | ON | Electricity Transmission Line |  |  |  | 0.37512 | 9424970.4357
LCP_Inputs_ON_Diverse_2023_04_03 | 2045 |  |  | Hydrogen |  | Dispatch-Interconnection | VOM | 0 | MI | ON | H2 Pipeline - New |  |  |  | 0.37512 | 0
LCP_Inputs_ON_Diverse_2023_04_03 | 2045 |  |  | Hydrogen |  | Dispatch-Interconnection | VOM | 0 | MI | ON | H2 Pipeline - Repurposed |  |  |  | 0.37512 | 0
LCP_Inputs_ON_Diverse_2023_04_03 | 2045 |  |  | Electricity |  | Dispatch-Interconnection | VOM | 3167186.5654 | MI | WC | Electricity Transmission Line |  |  |  | 0.37512 | 1188064.8966
LCP_Inputs_ON_Diverse_2023_04_03 | 2045 |  |  | Methane |  | Dispatch-Intraconnection | VOM | 0 | NY | NY | CH4 Pipeline |  |  |  | 0.37512 | 0
LCP_Inputs_ON_Diverse_2023_04_03 | 2045 |  |  | Electricity |  | Dispatch-Intraconnection | VOM | 0 | NY | NY | Electricity Transmission Line |  |  |  | 0.37512 | 0
LCP_Inputs_ON_Diverse_2023_04_03 | 2045 |  |  | Hydrogen |  | Dispatch-Intraconnection | VOM | 0 | NY | NY | H2 Pipeline - New |  |  |  | 0.37512 | 0
LCP_Inputs_ON_Diverse_2023_04_03 | 2045 |  |  | Hydrogen |  | Dispatch-Intraconnection | VOM | 0 | NY | NY | H2 Pipeline - Repurposed |  |  |  | 0.37512 | 0
LCP_Inputs_ON_Diverse_2023_04_03 | 2045 |  |  | Methane |  | Dispatch-Interconnection | VOM | 0 | NY | ON | CH4 Pipeline |  |  |  | 0.37512 | 0
LCP_Inputs_ON_Diverse_2023_04_03 | 2045 |  |  | Electricity |  | Dispatch-Interconnection | VOM | 9408599.3038 | NY | ON | Electricity Transmission Line |  |  |  | 0.37512 | 3529323.6845
LCP_Inputs_ON_Diverse_2023_04_03 | 2045 |  |  | Hydrogen |  | Dispatch-Interconnection | VOM | 0 | NY | ON | H2 Pipeline - New |  |  |  | 0.37512 | 0
LCP_Inputs_ON_Diverse_2023_04_03 | 2045 |  |  | Hydrogen |  | Dispatch-Interconnection | VOM | 0 | NY | ON | H2 Pipeline - Repurposed |  |  |  | 0.37512 | 0
LCP_Inputs_ON_Diverse_2023_04_03 | 2045 |  |  | Electricity |  | Dispatch-Interconnection | VOM | 25635377.5811 | NY | QC | Electricity Transmission Line |  |  |  | 0.37512 | 9616260.8628
LCP_Inputs_ON_Diverse_2023_04_03 | 2045 |  |  | Methane |  | Dispatch-Interconnection | VOM | 0 | ON | MI | CH4 Pipeline |  |  |  | 0.37512 | 0
LCP_Inputs_ON_Diverse_2023_04_03 | 2045 |  |  | Electricity |  | Dispatch-Interconnection | VOM | 10484576.162 | ON | MI | Electricity Transmission Line |  |  |  | 0.37512 | 3932940.6829
LCP_Inputs_ON_Diverse_2023_04_03 | 2045 |  |  | Hydrogen |  | Dispatch-Interconnection | VOM | 0 | ON | MI | H2 Pipeline - New |  |  |  | 0.37512 | 0
LCP_Inputs_ON_Diverse_2023_04_03 | 2045 |  |  | Hydrogen |  | Dispatch-Interconnection | VOM | 0 | ON | MI | H2 Pipeline - Repurposed |  |  |  | 0.37512 | 0
LCP_Inputs_ON_Diverse_2023_04_03 | 2045 |  |  | Methane |  | Dispatch-Interconnection | VOM | 0 | ON | NY | CH4 Pipeline |  |  |  | 0.37512 | 0
LCP_Inputs_ON_Diverse_2023_04_03 | 2045 |  |  | Electricity |  | Dispatch-Interconnection | VOM | 17534981.9871 | ON | NY | Electricity Transmission Line |  |  |  | 0.37512 | 6577666.3706
LCP_Inputs_ON_Diverse_2023_04_03 | 2045 |  |  | Hydrogen |  | Dispatch-Interconnection | VOM | 0 | ON | NY | H2 Pipeline - New |  |  |  | 0.37512 | 0
LCP_Inputs_ON_Diverse_2023_04_03 | 2045 |  |  | Hydrogen |  | Dispatch-Interconnection | VOM | 0 | ON | NY | H2 Pipeline - Repurposed |  |  |  | 0.37512 | 0
LCP_Inputs_ON_Diverse_2023_04_03 | 2045 |  |  | Methane |  | Dispatch-Intraconnection | VOM | 520847193.3407 | ON | ON | CH4 Pipeline |  |  |  | 0.37512 | 195378533.6289
LCP_Inputs_ON_Diverse_2023_04_03 | 2045 |  |  | Electricity |  | Dispatch-Intraconnection | VOM | 0 | ON | ON | Electricity Transmission Line |  |  |  | 0.37512 | 0
LCP_Inputs_ON_Diverse_2023_04_03 | 2045 |  |  | Hydrogen |  | Dispatch-Intraconnection | VOM | 0 | ON | ON | H2 Pipeline - New |  |  |  | 0.37512 | 0
LCP_Inputs_ON_Diverse_2023_04_03 | 2045 |  |  | Hydrogen |  | Dispatch-Intraconnection | VOM | 941970860.5585 | ON | ON | H2 Pipeline - Repurposed |  |  |  | 0.37512 | 353349097.0291
LCP_Inputs_ON_Diverse_2023_04_03 | 2045 |  |  | Methane |  | Dispatch-Interconnection | VOM | 0 | ON | PJ | CH4 Pipeline |  |  |  | 0.37512 | 0
LCP_Inputs_ON_Diverse_2023_04_03 | 2045 |  |  | Electricity |  | Dispatch-Interconnection | VOM | 22565730.4157 | ON | PJ | Electricity Transmission Line |  |  |  | 0.37512 | 8464784.6341
LCP_Inputs_ON_Diverse_2023_04_03 | 2045 |  |  | Hydrogen |  | Dispatch-Interconnection | VOM | 0 | ON | PJ | H2 Pipeline - New |  |  |  | 0.37512 | 0
LCP_Inputs_ON_Diverse_2023_04_03 | 2045 |  |  | Hydrogen |  | Dispatch-Interconnection | VOM | 0 | ON | PJ | H2 Pipeline - Repurposed |  |  |  | 0.37512 | 0
LCP_Inputs_ON_Diverse_2023_04_03 | 2045 |  |  | Methane |  | Dispatch-Interconnection | VOM | 0 | ON | QC | CH4 Pipeline |  |  |  | 0.37512 | 0
LCP_Inputs_ON_Diverse_2023_04_03 | 2045 |  |  | Electricity |  | Dispatch-Interconnection | VOM | 11481573.2347 | ON | QC | Electricity Transmission Line |  |  |  | 0.37512 | 4306931.0367
LCP_Inputs_ON_Diverse_2023_04_03 | 2045 |  |  | Hydrogen |  | Dispatch-Interconnection | VOM | 0 | ON | QC | H2 Pipeline - New |  |  |  | 0.37512 | 0
LCP_Inputs_ON_Diverse_2023_04_03 | 2045 |  |  | Hydrogen |  | Dispatch-Interconnection | VOM | 0 | ON | QC | H2 Pipeline - Repurposed |  |  |  | 0.37512 | 0
LCP_Inputs_ON_Diverse_2023_04_03 | 2045 |  |  | Methane |  | Dispatch-Interconnection | VOM | 0 | ON | WC | CH4 Pipeline |  |  |  | 0.37512 | 0
LCP_Inputs_ON_Diverse_2023_04_03 | 2045 |  |  | Electricity |  | Dispatch-Interconnection | VOM | 0 | ON | WC | Electricity Transmission Line |  |  |  | 0.37512 | 0
LCP_Inputs_ON_Diverse_2023_04_03 | 2045 |  |  | Hydrogen |  | Dispatch-Interconnection | VOM | 0 | ON | WC | H2 Pipeline - New |  |  |  | 0.37512 | 0
LCP_Inputs_ON_Diverse_2023_04_03 | 2045 |  |  | Hydrogen |  | Dispatch-Interconnection | VOM | 0 | ON | WC | H2 Pipeline - Repurposed |  |  |  | 0.37512 | 0
LCP_Inputs_ON_Diverse_2023_04_03 | 2045 |  |  | Methane |  | Dispatch-Interconnection | VOM | 0 | PJ | ON | CH4 Pipeline |  |  |  | 0.37512 | 0
LCP_Inputs_ON_Diverse_2023_04_03 | 2045 |  |  | Electricity |  | Dispatch-Interconnection | VOM | 19730270.9866 | PJ | ON | Electricity Transmission Line |  |  |  | 0.37512 | 7401156.1601
LCP_Inputs_ON_Diverse_2023_04_03 | 2045 |  |  | Hydrogen |  | Dispatch-Interconnection | VOM | 0 | PJ | ON | H2 Pipeline - New |  |  |  | 0.37512 | 0
LCP_Inputs_ON_Diverse_2023_04_03 | 2045 |  |  | Hydrogen |  | Dispatch-Interconnection | VOM | 0 | PJ | ON | H2 Pipeline - Repurposed |  |  |  | 0.37512 | 0
LCP_Inputs_ON_Diverse_2023_04_03 | 2045 |  |  | Methane |  | Dispatch-Intraconnection | VOM | 0 | PJ | PJ | CH4 Pipeline |  |  |  | 0.37512 | 0
LCP_Inputs_ON_Diverse_2023_04_03 | 2045 |  |  | Electricity |  | Dispatch-Intraconnection | VOM | 0 | PJ | PJ | Electricity Transmission Line |  |  |  | 0.37512 | 0
LCP_Inputs_ON_Diverse_2023_04_03 | 2045 |  |  | Hydrogen |  | Dispatch-Intraconnection | VOM | 0 | PJ | PJ | H2 Pipeline - New |  |  |  | 0.37512 | 0
LCP_Inputs_ON_Diverse_2023_04_03 | 2045 |  |  | Hydrogen |  | Dispatch-Intraconnection | VOM | 0 | PJ | PJ | H2 Pipeline - Repurposed |  |  |  | 0.37512 | 0
LCP_Inputs_ON_Diverse_2023_04_03 | 2045 |  |  | Electricity |  | Dispatch-Interconnection | VOM | 30273647.7756 | QC | NY | Electricity Transmission Line |  |  |  | 0.37512 | 11356153.9461
LCP_Inputs_ON_Diverse_2023_04_03 | 2045 |  |  | Methane |  | Dispatch-Interconnection | VOM | 0 | QC | ON | CH4 Pipeline |  |  |  | 0.37512 | 0
LCP_Inputs_ON_Diverse_2023_04_03 | 2045 |  |  | Electricity |  | Dispatch-Interconnection | VOM | 7751052.9617 | QC | ON | Electricity Transmission Line |  |  |  | 0.37512 | 2907550.2011
LCP_Inputs_ON_Diverse_2023_04_03 | 2045 |  |  | Hydrogen |  | Dispatch-Interconnection | VOM | 0 | QC | ON | H2 Pipeline - New |  |  |  | 0.37512 | 0
LCP_Inputs_ON_Diverse_2023_04_03 | 2045 |  |  | Hydrogen |  | Dispatch-Interconnection | VOM | 0 | QC | ON | H2 Pipeline - Repurposed |  |  |  | 0.37512 | 0
LCP_Inputs_ON_Diverse_2023_04_03 | 2045 |  |  | Methane |  | Dispatch-Intraconnection | VOM | 0 | QC | QC | CH4 Pipeline |  |  |  | 0.37512 | 0
LCP_Inputs_ON_Diverse_2023_04_03 | 2045 |  |  | Electricity |  | Dispatch-Intraconnection | VOM | 0 | QC | QC | Electricity Transmission Line |  |  |  | 0.37512 | 0
LCP_Inputs_ON_Diverse_2023_04_03 | 2045 |  |  | Hydrogen |  | Dispatch-Intraconnection | VOM | 0 | QC | QC | H2 Pipeline - New |  |  |  | 0.37512 | 0
LCP_Inputs_ON_Diverse_2023_04_03 | 2045 |  |  | Hydrogen |  | Dispatch-Intraconnection | VOM | 0 | QC | QC | H2 Pipeline - Repurposed |  |  |  | 0.37512 | 0
LCP_Inputs_ON_Diverse_2023_04_03 | 2045 |  |  | Electricity |  | Dispatch-Interconnection | VOM | 3631464.9646 | WC | MI | Electricity Transmission Line |  |  |  | 0.37512 | 1362223.525
LCP_Inputs_ON_Diverse_2023_04_03 | 2045 |  |  | Methane |  | Dispatch-Interconnection | VOM | 0 | WC | ON | CH4 Pipeline |  |  |  | 0.37512 | 0
LCP_Inputs_ON_Diverse_2023_04_03 | 2045 |  |  | Electricity |  | Dispatch-Interconnection | VOM | 11521183.9754 | WC | ON | Electricity Transmission Line |  |  |  | 0.37512 | 4321789.691
LCP_Inputs_ON_Diverse_2023_04_03 | 2045 |  |  | Hydrogen |  | Dispatch-Interconnection | VOM | 0 | WC | ON | H2 Pipeline - New |  |  |  | 0.37512 | 0
LCP_Inputs_ON_Diverse_2023_04_03 | 2045 |  |  | Hydrogen |  | Dispatch-Interconnection | VOM | 0 | WC | ON | H2 Pipeline - Repurposed |  |  |  | 0.37512 | 0
LCP_Inputs_ON_Diverse_2023_04_03 | 2045 |  |  | Methane |  | Dispatch-Intraconnection | VOM | 0 | WC | WC | CH4 Pipeline |  |  |  | 0.37512 | 0
LCP_Inputs_ON_Diverse_2023_04_03 | 2045 |  |  | Electricity |  | Dispatch-Intraconnection | VOM | 0 | WC | WC | Electricity Transmission Line |  |  |  | 0.37512 | 0
LCP_Inputs_ON_Diverse_2023_04_03 | 2045 |  |  | Hydrogen |  | Dispatch-Intraconnection | VOM | 0 | WC | WC | H2 Pipeline - New |  |  |  | 0.37512 | 0
LCP_Inputs_ON_Diverse_2023_04_03 | 2045 |  |  | Hydrogen |  | Dispatch-Intraconnection | VOM | 0 | WC | WC | H2 Pipeline - Repurposed |  |  |  | 0.37512 | 0
LCP_Inputs_ON_Diverse_2023_04_03 | 2046 |  |  | Methane |  | Dispatch-Intraconnection | VOM | 0 | MI | MI | CH4 Pipeline |  |  |  | 0.36069 | 0
LCP_Inputs_ON_Diverse_2023_04_03 | 2046 |  |  | Electricity |  | Dispatch-Intraconnection | VOM | 0 | MI | MI | Electricity Transmission Line |  |  |  | 0.36069 | 0
LCP_Inputs_ON_Diverse_2023_04_03 | 2046 |  |  | Hydrogen |  | Dispatch-Intraconnection | VOM | 0 | MI | MI | H2 Pipeline - New |  |  |  | 0.36069 | 0
LCP_Inputs_ON_Diverse_2023_04_03 | 2046 |  |  | Hydrogen |  | Dispatch-Intraconnection | VOM | 0 | MI | MI | H2 Pipeline - Repurposed |  |  |  | 0.36069 | 0
LCP_Inputs_ON_Diverse_2023_04_03 | 2046 |  |  | Methane |  | Dispatch-Interconnection | VOM | 0 | MI | ON | CH4 Pipeline |  |  |  | 0.36069 | 0
LCP_Inputs_ON_Diverse_2023_04_03 | 2046 |  |  | Electricity |  | Dispatch-Interconnection | VOM | 25125428.6108 | MI | ON | Electricity Transmission Line |  |  |  | 0.36069 | 9062471.5728
LCP_Inputs_ON_Diverse_2023_04_03 | 2046 |  |  | Hydrogen |  | Dispatch-Interconnection | VOM | 0 | MI | ON | H2 Pipeline - New |  |  |  | 0.36069 | 0
LCP_Inputs_ON_Diverse_2023_04_03 | 2046 |  |  | Hydrogen |  | Dispatch-Interconnection | VOM | 0 | MI | ON | H2 Pipeline - Repurposed |  |  |  | 0.36069 | 0
LCP_Inputs_ON_Diverse_2023_04_03 | 2046 |  |  | Electricity |  | Dispatch-Interconnection | VOM | 3167186.5654 | MI | WC | Electricity Transmission Line |  |  |  | 0.36069 | 1142370.0928
LCP_Inputs_ON_Diverse_2023_04_03 | 2046 |  |  | Methane |  | Dispatch-Intraconnection | VOM | 0 | NY | NY | CH4 Pipeline |  |  |  | 0.36069 | 0
LCP_Inputs_ON_Diverse_2023_04_03 | 2046 |  |  | Electricity |  | Dispatch-Intraconnection | VOM | 0 | NY | NY | Electricity Transmission Line |  |  |  | 0.36069 | 0
LCP_Inputs_ON_Diverse_2023_04_03 | 2046 |  |  | Hydrogen |  | Dispatch-Intraconnection | VOM | 0 | NY | NY | H2 Pipeline - New |  |  |  | 0.36069 | 0
LCP_Inputs_ON_Diverse_2023_04_03 | 2046 |  |  | Hydrogen |  | Dispatch-Intraconnection | VOM | 0 | NY | NY | H2 Pipeline - Repurposed |  |  |  | 0.36069 | 0
LCP_Inputs_ON_Diverse_2023_04_03 | 2046 |  |  | Methane |  | Dispatch-Interconnection | VOM | 0 | NY | ON | CH4 Pipeline |  |  |  | 0.36069 | 0
LCP_Inputs_ON_Diverse_2023_04_03 | 2046 |  |  | Electricity |  | Dispatch-Interconnection | VOM | 9408599.3038 | NY | ON | Electricity Transmission Line |  |  |  | 0.36069 | 3393580.4659
LCP_Inputs_ON_Diverse_2023_04_03 | 2046 |  |  | Hydrogen |  | Dispatch-Interconnection | VOM | 0 | NY | ON | H2 Pipeline - New |  |  |  | 0.36069 | 0
LCP_Inputs_ON_Diverse_2023_04_03 | 2046 |  |  | Hydrogen |  | Dispatch-Interconnection | VOM | 0 | NY | ON | H2 Pipeline - Repurposed |  |  |  | 0.36069 | 0
LCP_Inputs_ON_Diverse_2023_04_03 | 2046 |  |  | Electricity |  | Dispatch-Interconnection | VOM | 25635377.5811 | NY | QC | Electricity Transmission Line |  |  |  | 0.36069 | 9246404.6758
LCP_Inputs_ON_Diverse_2023_04_03 | 2046 |  |  | Methane |  | Dispatch-Interconnection | VOM | 0 | ON | MI | CH4 Pipeline |  |  |  | 0.36069 | 0
LCP_Inputs_ON_Diverse_2023_04_03 | 2046 |  |  | Electricity |  | Dispatch-Interconnection | VOM | 10484576.162 | ON | MI | Electricity Transmission Line |  |  |  | 0.36069 | 3781673.7335
LCP_Inputs_ON_Diverse_2023_04_03 | 2046 |  |  | Hydrogen |  | Dispatch-Interconnection | VOM | 0 | ON | MI | H2 Pipeline - New |  |  |  | 0.36069 | 0
LCP_Inputs_ON_Diverse_2023_04_03 | 2046 |  |  | Hydrogen |  | Dispatch-Interconnection | VOM | 0 | ON | MI | H2 Pipeline - Repurposed |  |  |  | 0.36069 | 0
LCP_Inputs_ON_Diverse_2023_04_03 | 2046 |  |  | Methane |  | Dispatch-Interconnection | VOM | 0 | ON | NY | CH4 Pipeline |  |  |  | 0.36069 | 0
LCP_Inputs_ON_Diverse_2023_04_03 | 2046 |  |  | Electricity |  | Dispatch-Interconnection | VOM | 17534981.9871 | ON | NY | Electricity Transmission Line |  |  |  | 0.36069 | 6324679.2025
LCP_Inputs_ON_Diverse_2023_04_03 | 2046 |  |  | Hydrogen |  | Dispatch-Interconnection | VOM | 0 | ON | NY | H2 Pipeline - New |  |  |  | 0.36069 | 0
LCP_Inputs_ON_Diverse_2023_04_03 | 2046 |  |  | Hydrogen |  | Dispatch-Interconnection | VOM | 0 | ON | NY | H2 Pipeline - Repurposed |  |  |  | 0.36069 | 0
LCP_Inputs_ON_Diverse_2023_04_03 | 2046 |  |  | Methane |  | Dispatch-Intraconnection | VOM | 520847193.3407 | ON | ON | CH4 Pipeline |  |  |  | 0.36069 | 187863974.6432
LCP_Inputs_ON_Diverse_2023_04_03 | 2046 |  |  | Electricity |  | Dispatch-Intraconnection | VOM | 0 | ON | ON | Electricity Transmission Line |  |  |  | 0.36069 | 0
LCP_Inputs_ON_Diverse_2023_04_03 | 2046 |  |  | Hydrogen |  | Dispatch-Intraconnection | VOM | 0 | ON | ON | H2 Pipeline - New |  |  |  | 0.36069 | 0
LCP_Inputs_ON_Diverse_2023_04_03 | 2046 |  |  | Hydrogen |  | Dispatch-Intraconnection | VOM | 941970860.5585 | ON | ON | H2 Pipeline - Repurposed |  |  |  | 0.36069 | 339758747.1434
LCP_Inputs_ON_Diverse_2023_04_03 | 2046 |  |  | Methane |  | Dispatch-Interconnection | VOM | 0 | ON | PJ | CH4 Pipeline |  |  |  | 0.36069 | 0
LCP_Inputs_ON_Diverse_2023_04_03 | 2046 |  |  | Electricity |  | Dispatch-Interconnection | VOM | 22565730.4157 | ON | PJ | Electricity Transmission Line |  |  |  | 0.36069 | 8139215.9943
LCP_Inputs_ON_Diverse_2023_04_03 | 2046 |  |  | Hydrogen |  | Dispatch-Interconnection | VOM | 0 | ON | PJ | H2 Pipeline - New |  |  |  | 0.36069 | 0
LCP_Inputs_ON_Diverse_2023_04_03 | 2046 |  |  | Hydrogen |  | Dispatch-Interconnection | VOM | 0 | ON | PJ | H2 Pipeline - Repurposed |  |  |  | 0.36069 | 0
LCP_Inputs_ON_Diverse_2023_04_03 | 2046 |  |  | Methane |  | Dispatch-Interconnection | VOM | 0 | ON | QC | CH4 Pipeline |  |  |  | 0.36069 | 0
LCP_Inputs_ON_Diverse_2023_04_03 | 2046 |  |  | Electricity |  | Dispatch-Interconnection | VOM | 11481573.2347 | ON | QC | Electricity Transmission Line |  |  |  | 0.36069 | 4141279.8429
LCP_Inputs_ON_Diverse_2023_04_03 | 2046 |  |  | Hydrogen |  | Dispatch-Interconnection | VOM | 0 | ON | QC | H2 Pipeline - New |  |  |  | 0.36069 | 0
LCP_Inputs_ON_Diverse_2023_04_03 | 2046 |  |  | Hydrogen |  | Dispatch-Interconnection | VOM | 0 | ON | QC | H2 Pipeline - Repurposed |  |  |  | 0.36069 | 0
LCP_Inputs_ON_Diverse_2023_04_03 | 2046 |  |  | Methane |  | Dispatch-Interconnection | VOM | 0 | ON | WC | CH4 Pipeline |  |  |  | 0.36069 | 0
LCP_Inputs_ON_Diverse_2023_04_03 | 2046 |  |  | Electricity |  | Dispatch-Interconnection | VOM | 0 | ON | WC | Electricity Transmission Line |  |  |  | 0.36069 | 0
LCP_Inputs_ON_Diverse_2023_04_03 | 2046 |  |  | Hydrogen |  | Dispatch-Interconnection | VOM | 0 | ON | WC | H2 Pipeline - New |  |  |  | 0.36069 | 0
LCP_Inputs_ON_Diverse_2023_04_03 | 2046 |  |  | Hydrogen |  | Dispatch-Interconnection | VOM | 0 | ON | WC | H2 Pipeline - Repurposed |  |  |  | 0.36069 | 0
LCP_Inputs_ON_Diverse_2023_04_03 | 2046 |  |  | Methane |  | Dispatch-Interconnection | VOM | 0 | PJ | ON | CH4 Pipeline |  |  |  | 0.36069 | 0
LCP_Inputs_ON_Diverse_2023_04_03 | 2046 |  |  | Electricity |  | Dispatch-Interconnection | VOM | 19730270.9866 | PJ | ON | Electricity Transmission Line |  |  |  | 0.36069 | 7116496.3078
LCP_Inputs_ON_Diverse_2023_04_03 | 2046 |  |  | Hydrogen |  | Dispatch-Interconnection | VOM | 0 | PJ | ON | H2 Pipeline - New |  |  |  | 0.36069 | 0
LCP_Inputs_ON_Diverse_2023_04_03 | 2046 |  |  | Hydrogen |  | Dispatch-Interconnection | VOM | 0 | PJ | ON | H2 Pipeline - Repurposed |  |  |  | 0.36069 | 0
LCP_Inputs_ON_Diverse_2023_04_03 | 2046 |  |  | Methane |  | Dispatch-Intraconnection | VOM | 0 | PJ | PJ | CH4 Pipeline |  |  |  | 0.36069 | 0
LCP_Inputs_ON_Diverse_2023_04_03 | 2046 |  |  | Electricity |  | Dispatch-Intraconnection | VOM | 0 | PJ | PJ | Electricity Transmission Line |  |  |  | 0.36069 | 0
LCP_Inputs_ON_Diverse_2023_04_03 | 2046 |  |  | Hydrogen |  | Dispatch-Intraconnection | VOM | 0 | PJ | PJ | H2 Pipeline - New |  |  |  | 0.36069 | 0
LCP_Inputs_ON_Diverse_2023_04_03 | 2046 |  |  | Hydrogen |  | Dispatch-Intraconnection | VOM | 0 | PJ | PJ | H2 Pipeline - Repurposed |  |  |  | 0.36069 | 0
LCP_Inputs_ON_Diverse_2023_04_03 | 2046 |  |  | Electricity |  | Dispatch-Interconnection | VOM | 30273647.7756 | QC | NY | Electricity Transmission Line |  |  |  | 0.36069 | 10919378.7944
LCP_Inputs_ON_Diverse_2023_04_03 | 2046 |  |  | Methane |  | Dispatch-Interconnection | VOM | 0 | QC | ON | CH4 Pipeline |  |  |  | 0.36069 | 0
LCP_Inputs_ON_Diverse_2023_04_03 | 2046 |  |  | Electricity |  | Dispatch-Interconnection | VOM | 7751052.9617 | QC | ON | Electricity Transmission Line |  |  |  | 0.36069 | 2795721.3472
LCP_Inputs_ON_Diverse_2023_04_03 | 2046 |  |  | Hydrogen |  | Dispatch-Interconnection | VOM | 0 | QC | ON | H2 Pipeline - New |  |  |  | 0.36069 | 0
LCP_Inputs_ON_Diverse_2023_04_03 | 2046 |  |  | Hydrogen |  | Dispatch-Interconnection | VOM | 0 | QC | ON | H2 Pipeline - Repurposed |  |  |  | 0.36069 | 0
LCP_Inputs_ON_Diverse_2023_04_03 | 2046 |  |  | Methane |  | Dispatch-Intraconnection | VOM | 0 | QC | QC | CH4 Pipeline |  |  |  | 0.36069 | 0
LCP_Inputs_ON_Diverse_2023_04_03 | 2046 |  |  | Electricity |  | Dispatch-Intraconnection | VOM | 0 | QC | QC | Electricity Transmission Line |  |  |  | 0.36069 | 0
LCP_Inputs_ON_Diverse_2023_04_03 | 2046 |  |  | Hydrogen |  | Dispatch-Intraconnection | VOM | 0 | QC | QC | H2 Pipeline - New |  |  |  | 0.36069 | 0
LCP_Inputs_ON_Diverse_2023_04_03 | 2046 |  |  | Hydrogen |  | Dispatch-Intraconnection | VOM | 0 | QC | QC | H2 Pipeline - Repurposed |  |  |  | 0.36069 | 0
LCP_Inputs_ON_Diverse_2023_04_03 | 2046 |  |  | Electricity |  | Dispatch-Interconnection | VOM | 3631464.9646 | WC | MI | Electricity Transmission Line |  |  |  | 0.36069 | 1309830.3125
LCP_Inputs_ON_Diverse_2023_04_03 | 2046 |  |  | Methane |  | Dispatch-Interconnection | VOM | 0 | WC | ON | CH4 Pipeline |  |  |  | 0.36069 | 0
LCP_Inputs_ON_Diverse_2023_04_03 | 2046 |  |  | Electricity |  | Dispatch-Interconnection | VOM | 11521183.9754 | WC | ON | Electricity Transmission Line |  |  |  | 0.36069 | 4155567.0106
LCP_Inputs_ON_Diverse_2023_04_03 | 2046 |  |  | Hydrogen |  | Dispatch-Interconnection | VOM | 0 | WC | ON | H2 Pipeline - New |  |  |  | 0.36069 | 0
LCP_Inputs_ON_Diverse_2023_04_03 | 2046 |  |  | Hydrogen |  | Dispatch-Interconnection | VOM | 0 | WC | ON | H2 Pipeline - Repurposed |  |  |  | 0.36069 | 0
LCP_Inputs_ON_Diverse_2023_04_03 | 2046 |  |  | Methane |  | Dispatch-Intraconnection | VOM | 0 | WC | WC | CH4 Pipeline |  |  |  | 0.36069 | 0
LCP_Inputs_ON_Diverse_2023_04_03 | 2046 |  |  | Electricity |  | Dispatch-Intraconnection | VOM | 0 | WC | WC | Electricity Transmission Line |  |  |  | 0.36069 | 0
LCP_Inputs_ON_Diverse_2023_04_03 | 2046 |  |  | Hydrogen |  | Dispatch-Intraconnection | VOM | 0 | WC | WC | H2 Pipeline - New |  |  |  | 0.36069 | 0
LCP_Inputs_ON_Diverse_2023_04_03 | 2046 |  |  | Hydrogen |  | Dispatch-Intraconnection | VOM | 0 | WC | WC | H2 Pipeline - Repurposed |  |  |  | 0.36069 | 0
LCP_Inputs_ON_Diverse_2023_04_03 | 2047 |  |  | Methane |  | Dispatch-Intraconnection | VOM | 0 | MI | MI | CH4 Pipeline |  |  |  | 0.34682 | 0
LCP_Inputs_ON_Diverse_2023_04_03 | 2047 |  |  | Electricity |  | Dispatch-Intraconnection | VOM | 0 | MI | MI | Electricity Transmission Line |  |  |  | 0.34682 | 0
LCP_Inputs_ON_Diverse_2023_04_03 | 2047 |  |  | Hydrogen |  | Dispatch-Intraconnection | VOM | 0 | MI | MI | H2 Pipeline - New |  |  |  | 0.34682 | 0
LCP_Inputs_ON_Diverse_2023_04_03 | 2047 |  |  | Hydrogen |  | Dispatch-Intraconnection | VOM | 0 | MI | MI | H2 Pipeline - Repurposed |  |  |  | 0.34682 | 0
LCP_Inputs_ON_Diverse_2023_04_03 | 2047 |  |  | Methane |  | Dispatch-Interconnection | VOM | 0 | MI | ON | CH4 Pipeline |  |  |  | 0.34682 | 0
LCP_Inputs_ON_Diverse_2023_04_03 | 2047 |  |  | Electricity |  | Dispatch-Interconnection | VOM | 25125428.6108 | MI | ON | Electricity Transmission Line |  |  |  | 0.34682 | 8713914.9739
LCP_Inputs_ON_Diverse_2023_04_03 | 2047 |  |  | Hydrogen |  | Dispatch-Interconnection | VOM | 0 | MI | ON | H2 Pipeline - New |  |  |  | 0.34682 | 0
LCP_Inputs_ON_Diverse_2023_04_03 | 2047 |  |  | Hydrogen |  | Dispatch-Interconnection | VOM | 0 | MI | ON | H2 Pipeline - Repurposed |  |  |  | 0.34682 | 0
LCP_Inputs_ON_Diverse_2023_04_03 | 2047 |  |  | Electricity |  | Dispatch-Interconnection | VOM | 3167186.5654 | MI | WC | Electricity Transmission Line |  |  |  | 0.34682 | 1098432.7816
LCP_Inputs_ON_Diverse_2023_04_03 | 2047 |  |  | Methane |  | Dispatch-Intraconnection | VOM | 0 | NY | NY | CH4 Pipeline |  |  |  | 0.34682 | 0
LCP_Inputs_ON_Diverse_2023_04_03 | 2047 |  |  | Electricity |  | Dispatch-Intraconnection | VOM | 0 | NY | NY | Electricity Transmission Line |  |  |  | 0.34682 | 0
LCP_Inputs_ON_Diverse_2023_04_03 | 2047 |  |  | Hydrogen |  | Dispatch-Intraconnection | VOM | 0 | NY | NY | H2 Pipeline - New |  |  |  | 0.34682 | 0
LCP_Inputs_ON_Diverse_2023_04_03 | 2047 |  |  | Hydrogen |  | Dispatch-Intraconnection | VOM | 0 | NY | NY | H2 Pipeline - Repurposed |  |  |  | 0.34682 | 0
LCP_Inputs_ON_Diverse_2023_04_03 | 2047 |  |  | Methane |  | Dispatch-Interconnection | VOM | 0 | NY | ON | CH4 Pipeline |  |  |  | 0.34682 | 0
LCP_Inputs_ON_Diverse_2023_04_03 | 2047 |  |  | Electricity |  | Dispatch-Interconnection | VOM | 9408599.3038 | NY | ON | Electricity Transmission Line |  |  |  | 0.34682 | 3263058.1403
LCP_Inputs_ON_Diverse_2023_04_03 | 2047 |  |  | Hydrogen |  | Dispatch-Interconnection | VOM | 0 | NY | ON | H2 Pipeline - New |  |  |  | 0.34682 | 0
LCP_Inputs_ON_Diverse_2023_04_03 | 2047 |  |  | Hydrogen |  | Dispatch-Interconnection | VOM | 0 | NY | ON | H2 Pipeline - Repurposed |  |  |  | 0.34682 | 0
LCP_Inputs_ON_Diverse_2023_04_03 | 2047 |  |  | Electricity |  | Dispatch-Interconnection | VOM | 25635377.5811 | NY | QC | Electricity Transmission Line |  |  |  | 0.34682 | 8890773.7267
LCP_Inputs_ON_Diverse_2023_04_03 | 2047 |  |  | Methane |  | Dispatch-Interconnection | VOM | 0 | ON | MI | CH4 Pipeline |  |  |  | 0.34682 | 0
LCP_Inputs_ON_Diverse_2023_04_03 | 2047 |  |  | Electricity |  | Dispatch-Interconnection | VOM | 10484576.162 | ON | MI | Electricity Transmission Line |  |  |  | 0.34682 | 3636224.7438
LCP_Inputs_ON_Diverse_2023_04_03 | 2047 |  |  | Hydrogen |  | Dispatch-Interconnection | VOM | 0 | ON | MI | H2 Pipeline - New |  |  |  | 0.34682 | 0
LCP_Inputs_ON_Diverse_2023_04_03 | 2047 |  |  | Hydrogen |  | Dispatch-Interconnection | VOM | 0 | ON | MI | H2 Pipeline - Repurposed |  |  |  | 0.34682 | 0
LCP_Inputs_ON_Diverse_2023_04_03 | 2047 |  |  | Methane |  | Dispatch-Interconnection | VOM | 0 | ON | NY | CH4 Pipeline |  |  |  | 0.34682 | 0
LCP_Inputs_ON_Diverse_2023_04_03 | 2047 |  |  | Electricity |  | Dispatch-Interconnection | VOM | 17534981.9871 | ON | NY | Electricity Transmission Line |  |  |  | 0.34682 | 6081422.3101
LCP_Inputs_ON_Diverse_2023_04_03 | 2047 |  |  | Hydrogen |  | Dispatch-Interconnection | VOM | 0 | ON | NY | H2 Pipeline - New |  |  |  | 0.34682 | 0
LCP_Inputs_ON_Diverse_2023_04_03 | 2047 |  |  | Hydrogen |  | Dispatch-Interconnection | VOM | 0 | ON | NY | H2 Pipeline - Repurposed |  |  |  | 0.34682 | 0
LCP_Inputs_ON_Diverse_2023_04_03 | 2047 |  |  | Methane |  | Dispatch-Intraconnection | VOM | 520847193.3407 | ON | ON | CH4 Pipeline |  |  |  | 0.34682 | 180638437.1569
LCP_Inputs_ON_Diverse_2023_04_03 | 2047 |  |  | Electricity |  | Dispatch-Intraconnection | VOM | 0 | ON | ON | Electricity Transmission Line |  |  |  | 0.34682 | 0
LCP_Inputs_ON_Diverse_2023_04_03 | 2047 |  |  | Hydrogen |  | Dispatch-Intraconnection | VOM | 0 | ON | ON | H2 Pipeline - New |  |  |  | 0.34682 | 0
LCP_Inputs_ON_Diverse_2023_04_03 | 2047 |  |  | Hydrogen |  | Dispatch-Intraconnection | VOM | 941970860.5585 | ON | ON | H2 Pipeline - Repurposed |  |  |  | 0.34682 | 326691103.0225
LCP_Inputs_ON_Diverse_2023_04_03 | 2047 |  |  | Methane |  | Dispatch-Interconnection | VOM | 0 | ON | PJ | CH4 Pipeline |  |  |  | 0.34682 | 0
LCP_Inputs_ON_Diverse_2023_04_03 | 2047 |  |  | Electricity |  | Dispatch-Interconnection | VOM | 22565730.4157 | ON | PJ | Electricity Transmission Line |  |  |  | 0.34682 | 7826169.2253
LCP_Inputs_ON_Diverse_2023_04_03 | 2047 |  |  | Hydrogen |  | Dispatch-Interconnection | VOM | 0 | ON | PJ | H2 Pipeline - New |  |  |  | 0.34682 | 0
LCP_Inputs_ON_Diverse_2023_04_03 | 2047 |  |  | Hydrogen |  | Dispatch-Interconnection | VOM | 0 | ON | PJ | H2 Pipeline - Repurposed |  |  |  | 0.34682 | 0
LCP_Inputs_ON_Diverse_2023_04_03 | 2047 |  |  | Methane |  | Dispatch-Interconnection | VOM | 0 | ON | QC | CH4 Pipeline |  |  |  | 0.34682 | 0
LCP_Inputs_ON_Diverse_2023_04_03 | 2047 |  |  | Electricity |  | Dispatch-Interconnection | VOM | 11481573.2347 | ON | QC | Electricity Transmission Line |  |  |  | 0.34682 | 3981999.849
LCP_Inputs_ON_Diverse_2023_04_03 | 2047 |  |  | Hydrogen |  | Dispatch-Interconnection | VOM | 0 | ON | QC | H2 Pipeline - New |  |  |  | 0.34682 | 0
LCP_Inputs_ON_Diverse_2023_04_03 | 2047 |  |  | Hydrogen |  | Dispatch-Interconnection | VOM | 0 | ON | QC | H2 Pipeline - Repurposed |  |  |  | 0.34682 | 0
LCP_Inputs_ON_Diverse_2023_04_03 | 2047 |  |  | Methane |  | Dispatch-Interconnection | VOM | 0 | ON | WC | CH4 Pipeline |  |  |  | 0.34682 | 0
LCP_Inputs_ON_Diverse_2023_04_03 | 2047 |  |  | Electricity |  | Dispatch-Interconnection | VOM | 0 | ON | WC | Electricity Transmission Line |  |  |  | 0.34682 | 0
LCP_Inputs_ON_Diverse_2023_04_03 | 2047 |  |  | Hydrogen |  | Dispatch-Interconnection | VOM | 0 | ON | WC | H2 Pipeline - New |  |  |  | 0.34682 | 0
LCP_Inputs_ON_Diverse_2023_04_03 | 2047 |  |  | Hydrogen |  | Dispatch-Interconnection | VOM | 0 | ON | WC | H2 Pipeline - Repurposed |  |  |  | 0.34682 | 0
LCP_Inputs_ON_Diverse_2023_04_03 | 2047 |  |  | Methane |  | Dispatch-Interconnection | VOM | 0 | PJ | ON | CH4 Pipeline |  |  |  | 0.34682 | 0
LCP_Inputs_ON_Diverse_2023_04_03 | 2047 |  |  | Electricity |  | Dispatch-Interconnection | VOM | 19730270.9866 | PJ | ON | Electricity Transmission Line |  |  |  | 0.34682 | 6842784.9113
LCP_Inputs_ON_Diverse_2023_04_03 | 2047 |  |  | Hydrogen |  | Dispatch-Interconnection | VOM | 0 | PJ | ON | H2 Pipeline - New |  |  |  | 0.34682 | 0
LCP_Inputs_ON_Diverse_2023_04_03 | 2047 |  |  | Hydrogen |  | Dispatch-Interconnection | VOM | 0 | PJ | ON | H2 Pipeline - Repurposed |  |  |  | 0.34682 | 0
LCP_Inputs_ON_Diverse_2023_04_03 | 2047 |  |  | Methane |  | Dispatch-Intraconnection | VOM | 0 | PJ | PJ | CH4 Pipeline |  |  |  | 0.34682 | 0
LCP_Inputs_ON_Diverse_2023_04_03 | 2047 |  |  | Electricity |  | Dispatch-Intraconnection | VOM | 0 | PJ | PJ | Electricity Transmission Line |  |  |  | 0.34682 | 0
LCP_Inputs_ON_Diverse_2023_04_03 | 2047 |  |  | Hydrogen |  | Dispatch-Intraconnection | VOM | 0 | PJ | PJ | H2 Pipeline - New |  |  |  | 0.34682 | 0
LCP_Inputs_ON_Diverse_2023_04_03 | 2047 |  |  | Hydrogen |  | Dispatch-Intraconnection | VOM | 0 | PJ | PJ | H2 Pipeline - Repurposed |  |  |  | 0.34682 | 0
LCP_Inputs_ON_Diverse_2023_04_03 | 2047 |  |  | Electricity |  | Dispatch-Interconnection | VOM | 30273647.7756 | QC | NY | Electricity Transmission Line |  |  |  | 0.34682 | 10499402.6869
LCP_Inputs_ON_Diverse_2023_04_03 | 2047 |  |  | Methane |  | Dispatch-Interconnection | VOM | 0 | QC | ON | CH4 Pipeline |  |  |  | 0.34682 | 0
LCP_Inputs_ON_Diverse_2023_04_03 | 2047 |  |  | Electricity |  | Dispatch-Interconnection | VOM | 7751052.9617 | QC | ON | Electricity Transmission Line |  |  |  | 0.34682 | 2688193.6031
LCP_Inputs_ON_Diverse_2023_04_03 | 2047 |  |  | Hydrogen |  | Dispatch-Interconnection | VOM | 0 | QC | ON | H2 Pipeline - New |  |  |  | 0.34682 | 0
LCP_Inputs_ON_Diverse_2023_04_03 | 2047 |  |  | Hydrogen |  | Dispatch-Interconnection | VOM | 0 | QC | ON | H2 Pipeline - Repurposed |  |  |  | 0.34682 | 0
LCP_Inputs_ON_Diverse_2023_04_03 | 2047 |  |  | Methane |  | Dispatch-Intraconnection | VOM | 0 | QC | QC | CH4 Pipeline |  |  |  | 0.34682 | 0
LCP_Inputs_ON_Diverse_2023_04_03 | 2047 |  |  | Electricity |  | Dispatch-Intraconnection | VOM | 0 | QC | QC | Electricity Transmission Line |  |  |  | 0.34682 | 0
LCP_Inputs_ON_Diverse_2023_04_03 | 2047 |  |  | Hydrogen |  | Dispatch-Intraconnection | VOM | 0 | QC | QC | H2 Pipeline - New |  |  |  | 0.34682 | 0
LCP_Inputs_ON_Diverse_2023_04_03 | 2047 |  |  | Hydrogen |  | Dispatch-Intraconnection | VOM | 0 | QC | QC | H2 Pipeline - Repurposed |  |  |  | 0.34682 | 0
LCP_Inputs_ON_Diverse_2023_04_03 | 2047 |  |  | Electricity |  | Dispatch-Interconnection | VOM | 3631464.9646 | WC | MI | Electricity Transmission Line |  |  |  | 0.34682 | 1259452.2236
LCP_Inputs_ON_Diverse_2023_04_03 | 2047 |  |  | Methane |  | Dispatch-Interconnection | VOM | 0 | WC | ON | CH4 Pipeline |  |  |  | 0.34682 | 0
LCP_Inputs_ON_Diverse_2023_04_03 | 2047 |  |  | Electricity |  | Dispatch-Interconnection | VOM | 11521183.9754 | WC | ON | Electricity Transmission Line |  |  |  | 0.34682 | 3995737.5102
LCP_Inputs_ON_Diverse_2023_04_03 | 2047 |  |  | Hydrogen |  | Dispatch-Interconnection | VOM | 0 | WC | ON | H2 Pipeline - New |  |  |  | 0.34682 | 0
LCP_Inputs_ON_Diverse_2023_04_03 | 2047 |  |  | Hydrogen |  | Dispatch-Interconnection | VOM | 0 | WC | ON | H2 Pipeline - Repurposed |  |  |  | 0.34682 | 0
LCP_Inputs_ON_Diverse_2023_04_03 | 2047 |  |  | Methane |  | Dispatch-Intraconnection | VOM | 0 | WC | WC | CH4 Pipeline |  |  |  | 0.34682 | 0
LCP_Inputs_ON_Diverse_2023_04_03 | 2047 |  |  | Electricity |  | Dispatch-Intraconnection | VOM | 0 | WC | WC | Electricity Transmission Line |  |  |  | 0.34682 | 0
LCP_Inputs_ON_Diverse_2023_04_03 | 2047 |  |  | Hydrogen |  | Dispatch-Intraconnection | VOM | 0 | WC | WC | H2 Pipeline - New |  |  |  | 0.34682 | 0
LCP_Inputs_ON_Diverse_2023_04_03 | 2047 |  |  | Hydrogen |  | Dispatch-Intraconnection | VOM | 0 | WC | WC | H2 Pipeline - Repurposed |  |  |  | 0.34682 | 0
LCP_Inputs_ON_Diverse_2023_04_03 | 2048 |  |  | Methane |  | Dispatch-Intraconnection | VOM | 0 | MI | MI | CH4 Pipeline |  |  |  | 0.33348 | 0
LCP_Inputs_ON_Diverse_2023_04_03 | 2048 |  |  | Electricity |  | Dispatch-Intraconnection | VOM | 0 | MI | MI | Electricity Transmission Line |  |  |  | 0.33348 | 0
LCP_Inputs_ON_Diverse_2023_04_03 | 2048 |  |  | Hydrogen |  | Dispatch-Intraconnection | VOM | 0 | MI | MI | H2 Pipeline - New |  |  |  | 0.33348 | 0
LCP_Inputs_ON_Diverse_2023_04_03 | 2048 |  |  | Hydrogen |  | Dispatch-Intraconnection | VOM | 0 | MI | MI | H2 Pipeline - Repurposed |  |  |  | 0.33348 | 0
LCP_Inputs_ON_Diverse_2023_04_03 | 2048 |  |  | Methane |  | Dispatch-Interconnection | VOM | 0 | MI | ON | CH4 Pipeline |  |  |  | 0.33348 | 0
LCP_Inputs_ON_Diverse_2023_04_03 | 2048 |  |  | Electricity |  | Dispatch-Interconnection | VOM | 25125428.6108 | MI | ON | Electricity Transmission Line |  |  |  | 0.33348 | 8378764.3979
LCP_Inputs_ON_Diverse_2023_04_03 | 2048 |  |  | Hydrogen |  | Dispatch-Interconnection | VOM | 0 | MI | ON | H2 Pipeline - New |  |  |  | 0.33348 | 0
LCP_Inputs_ON_Diverse_2023_04_03 | 2048 |  |  | Hydrogen |  | Dispatch-Interconnection | VOM | 0 | MI | ON | H2 Pipeline - Repurposed |  |  |  | 0.33348 | 0
LCP_Inputs_ON_Diverse_2023_04_03 | 2048 |  |  | Electricity |  | Dispatch-Interconnection | VOM | 3167186.5654 | MI | WC | Electricity Transmission Line |  |  |  | 0.33348 | 1056185.3669
LCP_Inputs_ON_Diverse_2023_04_03 | 2048 |  |  | Methane |  | Dispatch-Intraconnection | VOM | 0 | NY | NY | CH4 Pipeline |  |  |  | 0.33348 | 0
LCP_Inputs_ON_Diverse_2023_04_03 | 2048 |  |  | Electricity |  | Dispatch-Intraconnection | VOM | 0 | NY | NY | Electricity Transmission Line |  |  |  | 0.33348 | 0
LCP_Inputs_ON_Diverse_2023_04_03 | 2048 |  |  | Hydrogen |  | Dispatch-Intraconnection | VOM | 0 | NY | NY | H2 Pipeline - New |  |  |  | 0.33348 | 0
LCP_Inputs_ON_Diverse_2023_04_03 | 2048 |  |  | Hydrogen |  | Dispatch-Intraconnection | VOM | 0 | NY | NY | H2 Pipeline - Repurposed |  |  |  | 0.33348 | 0
LCP_Inputs_ON_Diverse_2023_04_03 | 2048 |  |  | Methane |  | Dispatch-Interconnection | VOM | 0 | NY | ON | CH4 Pipeline |  |  |  | 0.33348 | 0
LCP_Inputs_ON_Diverse_2023_04_03 | 2048 |  |  | Electricity |  | Dispatch-Interconnection | VOM | 9408599.3038 | NY | ON | Electricity Transmission Line |  |  |  | 0.33348 | 3137555.9041
LCP_Inputs_ON_Diverse_2023_04_03 | 2048 |  |  | Hydrogen |  | Dispatch-Interconnection | VOM | 0 | NY | ON | H2 Pipeline - New |  |  |  | 0.33348 | 0
LCP_Inputs_ON_Diverse_2023_04_03 | 2048 |  |  | Hydrogen |  | Dispatch-Interconnection | VOM | 0 | NY | ON | H2 Pipeline - Repurposed |  |  |  | 0.33348 | 0
LCP_Inputs_ON_Diverse_2023_04_03 | 2048 |  |  | Electricity |  | Dispatch-Interconnection | VOM | 25635377.5811 | NY | QC | Electricity Transmission Line |  |  |  | 0.33348 | 8548820.8911
LCP_Inputs_ON_Diverse_2023_04_03 | 2048 |  |  | Methane |  | Dispatch-Interconnection | VOM | 0 | ON | MI | CH4 Pipeline |  |  |  | 0.33348 | 0
LCP_Inputs_ON_Diverse_2023_04_03 | 2048 |  |  | Electricity |  | Dispatch-Interconnection | VOM | 10484576.162 | ON | MI | Electricity Transmission Line |  |  |  | 0.33348 | 3496369.9459
LCP_Inputs_ON_Diverse_2023_04_03 | 2048 |  |  | Hydrogen |  | Dispatch-Interconnection | VOM | 0 | ON | MI | H2 Pipeline - New |  |  |  | 0.33348 | 0
LCP_Inputs_ON_Diverse_2023_04_03 | 2048 |  |  | Hydrogen |  | Dispatch-Interconnection | VOM | 0 | ON | MI | H2 Pipeline - Repurposed |  |  |  | 0.33348 | 0
LCP_Inputs_ON_Diverse_2023_04_03 | 2048 |  |  | Methane |  | Dispatch-Interconnection | VOM | 0 | ON | NY | CH4 Pipeline |  |  |  | 0.33348 | 0
LCP_Inputs_ON_Diverse_2023_04_03 | 2048 |  |  | Electricity |  | Dispatch-Interconnection | VOM | 17534981.9871 | ON | NY | Electricity Transmission Line |  |  |  | 0.33348 | 5847521.452
LCP_Inputs_ON_Diverse_2023_04_03 | 2048 |  |  | Hydrogen |  | Dispatch-Interconnection | VOM | 0 | ON | NY | H2 Pipeline - New |  |  |  | 0.33348 | 0
LCP_Inputs_ON_Diverse_2023_04_03 | 2048 |  |  | Hydrogen |  | Dispatch-Interconnection | VOM | 0 | ON | NY | H2 Pipeline - Repurposed |  |  |  | 0.33348 | 0
LCP_Inputs_ON_Diverse_2023_04_03 | 2048 |  |  | Methane |  | Dispatch-Intraconnection | VOM | 520847193.3407 | ON | ON | CH4 Pipeline |  |  |  | 0.33348 | 173690804.9586
LCP_Inputs_ON_Diverse_2023_04_03 | 2048 |  |  | Electricity |  | Dispatch-Intraconnection | VOM | 0 | ON | ON | Electricity Transmission Line |  |  |  | 0.33348 | 0
LCP_Inputs_ON_Diverse_2023_04_03 | 2048 |  |  | Hydrogen |  | Dispatch-Intraconnection | VOM | 0 | ON | ON | H2 Pipeline - New |  |  |  | 0.33348 | 0
LCP_Inputs_ON_Diverse_2023_04_03 | 2048 |  |  | Hydrogen |  | Dispatch-Intraconnection | VOM | 941970860.5585 | ON | ON | H2 Pipeline - Repurposed |  |  |  | 0.33348 | 314126060.5985
LCP_Inputs_ON_Diverse_2023_04_03 | 2048 |  |  | Methane |  | Dispatch-Interconnection | VOM | 0 | ON | PJ | CH4 Pipeline |  |  |  | 0.33348 | 0
LCP_Inputs_ON_Diverse_2023_04_03 | 2048 |  |  | Electricity |  | Dispatch-Interconnection | VOM | 22565730.4157 | ON | PJ | Electricity Transmission Line |  |  |  | 0.33348 | 7525162.7166
LCP_Inputs_ON_Diverse_2023_04_03 | 2048 |  |  | Hydrogen |  | Dispatch-Interconnection | VOM | 0 | ON | PJ | H2 Pipeline - New |  |  |  | 0.33348 | 0
LCP_Inputs_ON_Diverse_2023_04_03 | 2048 |  |  | Hydrogen |  | Dispatch-Interconnection | VOM | 0 | ON | PJ | H2 Pipeline - Repurposed |  |  |  | 0.33348 | 0
LCP_Inputs_ON_Diverse_2023_04_03 | 2048 |  |  | Methane |  | Dispatch-Interconnection | VOM | 0 | ON | QC | CH4 Pipeline |  |  |  | 0.33348 | 0
LCP_Inputs_ON_Diverse_2023_04_03 | 2048 |  |  | Electricity |  | Dispatch-Interconnection | VOM | 11481573.2347 | ON | QC | Electricity Transmission Line |  |  |  | 0.33348 | 3828846.0086
LCP_Inputs_ON_Diverse_2023_04_03 | 2048 |  |  | Hydrogen |  | Dispatch-Interconnection | VOM | 0 | ON | QC | H2 Pipeline - New |  |  |  | 0.33348 | 0
LCP_Inputs_ON_Diverse_2023_04_03 | 2048 |  |  | Hydrogen |  | Dispatch-Interconnection | VOM | 0 | ON | QC | H2 Pipeline - Repurposed |  |  |  | 0.33348 | 0
LCP_Inputs_ON_Diverse_2023_04_03 | 2048 |  |  | Methane |  | Dispatch-Interconnection | VOM | 0 | ON | WC | CH4 Pipeline |  |  |  | 0.33348 | 0
LCP_Inputs_ON_Diverse_2023_04_03 | 2048 |  |  | Electricity |  | Dispatch-Interconnection | VOM | 0 | ON | WC | Electricity Transmission Line |  |  |  | 0.33348 | 0
LCP_Inputs_ON_Diverse_2023_04_03 | 2048 |  |  | Hydrogen |  | Dispatch-Interconnection | VOM | 0 | ON | WC | H2 Pipeline - New |  |  |  | 0.33348 | 0
LCP_Inputs_ON_Diverse_2023_04_03 | 2048 |  |  | Hydrogen |  | Dispatch-Interconnection | VOM | 0 | ON | WC | H2 Pipeline - Repurposed |  |  |  | 0.33348 | 0
LCP_Inputs_ON_Diverse_2023_04_03 | 2048 |  |  | Methane |  | Dispatch-Interconnection | VOM | 0 | PJ | ON | CH4 Pipeline |  |  |  | 0.33348 | 0
LCP_Inputs_ON_Diverse_2023_04_03 | 2048 |  |  | Electricity |  | Dispatch-Interconnection | VOM | 19730270.9866 | PJ | ON | Electricity Transmission Line |  |  |  | 0.33348 | 6579600.8763
LCP_Inputs_ON_Diverse_2023_04_03 | 2048 |  |  | Hydrogen |  | Dispatch-Interconnection | VOM | 0 | PJ | ON | H2 Pipeline - New |  |  |  | 0.33348 | 0
LCP_Inputs_ON_Diverse_2023_04_03 | 2048 |  |  | Hydrogen |  | Dispatch-Interconnection | VOM | 0 | PJ | ON | H2 Pipeline - Repurposed |  |  |  | 0.33348 | 0
LCP_Inputs_ON_Diverse_2023_04_03 | 2048 |  |  | Methane |  | Dispatch-Intraconnection | VOM | 0 | PJ | PJ | CH4 Pipeline |  |  |  | 0.33348 | 0
LCP_Inputs_ON_Diverse_2023_04_03 | 2048 |  |  | Electricity |  | Dispatch-Intraconnection | VOM | 0 | PJ | PJ | Electricity Transmission Line |  |  |  | 0.33348 | 0
LCP_Inputs_ON_Diverse_2023_04_03 | 2048 |  |  | Hydrogen |  | Dispatch-Intraconnection | VOM | 0 | PJ | PJ | H2 Pipeline - New |  |  |  | 0.33348 | 0
LCP_Inputs_ON_Diverse_2023_04_03 | 2048 |  |  | Hydrogen |  | Dispatch-Intraconnection | VOM | 0 | PJ | PJ | H2 Pipeline - Repurposed |  |  |  | 0.33348 | 0
LCP_Inputs_ON_Diverse_2023_04_03 | 2048 |  |  | Electricity |  | Dispatch-Interconnection | VOM | 30273647.7756 | QC | NY | Electricity Transmission Line |  |  |  | 0.33348 | 10095579.5066
LCP_Inputs_ON_Diverse_2023_04_03 | 2048 |  |  | Methane |  | Dispatch-Interconnection | VOM | 0 | QC | ON | CH4 Pipeline |  |  |  | 0.33348 | 0
LCP_Inputs_ON_Diverse_2023_04_03 | 2048 |  |  | Electricity |  | Dispatch-Interconnection | VOM | 7751052.9617 | QC | ON | Electricity Transmission Line |  |  |  | 0.33348 | 2584801.5414
LCP_Inputs_ON_Diverse_2023_04_03 | 2048 |  |  | Hydrogen |  | Dispatch-Interconnection | VOM | 0 | QC | ON | H2 Pipeline - New |  |  |  | 0.33348 | 0
LCP_Inputs_ON_Diverse_2023_04_03 | 2048 |  |  | Hydrogen |  | Dispatch-Interconnection | VOM | 0 | QC | ON | H2 Pipeline - Repurposed |  |  |  | 0.33348 | 0
LCP_Inputs_ON_Diverse_2023_04_03 | 2048 |  |  | Methane |  | Dispatch-Intraconnection | VOM | 0 | QC | QC | CH4 Pipeline |  |  |  | 0.33348 | 0
LCP_Inputs_ON_Diverse_2023_04_03 | 2048 |  |  | Electricity |  | Dispatch-Intraconnection | VOM | 0 | QC | QC | Electricity Transmission Line |  |  |  | 0.33348 | 0
LCP_Inputs_ON_Diverse_2023_04_03 | 2048 |  |  | Hydrogen |  | Dispatch-Intraconnection | VOM | 0 | QC | QC | H2 Pipeline - New |  |  |  | 0.33348 | 0
LCP_Inputs_ON_Diverse_2023_04_03 | 2048 |  |  | Hydrogen |  | Dispatch-Intraconnection | VOM | 0 | QC | QC | H2 Pipeline - Repurposed |  |  |  | 0.33348 | 0
LCP_Inputs_ON_Diverse_2023_04_03 | 2048 |  |  | Electricity |  | Dispatch-Interconnection | VOM | 3631464.9646 | WC | MI | Electricity Transmission Line |  |  |  | 0.33348 | 1211011.7535
LCP_Inputs_ON_Diverse_2023_04_03 | 2048 |  |  | Methane |  | Dispatch-Interconnection | VOM | 0 | WC | ON | CH4 Pipeline |  |  |  | 0.33348 | 0
LCP_Inputs_ON_Diverse_2023_04_03 | 2048 |  |  | Electricity |  | Dispatch-Interconnection | VOM | 11521183.9754 | WC | ON | Electricity Transmission Line |  |  |  | 0.33348 | 3842055.2983
LCP_Inputs_ON_Diverse_2023_04_03 | 2048 |  |  | Hydrogen |  | Dispatch-Interconnection | VOM | 0 | WC | ON | H2 Pipeline - New |  |  |  | 0.33348 | 0
LCP_Inputs_ON_Diverse_2023_04_03 | 2048 |  |  | Hydrogen |  | Dispatch-Interconnection | VOM | 0 | WC | ON | H2 Pipeline - Repurposed |  |  |  | 0.33348 | 0
LCP_Inputs_ON_Diverse_2023_04_03 | 2048 |  |  | Methane |  | Dispatch-Intraconnection | VOM | 0 | WC | WC | CH4 Pipeline |  |  |  | 0.33348 | 0
LCP_Inputs_ON_Diverse_2023_04_03 | 2048 |  |  | Electricity |  | Dispatch-Intraconnection | VOM | 0 | WC | WC | Electricity Transmission Line |  |  |  | 0.33348 | 0
LCP_Inputs_ON_Diverse_2023_04_03 | 2048 |  |  | Hydrogen |  | Dispatch-Intraconnection | VOM | 0 | WC | WC | H2 Pipeline - New |  |  |  | 0.33348 | 0
LCP_Inputs_ON_Diverse_2023_04_03 | 2048 |  |  | Hydrogen |  | Dispatch-Intraconnection | VOM | 0 | WC | WC | H2 Pipeline - Repurposed |  |  |  | 0.33348 | 0
LCP_Inputs_ON_Diverse_2023_04_03 | 2049 |  |  | Methane |  | Dispatch-Intraconnection | VOM | 0 | MI | MI | CH4 Pipeline |  |  |  | 0.32065 | 0
LCP_Inputs_ON_Diverse_2023_04_03 | 2049 |  |  | Electricity |  | Dispatch-Intraconnection | VOM | 0 | MI | MI | Electricity Transmission Line |  |  |  | 0.32065 | 0
LCP_Inputs_ON_Diverse_2023_04_03 | 2049 |  |  | Hydrogen |  | Dispatch-Intraconnection | VOM | 0 | MI | MI | H2 Pipeline - New |  |  |  | 0.32065 | 0
LCP_Inputs_ON_Diverse_2023_04_03 | 2049 |  |  | Hydrogen |  | Dispatch-Intraconnection | VOM | 0 | MI | MI | H2 Pipeline - Repurposed |  |  |  | 0.32065 | 0
LCP_Inputs_ON_Diverse_2023_04_03 | 2049 |  |  | Methane |  | Dispatch-Interconnection | VOM | 0 | MI | ON | CH4 Pipeline |  |  |  | 0.32065 | 0
LCP_Inputs_ON_Diverse_2023_04_03 | 2049 |  |  | Electricity |  | Dispatch-Interconnection | VOM | 25125428.6108 | MI | ON | Electricity Transmission Line |  |  |  | 0.32065 | 8056504.2288
LCP_Inputs_ON_Diverse_2023_04_03 | 2049 |  |  | Hydrogen |  | Dispatch-Interconnection | VOM | 0 | MI | ON | H2 Pipeline - New |  |  |  | 0.32065 | 0
LCP_Inputs_ON_Diverse_2023_04_03 | 2049 |  |  | Hydrogen |  | Dispatch-Interconnection | VOM | 0 | MI | ON | H2 Pipeline - Repurposed |  |  |  | 0.32065 | 0
LCP_Inputs_ON_Diverse_2023_04_03 | 2049 |  |  | Electricity |  | Dispatch-Interconnection | VOM | 3167186.5654 | MI | WC | Electricity Transmission Line |  |  |  | 0.32065 | 1015562.8528
LCP_Inputs_ON_Diverse_2023_04_03 | 2049 |  |  | Methane |  | Dispatch-Intraconnection | VOM | 0 | NY | NY | CH4 Pipeline |  |  |  | 0.32065 | 0
LCP_Inputs_ON_Diverse_2023_04_03 | 2049 |  |  | Electricity |  | Dispatch-Intraconnection | VOM | 0 | NY | NY | Electricity Transmission Line |  |  |  | 0.32065 | 0
LCP_Inputs_ON_Diverse_2023_04_03 | 2049 |  |  | Hydrogen |  | Dispatch-Intraconnection | VOM | 0 | NY | NY | H2 Pipeline - New |  |  |  | 0.32065 | 0
LCP_Inputs_ON_Diverse_2023_04_03 | 2049 |  |  | Hydrogen |  | Dispatch-Intraconnection | VOM | 0 | NY | NY | H2 Pipeline - Repurposed |  |  |  | 0.32065 | 0
LCP_Inputs_ON_Diverse_2023_04_03 | 2049 |  |  | Methane |  | Dispatch-Interconnection | VOM | 0 | NY | ON | CH4 Pipeline |  |  |  | 0.32065 | 0
LCP_Inputs_ON_Diverse_2023_04_03 | 2049 |  |  | Electricity |  | Dispatch-Interconnection | VOM | 9408599.3038 | NY | ON | Electricity Transmission Line |  |  |  | 0.32065 | 3016880.677
LCP_Inputs_ON_Diverse_2023_04_03 | 2049 |  |  | Hydrogen |  | Dispatch-Interconnection | VOM | 0 | NY | ON | H2 Pipeline - New |  |  |  | 0.32065 | 0
LCP_Inputs_ON_Diverse_2023_04_03 | 2049 |  |  | Hydrogen |  | Dispatch-Interconnection | VOM | 0 | NY | ON | H2 Pipeline - Repurposed |  |  |  | 0.32065 | 0
LCP_Inputs_ON_Diverse_2023_04_03 | 2049 |  |  | Electricity |  | Dispatch-Interconnection | VOM | 25635377.5811 | NY | QC | Electricity Transmission Line |  |  |  | 0.32065 | 8220020.0876
LCP_Inputs_ON_Diverse_2023_04_03 | 2049 |  |  | Methane |  | Dispatch-Interconnection | VOM | 0 | ON | MI | CH4 Pipeline |  |  |  | 0.32065 | 0
LCP_Inputs_ON_Diverse_2023_04_03 | 2049 |  |  | Electricity |  | Dispatch-Interconnection | VOM | 10484576.162 | ON | MI | Electricity Transmission Line |  |  |  | 0.32065 | 3361894.1788
LCP_Inputs_ON_Diverse_2023_04_03 | 2049 |  |  | Hydrogen |  | Dispatch-Interconnection | VOM | 0 | ON | MI | H2 Pipeline - New |  |  |  | 0.32065 | 0
LCP_Inputs_ON_Diverse_2023_04_03 | 2049 |  |  | Hydrogen |  | Dispatch-Interconnection | VOM | 0 | ON | MI | H2 Pipeline - Repurposed |  |  |  | 0.32065 | 0
LCP_Inputs_ON_Diverse_2023_04_03 | 2049 |  |  | Methane |  | Dispatch-Interconnection | VOM | 0 | ON | NY | CH4 Pipeline |  |  |  | 0.32065 | 0
LCP_Inputs_ON_Diverse_2023_04_03 | 2049 |  |  | Electricity |  | Dispatch-Interconnection | VOM | 17534981.9871 | ON | NY | Electricity Transmission Line |  |  |  | 0.32065 | 5622616.7808
LCP_Inputs_ON_Diverse_2023_04_03 | 2049 |  |  | Hydrogen |  | Dispatch-Interconnection | VOM | 0 | ON | NY | H2 Pipeline - New |  |  |  | 0.32065 | 0
LCP_Inputs_ON_Diverse_2023_04_03 | 2049 |  |  | Hydrogen |  | Dispatch-Interconnection | VOM | 0 | ON | NY | H2 Pipeline - Repurposed |  |  |  | 0.32065 | 0
LCP_Inputs_ON_Diverse_2023_04_03 | 2049 |  |  | Methane |  | Dispatch-Intraconnection | VOM | 520847193.3407 | ON | ON | CH4 Pipeline |  |  |  | 0.32065 | 167010389.3832
LCP_Inputs_ON_Diverse_2023_04_03 | 2049 |  |  | Electricity |  | Dispatch-Intraconnection | VOM | 0 | ON | ON | Electricity Transmission Line |  |  |  | 0.32065 | 0
LCP_Inputs_ON_Diverse_2023_04_03 | 2049 |  |  | Hydrogen |  | Dispatch-Intraconnection | VOM | 0 | ON | ON | H2 Pipeline - New |  |  |  | 0.32065 | 0
LCP_Inputs_ON_Diverse_2023_04_03 | 2049 |  |  | Hydrogen |  | Dispatch-Intraconnection | VOM | 941970860.5585 | ON | ON | H2 Pipeline - Repurposed |  |  |  | 0.32065 | 302044289.0371
LCP_Inputs_ON_Diverse_2023_04_03 | 2049 |  |  | Methane |  | Dispatch-Interconnection | VOM | 0 | ON | PJ | CH4 Pipeline |  |  |  | 0.32065 | 0
LCP_Inputs_ON_Diverse_2023_04_03 | 2049 |  |  | Electricity |  | Dispatch-Interconnection | VOM | 22565730.4157 | ON | PJ | Electricity Transmission Line |  |  |  | 0.32065 | 7235733.3814
LCP_Inputs_ON_Diverse_2023_04_03 | 2049 |  |  | Hydrogen |  | Dispatch-Interconnection | VOM | 0 | ON | PJ | H2 Pipeline - New |  |  |  | 0.32065 | 0
LCP_Inputs_ON_Diverse_2023_04_03 | 2049 |  |  | Hydrogen |  | Dispatch-Interconnection | VOM | 0 | ON | PJ | H2 Pipeline - Repurposed |  |  |  | 0.32065 | 0
LCP_Inputs_ON_Diverse_2023_04_03 | 2049 |  |  | Methane |  | Dispatch-Interconnection | VOM | 0 | ON | QC | CH4 Pipeline |  |  |  | 0.32065 | 0
LCP_Inputs_ON_Diverse_2023_04_03 | 2049 |  |  | Electricity |  | Dispatch-Interconnection | VOM | 11481573.2347 | ON | QC | Electricity Transmission Line |  |  |  | 0.32065 | 3681582.7006
LCP_Inputs_ON_Diverse_2023_04_03 | 2049 |  |  | Hydrogen |  | Dispatch-Interconnection | VOM | 0 | ON | QC | H2 Pipeline - New |  |  |  | 0.32065 | 0
LCP_Inputs_ON_Diverse_2023_04_03 | 2049 |  |  | Hydrogen |  | Dispatch-Interconnection | VOM | 0 | ON | QC | H2 Pipeline - Repurposed |  |  |  | 0.32065 | 0
LCP_Inputs_ON_Diverse_2023_04_03 | 2049 |  |  | Methane |  | Dispatch-Interconnection | VOM | 0 | ON | WC | CH4 Pipeline |  |  |  | 0.32065 | 0
LCP_Inputs_ON_Diverse_2023_04_03 | 2049 |  |  | Electricity |  | Dispatch-Interconnection | VOM | 0 | ON | WC | Electricity Transmission Line |  |  |  | 0.32065 | 0
LCP_Inputs_ON_Diverse_2023_04_03 | 2049 |  |  | Hydrogen |  | Dispatch-Interconnection | VOM | 0 | ON | WC | H2 Pipeline - New |  |  |  | 0.32065 | 0
LCP_Inputs_ON_Diverse_2023_04_03 | 2049 |  |  | Hydrogen |  | Dispatch-Interconnection | VOM | 0 | ON | WC | H2 Pipeline - Repurposed |  |  |  | 0.32065 | 0
LCP_Inputs_ON_Diverse_2023_04_03 | 2049 |  |  | Methane |  | Dispatch-Interconnection | VOM | 0 | PJ | ON | CH4 Pipeline |  |  |  | 0.32065 | 0
LCP_Inputs_ON_Diverse_2023_04_03 | 2049 |  |  | Electricity |  | Dispatch-Interconnection | VOM | 19730270.9866 | PJ | ON | Electricity Transmission Line |  |  |  | 0.32065 | 6326539.3041
LCP_Inputs_ON_Diverse_2023_04_03 | 2049 |  |  | Hydrogen |  | Dispatch-Interconnection | VOM | 0 | PJ | ON | H2 Pipeline - New |  |  |  | 0.32065 | 0
LCP_Inputs_ON_Diverse_2023_04_03 | 2049 |  |  | Hydrogen |  | Dispatch-Interconnection | VOM | 0 | PJ | ON | H2 Pipeline - Repurposed |  |  |  | 0.32065 | 0
LCP_Inputs_ON_Diverse_2023_04_03 | 2049 |  |  | Methane |  | Dispatch-Intraconnection | VOM | 0 | PJ | PJ | CH4 Pipeline |  |  |  | 0.32065 | 0
LCP_Inputs_ON_Diverse_2023_04_03 | 2049 |  |  | Electricity |  | Dispatch-Intraconnection | VOM | 0 | PJ | PJ | Electricity Transmission Line |  |  |  | 0.32065 | 0
LCP_Inputs_ON_Diverse_2023_04_03 | 2049 |  |  | Hydrogen |  | Dispatch-Intraconnection | VOM | 0 | PJ | PJ | H2 Pipeline - New |  |  |  | 0.32065 | 0
LCP_Inputs_ON_Diverse_2023_04_03 | 2049 |  |  | Hydrogen |  | Dispatch-Intraconnection | VOM | 0 | PJ | PJ | H2 Pipeline - Repurposed |  |  |  | 0.32065 | 0
LCP_Inputs_ON_Diverse_2023_04_03 | 2049 |  |  | Electricity |  | Dispatch-Interconnection | VOM | 30273647.7756 | QC | NY | Electricity Transmission Line |  |  |  | 0.32065 | 9707287.9871
LCP_Inputs_ON_Diverse_2023_04_03 | 2049 |  |  | Methane |  | Dispatch-Interconnection | VOM | 0 | QC | ON | CH4 Pipeline |  |  |  | 0.32065 | 0
LCP_Inputs_ON_Diverse_2023_04_03 | 2049 |  |  | Electricity |  | Dispatch-Interconnection | VOM | 7751052.9617 | QC | ON | Electricity Transmission Line |  |  |  | 0.32065 | 2485386.0975
LCP_Inputs_ON_Diverse_2023_04_03 | 2049 |  |  | Hydrogen |  | Dispatch-Interconnection | VOM | 0 | QC | ON | H2 Pipeline - New |  |  |  | 0.32065 | 0
LCP_Inputs_ON_Diverse_2023_04_03 | 2049 |  |  | Hydrogen |  | Dispatch-Interconnection | VOM | 0 | QC | ON | H2 Pipeline - Repurposed |  |  |  | 0.32065 | 0
LCP_Inputs_ON_Diverse_2023_04_03 | 2049 |  |  | Methane |  | Dispatch-Intraconnection | VOM | 0 | QC | QC | CH4 Pipeline |  |  |  | 0.32065 | 0
LCP_Inputs_ON_Diverse_2023_04_03 | 2049 |  |  | Electricity |  | Dispatch-Intraconnection | VOM | 0 | QC | QC | Electricity Transmission Line |  |  |  | 0.32065 | 0
LCP_Inputs_ON_Diverse_2023_04_03 | 2049 |  |  | Hydrogen |  | Dispatch-Intraconnection | VOM | 0 | QC | QC | H2 Pipeline - New |  |  |  | 0.32065 | 0
LCP_Inputs_ON_Diverse_2023_04_03 | 2049 |  |  | Hydrogen |  | Dispatch-Intraconnection | VOM | 0 | QC | QC | H2 Pipeline - Repurposed |  |  |  | 0.32065 | 0
LCP_Inputs_ON_Diverse_2023_04_03 | 2049 |  |  | Electricity |  | Dispatch-Interconnection | VOM | 3631464.9646 | WC | MI | Electricity Transmission Line |  |  |  | 0.32065 | 1164434.3783
LCP_Inputs_ON_Diverse_2023_04_03 | 2049 |  |  | Methane |  | Dispatch-Interconnection | VOM | 0 | WC | ON | CH4 Pipeline |  |  |  | 0.32065 | 0
LCP_Inputs_ON_Diverse_2023_04_03 | 2049 |  |  | Electricity |  | Dispatch-Interconnection | VOM | 11521183.9754 | WC | ON | Electricity Transmission Line |  |  |  | 0.32065 | 3694283.9406
LCP_Inputs_ON_Diverse_2023_04_03 | 2049 |  |  | Hydrogen |  | Dispatch-Interconnection | VOM | 0 | WC | ON | H2 Pipeline - New |  |  |  | 0.32065 | 0
LCP_Inputs_ON_Diverse_2023_04_03 | 2049 |  |  | Hydrogen |  | Dispatch-Interconnection | VOM | 0 | WC | ON | H2 Pipeline - Repurposed |  |  |  | 0.32065 | 0
LCP_Inputs_ON_Diverse_2023_04_03 | 2049 |  |  | Methane |  | Dispatch-Intraconnection | VOM | 0 | WC | WC | CH4 Pipeline |  |  |  | 0.32065 | 0
LCP_Inputs_ON_Diverse_2023_04_03 | 2049 |  |  | Electricity |  | Dispatch-Intraconnection | VOM | 0 | WC | WC | Electricity Transmission Line |  |  |  | 0.32065 | 0
LCP_Inputs_ON_Diverse_2023_04_03 | 2049 |  |  | Hydrogen |  | Dispatch-Intraconnection | VOM | 0 | WC | WC | H2 Pipeline - New |  |  |  | 0.32065 | 0
LCP_Inputs_ON_Diverse_2023_04_03 | 2049 |  |  | Hydrogen |  | Dispatch-Intraconnection | VOM | 0 | WC | WC | H2 Pipeline - Repurposed |  |  |  | 0.32065 | 0
LCP_Inputs_ON_Diverse_2023_04_03 | 2050 |  |  | Methane |  | Dispatch-Intraconnection | VOM | 0 | MI | MI | CH4 Pipeline |  |  |  | 0.30832 | 0
LCP_Inputs_ON_Diverse_2023_04_03 | 2050 |  |  | Electricity |  | Dispatch-Intraconnection | VOM | 0 | MI | MI | Electricity Transmission Line |  |  |  | 0.30832 | 0
LCP_Inputs_ON_Diverse_2023_04_03 | 2050 |  |  | Hydrogen |  | Dispatch-Intraconnection | VOM | 0 | MI | MI | H2 Pipeline - New |  |  |  | 0.30832 | 0
LCP_Inputs_ON_Diverse_2023_04_03 | 2050 |  |  | Hydrogen |  | Dispatch-Intraconnection | VOM | 0 | MI | MI | H2 Pipeline - Repurposed |  |  |  | 0.30832 | 0
LCP_Inputs_ON_Diverse_2023_04_03 | 2050 |  |  | Methane |  | Dispatch-Interconnection | VOM | 0 | MI | ON | CH4 Pipeline |  |  |  | 0.30832 | 0
LCP_Inputs_ON_Diverse_2023_04_03 | 2050 |  |  | Electricity |  | Dispatch-Interconnection | VOM | 30616233.7871 | MI | ON | Electricity Transmission Line |  |  |  | 0.30832 | 9439556.4196
LCP_Inputs_ON_Diverse_2023_04_03 | 2050 |  |  | Hydrogen |  | Dispatch-Interconnection | VOM | 0 | MI | ON | H2 Pipeline - New |  |  |  | 0.30832 | 0
LCP_Inputs_ON_Diverse_2023_04_03 | 2050 |  |  | Hydrogen |  | Dispatch-Interconnection | VOM | 0 | MI | ON | H2 Pipeline - Repurposed |  |  |  | 0.30832 | 0
LCP_Inputs_ON_Diverse_2023_04_03 | 2050 |  |  | Electricity |  | Dispatch-Interconnection | VOM | 1387131.2426 | MI | WC | Electricity Transmission Line |  |  |  | 0.30832 | 427678.457
LCP_Inputs_ON_Diverse_2023_04_03 | 2050 |  |  | Methane |  | Dispatch-Intraconnection | VOM | 0 | NY | NY | CH4 Pipeline |  |  |  | 0.30832 | 0
LCP_Inputs_ON_Diverse_2023_04_03 | 2050 |  |  | Electricity |  | Dispatch-Intraconnection | VOM | 0 | NY | NY | Electricity Transmission Line |  |  |  | 0.30832 | 0
LCP_Inputs_ON_Diverse_2023_04_03 | 2050 |  |  | Hydrogen |  | Dispatch-Intraconnection | VOM | 0 | NY | NY | H2 Pipeline - New |  |  |  | 0.30832 | 0
LCP_Inputs_ON_Diverse_2023_04_03 | 2050 |  |  | Hydrogen |  | Dispatch-Intraconnection | VOM | 0 | NY | NY | H2 Pipeline - Repurposed |  |  |  | 0.30832 | 0
LCP_Inputs_ON_Diverse_2023_04_03 | 2050 |  |  | Methane |  | Dispatch-Interconnection | VOM | 0 | NY | ON | CH4 Pipeline |  |  |  | 0.30832 | 0
LCP_Inputs_ON_Diverse_2023_04_03 | 2050 |  |  | Electricity |  | Dispatch-Interconnection | VOM | 16528618.4117 | NY | ON | Electricity Transmission Line |  |  |  | 0.30832 | 5096081.6121
LCP_Inputs_ON_Diverse_2023_04_03 | 2050 |  |  | Hydrogen |  | Dispatch-Interconnection | VOM | 0 | NY | ON | H2 Pipeline - New |  |  |  | 0.30832 | 0
LCP_Inputs_ON_Diverse_2023_04_03 | 2050 |  |  | Hydrogen |  | Dispatch-Interconnection | VOM | 0 | NY | ON | H2 Pipeline - Repurposed |  |  |  | 0.30832 | 0
LCP_Inputs_ON_Diverse_2023_04_03 | 2050 |  |  | Electricity |  | Dispatch-Interconnection | VOM | 22377396.2655 | NY | QC | Electricity Transmission Line |  |  |  | 0.30832 | 6899369.0093
LCP_Inputs_ON_Diverse_2023_04_03 | 2050 |  |  | Methane |  | Dispatch-Interconnection | VOM | 0 | ON | MI | CH4 Pipeline |  |  |  | 0.30832 | 0
LCP_Inputs_ON_Diverse_2023_04_03 | 2050 |  |  | Electricity |  | Dispatch-Interconnection | VOM | 9158622.3466 | ON | MI | Electricity Transmission Line |  |  |  | 0.30832 | 2823774.2424
LCP_Inputs_ON_Diverse_2023_04_03 | 2050 |  |  | Hydrogen |  | Dispatch-Interconnection | VOM | 0 | ON | MI | H2 Pipeline - New |  |  |  | 0.30832 | 0
LCP_Inputs_ON_Diverse_2023_04_03 | 2050 |  |  | Hydrogen |  | Dispatch-Interconnection | VOM | 0 | ON | MI | H2 Pipeline - Repurposed |  |  |  | 0.30832 | 0
LCP_Inputs_ON_Diverse_2023_04_03 | 2050 |  |  | Methane |  | Dispatch-Interconnection | VOM | 0 | ON | NY | CH4 Pipeline |  |  |  | 0.30832 | 0
LCP_Inputs_ON_Diverse_2023_04_03 | 2050 |  |  | Electricity |  | Dispatch-Interconnection | VOM | 18546120.9065 | ON | NY | Electricity Transmission Line |  |  |  | 0.30832 | 5718115.294
LCP_Inputs_ON_Diverse_2023_04_03 | 2050 |  |  | Hydrogen |  | Dispatch-Interconnection | VOM | 0 | ON | NY | H2 Pipeline - New |  |  |  | 0.30832 | 0
LCP_Inputs_ON_Diverse_2023_04_03 | 2050 |  |  | Hydrogen |  | Dispatch-Interconnection | VOM | 0 | ON | NY | H2 Pipeline - Repurposed |  |  |  | 0.30832 | 0
LCP_Inputs_ON_Diverse_2023_04_03 | 2050 |  |  | Methane |  | Dispatch-Intraconnection | VOM | 255781646.581 | ON | ON | CH4 Pipeline |  |  |  | 0.30832 | 78862256.5659
LCP_Inputs_ON_Diverse_2023_04_03 | 2050 |  |  | Electricity |  | Dispatch-Intraconnection | VOM | 0 | ON | ON | Electricity Transmission Line |  |  |  | 0.30832 | 0
LCP_Inputs_ON_Diverse_2023_04_03 | 2050 |  |  | Hydrogen |  | Dispatch-Intraconnection | VOM | 0 | ON | ON | H2 Pipeline - New |  |  |  | 0.30832 | 0
LCP_Inputs_ON_Diverse_2023_04_03 | 2050 |  |  | Hydrogen |  | Dispatch-Intraconnection | VOM | 1704303201.4629 | ON | ON | H2 Pipeline - Repurposed |  |  |  | 0.30832 | 525468492.8979
LCP_Inputs_ON_Diverse_2023_04_03 | 2050 |  |  | Methane |  | Dispatch-Interconnection | VOM | 0 | ON | PJ | CH4 Pipeline |  |  |  | 0.30832 | 0
LCP_Inputs_ON_Diverse_2023_04_03 | 2050 |  |  | Electricity |  | Dispatch-Interconnection | VOM | 28974804.2304 | ON | PJ | Electricity Transmission Line |  |  |  | 0.30832 | 8933473.0451
LCP_Inputs_ON_Diverse_2023_04_03 | 2050 |  |  | Hydrogen |  | Dispatch-Interconnection | VOM | 0 | ON | PJ | H2 Pipeline - New |  |  |  | 0.30832 | 0
LCP_Inputs_ON_Diverse_2023_04_03 | 2050 |  |  | Hydrogen |  | Dispatch-Interconnection | VOM | 0 | ON | PJ | H2 Pipeline - Repurposed |  |  |  | 0.30832 | 0
LCP_Inputs_ON_Diverse_2023_04_03 | 2050 |  |  | Methane |  | Dispatch-Interconnection | VOM | 0 | ON | QC | CH4 Pipeline |  |  |  | 0.30832 | 0
LCP_Inputs_ON_Diverse_2023_04_03 | 2050 |  |  | Electricity |  | Dispatch-Interconnection | VOM | 12838586.8449 | ON | QC | Electricity Transmission Line |  |  |  | 0.30832 | 3958375.9947
LCP_Inputs_ON_Diverse_2023_04_03 | 2050 |  |  | Hydrogen |  | Dispatch-Interconnection | VOM | 0 | ON | QC | H2 Pipeline - New |  |  |  | 0.30832 | 0
LCP_Inputs_ON_Diverse_2023_04_03 | 2050 |  |  | Hydrogen |  | Dispatch-Interconnection | VOM | 0 | ON | QC | H2 Pipeline - Repurposed |  |  |  | 0.30832 | 0
LCP_Inputs_ON_Diverse_2023_04_03 | 2050 |  |  | Methane |  | Dispatch-Interconnection | VOM | 0 | ON | WC | CH4 Pipeline |  |  |  | 0.30832 | 0
LCP_Inputs_ON_Diverse_2023_04_03 | 2050 |  |  | Electricity |  | Dispatch-Interconnection | VOM | 87664.253 | ON | WC | Electricity Transmission Line |  |  |  | 0.30832 | 27028.5257
LCP_Inputs_ON_Diverse_2023_04_03 | 2050 |  |  | Hydrogen |  | Dispatch-Interconnection | VOM | 0 | ON | WC | H2 Pipeline - New |  |  |  | 0.30832 | 0
LCP_Inputs_ON_Diverse_2023_04_03 | 2050 |  |  | Hydrogen |  | Dispatch-Interconnection | VOM | 0 | ON | WC | H2 Pipeline - Repurposed |  |  |  | 0.30832 | 0
LCP_Inputs_ON_Diverse_2023_04_03 | 2050 |  |  | Methane |  | Dispatch-Interconnection | VOM | 0 | PJ | ON | CH4 Pipeline |  |  |  | 0.30832 | 0
LCP_Inputs_ON_Diverse_2023_04_03 | 2050 |  |  | Electricity |  | Dispatch-Interconnection | VOM | 27531545.8838 | PJ | ON | Electricity Transmission Line |  |  |  | 0.30832 | 8488489.5541
LCP_Inputs_ON_Diverse_2023_04_03 | 2050 |  |  | Hydrogen |  | Dispatch-Interconnection | VOM | 0 | PJ | ON | H2 Pipeline - New |  |  |  | 0.30832 | 0
LCP_Inputs_ON_Diverse_2023_04_03 | 2050 |  |  | Hydrogen |  | Dispatch-Interconnection | VOM | 0 | PJ | ON | H2 Pipeline - Repurposed |  |  |  | 0.30832 | 0
LCP_Inputs_ON_Diverse_2023_04_03 | 2050 |  |  | Methane |  | Dispatch-Intraconnection | VOM | 0 | PJ | PJ | CH4 Pipeline |  |  |  | 0.30832 | 0
LCP_Inputs_ON_Diverse_2023_04_03 | 2050 |  |  | Electricity |  | Dispatch-Intraconnection | VOM | 0 | PJ | PJ | Electricity Transmission Line |  |  |  | 0.30832 | 0
LCP_Inputs_ON_Diverse_2023_04_03 | 2050 |  |  | Hydrogen |  | Dispatch-Intraconnection | VOM | 0 | PJ | PJ | H2 Pipeline - New |  |  |  | 0.30832 | 0
LCP_Inputs_ON_Diverse_2023_04_03 | 2050 |  |  | Hydrogen |  | Dispatch-Intraconnection | VOM | 0 | PJ | PJ | H2 Pipeline - Repurposed |  |  |  | 0.30832 | 0
LCP_Inputs_ON_Diverse_2023_04_03 | 2050 |  |  | Electricity |  | Dispatch-Interconnection | VOM | 27945870.6963 | QC | NY | Electricity Transmission Line |  |  |  | 0.30832 | 8616233.6284
LCP_Inputs_ON_Diverse_2023_04_03 | 2050 |  |  | Methane |  | Dispatch-Interconnection | VOM | 0 | QC | ON | CH4 Pipeline |  |  |  | 0.30832 | 0
LCP_Inputs_ON_Diverse_2023_04_03 | 2050 |  |  | Electricity |  | Dispatch-Interconnection | VOM | 6564839.7937 | QC | ON | Electricity Transmission Line |  |  |  | 0.30832 | 2024062.6606
LCP_Inputs_ON_Diverse_2023_04_03 | 2050 |  |  | Hydrogen |  | Dispatch-Interconnection | VOM | 0 | QC | ON | H2 Pipeline - New |  |  |  | 0.30832 | 0
LCP_Inputs_ON_Diverse_2023_04_03 | 2050 |  |  | Hydrogen |  | Dispatch-Interconnection | VOM | 0 | QC | ON | H2 Pipeline - Repurposed |  |  |  | 0.30832 | 0
LCP_Inputs_ON_Diverse_2023_04_03 | 2050 |  |  | Methane |  | Dispatch-Intraconnection | VOM | 0 | QC | QC | CH4 Pipeline |  |  |  | 0.30832 | 0
LCP_Inputs_ON_Diverse_2023_04_03 | 2050 |  |  | Electricity |  | Dispatch-Intraconnection | VOM | 0 | QC | QC | Electricity Transmission Line |  |  |  | 0.30832 | 0
LCP_Inputs_ON_Diverse_2023_04_03 | 2050 |  |  | Hydrogen |  | Dispatch-Intraconnection | VOM | 0 | QC | QC | H2 Pipeline - New |  |  |  | 0.30832 | 0
LCP_Inputs_ON_Diverse_2023_04_03 | 2050 |  |  | Hydrogen |  | Dispatch-Intraconnection | VOM | 0 | QC | QC | H2 Pipeline - Repurposed |  |  |  | 0.30832 | 0
LCP_Inputs_ON_Diverse_2023_04_03 | 2050 |  |  | Electricity |  | Dispatch-Interconnection | VOM | 3322799.5712 | WC | MI | Electricity Transmission Line |  |  |  | 0.30832 | 1024481.1377
LCP_Inputs_ON_Diverse_2023_04_03 | 2050 |  |  | Methane |  | Dispatch-Interconnection | VOM | 0 | WC | ON | CH4 Pipeline |  |  |  | 0.30832 | 0
LCP_Inputs_ON_Diverse_2023_04_03 | 2050 |  |  | Electricity |  | Dispatch-Interconnection | VOM | 8304018.3417 | WC | ON | Electricity Transmission Line |  |  |  | 0.30832 | 2560283.874
LCP_Inputs_ON_Diverse_2023_04_03 | 2050 |  |  | Hydrogen |  | Dispatch-Interconnection | VOM | 0 | WC | ON | H2 Pipeline - New |  |  |  | 0.30832 | 0
LCP_Inputs_ON_Diverse_2023_04_03 | 2050 |  |  | Hydrogen |  | Dispatch-Interconnection | VOM | 0 | WC | ON | H2 Pipeline - Repurposed |  |  |  | 0.30832 | 0
LCP_Inputs_ON_Diverse_2023_04_03 | 2050 |  |  | Methane |  | Dispatch-Intraconnection | VOM | 0 | WC | WC | CH4 Pipeline |  |  |  | 0.30832 | 0
LCP_Inputs_ON_Diverse_2023_04_03 | 2050 |  |  | Electricity |  | Dispatch-Intraconnection | VOM | 0 | WC | WC | Electricity Transmission Line |  |  |  | 0.30832 | 0
LCP_Inputs_ON_Diverse_2023_04_03 | 2050 |  |  | Hydrogen |  | Dispatch-Intraconnection | VOM | 0 | WC | WC | H2 Pipeline - New |  |  |  | 0.30832 | 0
LCP_Inputs_ON_Diverse_2023_04_03 | 2050 |  |  | Hydrogen |  | Dispatch-Intraconnection | VOM | 0 | WC | WC | H2 Pipeline - Repurposed |  |  |  | 0.30832 | 0
LCP_Inputs_ON_Diverse_2023_04_03 | 2020 |  |  | Methane |  | Capacity-Intraconnection | CONE | 0 |  |  | CH4 Pipeline | MI | MI |  | 1 | 0
LCP_Inputs_ON_Diverse_2023_04_03 | 2020 |  |  | Methane |  | Capacity-Intraconnection | FOM | 0 |  |  | CH4 Pipeline | MI | MI |  | 1 | 0
LCP_Inputs_ON_Diverse_2023_04_03 | 2020 |  |  | Electricity |  | Capacity-Intraconnection | CONE | 0 |  |  | Electricity Transmission Line | MI | MI |  | 1 | 0
LCP_Inputs_ON_Diverse_2023_04_03 | 2020 |  |  | Electricity |  | Capacity-Intraconnection | FOM | 0 |  |  | Electricity Transmission Line | MI | MI |  | 1 | 0
LCP_Inputs_ON_Diverse_2023_04_03 | 2020 |  |  | Hydrogen |  | Capacity-Intraconnection | CONE | 0 |  |  | H2 Pipeline - New | MI | MI |  | 1 | 0
LCP_Inputs_ON_Diverse_2023_04_03 | 2020 |  |  | Hydrogen |  | Capacity-Intraconnection | FOM | 0 |  |  | H2 Pipeline - New | MI | MI |  | 1 | 0
LCP_Inputs_ON_Diverse_2023_04_03 | 2020 |  |  | Hydrogen |  | Capacity-Intraconnection | CONE | 0 |  |  | H2 Pipeline - Repurposed | MI | MI |  | 1 | 0
LCP_Inputs_ON_Diverse_2023_04_03 | 2020 |  |  | Hydrogen |  | Capacity-Intraconnection | FOM | 0 |  |  | H2 Pipeline - Repurposed | MI | MI |  | 1 | 0
LCP_Inputs_ON_Diverse_2023_04_03 | 2020 |  |  | Methane |  | Capacity-Intraconnection | CONE | 0 |  |  | CH4 Pipeline | NY | NY |  | 1 | 0
LCP_Inputs_ON_Diverse_2023_04_03 | 2020 |  |  | Methane |  | Capacity-Intraconnection | FOM | 0 |  |  | CH4 Pipeline | NY | NY |  | 1 | 0
LCP_Inputs_ON_Diverse_2023_04_03 | 2020 |  |  | Electricity |  | Capacity-Intraconnection | CONE | 0 |  |  | Electricity Transmission Line | NY | NY |  | 1 | 0
LCP_Inputs_ON_Diverse_2023_04_03 | 2020 |  |  | Electricity |  | Capacity-Intraconnection | FOM | 0 |  |  | Electricity Transmission Line | NY | NY |  | 1 | 0
LCP_Inputs_ON_Diverse_2023_04_03 | 2020 |  |  | Hydrogen |  | Capacity-Intraconnection | CONE | 0 |  |  | H2 Pipeline - New | NY | NY |  | 1 | 0
LCP_Inputs_ON_Diverse_2023_04_03 | 2020 |  |  | Hydrogen |  | Capacity-Intraconnection | FOM | 0 |  |  | H2 Pipeline - New | NY | NY |  | 1 | 0
LCP_Inputs_ON_Diverse_2023_04_03 | 2020 |  |  | Hydrogen |  | Capacity-Intraconnection | CONE | 0 |  |  | H2 Pipeline - Repurposed | NY | NY |  | 1 | 0
LCP_Inputs_ON_Diverse_2023_04_03 | 2020 |  |  | Hydrogen |  | Capacity-Intraconnection | FOM | 0 |  |  | H2 Pipeline - Repurposed | NY | NY |  | 1 | 0
LCP_Inputs_ON_Diverse_2023_04_03 | 2020 |  |  | Methane |  | Capacity-Interconnection | CONE | 0 |  |  | CH4 Pipeline | ON | MI |  | 1 | 0
LCP_Inputs_ON_Diverse_2023_04_03 | 2020 |  |  | Methane |  | Capacity-Interconnection | FOM | 0 |  |  | CH4 Pipeline | ON | MI |  | 1 | 0
LCP_Inputs_ON_Diverse_2023_04_03 | 2020 |  |  | Electricity |  | Capacity-Interconnection | CONE | 0 |  |  | Electricity Transmission Line | ON | MI |  | 1 | 0
LCP_Inputs_ON_Diverse_2023_04_03 | 2020 |  |  | Electricity |  | Capacity-Interconnection | FOM | 0 |  |  | Electricity Transmission Line | ON | MI |  | 1 | 0
LCP_Inputs_ON_Diverse_2023_04_03 | 2020 |  |  | Hydrogen |  | Capacity-Interconnection | CONE | 0 |  |  | H2 Pipeline - New | ON | MI |  | 1 | 0
LCP_Inputs_ON_Diverse_2023_04_03 | 2020 |  |  | Hydrogen |  | Capacity-Interconnection | FOM | 0 |  |  | H2 Pipeline - New | ON | MI |  | 1 | 0
LCP_Inputs_ON_Diverse_2023_04_03 | 2020 |  |  | Hydrogen |  | Capacity-Interconnection | CONE | 0 |  |  | H2 Pipeline - Repurposed | ON | MI |  | 1 | 0
LCP_Inputs_ON_Diverse_2023_04_03 | 2020 |  |  | Hydrogen |  | Capacity-Interconnection | FOM | 0 |  |  | H2 Pipeline - Repurposed | ON | MI |  | 1 | 0
LCP_Inputs_ON_Diverse_2023_04_03 | 2020 |  |  | Methane |  | Capacity-Interconnection | CONE | 0 |  |  | CH4 Pipeline | ON | NY |  | 1 | 0
LCP_Inputs_ON_Diverse_2023_04_03 | 2020 |  |  | Methane |  | Capacity-Interconnection | FOM | 0 |  |  | CH4 Pipeline | ON | NY |  | 1 | 0
LCP_Inputs_ON_Diverse_2023_04_03 | 2020 |  |  | Electricity |  | Capacity-Interconnection | CONE | 0 |  |  | Electricity Transmission Line | ON | NY |  | 1 | 0
LCP_Inputs_ON_Diverse_2023_04_03 | 2020 |  |  | Electricity |  | Capacity-Interconnection | FOM | 0 |  |  | Electricity Transmission Line | ON | NY |  | 1 | 0
LCP_Inputs_ON_Diverse_2023_04_03 | 2020 |  |  | Hydrogen |  | Capacity-Interconnection | CONE | 0 |  |  | H2 Pipeline - New | ON | NY |  | 1 | 0
LCP_Inputs_ON_Diverse_2023_04_03 | 2020 |  |  | Hydrogen |  | Capacity-Interconnection | FOM | 0 |  |  | H2 Pipeline - New | ON | NY |  | 1 | 0
LCP_Inputs_ON_Diverse_2023_04_03 | 2020 |  |  | Hydrogen |  | Capacity-Interconnection | CONE | 0 |  |  | H2 Pipeline - Repurposed | ON | NY |  | 1 | 0
LCP_Inputs_ON_Diverse_2023_04_03 | 2020 |  |  | Hydrogen |  | Capacity-Interconnection | FOM | 0 |  |  | H2 Pipeline - Repurposed | ON | NY |  | 1 | 0
LCP_Inputs_ON_Diverse_2023_04_03 | 2020 |  |  | Methane |  | Capacity-Intraconnection | CONE | 0 |  |  | CH4 Pipeline | ON | ON |  | 1 | 0
LCP_Inputs_ON_Diverse_2023_04_03 | 2020 |  |  | Methane |  | Capacity-Intraconnection | FOM | 0 |  |  | CH4 Pipeline | ON | ON |  | 1 | 0
LCP_Inputs_ON_Diverse_2023_04_03 | 2020 |  |  | Electricity |  | Capacity-Intraconnection | CONE | 0 |  |  | Electricity Transmission Line | ON | ON |  | 1 | 0
LCP_Inputs_ON_Diverse_2023_04_03 | 2020 |  |  | Electricity |  | Capacity-Intraconnection | FOM | 0 |  |  | Electricity Transmission Line | ON | ON |  | 1 | 0
LCP_Inputs_ON_Diverse_2023_04_03 | 2020 |  |  | Hydrogen |  | Capacity-Intraconnection | CONE | 0 |  |  | H2 Pipeline - New | ON | ON |  | 1 | 0
LCP_Inputs_ON_Diverse_2023_04_03 | 2020 |  |  | Hydrogen |  | Capacity-Intraconnection | FOM | 0 |  |  | H2 Pipeline - New | ON | ON |  | 1 | 0
LCP_Inputs_ON_Diverse_2023_04_03 | 2020 |  |  | Hydrogen |  | Capacity-Intraconnection | CONE | 0 |  |  | H2 Pipeline - Repurposed | ON | ON |  | 1 | 0
LCP_Inputs_ON_Diverse_2023_04_03 | 2020 |  |  | Hydrogen |  | Capacity-Intraconnection | FOM | 0 |  |  | H2 Pipeline - Repurposed | ON | ON |  | 1 | 0
LCP_Inputs_ON_Diverse_2023_04_03 | 2020 |  |  | Methane |  | Capacity-Interconnection | CONE | 0 |  |  | CH4 Pipeline | ON | PJ |  | 1 | 0
LCP_Inputs_ON_Diverse_2023_04_03 | 2020 |  |  | Methane |  | Capacity-Interconnection | FOM | 0 |  |  | CH4 Pipeline | ON | PJ |  | 1 | 0
LCP_Inputs_ON_Diverse_2023_04_03 | 2020 |  |  | Electricity |  | Capacity-Interconnection | CONE | 0 |  |  | Electricity Transmission Line | ON | PJ |  | 1 | 0
LCP_Inputs_ON_Diverse_2023_04_03 | 2020 |  |  | Electricity |  | Capacity-Interconnection | FOM | 0 |  |  | Electricity Transmission Line | ON | PJ |  | 1 | 0
LCP_Inputs_ON_Diverse_2023_04_03 | 2020 |  |  | Hydrogen |  | Capacity-Interconnection | CONE | 0 |  |  | H2 Pipeline - New | ON | PJ |  | 1 | 0
LCP_Inputs_ON_Diverse_2023_04_03 | 2020 |  |  | Hydrogen |  | Capacity-Interconnection | FOM | 0 |  |  | H2 Pipeline - New | ON | PJ |  | 1 | 0
LCP_Inputs_ON_Diverse_2023_04_03 | 2020 |  |  | Hydrogen |  | Capacity-Interconnection | CONE | 0 |  |  | H2 Pipeline - Repurposed | ON | PJ |  | 1 | 0
LCP_Inputs_ON_Diverse_2023_04_03 | 2020 |  |  | Hydrogen |  | Capacity-Interconnection | FOM | 0 |  |  | H2 Pipeline - Repurposed | ON | PJ |  | 1 | 0
LCP_Inputs_ON_Diverse_2023_04_03 | 2020 |  |  | Methane |  | Capacity-Interconnection | CONE | 0 |  |  | CH4 Pipeline | ON | QC |  | 1 | 0
LCP_Inputs_ON_Diverse_2023_04_03 | 2020 |  |  | Methane |  | Capacity-Interconnection | FOM | 0 |  |  | CH4 Pipeline | ON | QC |  | 1 | 0
LCP_Inputs_ON_Diverse_2023_04_03 | 2020 |  |  | Electricity |  | Capacity-Interconnection | CONE | 0 |  |  | Electricity Transmission Line | ON | QC |  | 1 | 0
LCP_Inputs_ON_Diverse_2023_04_03 | 2020 |  |  | Electricity |  | Capacity-Interconnection | FOM | 0 |  |  | Electricity Transmission Line | ON | QC |  | 1 | 0
LCP_Inputs_ON_Diverse_2023_04_03 | 2020 |  |  | Hydrogen |  | Capacity-Interconnection | CONE | 0 |  |  | H2 Pipeline - New | ON | QC |  | 1 | 0
LCP_Inputs_ON_Diverse_2023_04_03 | 2020 |  |  | Hydrogen |  | Capacity-Interconnection | FOM | 0 |  |  | H2 Pipeline - New | ON | QC |  | 1 | 0
LCP_Inputs_ON_Diverse_2023_04_03 | 2020 |  |  | Hydrogen |  | Capacity-Interconnection | CONE | 0 |  |  | H2 Pipeline - Repurposed | ON | QC |  | 1 | 0
LCP_Inputs_ON_Diverse_2023_04_03 | 2020 |  |  | Hydrogen |  | Capacity-Interconnection | FOM | 0 |  |  | H2 Pipeline - Repurposed | ON | QC |  | 1 | 0
LCP_Inputs_ON_Diverse_2023_04_03 | 2020 |  |  | Methane |  | Capacity-Interconnection | CONE | 0 |  |  | CH4 Pipeline | ON | WC |  | 1 | 0
LCP_Inputs_ON_Diverse_2023_04_03 | 2020 |  |  | Methane |  | Capacity-Interconnection | FOM | 0 |  |  | CH4 Pipeline | ON | WC |  | 1 | 0
LCP_Inputs_ON_Diverse_2023_04_03 | 2020 |  |  | Electricity |  | Capacity-Interconnection | CONE | 0 |  |  | Electricity Transmission Line | ON | WC |  | 1 | 0
LCP_Inputs_ON_Diverse_2023_04_03 | 2020 |  |  | Electricity |  | Capacity-Interconnection | FOM | 0 |  |  | Electricity Transmission Line | ON | WC |  | 1 | 0
LCP_Inputs_ON_Diverse_2023_04_03 | 2020 |  |  | Hydrogen |  | Capacity-Interconnection | CONE | 0 |  |  | H2 Pipeline - New | ON | WC |  | 1 | 0
LCP_Inputs_ON_Diverse_2023_04_03 | 2020 |  |  | Hydrogen |  | Capacity-Interconnection | FOM | 0 |  |  | H2 Pipeline - New | ON | WC |  | 1 | 0
LCP_Inputs_ON_Diverse_2023_04_03 | 2020 |  |  | Hydrogen |  | Capacity-Interconnection | CONE | 0 |  |  | H2 Pipeline - Repurposed | ON | WC |  | 1 | 0
LCP_Inputs_ON_Diverse_2023_04_03 | 2020 |  |  | Hydrogen |  | Capacity-Interconnection | FOM | 0 |  |  | H2 Pipeline - Repurposed | ON | WC |  | 1 | 0
LCP_Inputs_ON_Diverse_2023_04_03 | 2020 |  |  | Methane |  | Capacity-Intraconnection | CONE | 0 |  |  | CH4 Pipeline | PJ | PJ |  | 1 | 0
LCP_Inputs_ON_Diverse_2023_04_03 | 2020 |  |  | Methane |  | Capacity-Intraconnection | FOM | 0 |  |  | CH4 Pipeline | PJ | PJ |  | 1 | 0
LCP_Inputs_ON_Diverse_2023_04_03 | 2020 |  |  | Electricity |  | Capacity-Intraconnection | CONE | 0 |  |  | Electricity Transmission Line | PJ | PJ |  | 1 | 0
LCP_Inputs_ON_Diverse_2023_04_03 | 2020 |  |  | Electricity |  | Capacity-Intraconnection | FOM | 0 |  |  | Electricity Transmission Line | PJ | PJ |  | 1 | 0
LCP_Inputs_ON_Diverse_2023_04_03 | 2020 |  |  | Hydrogen |  | Capacity-Intraconnection | CONE | 0 |  |  | H2 Pipeline - New | PJ | PJ |  | 1 | 0
LCP_Inputs_ON_Diverse_2023_04_03 | 2020 |  |  | Hydrogen |  | Capacity-Intraconnection | FOM | 0 |  |  | H2 Pipeline - New | PJ | PJ |  | 1 | 0
LCP_Inputs_ON_Diverse_2023_04_03 | 2020 |  |  | Hydrogen |  | Capacity-Intraconnection | CONE | 0 |  |  | H2 Pipeline - Repurposed | PJ | PJ |  | 1 | 0
LCP_Inputs_ON_Diverse_2023_04_03 | 2020 |  |  | Hydrogen |  | Capacity-Intraconnection | FOM | 0 |  |  | H2 Pipeline - Repurposed | PJ | PJ |  | 1 | 0
LCP_Inputs_ON_Diverse_2023_04_03 | 2020 |  |  | Electricity |  | Capacity-Interconnection | CONE | 259502113.8532 |  |  | Electricity Transmission Line | QC | NY |  | 1 | 259502113.8532
LCP_Inputs_ON_Diverse_2023_04_03 | 2020 |  |  | Electricity |  | Capacity-Interconnection | FOM | 5859725.1515 |  |  | Electricity Transmission Line | QC | NY |  | 1 | 5859725.1515
LCP_Inputs_ON_Diverse_2023_04_03 | 2020 |  |  | Methane |  | Capacity-Intraconnection | CONE | 0 |  |  | CH4 Pipeline | QC | QC |  | 1 | 0
LCP_Inputs_ON_Diverse_2023_04_03 | 2020 |  |  | Methane |  | Capacity-Intraconnection | FOM | 0 |  |  | CH4 Pipeline | QC | QC |  | 1 | 0
LCP_Inputs_ON_Diverse_2023_04_03 | 2020 |  |  | Electricity |  | Capacity-Intraconnection | CONE | 0 |  |  | Electricity Transmission Line | QC | QC |  | 1 | 0
LCP_Inputs_ON_Diverse_2023_04_03 | 2020 |  |  | Electricity |  | Capacity-Intraconnection | FOM | 0 |  |  | Electricity Transmission Line | QC | QC |  | 1 | 0
LCP_Inputs_ON_Diverse_2023_04_03 | 2020 |  |  | Hydrogen |  | Capacity-Intraconnection | CONE | 0 |  |  | H2 Pipeline - New | QC | QC |  | 1 | 0
LCP_Inputs_ON_Diverse_2023_04_03 | 2020 |  |  | Hydrogen |  | Capacity-Intraconnection | FOM | 0 |  |  | H2 Pipeline - New | QC | QC |  | 1 | 0
LCP_Inputs_ON_Diverse_2023_04_03 | 2020 |  |  | Hydrogen |  | Capacity-Intraconnection | CONE | 0 |  |  | H2 Pipeline - Repurposed | QC | QC |  | 1 | 0
LCP_Inputs_ON_Diverse_2023_04_03 | 2020 |  |  | Hydrogen |  | Capacity-Intraconnection | FOM | 0 |  |  | H2 Pipeline - Repurposed | QC | QC |  | 1 | 0
LCP_Inputs_ON_Diverse_2023_04_03 | 2020 |  |  | Electricity |  | Capacity-Interconnection | CONE | 28096966.426 |  |  | Electricity Transmission Line | WC | MI |  | 1 | 28096966.426
LCP_Inputs_ON_Diverse_2023_04_03 | 2020 |  |  | Electricity |  | Capacity-Interconnection | FOM | 634447.629 |  |  | Electricity Transmission Line | WC | MI |  | 1 | 634447.629
LCP_Inputs_ON_Diverse_2023_04_03 | 2020 |  |  | Methane |  | Capacity-Intraconnection | CONE | 0 |  |  | CH4 Pipeline | WC | WC |  | 1 | 0
LCP_Inputs_ON_Diverse_2023_04_03 | 2020 |  |  | Methane |  | Capacity-Intraconnection | FOM | 0 |  |  | CH4 Pipeline | WC | WC |  | 1 | 0
LCP_Inputs_ON_Diverse_2023_04_03 | 2020 |  |  | Electricity |  | Capacity-Intraconnection | CONE | 0 |  |  | Electricity Transmission Line | WC | WC |  | 1 | 0
LCP_Inputs_ON_Diverse_2023_04_03 | 2020 |  |  | Electricity |  | Capacity-Intraconnection | FOM | 0 |  |  | Electricity Transmission Line | WC | WC |  | 1 | 0
LCP_Inputs_ON_Diverse_2023_04_03 | 2020 |  |  | Hydrogen |  | Capacity-Intraconnection | CONE | 0 |  |  | H2 Pipeline - New | WC | WC |  | 1 | 0
LCP_Inputs_ON_Diverse_2023_04_03 | 2020 |  |  | Hydrogen |  | Capacity-Intraconnection | FOM | 0 |  |  | H2 Pipeline - New | WC | WC |  | 1 | 0
LCP_Inputs_ON_Diverse_2023_04_03 | 2020 |  |  | Hydrogen |  | Capacity-Intraconnection | CONE | 0 |  |  | H2 Pipeline - Repurposed | WC | WC |  | 1 | 0
LCP_Inputs_ON_Diverse_2023_04_03 | 2020 |  |  | Hydrogen |  | Capacity-Intraconnection | FOM | 0 |  |  | H2 Pipeline - Repurposed | WC | WC |  | 1 | 0
LCP_Inputs_ON_Diverse_2023_04_03 | 2021 |  |  | Methane |  | Capacity-Intraconnection | FOM | 0 |  |  | CH4 Pipeline | MI | MI |  | 0.96154 | 0
LCP_Inputs_ON_Diverse_2023_04_03 | 2021 |  |  | Electricity |  | Capacity-Intraconnection | FOM | 0 |  |  | Electricity Transmission Line | MI | MI |  | 0.96154 | 0
LCP_Inputs_ON_Diverse_2023_04_03 | 2021 |  |  | Hydrogen |  | Capacity-Intraconnection | FOM | 0 |  |  | H2 Pipeline - New | MI | MI |  | 0.96154 | 0
LCP_Inputs_ON_Diverse_2023_04_03 | 2021 |  |  | Hydrogen |  | Capacity-Intraconnection | FOM | 0 |  |  | H2 Pipeline - Repurposed | MI | MI |  | 0.96154 | 0
LCP_Inputs_ON_Diverse_2023_04_03 | 2021 |  |  | Methane |  | Capacity-Intraconnection | FOM | 0 |  |  | CH4 Pipeline | NY | NY |  | 0.96154 | 0
LCP_Inputs_ON_Diverse_2023_04_03 | 2021 |  |  | Electricity |  | Capacity-Intraconnection | FOM | 0 |  |  | Electricity Transmission Line | NY | NY |  | 0.96154 | 0
LCP_Inputs_ON_Diverse_2023_04_03 | 2021 |  |  | Hydrogen |  | Capacity-Intraconnection | FOM | 0 |  |  | H2 Pipeline - New | NY | NY |  | 0.96154 | 0
LCP_Inputs_ON_Diverse_2023_04_03 | 2021 |  |  | Hydrogen |  | Capacity-Intraconnection | FOM | 0 |  |  | H2 Pipeline - Repurposed | NY | NY |  | 0.96154 | 0
LCP_Inputs_ON_Diverse_2023_04_03 | 2021 |  |  | Methane |  | Capacity-Interconnection | FOM | 0 |  |  | CH4 Pipeline | ON | MI |  | 0.96154 | 0
LCP_Inputs_ON_Diverse_2023_04_03 | 2021 |  |  | Electricity |  | Capacity-Interconnection | FOM | 0 |  |  | Electricity Transmission Line | ON | MI |  | 0.96154 | 0
LCP_Inputs_ON_Diverse_2023_04_03 | 2021 |  |  | Hydrogen |  | Capacity-Interconnection | FOM | 0 |  |  | H2 Pipeline - New | ON | MI |  | 0.96154 | 0
LCP_Inputs_ON_Diverse_2023_04_03 | 2021 |  |  | Hydrogen |  | Capacity-Interconnection | FOM | 0 |  |  | H2 Pipeline - Repurposed | ON | MI |  | 0.96154 | 0
LCP_Inputs_ON_Diverse_2023_04_03 | 2021 |  |  | Methane |  | Capacity-Interconnection | FOM | 0 |  |  | CH4 Pipeline | ON | NY |  | 0.96154 | 0
LCP_Inputs_ON_Diverse_2023_04_03 | 2021 |  |  | Electricity |  | Capacity-Interconnection | FOM | 0 |  |  | Electricity Transmission Line | ON | NY |  | 0.96154 | 0
LCP_Inputs_ON_Diverse_2023_04_03 | 2021 |  |  | Hydrogen |  | Capacity-Interconnection | FOM | 0 |  |  | H2 Pipeline - New | ON | NY |  | 0.96154 | 0
LCP_Inputs_ON_Diverse_2023_04_03 | 2021 |  |  | Hydrogen |  | Capacity-Interconnection | FOM | 0 |  |  | H2 Pipeline - Repurposed | ON | NY |  | 0.96154 | 0
LCP_Inputs_ON_Diverse_2023_04_03 | 2021 |  |  | Methane |  | Capacity-Intraconnection | FOM | 0 |  |  | CH4 Pipeline | ON | ON |  | 0.96154 | 0
LCP_Inputs_ON_Diverse_2023_04_03 | 2021 |  |  | Electricity |  | Capacity-Intraconnection | FOM | 0 |  |  | Electricity Transmission Line | ON | ON |  | 0.96154 | 0
LCP_Inputs_ON_Diverse_2023_04_03 | 2021 |  |  | Hydrogen |  | Capacity-Intraconnection | FOM | 0 |  |  | H2 Pipeline - New | ON | ON |  | 0.96154 | 0
LCP_Inputs_ON_Diverse_2023_04_03 | 2021 |  |  | Hydrogen |  | Capacity-Intraconnection | FOM | 0 |  |  | H2 Pipeline - Repurposed | ON | ON |  | 0.96154 | 0
LCP_Inputs_ON_Diverse_2023_04_03 | 2021 |  |  | Methane |  | Capacity-Interconnection | FOM | 0 |  |  | CH4 Pipeline | ON | PJ |  | 0.96154 | 0
LCP_Inputs_ON_Diverse_2023_04_03 | 2021 |  |  | Electricity |  | Capacity-Interconnection | FOM | 0 |  |  | Electricity Transmission Line | ON | PJ |  | 0.96154 | 0
LCP_Inputs_ON_Diverse_2023_04_03 | 2021 |  |  | Hydrogen |  | Capacity-Interconnection | FOM | 0 |  |  | H2 Pipeline - New | ON | PJ |  | 0.96154 | 0
LCP_Inputs_ON_Diverse_2023_04_03 | 2021 |  |  | Hydrogen |  | Capacity-Interconnection | FOM | 0 |  |  | H2 Pipeline - Repurposed | ON | PJ |  | 0.96154 | 0
LCP_Inputs_ON_Diverse_2023_04_03 | 2021 |  |  | Methane |  | Capacity-Interconnection | FOM | 0 |  |  | CH4 Pipeline | ON | QC |  | 0.96154 | 0
LCP_Inputs_ON_Diverse_2023_04_03 | 2021 |  |  | Electricity |  | Capacity-Interconnection | FOM | 0 |  |  | Electricity Transmission Line | ON | QC |  | 0.96154 | 0
LCP_Inputs_ON_Diverse_2023_04_03 | 2021 |  |  | Hydrogen |  | Capacity-Interconnection | FOM | 0 |  |  | H2 Pipeline - New | ON | QC |  | 0.96154 | 0
LCP_Inputs_ON_Diverse_2023_04_03 | 2021 |  |  | Hydrogen |  | Capacity-Interconnection | FOM | 0 |  |  | H2 Pipeline - Repurposed | ON | QC |  | 0.96154 | 0
LCP_Inputs_ON_Diverse_2023_04_03 | 2021 |  |  | Methane |  | Capacity-Interconnection | FOM | 0 |  |  | CH4 Pipeline | ON | WC |  | 0.96154 | 0
LCP_Inputs_ON_Diverse_2023_04_03 | 2021 |  |  | Electricity |  | Capacity-Interconnection | FOM | 0 |  |  | Electricity Transmission Line | ON | WC |  | 0.96154 | 0
LCP_Inputs_ON_Diverse_2023_04_03 | 2021 |  |  | Hydrogen |  | Capacity-Interconnection | FOM | 0 |  |  | H2 Pipeline - New | ON | WC |  | 0.96154 | 0
LCP_Inputs_ON_Diverse_2023_04_03 | 2021 |  |  | Hydrogen |  | Capacity-Interconnection | FOM | 0 |  |  | H2 Pipeline - Repurposed | ON | WC |  | 0.96154 | 0
LCP_Inputs_ON_Diverse_2023_04_03 | 2021 |  |  | Methane |  | Capacity-Intraconnection | FOM | 0 |  |  | CH4 Pipeline | PJ | PJ |  | 0.96154 | 0
LCP_Inputs_ON_Diverse_2023_04_03 | 2021 |  |  | Electricity |  | Capacity-Intraconnection | FOM | 0 |  |  | Electricity Transmission Line | PJ | PJ |  | 0.96154 | 0
LCP_Inputs_ON_Diverse_2023_04_03 | 2021 |  |  | Hydrogen |  | Capacity-Intraconnection | FOM | 0 |  |  | H2 Pipeline - New | PJ | PJ |  | 0.96154 | 0
LCP_Inputs_ON_Diverse_2023_04_03 | 2021 |  |  | Hydrogen |  | Capacity-Intraconnection | FOM | 0 |  |  | H2 Pipeline - Repurposed | PJ | PJ |  | 0.96154 | 0
LCP_Inputs_ON_Diverse_2023_04_03 | 2021 |  |  | Electricity |  | Capacity-Interconnection | FOM | 5859725.1515 |  |  | Electricity Transmission Line | QC | NY |  | 0.96154 | 5634351.1072
LCP_Inputs_ON_Diverse_2023_04_03 | 2021 |  |  | Methane |  | Capacity-Intraconnection | FOM | 0 |  |  | CH4 Pipeline | QC | QC |  | 0.96154 | 0
LCP_Inputs_ON_Diverse_2023_04_03 | 2021 |  |  | Electricity |  | Capacity-Intraconnection | FOM | 0 |  |  | Electricity Transmission Line | QC | QC |  | 0.96154 | 0
LCP_Inputs_ON_Diverse_2023_04_03 | 2021 |  |  | Hydrogen |  | Capacity-Intraconnection | FOM | 0 |  |  | H2 Pipeline - New | QC | QC |  | 0.96154 | 0
LCP_Inputs_ON_Diverse_2023_04_03 | 2021 |  |  | Hydrogen |  | Capacity-Intraconnection | FOM | 0 |  |  | H2 Pipeline - Repurposed | QC | QC |  | 0.96154 | 0
LCP_Inputs_ON_Diverse_2023_04_03 | 2021 |  |  | Electricity |  | Capacity-Interconnection | FOM | 634447.629 |  |  | Electricity Transmission Line | WC | MI |  | 0.96154 | 610045.7971
LCP_Inputs_ON_Diverse_2023_04_03 | 2021 |  |  | Methane |  | Capacity-Intraconnection | FOM | 0 |  |  | CH4 Pipeline | WC | WC |  | 0.96154 | 0
LCP_Inputs_ON_Diverse_2023_04_03 | 2021 |  |  | Electricity |  | Capacity-Intraconnection | FOM | 0 |  |  | Electricity Transmission Line | WC | WC |  | 0.96154 | 0
LCP_Inputs_ON_Diverse_2023_04_03 | 2021 |  |  | Hydrogen |  | Capacity-Intraconnection | FOM | 0 |  |  | H2 Pipeline - New | WC | WC |  | 0.96154 | 0
LCP_Inputs_ON_Diverse_2023_04_03 | 2021 |  |  | Hydrogen |  | Capacity-Intraconnection | FOM | 0 |  |  | H2 Pipeline - Repurposed | WC | WC |  | 0.96154 | 0
LCP_Inputs_ON_Diverse_2023_04_03 | 2022 |  |  | Methane |  | Capacity-Intraconnection | FOM | 0 |  |  | CH4 Pipeline | MI | MI |  | 0.92456 | 0
LCP_Inputs_ON_Diverse_2023_04_03 | 2022 |  |  | Electricity |  | Capacity-Intraconnection | FOM | 0 |  |  | Electricity Transmission Line | MI | MI |  | 0.92456 | 0
LCP_Inputs_ON_Diverse_2023_04_03 | 2022 |  |  | Hydrogen |  | Capacity-Intraconnection | FOM | 0 |  |  | H2 Pipeline - New | MI | MI |  | 0.92456 | 0
LCP_Inputs_ON_Diverse_2023_04_03 | 2022 |  |  | Hydrogen |  | Capacity-Intraconnection | FOM | 0 |  |  | H2 Pipeline - Repurposed | MI | MI |  | 0.92456 | 0
LCP_Inputs_ON_Diverse_2023_04_03 | 2022 |  |  | Methane |  | Capacity-Intraconnection | FOM | 0 |  |  | CH4 Pipeline | NY | NY |  | 0.92456 | 0
LCP_Inputs_ON_Diverse_2023_04_03 | 2022 |  |  | Electricity |  | Capacity-Intraconnection | FOM | 0 |  |  | Electricity Transmission Line | NY | NY |  | 0.92456 | 0
LCP_Inputs_ON_Diverse_2023_04_03 | 2022 |  |  | Hydrogen |  | Capacity-Intraconnection | FOM | 0 |  |  | H2 Pipeline - New | NY | NY |  | 0.92456 | 0
LCP_Inputs_ON_Diverse_2023_04_03 | 2022 |  |  | Hydrogen |  | Capacity-Intraconnection | FOM | 0 |  |  | H2 Pipeline - Repurposed | NY | NY |  | 0.92456 | 0
LCP_Inputs_ON_Diverse_2023_04_03 | 2022 |  |  | Methane |  | Capacity-Interconnection | FOM | 0 |  |  | CH4 Pipeline | ON | MI |  | 0.92456 | 0
LCP_Inputs_ON_Diverse_2023_04_03 | 2022 |  |  | Electricity |  | Capacity-Interconnection | FOM | 0 |  |  | Electricity Transmission Line | ON | MI |  | 0.92456 | 0
LCP_Inputs_ON_Diverse_2023_04_03 | 2022 |  |  | Hydrogen |  | Capacity-Interconnection | FOM | 0 |  |  | H2 Pipeline - New | ON | MI |  | 0.92456 | 0
LCP_Inputs_ON_Diverse_2023_04_03 | 2022 |  |  | Hydrogen |  | Capacity-Interconnection | FOM | 0 |  |  | H2 Pipeline - Repurposed | ON | MI |  | 0.92456 | 0
LCP_Inputs_ON_Diverse_2023_04_03 | 2022 |  |  | Methane |  | Capacity-Interconnection | FOM | 0 |  |  | CH4 Pipeline | ON | NY |  | 0.92456 | 0
LCP_Inputs_ON_Diverse_2023_04_03 | 2022 |  |  | Electricity |  | Capacity-Interconnection | FOM | 0 |  |  | Electricity Transmission Line | ON | NY |  | 0.92456 | 0
LCP_Inputs_ON_Diverse_2023_04_03 | 2022 |  |  | Hydrogen |  | Capacity-Interconnection | FOM | 0 |  |  | H2 Pipeline - New | ON | NY |  | 0.92456 | 0
LCP_Inputs_ON_Diverse_2023_04_03 | 2022 |  |  | Hydrogen |  | Capacity-Interconnection | FOM | 0 |  |  | H2 Pipeline - Repurposed | ON | NY |  | 0.92456 | 0
LCP_Inputs_ON_Diverse_2023_04_03 | 2022 |  |  | Methane |  | Capacity-Intraconnection | FOM | 0 |  |  | CH4 Pipeline | ON | ON |  | 0.92456 | 0
LCP_Inputs_ON_Diverse_2023_04_03 | 2022 |  |  | Electricity |  | Capacity-Intraconnection | FOM | 0 |  |  | Electricity Transmission Line | ON | ON |  | 0.92456 | 0
LCP_Inputs_ON_Diverse_2023_04_03 | 2022 |  |  | Hydrogen |  | Capacity-Intraconnection | FOM | 0 |  |  | H2 Pipeline - New | ON | ON |  | 0.92456 | 0
LCP_Inputs_ON_Diverse_2023_04_03 | 2022 |  |  | Hydrogen |  | Capacity-Intraconnection | FOM | 0 |  |  | H2 Pipeline - Repurposed | ON | ON |  | 0.92456 | 0
LCP_Inputs_ON_Diverse_2023_04_03 | 2022 |  |  | Methane |  | Capacity-Interconnection | FOM | 0 |  |  | CH4 Pipeline | ON | PJ |  | 0.92456 | 0
LCP_Inputs_ON_Diverse_2023_04_03 | 2022 |  |  | Electricity |  | Capacity-Interconnection | FOM | 0 |  |  | Electricity Transmission Line | ON | PJ |  | 0.92456 | 0
LCP_Inputs_ON_Diverse_2023_04_03 | 2022 |  |  | Hydrogen |  | Capacity-Interconnection | FOM | 0 |  |  | H2 Pipeline - New | ON | PJ |  | 0.92456 | 0
LCP_Inputs_ON_Diverse_2023_04_03 | 2022 |  |  | Hydrogen |  | Capacity-Interconnection | FOM | 0 |  |  | H2 Pipeline - Repurposed | ON | PJ |  | 0.92456 | 0
LCP_Inputs_ON_Diverse_2023_04_03 | 2022 |  |  | Methane |  | Capacity-Interconnection | FOM | 0 |  |  | CH4 Pipeline | ON | QC |  | 0.92456 | 0
LCP_Inputs_ON_Diverse_2023_04_03 | 2022 |  |  | Electricity |  | Capacity-Interconnection | FOM | 0 |  |  | Electricity Transmission Line | ON | QC |  | 0.92456 | 0
LCP_Inputs_ON_Diverse_2023_04_03 | 2022 |  |  | Hydrogen |  | Capacity-Interconnection | FOM | 0 |  |  | H2 Pipeline - New | ON | QC |  | 0.92456 | 0
LCP_Inputs_ON_Diverse_2023_04_03 | 2022 |  |  | Hydrogen |  | Capacity-Interconnection | FOM | 0 |  |  | H2 Pipeline - Repurposed | ON | QC |  | 0.92456 | 0
LCP_Inputs_ON_Diverse_2023_04_03 | 2022 |  |  | Methane |  | Capacity-Interconnection | FOM | 0 |  |  | CH4 Pipeline | ON | WC |  | 0.92456 | 0
LCP_Inputs_ON_Diverse_2023_04_03 | 2022 |  |  | Electricity |  | Capacity-Interconnection | FOM | 0 |  |  | Electricity Transmission Line | ON | WC |  | 0.92456 | 0
LCP_Inputs_ON_Diverse_2023_04_03 | 2022 |  |  | Hydrogen |  | Capacity-Interconnection | FOM | 0 |  |  | H2 Pipeline - New | ON | WC |  | 0.92456 | 0
LCP_Inputs_ON_Diverse_2023_04_03 | 2022 |  |  | Hydrogen |  | Capacity-Interconnection | FOM | 0 |  |  | H2 Pipeline - Repurposed | ON | WC |  | 0.92456 | 0
LCP_Inputs_ON_Diverse_2023_04_03 | 2022 |  |  | Methane |  | Capacity-Intraconnection | FOM | 0 |  |  | CH4 Pipeline | PJ | PJ |  | 0.92456 | 0
LCP_Inputs_ON_Diverse_2023_04_03 | 2022 |  |  | Electricity |  | Capacity-Intraconnection | FOM | 0 |  |  | Electricity Transmission Line | PJ | PJ |  | 0.92456 | 0
LCP_Inputs_ON_Diverse_2023_04_03 | 2022 |  |  | Hydrogen |  | Capacity-Intraconnection | FOM | 0 |  |  | H2 Pipeline - New | PJ | PJ |  | 0.92456 | 0
LCP_Inputs_ON_Diverse_2023_04_03 | 2022 |  |  | Hydrogen |  | Capacity-Intraconnection | FOM | 0 |  |  | H2 Pipeline - Repurposed | PJ | PJ |  | 0.92456 | 0
LCP_Inputs_ON_Diverse_2023_04_03 | 2022 |  |  | Electricity |  | Capacity-Interconnection | FOM | 5859725.1515 |  |  | Electricity Transmission Line | QC | NY |  | 0.92456 | 5417645.2954
LCP_Inputs_ON_Diverse_2023_04_03 | 2022 |  |  | Methane |  | Capacity-Intraconnection | FOM | 0 |  |  | CH4 Pipeline | QC | QC |  | 0.92456 | 0
LCP_Inputs_ON_Diverse_2023_04_03 | 2022 |  |  | Electricity |  | Capacity-Intraconnection | FOM | 0 |  |  | Electricity Transmission Line | QC | QC |  | 0.92456 | 0
LCP_Inputs_ON_Diverse_2023_04_03 | 2022 |  |  | Hydrogen |  | Capacity-Intraconnection | FOM | 0 |  |  | H2 Pipeline - New | QC | QC |  | 0.92456 | 0
LCP_Inputs_ON_Diverse_2023_04_03 | 2022 |  |  | Hydrogen |  | Capacity-Intraconnection | FOM | 0 |  |  | H2 Pipeline - Repurposed | QC | QC |  | 0.92456 | 0
LCP_Inputs_ON_Diverse_2023_04_03 | 2022 |  |  | Electricity |  | Capacity-Interconnection | FOM | 634447.629 |  |  | Electricity Transmission Line | WC | MI |  | 0.92456 | 586582.4972
LCP_Inputs_ON_Diverse_2023_04_03 | 2022 |  |  | Methane |  | Capacity-Intraconnection | FOM | 0 |  |  | CH4 Pipeline | WC | WC |  | 0.92456 | 0
LCP_Inputs_ON_Diverse_2023_04_03 | 2022 |  |  | Electricity |  | Capacity-Intraconnection | FOM | 0 |  |  | Electricity Transmission Line | WC | WC |  | 0.92456 | 0
LCP_Inputs_ON_Diverse_2023_04_03 | 2022 |  |  | Hydrogen |  | Capacity-Intraconnection | FOM | 0 |  |  | H2 Pipeline - New | WC | WC |  | 0.92456 | 0
LCP_Inputs_ON_Diverse_2023_04_03 | 2022 |  |  | Hydrogen |  | Capacity-Intraconnection | FOM | 0 |  |  | H2 Pipeline - Repurposed | WC | WC |  | 0.92456 | 0
LCP_Inputs_ON_Diverse_2023_04_03 | 2023 |  |  | Methane |  | Capacity-Intraconnection | FOM | 0 |  |  | CH4 Pipeline | MI | MI |  | 0.889 | 0
LCP_Inputs_ON_Diverse_2023_04_03 | 2023 |  |  | Electricity |  | Capacity-Intraconnection | FOM | 0 |  |  | Electricity Transmission Line | MI | MI |  | 0.889 | 0
LCP_Inputs_ON_Diverse_2023_04_03 | 2023 |  |  | Hydrogen |  | Capacity-Intraconnection | FOM | 0 |  |  | H2 Pipeline - New | MI | MI |  | 0.889 | 0
LCP_Inputs_ON_Diverse_2023_04_03 | 2023 |  |  | Hydrogen |  | Capacity-Intraconnection | FOM | 0 |  |  | H2 Pipeline - Repurposed | MI | MI |  | 0.889 | 0
LCP_Inputs_ON_Diverse_2023_04_03 | 2023 |  |  | Methane |  | Capacity-Intraconnection | FOM | 0 |  |  | CH4 Pipeline | NY | NY |  | 0.889 | 0
LCP_Inputs_ON_Diverse_2023_04_03 | 2023 |  |  | Electricity |  | Capacity-Intraconnection | FOM | 0 |  |  | Electricity Transmission Line | NY | NY |  | 0.889 | 0
LCP_Inputs_ON_Diverse_2023_04_03 | 2023 |  |  | Hydrogen |  | Capacity-Intraconnection | FOM | 0 |  |  | H2 Pipeline - New | NY | NY |  | 0.889 | 0
LCP_Inputs_ON_Diverse_2023_04_03 | 2023 |  |  | Hydrogen |  | Capacity-Intraconnection | FOM | 0 |  |  | H2 Pipeline - Repurposed | NY | NY |  | 0.889 | 0
LCP_Inputs_ON_Diverse_2023_04_03 | 2023 |  |  | Methane |  | Capacity-Interconnection | FOM | 0 |  |  | CH4 Pipeline | ON | MI |  | 0.889 | 0
LCP_Inputs_ON_Diverse_2023_04_03 | 2023 |  |  | Electricity |  | Capacity-Interconnection | FOM | 0 |  |  | Electricity Transmission Line | ON | MI |  | 0.889 | 0
LCP_Inputs_ON_Diverse_2023_04_03 | 2023 |  |  | Hydrogen |  | Capacity-Interconnection | FOM | 0 |  |  | H2 Pipeline - New | ON | MI |  | 0.889 | 0
LCP_Inputs_ON_Diverse_2023_04_03 | 2023 |  |  | Hydrogen |  | Capacity-Interconnection | FOM | 0 |  |  | H2 Pipeline - Repurposed | ON | MI |  | 0.889 | 0
LCP_Inputs_ON_Diverse_2023_04_03 | 2023 |  |  | Methane |  | Capacity-Interconnection | FOM | 0 |  |  | CH4 Pipeline | ON | NY |  | 0.889 | 0
LCP_Inputs_ON_Diverse_2023_04_03 | 2023 |  |  | Electricity |  | Capacity-Interconnection | FOM | 0 |  |  | Electricity Transmission Line | ON | NY |  | 0.889 | 0
LCP_Inputs_ON_Diverse_2023_04_03 | 2023 |  |  | Hydrogen |  | Capacity-Interconnection | FOM | 0 |  |  | H2 Pipeline - New | ON | NY |  | 0.889 | 0
LCP_Inputs_ON_Diverse_2023_04_03 | 2023 |  |  | Hydrogen |  | Capacity-Interconnection | FOM | 0 |  |  | H2 Pipeline - Repurposed | ON | NY |  | 0.889 | 0
LCP_Inputs_ON_Diverse_2023_04_03 | 2023 |  |  | Methane |  | Capacity-Intraconnection | FOM | 0 |  |  | CH4 Pipeline | ON | ON |  | 0.889 | 0
LCP_Inputs_ON_Diverse_2023_04_03 | 2023 |  |  | Electricity |  | Capacity-Intraconnection | FOM | 0 |  |  | Electricity Transmission Line | ON | ON |  | 0.889 | 0
LCP_Inputs_ON_Diverse_2023_04_03 | 2023 |  |  | Hydrogen |  | Capacity-Intraconnection | FOM | 0 |  |  | H2 Pipeline - New | ON | ON |  | 0.889 | 0
LCP_Inputs_ON_Diverse_2023_04_03 | 2023 |  |  | Hydrogen |  | Capacity-Intraconnection | FOM | 0 |  |  | H2 Pipeline - Repurposed | ON | ON |  | 0.889 | 0
LCP_Inputs_ON_Diverse_2023_04_03 | 2023 |  |  | Methane |  | Capacity-Interconnection | FOM | 0 |  |  | CH4 Pipeline | ON | PJ |  | 0.889 | 0
LCP_Inputs_ON_Diverse_2023_04_03 | 2023 |  |  | Electricity |  | Capacity-Interconnection | FOM | 0 |  |  | Electricity Transmission Line | ON | PJ |  | 0.889 | 0
LCP_Inputs_ON_Diverse_2023_04_03 | 2023 |  |  | Hydrogen |  | Capacity-Interconnection | FOM | 0 |  |  | H2 Pipeline - New | ON | PJ |  | 0.889 | 0
LCP_Inputs_ON_Diverse_2023_04_03 | 2023 |  |  | Hydrogen |  | Capacity-Interconnection | FOM | 0 |  |  | H2 Pipeline - Repurposed | ON | PJ |  | 0.889 | 0
LCP_Inputs_ON_Diverse_2023_04_03 | 2023 |  |  | Methane |  | Capacity-Interconnection | FOM | 0 |  |  | CH4 Pipeline | ON | QC |  | 0.889 | 0
LCP_Inputs_ON_Diverse_2023_04_03 | 2023 |  |  | Electricity |  | Capacity-Interconnection | FOM | 0 |  |  | Electricity Transmission Line | ON | QC |  | 0.889 | 0
LCP_Inputs_ON_Diverse_2023_04_03 | 2023 |  |  | Hydrogen |  | Capacity-Interconnection | FOM | 0 |  |  | H2 Pipeline - New | ON | QC |  | 0.889 | 0
LCP_Inputs_ON_Diverse_2023_04_03 | 2023 |  |  | Hydrogen |  | Capacity-Interconnection | FOM | 0 |  |  | H2 Pipeline - Repurposed | ON | QC |  | 0.889 | 0
LCP_Inputs_ON_Diverse_2023_04_03 | 2023 |  |  | Methane |  | Capacity-Interconnection | FOM | 0 |  |  | CH4 Pipeline | ON | WC |  | 0.889 | 0
LCP_Inputs_ON_Diverse_2023_04_03 | 2023 |  |  | Electricity |  | Capacity-Interconnection | FOM | 0 |  |  | Electricity Transmission Line | ON | WC |  | 0.889 | 0
LCP_Inputs_ON_Diverse_2023_04_03 | 2023 |  |  | Hydrogen |  | Capacity-Interconnection | FOM | 0 |  |  | H2 Pipeline - New | ON | WC |  | 0.889 | 0
LCP_Inputs_ON_Diverse_2023_04_03 | 2023 |  |  | Hydrogen |  | Capacity-Interconnection | FOM | 0 |  |  | H2 Pipeline - Repurposed | ON | WC |  | 0.889 | 0
LCP_Inputs_ON_Diverse_2023_04_03 | 2023 |  |  | Methane |  | Capacity-Intraconnection | FOM | 0 |  |  | CH4 Pipeline | PJ | PJ |  | 0.889 | 0
LCP_Inputs_ON_Diverse_2023_04_03 | 2023 |  |  | Electricity |  | Capacity-Intraconnection | FOM | 0 |  |  | Electricity Transmission Line | PJ | PJ |  | 0.889 | 0
LCP_Inputs_ON_Diverse_2023_04_03 | 2023 |  |  | Hydrogen |  | Capacity-Intraconnection | FOM | 0 |  |  | H2 Pipeline - New | PJ | PJ |  | 0.889 | 0
LCP_Inputs_ON_Diverse_2023_04_03 | 2023 |  |  | Hydrogen |  | Capacity-Intraconnection | FOM | 0 |  |  | H2 Pipeline - Repurposed | PJ | PJ |  | 0.889 | 0
LCP_Inputs_ON_Diverse_2023_04_03 | 2023 |  |  | Electricity |  | Capacity-Interconnection | FOM | 5859725.1515 |  |  | Electricity Transmission Line | QC | NY |  | 0.889 | 5209274.3225
LCP_Inputs_ON_Diverse_2023_04_03 | 2023 |  |  | Methane |  | Capacity-Intraconnection | FOM | 0 |  |  | CH4 Pipeline | QC | QC |  | 0.889 | 0
LCP_Inputs_ON_Diverse_2023_04_03 | 2023 |  |  | Electricity |  | Capacity-Intraconnection | FOM | 0 |  |  | Electricity Transmission Line | QC | QC |  | 0.889 | 0
LCP_Inputs_ON_Diverse_2023_04_03 | 2023 |  |  | Hydrogen |  | Capacity-Intraconnection | FOM | 0 |  |  | H2 Pipeline - New | QC | QC |  | 0.889 | 0
LCP_Inputs_ON_Diverse_2023_04_03 | 2023 |  |  | Hydrogen |  | Capacity-Intraconnection | FOM | 0 |  |  | H2 Pipeline - Repurposed | QC | QC |  | 0.889 | 0
LCP_Inputs_ON_Diverse_2023_04_03 | 2023 |  |  | Electricity |  | Capacity-Interconnection | FOM | 634447.629 |  |  | Electricity Transmission Line | WC | MI |  | 0.889 | 564021.6319
LCP_Inputs_ON_Diverse_2023_04_03 | 2023 |  |  | Methane |  | Capacity-Intraconnection | FOM | 0 |  |  | CH4 Pipeline | WC | WC |  | 0.889 | 0
LCP_Inputs_ON_Diverse_2023_04_03 | 2023 |  |  | Electricity |  | Capacity-Intraconnection | FOM | 0 |  |  | Electricity Transmission Line | WC | WC |  | 0.889 | 0
LCP_Inputs_ON_Diverse_2023_04_03 | 2023 |  |  | Hydrogen |  | Capacity-Intraconnection | FOM | 0 |  |  | H2 Pipeline - New | WC | WC |  | 0.889 | 0
LCP_Inputs_ON_Diverse_2023_04_03 | 2023 |  |  | Hydrogen |  | Capacity-Intraconnection | FOM | 0 |  |  | H2 Pipeline - Repurposed | WC | WC |  | 0.889 | 0
LCP_Inputs_ON_Diverse_2023_04_03 | 2024 |  |  | Methane |  | Capacity-Intraconnection | FOM | 0 |  |  | CH4 Pipeline | MI | MI |  | 0.8548 | 0
LCP_Inputs_ON_Diverse_2023_04_03 | 2024 |  |  | Electricity |  | Capacity-Intraconnection | FOM | 0 |  |  | Electricity Transmission Line | MI | MI |  | 0.8548 | 0
LCP_Inputs_ON_Diverse_2023_04_03 | 2024 |  |  | Hydrogen |  | Capacity-Intraconnection | FOM | 0 |  |  | H2 Pipeline - New | MI | MI |  | 0.8548 | 0
LCP_Inputs_ON_Diverse_2023_04_03 | 2024 |  |  | Hydrogen |  | Capacity-Intraconnection | FOM | 0 |  |  | H2 Pipeline - Repurposed | MI | MI |  | 0.8548 | 0
LCP_Inputs_ON_Diverse_2023_04_03 | 2024 |  |  | Methane |  | Capacity-Intraconnection | FOM | 0 |  |  | CH4 Pipeline | NY | NY |  | 0.8548 | 0
LCP_Inputs_ON_Diverse_2023_04_03 | 2024 |  |  | Electricity |  | Capacity-Intraconnection | FOM | 0 |  |  | Electricity Transmission Line | NY | NY |  | 0.8548 | 0
LCP_Inputs_ON_Diverse_2023_04_03 | 2024 |  |  | Hydrogen |  | Capacity-Intraconnection | FOM | 0 |  |  | H2 Pipeline - New | NY | NY |  | 0.8548 | 0
LCP_Inputs_ON_Diverse_2023_04_03 | 2024 |  |  | Hydrogen |  | Capacity-Intraconnection | FOM | 0 |  |  | H2 Pipeline - Repurposed | NY | NY |  | 0.8548 | 0
LCP_Inputs_ON_Diverse_2023_04_03 | 2024 |  |  | Methane |  | Capacity-Interconnection | FOM | 0 |  |  | CH4 Pipeline | ON | MI |  | 0.8548 | 0
LCP_Inputs_ON_Diverse_2023_04_03 | 2024 |  |  | Electricity |  | Capacity-Interconnection | FOM | 0 |  |  | Electricity Transmission Line | ON | MI |  | 0.8548 | 0
LCP_Inputs_ON_Diverse_2023_04_03 | 2024 |  |  | Hydrogen |  | Capacity-Interconnection | FOM | 0 |  |  | H2 Pipeline - New | ON | MI |  | 0.8548 | 0
LCP_Inputs_ON_Diverse_2023_04_03 | 2024 |  |  | Hydrogen |  | Capacity-Interconnection | FOM | 0 |  |  | H2 Pipeline - Repurposed | ON | MI |  | 0.8548 | 0
LCP_Inputs_ON_Diverse_2023_04_03 | 2024 |  |  | Methane |  | Capacity-Interconnection | FOM | 0 |  |  | CH4 Pipeline | ON | NY |  | 0.8548 | 0
LCP_Inputs_ON_Diverse_2023_04_03 | 2024 |  |  | Electricity |  | Capacity-Interconnection | FOM | 0 |  |  | Electricity Transmission Line | ON | NY |  | 0.8548 | 0
LCP_Inputs_ON_Diverse_2023_04_03 | 2024 |  |  | Hydrogen |  | Capacity-Interconnection | FOM | 0 |  |  | H2 Pipeline - New | ON | NY |  | 0.8548 | 0
LCP_Inputs_ON_Diverse_2023_04_03 | 2024 |  |  | Hydrogen |  | Capacity-Interconnection | FOM | 0 |  |  | H2 Pipeline - Repurposed | ON | NY |  | 0.8548 | 0
LCP_Inputs_ON_Diverse_2023_04_03 | 2024 |  |  | Methane |  | Capacity-Intraconnection | FOM | 0 |  |  | CH4 Pipeline | ON | ON |  | 0.8548 | 0
LCP_Inputs_ON_Diverse_2023_04_03 | 2024 |  |  | Electricity |  | Capacity-Intraconnection | FOM | 0 |  |  | Electricity Transmission Line | ON | ON |  | 0.8548 | 0
LCP_Inputs_ON_Diverse_2023_04_03 | 2024 |  |  | Hydrogen |  | Capacity-Intraconnection | FOM | 0 |  |  | H2 Pipeline - New | ON | ON |  | 0.8548 | 0
LCP_Inputs_ON_Diverse_2023_04_03 | 2024 |  |  | Hydrogen |  | Capacity-Intraconnection | FOM | 0 |  |  | H2 Pipeline - Repurposed | ON | ON |  | 0.8548 | 0
LCP_Inputs_ON_Diverse_2023_04_03 | 2024 |  |  | Methane |  | Capacity-Interconnection | FOM | 0 |  |  | CH4 Pipeline | ON | PJ |  | 0.8548 | 0
LCP_Inputs_ON_Diverse_2023_04_03 | 2024 |  |  | Electricity |  | Capacity-Interconnection | FOM | 0 |  |  | Electricity Transmission Line | ON | PJ |  | 0.8548 | 0
LCP_Inputs_ON_Diverse_2023_04_03 | 2024 |  |  | Hydrogen |  | Capacity-Interconnection | FOM | 0 |  |  | H2 Pipeline - New | ON | PJ |  | 0.8548 | 0
LCP_Inputs_ON_Diverse_2023_04_03 | 2024 |  |  | Hydrogen |  | Capacity-Interconnection | FOM | 0 |  |  | H2 Pipeline - Repurposed | ON | PJ |  | 0.8548 | 0
LCP_Inputs_ON_Diverse_2023_04_03 | 2024 |  |  | Methane |  | Capacity-Interconnection | FOM | 0 |  |  | CH4 Pipeline | ON | QC |  | 0.8548 | 0
LCP_Inputs_ON_Diverse_2023_04_03 | 2024 |  |  | Electricity |  | Capacity-Interconnection | FOM | 0 |  |  | Electricity Transmission Line | ON | QC |  | 0.8548 | 0
LCP_Inputs_ON_Diverse_2023_04_03 | 2024 |  |  | Hydrogen |  | Capacity-Interconnection | FOM | 0 |  |  | H2 Pipeline - New | ON | QC |  | 0.8548 | 0
LCP_Inputs_ON_Diverse_2023_04_03 | 2024 |  |  | Hydrogen |  | Capacity-Interconnection | FOM | 0 |  |  | H2 Pipeline - Repurposed | ON | QC |  | 0.8548 | 0
LCP_Inputs_ON_Diverse_2023_04_03 | 2024 |  |  | Methane |  | Capacity-Interconnection | FOM | 0 |  |  | CH4 Pipeline | ON | WC |  | 0.8548 | 0
LCP_Inputs_ON_Diverse_2023_04_03 | 2024 |  |  | Electricity |  | Capacity-Interconnection | FOM | 0 |  |  | Electricity Transmission Line | ON | WC |  | 0.8548 | 0
LCP_Inputs_ON_Diverse_2023_04_03 | 2024 |  |  | Hydrogen |  | Capacity-Interconnection | FOM | 0 |  |  | H2 Pipeline - New | ON | WC |  | 0.8548 | 0
LCP_Inputs_ON_Diverse_2023_04_03 | 2024 |  |  | Hydrogen |  | Capacity-Interconnection | FOM | 0 |  |  | H2 Pipeline - Repurposed | ON | WC |  | 0.8548 | 0
LCP_Inputs_ON_Diverse_2023_04_03 | 2024 |  |  | Methane |  | Capacity-Intraconnection | FOM | 0 |  |  | CH4 Pipeline | PJ | PJ |  | 0.8548 | 0
LCP_Inputs_ON_Diverse_2023_04_03 | 2024 |  |  | Electricity |  | Capacity-Intraconnection | FOM | 0 |  |  | Electricity Transmission Line | PJ | PJ |  | 0.8548 | 0
LCP_Inputs_ON_Diverse_2023_04_03 | 2024 |  |  | Hydrogen |  | Capacity-Intraconnection | FOM | 0 |  |  | H2 Pipeline - New | PJ | PJ |  | 0.8548 | 0
LCP_Inputs_ON_Diverse_2023_04_03 | 2024 |  |  | Hydrogen |  | Capacity-Intraconnection | FOM | 0 |  |  | H2 Pipeline - Repurposed | PJ | PJ |  | 0.8548 | 0
LCP_Inputs_ON_Diverse_2023_04_03 | 2024 |  |  | Electricity |  | Capacity-Interconnection | FOM | 5859725.1515 |  |  | Electricity Transmission Line | QC | NY |  | 0.8548 | 5008917.6178
LCP_Inputs_ON_Diverse_2023_04_03 | 2024 |  |  | Methane |  | Capacity-Intraconnection | FOM | 0 |  |  | CH4 Pipeline | QC | QC |  | 0.8548 | 0
LCP_Inputs_ON_Diverse_2023_04_03 | 2024 |  |  | Electricity |  | Capacity-Intraconnection | FOM | 0 |  |  | Electricity Transmission Line | QC | QC |  | 0.8548 | 0
LCP_Inputs_ON_Diverse_2023_04_03 | 2024 |  |  | Hydrogen |  | Capacity-Intraconnection | FOM | 0 |  |  | H2 Pipeline - New | QC | QC |  | 0.8548 | 0
LCP_Inputs_ON_Diverse_2023_04_03 | 2024 |  |  | Hydrogen |  | Capacity-Intraconnection | FOM | 0 |  |  | H2 Pipeline - Repurposed | QC | QC |  | 0.8548 | 0
LCP_Inputs_ON_Diverse_2023_04_03 | 2024 |  |  | Electricity |  | Capacity-Interconnection | FOM | 634447.629 |  |  | Electricity Transmission Line | WC | MI |  | 0.8548 | 542328.4922
LCP_Inputs_ON_Diverse_2023_04_03 | 2024 |  |  | Methane |  | Capacity-Intraconnection | FOM | 0 |  |  | CH4 Pipeline | WC | WC |  | 0.8548 | 0
LCP_Inputs_ON_Diverse_2023_04_03 | 2024 |  |  | Electricity |  | Capacity-Intraconnection | FOM | 0 |  |  | Electricity Transmission Line | WC | WC |  | 0.8548 | 0
LCP_Inputs_ON_Diverse_2023_04_03 | 2024 |  |  | Hydrogen |  | Capacity-Intraconnection | FOM | 0 |  |  | H2 Pipeline - New | WC | WC |  | 0.8548 | 0
LCP_Inputs_ON_Diverse_2023_04_03 | 2024 |  |  | Hydrogen |  | Capacity-Intraconnection | FOM | 0 |  |  | H2 Pipeline - Repurposed | WC | WC |  | 0.8548 | 0
LCP_Inputs_ON_Diverse_2023_04_03 | 2025 |  |  | Methane |  | Capacity-Intraconnection | FOM | 0 |  |  | CH4 Pipeline | MI | MI |  | 0.82193 | 0
LCP_Inputs_ON_Diverse_2023_04_03 | 2025 |  |  | Electricity |  | Capacity-Intraconnection | FOM | 0 |  |  | Electricity Transmission Line | MI | MI |  | 0.82193 | 0
LCP_Inputs_ON_Diverse_2023_04_03 | 2025 |  |  | Hydrogen |  | Capacity-Intraconnection | FOM | 0 |  |  | H2 Pipeline - New | MI | MI |  | 0.82193 | 0
LCP_Inputs_ON_Diverse_2023_04_03 | 2025 |  |  | Hydrogen |  | Capacity-Intraconnection | FOM | 0 |  |  | H2 Pipeline - Repurposed | MI | MI |  | 0.82193 | 0
LCP_Inputs_ON_Diverse_2023_04_03 | 2025 |  |  | Methane |  | Capacity-Intraconnection | FOM | 0 |  |  | CH4 Pipeline | NY | NY |  | 0.82193 | 0
LCP_Inputs_ON_Diverse_2023_04_03 | 2025 |  |  | Electricity |  | Capacity-Intraconnection | FOM | 0 |  |  | Electricity Transmission Line | NY | NY |  | 0.82193 | 0
LCP_Inputs_ON_Diverse_2023_04_03 | 2025 |  |  | Hydrogen |  | Capacity-Intraconnection | FOM | 0 |  |  | H2 Pipeline - New | NY | NY |  | 0.82193 | 0
LCP_Inputs_ON_Diverse_2023_04_03 | 2025 |  |  | Hydrogen |  | Capacity-Intraconnection | FOM | 0 |  |  | H2 Pipeline - Repurposed | NY | NY |  | 0.82193 | 0
LCP_Inputs_ON_Diverse_2023_04_03 | 2025 |  |  | Methane |  | Capacity-Interconnection | FOM | 0 |  |  | CH4 Pipeline | ON | MI |  | 0.82193 | 0
LCP_Inputs_ON_Diverse_2023_04_03 | 2025 |  |  | Electricity |  | Capacity-Interconnection | FOM | 0 |  |  | Electricity Transmission Line | ON | MI |  | 0.82193 | 0
LCP_Inputs_ON_Diverse_2023_04_03 | 2025 |  |  | Hydrogen |  | Capacity-Interconnection | FOM | 0 |  |  | H2 Pipeline - New | ON | MI |  | 0.82193 | 0
LCP_Inputs_ON_Diverse_2023_04_03 | 2025 |  |  | Hydrogen |  | Capacity-Interconnection | FOM | 0 |  |  | H2 Pipeline - Repurposed | ON | MI |  | 0.82193 | 0
LCP_Inputs_ON_Diverse_2023_04_03 | 2025 |  |  | Methane |  | Capacity-Interconnection | FOM | 0 |  |  | CH4 Pipeline | ON | NY |  | 0.82193 | 0
LCP_Inputs_ON_Diverse_2023_04_03 | 2025 |  |  | Electricity |  | Capacity-Interconnection | FOM | 0 |  |  | Electricity Transmission Line | ON | NY |  | 0.82193 | 0
LCP_Inputs_ON_Diverse_2023_04_03 | 2025 |  |  | Hydrogen |  | Capacity-Interconnection | FOM | 0 |  |  | H2 Pipeline - New | ON | NY |  | 0.82193 | 0
LCP_Inputs_ON_Diverse_2023_04_03 | 2025 |  |  | Hydrogen |  | Capacity-Interconnection | FOM | 0 |  |  | H2 Pipeline - Repurposed | ON | NY |  | 0.82193 | 0
LCP_Inputs_ON_Diverse_2023_04_03 | 2025 |  |  | Methane |  | Capacity-Intraconnection | FOM | 0 |  |  | CH4 Pipeline | ON | ON |  | 0.82193 | 0
LCP_Inputs_ON_Diverse_2023_04_03 | 2025 |  |  | Electricity |  | Capacity-Intraconnection | FOM | 0 |  |  | Electricity Transmission Line | ON | ON |  | 0.82193 | 0
LCP_Inputs_ON_Diverse_2023_04_03 | 2025 |  |  | Hydrogen |  | Capacity-Intraconnection | FOM | 0 |  |  | H2 Pipeline - New | ON | ON |  | 0.82193 | 0
LCP_Inputs_ON_Diverse_2023_04_03 | 2025 |  |  | Hydrogen |  | Capacity-Intraconnection | FOM | 0 |  |  | H2 Pipeline - Repurposed | ON | ON |  | 0.82193 | 0
LCP_Inputs_ON_Diverse_2023_04_03 | 2025 |  |  | Methane |  | Capacity-Interconnection | FOM | 0 |  |  | CH4 Pipeline | ON | PJ |  | 0.82193 | 0
LCP_Inputs_ON_Diverse_2023_04_03 | 2025 |  |  | Electricity |  | Capacity-Interconnection | FOM | 0 |  |  | Electricity Transmission Line | ON | PJ |  | 0.82193 | 0
LCP_Inputs_ON_Diverse_2023_04_03 | 2025 |  |  | Hydrogen |  | Capacity-Interconnection | FOM | 0 |  |  | H2 Pipeline - New | ON | PJ |  | 0.82193 | 0
LCP_Inputs_ON_Diverse_2023_04_03 | 2025 |  |  | Hydrogen |  | Capacity-Interconnection | FOM | 0 |  |  | H2 Pipeline - Repurposed | ON | PJ |  | 0.82193 | 0
LCP_Inputs_ON_Diverse_2023_04_03 | 2025 |  |  | Methane |  | Capacity-Interconnection | FOM | 0 |  |  | CH4 Pipeline | ON | QC |  | 0.82193 | 0
LCP_Inputs_ON_Diverse_2023_04_03 | 2025 |  |  | Electricity |  | Capacity-Interconnection | FOM | 0 |  |  | Electricity Transmission Line | ON | QC |  | 0.82193 | 0
LCP_Inputs_ON_Diverse_2023_04_03 | 2025 |  |  | Hydrogen |  | Capacity-Interconnection | FOM | 0 |  |  | H2 Pipeline - New | ON | QC |  | 0.82193 | 0
LCP_Inputs_ON_Diverse_2023_04_03 | 2025 |  |  | Hydrogen |  | Capacity-Interconnection | FOM | 0 |  |  | H2 Pipeline - Repurposed | ON | QC |  | 0.82193 | 0
LCP_Inputs_ON_Diverse_2023_04_03 | 2025 |  |  | Methane |  | Capacity-Interconnection | FOM | 0 |  |  | CH4 Pipeline | ON | WC |  | 0.82193 | 0
LCP_Inputs_ON_Diverse_2023_04_03 | 2025 |  |  | Electricity |  | Capacity-Interconnection | FOM | 0 |  |  | Electricity Transmission Line | ON | WC |  | 0.82193 | 0
LCP_Inputs_ON_Diverse_2023_04_03 | 2025 |  |  | Hydrogen |  | Capacity-Interconnection | FOM | 0 |  |  | H2 Pipeline - New | ON | WC |  | 0.82193 | 0
LCP_Inputs_ON_Diverse_2023_04_03 | 2025 |  |  | Hydrogen |  | Capacity-Interconnection | FOM | 0 |  |  | H2 Pipeline - Repurposed | ON | WC |  | 0.82193 | 0
LCP_Inputs_ON_Diverse_2023_04_03 | 2025 |  |  | Methane |  | Capacity-Intraconnection | FOM | 0 |  |  | CH4 Pipeline | PJ | PJ |  | 0.82193 | 0
LCP_Inputs_ON_Diverse_2023_04_03 | 2025 |  |  | Electricity |  | Capacity-Intraconnection | FOM | 0 |  |  | Electricity Transmission Line | PJ | PJ |  | 0.82193 | 0
LCP_Inputs_ON_Diverse_2023_04_03 | 2025 |  |  | Hydrogen |  | Capacity-Intraconnection | FOM | 0 |  |  | H2 Pipeline - New | PJ | PJ |  | 0.82193 | 0
LCP_Inputs_ON_Diverse_2023_04_03 | 2025 |  |  | Hydrogen |  | Capacity-Intraconnection | FOM | 0 |  |  | H2 Pipeline - Repurposed | PJ | PJ |  | 0.82193 | 0
LCP_Inputs_ON_Diverse_2023_04_03 | 2025 |  |  | Electricity |  | Capacity-Interconnection | FOM | 5859725.1515 |  |  | Electricity Transmission Line | QC | NY |  | 0.82193 | 4816266.9402
LCP_Inputs_ON_Diverse_2023_04_03 | 2025 |  |  | Methane |  | Capacity-Intraconnection | FOM | 0 |  |  | CH4 Pipeline | QC | QC |  | 0.82193 | 0
LCP_Inputs_ON_Diverse_2023_04_03 | 2025 |  |  | Electricity |  | Capacity-Intraconnection | FOM | 0 |  |  | Electricity Transmission Line | QC | QC |  | 0.82193 | 0
LCP_Inputs_ON_Diverse_2023_04_03 | 2025 |  |  | Hydrogen |  | Capacity-Intraconnection | FOM | 0 |  |  | H2 Pipeline - New | QC | QC |  | 0.82193 | 0
LCP_Inputs_ON_Diverse_2023_04_03 | 2025 |  |  | Hydrogen |  | Capacity-Intraconnection | FOM | 0 |  |  | H2 Pipeline - Repurposed | QC | QC |  | 0.82193 | 0
LCP_Inputs_ON_Diverse_2023_04_03 | 2025 |  |  | Electricity |  | Capacity-Interconnection | FOM | 634447.629 |  |  | Electricity Transmission Line | WC | MI |  | 0.82193 | 521469.7041
LCP_Inputs_ON_Diverse_2023_04_03 | 2025 |  |  | Methane |  | Capacity-Intraconnection | FOM | 0 |  |  | CH4 Pipeline | WC | WC |  | 0.82193 | 0
LCP_Inputs_ON_Diverse_2023_04_03 | 2025 |  |  | Electricity |  | Capacity-Intraconnection | FOM | 0 |  |  | Electricity Transmission Line | WC | WC |  | 0.82193 | 0
LCP_Inputs_ON_Diverse_2023_04_03 | 2025 |  |  | Hydrogen |  | Capacity-Intraconnection | FOM | 0 |  |  | H2 Pipeline - New | WC | WC |  | 0.82193 | 0
LCP_Inputs_ON_Diverse_2023_04_03 | 2025 |  |  | Hydrogen |  | Capacity-Intraconnection | FOM | 0 |  |  | H2 Pipeline - Repurposed | WC | WC |  | 0.82193 | 0
LCP_Inputs_ON_Diverse_2023_04_03 | 2026 |  |  | Methane |  | Capacity-Intraconnection | FOM | 0 |  |  | CH4 Pipeline | MI | MI |  | 0.79031 | 0
LCP_Inputs_ON_Diverse_2023_04_03 | 2026 |  |  | Electricity |  | Capacity-Intraconnection | FOM | 0 |  |  | Electricity Transmission Line | MI | MI |  | 0.79031 | 0
LCP_Inputs_ON_Diverse_2023_04_03 | 2026 |  |  | Hydrogen |  | Capacity-Intraconnection | FOM | 0 |  |  | H2 Pipeline - New | MI | MI |  | 0.79031 | 0
LCP_Inputs_ON_Diverse_2023_04_03 | 2026 |  |  | Hydrogen |  | Capacity-Intraconnection | FOM | 0 |  |  | H2 Pipeline - Repurposed | MI | MI |  | 0.79031 | 0
LCP_Inputs_ON_Diverse_2023_04_03 | 2026 |  |  | Methane |  | Capacity-Intraconnection | FOM | 0 |  |  | CH4 Pipeline | NY | NY |  | 0.79031 | 0
LCP_Inputs_ON_Diverse_2023_04_03 | 2026 |  |  | Electricity |  | Capacity-Intraconnection | FOM | 0 |  |  | Electricity Transmission Line | NY | NY |  | 0.79031 | 0
LCP_Inputs_ON_Diverse_2023_04_03 | 2026 |  |  | Hydrogen |  | Capacity-Intraconnection | FOM | 0 |  |  | H2 Pipeline - New | NY | NY |  | 0.79031 | 0
LCP_Inputs_ON_Diverse_2023_04_03 | 2026 |  |  | Hydrogen |  | Capacity-Intraconnection | FOM | 0 |  |  | H2 Pipeline - Repurposed | NY | NY |  | 0.79031 | 0
LCP_Inputs_ON_Diverse_2023_04_03 | 2026 |  |  | Methane |  | Capacity-Interconnection | FOM | 0 |  |  | CH4 Pipeline | ON | MI |  | 0.79031 | 0
LCP_Inputs_ON_Diverse_2023_04_03 | 2026 |  |  | Electricity |  | Capacity-Interconnection | FOM | 0 |  |  | Electricity Transmission Line | ON | MI |  | 0.79031 | 0
LCP_Inputs_ON_Diverse_2023_04_03 | 2026 |  |  | Hydrogen |  | Capacity-Interconnection | FOM | 0 |  |  | H2 Pipeline - New | ON | MI |  | 0.79031 | 0
LCP_Inputs_ON_Diverse_2023_04_03 | 2026 |  |  | Hydrogen |  | Capacity-Interconnection | FOM | 0 |  |  | H2 Pipeline - Repurposed | ON | MI |  | 0.79031 | 0
LCP_Inputs_ON_Diverse_2023_04_03 | 2026 |  |  | Methane |  | Capacity-Interconnection | FOM | 0 |  |  | CH4 Pipeline | ON | NY |  | 0.79031 | 0
LCP_Inputs_ON_Diverse_2023_04_03 | 2026 |  |  | Electricity |  | Capacity-Interconnection | FOM | 0 |  |  | Electricity Transmission Line | ON | NY |  | 0.79031 | 0
LCP_Inputs_ON_Diverse_2023_04_03 | 2026 |  |  | Hydrogen |  | Capacity-Interconnection | FOM | 0 |  |  | H2 Pipeline - New | ON | NY |  | 0.79031 | 0
LCP_Inputs_ON_Diverse_2023_04_03 | 2026 |  |  | Hydrogen |  | Capacity-Interconnection | FOM | 0 |  |  | H2 Pipeline - Repurposed | ON | NY |  | 0.79031 | 0
LCP_Inputs_ON_Diverse_2023_04_03 | 2026 |  |  | Methane |  | Capacity-Intraconnection | FOM | 0 |  |  | CH4 Pipeline | ON | ON |  | 0.79031 | 0
LCP_Inputs_ON_Diverse_2023_04_03 | 2026 |  |  | Electricity |  | Capacity-Intraconnection | FOM | 0 |  |  | Electricity Transmission Line | ON | ON |  | 0.79031 | 0
LCP_Inputs_ON_Diverse_2023_04_03 | 2026 |  |  | Hydrogen |  | Capacity-Intraconnection | FOM | 0 |  |  | H2 Pipeline - New | ON | ON |  | 0.79031 | 0
LCP_Inputs_ON_Diverse_2023_04_03 | 2026 |  |  | Hydrogen |  | Capacity-Intraconnection | FOM | 0 |  |  | H2 Pipeline - Repurposed | ON | ON |  | 0.79031 | 0
LCP_Inputs_ON_Diverse_2023_04_03 | 2026 |  |  | Methane |  | Capacity-Interconnection | FOM | 0 |  |  | CH4 Pipeline | ON | PJ |  | 0.79031 | 0
LCP_Inputs_ON_Diverse_2023_04_03 | 2026 |  |  | Electricity |  | Capacity-Interconnection | FOM | 0 |  |  | Electricity Transmission Line | ON | PJ |  | 0.79031 | 0
LCP_Inputs_ON_Diverse_2023_04_03 | 2026 |  |  | Hydrogen |  | Capacity-Interconnection | FOM | 0 |  |  | H2 Pipeline - New | ON | PJ |  | 0.79031 | 0
LCP_Inputs_ON_Diverse_2023_04_03 | 2026 |  |  | Hydrogen |  | Capacity-Interconnection | FOM | 0 |  |  | H2 Pipeline - Repurposed | ON | PJ |  | 0.79031 | 0
LCP_Inputs_ON_Diverse_2023_04_03 | 2026 |  |  | Methane |  | Capacity-Interconnection | FOM | 0 |  |  | CH4 Pipeline | ON | QC |  | 0.79031 | 0
LCP_Inputs_ON_Diverse_2023_04_03 | 2026 |  |  | Electricity |  | Capacity-Interconnection | FOM | 0 |  |  | Electricity Transmission Line | ON | QC |  | 0.79031 | 0
LCP_Inputs_ON_Diverse_2023_04_03 | 2026 |  |  | Hydrogen |  | Capacity-Interconnection | FOM | 0 |  |  | H2 Pipeline - New | ON | QC |  | 0.79031 | 0
LCP_Inputs_ON_Diverse_2023_04_03 | 2026 |  |  | Hydrogen |  | Capacity-Interconnection | FOM | 0 |  |  | H2 Pipeline - Repurposed | ON | QC |  | 0.79031 | 0
LCP_Inputs_ON_Diverse_2023_04_03 | 2026 |  |  | Methane |  | Capacity-Interconnection | FOM | 0 |  |  | CH4 Pipeline | ON | WC |  | 0.79031 | 0
LCP_Inputs_ON_Diverse_2023_04_03 | 2026 |  |  | Electricity |  | Capacity-Interconnection | FOM | 0 |  |  | Electricity Transmission Line | ON | WC |  | 0.79031 | 0
LCP_Inputs_ON_Diverse_2023_04_03 | 2026 |  |  | Hydrogen |  | Capacity-Interconnection | FOM | 0 |  |  | H2 Pipeline - New | ON | WC |  | 0.79031 | 0
LCP_Inputs_ON_Diverse_2023_04_03 | 2026 |  |  | Hydrogen |  | Capacity-Interconnection | FOM | 0 |  |  | H2 Pipeline - Repurposed | ON | WC |  | 0.79031 | 0
LCP_Inputs_ON_Diverse_2023_04_03 | 2026 |  |  | Methane |  | Capacity-Intraconnection | FOM | 0 |  |  | CH4 Pipeline | PJ | PJ |  | 0.79031 | 0
LCP_Inputs_ON_Diverse_2023_04_03 | 2026 |  |  | Electricity |  | Capacity-Intraconnection | FOM | 0 |  |  | Electricity Transmission Line | PJ | PJ |  | 0.79031 | 0
LCP_Inputs_ON_Diverse_2023_04_03 | 2026 |  |  | Hydrogen |  | Capacity-Intraconnection | FOM | 0 |  |  | H2 Pipeline - New | PJ | PJ |  | 0.79031 | 0
LCP_Inputs_ON_Diverse_2023_04_03 | 2026 |  |  | Hydrogen |  | Capacity-Intraconnection | FOM | 0 |  |  | H2 Pipeline - Repurposed | PJ | PJ |  | 0.79031 | 0
LCP_Inputs_ON_Diverse_2023_04_03 | 2026 |  |  | Electricity |  | Capacity-Interconnection | FOM | 5859725.1515 |  |  | Electricity Transmission Line | QC | NY |  | 0.79031 | 4631025.904
LCP_Inputs_ON_Diverse_2023_04_03 | 2026 |  |  | Methane |  | Capacity-Intraconnection | FOM | 0 |  |  | CH4 Pipeline | QC | QC |  | 0.79031 | 0
LCP_Inputs_ON_Diverse_2023_04_03 | 2026 |  |  | Electricity |  | Capacity-Intraconnection | FOM | 0 |  |  | Electricity Transmission Line | QC | QC |  | 0.79031 | 0
LCP_Inputs_ON_Diverse_2023_04_03 | 2026 |  |  | Hydrogen |  | Capacity-Intraconnection | FOM | 0 |  |  | H2 Pipeline - New | QC | QC |  | 0.79031 | 0
LCP_Inputs_ON_Diverse_2023_04_03 | 2026 |  |  | Hydrogen |  | Capacity-Intraconnection | FOM | 0 |  |  | H2 Pipeline - Repurposed | QC | QC |  | 0.79031 | 0
LCP_Inputs_ON_Diverse_2023_04_03 | 2026 |  |  | Electricity |  | Capacity-Interconnection | FOM | 634447.629 |  |  | Electricity Transmission Line | WC | MI |  | 0.79031 | 501413.177
LCP_Inputs_ON_Diverse_2023_04_03 | 2026 |  |  | Methane |  | Capacity-Intraconnection | FOM | 0 |  |  | CH4 Pipeline | WC | WC |  | 0.79031 | 0
LCP_Inputs_ON_Diverse_2023_04_03 | 2026 |  |  | Electricity |  | Capacity-Intraconnection | FOM | 0 |  |  | Electricity Transmission Line | WC | WC |  | 0.79031 | 0
LCP_Inputs_ON_Diverse_2023_04_03 | 2026 |  |  | Hydrogen |  | Capacity-Intraconnection | FOM | 0 |  |  | H2 Pipeline - New | WC | WC |  | 0.79031 | 0
LCP_Inputs_ON_Diverse_2023_04_03 | 2026 |  |  | Hydrogen |  | Capacity-Intraconnection | FOM | 0 |  |  | H2 Pipeline - Repurposed | WC | WC |  | 0.79031 | 0
LCP_Inputs_ON_Diverse_2023_04_03 | 2027 |  |  | Methane |  | Capacity-Intraconnection | FOM | 0 |  |  | CH4 Pipeline | MI | MI |  | 0.75992 | 0
LCP_Inputs_ON_Diverse_2023_04_03 | 2027 |  |  | Electricity |  | Capacity-Intraconnection | FOM | 0 |  |  | Electricity Transmission Line | MI | MI |  | 0.75992 | 0
LCP_Inputs_ON_Diverse_2023_04_03 | 2027 |  |  | Hydrogen |  | Capacity-Intraconnection | FOM | 0 |  |  | H2 Pipeline - New | MI | MI |  | 0.75992 | 0
LCP_Inputs_ON_Diverse_2023_04_03 | 2027 |  |  | Hydrogen |  | Capacity-Intraconnection | FOM | 0 |  |  | H2 Pipeline - Repurposed | MI | MI |  | 0.75992 | 0
LCP_Inputs_ON_Diverse_2023_04_03 | 2027 |  |  | Methane |  | Capacity-Intraconnection | FOM | 0 |  |  | CH4 Pipeline | NY | NY |  | 0.75992 | 0
LCP_Inputs_ON_Diverse_2023_04_03 | 2027 |  |  | Electricity |  | Capacity-Intraconnection | FOM | 0 |  |  | Electricity Transmission Line | NY | NY |  | 0.75992 | 0
LCP_Inputs_ON_Diverse_2023_04_03 | 2027 |  |  | Hydrogen |  | Capacity-Intraconnection | FOM | 0 |  |  | H2 Pipeline - New | NY | NY |  | 0.75992 | 0
LCP_Inputs_ON_Diverse_2023_04_03 | 2027 |  |  | Hydrogen |  | Capacity-Intraconnection | FOM | 0 |  |  | H2 Pipeline - Repurposed | NY | NY |  | 0.75992 | 0
LCP_Inputs_ON_Diverse_2023_04_03 | 2027 |  |  | Methane |  | Capacity-Interconnection | FOM | 0 |  |  | CH4 Pipeline | ON | MI |  | 0.75992 | 0
LCP_Inputs_ON_Diverse_2023_04_03 | 2027 |  |  | Electricity |  | Capacity-Interconnection | FOM | 0 |  |  | Electricity Transmission Line | ON | MI |  | 0.75992 | 0
LCP_Inputs_ON_Diverse_2023_04_03 | 2027 |  |  | Hydrogen |  | Capacity-Interconnection | FOM | 0 |  |  | H2 Pipeline - New | ON | MI |  | 0.75992 | 0
LCP_Inputs_ON_Diverse_2023_04_03 | 2027 |  |  | Hydrogen |  | Capacity-Interconnection | FOM | 0 |  |  | H2 Pipeline - Repurposed | ON | MI |  | 0.75992 | 0
LCP_Inputs_ON_Diverse_2023_04_03 | 2027 |  |  | Methane |  | Capacity-Interconnection | FOM | 0 |  |  | CH4 Pipeline | ON | NY |  | 0.75992 | 0
LCP_Inputs_ON_Diverse_2023_04_03 | 2027 |  |  | Electricity |  | Capacity-Interconnection | FOM | 0 |  |  | Electricity Transmission Line | ON | NY |  | 0.75992 | 0
LCP_Inputs_ON_Diverse_2023_04_03 | 2027 |  |  | Hydrogen |  | Capacity-Interconnection | FOM | 0 |  |  | H2 Pipeline - New | ON | NY |  | 0.75992 | 0
LCP_Inputs_ON_Diverse_2023_04_03 | 2027 |  |  | Hydrogen |  | Capacity-Interconnection | FOM | 0 |  |  | H2 Pipeline - Repurposed | ON | NY |  | 0.75992 | 0
LCP_Inputs_ON_Diverse_2023_04_03 | 2027 |  |  | Methane |  | Capacity-Intraconnection | FOM | 0 |  |  | CH4 Pipeline | ON | ON |  | 0.75992 | 0
LCP_Inputs_ON_Diverse_2023_04_03 | 2027 |  |  | Electricity |  | Capacity-Intraconnection | FOM | 0 |  |  | Electricity Transmission Line | ON | ON |  | 0.75992 | 0
LCP_Inputs_ON_Diverse_2023_04_03 | 2027 |  |  | Hydrogen |  | Capacity-Intraconnection | FOM | 0 |  |  | H2 Pipeline - New | ON | ON |  | 0.75992 | 0
LCP_Inputs_ON_Diverse_2023_04_03 | 2027 |  |  | Hydrogen |  | Capacity-Intraconnection | FOM | 0 |  |  | H2 Pipeline - Repurposed | ON | ON |  | 0.75992 | 0
LCP_Inputs_ON_Diverse_2023_04_03 | 2027 |  |  | Methane |  | Capacity-Interconnection | FOM | 0 |  |  | CH4 Pipeline | ON | PJ |  | 0.75992 | 0
LCP_Inputs_ON_Diverse_2023_04_03 | 2027 |  |  | Electricity |  | Capacity-Interconnection | FOM | 0 |  |  | Electricity Transmission Line | ON | PJ |  | 0.75992 | 0
LCP_Inputs_ON_Diverse_2023_04_03 | 2027 |  |  | Hydrogen |  | Capacity-Interconnection | FOM | 0 |  |  | H2 Pipeline - New | ON | PJ |  | 0.75992 | 0
LCP_Inputs_ON_Diverse_2023_04_03 | 2027 |  |  | Hydrogen |  | Capacity-Interconnection | FOM | 0 |  |  | H2 Pipeline - Repurposed | ON | PJ |  | 0.75992 | 0
LCP_Inputs_ON_Diverse_2023_04_03 | 2027 |  |  | Methane |  | Capacity-Interconnection | FOM | 0 |  |  | CH4 Pipeline | ON | QC |  | 0.75992 | 0
LCP_Inputs_ON_Diverse_2023_04_03 | 2027 |  |  | Electricity |  | Capacity-Interconnection | FOM | 0 |  |  | Electricity Transmission Line | ON | QC |  | 0.75992 | 0
LCP_Inputs_ON_Diverse_2023_04_03 | 2027 |  |  | Hydrogen |  | Capacity-Interconnection | FOM | 0 |  |  | H2 Pipeline - New | ON | QC |  | 0.75992 | 0
LCP_Inputs_ON_Diverse_2023_04_03 | 2027 |  |  | Hydrogen |  | Capacity-Interconnection | FOM | 0 |  |  | H2 Pipeline - Repurposed | ON | QC |  | 0.75992 | 0
LCP_Inputs_ON_Diverse_2023_04_03 | 2027 |  |  | Methane |  | Capacity-Interconnection | FOM | 0 |  |  | CH4 Pipeline | ON | WC |  | 0.75992 | 0
LCP_Inputs_ON_Diverse_2023_04_03 | 2027 |  |  | Electricity |  | Capacity-Interconnection | FOM | 0 |  |  | Electricity Transmission Line | ON | WC |  | 0.75992 | 0
LCP_Inputs_ON_Diverse_2023_04_03 | 2027 |  |  | Hydrogen |  | Capacity-Interconnection | FOM | 0 |  |  | H2 Pipeline - New | ON | WC |  | 0.75992 | 0
LCP_Inputs_ON_Diverse_2023_04_03 | 2027 |  |  | Hydrogen |  | Capacity-Interconnection | FOM | 0 |  |  | H2 Pipeline - Repurposed | ON | WC |  | 0.75992 | 0
LCP_Inputs_ON_Diverse_2023_04_03 | 2027 |  |  | Methane |  | Capacity-Intraconnection | FOM | 0 |  |  | CH4 Pipeline | PJ | PJ |  | 0.75992 | 0
LCP_Inputs_ON_Diverse_2023_04_03 | 2027 |  |  | Electricity |  | Capacity-Intraconnection | FOM | 0 |  |  | Electricity Transmission Line | PJ | PJ |  | 0.75992 | 0
LCP_Inputs_ON_Diverse_2023_04_03 | 2027 |  |  | Hydrogen |  | Capacity-Intraconnection | FOM | 0 |  |  | H2 Pipeline - New | PJ | PJ |  | 0.75992 | 0
LCP_Inputs_ON_Diverse_2023_04_03 | 2027 |  |  | Hydrogen |  | Capacity-Intraconnection | FOM | 0 |  |  | H2 Pipeline - Repurposed | PJ | PJ |  | 0.75992 | 0
LCP_Inputs_ON_Diverse_2023_04_03 | 2027 |  |  | Electricity |  | Capacity-Interconnection | FOM | 5859725.1515 |  |  | Electricity Transmission Line | QC | NY |  | 0.75992 | 4452909.5231
LCP_Inputs_ON_Diverse_2023_04_03 | 2027 |  |  | Methane |  | Capacity-Intraconnection | FOM | 0 |  |  | CH4 Pipeline | QC | QC |  | 0.75992 | 0
LCP_Inputs_ON_Diverse_2023_04_03 | 2027 |  |  | Electricity |  | Capacity-Intraconnection | FOM | 0 |  |  | Electricity Transmission Line | QC | QC |  | 0.75992 | 0
LCP_Inputs_ON_Diverse_2023_04_03 | 2027 |  |  | Hydrogen |  | Capacity-Intraconnection | FOM | 0 |  |  | H2 Pipeline - New | QC | QC |  | 0.75992 | 0
LCP_Inputs_ON_Diverse_2023_04_03 | 2027 |  |  | Hydrogen |  | Capacity-Intraconnection | FOM | 0 |  |  | H2 Pipeline - Repurposed | QC | QC |  | 0.75992 | 0
LCP_Inputs_ON_Diverse_2023_04_03 | 2027 |  |  | Electricity |  | Capacity-Interconnection | FOM | 634447.629 |  |  | Electricity Transmission Line | WC | MI |  | 0.75992 | 482128.0548
LCP_Inputs_ON_Diverse_2023_04_03 | 2027 |  |  | Methane |  | Capacity-Intraconnection | FOM | 0 |  |  | CH4 Pipeline | WC | WC |  | 0.75992 | 0
LCP_Inputs_ON_Diverse_2023_04_03 | 2027 |  |  | Electricity |  | Capacity-Intraconnection | FOM | 0 |  |  | Electricity Transmission Line | WC | WC |  | 0.75992 | 0
LCP_Inputs_ON_Diverse_2023_04_03 | 2027 |  |  | Hydrogen |  | Capacity-Intraconnection | FOM | 0 |  |  | H2 Pipeline - New | WC | WC |  | 0.75992 | 0
LCP_Inputs_ON_Diverse_2023_04_03 | 2027 |  |  | Hydrogen |  | Capacity-Intraconnection | FOM | 0 |  |  | H2 Pipeline - Repurposed | WC | WC |  | 0.75992 | 0
LCP_Inputs_ON_Diverse_2023_04_03 | 2028 |  |  | Methane |  | Capacity-Intraconnection | FOM | 0 |  |  | CH4 Pipeline | MI | MI |  | 0.73069 | 0
LCP_Inputs_ON_Diverse_2023_04_03 | 2028 |  |  | Electricity |  | Capacity-Intraconnection | FOM | 0 |  |  | Electricity Transmission Line | MI | MI |  | 0.73069 | 0
LCP_Inputs_ON_Diverse_2023_04_03 | 2028 |  |  | Hydrogen |  | Capacity-Intraconnection | FOM | 0 |  |  | H2 Pipeline - New | MI | MI |  | 0.73069 | 0
LCP_Inputs_ON_Diverse_2023_04_03 | 2028 |  |  | Hydrogen |  | Capacity-Intraconnection | FOM | 0 |  |  | H2 Pipeline - Repurposed | MI | MI |  | 0.73069 | 0
LCP_Inputs_ON_Diverse_2023_04_03 | 2028 |  |  | Methane |  | Capacity-Intraconnection | FOM | 0 |  |  | CH4 Pipeline | NY | NY |  | 0.73069 | 0
LCP_Inputs_ON_Diverse_2023_04_03 | 2028 |  |  | Electricity |  | Capacity-Intraconnection | FOM | 0 |  |  | Electricity Transmission Line | NY | NY |  | 0.73069 | 0
LCP_Inputs_ON_Diverse_2023_04_03 | 2028 |  |  | Hydrogen |  | Capacity-Intraconnection | FOM | 0 |  |  | H2 Pipeline - New | NY | NY |  | 0.73069 | 0
LCP_Inputs_ON_Diverse_2023_04_03 | 2028 |  |  | Hydrogen |  | Capacity-Intraconnection | FOM | 0 |  |  | H2 Pipeline - Repurposed | NY | NY |  | 0.73069 | 0
LCP_Inputs_ON_Diverse_2023_04_03 | 2028 |  |  | Methane |  | Capacity-Interconnection | FOM | 0 |  |  | CH4 Pipeline | ON | MI |  | 0.73069 | 0
LCP_Inputs_ON_Diverse_2023_04_03 | 2028 |  |  | Electricity |  | Capacity-Interconnection | FOM | 0 |  |  | Electricity Transmission Line | ON | MI |  | 0.73069 | 0
LCP_Inputs_ON_Diverse_2023_04_03 | 2028 |  |  | Hydrogen |  | Capacity-Interconnection | FOM | 0 |  |  | H2 Pipeline - New | ON | MI |  | 0.73069 | 0
LCP_Inputs_ON_Diverse_2023_04_03 | 2028 |  |  | Hydrogen |  | Capacity-Interconnection | FOM | 0 |  |  | H2 Pipeline - Repurposed | ON | MI |  | 0.73069 | 0
LCP_Inputs_ON_Diverse_2023_04_03 | 2028 |  |  | Methane |  | Capacity-Interconnection | FOM | 0 |  |  | CH4 Pipeline | ON | NY |  | 0.73069 | 0
LCP_Inputs_ON_Diverse_2023_04_03 | 2028 |  |  | Electricity |  | Capacity-Interconnection | FOM | 0 |  |  | Electricity Transmission Line | ON | NY |  | 0.73069 | 0
LCP_Inputs_ON_Diverse_2023_04_03 | 2028 |  |  | Hydrogen |  | Capacity-Interconnection | FOM | 0 |  |  | H2 Pipeline - New | ON | NY |  | 0.73069 | 0
LCP_Inputs_ON_Diverse_2023_04_03 | 2028 |  |  | Hydrogen |  | Capacity-Interconnection | FOM | 0 |  |  | H2 Pipeline - Repurposed | ON | NY |  | 0.73069 | 0
LCP_Inputs_ON_Diverse_2023_04_03 | 2028 |  |  | Methane |  | Capacity-Intraconnection | FOM | 0 |  |  | CH4 Pipeline | ON | ON |  | 0.73069 | 0
LCP_Inputs_ON_Diverse_2023_04_03 | 2028 |  |  | Electricity |  | Capacity-Intraconnection | FOM | 0 |  |  | Electricity Transmission Line | ON | ON |  | 0.73069 | 0
LCP_Inputs_ON_Diverse_2023_04_03 | 2028 |  |  | Hydrogen |  | Capacity-Intraconnection | FOM | 0 |  |  | H2 Pipeline - New | ON | ON |  | 0.73069 | 0
LCP_Inputs_ON_Diverse_2023_04_03 | 2028 |  |  | Hydrogen |  | Capacity-Intraconnection | FOM | 0 |  |  | H2 Pipeline - Repurposed | ON | ON |  | 0.73069 | 0
LCP_Inputs_ON_Diverse_2023_04_03 | 2028 |  |  | Methane |  | Capacity-Interconnection | FOM | 0 |  |  | CH4 Pipeline | ON | PJ |  | 0.73069 | 0
LCP_Inputs_ON_Diverse_2023_04_03 | 2028 |  |  | Electricity |  | Capacity-Interconnection | FOM | 0 |  |  | Electricity Transmission Line | ON | PJ |  | 0.73069 | 0
LCP_Inputs_ON_Diverse_2023_04_03 | 2028 |  |  | Hydrogen |  | Capacity-Interconnection | FOM | 0 |  |  | H2 Pipeline - New | ON | PJ |  | 0.73069 | 0
LCP_Inputs_ON_Diverse_2023_04_03 | 2028 |  |  | Hydrogen |  | Capacity-Interconnection | FOM | 0 |  |  | H2 Pipeline - Repurposed | ON | PJ |  | 0.73069 | 0
LCP_Inputs_ON_Diverse_2023_04_03 | 2028 |  |  | Methane |  | Capacity-Interconnection | FOM | 0 |  |  | CH4 Pipeline | ON | QC |  | 0.73069 | 0
LCP_Inputs_ON_Diverse_2023_04_03 | 2028 |  |  | Electricity |  | Capacity-Interconnection | FOM | 0 |  |  | Electricity Transmission Line | ON | QC |  | 0.73069 | 0
LCP_Inputs_ON_Diverse_2023_04_03 | 2028 |  |  | Hydrogen |  | Capacity-Interconnection | FOM | 0 |  |  | H2 Pipeline - New | ON | QC |  | 0.73069 | 0
LCP_Inputs_ON_Diverse_2023_04_03 | 2028 |  |  | Hydrogen |  | Capacity-Interconnection | FOM | 0 |  |  | H2 Pipeline - Repurposed | ON | QC |  | 0.73069 | 0
LCP_Inputs_ON_Diverse_2023_04_03 | 2028 |  |  | Methane |  | Capacity-Interconnection | FOM | 0 |  |  | CH4 Pipeline | ON | WC |  | 0.73069 | 0
LCP_Inputs_ON_Diverse_2023_04_03 | 2028 |  |  | Electricity |  | Capacity-Interconnection | FOM | 0 |  |  | Electricity Transmission Line | ON | WC |  | 0.73069 | 0
LCP_Inputs_ON_Diverse_2023_04_03 | 2028 |  |  | Hydrogen |  | Capacity-Interconnection | FOM | 0 |  |  | H2 Pipeline - New | ON | WC |  | 0.73069 | 0
LCP_Inputs_ON_Diverse_2023_04_03 | 2028 |  |  | Hydrogen |  | Capacity-Interconnection | FOM | 0 |  |  | H2 Pipeline - Repurposed | ON | WC |  | 0.73069 | 0
LCP_Inputs_ON_Diverse_2023_04_03 | 2028 |  |  | Methane |  | Capacity-Intraconnection | FOM | 0 |  |  | CH4 Pipeline | PJ | PJ |  | 0.73069 | 0
LCP_Inputs_ON_Diverse_2023_04_03 | 2028 |  |  | Electricity |  | Capacity-Intraconnection | FOM | 0 |  |  | Electricity Transmission Line | PJ | PJ |  | 0.73069 | 0
LCP_Inputs_ON_Diverse_2023_04_03 | 2028 |  |  | Hydrogen |  | Capacity-Intraconnection | FOM | 0 |  |  | H2 Pipeline - New | PJ | PJ |  | 0.73069 | 0
LCP_Inputs_ON_Diverse_2023_04_03 | 2028 |  |  | Hydrogen |  | Capacity-Intraconnection | FOM | 0 |  |  | H2 Pipeline - Repurposed | PJ | PJ |  | 0.73069 | 0
LCP_Inputs_ON_Diverse_2023_04_03 | 2028 |  |  | Electricity |  | Capacity-Interconnection | FOM | 5859725.1515 |  |  | Electricity Transmission Line | QC | NY |  | 0.73069 | 4281643.7722
LCP_Inputs_ON_Diverse_2023_04_03 | 2028 |  |  | Methane |  | Capacity-Intraconnection | FOM | 0 |  |  | CH4 Pipeline | QC | QC |  | 0.73069 | 0
LCP_Inputs_ON_Diverse_2023_04_03 | 2028 |  |  | Electricity |  | Capacity-Intraconnection | FOM | 0 |  |  | Electricity Transmission Line | QC | QC |  | 0.73069 | 0
LCP_Inputs_ON_Diverse_2023_04_03 | 2028 |  |  | Hydrogen |  | Capacity-Intraconnection | FOM | 0 |  |  | H2 Pipeline - New | QC | QC |  | 0.73069 | 0
LCP_Inputs_ON_Diverse_2023_04_03 | 2028 |  |  | Hydrogen |  | Capacity-Intraconnection | FOM | 0 |  |  | H2 Pipeline - Repurposed | QC | QC |  | 0.73069 | 0
LCP_Inputs_ON_Diverse_2023_04_03 | 2028 |  |  | Electricity |  | Capacity-Interconnection | FOM | 634447.629 |  |  | Electricity Transmission Line | WC | MI |  | 0.73069 | 463584.6681
LCP_Inputs_ON_Diverse_2023_04_03 | 2028 |  |  | Methane |  | Capacity-Intraconnection | FOM | 0 |  |  | CH4 Pipeline | WC | WC |  | 0.73069 | 0
LCP_Inputs_ON_Diverse_2023_04_03 | 2028 |  |  | Electricity |  | Capacity-Intraconnection | FOM | 0 |  |  | Electricity Transmission Line | WC | WC |  | 0.73069 | 0
LCP_Inputs_ON_Diverse_2023_04_03 | 2028 |  |  | Hydrogen |  | Capacity-Intraconnection | FOM | 0 |  |  | H2 Pipeline - New | WC | WC |  | 0.73069 | 0
LCP_Inputs_ON_Diverse_2023_04_03 | 2028 |  |  | Hydrogen |  | Capacity-Intraconnection | FOM | 0 |  |  | H2 Pipeline - Repurposed | WC | WC |  | 0.73069 | 0
LCP_Inputs_ON_Diverse_2023_04_03 | 2029 |  |  | Methane |  | Capacity-Intraconnection | FOM | 0 |  |  | CH4 Pipeline | MI | MI |  | 0.70259 | 0
LCP_Inputs_ON_Diverse_2023_04_03 | 2029 |  |  | Electricity |  | Capacity-Intraconnection | FOM | 0 |  |  | Electricity Transmission Line | MI | MI |  | 0.70259 | 0
LCP_Inputs_ON_Diverse_2023_04_03 | 2029 |  |  | Hydrogen |  | Capacity-Intraconnection | FOM | 0 |  |  | H2 Pipeline - New | MI | MI |  | 0.70259 | 0
LCP_Inputs_ON_Diverse_2023_04_03 | 2029 |  |  | Hydrogen |  | Capacity-Intraconnection | FOM | 0 |  |  | H2 Pipeline - Repurposed | MI | MI |  | 0.70259 | 0
LCP_Inputs_ON_Diverse_2023_04_03 | 2029 |  |  | Methane |  | Capacity-Intraconnection | FOM | 0 |  |  | CH4 Pipeline | NY | NY |  | 0.70259 | 0
LCP_Inputs_ON_Diverse_2023_04_03 | 2029 |  |  | Electricity |  | Capacity-Intraconnection | FOM | 0 |  |  | Electricity Transmission Line | NY | NY |  | 0.70259 | 0
LCP_Inputs_ON_Diverse_2023_04_03 | 2029 |  |  | Hydrogen |  | Capacity-Intraconnection | FOM | 0 |  |  | H2 Pipeline - New | NY | NY |  | 0.70259 | 0
LCP_Inputs_ON_Diverse_2023_04_03 | 2029 |  |  | Hydrogen |  | Capacity-Intraconnection | FOM | 0 |  |  | H2 Pipeline - Repurposed | NY | NY |  | 0.70259 | 0
LCP_Inputs_ON_Diverse_2023_04_03 | 2029 |  |  | Methane |  | Capacity-Interconnection | FOM | 0 |  |  | CH4 Pipeline | ON | MI |  | 0.70259 | 0
LCP_Inputs_ON_Diverse_2023_04_03 | 2029 |  |  | Electricity |  | Capacity-Interconnection | FOM | 0 |  |  | Electricity Transmission Line | ON | MI |  | 0.70259 | 0
LCP_Inputs_ON_Diverse_2023_04_03 | 2029 |  |  | Hydrogen |  | Capacity-Interconnection | FOM | 0 |  |  | H2 Pipeline - New | ON | MI |  | 0.70259 | 0
LCP_Inputs_ON_Diverse_2023_04_03 | 2029 |  |  | Hydrogen |  | Capacity-Interconnection | FOM | 0 |  |  | H2 Pipeline - Repurposed | ON | MI |  | 0.70259 | 0
LCP_Inputs_ON_Diverse_2023_04_03 | 2029 |  |  | Methane |  | Capacity-Interconnection | FOM | 0 |  |  | CH4 Pipeline | ON | NY |  | 0.70259 | 0
LCP_Inputs_ON_Diverse_2023_04_03 | 2029 |  |  | Electricity |  | Capacity-Interconnection | FOM | 0 |  |  | Electricity Transmission Line | ON | NY |  | 0.70259 | 0
LCP_Inputs_ON_Diverse_2023_04_03 | 2029 |  |  | Hydrogen |  | Capacity-Interconnection | FOM | 0 |  |  | H2 Pipeline - New | ON | NY |  | 0.70259 | 0
LCP_Inputs_ON_Diverse_2023_04_03 | 2029 |  |  | Hydrogen |  | Capacity-Interconnection | FOM | 0 |  |  | H2 Pipeline - Repurposed | ON | NY |  | 0.70259 | 0
LCP_Inputs_ON_Diverse_2023_04_03 | 2029 |  |  | Methane |  | Capacity-Intraconnection | FOM | 0 |  |  | CH4 Pipeline | ON | ON |  | 0.70259 | 0
LCP_Inputs_ON_Diverse_2023_04_03 | 2029 |  |  | Electricity |  | Capacity-Intraconnection | FOM | 0 |  |  | Electricity Transmission Line | ON | ON |  | 0.70259 | 0
LCP_Inputs_ON_Diverse_2023_04_03 | 2029 |  |  | Hydrogen |  | Capacity-Intraconnection | FOM | 0 |  |  | H2 Pipeline - New | ON | ON |  | 0.70259 | 0
LCP_Inputs_ON_Diverse_2023_04_03 | 2029 |  |  | Hydrogen |  | Capacity-Intraconnection | FOM | 0 |  |  | H2 Pipeline - Repurposed | ON | ON |  | 0.70259 | 0
LCP_Inputs_ON_Diverse_2023_04_03 | 2029 |  |  | Methane |  | Capacity-Interconnection | FOM | 0 |  |  | CH4 Pipeline | ON | PJ |  | 0.70259 | 0
LCP_Inputs_ON_Diverse_2023_04_03 | 2029 |  |  | Electricity |  | Capacity-Interconnection | FOM | 0 |  |  | Electricity Transmission Line | ON | PJ |  | 0.70259 | 0
LCP_Inputs_ON_Diverse_2023_04_03 | 2029 |  |  | Hydrogen |  | Capacity-Interconnection | FOM | 0 |  |  | H2 Pipeline - New | ON | PJ |  | 0.70259 | 0
LCP_Inputs_ON_Diverse_2023_04_03 | 2029 |  |  | Hydrogen |  | Capacity-Interconnection | FOM | 0 |  |  | H2 Pipeline - Repurposed | ON | PJ |  | 0.70259 | 0
LCP_Inputs_ON_Diverse_2023_04_03 | 2029 |  |  | Methane |  | Capacity-Interconnection | FOM | 0 |  |  | CH4 Pipeline | ON | QC |  | 0.70259 | 0
LCP_Inputs_ON_Diverse_2023_04_03 | 2029 |  |  | Electricity |  | Capacity-Interconnection | FOM | 0 |  |  | Electricity Transmission Line | ON | QC |  | 0.70259 | 0
LCP_Inputs_ON_Diverse_2023_04_03 | 2029 |  |  | Hydrogen |  | Capacity-Interconnection | FOM | 0 |  |  | H2 Pipeline - New | ON | QC |  | 0.70259 | 0
LCP_Inputs_ON_Diverse_2023_04_03 | 2029 |  |  | Hydrogen |  | Capacity-Interconnection | FOM | 0 |  |  | H2 Pipeline - Repurposed | ON | QC |  | 0.70259 | 0
LCP_Inputs_ON_Diverse_2023_04_03 | 2029 |  |  | Methane |  | Capacity-Interconnection | FOM | 0 |  |  | CH4 Pipeline | ON | WC |  | 0.70259 | 0
LCP_Inputs_ON_Diverse_2023_04_03 | 2029 |  |  | Electricity |  | Capacity-Interconnection | FOM | 0 |  |  | Electricity Transmission Line | ON | WC |  | 0.70259 | 0
LCP_Inputs_ON_Diverse_2023_04_03 | 2029 |  |  | Hydrogen |  | Capacity-Interconnection | FOM | 0 |  |  | H2 Pipeline - New | ON | WC |  | 0.70259 | 0
LCP_Inputs_ON_Diverse_2023_04_03 | 2029 |  |  | Hydrogen |  | Capacity-Interconnection | FOM | 0 |  |  | H2 Pipeline - Repurposed | ON | WC |  | 0.70259 | 0
LCP_Inputs_ON_Diverse_2023_04_03 | 2029 |  |  | Methane |  | Capacity-Intraconnection | FOM | 0 |  |  | CH4 Pipeline | PJ | PJ |  | 0.70259 | 0
LCP_Inputs_ON_Diverse_2023_04_03 | 2029 |  |  | Electricity |  | Capacity-Intraconnection | FOM | 0 |  |  | Electricity Transmission Line | PJ | PJ |  | 0.70259 | 0
LCP_Inputs_ON_Diverse_2023_04_03 | 2029 |  |  | Hydrogen |  | Capacity-Intraconnection | FOM | 0 |  |  | H2 Pipeline - New | PJ | PJ |  | 0.70259 | 0
LCP_Inputs_ON_Diverse_2023_04_03 | 2029 |  |  | Hydrogen |  | Capacity-Intraconnection | FOM | 0 |  |  | H2 Pipeline - Repurposed | PJ | PJ |  | 0.70259 | 0
LCP_Inputs_ON_Diverse_2023_04_03 | 2029 |  |  | Electricity |  | Capacity-Interconnection | FOM | 5859725.1515 |  |  | Electricity Transmission Line | QC | NY |  | 0.70259 | 4116965.1656
LCP_Inputs_ON_Diverse_2023_04_03 | 2029 |  |  | Methane |  | Capacity-Intraconnection | FOM | 0 |  |  | CH4 Pipeline | QC | QC |  | 0.70259 | 0
LCP_Inputs_ON_Diverse_2023_04_03 | 2029 |  |  | Electricity |  | Capacity-Intraconnection | FOM | 0 |  |  | Electricity Transmission Line | QC | QC |  | 0.70259 | 0
LCP_Inputs_ON_Diverse_2023_04_03 | 2029 |  |  | Hydrogen |  | Capacity-Intraconnection | FOM | 0 |  |  | H2 Pipeline - New | QC | QC |  | 0.70259 | 0
LCP_Inputs_ON_Diverse_2023_04_03 | 2029 |  |  | Hydrogen |  | Capacity-Intraconnection | FOM | 0 |  |  | H2 Pipeline - Repurposed | QC | QC |  | 0.70259 | 0
LCP_Inputs_ON_Diverse_2023_04_03 | 2029 |  |  | Electricity |  | Capacity-Interconnection | FOM | 634447.629 |  |  | Electricity Transmission Line | WC | MI |  | 0.70259 | 445754.4885
LCP_Inputs_ON_Diverse_2023_04_03 | 2029 |  |  | Methane |  | Capacity-Intraconnection | FOM | 0 |  |  | CH4 Pipeline | WC | WC |  | 0.70259 | 0
LCP_Inputs_ON_Diverse_2023_04_03 | 2029 |  |  | Electricity |  | Capacity-Intraconnection | FOM | 0 |  |  | Electricity Transmission Line | WC | WC |  | 0.70259 | 0
LCP_Inputs_ON_Diverse_2023_04_03 | 2029 |  |  | Hydrogen |  | Capacity-Intraconnection | FOM | 0 |  |  | H2 Pipeline - New | WC | WC |  | 0.70259 | 0
LCP_Inputs_ON_Diverse_2023_04_03 | 2029 |  |  | Hydrogen |  | Capacity-Intraconnection | FOM | 0 |  |  | H2 Pipeline - Repurposed | WC | WC |  | 0.70259 | 0
LCP_Inputs_ON_Diverse_2023_04_03 | 2030 |  |  | Methane |  | Capacity-Intraconnection | CONE | 0 |  |  | CH4 Pipeline | MI | MI |  | 0.67556 | 0
LCP_Inputs_ON_Diverse_2023_04_03 | 2030 |  |  | Methane |  | Capacity-Intraconnection | FOM | 0 |  |  | CH4 Pipeline | MI | MI |  | 0.67556 | 0
LCP_Inputs_ON_Diverse_2023_04_03 | 2030 |  |  | Electricity |  | Capacity-Intraconnection | CONE | 0 |  |  | Electricity Transmission Line | MI | MI |  | 0.67556 | 0
LCP_Inputs_ON_Diverse_2023_04_03 | 2030 |  |  | Electricity |  | Capacity-Intraconnection | FOM | 0 |  |  | Electricity Transmission Line | MI | MI |  | 0.67556 | 0
LCP_Inputs_ON_Diverse_2023_04_03 | 2030 |  |  | Hydrogen |  | Capacity-Intraconnection | CONE | 0 |  |  | H2 Pipeline - New | MI | MI |  | 0.67556 | 0
LCP_Inputs_ON_Diverse_2023_04_03 | 2030 |  |  | Hydrogen |  | Capacity-Intraconnection | FOM | 0 |  |  | H2 Pipeline - New | MI | MI |  | 0.67556 | 0
LCP_Inputs_ON_Diverse_2023_04_03 | 2030 |  |  | Hydrogen |  | Capacity-Intraconnection | CONE | 0 |  |  | H2 Pipeline - Repurposed | MI | MI |  | 0.67556 | 0
LCP_Inputs_ON_Diverse_2023_04_03 | 2030 |  |  | Hydrogen |  | Capacity-Intraconnection | FOM | 0 |  |  | H2 Pipeline - Repurposed | MI | MI |  | 0.67556 | 0
LCP_Inputs_ON_Diverse_2023_04_03 | 2030 |  |  | Methane |  | Capacity-Intraconnection | CONE | 0 |  |  | CH4 Pipeline | NY | NY |  | 0.67556 | 0
LCP_Inputs_ON_Diverse_2023_04_03 | 2030 |  |  | Methane |  | Capacity-Intraconnection | FOM | 0 |  |  | CH4 Pipeline | NY | NY |  | 0.67556 | 0
LCP_Inputs_ON_Diverse_2023_04_03 | 2030 |  |  | Electricity |  | Capacity-Intraconnection | CONE | 0 |  |  | Electricity Transmission Line | NY | NY |  | 0.67556 | 0
LCP_Inputs_ON_Diverse_2023_04_03 | 2030 |  |  | Electricity |  | Capacity-Intraconnection | FOM | 0 |  |  | Electricity Transmission Line | NY | NY |  | 0.67556 | 0
LCP_Inputs_ON_Diverse_2023_04_03 | 2030 |  |  | Hydrogen |  | Capacity-Intraconnection | CONE | 0 |  |  | H2 Pipeline - New | NY | NY |  | 0.67556 | 0
LCP_Inputs_ON_Diverse_2023_04_03 | 2030 |  |  | Hydrogen |  | Capacity-Intraconnection | FOM | 0 |  |  | H2 Pipeline - New | NY | NY |  | 0.67556 | 0
LCP_Inputs_ON_Diverse_2023_04_03 | 2030 |  |  | Hydrogen |  | Capacity-Intraconnection | CONE | 0 |  |  | H2 Pipeline - Repurposed | NY | NY |  | 0.67556 | 0
LCP_Inputs_ON_Diverse_2023_04_03 | 2030 |  |  | Hydrogen |  | Capacity-Intraconnection | FOM | 0 |  |  | H2 Pipeline - Repurposed | NY | NY |  | 0.67556 | 0
LCP_Inputs_ON_Diverse_2023_04_03 | 2030 |  |  | Methane |  | Capacity-Interconnection | CONE | 0 |  |  | CH4 Pipeline | ON | MI |  | 0.67556 | 0
LCP_Inputs_ON_Diverse_2023_04_03 | 2030 |  |  | Methane |  | Capacity-Interconnection | FOM | 0 |  |  | CH4 Pipeline | ON | MI |  | 0.67556 | 0
LCP_Inputs_ON_Diverse_2023_04_03 | 2030 |  |  | Electricity |  | Capacity-Interconnection | CONE | 84656250 |  |  | Electricity Transmission Line | ON | MI |  | 0.67556 | 57190729.1672
LCP_Inputs_ON_Diverse_2023_04_03 | 2030 |  |  | Electricity |  | Capacity-Interconnection | FOM | 2821875 |  |  | Electricity Transmission Line | ON | MI |  | 0.67556 | 1906357.6389
LCP_Inputs_ON_Diverse_2023_04_03 | 2030 |  |  | Hydrogen |  | Capacity-Interconnection | CONE | 0 |  |  | H2 Pipeline - New | ON | MI |  | 0.67556 | 0
LCP_Inputs_ON_Diverse_2023_04_03 | 2030 |  |  | Hydrogen |  | Capacity-Interconnection | FOM | 0 |  |  | H2 Pipeline - New | ON | MI |  | 0.67556 | 0
LCP_Inputs_ON_Diverse_2023_04_03 | 2030 |  |  | Hydrogen |  | Capacity-Interconnection | CONE | 0 |  |  | H2 Pipeline - Repurposed | ON | MI |  | 0.67556 | 0
LCP_Inputs_ON_Diverse_2023_04_03 | 2030 |  |  | Hydrogen |  | Capacity-Interconnection | FOM | 0 |  |  | H2 Pipeline - Repurposed | ON | MI |  | 0.67556 | 0
LCP_Inputs_ON_Diverse_2023_04_03 | 2030 |  |  | Methane |  | Capacity-Interconnection | CONE | 0 |  |  | CH4 Pipeline | ON | NY |  | 0.67556 | 0
LCP_Inputs_ON_Diverse_2023_04_03 | 2030 |  |  | Methane |  | Capacity-Interconnection | FOM | 0 |  |  | CH4 Pipeline | ON | NY |  | 0.67556 | 0
LCP_Inputs_ON_Diverse_2023_04_03 | 2030 |  |  | Electricity |  | Capacity-Interconnection | CONE | 84656250 |  |  | Electricity Transmission Line | ON | NY |  | 0.67556 | 57190729.1672
LCP_Inputs_ON_Diverse_2023_04_03 | 2030 |  |  | Electricity |  | Capacity-Interconnection | FOM | 2821875 |  |  | Electricity Transmission Line | ON | NY |  | 0.67556 | 1906357.6389
LCP_Inputs_ON_Diverse_2023_04_03 | 2030 |  |  | Hydrogen |  | Capacity-Interconnection | CONE | 0 |  |  | H2 Pipeline - New | ON | NY |  | 0.67556 | 0
LCP_Inputs_ON_Diverse_2023_04_03 | 2030 |  |  | Hydrogen |  | Capacity-Interconnection | FOM | 0 |  |  | H2 Pipeline - New | ON | NY |  | 0.67556 | 0
LCP_Inputs_ON_Diverse_2023_04_03 | 2030 |  |  | Hydrogen |  | Capacity-Interconnection | CONE | 0 |  |  | H2 Pipeline - Repurposed | ON | NY |  | 0.67556 | 0
LCP_Inputs_ON_Diverse_2023_04_03 | 2030 |  |  | Hydrogen |  | Capacity-Interconnection | FOM | 0 |  |  | H2 Pipeline - Repurposed | ON | NY |  | 0.67556 | 0
LCP_Inputs_ON_Diverse_2023_04_03 | 2030 |  |  | Methane |  | Capacity-Intraconnection | CONE | 0 |  |  | CH4 Pipeline | ON | ON |  | 0.67556 | 0
LCP_Inputs_ON_Diverse_2023_04_03 | 2030 |  |  | Methane |  | Capacity-Intraconnection | FOM | 0 |  |  | CH4 Pipeline | ON | ON |  | 0.67556 | 0
LCP_Inputs_ON_Diverse_2023_04_03 | 2030 |  |  | Electricity |  | Capacity-Intraconnection | CONE | 625594536.9933 |  |  | Electricity Transmission Line | ON | ON |  | 0.67556 | 422629253.4059
LCP_Inputs_ON_Diverse_2023_04_03 | 2030 |  |  | Electricity |  | Capacity-Intraconnection | FOM | 0 |  |  | Electricity Transmission Line | ON | ON |  | 0.67556 | 0
LCP_Inputs_ON_Diverse_2023_04_03 | 2030 |  |  | Hydrogen |  | Capacity-Intraconnection | CONE | 0 |  |  | H2 Pipeline - New | ON | ON |  | 0.67556 | 0
LCP_Inputs_ON_Diverse_2023_04_03 | 2030 |  |  | Hydrogen |  | Capacity-Intraconnection | FOM | 0 |  |  | H2 Pipeline - New | ON | ON |  | 0.67556 | 0
LCP_Inputs_ON_Diverse_2023_04_03 | 2030 |  |  | Hydrogen |  | Capacity-Intraconnection | CONE | 124755358.4872 |  |  | H2 Pipeline - Repurposed | ON | ON |  | 0.67556 | 84280250.063
LCP_Inputs_ON_Diverse_2023_04_03 | 2030 |  |  | Hydrogen |  | Capacity-Intraconnection | FOM | 0 |  |  | H2 Pipeline - Repurposed | ON | ON |  | 0.67556 | 0
LCP_Inputs_ON_Diverse_2023_04_03 | 2030 |  |  | Methane |  | Capacity-Interconnection | CONE | 0 |  |  | CH4 Pipeline | ON | PJ |  | 0.67556 | 0
LCP_Inputs_ON_Diverse_2023_04_03 | 2030 |  |  | Methane |  | Capacity-Interconnection | FOM | 0 |  |  | CH4 Pipeline | ON | PJ |  | 0.67556 | 0
LCP_Inputs_ON_Diverse_2023_04_03 | 2030 |  |  | Electricity |  | Capacity-Interconnection | CONE | 0 |  |  | Electricity Transmission Line | ON | PJ |  | 0.67556 | 0
LCP_Inputs_ON_Diverse_2023_04_03 | 2030 |  |  | Electricity |  | Capacity-Interconnection | FOM | 0 |  |  | Electricity Transmission Line | ON | PJ |  | 0.67556 | 0
LCP_Inputs_ON_Diverse_2023_04_03 | 2030 |  |  | Hydrogen |  | Capacity-Interconnection | CONE | 0 |  |  | H2 Pipeline - New | ON | PJ |  | 0.67556 | 0
LCP_Inputs_ON_Diverse_2023_04_03 | 2030 |  |  | Hydrogen |  | Capacity-Interconnection | FOM | 0 |  |  | H2 Pipeline - New | ON | PJ |  | 0.67556 | 0
LCP_Inputs_ON_Diverse_2023_04_03 | 2030 |  |  | Hydrogen |  | Capacity-Interconnection | CONE | 0 |  |  | H2 Pipeline - Repurposed | ON | PJ |  | 0.67556 | 0
LCP_Inputs_ON_Diverse_2023_04_03 | 2030 |  |  | Hydrogen |  | Capacity-Interconnection | FOM | 0 |  |  | H2 Pipeline - Repurposed | ON | PJ |  | 0.67556 | 0
LCP_Inputs_ON_Diverse_2023_04_03 | 2030 |  |  | Methane |  | Capacity-Interconnection | CONE | 0 |  |  | CH4 Pipeline | ON | QC |  | 0.67556 | 0
LCP_Inputs_ON_Diverse_2023_04_03 | 2030 |  |  | Methane |  | Capacity-Interconnection | FOM | 0 |  |  | CH4 Pipeline | ON | QC |  | 0.67556 | 0
LCP_Inputs_ON_Diverse_2023_04_03 | 2030 |  |  | Electricity |  | Capacity-Interconnection | CONE | 118518750 |  |  | Electricity Transmission Line | ON | QC |  | 0.67556 | 80067020.834
LCP_Inputs_ON_Diverse_2023_04_03 | 2030 |  |  | Electricity |  | Capacity-Interconnection | FOM | 3950625 |  |  | Electricity Transmission Line | ON | QC |  | 0.67556 | 2668900.6945
LCP_Inputs_ON_Diverse_2023_04_03 | 2030 |  |  | Hydrogen |  | Capacity-Interconnection | CONE | 0 |  |  | H2 Pipeline - New | ON | QC |  | 0.67556 | 0
LCP_Inputs_ON_Diverse_2023_04_03 | 2030 |  |  | Hydrogen |  | Capacity-Interconnection | FOM | 0 |  |  | H2 Pipeline - New | ON | QC |  | 0.67556 | 0
LCP_Inputs_ON_Diverse_2023_04_03 | 2030 |  |  | Hydrogen |  | Capacity-Interconnection | CONE | 0 |  |  | H2 Pipeline - Repurposed | ON | QC |  | 0.67556 | 0
LCP_Inputs_ON_Diverse_2023_04_03 | 2030 |  |  | Hydrogen |  | Capacity-Interconnection | FOM | 0 |  |  | H2 Pipeline - Repurposed | ON | QC |  | 0.67556 | 0
LCP_Inputs_ON_Diverse_2023_04_03 | 2030 |  |  | Methane |  | Capacity-Interconnection | CONE | 0 |  |  | CH4 Pipeline | ON | WC |  | 0.67556 | 0
LCP_Inputs_ON_Diverse_2023_04_03 | 2030 |  |  | Methane |  | Capacity-Interconnection | FOM | 0 |  |  | CH4 Pipeline | ON | WC |  | 0.67556 | 0
LCP_Inputs_ON_Diverse_2023_04_03 | 2030 |  |  | Electricity |  | Capacity-Interconnection | CONE | 338625000 |  |  | Electricity Transmission Line | ON | WC |  | 0.67556 | 228762916.6686
LCP_Inputs_ON_Diverse_2023_04_03 | 2030 |  |  | Electricity |  | Capacity-Interconnection | FOM | 11287500 |  |  | Electricity Transmission Line | ON | WC |  | 0.67556 | 7625430.5556
LCP_Inputs_ON_Diverse_2023_04_03 | 2030 |  |  | Hydrogen |  | Capacity-Interconnection | CONE | 0 |  |  | H2 Pipeline - New | ON | WC |  | 0.67556 | 0
LCP_Inputs_ON_Diverse_2023_04_03 | 2030 |  |  | Hydrogen |  | Capacity-Interconnection | FOM | 0 |  |  | H2 Pipeline - New | ON | WC |  | 0.67556 | 0
LCP_Inputs_ON_Diverse_2023_04_03 | 2030 |  |  | Hydrogen |  | Capacity-Interconnection | CONE | 0 |  |  | H2 Pipeline - Repurposed | ON | WC |  | 0.67556 | 0
LCP_Inputs_ON_Diverse_2023_04_03 | 2030 |  |  | Hydrogen |  | Capacity-Interconnection | FOM | 0 |  |  | H2 Pipeline - Repurposed | ON | WC |  | 0.67556 | 0
LCP_Inputs_ON_Diverse_2023_04_03 | 2030 |  |  | Methane |  | Capacity-Intraconnection | CONE | 0 |  |  | CH4 Pipeline | PJ | PJ |  | 0.67556 | 0
LCP_Inputs_ON_Diverse_2023_04_03 | 2030 |  |  | Methane |  | Capacity-Intraconnection | FOM | 0 |  |  | CH4 Pipeline | PJ | PJ |  | 0.67556 | 0
LCP_Inputs_ON_Diverse_2023_04_03 | 2030 |  |  | Electricity |  | Capacity-Intraconnection | CONE | 0 |  |  | Electricity Transmission Line | PJ | PJ |  | 0.67556 | 0
LCP_Inputs_ON_Diverse_2023_04_03 | 2030 |  |  | Electricity |  | Capacity-Intraconnection | FOM | 0 |  |  | Electricity Transmission Line | PJ | PJ |  | 0.67556 | 0
LCP_Inputs_ON_Diverse_2023_04_03 | 2030 |  |  | Hydrogen |  | Capacity-Intraconnection | CONE | 0 |  |  | H2 Pipeline - New | PJ | PJ |  | 0.67556 | 0
LCP_Inputs_ON_Diverse_2023_04_03 | 2030 |  |  | Hydrogen |  | Capacity-Intraconnection | FOM | 0 |  |  | H2 Pipeline - New | PJ | PJ |  | 0.67556 | 0
LCP_Inputs_ON_Diverse_2023_04_03 | 2030 |  |  | Hydrogen |  | Capacity-Intraconnection | CONE | 0 |  |  | H2 Pipeline - Repurposed | PJ | PJ |  | 0.67556 | 0
LCP_Inputs_ON_Diverse_2023_04_03 | 2030 |  |  | Hydrogen |  | Capacity-Intraconnection | FOM | 0 |  |  | H2 Pipeline - Repurposed | PJ | PJ |  | 0.67556 | 0
LCP_Inputs_ON_Diverse_2023_04_03 | 2030 |  |  | Electricity |  | Capacity-Interconnection | CONE | 56115903.8841 |  |  | Electricity Transmission Line | QC | NY |  | 0.67556 | 37909893.9654
LCP_Inputs_ON_Diverse_2023_04_03 | 2030 |  |  | Electricity |  | Capacity-Interconnection | FOM | 7730255.281 |  |  | Electricity Transmission Line | QC | NY |  | 0.67556 | 5222283.4837
LCP_Inputs_ON_Diverse_2023_04_03 | 2030 |  |  | Methane |  | Capacity-Intraconnection | CONE | 0 |  |  | CH4 Pipeline | QC | QC |  | 0.67556 | 0
LCP_Inputs_ON_Diverse_2023_04_03 | 2030 |  |  | Methane |  | Capacity-Intraconnection | FOM | 0 |  |  | CH4 Pipeline | QC | QC |  | 0.67556 | 0
LCP_Inputs_ON_Diverse_2023_04_03 | 2030 |  |  | Electricity |  | Capacity-Intraconnection | CONE | 0 |  |  | Electricity Transmission Line | QC | QC |  | 0.67556 | 0
LCP_Inputs_ON_Diverse_2023_04_03 | 2030 |  |  | Electricity |  | Capacity-Intraconnection | FOM | 0 |  |  | Electricity Transmission Line | QC | QC |  | 0.67556 | 0
LCP_Inputs_ON_Diverse_2023_04_03 | 2030 |  |  | Hydrogen |  | Capacity-Intraconnection | CONE | 0 |  |  | H2 Pipeline - New | QC | QC |  | 0.67556 | 0
LCP_Inputs_ON_Diverse_2023_04_03 | 2030 |  |  | Hydrogen |  | Capacity-Intraconnection | FOM | 0 |  |  | H2 Pipeline - New | QC | QC |  | 0.67556 | 0
LCP_Inputs_ON_Diverse_2023_04_03 | 2030 |  |  | Hydrogen |  | Capacity-Intraconnection | CONE | 0 |  |  | H2 Pipeline - Repurposed | QC | QC |  | 0.67556 | 0
LCP_Inputs_ON_Diverse_2023_04_03 | 2030 |  |  | Hydrogen |  | Capacity-Intraconnection | FOM | 0 |  |  | H2 Pipeline - Repurposed | QC | QC |  | 0.67556 | 0
LCP_Inputs_ON_Diverse_2023_04_03 | 2030 |  |  | Electricity |  | Capacity-Interconnection | CONE | 0 |  |  | Electricity Transmission Line | WC | MI |  | 0.67556 | 0
LCP_Inputs_ON_Diverse_2023_04_03 | 2030 |  |  | Electricity |  | Capacity-Interconnection | FOM | 634447.629 |  |  | Electricity Transmission Line | WC | MI |  | 0.67556 | 428610.0851
LCP_Inputs_ON_Diverse_2023_04_03 | 2030 |  |  | Methane |  | Capacity-Intraconnection | CONE | 0 |  |  | CH4 Pipeline | WC | WC |  | 0.67556 | 0
LCP_Inputs_ON_Diverse_2023_04_03 | 2030 |  |  | Methane |  | Capacity-Intraconnection | FOM | 0 |  |  | CH4 Pipeline | WC | WC |  | 0.67556 | 0
LCP_Inputs_ON_Diverse_2023_04_03 | 2030 |  |  | Electricity |  | Capacity-Intraconnection | CONE | 0 |  |  | Electricity Transmission Line | WC | WC |  | 0.67556 | 0
LCP_Inputs_ON_Diverse_2023_04_03 | 2030 |  |  | Electricity |  | Capacity-Intraconnection | FOM | 0 |  |  | Electricity Transmission Line | WC | WC |  | 0.67556 | 0
LCP_Inputs_ON_Diverse_2023_04_03 | 2030 |  |  | Hydrogen |  | Capacity-Intraconnection | CONE | 0 |  |  | H2 Pipeline - New | WC | WC |  | 0.67556 | 0
LCP_Inputs_ON_Diverse_2023_04_03 | 2030 |  |  | Hydrogen |  | Capacity-Intraconnection | FOM | 0 |  |  | H2 Pipeline - New | WC | WC |  | 0.67556 | 0
LCP_Inputs_ON_Diverse_2023_04_03 | 2030 |  |  | Hydrogen |  | Capacity-Intraconnection | CONE | 0 |  |  | H2 Pipeline - Repurposed | WC | WC |  | 0.67556 | 0
LCP_Inputs_ON_Diverse_2023_04_03 | 2030 |  |  | Hydrogen |  | Capacity-Intraconnection | FOM | 0 |  |  | H2 Pipeline - Repurposed | WC | WC |  | 0.67556 | 0
LCP_Inputs_ON_Diverse_2023_04_03 | 2031 |  |  | Methane |  | Capacity-Intraconnection | FOM | 0 |  |  | CH4 Pipeline | MI | MI |  | 0.64958 | 0
LCP_Inputs_ON_Diverse_2023_04_03 | 2031 |  |  | Electricity |  | Capacity-Intraconnection | FOM | 0 |  |  | Electricity Transmission Line | MI | MI |  | 0.64958 | 0
LCP_Inputs_ON_Diverse_2023_04_03 | 2031 |  |  | Hydrogen |  | Capacity-Intraconnection | FOM | 0 |  |  | H2 Pipeline - New | MI | MI |  | 0.64958 | 0
LCP_Inputs_ON_Diverse_2023_04_03 | 2031 |  |  | Hydrogen |  | Capacity-Intraconnection | FOM | 0 |  |  | H2 Pipeline - Repurposed | MI | MI |  | 0.64958 | 0
LCP_Inputs_ON_Diverse_2023_04_03 | 2031 |  |  | Methane |  | Capacity-Intraconnection | FOM | 0 |  |  | CH4 Pipeline | NY | NY |  | 0.64958 | 0
LCP_Inputs_ON_Diverse_2023_04_03 | 2031 |  |  | Electricity |  | Capacity-Intraconnection | FOM | 0 |  |  | Electricity Transmission Line | NY | NY |  | 0.64958 | 0
LCP_Inputs_ON_Diverse_2023_04_03 | 2031 |  |  | Hydrogen |  | Capacity-Intraconnection | FOM | 0 |  |  | H2 Pipeline - New | NY | NY |  | 0.64958 | 0
LCP_Inputs_ON_Diverse_2023_04_03 | 2031 |  |  | Hydrogen |  | Capacity-Intraconnection | FOM | 0 |  |  | H2 Pipeline - Repurposed | NY | NY |  | 0.64958 | 0
LCP_Inputs_ON_Diverse_2023_04_03 | 2031 |  |  | Methane |  | Capacity-Interconnection | FOM | 0 |  |  | CH4 Pipeline | ON | MI |  | 0.64958 | 0
LCP_Inputs_ON_Diverse_2023_04_03 | 2031 |  |  | Electricity |  | Capacity-Interconnection | FOM | 2821875 |  |  | Electricity Transmission Line | ON | MI |  | 0.64958 | 1833036.1913
LCP_Inputs_ON_Diverse_2023_04_03 | 2031 |  |  | Hydrogen |  | Capacity-Interconnection | FOM | 0 |  |  | H2 Pipeline - New | ON | MI |  | 0.64958 | 0
LCP_Inputs_ON_Diverse_2023_04_03 | 2031 |  |  | Hydrogen |  | Capacity-Interconnection | FOM | 0 |  |  | H2 Pipeline - Repurposed | ON | MI |  | 0.64958 | 0
LCP_Inputs_ON_Diverse_2023_04_03 | 2031 |  |  | Methane |  | Capacity-Interconnection | FOM | 0 |  |  | CH4 Pipeline | ON | NY |  | 0.64958 | 0
LCP_Inputs_ON_Diverse_2023_04_03 | 2031 |  |  | Electricity |  | Capacity-Interconnection | FOM | 2821875 |  |  | Electricity Transmission Line | ON | NY |  | 0.64958 | 1833036.1913
LCP_Inputs_ON_Diverse_2023_04_03 | 2031 |  |  | Hydrogen |  | Capacity-Interconnection | FOM | 0 |  |  | H2 Pipeline - New | ON | NY |  | 0.64958 | 0
LCP_Inputs_ON_Diverse_2023_04_03 | 2031 |  |  | Hydrogen |  | Capacity-Interconnection | FOM | 0 |  |  | H2 Pipeline - Repurposed | ON | NY |  | 0.64958 | 0
LCP_Inputs_ON_Diverse_2023_04_03 | 2031 |  |  | Methane |  | Capacity-Intraconnection | FOM | 0 |  |  | CH4 Pipeline | ON | ON |  | 0.64958 | 0
LCP_Inputs_ON_Diverse_2023_04_03 | 2031 |  |  | Electricity |  | Capacity-Intraconnection | FOM | 0 |  |  | Electricity Transmission Line | ON | ON |  | 0.64958 | 0
LCP_Inputs_ON_Diverse_2023_04_03 | 2031 |  |  | Hydrogen |  | Capacity-Intraconnection | FOM | 0 |  |  | H2 Pipeline - New | ON | ON |  | 0.64958 | 0
LCP_Inputs_ON_Diverse_2023_04_03 | 2031 |  |  | Hydrogen |  | Capacity-Intraconnection | FOM | 0 |  |  | H2 Pipeline - Repurposed | ON | ON |  | 0.64958 | 0
LCP_Inputs_ON_Diverse_2023_04_03 | 2031 |  |  | Methane |  | Capacity-Interconnection | FOM | 0 |  |  | CH4 Pipeline | ON | PJ |  | 0.64958 | 0
LCP_Inputs_ON_Diverse_2023_04_03 | 2031 |  |  | Electricity |  | Capacity-Interconnection | FOM | 0 |  |  | Electricity Transmission Line | ON | PJ |  | 0.64958 | 0
LCP_Inputs_ON_Diverse_2023_04_03 | 2031 |  |  | Hydrogen |  | Capacity-Interconnection | FOM | 0 |  |  | H2 Pipeline - New | ON | PJ |  | 0.64958 | 0
LCP_Inputs_ON_Diverse_2023_04_03 | 2031 |  |  | Hydrogen |  | Capacity-Interconnection | FOM | 0 |  |  | H2 Pipeline - Repurposed | ON | PJ |  | 0.64958 | 0
LCP_Inputs_ON_Diverse_2023_04_03 | 2031 |  |  | Methane |  | Capacity-Interconnection | FOM | 0 |  |  | CH4 Pipeline | ON | QC |  | 0.64958 | 0
LCP_Inputs_ON_Diverse_2023_04_03 | 2031 |  |  | Electricity |  | Capacity-Interconnection | FOM | 3950625 |  |  | Electricity Transmission Line | ON | QC |  | 0.64958 | 2566250.6678
LCP_Inputs_ON_Diverse_2023_04_03 | 2031 |  |  | Hydrogen |  | Capacity-Interconnection | FOM | 0 |  |  | H2 Pipeline - New | ON | QC |  | 0.64958 | 0
LCP_Inputs_ON_Diverse_2023_04_03 | 2031 |  |  | Hydrogen |  | Capacity-Interconnection | FOM | 0 |  |  | H2 Pipeline - Repurposed | ON | QC |  | 0.64958 | 0
LCP_Inputs_ON_Diverse_2023_04_03 | 2031 |  |  | Methane |  | Capacity-Interconnection | FOM | 0 |  |  | CH4 Pipeline | ON | WC |  | 0.64958 | 0
LCP_Inputs_ON_Diverse_2023_04_03 | 2031 |  |  | Electricity |  | Capacity-Interconnection | FOM | 11287500 |  |  | Electricity Transmission Line | ON | WC |  | 0.64958 | 7332144.765
LCP_Inputs_ON_Diverse_2023_04_03 | 2031 |  |  | Hydrogen |  | Capacity-Interconnection | FOM | 0 |  |  | H2 Pipeline - New | ON | WC |  | 0.64958 | 0
LCP_Inputs_ON_Diverse_2023_04_03 | 2031 |  |  | Hydrogen |  | Capacity-Interconnection | FOM | 0 |  |  | H2 Pipeline - Repurposed | ON | WC |  | 0.64958 | 0
LCP_Inputs_ON_Diverse_2023_04_03 | 2031 |  |  | Methane |  | Capacity-Intraconnection | FOM | 0 |  |  | CH4 Pipeline | PJ | PJ |  | 0.64958 | 0
LCP_Inputs_ON_Diverse_2023_04_03 | 2031 |  |  | Electricity |  | Capacity-Intraconnection | FOM | 0 |  |  | Electricity Transmission Line | PJ | PJ |  | 0.64958 | 0
LCP_Inputs_ON_Diverse_2023_04_03 | 2031 |  |  | Hydrogen |  | Capacity-Intraconnection | FOM | 0 |  |  | H2 Pipeline - New | PJ | PJ |  | 0.64958 | 0
LCP_Inputs_ON_Diverse_2023_04_03 | 2031 |  |  | Hydrogen |  | Capacity-Intraconnection | FOM | 0 |  |  | H2 Pipeline - Repurposed | PJ | PJ |  | 0.64958 | 0
LCP_Inputs_ON_Diverse_2023_04_03 | 2031 |  |  | Electricity |  | Capacity-Interconnection | FOM | 7730255.281 |  |  | Electricity Transmission Line | QC | NY |  | 0.64958 | 5021426.4267
LCP_Inputs_ON_Diverse_2023_04_03 | 2031 |  |  | Methane |  | Capacity-Intraconnection | FOM | 0 |  |  | CH4 Pipeline | QC | QC |  | 0.64958 | 0
LCP_Inputs_ON_Diverse_2023_04_03 | 2031 |  |  | Electricity |  | Capacity-Intraconnection | FOM | 0 |  |  | Electricity Transmission Line | QC | QC |  | 0.64958 | 0
LCP_Inputs_ON_Diverse_2023_04_03 | 2031 |  |  | Hydrogen |  | Capacity-Intraconnection | FOM | 0 |  |  | H2 Pipeline - New | QC | QC |  | 0.64958 | 0
LCP_Inputs_ON_Diverse_2023_04_03 | 2031 |  |  | Hydrogen |  | Capacity-Intraconnection | FOM | 0 |  |  | H2 Pipeline - Repurposed | QC | QC |  | 0.64958 | 0
LCP_Inputs_ON_Diverse_2023_04_03 | 2031 |  |  | Electricity |  | Capacity-Interconnection | FOM | 634447.629 |  |  | Electricity Transmission Line | WC | MI |  | 0.64958 | 412125.0819
LCP_Inputs_ON_Diverse_2023_04_03 | 2031 |  |  | Methane |  | Capacity-Intraconnection | FOM | 0 |  |  | CH4 Pipeline | WC | WC |  | 0.64958 | 0
LCP_Inputs_ON_Diverse_2023_04_03 | 2031 |  |  | Electricity |  | Capacity-Intraconnection | FOM | 0 |  |  | Electricity Transmission Line | WC | WC |  | 0.64958 | 0
LCP_Inputs_ON_Diverse_2023_04_03 | 2031 |  |  | Hydrogen |  | Capacity-Intraconnection | FOM | 0 |  |  | H2 Pipeline - New | WC | WC |  | 0.64958 | 0
LCP_Inputs_ON_Diverse_2023_04_03 | 2031 |  |  | Hydrogen |  | Capacity-Intraconnection | FOM | 0 |  |  | H2 Pipeline - Repurposed | WC | WC |  | 0.64958 | 0
LCP_Inputs_ON_Diverse_2023_04_03 | 2032 |  |  | Methane |  | Capacity-Intraconnection | FOM | 0 |  |  | CH4 Pipeline | MI | MI |  | 0.6246 | 0
LCP_Inputs_ON_Diverse_2023_04_03 | 2032 |  |  | Electricity |  | Capacity-Intraconnection | FOM | 0 |  |  | Electricity Transmission Line | MI | MI |  | 0.6246 | 0
LCP_Inputs_ON_Diverse_2023_04_03 | 2032 |  |  | Hydrogen |  | Capacity-Intraconnection | FOM | 0 |  |  | H2 Pipeline - New | MI | MI |  | 0.6246 | 0
LCP_Inputs_ON_Diverse_2023_04_03 | 2032 |  |  | Hydrogen |  | Capacity-Intraconnection | FOM | 0 |  |  | H2 Pipeline - Repurposed | MI | MI |  | 0.6246 | 0
LCP_Inputs_ON_Diverse_2023_04_03 | 2032 |  |  | Methane |  | Capacity-Intraconnection | FOM | 0 |  |  | CH4 Pipeline | NY | NY |  | 0.6246 | 0
LCP_Inputs_ON_Diverse_2023_04_03 | 2032 |  |  | Electricity |  | Capacity-Intraconnection | FOM | 0 |  |  | Electricity Transmission Line | NY | NY |  | 0.6246 | 0
LCP_Inputs_ON_Diverse_2023_04_03 | 2032 |  |  | Hydrogen |  | Capacity-Intraconnection | FOM | 0 |  |  | H2 Pipeline - New | NY | NY |  | 0.6246 | 0
LCP_Inputs_ON_Diverse_2023_04_03 | 2032 |  |  | Hydrogen |  | Capacity-Intraconnection | FOM | 0 |  |  | H2 Pipeline - Repurposed | NY | NY |  | 0.6246 | 0
LCP_Inputs_ON_Diverse_2023_04_03 | 2032 |  |  | Methane |  | Capacity-Interconnection | FOM | 0 |  |  | CH4 Pipeline | ON | MI |  | 0.6246 | 0
LCP_Inputs_ON_Diverse_2023_04_03 | 2032 |  |  | Electricity |  | Capacity-Interconnection | FOM | 2821875 |  |  | Electricity Transmission Line | ON | MI |  | 0.6246 | 1762534.7993
LCP_Inputs_ON_Diverse_2023_04_03 | 2032 |  |  | Hydrogen |  | Capacity-Interconnection | FOM | 0 |  |  | H2 Pipeline - New | ON | MI |  | 0.6246 | 0
LCP_Inputs_ON_Diverse_2023_04_03 | 2032 |  |  | Hydrogen |  | Capacity-Interconnection | FOM | 0 |  |  | H2 Pipeline - Repurposed | ON | MI |  | 0.6246 | 0
LCP_Inputs_ON_Diverse_2023_04_03 | 2032 |  |  | Methane |  | Capacity-Interconnection | FOM | 0 |  |  | CH4 Pipeline | ON | NY |  | 0.6246 | 0
LCP_Inputs_ON_Diverse_2023_04_03 | 2032 |  |  | Electricity |  | Capacity-Interconnection | FOM | 2821875 |  |  | Electricity Transmission Line | ON | NY |  | 0.6246 | 1762534.7993
LCP_Inputs_ON_Diverse_2023_04_03 | 2032 |  |  | Hydrogen |  | Capacity-Interconnection | FOM | 0 |  |  | H2 Pipeline - New | ON | NY |  | 0.6246 | 0
LCP_Inputs_ON_Diverse_2023_04_03 | 2032 |  |  | Hydrogen |  | Capacity-Interconnection | FOM | 0 |  |  | H2 Pipeline - Repurposed | ON | NY |  | 0.6246 | 0
LCP_Inputs_ON_Diverse_2023_04_03 | 2032 |  |  | Methane |  | Capacity-Intraconnection | FOM | 0 |  |  | CH4 Pipeline | ON | ON |  | 0.6246 | 0
LCP_Inputs_ON_Diverse_2023_04_03 | 2032 |  |  | Electricity |  | Capacity-Intraconnection | FOM | 0 |  |  | Electricity Transmission Line | ON | ON |  | 0.6246 | 0
LCP_Inputs_ON_Diverse_2023_04_03 | 2032 |  |  | Hydrogen |  | Capacity-Intraconnection | FOM | 0 |  |  | H2 Pipeline - New | ON | ON |  | 0.6246 | 0
LCP_Inputs_ON_Diverse_2023_04_03 | 2032 |  |  | Hydrogen |  | Capacity-Intraconnection | FOM | 0 |  |  | H2 Pipeline - Repurposed | ON | ON |  | 0.6246 | 0
LCP_Inputs_ON_Diverse_2023_04_03 | 2032 |  |  | Methane |  | Capacity-Interconnection | FOM | 0 |  |  | CH4 Pipeline | ON | PJ |  | 0.6246 | 0
LCP_Inputs_ON_Diverse_2023_04_03 | 2032 |  |  | Electricity |  | Capacity-Interconnection | FOM | 0 |  |  | Electricity Transmission Line | ON | PJ |  | 0.6246 | 0
LCP_Inputs_ON_Diverse_2023_04_03 | 2032 |  |  | Hydrogen |  | Capacity-Interconnection | FOM | 0 |  |  | H2 Pipeline - New | ON | PJ |  | 0.6246 | 0
LCP_Inputs_ON_Diverse_2023_04_03 | 2032 |  |  | Hydrogen |  | Capacity-Interconnection | FOM | 0 |  |  | H2 Pipeline - Repurposed | ON | PJ |  | 0.6246 | 0
LCP_Inputs_ON_Diverse_2023_04_03 | 2032 |  |  | Methane |  | Capacity-Interconnection | FOM | 0 |  |  | CH4 Pipeline | ON | QC |  | 0.6246 | 0
LCP_Inputs_ON_Diverse_2023_04_03 | 2032 |  |  | Electricity |  | Capacity-Interconnection | FOM | 3950625 |  |  | Electricity Transmission Line | ON | QC |  | 0.6246 | 2467548.719
LCP_Inputs_ON_Diverse_2023_04_03 | 2032 |  |  | Hydrogen |  | Capacity-Interconnection | FOM | 0 |  |  | H2 Pipeline - New | ON | QC |  | 0.6246 | 0
LCP_Inputs_ON_Diverse_2023_04_03 | 2032 |  |  | Hydrogen |  | Capacity-Interconnection | FOM | 0 |  |  | H2 Pipeline - Repurposed | ON | QC |  | 0.6246 | 0
LCP_Inputs_ON_Diverse_2023_04_03 | 2032 |  |  | Methane |  | Capacity-Interconnection | FOM | 0 |  |  | CH4 Pipeline | ON | WC |  | 0.6246 | 0
LCP_Inputs_ON_Diverse_2023_04_03 | 2032 |  |  | Electricity |  | Capacity-Interconnection | FOM | 11287500 |  |  | Electricity Transmission Line | ON | WC |  | 0.6246 | 7050139.1971
LCP_Inputs_ON_Diverse_2023_04_03 | 2032 |  |  | Hydrogen |  | Capacity-Interconnection | FOM | 0 |  |  | H2 Pipeline - New | ON | WC |  | 0.6246 | 0
LCP_Inputs_ON_Diverse_2023_04_03 | 2032 |  |  | Hydrogen |  | Capacity-Interconnection | FOM | 0 |  |  | H2 Pipeline - Repurposed | ON | WC |  | 0.6246 | 0
LCP_Inputs_ON_Diverse_2023_04_03 | 2032 |  |  | Methane |  | Capacity-Intraconnection | FOM | 0 |  |  | CH4 Pipeline | PJ | PJ |  | 0.6246 | 0
LCP_Inputs_ON_Diverse_2023_04_03 | 2032 |  |  | Electricity |  | Capacity-Intraconnection | FOM | 0 |  |  | Electricity Transmission Line | PJ | PJ |  | 0.6246 | 0
LCP_Inputs_ON_Diverse_2023_04_03 | 2032 |  |  | Hydrogen |  | Capacity-Intraconnection | FOM | 0 |  |  | H2 Pipeline - New | PJ | PJ |  | 0.6246 | 0
LCP_Inputs_ON_Diverse_2023_04_03 | 2032 |  |  | Hydrogen |  | Capacity-Intraconnection | FOM | 0 |  |  | H2 Pipeline - Repurposed | PJ | PJ |  | 0.6246 | 0
LCP_Inputs_ON_Diverse_2023_04_03 | 2032 |  |  | Electricity |  | Capacity-Interconnection | FOM | 7730255.281 |  |  | Electricity Transmission Line | QC | NY |  | 0.6246 | 4828294.641
LCP_Inputs_ON_Diverse_2023_04_03 | 2032 |  |  | Methane |  | Capacity-Intraconnection | FOM | 0 |  |  | CH4 Pipeline | QC | QC |  | 0.6246 | 0
LCP_Inputs_ON_Diverse_2023_04_03 | 2032 |  |  | Electricity |  | Capacity-Intraconnection | FOM | 0 |  |  | Electricity Transmission Line | QC | QC |  | 0.6246 | 0
LCP_Inputs_ON_Diverse_2023_04_03 | 2032 |  |  | Hydrogen |  | Capacity-Intraconnection | FOM | 0 |  |  | H2 Pipeline - New | QC | QC |  | 0.6246 | 0
LCP_Inputs_ON_Diverse_2023_04_03 | 2032 |  |  | Hydrogen |  | Capacity-Intraconnection | FOM | 0 |  |  | H2 Pipeline - Repurposed | QC | QC |  | 0.6246 | 0
LCP_Inputs_ON_Diverse_2023_04_03 | 2032 |  |  | Electricity |  | Capacity-Interconnection | FOM | 634447.629 |  |  | Electricity Transmission Line | WC | MI |  | 0.6246 | 396274.1172
LCP_Inputs_ON_Diverse_2023_04_03 | 2032 |  |  | Methane |  | Capacity-Intraconnection | FOM | 0 |  |  | CH4 Pipeline | WC | WC |  | 0.6246 | 0
LCP_Inputs_ON_Diverse_2023_04_03 | 2032 |  |  | Electricity |  | Capacity-Intraconnection | FOM | 0 |  |  | Electricity Transmission Line | WC | WC |  | 0.6246 | 0
LCP_Inputs_ON_Diverse_2023_04_03 | 2032 |  |  | Hydrogen |  | Capacity-Intraconnection | FOM | 0 |  |  | H2 Pipeline - New | WC | WC |  | 0.6246 | 0
LCP_Inputs_ON_Diverse_2023_04_03 | 2032 |  |  | Hydrogen |  | Capacity-Intraconnection | FOM | 0 |  |  | H2 Pipeline - Repurposed | WC | WC |  | 0.6246 | 0
LCP_Inputs_ON_Diverse_2023_04_03 | 2033 |  |  | Methane |  | Capacity-Intraconnection | FOM | 0 |  |  | CH4 Pipeline | MI | MI |  | 0.60057 | 0
LCP_Inputs_ON_Diverse_2023_04_03 | 2033 |  |  | Electricity |  | Capacity-Intraconnection | FOM | 0 |  |  | Electricity Transmission Line | MI | MI |  | 0.60057 | 0
LCP_Inputs_ON_Diverse_2023_04_03 | 2033 |  |  | Hydrogen |  | Capacity-Intraconnection | FOM | 0 |  |  | H2 Pipeline - New | MI | MI |  | 0.60057 | 0
LCP_Inputs_ON_Diverse_2023_04_03 | 2033 |  |  | Hydrogen |  | Capacity-Intraconnection | FOM | 0 |  |  | H2 Pipeline - Repurposed | MI | MI |  | 0.60057 | 0
LCP_Inputs_ON_Diverse_2023_04_03 | 2033 |  |  | Methane |  | Capacity-Intraconnection | FOM | 0 |  |  | CH4 Pipeline | NY | NY |  | 0.60057 | 0
LCP_Inputs_ON_Diverse_2023_04_03 | 2033 |  |  | Electricity |  | Capacity-Intraconnection | FOM | 0 |  |  | Electricity Transmission Line | NY | NY |  | 0.60057 | 0
LCP_Inputs_ON_Diverse_2023_04_03 | 2033 |  |  | Hydrogen |  | Capacity-Intraconnection | FOM | 0 |  |  | H2 Pipeline - New | NY | NY |  | 0.60057 | 0
LCP_Inputs_ON_Diverse_2023_04_03 | 2033 |  |  | Hydrogen |  | Capacity-Intraconnection | FOM | 0 |  |  | H2 Pipeline - Repurposed | NY | NY |  | 0.60057 | 0
LCP_Inputs_ON_Diverse_2023_04_03 | 2033 |  |  | Methane |  | Capacity-Interconnection | FOM | 0 |  |  | CH4 Pipeline | ON | MI |  | 0.60057 | 0
LCP_Inputs_ON_Diverse_2023_04_03 | 2033 |  |  | Electricity |  | Capacity-Interconnection | FOM | 2821875 |  |  | Electricity Transmission Line | ON | MI |  | 0.60057 | 1694744.9993
LCP_Inputs_ON_Diverse_2023_04_03 | 2033 |  |  | Hydrogen |  | Capacity-Interconnection | FOM | 0 |  |  | H2 Pipeline - New | ON | MI |  | 0.60057 | 0
LCP_Inputs_ON_Diverse_2023_04_03 | 2033 |  |  | Hydrogen |  | Capacity-Interconnection | FOM | 0 |  |  | H2 Pipeline - Repurposed | ON | MI |  | 0.60057 | 0
LCP_Inputs_ON_Diverse_2023_04_03 | 2033 |  |  | Methane |  | Capacity-Interconnection | FOM | 0 |  |  | CH4 Pipeline | ON | NY |  | 0.60057 | 0
LCP_Inputs_ON_Diverse_2023_04_03 | 2033 |  |  | Electricity |  | Capacity-Interconnection | FOM | 2821875 |  |  | Electricity Transmission Line | ON | NY |  | 0.60057 | 1694744.9993
LCP_Inputs_ON_Diverse_2023_04_03 | 2033 |  |  | Hydrogen |  | Capacity-Interconnection | FOM | 0 |  |  | H2 Pipeline - New | ON | NY |  | 0.60057 | 0
LCP_Inputs_ON_Diverse_2023_04_03 | 2033 |  |  | Hydrogen |  | Capacity-Interconnection | FOM | 0 |  |  | H2 Pipeline - Repurposed | ON | NY |  | 0.60057 | 0
LCP_Inputs_ON_Diverse_2023_04_03 | 2033 |  |  | Methane |  | Capacity-Intraconnection | FOM | 0 |  |  | CH4 Pipeline | ON | ON |  | 0.60057 | 0
LCP_Inputs_ON_Diverse_2023_04_03 | 2033 |  |  | Electricity |  | Capacity-Intraconnection | FOM | 0 |  |  | Electricity Transmission Line | ON | ON |  | 0.60057 | 0
LCP_Inputs_ON_Diverse_2023_04_03 | 2033 |  |  | Hydrogen |  | Capacity-Intraconnection | FOM | 0 |  |  | H2 Pipeline - New | ON | ON |  | 0.60057 | 0
LCP_Inputs_ON_Diverse_2023_04_03 | 2033 |  |  | Hydrogen |  | Capacity-Intraconnection | FOM | 0 |  |  | H2 Pipeline - Repurposed | ON | ON |  | 0.60057 | 0
LCP_Inputs_ON_Diverse_2023_04_03 | 2033 |  |  | Methane |  | Capacity-Interconnection | FOM | 0 |  |  | CH4 Pipeline | ON | PJ |  | 0.60057 | 0
LCP_Inputs_ON_Diverse_2023_04_03 | 2033 |  |  | Electricity |  | Capacity-Interconnection | FOM | 0 |  |  | Electricity Transmission Line | ON | PJ |  | 0.60057 | 0
LCP_Inputs_ON_Diverse_2023_04_03 | 2033 |  |  | Hydrogen |  | Capacity-Interconnection | FOM | 0 |  |  | H2 Pipeline - New | ON | PJ |  | 0.60057 | 0
LCP_Inputs_ON_Diverse_2023_04_03 | 2033 |  |  | Hydrogen |  | Capacity-Interconnection | FOM | 0 |  |  | H2 Pipeline - Repurposed | ON | PJ |  | 0.60057 | 0
LCP_Inputs_ON_Diverse_2023_04_03 | 2033 |  |  | Methane |  | Capacity-Interconnection | FOM | 0 |  |  | CH4 Pipeline | ON | QC |  | 0.60057 | 0
LCP_Inputs_ON_Diverse_2023_04_03 | 2033 |  |  | Electricity |  | Capacity-Interconnection | FOM | 3950625 |  |  | Electricity Transmission Line | ON | QC |  | 0.60057 | 2372642.999
LCP_Inputs_ON_Diverse_2023_04_03 | 2033 |  |  | Hydrogen |  | Capacity-Interconnection | FOM | 0 |  |  | H2 Pipeline - New | ON | QC |  | 0.60057 | 0
LCP_Inputs_ON_Diverse_2023_04_03 | 2033 |  |  | Hydrogen |  | Capacity-Interconnection | FOM | 0 |  |  | H2 Pipeline - Repurposed | ON | QC |  | 0.60057 | 0
LCP_Inputs_ON_Diverse_2023_04_03 | 2033 |  |  | Methane |  | Capacity-Interconnection | FOM | 0 |  |  | CH4 Pipeline | ON | WC |  | 0.60057 | 0
LCP_Inputs_ON_Diverse_2023_04_03 | 2033 |  |  | Electricity |  | Capacity-Interconnection | FOM | 11287500 |  |  | Electricity Transmission Line | ON | WC |  | 0.60057 | 6778979.9972
LCP_Inputs_ON_Diverse_2023_04_03 | 2033 |  |  | Hydrogen |  | Capacity-Interconnection | FOM | 0 |  |  | H2 Pipeline - New | ON | WC |  | 0.60057 | 0
LCP_Inputs_ON_Diverse_2023_04_03 | 2033 |  |  | Hydrogen |  | Capacity-Interconnection | FOM | 0 |  |  | H2 Pipeline - Repurposed | ON | WC |  | 0.60057 | 0
LCP_Inputs_ON_Diverse_2023_04_03 | 2033 |  |  | Methane |  | Capacity-Intraconnection | FOM | 0 |  |  | CH4 Pipeline | PJ | PJ |  | 0.60057 | 0
LCP_Inputs_ON_Diverse_2023_04_03 | 2033 |  |  | Electricity |  | Capacity-Intraconnection | FOM | 0 |  |  | Electricity Transmission Line | PJ | PJ |  | 0.60057 | 0
LCP_Inputs_ON_Diverse_2023_04_03 | 2033 |  |  | Hydrogen |  | Capacity-Intraconnection | FOM | 0 |  |  | H2 Pipeline - New | PJ | PJ |  | 0.60057 | 0
LCP_Inputs_ON_Diverse_2023_04_03 | 2033 |  |  | Hydrogen |  | Capacity-Intraconnection | FOM | 0 |  |  | H2 Pipeline - Repurposed | PJ | PJ |  | 0.60057 | 0
LCP_Inputs_ON_Diverse_2023_04_03 | 2033 |  |  | Electricity |  | Capacity-Interconnection | FOM | 7730255.281 |  |  | Electricity Transmission Line | QC | NY |  | 0.60057 | 4642591.001
LCP_Inputs_ON_Diverse_2023_04_03 | 2033 |  |  | Methane |  | Capacity-Intraconnection | FOM | 0 |  |  | CH4 Pipeline | QC | QC |  | 0.60057 | 0
LCP_Inputs_ON_Diverse_2023_04_03 | 2033 |  |  | Electricity |  | Capacity-Intraconnection | FOM | 0 |  |  | Electricity Transmission Line | QC | QC |  | 0.60057 | 0
LCP_Inputs_ON_Diverse_2023_04_03 | 2033 |  |  | Hydrogen |  | Capacity-Intraconnection | FOM | 0 |  |  | H2 Pipeline - New | QC | QC |  | 0.60057 | 0
LCP_Inputs_ON_Diverse_2023_04_03 | 2033 |  |  | Hydrogen |  | Capacity-Intraconnection | FOM | 0 |  |  | H2 Pipeline - Repurposed | QC | QC |  | 0.60057 | 0
LCP_Inputs_ON_Diverse_2023_04_03 | 2033 |  |  | Electricity |  | Capacity-Interconnection | FOM | 634447.629 |  |  | Electricity Transmission Line | WC | MI |  | 0.60057 | 381032.805
LCP_Inputs_ON_Diverse_2023_04_03 | 2033 |  |  | Methane |  | Capacity-Intraconnection | FOM | 0 |  |  | CH4 Pipeline | WC | WC |  | 0.60057 | 0
LCP_Inputs_ON_Diverse_2023_04_03 | 2033 |  |  | Electricity |  | Capacity-Intraconnection | FOM | 0 |  |  | Electricity Transmission Line | WC | WC |  | 0.60057 | 0
LCP_Inputs_ON_Diverse_2023_04_03 | 2033 |  |  | Hydrogen |  | Capacity-Intraconnection | FOM | 0 |  |  | H2 Pipeline - New | WC | WC |  | 0.60057 | 0
LCP_Inputs_ON_Diverse_2023_04_03 | 2033 |  |  | Hydrogen |  | Capacity-Intraconnection | FOM | 0 |  |  | H2 Pipeline - Repurposed | WC | WC |  | 0.60057 | 0
LCP_Inputs_ON_Diverse_2023_04_03 | 2034 |  |  | Methane |  | Capacity-Intraconnection | FOM | 0 |  |  | CH4 Pipeline | MI | MI |  | 0.57748 | 0
LCP_Inputs_ON_Diverse_2023_04_03 | 2034 |  |  | Electricity |  | Capacity-Intraconnection | FOM | 0 |  |  | Electricity Transmission Line | MI | MI |  | 0.57748 | 0
LCP_Inputs_ON_Diverse_2023_04_03 | 2034 |  |  | Hydrogen |  | Capacity-Intraconnection | FOM | 0 |  |  | H2 Pipeline - New | MI | MI |  | 0.57748 | 0
LCP_Inputs_ON_Diverse_2023_04_03 | 2034 |  |  | Hydrogen |  | Capacity-Intraconnection | FOM | 0 |  |  | H2 Pipeline - Repurposed | MI | MI |  | 0.57748 | 0
LCP_Inputs_ON_Diverse_2023_04_03 | 2034 |  |  | Methane |  | Capacity-Intraconnection | FOM | 0 |  |  | CH4 Pipeline | NY | NY |  | 0.57748 | 0
LCP_Inputs_ON_Diverse_2023_04_03 | 2034 |  |  | Electricity |  | Capacity-Intraconnection | FOM | 0 |  |  | Electricity Transmission Line | NY | NY |  | 0.57748 | 0
LCP_Inputs_ON_Diverse_2023_04_03 | 2034 |  |  | Hydrogen |  | Capacity-Intraconnection | FOM | 0 |  |  | H2 Pipeline - New | NY | NY |  | 0.57748 | 0
LCP_Inputs_ON_Diverse_2023_04_03 | 2034 |  |  | Hydrogen |  | Capacity-Intraconnection | FOM | 0 |  |  | H2 Pipeline - Repurposed | NY | NY |  | 0.57748 | 0
LCP_Inputs_ON_Diverse_2023_04_03 | 2034 |  |  | Methane |  | Capacity-Interconnection | FOM | 0 |  |  | CH4 Pipeline | ON | MI |  | 0.57748 | 0
LCP_Inputs_ON_Diverse_2023_04_03 | 2034 |  |  | Electricity |  | Capacity-Interconnection | FOM | 2821875 |  |  | Electricity Transmission Line | ON | MI |  | 0.57748 | 1629562.4993
LCP_Inputs_ON_Diverse_2023_04_03 | 2034 |  |  | Hydrogen |  | Capacity-Interconnection | FOM | 0 |  |  | H2 Pipeline - New | ON | MI |  | 0.57748 | 0
LCP_Inputs_ON_Diverse_2023_04_03 | 2034 |  |  | Hydrogen |  | Capacity-Interconnection | FOM | 0 |  |  | H2 Pipeline - Repurposed | ON | MI |  | 0.57748 | 0
LCP_Inputs_ON_Diverse_2023_04_03 | 2034 |  |  | Methane |  | Capacity-Interconnection | FOM | 0 |  |  | CH4 Pipeline | ON | NY |  | 0.57748 | 0
LCP_Inputs_ON_Diverse_2023_04_03 | 2034 |  |  | Electricity |  | Capacity-Interconnection | FOM | 2821875 |  |  | Electricity Transmission Line | ON | NY |  | 0.57748 | 1629562.4993
LCP_Inputs_ON_Diverse_2023_04_03 | 2034 |  |  | Hydrogen |  | Capacity-Interconnection | FOM | 0 |  |  | H2 Pipeline - New | ON | NY |  | 0.57748 | 0
LCP_Inputs_ON_Diverse_2023_04_03 | 2034 |  |  | Hydrogen |  | Capacity-Interconnection | FOM | 0 |  |  | H2 Pipeline - Repurposed | ON | NY |  | 0.57748 | 0
LCP_Inputs_ON_Diverse_2023_04_03 | 2034 |  |  | Methane |  | Capacity-Intraconnection | FOM | 0 |  |  | CH4 Pipeline | ON | ON |  | 0.57748 | 0
LCP_Inputs_ON_Diverse_2023_04_03 | 2034 |  |  | Electricity |  | Capacity-Intraconnection | FOM | 0 |  |  | Electricity Transmission Line | ON | ON |  | 0.57748 | 0
LCP_Inputs_ON_Diverse_2023_04_03 | 2034 |  |  | Hydrogen |  | Capacity-Intraconnection | FOM | 0 |  |  | H2 Pipeline - New | ON | ON |  | 0.57748 | 0
LCP_Inputs_ON_Diverse_2023_04_03 | 2034 |  |  | Hydrogen |  | Capacity-Intraconnection | FOM | 0 |  |  | H2 Pipeline - Repurposed | ON | ON |  | 0.57748 | 0
LCP_Inputs_ON_Diverse_2023_04_03 | 2034 |  |  | Methane |  | Capacity-Interconnection | FOM | 0 |  |  | CH4 Pipeline | ON | PJ |  | 0.57748 | 0
LCP_Inputs_ON_Diverse_2023_04_03 | 2034 |  |  | Electricity |  | Capacity-Interconnection | FOM | 0 |  |  | Electricity Transmission Line | ON | PJ |  | 0.57748 | 0
LCP_Inputs_ON_Diverse_2023_04_03 | 2034 |  |  | Hydrogen |  | Capacity-Interconnection | FOM | 0 |  |  | H2 Pipeline - New | ON | PJ |  | 0.57748 | 0
LCP_Inputs_ON_Diverse_2023_04_03 | 2034 |  |  | Hydrogen |  | Capacity-Interconnection | FOM | 0 |  |  | H2 Pipeline - Repurposed | ON | PJ |  | 0.57748 | 0
LCP_Inputs_ON_Diverse_2023_04_03 | 2034 |  |  | Methane |  | Capacity-Interconnection | FOM | 0 |  |  | CH4 Pipeline | ON | QC |  | 0.57748 | 0
LCP_Inputs_ON_Diverse_2023_04_03 | 2034 |  |  | Electricity |  | Capacity-Interconnection | FOM | 3950625 |  |  | Electricity Transmission Line | ON | QC |  | 0.57748 | 2281387.4991
LCP_Inputs_ON_Diverse_2023_04_03 | 2034 |  |  | Hydrogen |  | Capacity-Interconnection | FOM | 0 |  |  | H2 Pipeline - New | ON | QC |  | 0.57748 | 0
LCP_Inputs_ON_Diverse_2023_04_03 | 2034 |  |  | Hydrogen |  | Capacity-Interconnection | FOM | 0 |  |  | H2 Pipeline - Repurposed | ON | QC |  | 0.57748 | 0
LCP_Inputs_ON_Diverse_2023_04_03 | 2034 |  |  | Methane |  | Capacity-Interconnection | FOM | 0 |  |  | CH4 Pipeline | ON | WC |  | 0.57748 | 0
LCP_Inputs_ON_Diverse_2023_04_03 | 2034 |  |  | Electricity |  | Capacity-Interconnection | FOM | 11287500 |  |  | Electricity Transmission Line | ON | WC |  | 0.57748 | 6518249.9974
LCP_Inputs_ON_Diverse_2023_04_03 | 2034 |  |  | Hydrogen |  | Capacity-Interconnection | FOM | 0 |  |  | H2 Pipeline - New | ON | WC |  | 0.57748 | 0
LCP_Inputs_ON_Diverse_2023_04_03 | 2034 |  |  | Hydrogen |  | Capacity-Interconnection | FOM | 0 |  |  | H2 Pipeline - Repurposed | ON | WC |  | 0.57748 | 0
LCP_Inputs_ON_Diverse_2023_04_03 | 2034 |  |  | Methane |  | Capacity-Intraconnection | FOM | 0 |  |  | CH4 Pipeline | PJ | PJ |  | 0.57748 | 0
LCP_Inputs_ON_Diverse_2023_04_03 | 2034 |  |  | Electricity |  | Capacity-Intraconnection | FOM | 0 |  |  | Electricity Transmission Line | PJ | PJ |  | 0.57748 | 0
LCP_Inputs_ON_Diverse_2023_04_03 | 2034 |  |  | Hydrogen |  | Capacity-Intraconnection | FOM | 0 |  |  | H2 Pipeline - New | PJ | PJ |  | 0.57748 | 0
LCP_Inputs_ON_Diverse_2023_04_03 | 2034 |  |  | Hydrogen |  | Capacity-Intraconnection | FOM | 0 |  |  | H2 Pipeline - Repurposed | PJ | PJ |  | 0.57748 | 0
LCP_Inputs_ON_Diverse_2023_04_03 | 2034 |  |  | Electricity |  | Capacity-Interconnection | FOM | 7730255.281 |  |  | Electricity Transmission Line | QC | NY |  | 0.57748 | 4464029.8086
LCP_Inputs_ON_Diverse_2023_04_03 | 2034 |  |  | Methane |  | Capacity-Intraconnection | FOM | 0 |  |  | CH4 Pipeline | QC | QC |  | 0.57748 | 0
LCP_Inputs_ON_Diverse_2023_04_03 | 2034 |  |  | Electricity |  | Capacity-Intraconnection | FOM | 0 |  |  | Electricity Transmission Line | QC | QC |  | 0.57748 | 0
LCP_Inputs_ON_Diverse_2023_04_03 | 2034 |  |  | Hydrogen |  | Capacity-Intraconnection | FOM | 0 |  |  | H2 Pipeline - New | QC | QC |  | 0.57748 | 0
LCP_Inputs_ON_Diverse_2023_04_03 | 2034 |  |  | Hydrogen |  | Capacity-Intraconnection | FOM | 0 |  |  | H2 Pipeline - Repurposed | QC | QC |  | 0.57748 | 0
LCP_Inputs_ON_Diverse_2023_04_03 | 2034 |  |  | Electricity |  | Capacity-Interconnection | FOM | 634447.629 |  |  | Electricity Transmission Line | WC | MI |  | 0.57748 | 366377.6971
LCP_Inputs_ON_Diverse_2023_04_03 | 2034 |  |  | Methane |  | Capacity-Intraconnection | FOM | 0 |  |  | CH4 Pipeline | WC | WC |  | 0.57748 | 0
LCP_Inputs_ON_Diverse_2023_04_03 | 2034 |  |  | Electricity |  | Capacity-Intraconnection | FOM | 0 |  |  | Electricity Transmission Line | WC | WC |  | 0.57748 | 0
LCP_Inputs_ON_Diverse_2023_04_03 | 2034 |  |  | Hydrogen |  | Capacity-Intraconnection | FOM | 0 |  |  | H2 Pipeline - New | WC | WC |  | 0.57748 | 0
LCP_Inputs_ON_Diverse_2023_04_03 | 2034 |  |  | Hydrogen |  | Capacity-Intraconnection | FOM | 0 |  |  | H2 Pipeline - Repurposed | WC | WC |  | 0.57748 | 0
LCP_Inputs_ON_Diverse_2023_04_03 | 2035 |  |  | Methane |  | Capacity-Intraconnection | FOM | 0 |  |  | CH4 Pipeline | MI | MI |  | 0.55526 | 0
LCP_Inputs_ON_Diverse_2023_04_03 | 2035 |  |  | Electricity |  | Capacity-Intraconnection | FOM | 0 |  |  | Electricity Transmission Line | MI | MI |  | 0.55526 | 0
LCP_Inputs_ON_Diverse_2023_04_03 | 2035 |  |  | Hydrogen |  | Capacity-Intraconnection | FOM | 0 |  |  | H2 Pipeline - New | MI | MI |  | 0.55526 | 0
LCP_Inputs_ON_Diverse_2023_04_03 | 2035 |  |  | Hydrogen |  | Capacity-Intraconnection | FOM | 0 |  |  | H2 Pipeline - Repurposed | MI | MI |  | 0.55526 | 0
LCP_Inputs_ON_Diverse_2023_04_03 | 2035 |  |  | Methane |  | Capacity-Intraconnection | FOM | 0 |  |  | CH4 Pipeline | NY | NY |  | 0.55526 | 0
LCP_Inputs_ON_Diverse_2023_04_03 | 2035 |  |  | Electricity |  | Capacity-Intraconnection | FOM | 0 |  |  | Electricity Transmission Line | NY | NY |  | 0.55526 | 0
LCP_Inputs_ON_Diverse_2023_04_03 | 2035 |  |  | Hydrogen |  | Capacity-Intraconnection | FOM | 0 |  |  | H2 Pipeline - New | NY | NY |  | 0.55526 | 0
LCP_Inputs_ON_Diverse_2023_04_03 | 2035 |  |  | Hydrogen |  | Capacity-Intraconnection | FOM | 0 |  |  | H2 Pipeline - Repurposed | NY | NY |  | 0.55526 | 0
LCP_Inputs_ON_Diverse_2023_04_03 | 2035 |  |  | Methane |  | Capacity-Interconnection | FOM | 0 |  |  | CH4 Pipeline | ON | MI |  | 0.55526 | 0
LCP_Inputs_ON_Diverse_2023_04_03 | 2035 |  |  | Electricity |  | Capacity-Interconnection | FOM | 2821875 |  |  | Electricity Transmission Line | ON | MI |  | 0.55526 | 1566887.0186
LCP_Inputs_ON_Diverse_2023_04_03 | 2035 |  |  | Hydrogen |  | Capacity-Interconnection | FOM | 0 |  |  | H2 Pipeline - New | ON | MI |  | 0.55526 | 0
LCP_Inputs_ON_Diverse_2023_04_03 | 2035 |  |  | Hydrogen |  | Capacity-Interconnection | FOM | 0 |  |  | H2 Pipeline - Repurposed | ON | MI |  | 0.55526 | 0
LCP_Inputs_ON_Diverse_2023_04_03 | 2035 |  |  | Methane |  | Capacity-Interconnection | FOM | 0 |  |  | CH4 Pipeline | ON | NY |  | 0.55526 | 0
LCP_Inputs_ON_Diverse_2023_04_03 | 2035 |  |  | Electricity |  | Capacity-Interconnection | FOM | 2821875 |  |  | Electricity Transmission Line | ON | NY |  | 0.55526 | 1566887.0186
LCP_Inputs_ON_Diverse_2023_04_03 | 2035 |  |  | Hydrogen |  | Capacity-Interconnection | FOM | 0 |  |  | H2 Pipeline - New | ON | NY |  | 0.55526 | 0
LCP_Inputs_ON_Diverse_2023_04_03 | 2035 |  |  | Hydrogen |  | Capacity-Interconnection | FOM | 0 |  |  | H2 Pipeline - Repurposed | ON | NY |  | 0.55526 | 0
LCP_Inputs_ON_Diverse_2023_04_03 | 2035 |  |  | Methane |  | Capacity-Intraconnection | FOM | 0 |  |  | CH4 Pipeline | ON | ON |  | 0.55526 | 0
LCP_Inputs_ON_Diverse_2023_04_03 | 2035 |  |  | Electricity |  | Capacity-Intraconnection | FOM | 0 |  |  | Electricity Transmission Line | ON | ON |  | 0.55526 | 0
LCP_Inputs_ON_Diverse_2023_04_03 | 2035 |  |  | Hydrogen |  | Capacity-Intraconnection | FOM | 0 |  |  | H2 Pipeline - New | ON | ON |  | 0.55526 | 0
LCP_Inputs_ON_Diverse_2023_04_03 | 2035 |  |  | Hydrogen |  | Capacity-Intraconnection | FOM | 0 |  |  | H2 Pipeline - Repurposed | ON | ON |  | 0.55526 | 0
LCP_Inputs_ON_Diverse_2023_04_03 | 2035 |  |  | Methane |  | Capacity-Interconnection | FOM | 0 |  |  | CH4 Pipeline | ON | PJ |  | 0.55526 | 0
LCP_Inputs_ON_Diverse_2023_04_03 | 2035 |  |  | Electricity |  | Capacity-Interconnection | FOM | 0 |  |  | Electricity Transmission Line | ON | PJ |  | 0.55526 | 0
LCP_Inputs_ON_Diverse_2023_04_03 | 2035 |  |  | Hydrogen |  | Capacity-Interconnection | FOM | 0 |  |  | H2 Pipeline - New | ON | PJ |  | 0.55526 | 0
LCP_Inputs_ON_Diverse_2023_04_03 | 2035 |  |  | Hydrogen |  | Capacity-Interconnection | FOM | 0 |  |  | H2 Pipeline - Repurposed | ON | PJ |  | 0.55526 | 0
LCP_Inputs_ON_Diverse_2023_04_03 | 2035 |  |  | Methane |  | Capacity-Interconnection | FOM | 0 |  |  | CH4 Pipeline | ON | QC |  | 0.55526 | 0
LCP_Inputs_ON_Diverse_2023_04_03 | 2035 |  |  | Electricity |  | Capacity-Interconnection | FOM | 3950625 |  |  | Electricity Transmission Line | ON | QC |  | 0.55526 | 2193641.826
LCP_Inputs_ON_Diverse_2023_04_03 | 2035 |  |  | Hydrogen |  | Capacity-Interconnection | FOM | 0 |  |  | H2 Pipeline - New | ON | QC |  | 0.55526 | 0
LCP_Inputs_ON_Diverse_2023_04_03 | 2035 |  |  | Hydrogen |  | Capacity-Interconnection | FOM | 0 |  |  | H2 Pipeline - Repurposed | ON | QC |  | 0.55526 | 0
LCP_Inputs_ON_Diverse_2023_04_03 | 2035 |  |  | Methane |  | Capacity-Interconnection | FOM | 0 |  |  | CH4 Pipeline | ON | WC |  | 0.55526 | 0
LCP_Inputs_ON_Diverse_2023_04_03 | 2035 |  |  | Electricity |  | Capacity-Interconnection | FOM | 11287500 |  |  | Electricity Transmission Line | ON | WC |  | 0.55526 | 6267548.0744
LCP_Inputs_ON_Diverse_2023_04_03 | 2035 |  |  | Hydrogen |  | Capacity-Interconnection | FOM | 0 |  |  | H2 Pipeline - New | ON | WC |  | 0.55526 | 0
LCP_Inputs_ON_Diverse_2023_04_03 | 2035 |  |  | Hydrogen |  | Capacity-Interconnection | FOM | 0 |  |  | H2 Pipeline - Repurposed | ON | WC |  | 0.55526 | 0
LCP_Inputs_ON_Diverse_2023_04_03 | 2035 |  |  | Methane |  | Capacity-Intraconnection | FOM | 0 |  |  | CH4 Pipeline | PJ | PJ |  | 0.55526 | 0
LCP_Inputs_ON_Diverse_2023_04_03 | 2035 |  |  | Electricity |  | Capacity-Intraconnection | FOM | 0 |  |  | Electricity Transmission Line | PJ | PJ |  | 0.55526 | 0
LCP_Inputs_ON_Diverse_2023_04_03 | 2035 |  |  | Hydrogen |  | Capacity-Intraconnection | FOM | 0 |  |  | H2 Pipeline - New | PJ | PJ |  | 0.55526 | 0
LCP_Inputs_ON_Diverse_2023_04_03 | 2035 |  |  | Hydrogen |  | Capacity-Intraconnection | FOM | 0 |  |  | H2 Pipeline - Repurposed | PJ | PJ |  | 0.55526 | 0
LCP_Inputs_ON_Diverse_2023_04_03 | 2035 |  |  | Electricity |  | Capacity-Interconnection | FOM | 7730255.281 |  |  | Electricity Transmission Line | QC | NY |  | 0.55526 | 4292336.3544
LCP_Inputs_ON_Diverse_2023_04_03 | 2035 |  |  | Methane |  | Capacity-Intraconnection | FOM | 0 |  |  | CH4 Pipeline | QC | QC |  | 0.55526 | 0
LCP_Inputs_ON_Diverse_2023_04_03 | 2035 |  |  | Electricity |  | Capacity-Intraconnection | FOM | 0 |  |  | Electricity Transmission Line | QC | QC |  | 0.55526 | 0
LCP_Inputs_ON_Diverse_2023_04_03 | 2035 |  |  | Hydrogen |  | Capacity-Intraconnection | FOM | 0 |  |  | H2 Pipeline - New | QC | QC |  | 0.55526 | 0
LCP_Inputs_ON_Diverse_2023_04_03 | 2035 |  |  | Hydrogen |  | Capacity-Intraconnection | FOM | 0 |  |  | H2 Pipeline - Repurposed | QC | QC |  | 0.55526 | 0
LCP_Inputs_ON_Diverse_2023_04_03 | 2035 |  |  | Electricity |  | Capacity-Interconnection | FOM | 634447.629 |  |  | Electricity Transmission Line | WC | MI |  | 0.55526 | 352286.2472
LCP_Inputs_ON_Diverse_2023_04_03 | 2035 |  |  | Methane |  | Capacity-Intraconnection | FOM | 0 |  |  | CH4 Pipeline | WC | WC |  | 0.55526 | 0
LCP_Inputs_ON_Diverse_2023_04_03 | 2035 |  |  | Electricity |  | Capacity-Intraconnection | FOM | 0 |  |  | Electricity Transmission Line | WC | WC |  | 0.55526 | 0
LCP_Inputs_ON_Diverse_2023_04_03 | 2035 |  |  | Hydrogen |  | Capacity-Intraconnection | FOM | 0 |  |  | H2 Pipeline - New | WC | WC |  | 0.55526 | 0
LCP_Inputs_ON_Diverse_2023_04_03 | 2035 |  |  | Hydrogen |  | Capacity-Intraconnection | FOM | 0 |  |  | H2 Pipeline - Repurposed | WC | WC |  | 0.55526 | 0
LCP_Inputs_ON_Diverse_2023_04_03 | 2036 |  |  | Methane |  | Capacity-Intraconnection | FOM | 0 |  |  | CH4 Pipeline | MI | MI |  | 0.53391 | 0
LCP_Inputs_ON_Diverse_2023_04_03 | 2036 |  |  | Electricity |  | Capacity-Intraconnection | FOM | 0 |  |  | Electricity Transmission Line | MI | MI |  | 0.53391 | 0
LCP_Inputs_ON_Diverse_2023_04_03 | 2036 |  |  | Hydrogen |  | Capacity-Intraconnection | FOM | 0 |  |  | H2 Pipeline - New | MI | MI |  | 0.53391 | 0
LCP_Inputs_ON_Diverse_2023_04_03 | 2036 |  |  | Hydrogen |  | Capacity-Intraconnection | FOM | 0 |  |  | H2 Pipeline - Repurposed | MI | MI |  | 0.53391 | 0
LCP_Inputs_ON_Diverse_2023_04_03 | 2036 |  |  | Methane |  | Capacity-Intraconnection | FOM | 0 |  |  | CH4 Pipeline | NY | NY |  | 0.53391 | 0
LCP_Inputs_ON_Diverse_2023_04_03 | 2036 |  |  | Electricity |  | Capacity-Intraconnection | FOM | 0 |  |  | Electricity Transmission Line | NY | NY |  | 0.53391 | 0
LCP_Inputs_ON_Diverse_2023_04_03 | 2036 |  |  | Hydrogen |  | Capacity-Intraconnection | FOM | 0 |  |  | H2 Pipeline - New | NY | NY |  | 0.53391 | 0
LCP_Inputs_ON_Diverse_2023_04_03 | 2036 |  |  | Hydrogen |  | Capacity-Intraconnection | FOM | 0 |  |  | H2 Pipeline - Repurposed | NY | NY |  | 0.53391 | 0
LCP_Inputs_ON_Diverse_2023_04_03 | 2036 |  |  | Methane |  | Capacity-Interconnection | FOM | 0 |  |  | CH4 Pipeline | ON | MI |  | 0.53391 | 0
LCP_Inputs_ON_Diverse_2023_04_03 | 2036 |  |  | Electricity |  | Capacity-Interconnection | FOM | 2821875 |  |  | Electricity Transmission Line | ON | MI |  | 0.53391 | 1506622.1333
LCP_Inputs_ON_Diverse_2023_04_03 | 2036 |  |  | Hydrogen |  | Capacity-Interconnection | FOM | 0 |  |  | H2 Pipeline - New | ON | MI |  | 0.53391 | 0
LCP_Inputs_ON_Diverse_2023_04_03 | 2036 |  |  | Hydrogen |  | Capacity-Interconnection | FOM | 0 |  |  | H2 Pipeline - Repurposed | ON | MI |  | 0.53391 | 0
LCP_Inputs_ON_Diverse_2023_04_03 | 2036 |  |  | Methane |  | Capacity-Interconnection | FOM | 0 |  |  | CH4 Pipeline | ON | NY |  | 0.53391 | 0
LCP_Inputs_ON_Diverse_2023_04_03 | 2036 |  |  | Electricity |  | Capacity-Interconnection | FOM | 2821875 |  |  | Electricity Transmission Line | ON | NY |  | 0.53391 | 1506622.1333
LCP_Inputs_ON_Diverse_2023_04_03 | 2036 |  |  | Hydrogen |  | Capacity-Interconnection | FOM | 0 |  |  | H2 Pipeline - New | ON | NY |  | 0.53391 | 0
LCP_Inputs_ON_Diverse_2023_04_03 | 2036 |  |  | Hydrogen |  | Capacity-Interconnection | FOM | 0 |  |  | H2 Pipeline - Repurposed | ON | NY |  | 0.53391 | 0
LCP_Inputs_ON_Diverse_2023_04_03 | 2036 |  |  | Methane |  | Capacity-Intraconnection | FOM | 0 |  |  | CH4 Pipeline | ON | ON |  | 0.53391 | 0
LCP_Inputs_ON_Diverse_2023_04_03 | 2036 |  |  | Electricity |  | Capacity-Intraconnection | FOM | 0 |  |  | Electricity Transmission Line | ON | ON |  | 0.53391 | 0
LCP_Inputs_ON_Diverse_2023_04_03 | 2036 |  |  | Hydrogen |  | Capacity-Intraconnection | FOM | 0 |  |  | H2 Pipeline - New | ON | ON |  | 0.53391 | 0
LCP_Inputs_ON_Diverse_2023_04_03 | 2036 |  |  | Hydrogen |  | Capacity-Intraconnection | FOM | 0 |  |  | H2 Pipeline - Repurposed | ON | ON |  | 0.53391 | 0
LCP_Inputs_ON_Diverse_2023_04_03 | 2036 |  |  | Methane |  | Capacity-Interconnection | FOM | 0 |  |  | CH4 Pipeline | ON | PJ |  | 0.53391 | 0
LCP_Inputs_ON_Diverse_2023_04_03 | 2036 |  |  | Electricity |  | Capacity-Interconnection | FOM | 0 |  |  | Electricity Transmission Line | ON | PJ |  | 0.53391 | 0
LCP_Inputs_ON_Diverse_2023_04_03 | 2036 |  |  | Hydrogen |  | Capacity-Interconnection | FOM | 0 |  |  | H2 Pipeline - New | ON | PJ |  | 0.53391 | 0
LCP_Inputs_ON_Diverse_2023_04_03 | 2036 |  |  | Hydrogen |  | Capacity-Interconnection | FOM | 0 |  |  | H2 Pipeline - Repurposed | ON | PJ |  | 0.53391 | 0
LCP_Inputs_ON_Diverse_2023_04_03 | 2036 |  |  | Methane |  | Capacity-Interconnection | FOM | 0 |  |  | CH4 Pipeline | ON | QC |  | 0.53391 | 0
LCP_Inputs_ON_Diverse_2023_04_03 | 2036 |  |  | Electricity |  | Capacity-Interconnection | FOM | 3950625 |  |  | Electricity Transmission Line | ON | QC |  | 0.53391 | 2109270.9866
LCP_Inputs_ON_Diverse_2023_04_03 | 2036 |  |  | Hydrogen |  | Capacity-Interconnection | FOM | 0 |  |  | H2 Pipeline - New | ON | QC |  | 0.53391 | 0
LCP_Inputs_ON_Diverse_2023_04_03 | 2036 |  |  | Hydrogen |  | Capacity-Interconnection | FOM | 0 |  |  | H2 Pipeline - Repurposed | ON | QC |  | 0.53391 | 0
LCP_Inputs_ON_Diverse_2023_04_03 | 2036 |  |  | Methane |  | Capacity-Interconnection | FOM | 0 |  |  | CH4 Pipeline | ON | WC |  | 0.53391 | 0
LCP_Inputs_ON_Diverse_2023_04_03 | 2036 |  |  | Electricity |  | Capacity-Interconnection | FOM | 11287500 |  |  | Electricity Transmission Line | ON | WC |  | 0.53391 | 6026488.5331
LCP_Inputs_ON_Diverse_2023_04_03 | 2036 |  |  | Hydrogen |  | Capacity-Interconnection | FOM | 0 |  |  | H2 Pipeline - New | ON | WC |  | 0.53391 | 0
LCP_Inputs_ON_Diverse_2023_04_03 | 2036 |  |  | Hydrogen |  | Capacity-Interconnection | FOM | 0 |  |  | H2 Pipeline - Repurposed | ON | WC |  | 0.53391 | 0
LCP_Inputs_ON_Diverse_2023_04_03 | 2036 |  |  | Methane |  | Capacity-Intraconnection | FOM | 0 |  |  | CH4 Pipeline | PJ | PJ |  | 0.53391 | 0
LCP_Inputs_ON_Diverse_2023_04_03 | 2036 |  |  | Electricity |  | Capacity-Intraconnection | FOM | 0 |  |  | Electricity Transmission Line | PJ | PJ |  | 0.53391 | 0
LCP_Inputs_ON_Diverse_2023_04_03 | 2036 |  |  | Hydrogen |  | Capacity-Intraconnection | FOM | 0 |  |  | H2 Pipeline - New | PJ | PJ |  | 0.53391 | 0
LCP_Inputs_ON_Diverse_2023_04_03 | 2036 |  |  | Hydrogen |  | Capacity-Intraconnection | FOM | 0 |  |  | H2 Pipeline - Repurposed | PJ | PJ |  | 0.53391 | 0
LCP_Inputs_ON_Diverse_2023_04_03 | 2036 |  |  | Electricity |  | Capacity-Interconnection | FOM | 7730255.281 |  |  | Electricity Transmission Line | QC | NY |  | 0.53391 | 4127246.4947
LCP_Inputs_ON_Diverse_2023_04_03 | 2036 |  |  | Methane |  | Capacity-Intraconnection | FOM | 0 |  |  | CH4 Pipeline | QC | QC |  | 0.53391 | 0
LCP_Inputs_ON_Diverse_2023_04_03 | 2036 |  |  | Electricity |  | Capacity-Intraconnection | FOM | 0 |  |  | Electricity Transmission Line | QC | QC |  | 0.53391 | 0
LCP_Inputs_ON_Diverse_2023_04_03 | 2036 |  |  | Hydrogen |  | Capacity-Intraconnection | FOM | 0 |  |  | H2 Pipeline - New | QC | QC |  | 0.53391 | 0
LCP_Inputs_ON_Diverse_2023_04_03 | 2036 |  |  | Hydrogen |  | Capacity-Intraconnection | FOM | 0 |  |  | H2 Pipeline - Repurposed | QC | QC |  | 0.53391 | 0
LCP_Inputs_ON_Diverse_2023_04_03 | 2036 |  |  | Electricity |  | Capacity-Interconnection | FOM | 634447.629 |  |  | Electricity Transmission Line | WC | MI |  | 0.53391 | 338736.7762
LCP_Inputs_ON_Diverse_2023_04_03 | 2036 |  |  | Methane |  | Capacity-Intraconnection | FOM | 0 |  |  | CH4 Pipeline | WC | WC |  | 0.53391 | 0
LCP_Inputs_ON_Diverse_2023_04_03 | 2036 |  |  | Electricity |  | Capacity-Intraconnection | FOM | 0 |  |  | Electricity Transmission Line | WC | WC |  | 0.53391 | 0
LCP_Inputs_ON_Diverse_2023_04_03 | 2036 |  |  | Hydrogen |  | Capacity-Intraconnection | FOM | 0 |  |  | H2 Pipeline - New | WC | WC |  | 0.53391 | 0
LCP_Inputs_ON_Diverse_2023_04_03 | 2036 |  |  | Hydrogen |  | Capacity-Intraconnection | FOM | 0 |  |  | H2 Pipeline - Repurposed | WC | WC |  | 0.53391 | 0
LCP_Inputs_ON_Diverse_2023_04_03 | 2037 |  |  | Methane |  | Capacity-Intraconnection | FOM | 0 |  |  | CH4 Pipeline | MI | MI |  | 0.51337 | 0
LCP_Inputs_ON_Diverse_2023_04_03 | 2037 |  |  | Electricity |  | Capacity-Intraconnection | FOM | 0 |  |  | Electricity Transmission Line | MI | MI |  | 0.51337 | 0
LCP_Inputs_ON_Diverse_2023_04_03 | 2037 |  |  | Hydrogen |  | Capacity-Intraconnection | FOM | 0 |  |  | H2 Pipeline - New | MI | MI |  | 0.51337 | 0
LCP_Inputs_ON_Diverse_2023_04_03 | 2037 |  |  | Hydrogen |  | Capacity-Intraconnection | FOM | 0 |  |  | H2 Pipeline - Repurposed | MI | MI |  | 0.51337 | 0
LCP_Inputs_ON_Diverse_2023_04_03 | 2037 |  |  | Methane |  | Capacity-Intraconnection | FOM | 0 |  |  | CH4 Pipeline | NY | NY |  | 0.51337 | 0
LCP_Inputs_ON_Diverse_2023_04_03 | 2037 |  |  | Electricity |  | Capacity-Intraconnection | FOM | 0 |  |  | Electricity Transmission Line | NY | NY |  | 0.51337 | 0
LCP_Inputs_ON_Diverse_2023_04_03 | 2037 |  |  | Hydrogen |  | Capacity-Intraconnection | FOM | 0 |  |  | H2 Pipeline - New | NY | NY |  | 0.51337 | 0
LCP_Inputs_ON_Diverse_2023_04_03 | 2037 |  |  | Hydrogen |  | Capacity-Intraconnection | FOM | 0 |  |  | H2 Pipeline - Repurposed | NY | NY |  | 0.51337 | 0
LCP_Inputs_ON_Diverse_2023_04_03 | 2037 |  |  | Methane |  | Capacity-Interconnection | FOM | 0 |  |  | CH4 Pipeline | ON | MI |  | 0.51337 | 0
LCP_Inputs_ON_Diverse_2023_04_03 | 2037 |  |  | Electricity |  | Capacity-Interconnection | FOM | 2821875 |  |  | Electricity Transmission Line | ON | MI |  | 0.51337 | 1448675.1281
LCP_Inputs_ON_Diverse_2023_04_03 | 2037 |  |  | Hydrogen |  | Capacity-Interconnection | FOM | 0 |  |  | H2 Pipeline - New | ON | MI |  | 0.51337 | 0
LCP_Inputs_ON_Diverse_2023_04_03 | 2037 |  |  | Hydrogen |  | Capacity-Interconnection | FOM | 0 |  |  | H2 Pipeline - Repurposed | ON | MI |  | 0.51337 | 0
LCP_Inputs_ON_Diverse_2023_04_03 | 2037 |  |  | Methane |  | Capacity-Interconnection | FOM | 0 |  |  | CH4 Pipeline | ON | NY |  | 0.51337 | 0
LCP_Inputs_ON_Diverse_2023_04_03 | 2037 |  |  | Electricity |  | Capacity-Interconnection | FOM | 2821875 |  |  | Electricity Transmission Line | ON | NY |  | 0.51337 | 1448675.1281
LCP_Inputs_ON_Diverse_2023_04_03 | 2037 |  |  | Hydrogen |  | Capacity-Interconnection | FOM | 0 |  |  | H2 Pipeline - New | ON | NY |  | 0.51337 | 0
LCP_Inputs_ON_Diverse_2023_04_03 | 2037 |  |  | Hydrogen |  | Capacity-Interconnection | FOM | 0 |  |  | H2 Pipeline - Repurposed | ON | NY |  | 0.51337 | 0
LCP_Inputs_ON_Diverse_2023_04_03 | 2037 |  |  | Methane |  | Capacity-Intraconnection | FOM | 0 |  |  | CH4 Pipeline | ON | ON |  | 0.51337 | 0
LCP_Inputs_ON_Diverse_2023_04_03 | 2037 |  |  | Electricity |  | Capacity-Intraconnection | FOM | 0 |  |  | Electricity Transmission Line | ON | ON |  | 0.51337 | 0
LCP_Inputs_ON_Diverse_2023_04_03 | 2037 |  |  | Hydrogen |  | Capacity-Intraconnection | FOM | 0 |  |  | H2 Pipeline - New | ON | ON |  | 0.51337 | 0
LCP_Inputs_ON_Diverse_2023_04_03 | 2037 |  |  | Hydrogen |  | Capacity-Intraconnection | FOM | 0 |  |  | H2 Pipeline - Repurposed | ON | ON |  | 0.51337 | 0
LCP_Inputs_ON_Diverse_2023_04_03 | 2037 |  |  | Methane |  | Capacity-Interconnection | FOM | 0 |  |  | CH4 Pipeline | ON | PJ |  | 0.51337 | 0
LCP_Inputs_ON_Diverse_2023_04_03 | 2037 |  |  | Electricity |  | Capacity-Interconnection | FOM | 0 |  |  | Electricity Transmission Line | ON | PJ |  | 0.51337 | 0
LCP_Inputs_ON_Diverse_2023_04_03 | 2037 |  |  | Hydrogen |  | Capacity-Interconnection | FOM | 0 |  |  | H2 Pipeline - New | ON | PJ |  | 0.51337 | 0
LCP_Inputs_ON_Diverse_2023_04_03 | 2037 |  |  | Hydrogen |  | Capacity-Interconnection | FOM | 0 |  |  | H2 Pipeline - Repurposed | ON | PJ |  | 0.51337 | 0
LCP_Inputs_ON_Diverse_2023_04_03 | 2037 |  |  | Methane |  | Capacity-Interconnection | FOM | 0 |  |  | CH4 Pipeline | ON | QC |  | 0.51337 | 0
LCP_Inputs_ON_Diverse_2023_04_03 | 2037 |  |  | Electricity |  | Capacity-Interconnection | FOM | 3950625 |  |  | Electricity Transmission Line | ON | QC |  | 0.51337 | 2028145.1794
LCP_Inputs_ON_Diverse_2023_04_03 | 2037 |  |  | Hydrogen |  | Capacity-Interconnection | FOM | 0 |  |  | H2 Pipeline - New | ON | QC |  | 0.51337 | 0
LCP_Inputs_ON_Diverse_2023_04_03 | 2037 |  |  | Hydrogen |  | Capacity-Interconnection | FOM | 0 |  |  | H2 Pipeline - Repurposed | ON | QC |  | 0.51337 | 0
LCP_Inputs_ON_Diverse_2023_04_03 | 2037 |  |  | Methane |  | Capacity-Interconnection | FOM | 0 |  |  | CH4 Pipeline | ON | WC |  | 0.51337 | 0
LCP_Inputs_ON_Diverse_2023_04_03 | 2037 |  |  | Electricity |  | Capacity-Interconnection | FOM | 11287500 |  |  | Electricity Transmission Line | ON | WC |  | 0.51337 | 5794700.5126
LCP_Inputs_ON_Diverse_2023_04_03 | 2037 |  |  | Hydrogen |  | Capacity-Interconnection | FOM | 0 |  |  | H2 Pipeline - New | ON | WC |  | 0.51337 | 0
LCP_Inputs_ON_Diverse_2023_04_03 | 2037 |  |  | Hydrogen |  | Capacity-Interconnection | FOM | 0 |  |  | H2 Pipeline - Repurposed | ON | WC |  | 0.51337 | 0
LCP_Inputs_ON_Diverse_2023_04_03 | 2037 |  |  | Methane |  | Capacity-Intraconnection | FOM | 0 |  |  | CH4 Pipeline | PJ | PJ |  | 0.51337 | 0
LCP_Inputs_ON_Diverse_2023_04_03 | 2037 |  |  | Electricity |  | Capacity-Intraconnection | FOM | 0 |  |  | Electricity Transmission Line | PJ | PJ |  | 0.51337 | 0
LCP_Inputs_ON_Diverse_2023_04_03 | 2037 |  |  | Hydrogen |  | Capacity-Intraconnection | FOM | 0 |  |  | H2 Pipeline - New | PJ | PJ |  | 0.51337 | 0
LCP_Inputs_ON_Diverse_2023_04_03 | 2037 |  |  | Hydrogen |  | Capacity-Intraconnection | FOM | 0 |  |  | H2 Pipeline - Repurposed | PJ | PJ |  | 0.51337 | 0
LCP_Inputs_ON_Diverse_2023_04_03 | 2037 |  |  | Electricity |  | Capacity-Interconnection | FOM | 7730255.281 |  |  | Electricity Transmission Line | QC | NY |  | 0.51337 | 3968506.2449
LCP_Inputs_ON_Diverse_2023_04_03 | 2037 |  |  | Methane |  | Capacity-Intraconnection | FOM | 0 |  |  | CH4 Pipeline | QC | QC |  | 0.51337 | 0
LCP_Inputs_ON_Diverse_2023_04_03 | 2037 |  |  | Electricity |  | Capacity-Intraconnection | FOM | 0 |  |  | Electricity Transmission Line | QC | QC |  | 0.51337 | 0
LCP_Inputs_ON_Diverse_2023_04_03 | 2037 |  |  | Hydrogen |  | Capacity-Intraconnection | FOM | 0 |  |  | H2 Pipeline - New | QC | QC |  | 0.51337 | 0
LCP_Inputs_ON_Diverse_2023_04_03 | 2037 |  |  | Hydrogen |  | Capacity-Intraconnection | FOM | 0 |  |  | H2 Pipeline - Repurposed | QC | QC |  | 0.51337 | 0
LCP_Inputs_ON_Diverse_2023_04_03 | 2037 |  |  | Electricity |  | Capacity-Interconnection | FOM | 634447.629 |  |  | Electricity Transmission Line | WC | MI |  | 0.51337 | 325708.4386
LCP_Inputs_ON_Diverse_2023_04_03 | 2037 |  |  | Methane |  | Capacity-Intraconnection | FOM | 0 |  |  | CH4 Pipeline | WC | WC |  | 0.51337 | 0
LCP_Inputs_ON_Diverse_2023_04_03 | 2037 |  |  | Electricity |  | Capacity-Intraconnection | FOM | 0 |  |  | Electricity Transmission Line | WC | WC |  | 0.51337 | 0
LCP_Inputs_ON_Diverse_2023_04_03 | 2037 |  |  | Hydrogen |  | Capacity-Intraconnection | FOM | 0 |  |  | H2 Pipeline - New | WC | WC |  | 0.51337 | 0
LCP_Inputs_ON_Diverse_2023_04_03 | 2037 |  |  | Hydrogen |  | Capacity-Intraconnection | FOM | 0 |  |  | H2 Pipeline - Repurposed | WC | WC |  | 0.51337 | 0
LCP_Inputs_ON_Diverse_2023_04_03 | 2038 |  |  | Methane |  | Capacity-Intraconnection | FOM | 0 |  |  | CH4 Pipeline | MI | MI |  | 0.49363 | 0
LCP_Inputs_ON_Diverse_2023_04_03 | 2038 |  |  | Electricity |  | Capacity-Intraconnection | FOM | 0 |  |  | Electricity Transmission Line | MI | MI |  | 0.49363 | 0
LCP_Inputs_ON_Diverse_2023_04_03 | 2038 |  |  | Hydrogen |  | Capacity-Intraconnection | FOM | 0 |  |  | H2 Pipeline - New | MI | MI |  | 0.49363 | 0
LCP_Inputs_ON_Diverse_2023_04_03 | 2038 |  |  | Hydrogen |  | Capacity-Intraconnection | FOM | 0 |  |  | H2 Pipeline - Repurposed | MI | MI |  | 0.49363 | 0
LCP_Inputs_ON_Diverse_2023_04_03 | 2038 |  |  | Methane |  | Capacity-Intraconnection | FOM | 0 |  |  | CH4 Pipeline | NY | NY |  | 0.49363 | 0
LCP_Inputs_ON_Diverse_2023_04_03 | 2038 |  |  | Electricity |  | Capacity-Intraconnection | FOM | 0 |  |  | Electricity Transmission Line | NY | NY |  | 0.49363 | 0
LCP_Inputs_ON_Diverse_2023_04_03 | 2038 |  |  | Hydrogen |  | Capacity-Intraconnection | FOM | 0 |  |  | H2 Pipeline - New | NY | NY |  | 0.49363 | 0
LCP_Inputs_ON_Diverse_2023_04_03 | 2038 |  |  | Hydrogen |  | Capacity-Intraconnection | FOM | 0 |  |  | H2 Pipeline - Repurposed | NY | NY |  | 0.49363 | 0
LCP_Inputs_ON_Diverse_2023_04_03 | 2038 |  |  | Methane |  | Capacity-Interconnection | FOM | 0 |  |  | CH4 Pipeline | ON | MI |  | 0.49363 | 0
LCP_Inputs_ON_Diverse_2023_04_03 | 2038 |  |  | Electricity |  | Capacity-Interconnection | FOM | 2821875 |  |  | Electricity Transmission Line | ON | MI |  | 0.49363 | 1392956.854
LCP_Inputs_ON_Diverse_2023_04_03 | 2038 |  |  | Hydrogen |  | Capacity-Interconnection | FOM | 0 |  |  | H2 Pipeline - New | ON | MI |  | 0.49363 | 0
LCP_Inputs_ON_Diverse_2023_04_03 | 2038 |  |  | Hydrogen |  | Capacity-Interconnection | FOM | 0 |  |  | H2 Pipeline - Repurposed | ON | MI |  | 0.49363 | 0
LCP_Inputs_ON_Diverse_2023_04_03 | 2038 |  |  | Methane |  | Capacity-Interconnection | FOM | 0 |  |  | CH4 Pipeline | ON | NY |  | 0.49363 | 0
LCP_Inputs_ON_Diverse_2023_04_03 | 2038 |  |  | Electricity |  | Capacity-Interconnection | FOM | 2821875 |  |  | Electricity Transmission Line | ON | NY |  | 0.49363 | 1392956.854
LCP_Inputs_ON_Diverse_2023_04_03 | 2038 |  |  | Hydrogen |  | Capacity-Interconnection | FOM | 0 |  |  | H2 Pipeline - New | ON | NY |  | 0.49363 | 0
LCP_Inputs_ON_Diverse_2023_04_03 | 2038 |  |  | Hydrogen |  | Capacity-Interconnection | FOM | 0 |  |  | H2 Pipeline - Repurposed | ON | NY |  | 0.49363 | 0
LCP_Inputs_ON_Diverse_2023_04_03 | 2038 |  |  | Methane |  | Capacity-Intraconnection | FOM | 0 |  |  | CH4 Pipeline | ON | ON |  | 0.49363 | 0
LCP_Inputs_ON_Diverse_2023_04_03 | 2038 |  |  | Electricity |  | Capacity-Intraconnection | FOM | 0 |  |  | Electricity Transmission Line | ON | ON |  | 0.49363 | 0
LCP_Inputs_ON_Diverse_2023_04_03 | 2038 |  |  | Hydrogen |  | Capacity-Intraconnection | FOM | 0 |  |  | H2 Pipeline - New | ON | ON |  | 0.49363 | 0
LCP_Inputs_ON_Diverse_2023_04_03 | 2038 |  |  | Hydrogen |  | Capacity-Intraconnection | FOM | 0 |  |  | H2 Pipeline - Repurposed | ON | ON |  | 0.49363 | 0
LCP_Inputs_ON_Diverse_2023_04_03 | 2038 |  |  | Methane |  | Capacity-Interconnection | FOM | 0 |  |  | CH4 Pipeline | ON | PJ |  | 0.49363 | 0
LCP_Inputs_ON_Diverse_2023_04_03 | 2038 |  |  | Electricity |  | Capacity-Interconnection | FOM | 0 |  |  | Electricity Transmission Line | ON | PJ |  | 0.49363 | 0
LCP_Inputs_ON_Diverse_2023_04_03 | 2038 |  |  | Hydrogen |  | Capacity-Interconnection | FOM | 0 |  |  | H2 Pipeline - New | ON | PJ |  | 0.49363 | 0
LCP_Inputs_ON_Diverse_2023_04_03 | 2038 |  |  | Hydrogen |  | Capacity-Interconnection | FOM | 0 |  |  | H2 Pipeline - Repurposed | ON | PJ |  | 0.49363 | 0
LCP_Inputs_ON_Diverse_2023_04_03 | 2038 |  |  | Methane |  | Capacity-Interconnection | FOM | 0 |  |  | CH4 Pipeline | ON | QC |  | 0.49363 | 0
LCP_Inputs_ON_Diverse_2023_04_03 | 2038 |  |  | Electricity |  | Capacity-Interconnection | FOM | 3950625 |  |  | Electricity Transmission Line | ON | QC |  | 0.49363 | 1950139.5956
LCP_Inputs_ON_Diverse_2023_04_03 | 2038 |  |  | Hydrogen |  | Capacity-Interconnection | FOM | 0 |  |  | H2 Pipeline - New | ON | QC |  | 0.49363 | 0
LCP_Inputs_ON_Diverse_2023_04_03 | 2038 |  |  | Hydrogen |  | Capacity-Interconnection | FOM | 0 |  |  | H2 Pipeline - Repurposed | ON | QC |  | 0.49363 | 0
LCP_Inputs_ON_Diverse_2023_04_03 | 2038 |  |  | Methane |  | Capacity-Interconnection | FOM | 0 |  |  | CH4 Pipeline | ON | WC |  | 0.49363 | 0
LCP_Inputs_ON_Diverse_2023_04_03 | 2038 |  |  | Electricity |  | Capacity-Interconnection | FOM | 11287500 |  |  | Electricity Transmission Line | ON | WC |  | 0.49363 | 5571827.4159
LCP_Inputs_ON_Diverse_2023_04_03 | 2038 |  |  | Hydrogen |  | Capacity-Interconnection | FOM | 0 |  |  | H2 Pipeline - New | ON | WC |  | 0.49363 | 0
LCP_Inputs_ON_Diverse_2023_04_03 | 2038 |  |  | Hydrogen |  | Capacity-Interconnection | FOM | 0 |  |  | H2 Pipeline - Repurposed | ON | WC |  | 0.49363 | 0
LCP_Inputs_ON_Diverse_2023_04_03 | 2038 |  |  | Methane |  | Capacity-Intraconnection | FOM | 0 |  |  | CH4 Pipeline | PJ | PJ |  | 0.49363 | 0
LCP_Inputs_ON_Diverse_2023_04_03 | 2038 |  |  | Electricity |  | Capacity-Intraconnection | FOM | 0 |  |  | Electricity Transmission Line | PJ | PJ |  | 0.49363 | 0
LCP_Inputs_ON_Diverse_2023_04_03 | 2038 |  |  | Hydrogen |  | Capacity-Intraconnection | FOM | 0 |  |  | H2 Pipeline - New | PJ | PJ |  | 0.49363 | 0
LCP_Inputs_ON_Diverse_2023_04_03 | 2038 |  |  | Hydrogen |  | Capacity-Intraconnection | FOM | 0 |  |  | H2 Pipeline - Repurposed | PJ | PJ |  | 0.49363 | 0
LCP_Inputs_ON_Diverse_2023_04_03 | 2038 |  |  | Electricity |  | Capacity-Interconnection | FOM | 7730255.281 |  |  | Electricity Transmission Line | QC | NY |  | 0.49363 | 3815871.3893
LCP_Inputs_ON_Diverse_2023_04_03 | 2038 |  |  | Methane |  | Capacity-Intraconnection | FOM | 0 |  |  | CH4 Pipeline | QC | QC |  | 0.49363 | 0
LCP_Inputs_ON_Diverse_2023_04_03 | 2038 |  |  | Electricity |  | Capacity-Intraconnection | FOM | 0 |  |  | Electricity Transmission Line | QC | QC |  | 0.49363 | 0
LCP_Inputs_ON_Diverse_2023_04_03 | 2038 |  |  | Hydrogen |  | Capacity-Intraconnection | FOM | 0 |  |  | H2 Pipeline - New | QC | QC |  | 0.49363 | 0
LCP_Inputs_ON_Diverse_2023_04_03 | 2038 |  |  | Hydrogen |  | Capacity-Intraconnection | FOM | 0 |  |  | H2 Pipeline - Repurposed | QC | QC |  | 0.49363 | 0
LCP_Inputs_ON_Diverse_2023_04_03 | 2038 |  |  | Electricity |  | Capacity-Interconnection | FOM | 634447.629 |  |  | Electricity Transmission Line | WC | MI |  | 0.49363 | 313181.191
LCP_Inputs_ON_Diverse_2023_04_03 | 2038 |  |  | Methane |  | Capacity-Intraconnection | FOM | 0 |  |  | CH4 Pipeline | WC | WC |  | 0.49363 | 0
LCP_Inputs_ON_Diverse_2023_04_03 | 2038 |  |  | Electricity |  | Capacity-Intraconnection | FOM | 0 |  |  | Electricity Transmission Line | WC | WC |  | 0.49363 | 0
LCP_Inputs_ON_Diverse_2023_04_03 | 2038 |  |  | Hydrogen |  | Capacity-Intraconnection | FOM | 0 |  |  | H2 Pipeline - New | WC | WC |  | 0.49363 | 0
LCP_Inputs_ON_Diverse_2023_04_03 | 2038 |  |  | Hydrogen |  | Capacity-Intraconnection | FOM | 0 |  |  | H2 Pipeline - Repurposed | WC | WC |  | 0.49363 | 0
LCP_Inputs_ON_Diverse_2023_04_03 | 2039 |  |  | Methane |  | Capacity-Intraconnection | FOM | 0 |  |  | CH4 Pipeline | MI | MI |  | 0.47464 | 0
LCP_Inputs_ON_Diverse_2023_04_03 | 2039 |  |  | Electricity |  | Capacity-Intraconnection | FOM | 0 |  |  | Electricity Transmission Line | MI | MI |  | 0.47464 | 0
LCP_Inputs_ON_Diverse_2023_04_03 | 2039 |  |  | Hydrogen |  | Capacity-Intraconnection | FOM | 0 |  |  | H2 Pipeline - New | MI | MI |  | 0.47464 | 0
LCP_Inputs_ON_Diverse_2023_04_03 | 2039 |  |  | Hydrogen |  | Capacity-Intraconnection | FOM | 0 |  |  | H2 Pipeline - Repurposed | MI | MI |  | 0.47464 | 0
LCP_Inputs_ON_Diverse_2023_04_03 | 2039 |  |  | Methane |  | Capacity-Intraconnection | FOM | 0 |  |  | CH4 Pipeline | NY | NY |  | 0.47464 | 0
LCP_Inputs_ON_Diverse_2023_04_03 | 2039 |  |  | Electricity |  | Capacity-Intraconnection | FOM | 0 |  |  | Electricity Transmission Line | NY | NY |  | 0.47464 | 0
LCP_Inputs_ON_Diverse_2023_04_03 | 2039 |  |  | Hydrogen |  | Capacity-Intraconnection | FOM | 0 |  |  | H2 Pipeline - New | NY | NY |  | 0.47464 | 0
LCP_Inputs_ON_Diverse_2023_04_03 | 2039 |  |  | Hydrogen |  | Capacity-Intraconnection | FOM | 0 |  |  | H2 Pipeline - Repurposed | NY | NY |  | 0.47464 | 0
LCP_Inputs_ON_Diverse_2023_04_03 | 2039 |  |  | Methane |  | Capacity-Interconnection | FOM | 0 |  |  | CH4 Pipeline | ON | MI |  | 0.47464 | 0
LCP_Inputs_ON_Diverse_2023_04_03 | 2039 |  |  | Electricity |  | Capacity-Interconnection | FOM | 2821875 |  |  | Electricity Transmission Line | ON | MI |  | 0.47464 | 1339381.5904
LCP_Inputs_ON_Diverse_2023_04_03 | 2039 |  |  | Hydrogen |  | Capacity-Interconnection | FOM | 0 |  |  | H2 Pipeline - New | ON | MI |  | 0.47464 | 0
LCP_Inputs_ON_Diverse_2023_04_03 | 2039 |  |  | Hydrogen |  | Capacity-Interconnection | FOM | 0 |  |  | H2 Pipeline - Repurposed | ON | MI |  | 0.47464 | 0
LCP_Inputs_ON_Diverse_2023_04_03 | 2039 |  |  | Methane |  | Capacity-Interconnection | FOM | 0 |  |  | CH4 Pipeline | ON | NY |  | 0.47464 | 0
LCP_Inputs_ON_Diverse_2023_04_03 | 2039 |  |  | Electricity |  | Capacity-Interconnection | FOM | 2821875 |  |  | Electricity Transmission Line | ON | NY |  | 0.47464 | 1339381.5904
LCP_Inputs_ON_Diverse_2023_04_03 | 2039 |  |  | Hydrogen |  | Capacity-Interconnection | FOM | 0 |  |  | H2 Pipeline - New | ON | NY |  | 0.47464 | 0
LCP_Inputs_ON_Diverse_2023_04_03 | 2039 |  |  | Hydrogen |  | Capacity-Interconnection | FOM | 0 |  |  | H2 Pipeline - Repurposed | ON | NY |  | 0.47464 | 0
LCP_Inputs_ON_Diverse_2023_04_03 | 2039 |  |  | Methane |  | Capacity-Intraconnection | FOM | 0 |  |  | CH4 Pipeline | ON | ON |  | 0.47464 | 0
LCP_Inputs_ON_Diverse_2023_04_03 | 2039 |  |  | Electricity |  | Capacity-Intraconnection | FOM | 0 |  |  | Electricity Transmission Line | ON | ON |  | 0.47464 | 0
LCP_Inputs_ON_Diverse_2023_04_03 | 2039 |  |  | Hydrogen |  | Capacity-Intraconnection | FOM | 0 |  |  | H2 Pipeline - New | ON | ON |  | 0.47464 | 0
LCP_Inputs_ON_Diverse_2023_04_03 | 2039 |  |  | Hydrogen |  | Capacity-Intraconnection | FOM | 0 |  |  | H2 Pipeline - Repurposed | ON | ON |  | 0.47464 | 0
LCP_Inputs_ON_Diverse_2023_04_03 | 2039 |  |  | Methane |  | Capacity-Interconnection | FOM | 0 |  |  | CH4 Pipeline | ON | PJ |  | 0.47464 | 0
LCP_Inputs_ON_Diverse_2023_04_03 | 2039 |  |  | Electricity |  | Capacity-Interconnection | FOM | 0 |  |  | Electricity Transmission Line | ON | PJ |  | 0.47464 | 0
LCP_Inputs_ON_Diverse_2023_04_03 | 2039 |  |  | Hydrogen |  | Capacity-Interconnection | FOM | 0 |  |  | H2 Pipeline - New | ON | PJ |  | 0.47464 | 0
LCP_Inputs_ON_Diverse_2023_04_03 | 2039 |  |  | Hydrogen |  | Capacity-Interconnection | FOM | 0 |  |  | H2 Pipeline - Repurposed | ON | PJ |  | 0.47464 | 0
LCP_Inputs_ON_Diverse_2023_04_03 | 2039 |  |  | Methane |  | Capacity-Interconnection | FOM | 0 |  |  | CH4 Pipeline | ON | QC |  | 0.47464 | 0
LCP_Inputs_ON_Diverse_2023_04_03 | 2039 |  |  | Electricity |  | Capacity-Interconnection | FOM | 3950625 |  |  | Electricity Transmission Line | ON | QC |  | 0.47464 | 1875134.2265
LCP_Inputs_ON_Diverse_2023_04_03 | 2039 |  |  | Hydrogen |  | Capacity-Interconnection | FOM | 0 |  |  | H2 Pipeline - New | ON | QC |  | 0.47464 | 0
LCP_Inputs_ON_Diverse_2023_04_03 | 2039 |  |  | Hydrogen |  | Capacity-Interconnection | FOM | 0 |  |  | H2 Pipeline - Repurposed | ON | QC |  | 0.47464 | 0
LCP_Inputs_ON_Diverse_2023_04_03 | 2039 |  |  | Methane |  | Capacity-Interconnection | FOM | 0 |  |  | CH4 Pipeline | ON | WC |  | 0.47464 | 0
LCP_Inputs_ON_Diverse_2023_04_03 | 2039 |  |  | Electricity |  | Capacity-Interconnection | FOM | 11287500 |  |  | Electricity Transmission Line | ON | WC |  | 0.47464 | 5357526.3615
LCP_Inputs_ON_Diverse_2023_04_03 | 2039 |  |  | Hydrogen |  | Capacity-Interconnection | FOM | 0 |  |  | H2 Pipeline - New | ON | WC |  | 0.47464 | 0
LCP_Inputs_ON_Diverse_2023_04_03 | 2039 |  |  | Hydrogen |  | Capacity-Interconnection | FOM | 0 |  |  | H2 Pipeline - Repurposed | ON | WC |  | 0.47464 | 0
LCP_Inputs_ON_Diverse_2023_04_03 | 2039 |  |  | Methane |  | Capacity-Intraconnection | FOM | 0 |  |  | CH4 Pipeline | PJ | PJ |  | 0.47464 | 0
LCP_Inputs_ON_Diverse_2023_04_03 | 2039 |  |  | Electricity |  | Capacity-Intraconnection | FOM | 0 |  |  | Electricity Transmission Line | PJ | PJ |  | 0.47464 | 0
LCP_Inputs_ON_Diverse_2023_04_03 | 2039 |  |  | Hydrogen |  | Capacity-Intraconnection | FOM | 0 |  |  | H2 Pipeline - New | PJ | PJ |  | 0.47464 | 0
LCP_Inputs_ON_Diverse_2023_04_03 | 2039 |  |  | Hydrogen |  | Capacity-Intraconnection | FOM | 0 |  |  | H2 Pipeline - Repurposed | PJ | PJ |  | 0.47464 | 0
LCP_Inputs_ON_Diverse_2023_04_03 | 2039 |  |  | Electricity |  | Capacity-Interconnection | FOM | 7730255.281 |  |  | Electricity Transmission Line | QC | NY |  | 0.47464 | 3669107.1051
LCP_Inputs_ON_Diverse_2023_04_03 | 2039 |  |  | Methane |  | Capacity-Intraconnection | FOM | 0 |  |  | CH4 Pipeline | QC | QC |  | 0.47464 | 0
LCP_Inputs_ON_Diverse_2023_04_03 | 2039 |  |  | Electricity |  | Capacity-Intraconnection | FOM | 0 |  |  | Electricity Transmission Line | QC | QC |  | 0.47464 | 0
LCP_Inputs_ON_Diverse_2023_04_03 | 2039 |  |  | Hydrogen |  | Capacity-Intraconnection | FOM | 0 |  |  | H2 Pipeline - New | QC | QC |  | 0.47464 | 0
LCP_Inputs_ON_Diverse_2023_04_03 | 2039 |  |  | Hydrogen |  | Capacity-Intraconnection | FOM | 0 |  |  | H2 Pipeline - Repurposed | QC | QC |  | 0.47464 | 0
LCP_Inputs_ON_Diverse_2023_04_03 | 2039 |  |  | Electricity |  | Capacity-Interconnection | FOM | 634447.629 |  |  | Electricity Transmission Line | WC | MI |  | 0.47464 | 301135.7605
LCP_Inputs_ON_Diverse_2023_04_03 | 2039 |  |  | Methane |  | Capacity-Intraconnection | FOM | 0 |  |  | CH4 Pipeline | WC | WC |  | 0.47464 | 0
LCP_Inputs_ON_Diverse_2023_04_03 | 2039 |  |  | Electricity |  | Capacity-Intraconnection | FOM | 0 |  |  | Electricity Transmission Line | WC | WC |  | 0.47464 | 0
LCP_Inputs_ON_Diverse_2023_04_03 | 2039 |  |  | Hydrogen |  | Capacity-Intraconnection | FOM | 0 |  |  | H2 Pipeline - New | WC | WC |  | 0.47464 | 0
LCP_Inputs_ON_Diverse_2023_04_03 | 2039 |  |  | Hydrogen |  | Capacity-Intraconnection | FOM | 0 |  |  | H2 Pipeline - Repurposed | WC | WC |  | 0.47464 | 0
LCP_Inputs_ON_Diverse_2023_04_03 | 2040 |  |  | Methane |  | Capacity-Intraconnection | CONE | 0 |  |  | CH4 Pipeline | MI | MI |  | 0.45639 | 0
LCP_Inputs_ON_Diverse_2023_04_03 | 2040 |  |  | Methane |  | Capacity-Intraconnection | FOM | 0 |  |  | CH4 Pipeline | MI | MI |  | 0.45639 | 0
LCP_Inputs_ON_Diverse_2023_04_03 | 2040 |  |  | Electricity |  | Capacity-Intraconnection | CONE | 0 |  |  | Electricity Transmission Line | MI | MI |  | 0.45639 | 0
LCP_Inputs_ON_Diverse_2023_04_03 | 2040 |  |  | Electricity |  | Capacity-Intraconnection | FOM | 0 |  |  | Electricity Transmission Line | MI | MI |  | 0.45639 | 0
LCP_Inputs_ON_Diverse_2023_04_03 | 2040 |  |  | Hydrogen |  | Capacity-Intraconnection | CONE | 0 |  |  | H2 Pipeline - New | MI | MI |  | 0.45639 | 0
LCP_Inputs_ON_Diverse_2023_04_03 | 2040 |  |  | Hydrogen |  | Capacity-Intraconnection | FOM | 0 |  |  | H2 Pipeline - New | MI | MI |  | 0.45639 | 0
LCP_Inputs_ON_Diverse_2023_04_03 | 2040 |  |  | Hydrogen |  | Capacity-Intraconnection | CONE | 0 |  |  | H2 Pipeline - Repurposed | MI | MI |  | 0.45639 | 0
LCP_Inputs_ON_Diverse_2023_04_03 | 2040 |  |  | Hydrogen |  | Capacity-Intraconnection | FOM | 0 |  |  | H2 Pipeline - Repurposed | MI | MI |  | 0.45639 | 0
LCP_Inputs_ON_Diverse_2023_04_03 | 2040 |  |  | Methane |  | Capacity-Intraconnection | CONE | 0 |  |  | CH4 Pipeline | NY | NY |  | 0.45639 | 0
LCP_Inputs_ON_Diverse_2023_04_03 | 2040 |  |  | Methane |  | Capacity-Intraconnection | FOM | 0 |  |  | CH4 Pipeline | NY | NY |  | 0.45639 | 0
LCP_Inputs_ON_Diverse_2023_04_03 | 2040 |  |  | Electricity |  | Capacity-Intraconnection | CONE | 0 |  |  | Electricity Transmission Line | NY | NY |  | 0.45639 | 0
LCP_Inputs_ON_Diverse_2023_04_03 | 2040 |  |  | Electricity |  | Capacity-Intraconnection | FOM | 0 |  |  | Electricity Transmission Line | NY | NY |  | 0.45639 | 0
LCP_Inputs_ON_Diverse_2023_04_03 | 2040 |  |  | Hydrogen |  | Capacity-Intraconnection | CONE | 0 |  |  | H2 Pipeline - New | NY | NY |  | 0.45639 | 0
LCP_Inputs_ON_Diverse_2023_04_03 | 2040 |  |  | Hydrogen |  | Capacity-Intraconnection | FOM | 0 |  |  | H2 Pipeline - New | NY | NY |  | 0.45639 | 0
LCP_Inputs_ON_Diverse_2023_04_03 | 2040 |  |  | Hydrogen |  | Capacity-Intraconnection | CONE | 0 |  |  | H2 Pipeline - Repurposed | NY | NY |  | 0.45639 | 0
LCP_Inputs_ON_Diverse_2023_04_03 | 2040 |  |  | Hydrogen |  | Capacity-Intraconnection | FOM | 0 |  |  | H2 Pipeline - Repurposed | NY | NY |  | 0.45639 | 0
LCP_Inputs_ON_Diverse_2023_04_03 | 2040 |  |  | Methane |  | Capacity-Interconnection | CONE | 0 |  |  | CH4 Pipeline | ON | MI |  | 0.45639 | 0
LCP_Inputs_ON_Diverse_2023_04_03 | 2040 |  |  | Methane |  | Capacity-Interconnection | FOM | 0 |  |  | CH4 Pipeline | ON | MI |  | 0.45639 | 0
LCP_Inputs_ON_Diverse_2023_04_03 | 2040 |  |  | Electricity |  | Capacity-Interconnection | CONE | 44343750 |  |  | Electricity Transmission Line | ON | MI |  | 0.45639 | 20237908.6456
LCP_Inputs_ON_Diverse_2023_04_03 | 2040 |  |  | Electricity |  | Capacity-Interconnection | FOM | 5643750 |  |  | Electricity Transmission Line | ON | MI |  | 0.45639 | 2575733.8276
LCP_Inputs_ON_Diverse_2023_04_03 | 2040 |  |  | Hydrogen |  | Capacity-Interconnection | CONE | 0 |  |  | H2 Pipeline - New | ON | MI |  | 0.45639 | 0
LCP_Inputs_ON_Diverse_2023_04_03 | 2040 |  |  | Hydrogen |  | Capacity-Interconnection | FOM | 0 |  |  | H2 Pipeline - New | ON | MI |  | 0.45639 | 0
LCP_Inputs_ON_Diverse_2023_04_03 | 2040 |  |  | Hydrogen |  | Capacity-Interconnection | CONE | 0 |  |  | H2 Pipeline - Repurposed | ON | MI |  | 0.45639 | 0
LCP_Inputs_ON_Diverse_2023_04_03 | 2040 |  |  | Hydrogen |  | Capacity-Interconnection | FOM | 0 |  |  | H2 Pipeline - Repurposed | ON | MI |  | 0.45639 | 0
LCP_Inputs_ON_Diverse_2023_04_03 | 2040 |  |  | Methane |  | Capacity-Interconnection | CONE | 0 |  |  | CH4 Pipeline | ON | NY |  | 0.45639 | 0
LCP_Inputs_ON_Diverse_2023_04_03 | 2040 |  |  | Methane |  | Capacity-Interconnection | FOM | 0 |  |  | CH4 Pipeline | ON | NY |  | 0.45639 | 0
LCP_Inputs_ON_Diverse_2023_04_03 | 2040 |  |  | Electricity |  | Capacity-Interconnection | CONE | 44343750 |  |  | Electricity Transmission Line | ON | NY |  | 0.45639 | 20237908.6456
LCP_Inputs_ON_Diverse_2023_04_03 | 2040 |  |  | Electricity |  | Capacity-Interconnection | FOM | 5643750 |  |  | Electricity Transmission Line | ON | NY |  | 0.45639 | 2575733.8276
LCP_Inputs_ON_Diverse_2023_04_03 | 2040 |  |  | Hydrogen |  | Capacity-Interconnection | CONE | 0 |  |  | H2 Pipeline - New | ON | NY |  | 0.45639 | 0
LCP_Inputs_ON_Diverse_2023_04_03 | 2040 |  |  | Hydrogen |  | Capacity-Interconnection | FOM | 0 |  |  | H2 Pipeline - New | ON | NY |  | 0.45639 | 0
LCP_Inputs_ON_Diverse_2023_04_03 | 2040 |  |  | Hydrogen |  | Capacity-Interconnection | CONE | 0 |  |  | H2 Pipeline - Repurposed | ON | NY |  | 0.45639 | 0
LCP_Inputs_ON_Diverse_2023_04_03 | 2040 |  |  | Hydrogen |  | Capacity-Interconnection | FOM | 0 |  |  | H2 Pipeline - Repurposed | ON | NY |  | 0.45639 | 0
LCP_Inputs_ON_Diverse_2023_04_03 | 2040 |  |  | Methane |  | Capacity-Intraconnection | CONE | 0 |  |  | CH4 Pipeline | ON | ON |  | 0.45639 | 0
LCP_Inputs_ON_Diverse_2023_04_03 | 2040 |  |  | Methane |  | Capacity-Intraconnection | FOM | 0 |  |  | CH4 Pipeline | ON | ON |  | 0.45639 | 0
LCP_Inputs_ON_Diverse_2023_04_03 | 2040 |  |  | Electricity |  | Capacity-Intraconnection | CONE | 307777416.5568 |  |  | Electricity Transmission Line | ON | ON |  | 0.45639 | 140465595.2521
LCP_Inputs_ON_Diverse_2023_04_03 | 2040 |  |  | Electricity |  | Capacity-Intraconnection | FOM | 0 |  |  | Electricity Transmission Line | ON | ON |  | 0.45639 | 0
LCP_Inputs_ON_Diverse_2023_04_03 | 2040 |  |  | Hydrogen |  | Capacity-Intraconnection | CONE | 0 |  |  | H2 Pipeline - New | ON | ON |  | 0.45639 | 0
LCP_Inputs_ON_Diverse_2023_04_03 | 2040 |  |  | Hydrogen |  | Capacity-Intraconnection | FOM | 0 |  |  | H2 Pipeline - New | ON | ON |  | 0.45639 | 0
LCP_Inputs_ON_Diverse_2023_04_03 | 2040 |  |  | Hydrogen |  | Capacity-Intraconnection | CONE | 203691450.5117 |  |  | H2 Pipeline - Repurposed | ON | ON |  | 0.45639 | 92962119.0663
LCP_Inputs_ON_Diverse_2023_04_03 | 2040 |  |  | Hydrogen |  | Capacity-Intraconnection | FOM | 0 |  |  | H2 Pipeline - Repurposed | ON | ON |  | 0.45639 | 0
LCP_Inputs_ON_Diverse_2023_04_03 | 2040 |  |  | Methane |  | Capacity-Interconnection | CONE | 0 |  |  | CH4 Pipeline | ON | PJ |  | 0.45639 | 0
LCP_Inputs_ON_Diverse_2023_04_03 | 2040 |  |  | Methane |  | Capacity-Interconnection | FOM | 0 |  |  | CH4 Pipeline | ON | PJ |  | 0.45639 | 0
LCP_Inputs_ON_Diverse_2023_04_03 | 2040 |  |  | Electricity |  | Capacity-Interconnection | CONE | 17737500 |  |  | Electricity Transmission Line | ON | PJ |  | 0.45639 | 8095163.4582
LCP_Inputs_ON_Diverse_2023_04_03 | 2040 |  |  | Electricity |  | Capacity-Interconnection | FOM | 1128750 |  |  | Electricity Transmission Line | ON | PJ |  | 0.45639 | 515146.7655
LCP_Inputs_ON_Diverse_2023_04_03 | 2040 |  |  | Hydrogen |  | Capacity-Interconnection | CONE | 0 |  |  | H2 Pipeline - New | ON | PJ |  | 0.45639 | 0
LCP_Inputs_ON_Diverse_2023_04_03 | 2040 |  |  | Hydrogen |  | Capacity-Interconnection | FOM | 0 |  |  | H2 Pipeline - New | ON | PJ |  | 0.45639 | 0
LCP_Inputs_ON_Diverse_2023_04_03 | 2040 |  |  | Hydrogen |  | Capacity-Interconnection | CONE | 0 |  |  | H2 Pipeline - Repurposed | ON | PJ |  | 0.45639 | 0
LCP_Inputs_ON_Diverse_2023_04_03 | 2040 |  |  | Hydrogen |  | Capacity-Interconnection | FOM | 0 |  |  | H2 Pipeline - Repurposed | ON | PJ |  | 0.45639 | 0
LCP_Inputs_ON_Diverse_2023_04_03 | 2040 |  |  | Methane |  | Capacity-Interconnection | CONE | 0 |  |  | CH4 Pipeline | ON | QC |  | 0.45639 | 0
LCP_Inputs_ON_Diverse_2023_04_03 | 2040 |  |  | Methane |  | Capacity-Interconnection | FOM | 0 |  |  | CH4 Pipeline | ON | QC |  | 0.45639 | 0
LCP_Inputs_ON_Diverse_2023_04_03 | 2040 |  |  | Electricity |  | Capacity-Interconnection | CONE | 62081250 |  |  | Electricity Transmission Line | ON | QC |  | 0.45639 | 28333072.1039
LCP_Inputs_ON_Diverse_2023_04_03 | 2040 |  |  | Electricity |  | Capacity-Interconnection | FOM | 7901250 |  |  | Electricity Transmission Line | ON | QC |  | 0.45639 | 3606027.3587
LCP_Inputs_ON_Diverse_2023_04_03 | 2040 |  |  | Hydrogen |  | Capacity-Interconnection | CONE | 0 |  |  | H2 Pipeline - New | ON | QC |  | 0.45639 | 0
LCP_Inputs_ON_Diverse_2023_04_03 | 2040 |  |  | Hydrogen |  | Capacity-Interconnection | FOM | 0 |  |  | H2 Pipeline - New | ON | QC |  | 0.45639 | 0
LCP_Inputs_ON_Diverse_2023_04_03 | 2040 |  |  | Hydrogen |  | Capacity-Interconnection | CONE | 0 |  |  | H2 Pipeline - Repurposed | ON | QC |  | 0.45639 | 0
LCP_Inputs_ON_Diverse_2023_04_03 | 2040 |  |  | Hydrogen |  | Capacity-Interconnection | FOM | 0 |  |  | H2 Pipeline - Repurposed | ON | QC |  | 0.45639 | 0
LCP_Inputs_ON_Diverse_2023_04_03 | 2040 |  |  | Methane |  | Capacity-Interconnection | CONE | 0 |  |  | CH4 Pipeline | ON | WC |  | 0.45639 | 0
LCP_Inputs_ON_Diverse_2023_04_03 | 2040 |  |  | Methane |  | Capacity-Interconnection | FOM | 0 |  |  | CH4 Pipeline | ON | WC |  | 0.45639 | 0
LCP_Inputs_ON_Diverse_2023_04_03 | 2040 |  |  | Electricity |  | Capacity-Interconnection | CONE | 177375000 |  |  | Electricity Transmission Line | ON | WC |  | 0.45639 | 80951634.5825
LCP_Inputs_ON_Diverse_2023_04_03 | 2040 |  |  | Electricity |  | Capacity-Interconnection | FOM | 22575000 |  |  | Electricity Transmission Line | ON | WC |  | 0.45639 | 10302935.3105
LCP_Inputs_ON_Diverse_2023_04_03 | 2040 |  |  | Hydrogen |  | Capacity-Interconnection | CONE | 0 |  |  | H2 Pipeline - New | ON | WC |  | 0.45639 | 0
LCP_Inputs_ON_Diverse_2023_04_03 | 2040 |  |  | Hydrogen |  | Capacity-Interconnection | FOM | 0 |  |  | H2 Pipeline - New | ON | WC |  | 0.45639 | 0
LCP_Inputs_ON_Diverse_2023_04_03 | 2040 |  |  | Hydrogen |  | Capacity-Interconnection | CONE | 33282761.615 |  |  | H2 Pipeline - Repurposed | ON | WC |  | 0.45639 | 15189817.9346
LCP_Inputs_ON_Diverse_2023_04_03 | 2040 |  |  | Hydrogen |  | Capacity-Interconnection | FOM | 11766632.8942 |  |  | H2 Pipeline - Repurposed | ON | WC |  | 0.45639 | 5370137.6536
LCP_Inputs_ON_Diverse_2023_04_03 | 2040 |  |  | Methane |  | Capacity-Intraconnection | CONE | 0 |  |  | CH4 Pipeline | PJ | PJ |  | 0.45639 | 0
LCP_Inputs_ON_Diverse_2023_04_03 | 2040 |  |  | Methane |  | Capacity-Intraconnection | FOM | 0 |  |  | CH4 Pipeline | PJ | PJ |  | 0.45639 | 0
LCP_Inputs_ON_Diverse_2023_04_03 | 2040 |  |  | Electricity |  | Capacity-Intraconnection | CONE | 0 |  |  | Electricity Transmission Line | PJ | PJ |  | 0.45639 | 0
LCP_Inputs_ON_Diverse_2023_04_03 | 2040 |  |  | Electricity |  | Capacity-Intraconnection | FOM | 0 |  |  | Electricity Transmission Line | PJ | PJ |  | 0.45639 | 0
LCP_Inputs_ON_Diverse_2023_04_03 | 2040 |  |  | Hydrogen |  | Capacity-Intraconnection | CONE | 0 |  |  | H2 Pipeline - New | PJ | PJ |  | 0.45639 | 0
LCP_Inputs_ON_Diverse_2023_04_03 | 2040 |  |  | Hydrogen |  | Capacity-Intraconnection | FOM | 0 |  |  | H2 Pipeline - New | PJ | PJ |  | 0.45639 | 0
LCP_Inputs_ON_Diverse_2023_04_03 | 2040 |  |  | Hydrogen |  | Capacity-Intraconnection | CONE | 0 |  |  | H2 Pipeline - Repurposed | PJ | PJ |  | 0.45639 | 0
LCP_Inputs_ON_Diverse_2023_04_03 | 2040 |  |  | Hydrogen |  | Capacity-Intraconnection | FOM | 0 |  |  | H2 Pipeline - Repurposed | PJ | PJ |  | 0.45639 | 0
LCP_Inputs_ON_Diverse_2023_04_03 | 2040 |  |  | Electricity |  | Capacity-Interconnection | CONE | 163190046.3005 |  |  | Electricity Transmission Line | QC | NY |  | 0.45639 | 74477806.8815
LCP_Inputs_ON_Diverse_2023_04_03 | 2040 |  |  | Electricity |  | Capacity-Interconnection | FOM | 18115076.4092 |  |  | Electricity Transmission Line | QC | NY |  | 0.45639 | 8267484.4026
LCP_Inputs_ON_Diverse_2023_04_03 | 2040 |  |  | Methane |  | Capacity-Intraconnection | CONE | 0 |  |  | CH4 Pipeline | QC | QC |  | 0.45639 | 0
LCP_Inputs_ON_Diverse_2023_04_03 | 2040 |  |  | Methane |  | Capacity-Intraconnection | FOM | 0 |  |  | CH4 Pipeline | QC | QC |  | 0.45639 | 0
LCP_Inputs_ON_Diverse_2023_04_03 | 2040 |  |  | Electricity |  | Capacity-Intraconnection | CONE | 0 |  |  | Electricity Transmission Line | QC | QC |  | 0.45639 | 0
LCP_Inputs_ON_Diverse_2023_04_03 | 2040 |  |  | Electricity |  | Capacity-Intraconnection | FOM | 0 |  |  | Electricity Transmission Line | QC | QC |  | 0.45639 | 0
LCP_Inputs_ON_Diverse_2023_04_03 | 2040 |  |  | Hydrogen |  | Capacity-Intraconnection | CONE | 0 |  |  | H2 Pipeline - New | QC | QC |  | 0.45639 | 0
LCP_Inputs_ON_Diverse_2023_04_03 | 2040 |  |  | Hydrogen |  | Capacity-Intraconnection | FOM | 0 |  |  | H2 Pipeline - New | QC | QC |  | 0.45639 | 0
LCP_Inputs_ON_Diverse_2023_04_03 | 2040 |  |  | Hydrogen |  | Capacity-Intraconnection | CONE | 0 |  |  | H2 Pipeline - Repurposed | QC | QC |  | 0.45639 | 0
LCP_Inputs_ON_Diverse_2023_04_03 | 2040 |  |  | Hydrogen |  | Capacity-Intraconnection | FOM | 0 |  |  | H2 Pipeline - Repurposed | QC | QC |  | 0.45639 | 0
LCP_Inputs_ON_Diverse_2023_04_03 | 2040 |  |  | Electricity |  | Capacity-Interconnection | CONE | 42265146.5894 |  |  | Electricity Transmission Line | WC | MI |  | 0.45639 | 19289261.1827
LCP_Inputs_ON_Diverse_2023_04_03 | 2040 |  |  | Electricity |  | Capacity-Interconnection | FOM | 3324047.8665 |  |  | Electricity Transmission Line | WC | MI |  | 0.45639 | 1517052.0548
LCP_Inputs_ON_Diverse_2023_04_03 | 2040 |  |  | Methane |  | Capacity-Intraconnection | CONE | 0 |  |  | CH4 Pipeline | WC | WC |  | 0.45639 | 0
LCP_Inputs_ON_Diverse_2023_04_03 | 2040 |  |  | Methane |  | Capacity-Intraconnection | FOM | 0 |  |  | CH4 Pipeline | WC | WC |  | 0.45639 | 0
LCP_Inputs_ON_Diverse_2023_04_03 | 2040 |  |  | Electricity |  | Capacity-Intraconnection | CONE | 0 |  |  | Electricity Transmission Line | WC | WC |  | 0.45639 | 0
LCP_Inputs_ON_Diverse_2023_04_03 | 2040 |  |  | Electricity |  | Capacity-Intraconnection | FOM | 0 |  |  | Electricity Transmission Line | WC | WC |  | 0.45639 | 0
LCP_Inputs_ON_Diverse_2023_04_03 | 2040 |  |  | Hydrogen |  | Capacity-Intraconnection | CONE | 0 |  |  | H2 Pipeline - New | WC | WC |  | 0.45639 | 0
LCP_Inputs_ON_Diverse_2023_04_03 | 2040 |  |  | Hydrogen |  | Capacity-Intraconnection | FOM | 0 |  |  | H2 Pipeline - New | WC | WC |  | 0.45639 | 0
LCP_Inputs_ON_Diverse_2023_04_03 | 2040 |  |  | Hydrogen |  | Capacity-Intraconnection | CONE | 0 |  |  | H2 Pipeline - Repurposed | WC | WC |  | 0.45639 | 0
LCP_Inputs_ON_Diverse_2023_04_03 | 2040 |  |  | Hydrogen |  | Capacity-Intraconnection | FOM | 0 |  |  | H2 Pipeline - Repurposed | WC | WC |  | 0.45639 | 0
LCP_Inputs_ON_Diverse_2023_04_03 | 2041 |  |  | Methane |  | Capacity-Intraconnection | FOM | 0 |  |  | CH4 Pipeline | MI | MI |  | 0.43883 | 0
LCP_Inputs_ON_Diverse_2023_04_03 | 2041 |  |  | Electricity |  | Capacity-Intraconnection | FOM | 0 |  |  | Electricity Transmission Line | MI | MI |  | 0.43883 | 0
LCP_Inputs_ON_Diverse_2023_04_03 | 2041 |  |  | Hydrogen |  | Capacity-Intraconnection | FOM | 0 |  |  | H2 Pipeline - New | MI | MI |  | 0.43883 | 0
LCP_Inputs_ON_Diverse_2023_04_03 | 2041 |  |  | Hydrogen |  | Capacity-Intraconnection | FOM | 0 |  |  | H2 Pipeline - Repurposed | MI | MI |  | 0.43883 | 0
LCP_Inputs_ON_Diverse_2023_04_03 | 2041 |  |  | Methane |  | Capacity-Intraconnection | FOM | 0 |  |  | CH4 Pipeline | NY | NY |  | 0.43883 | 0
LCP_Inputs_ON_Diverse_2023_04_03 | 2041 |  |  | Electricity |  | Capacity-Intraconnection | FOM | 0 |  |  | Electricity Transmission Line | NY | NY |  | 0.43883 | 0
LCP_Inputs_ON_Diverse_2023_04_03 | 2041 |  |  | Hydrogen |  | Capacity-Intraconnection | FOM | 0 |  |  | H2 Pipeline - New | NY | NY |  | 0.43883 | 0
LCP_Inputs_ON_Diverse_2023_04_03 | 2041 |  |  | Hydrogen |  | Capacity-Intraconnection | FOM | 0 |  |  | H2 Pipeline - Repurposed | NY | NY |  | 0.43883 | 0
LCP_Inputs_ON_Diverse_2023_04_03 | 2041 |  |  | Methane |  | Capacity-Interconnection | FOM | 0 |  |  | CH4 Pipeline | ON | MI |  | 0.43883 | 0
LCP_Inputs_ON_Diverse_2023_04_03 | 2041 |  |  | Electricity |  | Capacity-Interconnection | FOM | 5643750 |  |  | Electricity Transmission Line | ON | MI |  | 0.43883 | 2476667.1419
LCP_Inputs_ON_Diverse_2023_04_03 | 2041 |  |  | Hydrogen |  | Capacity-Interconnection | FOM | 0 |  |  | H2 Pipeline - New | ON | MI |  | 0.43883 | 0
LCP_Inputs_ON_Diverse_2023_04_03 | 2041 |  |  | Hydrogen |  | Capacity-Interconnection | FOM | 0 |  |  | H2 Pipeline - Repurposed | ON | MI |  | 0.43883 | 0
LCP_Inputs_ON_Diverse_2023_04_03 | 2041 |  |  | Methane |  | Capacity-Interconnection | FOM | 0 |  |  | CH4 Pipeline | ON | NY |  | 0.43883 | 0
LCP_Inputs_ON_Diverse_2023_04_03 | 2041 |  |  | Electricity |  | Capacity-Interconnection | FOM | 5643750 |  |  | Electricity Transmission Line | ON | NY |  | 0.43883 | 2476667.1419
LCP_Inputs_ON_Diverse_2023_04_03 | 2041 |  |  | Hydrogen |  | Capacity-Interconnection | FOM | 0 |  |  | H2 Pipeline - New | ON | NY |  | 0.43883 | 0
LCP_Inputs_ON_Diverse_2023_04_03 | 2041 |  |  | Hydrogen |  | Capacity-Interconnection | FOM | 0 |  |  | H2 Pipeline - Repurposed | ON | NY |  | 0.43883 | 0
LCP_Inputs_ON_Diverse_2023_04_03 | 2041 |  |  | Methane |  | Capacity-Intraconnection | FOM | 0 |  |  | CH4 Pipeline | ON | ON |  | 0.43883 | 0
LCP_Inputs_ON_Diverse_2023_04_03 | 2041 |  |  | Electricity |  | Capacity-Intraconnection | FOM | 0 |  |  | Electricity Transmission Line | ON | ON |  | 0.43883 | 0
LCP_Inputs_ON_Diverse_2023_04_03 | 2041 |  |  | Hydrogen |  | Capacity-Intraconnection | FOM | 0 |  |  | H2 Pipeline - New | ON | ON |  | 0.43883 | 0
LCP_Inputs_ON_Diverse_2023_04_03 | 2041 |  |  | Hydrogen |  | Capacity-Intraconnection | FOM | 0 |  |  | H2 Pipeline - Repurposed | ON | ON |  | 0.43883 | 0
LCP_Inputs_ON_Diverse_2023_04_03 | 2041 |  |  | Methane |  | Capacity-Interconnection | FOM | 0 |  |  | CH4 Pipeline | ON | PJ |  | 0.43883 | 0
LCP_Inputs_ON_Diverse_2023_04_03 | 2041 |  |  | Electricity |  | Capacity-Interconnection | FOM | 1128750 |  |  | Electricity Transmission Line | ON | PJ |  | 0.43883 | 495333.4284
LCP_Inputs_ON_Diverse_2023_04_03 | 2041 |  |  | Hydrogen |  | Capacity-Interconnection | FOM | 0 |  |  | H2 Pipeline - New | ON | PJ |  | 0.43883 | 0
LCP_Inputs_ON_Diverse_2023_04_03 | 2041 |  |  | Hydrogen |  | Capacity-Interconnection | FOM | 0 |  |  | H2 Pipeline - Repurposed | ON | PJ |  | 0.43883 | 0
LCP_Inputs_ON_Diverse_2023_04_03 | 2041 |  |  | Methane |  | Capacity-Interconnection | FOM | 0 |  |  | CH4 Pipeline | ON | QC |  | 0.43883 | 0
LCP_Inputs_ON_Diverse_2023_04_03 | 2041 |  |  | Electricity |  | Capacity-Interconnection | FOM | 7901250 |  |  | Electricity Transmission Line | ON | QC |  | 0.43883 | 3467333.9987
LCP_Inputs_ON_Diverse_2023_04_03 | 2041 |  |  | Hydrogen |  | Capacity-Interconnection | FOM | 0 |  |  | H2 Pipeline - New | ON | QC |  | 0.43883 | 0
LCP_Inputs_ON_Diverse_2023_04_03 | 2041 |  |  | Hydrogen |  | Capacity-Interconnection | FOM | 0 |  |  | H2 Pipeline - Repurposed | ON | QC |  | 0.43883 | 0
LCP_Inputs_ON_Diverse_2023_04_03 | 2041 |  |  | Methane |  | Capacity-Interconnection | FOM | 0 |  |  | CH4 Pipeline | ON | WC |  | 0.43883 | 0
LCP_Inputs_ON_Diverse_2023_04_03 | 2041 |  |  | Electricity |  | Capacity-Interconnection | FOM | 22575000 |  |  | Electricity Transmission Line | ON | WC |  | 0.43883 | 9906668.5678
LCP_Inputs_ON_Diverse_2023_04_03 | 2041 |  |  | Hydrogen |  | Capacity-Interconnection | FOM | 0 |  |  | H2 Pipeline - New | ON | WC |  | 0.43883 | 0
LCP_Inputs_ON_Diverse_2023_04_03 | 2041 |  |  | Hydrogen |  | Capacity-Interconnection | FOM | 11766632.8942 |  |  | H2 Pipeline - Repurposed | ON | WC |  | 0.43883 | 5163593.8977
LCP_Inputs_ON_Diverse_2023_04_03 | 2041 |  |  | Methane |  | Capacity-Intraconnection | FOM | 0 |  |  | CH4 Pipeline | PJ | PJ |  | 0.43883 | 0
LCP_Inputs_ON_Diverse_2023_04_03 | 2041 |  |  | Electricity |  | Capacity-Intraconnection | FOM | 0 |  |  | Electricity Transmission Line | PJ | PJ |  | 0.43883 | 0
LCP_Inputs_ON_Diverse_2023_04_03 | 2041 |  |  | Hydrogen |  | Capacity-Intraconnection | FOM | 0 |  |  | H2 Pipeline - New | PJ | PJ |  | 0.43883 | 0
LCP_Inputs_ON_Diverse_2023_04_03 | 2041 |  |  | Hydrogen |  | Capacity-Intraconnection | FOM | 0 |  |  | H2 Pipeline - Repurposed | PJ | PJ |  | 0.43883 | 0
LCP_Inputs_ON_Diverse_2023_04_03 | 2041 |  |  | Electricity |  | Capacity-Interconnection | FOM | 18115076.4092 |  |  | Electricity Transmission Line | QC | NY |  | 0.43883 | 7949504.2333
LCP_Inputs_ON_Diverse_2023_04_03 | 2041 |  |  | Methane |  | Capacity-Intraconnection | FOM | 0 |  |  | CH4 Pipeline | QC | QC |  | 0.43883 | 0
LCP_Inputs_ON_Diverse_2023_04_03 | 2041 |  |  | Electricity |  | Capacity-Intraconnection | FOM | 0 |  |  | Electricity Transmission Line | QC | QC |  | 0.43883 | 0
LCP_Inputs_ON_Diverse_2023_04_03 | 2041 |  |  | Hydrogen |  | Capacity-Intraconnection | FOM | 0 |  |  | H2 Pipeline - New | QC | QC |  | 0.43883 | 0
LCP_Inputs_ON_Diverse_2023_04_03 | 2041 |  |  | Hydrogen |  | Capacity-Intraconnection | FOM | 0 |  |  | H2 Pipeline - Repurposed | QC | QC |  | 0.43883 | 0
LCP_Inputs_ON_Diverse_2023_04_03 | 2041 |  |  | Electricity |  | Capacity-Interconnection | FOM | 3324047.8665 |  |  | Electricity Transmission Line | WC | MI |  | 0.43883 | 1458703.8989
LCP_Inputs_ON_Diverse_2023_04_03 | 2041 |  |  | Methane |  | Capacity-Intraconnection | FOM | 0 |  |  | CH4 Pipeline | WC | WC |  | 0.43883 | 0
LCP_Inputs_ON_Diverse_2023_04_03 | 2041 |  |  | Electricity |  | Capacity-Intraconnection | FOM | 0 |  |  | Electricity Transmission Line | WC | WC |  | 0.43883 | 0
LCP_Inputs_ON_Diverse_2023_04_03 | 2041 |  |  | Hydrogen |  | Capacity-Intraconnection | FOM | 0 |  |  | H2 Pipeline - New | WC | WC |  | 0.43883 | 0
LCP_Inputs_ON_Diverse_2023_04_03 | 2041 |  |  | Hydrogen |  | Capacity-Intraconnection | FOM | 0 |  |  | H2 Pipeline - Repurposed | WC | WC |  | 0.43883 | 0
LCP_Inputs_ON_Diverse_2023_04_03 | 2042 |  |  | Methane |  | Capacity-Intraconnection | FOM | 0 |  |  | CH4 Pipeline | MI | MI |  | 0.42196 | 0
LCP_Inputs_ON_Diverse_2023_04_03 | 2042 |  |  | Electricity |  | Capacity-Intraconnection | FOM | 0 |  |  | Electricity Transmission Line | MI | MI |  | 0.42196 | 0
LCP_Inputs_ON_Diverse_2023_04_03 | 2042 |  |  | Hydrogen |  | Capacity-Intraconnection | FOM | 0 |  |  | H2 Pipeline - New | MI | MI |  | 0.42196 | 0
LCP_Inputs_ON_Diverse_2023_04_03 | 2042 |  |  | Hydrogen |  | Capacity-Intraconnection | FOM | 0 |  |  | H2 Pipeline - Repurposed | MI | MI |  | 0.42196 | 0
LCP_Inputs_ON_Diverse_2023_04_03 | 2042 |  |  | Methane |  | Capacity-Intraconnection | FOM | 0 |  |  | CH4 Pipeline | NY | NY |  | 0.42196 | 0
LCP_Inputs_ON_Diverse_2023_04_03 | 2042 |  |  | Electricity |  | Capacity-Intraconnection | FOM | 0 |  |  | Electricity Transmission Line | NY | NY |  | 0.42196 | 0
LCP_Inputs_ON_Diverse_2023_04_03 | 2042 |  |  | Hydrogen |  | Capacity-Intraconnection | FOM | 0 |  |  | H2 Pipeline - New | NY | NY |  | 0.42196 | 0
LCP_Inputs_ON_Diverse_2023_04_03 | 2042 |  |  | Hydrogen |  | Capacity-Intraconnection | FOM | 0 |  |  | H2 Pipeline - Repurposed | NY | NY |  | 0.42196 | 0
LCP_Inputs_ON_Diverse_2023_04_03 | 2042 |  |  | Methane |  | Capacity-Interconnection | FOM | 0 |  |  | CH4 Pipeline | ON | MI |  | 0.42196 | 0
LCP_Inputs_ON_Diverse_2023_04_03 | 2042 |  |  | Electricity |  | Capacity-Interconnection | FOM | 5643750 |  |  | Electricity Transmission Line | ON | MI |  | 0.42196 | 2381410.7134
LCP_Inputs_ON_Diverse_2023_04_03 | 2042 |  |  | Hydrogen |  | Capacity-Interconnection | FOM | 0 |  |  | H2 Pipeline - New | ON | MI |  | 0.42196 | 0
LCP_Inputs_ON_Diverse_2023_04_03 | 2042 |  |  | Hydrogen |  | Capacity-Interconnection | FOM | 0 |  |  | H2 Pipeline - Repurposed | ON | MI |  | 0.42196 | 0
LCP_Inputs_ON_Diverse_2023_04_03 | 2042 |  |  | Methane |  | Capacity-Interconnection | FOM | 0 |  |  | CH4 Pipeline | ON | NY |  | 0.42196 | 0
LCP_Inputs_ON_Diverse_2023_04_03 | 2042 |  |  | Electricity |  | Capacity-Interconnection | FOM | 5643750 |  |  | Electricity Transmission Line | ON | NY |  | 0.42196 | 2381410.7134
LCP_Inputs_ON_Diverse_2023_04_03 | 2042 |  |  | Hydrogen |  | Capacity-Interconnection | FOM | 0 |  |  | H2 Pipeline - New | ON | NY |  | 0.42196 | 0
LCP_Inputs_ON_Diverse_2023_04_03 | 2042 |  |  | Hydrogen |  | Capacity-Interconnection | FOM | 0 |  |  | H2 Pipeline - Repurposed | ON | NY |  | 0.42196 | 0
LCP_Inputs_ON_Diverse_2023_04_03 | 2042 |  |  | Methane |  | Capacity-Intraconnection | FOM | 0 |  |  | CH4 Pipeline | ON | ON |  | 0.42196 | 0
LCP_Inputs_ON_Diverse_2023_04_03 | 2042 |  |  | Electricity |  | Capacity-Intraconnection | FOM | 0 |  |  | Electricity Transmission Line | ON | ON |  | 0.42196 | 0
LCP_Inputs_ON_Diverse_2023_04_03 | 2042 |  |  | Hydrogen |  | Capacity-Intraconnection | FOM | 0 |  |  | H2 Pipeline - New | ON | ON |  | 0.42196 | 0
LCP_Inputs_ON_Diverse_2023_04_03 | 2042 |  |  | Hydrogen |  | Capacity-Intraconnection | FOM | 0 |  |  | H2 Pipeline - Repurposed | ON | ON |  | 0.42196 | 0
LCP_Inputs_ON_Diverse_2023_04_03 | 2042 |  |  | Methane |  | Capacity-Interconnection | FOM | 0 |  |  | CH4 Pipeline | ON | PJ |  | 0.42196 | 0
LCP_Inputs_ON_Diverse_2023_04_03 | 2042 |  |  | Electricity |  | Capacity-Interconnection | FOM | 1128750 |  |  | Electricity Transmission Line | ON | PJ |  | 0.42196 | 476282.1427
LCP_Inputs_ON_Diverse_2023_04_03 | 2042 |  |  | Hydrogen |  | Capacity-Interconnection | FOM | 0 |  |  | H2 Pipeline - New | ON | PJ |  | 0.42196 | 0
LCP_Inputs_ON_Diverse_2023_04_03 | 2042 |  |  | Hydrogen |  | Capacity-Interconnection | FOM | 0 |  |  | H2 Pipeline - Repurposed | ON | PJ |  | 0.42196 | 0
LCP_Inputs_ON_Diverse_2023_04_03 | 2042 |  |  | Methane |  | Capacity-Interconnection | FOM | 0 |  |  | CH4 Pipeline | ON | QC |  | 0.42196 | 0
LCP_Inputs_ON_Diverse_2023_04_03 | 2042 |  |  | Electricity |  | Capacity-Interconnection | FOM | 7901250 |  |  | Electricity Transmission Line | ON | QC |  | 0.42196 | 3333974.9988
LCP_Inputs_ON_Diverse_2023_04_03 | 2042 |  |  | Hydrogen |  | Capacity-Interconnection | FOM | 0 |  |  | H2 Pipeline - New | ON | QC |  | 0.42196 | 0
LCP_Inputs_ON_Diverse_2023_04_03 | 2042 |  |  | Hydrogen |  | Capacity-Interconnection | FOM | 0 |  |  | H2 Pipeline - Repurposed | ON | QC |  | 0.42196 | 0
LCP_Inputs_ON_Diverse_2023_04_03 | 2042 |  |  | Methane |  | Capacity-Interconnection | FOM | 0 |  |  | CH4 Pipeline | ON | WC |  | 0.42196 | 0
LCP_Inputs_ON_Diverse_2023_04_03 | 2042 |  |  | Electricity |  | Capacity-Interconnection | FOM | 22575000 |  |  | Electricity Transmission Line | ON | WC |  | 0.42196 | 9525642.8536
LCP_Inputs_ON_Diverse_2023_04_03 | 2042 |  |  | Hydrogen |  | Capacity-Interconnection | FOM | 0 |  |  | H2 Pipeline - New | ON | WC |  | 0.42196 | 0
LCP_Inputs_ON_Diverse_2023_04_03 | 2042 |  |  | Hydrogen |  | Capacity-Interconnection | FOM | 11766632.8942 |  |  | H2 Pipeline - Repurposed | ON | WC |  | 0.42196 | 4964994.1324
LCP_Inputs_ON_Diverse_2023_04_03 | 2042 |  |  | Methane |  | Capacity-Intraconnection | FOM | 0 |  |  | CH4 Pipeline | PJ | PJ |  | 0.42196 | 0
LCP_Inputs_ON_Diverse_2023_04_03 | 2042 |  |  | Electricity |  | Capacity-Intraconnection | FOM | 0 |  |  | Electricity Transmission Line | PJ | PJ |  | 0.42196 | 0
LCP_Inputs_ON_Diverse_2023_04_03 | 2042 |  |  | Hydrogen |  | Capacity-Intraconnection | FOM | 0 |  |  | H2 Pipeline - New | PJ | PJ |  | 0.42196 | 0
LCP_Inputs_ON_Diverse_2023_04_03 | 2042 |  |  | Hydrogen |  | Capacity-Intraconnection | FOM | 0 |  |  | H2 Pipeline - Repurposed | PJ | PJ |  | 0.42196 | 0
LCP_Inputs_ON_Diverse_2023_04_03 | 2042 |  |  | Electricity |  | Capacity-Interconnection | FOM | 18115076.4092 |  |  | Electricity Transmission Line | QC | NY |  | 0.42196 | 7643754.0705
LCP_Inputs_ON_Diverse_2023_04_03 | 2042 |  |  | Methane |  | Capacity-Intraconnection | FOM | 0 |  |  | CH4 Pipeline | QC | QC |  | 0.42196 | 0
LCP_Inputs_ON_Diverse_2023_04_03 | 2042 |  |  | Electricity |  | Capacity-Intraconnection | FOM | 0 |  |  | Electricity Transmission Line | QC | QC |  | 0.42196 | 0
LCP_Inputs_ON_Diverse_2023_04_03 | 2042 |  |  | Hydrogen |  | Capacity-Intraconnection | FOM | 0 |  |  | H2 Pipeline - New | QC | QC |  | 0.42196 | 0
LCP_Inputs_ON_Diverse_2023_04_03 | 2042 |  |  | Hydrogen |  | Capacity-Intraconnection | FOM | 0 |  |  | H2 Pipeline - Repurposed | QC | QC |  | 0.42196 | 0
LCP_Inputs_ON_Diverse_2023_04_03 | 2042 |  |  | Electricity |  | Capacity-Interconnection | FOM | 3324047.8665 |  |  | Electricity Transmission Line | WC | MI |  | 0.42196 | 1402599.9027
LCP_Inputs_ON_Diverse_2023_04_03 | 2042 |  |  | Methane |  | Capacity-Intraconnection | FOM | 0 |  |  | CH4 Pipeline | WC | WC |  | 0.42196 | 0
LCP_Inputs_ON_Diverse_2023_04_03 | 2042 |  |  | Electricity |  | Capacity-Intraconnection | FOM | 0 |  |  | Electricity Transmission Line | WC | WC |  | 0.42196 | 0
LCP_Inputs_ON_Diverse_2023_04_03 | 2042 |  |  | Hydrogen |  | Capacity-Intraconnection | FOM | 0 |  |  | H2 Pipeline - New | WC | WC |  | 0.42196 | 0
LCP_Inputs_ON_Diverse_2023_04_03 | 2042 |  |  | Hydrogen |  | Capacity-Intraconnection | FOM | 0 |  |  | H2 Pipeline - Repurposed | WC | WC |  | 0.42196 | 0
LCP_Inputs_ON_Diverse_2023_04_03 | 2043 |  |  | Methane |  | Capacity-Intraconnection | FOM | 0 |  |  | CH4 Pipeline | MI | MI |  | 0.40573 | 0
LCP_Inputs_ON_Diverse_2023_04_03 | 2043 |  |  | Electricity |  | Capacity-Intraconnection | FOM | 0 |  |  | Electricity Transmission Line | MI | MI |  | 0.40573 | 0
LCP_Inputs_ON_Diverse_2023_04_03 | 2043 |  |  | Hydrogen |  | Capacity-Intraconnection | FOM | 0 |  |  | H2 Pipeline - New | MI | MI |  | 0.40573 | 0
LCP_Inputs_ON_Diverse_2023_04_03 | 2043 |  |  | Hydrogen |  | Capacity-Intraconnection | FOM | 0 |  |  | H2 Pipeline - Repurposed | MI | MI |  | 0.40573 | 0
LCP_Inputs_ON_Diverse_2023_04_03 | 2043 |  |  | Methane |  | Capacity-Intraconnection | FOM | 0 |  |  | CH4 Pipeline | NY | NY |  | 0.40573 | 0
LCP_Inputs_ON_Diverse_2023_04_03 | 2043 |  |  | Electricity |  | Capacity-Intraconnection | FOM | 0 |  |  | Electricity Transmission Line | NY | NY |  | 0.40573 | 0
LCP_Inputs_ON_Diverse_2023_04_03 | 2043 |  |  | Hydrogen |  | Capacity-Intraconnection | FOM | 0 |  |  | H2 Pipeline - New | NY | NY |  | 0.40573 | 0
LCP_Inputs_ON_Diverse_2023_04_03 | 2043 |  |  | Hydrogen |  | Capacity-Intraconnection | FOM | 0 |  |  | H2 Pipeline - Repurposed | NY | NY |  | 0.40573 | 0
LCP_Inputs_ON_Diverse_2023_04_03 | 2043 |  |  | Methane |  | Capacity-Interconnection | FOM | 0 |  |  | CH4 Pipeline | ON | MI |  | 0.40573 | 0
LCP_Inputs_ON_Diverse_2023_04_03 | 2043 |  |  | Electricity |  | Capacity-Interconnection | FOM | 5643750 |  |  | Electricity Transmission Line | ON | MI |  | 0.40573 | 2289817.9937
LCP_Inputs_ON_Diverse_2023_04_03 | 2043 |  |  | Hydrogen |  | Capacity-Interconnection | FOM | 0 |  |  | H2 Pipeline - New | ON | MI |  | 0.40573 | 0
LCP_Inputs_ON_Diverse_2023_04_03 | 2043 |  |  | Hydrogen |  | Capacity-Interconnection | FOM | 0 |  |  | H2 Pipeline - Repurposed | ON | MI |  | 0.40573 | 0
LCP_Inputs_ON_Diverse_2023_04_03 | 2043 |  |  | Methane |  | Capacity-Interconnection | FOM | 0 |  |  | CH4 Pipeline | ON | NY |  | 0.40573 | 0
LCP_Inputs_ON_Diverse_2023_04_03 | 2043 |  |  | Electricity |  | Capacity-Interconnection | FOM | 5643750 |  |  | Electricity Transmission Line | ON | NY |  | 0.40573 | 2289817.9937
LCP_Inputs_ON_Diverse_2023_04_03 | 2043 |  |  | Hydrogen |  | Capacity-Interconnection | FOM | 0 |  |  | H2 Pipeline - New | ON | NY |  | 0.40573 | 0
LCP_Inputs_ON_Diverse_2023_04_03 | 2043 |  |  | Hydrogen |  | Capacity-Interconnection | FOM | 0 |  |  | H2 Pipeline - Repurposed | ON | NY |  | 0.40573 | 0
LCP_Inputs_ON_Diverse_2023_04_03 | 2043 |  |  | Methane |  | Capacity-Intraconnection | FOM | 0 |  |  | CH4 Pipeline | ON | ON |  | 0.40573 | 0
LCP_Inputs_ON_Diverse_2023_04_03 | 2043 |  |  | Electricity |  | Capacity-Intraconnection | FOM | 0 |  |  | Electricity Transmission Line | ON | ON |  | 0.40573 | 0
LCP_Inputs_ON_Diverse_2023_04_03 | 2043 |  |  | Hydrogen |  | Capacity-Intraconnection | FOM | 0 |  |  | H2 Pipeline - New | ON | ON |  | 0.40573 | 0
LCP_Inputs_ON_Diverse_2023_04_03 | 2043 |  |  | Hydrogen |  | Capacity-Intraconnection | FOM | 0 |  |  | H2 Pipeline - Repurposed | ON | ON |  | 0.40573 | 0
LCP_Inputs_ON_Diverse_2023_04_03 | 2043 |  |  | Methane |  | Capacity-Interconnection | FOM | 0 |  |  | CH4 Pipeline | ON | PJ |  | 0.40573 | 0
LCP_Inputs_ON_Diverse_2023_04_03 | 2043 |  |  | Electricity |  | Capacity-Interconnection | FOM | 1128750 |  |  | Electricity Transmission Line | ON | PJ |  | 0.40573 | 457963.5987
LCP_Inputs_ON_Diverse_2023_04_03 | 2043 |  |  | Hydrogen |  | Capacity-Interconnection | FOM | 0 |  |  | H2 Pipeline - New | ON | PJ |  | 0.40573 | 0
LCP_Inputs_ON_Diverse_2023_04_03 | 2043 |  |  | Hydrogen |  | Capacity-Interconnection | FOM | 0 |  |  | H2 Pipeline - Repurposed | ON | PJ |  | 0.40573 | 0
LCP_Inputs_ON_Diverse_2023_04_03 | 2043 |  |  | Methane |  | Capacity-Interconnection | FOM | 0 |  |  | CH4 Pipeline | ON | QC |  | 0.40573 | 0
LCP_Inputs_ON_Diverse_2023_04_03 | 2043 |  |  | Electricity |  | Capacity-Interconnection | FOM | 7901250 |  |  | Electricity Transmission Line | ON | QC |  | 0.40573 | 3205745.1911
LCP_Inputs_ON_Diverse_2023_04_03 | 2043 |  |  | Hydrogen |  | Capacity-Interconnection | FOM | 0 |  |  | H2 Pipeline - New | ON | QC |  | 0.40573 | 0
LCP_Inputs_ON_Diverse_2023_04_03 | 2043 |  |  | Hydrogen |  | Capacity-Interconnection | FOM | 0 |  |  | H2 Pipeline - Repurposed | ON | QC |  | 0.40573 | 0
LCP_Inputs_ON_Diverse_2023_04_03 | 2043 |  |  | Methane |  | Capacity-Interconnection | FOM | 0 |  |  | CH4 Pipeline | ON | WC |  | 0.40573 | 0
LCP_Inputs_ON_Diverse_2023_04_03 | 2043 |  |  | Electricity |  | Capacity-Interconnection | FOM | 22575000 |  |  | Electricity Transmission Line | ON | WC |  | 0.40573 | 9159271.9747
LCP_Inputs_ON_Diverse_2023_04_03 | 2043 |  |  | Hydrogen |  | Capacity-Interconnection | FOM | 0 |  |  | H2 Pipeline - New | ON | WC |  | 0.40573 | 0
LCP_Inputs_ON_Diverse_2023_04_03 | 2043 |  |  | Hydrogen |  | Capacity-Interconnection | FOM | 11766632.8942 |  |  | H2 Pipeline - Repurposed | ON | WC |  | 0.40573 | 4774032.8197
LCP_Inputs_ON_Diverse_2023_04_03 | 2043 |  |  | Methane |  | Capacity-Intraconnection | FOM | 0 |  |  | CH4 Pipeline | PJ | PJ |  | 0.40573 | 0
LCP_Inputs_ON_Diverse_2023_04_03 | 2043 |  |  | Electricity |  | Capacity-Intraconnection | FOM | 0 |  |  | Electricity Transmission Line | PJ | PJ |  | 0.40573 | 0
LCP_Inputs_ON_Diverse_2023_04_03 | 2043 |  |  | Hydrogen |  | Capacity-Intraconnection | FOM | 0 |  |  | H2 Pipeline - New | PJ | PJ |  | 0.40573 | 0
LCP_Inputs_ON_Diverse_2023_04_03 | 2043 |  |  | Hydrogen |  | Capacity-Intraconnection | FOM | 0 |  |  | H2 Pipeline - Repurposed | PJ | PJ |  | 0.40573 | 0
LCP_Inputs_ON_Diverse_2023_04_03 | 2043 |  |  | Electricity |  | Capacity-Interconnection | FOM | 18115076.4092 |  |  | Electricity Transmission Line | QC | NY |  | 0.40573 | 7349763.5293
LCP_Inputs_ON_Diverse_2023_04_03 | 2043 |  |  | Methane |  | Capacity-Intraconnection | FOM | 0 |  |  | CH4 Pipeline | QC | QC |  | 0.40573 | 0
LCP_Inputs_ON_Diverse_2023_04_03 | 2043 |  |  | Electricity |  | Capacity-Intraconnection | FOM | 0 |  |  | Electricity Transmission Line | QC | QC |  | 0.40573 | 0
LCP_Inputs_ON_Diverse_2023_04_03 | 2043 |  |  | Hydrogen |  | Capacity-Intraconnection | FOM | 0 |  |  | H2 Pipeline - New | QC | QC |  | 0.40573 | 0
LCP_Inputs_ON_Diverse_2023_04_03 | 2043 |  |  | Hydrogen |  | Capacity-Intraconnection | FOM | 0 |  |  | H2 Pipeline - Repurposed | QC | QC |  | 0.40573 | 0
LCP_Inputs_ON_Diverse_2023_04_03 | 2043 |  |  | Electricity |  | Capacity-Interconnection | FOM | 3324047.8665 |  |  | Electricity Transmission Line | WC | MI |  | 0.40573 | 1348653.7526
LCP_Inputs_ON_Diverse_2023_04_03 | 2043 |  |  | Methane |  | Capacity-Intraconnection | FOM | 0 |  |  | CH4 Pipeline | WC | WC |  | 0.40573 | 0
LCP_Inputs_ON_Diverse_2023_04_03 | 2043 |  |  | Electricity |  | Capacity-Intraconnection | FOM | 0 |  |  | Electricity Transmission Line | WC | WC |  | 0.40573 | 0
LCP_Inputs_ON_Diverse_2023_04_03 | 2043 |  |  | Hydrogen |  | Capacity-Intraconnection | FOM | 0 |  |  | H2 Pipeline - New | WC | WC |  | 0.40573 | 0
LCP_Inputs_ON_Diverse_2023_04_03 | 2043 |  |  | Hydrogen |  | Capacity-Intraconnection | FOM | 0 |  |  | H2 Pipeline - Repurposed | WC | WC |  | 0.40573 | 0
LCP_Inputs_ON_Diverse_2023_04_03 | 2044 |  |  | Methane |  | Capacity-Intraconnection | FOM | 0 |  |  | CH4 Pipeline | MI | MI |  | 0.39012 | 0
LCP_Inputs_ON_Diverse_2023_04_03 | 2044 |  |  | Electricity |  | Capacity-Intraconnection | FOM | 0 |  |  | Electricity Transmission Line | MI | MI |  | 0.39012 | 0
LCP_Inputs_ON_Diverse_2023_04_03 | 2044 |  |  | Hydrogen |  | Capacity-Intraconnection | FOM | 0 |  |  | H2 Pipeline - New | MI | MI |  | 0.39012 | 0
LCP_Inputs_ON_Diverse_2023_04_03 | 2044 |  |  | Hydrogen |  | Capacity-Intraconnection | FOM | 0 |  |  | H2 Pipeline - Repurposed | MI | MI |  | 0.39012 | 0
LCP_Inputs_ON_Diverse_2023_04_03 | 2044 |  |  | Methane |  | Capacity-Intraconnection | FOM | 0 |  |  | CH4 Pipeline | NY | NY |  | 0.39012 | 0
LCP_Inputs_ON_Diverse_2023_04_03 | 2044 |  |  | Electricity |  | Capacity-Intraconnection | FOM | 0 |  |  | Electricity Transmission Line | NY | NY |  | 0.39012 | 0
LCP_Inputs_ON_Diverse_2023_04_03 | 2044 |  |  | Hydrogen |  | Capacity-Intraconnection | FOM | 0 |  |  | H2 Pipeline - New | NY | NY |  | 0.39012 | 0
LCP_Inputs_ON_Diverse_2023_04_03 | 2044 |  |  | Hydrogen |  | Capacity-Intraconnection | FOM | 0 |  |  | H2 Pipeline - Repurposed | NY | NY |  | 0.39012 | 0
LCP_Inputs_ON_Diverse_2023_04_03 | 2044 |  |  | Methane |  | Capacity-Interconnection | FOM | 0 |  |  | CH4 Pipeline | ON | MI |  | 0.39012 | 0
LCP_Inputs_ON_Diverse_2023_04_03 | 2044 |  |  | Electricity |  | Capacity-Interconnection | FOM | 5643750 |  |  | Electricity Transmission Line | ON | MI |  | 0.39012 | 2201748.0708
LCP_Inputs_ON_Diverse_2023_04_03 | 2044 |  |  | Hydrogen |  | Capacity-Interconnection | FOM | 0 |  |  | H2 Pipeline - New | ON | MI |  | 0.39012 | 0
LCP_Inputs_ON_Diverse_2023_04_03 | 2044 |  |  | Hydrogen |  | Capacity-Interconnection | FOM | 0 |  |  | H2 Pipeline - Repurposed | ON | MI |  | 0.39012 | 0
LCP_Inputs_ON_Diverse_2023_04_03 | 2044 |  |  | Methane |  | Capacity-Interconnection | FOM | 0 |  |  | CH4 Pipeline | ON | NY |  | 0.39012 | 0
LCP_Inputs_ON_Diverse_2023_04_03 | 2044 |  |  | Electricity |  | Capacity-Interconnection | FOM | 5643750 |  |  | Electricity Transmission Line | ON | NY |  | 0.39012 | 2201748.0708
LCP_Inputs_ON_Diverse_2023_04_03 | 2044 |  |  | Hydrogen |  | Capacity-Interconnection | FOM | 0 |  |  | H2 Pipeline - New | ON | NY |  | 0.39012 | 0
LCP_Inputs_ON_Diverse_2023_04_03 | 2044 |  |  | Hydrogen |  | Capacity-Interconnection | FOM | 0 |  |  | H2 Pipeline - Repurposed | ON | NY |  | 0.39012 | 0
LCP_Inputs_ON_Diverse_2023_04_03 | 2044 |  |  | Methane |  | Capacity-Intraconnection | FOM | 0 |  |  | CH4 Pipeline | ON | ON |  | 0.39012 | 0
LCP_Inputs_ON_Diverse_2023_04_03 | 2044 |  |  | Electricity |  | Capacity-Intraconnection | FOM | 0 |  |  | Electricity Transmission Line | ON | ON |  | 0.39012 | 0
LCP_Inputs_ON_Diverse_2023_04_03 | 2044 |  |  | Hydrogen |  | Capacity-Intraconnection | FOM | 0 |  |  | H2 Pipeline - New | ON | ON |  | 0.39012 | 0
LCP_Inputs_ON_Diverse_2023_04_03 | 2044 |  |  | Hydrogen |  | Capacity-Intraconnection | FOM | 0 |  |  | H2 Pipeline - Repurposed | ON | ON |  | 0.39012 | 0
LCP_Inputs_ON_Diverse_2023_04_03 | 2044 |  |  | Methane |  | Capacity-Interconnection | FOM | 0 |  |  | CH4 Pipeline | ON | PJ |  | 0.39012 | 0
LCP_Inputs_ON_Diverse_2023_04_03 | 2044 |  |  | Electricity |  | Capacity-Interconnection | FOM | 1128750 |  |  | Electricity Transmission Line | ON | PJ |  | 0.39012 | 440349.6142
LCP_Inputs_ON_Diverse_2023_04_03 | 2044 |  |  | Hydrogen |  | Capacity-Interconnection | FOM | 0 |  |  | H2 Pipeline - New | ON | PJ |  | 0.39012 | 0
LCP_Inputs_ON_Diverse_2023_04_03 | 2044 |  |  | Hydrogen |  | Capacity-Interconnection | FOM | 0 |  |  | H2 Pipeline - Repurposed | ON | PJ |  | 0.39012 | 0
LCP_Inputs_ON_Diverse_2023_04_03 | 2044 |  |  | Methane |  | Capacity-Interconnection | FOM | 0 |  |  | CH4 Pipeline | ON | QC |  | 0.39012 | 0
LCP_Inputs_ON_Diverse_2023_04_03 | 2044 |  |  | Electricity |  | Capacity-Interconnection | FOM | 7901250 |  |  | Electricity Transmission Line | ON | QC |  | 0.39012 | 3082447.2992
LCP_Inputs_ON_Diverse_2023_04_03 | 2044 |  |  | Hydrogen |  | Capacity-Interconnection | FOM | 0 |  |  | H2 Pipeline - New | ON | QC |  | 0.39012 | 0
LCP_Inputs_ON_Diverse_2023_04_03 | 2044 |  |  | Hydrogen |  | Capacity-Interconnection | FOM | 0 |  |  | H2 Pipeline - Repurposed | ON | QC |  | 0.39012 | 0
LCP_Inputs_ON_Diverse_2023_04_03 | 2044 |  |  | Methane |  | Capacity-Interconnection | FOM | 0 |  |  | CH4 Pipeline | ON | WC |  | 0.39012 | 0
LCP_Inputs_ON_Diverse_2023_04_03 | 2044 |  |  | Electricity |  | Capacity-Interconnection | FOM | 22575000 |  |  | Electricity Transmission Line | ON | WC |  | 0.39012 | 8806992.2833
LCP_Inputs_ON_Diverse_2023_04_03 | 2044 |  |  | Hydrogen |  | Capacity-Interconnection | FOM | 0 |  |  | H2 Pipeline - New | ON | WC |  | 0.39012 | 0
LCP_Inputs_ON_Diverse_2023_04_03 | 2044 |  |  | Hydrogen |  | Capacity-Interconnection | FOM | 11766632.8942 |  |  | H2 Pipeline - Repurposed | ON | WC |  | 0.39012 | 4590416.1727
LCP_Inputs_ON_Diverse_2023_04_03 | 2044 |  |  | Methane |  | Capacity-Intraconnection | FOM | 0 |  |  | CH4 Pipeline | PJ | PJ |  | 0.39012 | 0
LCP_Inputs_ON_Diverse_2023_04_03 | 2044 |  |  | Electricity |  | Capacity-Intraconnection | FOM | 0 |  |  | Electricity Transmission Line | PJ | PJ |  | 0.39012 | 0
LCP_Inputs_ON_Diverse_2023_04_03 | 2044 |  |  | Hydrogen |  | Capacity-Intraconnection | FOM | 0 |  |  | H2 Pipeline - New | PJ | PJ |  | 0.39012 | 0
LCP_Inputs_ON_Diverse_2023_04_03 | 2044 |  |  | Hydrogen |  | Capacity-Intraconnection | FOM | 0 |  |  | H2 Pipeline - Repurposed | PJ | PJ |  | 0.39012 | 0
LCP_Inputs_ON_Diverse_2023_04_03 | 2044 |  |  | Electricity |  | Capacity-Interconnection | FOM | 18115076.4092 |  |  | Electricity Transmission Line | QC | NY |  | 0.39012 | 7067080.3166
LCP_Inputs_ON_Diverse_2023_04_03 | 2044 |  |  | Methane |  | Capacity-Intraconnection | FOM | 0 |  |  | CH4 Pipeline | QC | QC |  | 0.39012 | 0
LCP_Inputs_ON_Diverse_2023_04_03 | 2044 |  |  | Electricity |  | Capacity-Intraconnection | FOM | 0 |  |  | Electricity Transmission Line | QC | QC |  | 0.39012 | 0
LCP_Inputs_ON_Diverse_2023_04_03 | 2044 |  |  | Hydrogen |  | Capacity-Intraconnection | FOM | 0 |  |  | H2 Pipeline - New | QC | QC |  | 0.39012 | 0
LCP_Inputs_ON_Diverse_2023_04_03 | 2044 |  |  | Hydrogen |  | Capacity-Intraconnection | FOM | 0 |  |  | H2 Pipeline - Repurposed | QC | QC |  | 0.39012 | 0
LCP_Inputs_ON_Diverse_2023_04_03 | 2044 |  |  | Electricity |  | Capacity-Interconnection | FOM | 3324047.8665 |  |  | Electricity Transmission Line | WC | MI |  | 0.39012 | 1296782.4545
LCP_Inputs_ON_Diverse_2023_04_03 | 2044 |  |  | Methane |  | Capacity-Intraconnection | FOM | 0 |  |  | CH4 Pipeline | WC | WC |  | 0.39012 | 0
LCP_Inputs_ON_Diverse_2023_04_03 | 2044 |  |  | Electricity |  | Capacity-Intraconnection | FOM | 0 |  |  | Electricity Transmission Line | WC | WC |  | 0.39012 | 0
LCP_Inputs_ON_Diverse_2023_04_03 | 2044 |  |  | Hydrogen |  | Capacity-Intraconnection | FOM | 0 |  |  | H2 Pipeline - New | WC | WC |  | 0.39012 | 0
LCP_Inputs_ON_Diverse_2023_04_03 | 2044 |  |  | Hydrogen |  | Capacity-Intraconnection | FOM | 0 |  |  | H2 Pipeline - Repurposed | WC | WC |  | 0.39012 | 0
LCP_Inputs_ON_Diverse_2023_04_03 | 2045 |  |  | Methane |  | Capacity-Intraconnection | FOM | 0 |  |  | CH4 Pipeline | MI | MI |  | 0.37512 | 0
LCP_Inputs_ON_Diverse_2023_04_03 | 2045 |  |  | Electricity |  | Capacity-Intraconnection | FOM | 0 |  |  | Electricity Transmission Line | MI | MI |  | 0.37512 | 0
LCP_Inputs_ON_Diverse_2023_04_03 | 2045 |  |  | Hydrogen |  | Capacity-Intraconnection | FOM | 0 |  |  | H2 Pipeline - New | MI | MI |  | 0.37512 | 0
LCP_Inputs_ON_Diverse_2023_04_03 | 2045 |  |  | Hydrogen |  | Capacity-Intraconnection | FOM | 0 |  |  | H2 Pipeline - Repurposed | MI | MI |  | 0.37512 | 0
LCP_Inputs_ON_Diverse_2023_04_03 | 2045 |  |  | Methane |  | Capacity-Intraconnection | FOM | 0 |  |  | CH4 Pipeline | NY | NY |  | 0.37512 | 0
LCP_Inputs_ON_Diverse_2023_04_03 | 2045 |  |  | Electricity |  | Capacity-Intraconnection | FOM | 0 |  |  | Electricity Transmission Line | NY | NY |  | 0.37512 | 0
LCP_Inputs_ON_Diverse_2023_04_03 | 2045 |  |  | Hydrogen |  | Capacity-Intraconnection | FOM | 0 |  |  | H2 Pipeline - New | NY | NY |  | 0.37512 | 0
LCP_Inputs_ON_Diverse_2023_04_03 | 2045 |  |  | Hydrogen |  | Capacity-Intraconnection | FOM | 0 |  |  | H2 Pipeline - Repurposed | NY | NY |  | 0.37512 | 0
LCP_Inputs_ON_Diverse_2023_04_03 | 2045 |  |  | Methane |  | Capacity-Interconnection | FOM | 0 |  |  | CH4 Pipeline | ON | MI |  | 0.37512 | 0
LCP_Inputs_ON_Diverse_2023_04_03 | 2045 |  |  | Electricity |  | Capacity-Interconnection | FOM | 5643750 |  |  | Electricity Transmission Line | ON | MI |  | 0.37512 | 2117065.4527
LCP_Inputs_ON_Diverse_2023_04_03 | 2045 |  |  | Hydrogen |  | Capacity-Interconnection | FOM | 0 |  |  | H2 Pipeline - New | ON | MI |  | 0.37512 | 0
LCP_Inputs_ON_Diverse_2023_04_03 | 2045 |  |  | Hydrogen |  | Capacity-Interconnection | FOM | 0 |  |  | H2 Pipeline - Repurposed | ON | MI |  | 0.37512 | 0
LCP_Inputs_ON_Diverse_2023_04_03 | 2045 |  |  | Methane |  | Capacity-Interconnection | FOM | 0 |  |  | CH4 Pipeline | ON | NY |  | 0.37512 | 0
LCP_Inputs_ON_Diverse_2023_04_03 | 2045 |  |  | Electricity |  | Capacity-Interconnection | FOM | 5643750 |  |  | Electricity Transmission Line | ON | NY |  | 0.37512 | 2117065.4527
LCP_Inputs_ON_Diverse_2023_04_03 | 2045 |  |  | Hydrogen |  | Capacity-Interconnection | FOM | 0 |  |  | H2 Pipeline - New | ON | NY |  | 0.37512 | 0
LCP_Inputs_ON_Diverse_2023_04_03 | 2045 |  |  | Hydrogen |  | Capacity-Interconnection | FOM | 0 |  |  | H2 Pipeline - Repurposed | ON | NY |  | 0.37512 | 0
LCP_Inputs_ON_Diverse_2023_04_03 | 2045 |  |  | Methane |  | Capacity-Intraconnection | FOM | 0 |  |  | CH4 Pipeline | ON | ON |  | 0.37512 | 0
LCP_Inputs_ON_Diverse_2023_04_03 | 2045 |  |  | Electricity |  | Capacity-Intraconnection | FOM | 0 |  |  | Electricity Transmission Line | ON | ON |  | 0.37512 | 0
LCP_Inputs_ON_Diverse_2023_04_03 | 2045 |  |  | Hydrogen |  | Capacity-Intraconnection | FOM | 0 |  |  | H2 Pipeline - New | ON | ON |  | 0.37512 | 0
LCP_Inputs_ON_Diverse_2023_04_03 | 2045 |  |  | Hydrogen |  | Capacity-Intraconnection | FOM | 0 |  |  | H2 Pipeline - Repurposed | ON | ON |  | 0.37512 | 0
LCP_Inputs_ON_Diverse_2023_04_03 | 2045 |  |  | Methane |  | Capacity-Interconnection | FOM | 0 |  |  | CH4 Pipeline | ON | PJ |  | 0.37512 | 0
LCP_Inputs_ON_Diverse_2023_04_03 | 2045 |  |  | Electricity |  | Capacity-Interconnection | FOM | 1128750 |  |  | Electricity Transmission Line | ON | PJ |  | 0.37512 | 423413.0905
LCP_Inputs_ON_Diverse_2023_04_03 | 2045 |  |  | Hydrogen |  | Capacity-Interconnection | FOM | 0 |  |  | H2 Pipeline - New | ON | PJ |  | 0.37512 | 0
LCP_Inputs_ON_Diverse_2023_04_03 | 2045 |  |  | Hydrogen |  | Capacity-Interconnection | FOM | 0 |  |  | H2 Pipeline - Repurposed | ON | PJ |  | 0.37512 | 0
LCP_Inputs_ON_Diverse_2023_04_03 | 2045 |  |  | Methane |  | Capacity-Interconnection | FOM | 0 |  |  | CH4 Pipeline | ON | QC |  | 0.37512 | 0
LCP_Inputs_ON_Diverse_2023_04_03 | 2045 |  |  | Electricity |  | Capacity-Interconnection | FOM | 7901250 |  |  | Electricity Transmission Line | ON | QC |  | 0.37512 | 2963891.6338
LCP_Inputs_ON_Diverse_2023_04_03 | 2045 |  |  | Hydrogen |  | Capacity-Interconnection | FOM | 0 |  |  | H2 Pipeline - New | ON | QC |  | 0.37512 | 0
LCP_Inputs_ON_Diverse_2023_04_03 | 2045 |  |  | Hydrogen |  | Capacity-Interconnection | FOM | 0 |  |  | H2 Pipeline - Repurposed | ON | QC |  | 0.37512 | 0
LCP_Inputs_ON_Diverse_2023_04_03 | 2045 |  |  | Methane |  | Capacity-Interconnection | FOM | 0 |  |  | CH4 Pipeline | ON | WC |  | 0.37512 | 0
LCP_Inputs_ON_Diverse_2023_04_03 | 2045 |  |  | Electricity |  | Capacity-Interconnection | FOM | 22575000 |  |  | Electricity Transmission Line | ON | WC |  | 0.37512 | 8468261.8109
LCP_Inputs_ON_Diverse_2023_04_03 | 2045 |  |  | Hydrogen |  | Capacity-Interconnection | FOM | 0 |  |  | H2 Pipeline - New | ON | WC |  | 0.37512 | 0
LCP_Inputs_ON_Diverse_2023_04_03 | 2045 |  |  | Hydrogen |  | Capacity-Interconnection | FOM | 11766632.8942 |  |  | H2 Pipeline - Repurposed | ON | WC |  | 0.37512 | 4413861.7046
LCP_Inputs_ON_Diverse_2023_04_03 | 2045 |  |  | Methane |  | Capacity-Intraconnection | FOM | 0 |  |  | CH4 Pipeline | PJ | PJ |  | 0.37512 | 0
LCP_Inputs_ON_Diverse_2023_04_03 | 2045 |  |  | Electricity |  | Capacity-Intraconnection | FOM | 0 |  |  | Electricity Transmission Line | PJ | PJ |  | 0.37512 | 0
LCP_Inputs_ON_Diverse_2023_04_03 | 2045 |  |  | Hydrogen |  | Capacity-Intraconnection | FOM | 0 |  |  | H2 Pipeline - New | PJ | PJ |  | 0.37512 | 0
LCP_Inputs_ON_Diverse_2023_04_03 | 2045 |  |  | Hydrogen |  | Capacity-Intraconnection | FOM | 0 |  |  | H2 Pipeline - Repurposed | PJ | PJ |  | 0.37512 | 0
LCP_Inputs_ON_Diverse_2023_04_03 | 2045 |  |  | Electricity |  | Capacity-Interconnection | FOM | 18115076.4092 |  |  | Electricity Transmission Line | QC | NY |  | 0.37512 | 6795269.5352
LCP_Inputs_ON_Diverse_2023_04_03 | 2045 |  |  | Methane |  | Capacity-Intraconnection | FOM | 0 |  |  | CH4 Pipeline | QC | QC |  | 0.37512 | 0
LCP_Inputs_ON_Diverse_2023_04_03 | 2045 |  |  | Electricity |  | Capacity-Intraconnection | FOM | 0 |  |  | Electricity Transmission Line | QC | QC |  | 0.37512 | 0
LCP_Inputs_ON_Diverse_2023_04_03 | 2045 |  |  | Hydrogen |  | Capacity-Intraconnection | FOM | 0 |  |  | H2 Pipeline - New | QC | QC |  | 0.37512 | 0
LCP_Inputs_ON_Diverse_2023_04_03 | 2045 |  |  | Hydrogen |  | Capacity-Intraconnection | FOM | 0 |  |  | H2 Pipeline - Repurposed | QC | QC |  | 0.37512 | 0
LCP_Inputs_ON_Diverse_2023_04_03 | 2045 |  |  | Electricity |  | Capacity-Interconnection | FOM | 3324047.8665 |  |  | Electricity Transmission Line | WC | MI |  | 0.37512 | 1246906.2062
LCP_Inputs_ON_Diverse_2023_04_03 | 2045 |  |  | Methane |  | Capacity-Intraconnection | FOM | 0 |  |  | CH4 Pipeline | WC | WC |  | 0.37512 | 0
LCP_Inputs_ON_Diverse_2023_04_03 | 2045 |  |  | Electricity |  | Capacity-Intraconnection | FOM | 0 |  |  | Electricity Transmission Line | WC | WC |  | 0.37512 | 0
LCP_Inputs_ON_Diverse_2023_04_03 | 2045 |  |  | Hydrogen |  | Capacity-Intraconnection | FOM | 0 |  |  | H2 Pipeline - New | WC | WC |  | 0.37512 | 0
LCP_Inputs_ON_Diverse_2023_04_03 | 2045 |  |  | Hydrogen |  | Capacity-Intraconnection | FOM | 0 |  |  | H2 Pipeline - Repurposed | WC | WC |  | 0.37512 | 0
LCP_Inputs_ON_Diverse_2023_04_03 | 2046 |  |  | Methane |  | Capacity-Intraconnection | FOM | 0 |  |  | CH4 Pipeline | MI | MI |  | 0.36069 | 0
LCP_Inputs_ON_Diverse_2023_04_03 | 2046 |  |  | Electricity |  | Capacity-Intraconnection | FOM | 0 |  |  | Electricity Transmission Line | MI | MI |  | 0.36069 | 0
LCP_Inputs_ON_Diverse_2023_04_03 | 2046 |  |  | Hydrogen |  | Capacity-Intraconnection | FOM | 0 |  |  | H2 Pipeline - New | MI | MI |  | 0.36069 | 0
LCP_Inputs_ON_Diverse_2023_04_03 | 2046 |  |  | Hydrogen |  | Capacity-Intraconnection | FOM | 0 |  |  | H2 Pipeline - Repurposed | MI | MI |  | 0.36069 | 0
LCP_Inputs_ON_Diverse_2023_04_03 | 2046 |  |  | Methane |  | Capacity-Intraconnection | FOM | 0 |  |  | CH4 Pipeline | NY | NY |  | 0.36069 | 0
LCP_Inputs_ON_Diverse_2023_04_03 | 2046 |  |  | Electricity |  | Capacity-Intraconnection | FOM | 0 |  |  | Electricity Transmission Line | NY | NY |  | 0.36069 | 0
LCP_Inputs_ON_Diverse_2023_04_03 | 2046 |  |  | Hydrogen |  | Capacity-Intraconnection | FOM | 0 |  |  | H2 Pipeline - New | NY | NY |  | 0.36069 | 0
LCP_Inputs_ON_Diverse_2023_04_03 | 2046 |  |  | Hydrogen |  | Capacity-Intraconnection | FOM | 0 |  |  | H2 Pipeline - Repurposed | NY | NY |  | 0.36069 | 0
LCP_Inputs_ON_Diverse_2023_04_03 | 2046 |  |  | Methane |  | Capacity-Interconnection | FOM | 0 |  |  | CH4 Pipeline | ON | MI |  | 0.36069 | 0
LCP_Inputs_ON_Diverse_2023_04_03 | 2046 |  |  | Electricity |  | Capacity-Interconnection | FOM | 5643750 |  |  | Electricity Transmission Line | ON | MI |  | 0.36069 | 2035639.8584
LCP_Inputs_ON_Diverse_2023_04_03 | 2046 |  |  | Hydrogen |  | Capacity-Interconnection | FOM | 0 |  |  | H2 Pipeline - New | ON | MI |  | 0.36069 | 0
LCP_Inputs_ON_Diverse_2023_04_03 | 2046 |  |  | Hydrogen |  | Capacity-Interconnection | FOM | 0 |  |  | H2 Pipeline - Repurposed | ON | MI |  | 0.36069 | 0
LCP_Inputs_ON_Diverse_2023_04_03 | 2046 |  |  | Methane |  | Capacity-Interconnection | FOM | 0 |  |  | CH4 Pipeline | ON | NY |  | 0.36069 | 0
LCP_Inputs_ON_Diverse_2023_04_03 | 2046 |  |  | Electricity |  | Capacity-Interconnection | FOM | 5643750 |  |  | Electricity Transmission Line | ON | NY |  | 0.36069 | 2035639.8584
LCP_Inputs_ON_Diverse_2023_04_03 | 2046 |  |  | Hydrogen |  | Capacity-Interconnection | FOM | 0 |  |  | H2 Pipeline - New | ON | NY |  | 0.36069 | 0
LCP_Inputs_ON_Diverse_2023_04_03 | 2046 |  |  | Hydrogen |  | Capacity-Interconnection | FOM | 0 |  |  | H2 Pipeline - Repurposed | ON | NY |  | 0.36069 | 0
LCP_Inputs_ON_Diverse_2023_04_03 | 2046 |  |  | Methane |  | Capacity-Intraconnection | FOM | 0 |  |  | CH4 Pipeline | ON | ON |  | 0.36069 | 0
LCP_Inputs_ON_Diverse_2023_04_03 | 2046 |  |  | Electricity |  | Capacity-Intraconnection | FOM | 0 |  |  | Electricity Transmission Line | ON | ON |  | 0.36069 | 0
LCP_Inputs_ON_Diverse_2023_04_03 | 2046 |  |  | Hydrogen |  | Capacity-Intraconnection | FOM | 0 |  |  | H2 Pipeline - New | ON | ON |  | 0.36069 | 0
LCP_Inputs_ON_Diverse_2023_04_03 | 2046 |  |  | Hydrogen |  | Capacity-Intraconnection | FOM | 0 |  |  | H2 Pipeline - Repurposed | ON | ON |  | 0.36069 | 0
LCP_Inputs_ON_Diverse_2023_04_03 | 2046 |  |  | Methane |  | Capacity-Interconnection | FOM | 0 |  |  | CH4 Pipeline | ON | PJ |  | 0.36069 | 0
LCP_Inputs_ON_Diverse_2023_04_03 | 2046 |  |  | Electricity |  | Capacity-Interconnection | FOM | 1128750 |  |  | Electricity Transmission Line | ON | PJ |  | 0.36069 | 407127.9717
LCP_Inputs_ON_Diverse_2023_04_03 | 2046 |  |  | Hydrogen |  | Capacity-Interconnection | FOM | 0 |  |  | H2 Pipeline - New | ON | PJ |  | 0.36069 | 0
LCP_Inputs_ON_Diverse_2023_04_03 | 2046 |  |  | Hydrogen |  | Capacity-Interconnection | FOM | 0 |  |  | H2 Pipeline - Repurposed | ON | PJ |  | 0.36069 | 0
LCP_Inputs_ON_Diverse_2023_04_03 | 2046 |  |  | Methane |  | Capacity-Interconnection | FOM | 0 |  |  | CH4 Pipeline | ON | QC |  | 0.36069 | 0
LCP_Inputs_ON_Diverse_2023_04_03 | 2046 |  |  | Electricity |  | Capacity-Interconnection | FOM | 7901250 |  |  | Electricity Transmission Line | ON | QC |  | 0.36069 | 2849895.8017
LCP_Inputs_ON_Diverse_2023_04_03 | 2046 |  |  | Hydrogen |  | Capacity-Interconnection | FOM | 0 |  |  | H2 Pipeline - New | ON | QC |  | 0.36069 | 0
LCP_Inputs_ON_Diverse_2023_04_03 | 2046 |  |  | Hydrogen |  | Capacity-Interconnection | FOM | 0 |  |  | H2 Pipeline - Repurposed | ON | QC |  | 0.36069 | 0
LCP_Inputs_ON_Diverse_2023_04_03 | 2046 |  |  | Methane |  | Capacity-Interconnection | FOM | 0 |  |  | CH4 Pipeline | ON | WC |  | 0.36069 | 0
LCP_Inputs_ON_Diverse_2023_04_03 | 2046 |  |  | Electricity |  | Capacity-Interconnection | FOM | 22575000 |  |  | Electricity Transmission Line | ON | WC |  | 0.36069 | 8142559.4335
LCP_Inputs_ON_Diverse_2023_04_03 | 2046 |  |  | Hydrogen |  | Capacity-Interconnection | FOM | 0 |  |  | H2 Pipeline - New | ON | WC |  | 0.36069 | 0
LCP_Inputs_ON_Diverse_2023_04_03 | 2046 |  |  | Hydrogen |  | Capacity-Interconnection | FOM | 11766632.8942 |  |  | H2 Pipeline - Repurposed | ON | WC |  | 0.36069 | 4244097.7928
LCP_Inputs_ON_Diverse_2023_04_03 | 2046 |  |  | Methane |  | Capacity-Intraconnection | FOM | 0 |  |  | CH4 Pipeline | PJ | PJ |  | 0.36069 | 0
LCP_Inputs_ON_Diverse_2023_04_03 | 2046 |  |  | Electricity |  | Capacity-Intraconnection | FOM | 0 |  |  | Electricity Transmission Line | PJ | PJ |  | 0.36069 | 0
LCP_Inputs_ON_Diverse_2023_04_03 | 2046 |  |  | Hydrogen |  | Capacity-Intraconnection | FOM | 0 |  |  | H2 Pipeline - New | PJ | PJ |  | 0.36069 | 0
LCP_Inputs_ON_Diverse_2023_04_03 | 2046 |  |  | Hydrogen |  | Capacity-Intraconnection | FOM | 0 |  |  | H2 Pipeline - Repurposed | PJ | PJ |  | 0.36069 | 0
LCP_Inputs_ON_Diverse_2023_04_03 | 2046 |  |  | Electricity |  | Capacity-Interconnection | FOM | 18115076.4092 |  |  | Electricity Transmission Line | QC | NY |  | 0.36069 | 6533913.0146
LCP_Inputs_ON_Diverse_2023_04_03 | 2046 |  |  | Methane |  | Capacity-Intraconnection | FOM | 0 |  |  | CH4 Pipeline | QC | QC |  | 0.36069 | 0
LCP_Inputs_ON_Diverse_2023_04_03 | 2046 |  |  | Electricity |  | Capacity-Intraconnection | FOM | 0 |  |  | Electricity Transmission Line | QC | QC |  | 0.36069 | 0
LCP_Inputs_ON_Diverse_2023_04_03 | 2046 |  |  | Hydrogen |  | Capacity-Intraconnection | FOM | 0 |  |  | H2 Pipeline - New | QC | QC |  | 0.36069 | 0
LCP_Inputs_ON_Diverse_2023_04_03 | 2046 |  |  | Hydrogen |  | Capacity-Intraconnection | FOM | 0 |  |  | H2 Pipeline - Repurposed | QC | QC |  | 0.36069 | 0
LCP_Inputs_ON_Diverse_2023_04_03 | 2046 |  |  | Electricity |  | Capacity-Interconnection | FOM | 3324047.8665 |  |  | Electricity Transmission Line | WC | MI |  | 0.36069 | 1198948.2752
LCP_Inputs_ON_Diverse_2023_04_03 | 2046 |  |  | Methane |  | Capacity-Intraconnection | FOM | 0 |  |  | CH4 Pipeline | WC | WC |  | 0.36069 | 0
LCP_Inputs_ON_Diverse_2023_04_03 | 2046 |  |  | Electricity |  | Capacity-Intraconnection | FOM | 0 |  |  | Electricity Transmission Line | WC | WC |  | 0.36069 | 0
LCP_Inputs_ON_Diverse_2023_04_03 | 2046 |  |  | Hydrogen |  | Capacity-Intraconnection | FOM | 0 |  |  | H2 Pipeline - New | WC | WC |  | 0.36069 | 0
LCP_Inputs_ON_Diverse_2023_04_03 | 2046 |  |  | Hydrogen |  | Capacity-Intraconnection | FOM | 0 |  |  | H2 Pipeline - Repurposed | WC | WC |  | 0.36069 | 0
LCP_Inputs_ON_Diverse_2023_04_03 | 2047 |  |  | Methane |  | Capacity-Intraconnection | FOM | 0 |  |  | CH4 Pipeline | MI | MI |  | 0.34682 | 0
LCP_Inputs_ON_Diverse_2023_04_03 | 2047 |  |  | Electricity |  | Capacity-Intraconnection | FOM | 0 |  |  | Electricity Transmission Line | MI | MI |  | 0.34682 | 0
LCP_Inputs_ON_Diverse_2023_04_03 | 2047 |  |  | Hydrogen |  | Capacity-Intraconnection | FOM | 0 |  |  | H2 Pipeline - New | MI | MI |  | 0.34682 | 0
LCP_Inputs_ON_Diverse_2023_04_03 | 2047 |  |  | Hydrogen |  | Capacity-Intraconnection | FOM | 0 |  |  | H2 Pipeline - Repurposed | MI | MI |  | 0.34682 | 0
LCP_Inputs_ON_Diverse_2023_04_03 | 2047 |  |  | Methane |  | Capacity-Intraconnection | FOM | 0 |  |  | CH4 Pipeline | NY | NY |  | 0.34682 | 0
LCP_Inputs_ON_Diverse_2023_04_03 | 2047 |  |  | Electricity |  | Capacity-Intraconnection | FOM | 0 |  |  | Electricity Transmission Line | NY | NY |  | 0.34682 | 0
LCP_Inputs_ON_Diverse_2023_04_03 | 2047 |  |  | Hydrogen |  | Capacity-Intraconnection | FOM | 0 |  |  | H2 Pipeline - New | NY | NY |  | 0.34682 | 0
LCP_Inputs_ON_Diverse_2023_04_03 | 2047 |  |  | Hydrogen |  | Capacity-Intraconnection | FOM | 0 |  |  | H2 Pipeline - Repurposed | NY | NY |  | 0.34682 | 0
LCP_Inputs_ON_Diverse_2023_04_03 | 2047 |  |  | Methane |  | Capacity-Interconnection | FOM | 0 |  |  | CH4 Pipeline | ON | MI |  | 0.34682 | 0
LCP_Inputs_ON_Diverse_2023_04_03 | 2047 |  |  | Electricity |  | Capacity-Interconnection | FOM | 5643750 |  |  | Electricity Transmission Line | ON | MI |  | 0.34682 | 1957346.0177
LCP_Inputs_ON_Diverse_2023_04_03 | 2047 |  |  | Hydrogen |  | Capacity-Interconnection | FOM | 0 |  |  | H2 Pipeline - New | ON | MI |  | 0.34682 | 0
LCP_Inputs_ON_Diverse_2023_04_03 | 2047 |  |  | Hydrogen |  | Capacity-Interconnection | FOM | 0 |  |  | H2 Pipeline - Repurposed | ON | MI |  | 0.34682 | 0
LCP_Inputs_ON_Diverse_2023_04_03 | 2047 |  |  | Methane |  | Capacity-Interconnection | FOM | 0 |  |  | CH4 Pipeline | ON | NY |  | 0.34682 | 0
LCP_Inputs_ON_Diverse_2023_04_03 | 2047 |  |  | Electricity |  | Capacity-Interconnection | FOM | 5643750 |  |  | Electricity Transmission Line | ON | NY |  | 0.34682 | 1957346.0177
LCP_Inputs_ON_Diverse_2023_04_03 | 2047 |  |  | Hydrogen |  | Capacity-Interconnection | FOM | 0 |  |  | H2 Pipeline - New | ON | NY |  | 0.34682 | 0
LCP_Inputs_ON_Diverse_2023_04_03 | 2047 |  |  | Hydrogen |  | Capacity-Interconnection | FOM | 0 |  |  | H2 Pipeline - Repurposed | ON | NY |  | 0.34682 | 0
LCP_Inputs_ON_Diverse_2023_04_03 | 2047 |  |  | Methane |  | Capacity-Intraconnection | FOM | 0 |  |  | CH4 Pipeline | ON | ON |  | 0.34682 | 0
LCP_Inputs_ON_Diverse_2023_04_03 | 2047 |  |  | Electricity |  | Capacity-Intraconnection | FOM | 0 |  |  | Electricity Transmission Line | ON | ON |  | 0.34682 | 0
LCP_Inputs_ON_Diverse_2023_04_03 | 2047 |  |  | Hydrogen |  | Capacity-Intraconnection | FOM | 0 |  |  | H2 Pipeline - New | ON | ON |  | 0.34682 | 0
LCP_Inputs_ON_Diverse_2023_04_03 | 2047 |  |  | Hydrogen |  | Capacity-Intraconnection | FOM | 0 |  |  | H2 Pipeline - Repurposed | ON | ON |  | 0.34682 | 0
LCP_Inputs_ON_Diverse_2023_04_03 | 2047 |  |  | Methane |  | Capacity-Interconnection | FOM | 0 |  |  | CH4 Pipeline | ON | PJ |  | 0.34682 | 0
LCP_Inputs_ON_Diverse_2023_04_03 | 2047 |  |  | Electricity |  | Capacity-Interconnection | FOM | 1128750 |  |  | Electricity Transmission Line | ON | PJ |  | 0.34682 | 391469.2035
LCP_Inputs_ON_Diverse_2023_04_03 | 2047 |  |  | Hydrogen |  | Capacity-Interconnection | FOM | 0 |  |  | H2 Pipeline - New | ON | PJ |  | 0.34682 | 0
LCP_Inputs_ON_Diverse_2023_04_03 | 2047 |  |  | Hydrogen |  | Capacity-Interconnection | FOM | 0 |  |  | H2 Pipeline - Repurposed | ON | PJ |  | 0.34682 | 0
LCP_Inputs_ON_Diverse_2023_04_03 | 2047 |  |  | Methane |  | Capacity-Interconnection | FOM | 0 |  |  | CH4 Pipeline | ON | QC |  | 0.34682 | 0
LCP_Inputs_ON_Diverse_2023_04_03 | 2047 |  |  | Electricity |  | Capacity-Interconnection | FOM | 7901250 |  |  | Electricity Transmission Line | ON | QC |  | 0.34682 | 2740284.4247
LCP_Inputs_ON_Diverse_2023_04_03 | 2047 |  |  | Hydrogen |  | Capacity-Interconnection | FOM | 0 |  |  | H2 Pipeline - New | ON | QC |  | 0.34682 | 0
LCP_Inputs_ON_Diverse_2023_04_03 | 2047 |  |  | Hydrogen |  | Capacity-Interconnection | FOM | 0 |  |  | H2 Pipeline - Repurposed | ON | QC |  | 0.34682 | 0
LCP_Inputs_ON_Diverse_2023_04_03 | 2047 |  |  | Methane |  | Capacity-Interconnection | FOM | 0 |  |  | CH4 Pipeline | ON | WC |  | 0.34682 | 0
LCP_Inputs_ON_Diverse_2023_04_03 | 2047 |  |  | Electricity |  | Capacity-Interconnection | FOM | 22575000 |  |  | Electricity Transmission Line | ON | WC |  | 0.34682 | 7829384.0707
LCP_Inputs_ON_Diverse_2023_04_03 | 2047 |  |  | Hydrogen |  | Capacity-Interconnection | FOM | 0 |  |  | H2 Pipeline - New | ON | WC |  | 0.34682 | 0
LCP_Inputs_ON_Diverse_2023_04_03 | 2047 |  |  | Hydrogen |  | Capacity-Interconnection | FOM | 11766632.8942 |  |  | H2 Pipeline - Repurposed | ON | WC |  | 0.34682 | 4080863.2624
LCP_Inputs_ON_Diverse_2023_04_03 | 2047 |  |  | Methane |  | Capacity-Intraconnection | FOM | 0 |  |  | CH4 Pipeline | PJ | PJ |  | 0.34682 | 0
LCP_Inputs_ON_Diverse_2023_04_03 | 2047 |  |  | Electricity |  | Capacity-Intraconnection | FOM | 0 |  |  | Electricity Transmission Line | PJ | PJ |  | 0.34682 | 0
LCP_Inputs_ON_Diverse_2023_04_03 | 2047 |  |  | Hydrogen |  | Capacity-Intraconnection | FOM | 0 |  |  | H2 Pipeline - New | PJ | PJ |  | 0.34682 | 0
LCP_Inputs_ON_Diverse_2023_04_03 | 2047 |  |  | Hydrogen |  | Capacity-Intraconnection | FOM | 0 |  |  | H2 Pipeline - Repurposed | PJ | PJ |  | 0.34682 | 0
LCP_Inputs_ON_Diverse_2023_04_03 | 2047 |  |  | Electricity |  | Capacity-Interconnection | FOM | 18115076.4092 |  |  | Electricity Transmission Line | QC | NY |  | 0.34682 | 6282608.6679
LCP_Inputs_ON_Diverse_2023_04_03 | 2047 |  |  | Methane |  | Capacity-Intraconnection | FOM | 0 |  |  | CH4 Pipeline | QC | QC |  | 0.34682 | 0
LCP_Inputs_ON_Diverse_2023_04_03 | 2047 |  |  | Electricity |  | Capacity-Intraconnection | FOM | 0 |  |  | Electricity Transmission Line | QC | QC |  | 0.34682 | 0
LCP_Inputs_ON_Diverse_2023_04_03 | 2047 |  |  | Hydrogen |  | Capacity-Intraconnection | FOM | 0 |  |  | H2 Pipeline - New | QC | QC |  | 0.34682 | 0
LCP_Inputs_ON_Diverse_2023_04_03 | 2047 |  |  | Hydrogen |  | Capacity-Intraconnection | FOM | 0 |  |  | H2 Pipeline - Repurposed | QC | QC |  | 0.34682 | 0
LCP_Inputs_ON_Diverse_2023_04_03 | 2047 |  |  | Electricity |  | Capacity-Interconnection | FOM | 3324047.8665 |  |  | Electricity Transmission Line | WC | MI |  | 0.34682 | 1152834.88
LCP_Inputs_ON_Diverse_2023_04_03 | 2047 |  |  | Methane |  | Capacity-Intraconnection | FOM | 0 |  |  | CH4 Pipeline | WC | WC |  | 0.34682 | 0
LCP_Inputs_ON_Diverse_2023_04_03 | 2047 |  |  | Electricity |  | Capacity-Intraconnection | FOM | 0 |  |  | Electricity Transmission Line | WC | WC |  | 0.34682 | 0
LCP_Inputs_ON_Diverse_2023_04_03 | 2047 |  |  | Hydrogen |  | Capacity-Intraconnection | FOM | 0 |  |  | H2 Pipeline - New | WC | WC |  | 0.34682 | 0
LCP_Inputs_ON_Diverse_2023_04_03 | 2047 |  |  | Hydrogen |  | Capacity-Intraconnection | FOM | 0 |  |  | H2 Pipeline - Repurposed | WC | WC |  | 0.34682 | 0
LCP_Inputs_ON_Diverse_2023_04_03 | 2048 |  |  | Methane |  | Capacity-Intraconnection | FOM | 0 |  |  | CH4 Pipeline | MI | MI |  | 0.33348 | 0
LCP_Inputs_ON_Diverse_2023_04_03 | 2048 |  |  | Electricity |  | Capacity-Intraconnection | FOM | 0 |  |  | Electricity Transmission Line | MI | MI |  | 0.33348 | 0
LCP_Inputs_ON_Diverse_2023_04_03 | 2048 |  |  | Hydrogen |  | Capacity-Intraconnection | FOM | 0 |  |  | H2 Pipeline - New | MI | MI |  | 0.33348 | 0
LCP_Inputs_ON_Diverse_2023_04_03 | 2048 |  |  | Hydrogen |  | Capacity-Intraconnection | FOM | 0 |  |  | H2 Pipeline - Repurposed | MI | MI |  | 0.33348 | 0
LCP_Inputs_ON_Diverse_2023_04_03 | 2048 |  |  | Methane |  | Capacity-Intraconnection | FOM | 0 |  |  | CH4 Pipeline | NY | NY |  | 0.33348 | 0
LCP_Inputs_ON_Diverse_2023_04_03 | 2048 |  |  | Electricity |  | Capacity-Intraconnection | FOM | 0 |  |  | Electricity Transmission Line | NY | NY |  | 0.33348 | 0
LCP_Inputs_ON_Diverse_2023_04_03 | 2048 |  |  | Hydrogen |  | Capacity-Intraconnection | FOM | 0 |  |  | H2 Pipeline - New | NY | NY |  | 0.33348 | 0
LCP_Inputs_ON_Diverse_2023_04_03 | 2048 |  |  | Hydrogen |  | Capacity-Intraconnection | FOM | 0 |  |  | H2 Pipeline - Repurposed | NY | NY |  | 0.33348 | 0
LCP_Inputs_ON_Diverse_2023_04_03 | 2048 |  |  | Methane |  | Capacity-Interconnection | FOM | 0 |  |  | CH4 Pipeline | ON | MI |  | 0.33348 | 0
LCP_Inputs_ON_Diverse_2023_04_03 | 2048 |  |  | Electricity |  | Capacity-Interconnection | FOM | 5643750 |  |  | Electricity Transmission Line | ON | MI |  | 0.33348 | 1882063.4785
LCP_Inputs_ON_Diverse_2023_04_03 | 2048 |  |  | Hydrogen |  | Capacity-Interconnection | FOM | 0 |  |  | H2 Pipeline - New | ON | MI |  | 0.33348 | 0
LCP_Inputs_ON_Diverse_2023_04_03 | 2048 |  |  | Hydrogen |  | Capacity-Interconnection | FOM | 0 |  |  | H2 Pipeline - Repurposed | ON | MI |  | 0.33348 | 0
LCP_Inputs_ON_Diverse_2023_04_03 | 2048 |  |  | Methane |  | Capacity-Interconnection | FOM | 0 |  |  | CH4 Pipeline | ON | NY |  | 0.33348 | 0
LCP_Inputs_ON_Diverse_2023_04_03 | 2048 |  |  | Electricity |  | Capacity-Interconnection | FOM | 5643750 |  |  | Electricity Transmission Line | ON | NY |  | 0.33348 | 1882063.4785
LCP_Inputs_ON_Diverse_2023_04_03 | 2048 |  |  | Hydrogen |  | Capacity-Interconnection | FOM | 0 |  |  | H2 Pipeline - New | ON | NY |  | 0.33348 | 0
LCP_Inputs_ON_Diverse_2023_04_03 | 2048 |  |  | Hydrogen |  | Capacity-Interconnection | FOM | 0 |  |  | H2 Pipeline - Repurposed | ON | NY |  | 0.33348 | 0
LCP_Inputs_ON_Diverse_2023_04_03 | 2048 |  |  | Methane |  | Capacity-Intraconnection | FOM | 0 |  |  | CH4 Pipeline | ON | ON |  | 0.33348 | 0
LCP_Inputs_ON_Diverse_2023_04_03 | 2048 |  |  | Electricity |  | Capacity-Intraconnection | FOM | 0 |  |  | Electricity Transmission Line | ON | ON |  | 0.33348 | 0
LCP_Inputs_ON_Diverse_2023_04_03 | 2048 |  |  | Hydrogen |  | Capacity-Intraconnection | FOM | 0 |  |  | H2 Pipeline - New | ON | ON |  | 0.33348 | 0
LCP_Inputs_ON_Diverse_2023_04_03 | 2048 |  |  | Hydrogen |  | Capacity-Intraconnection | FOM | 0 |  |  | H2 Pipeline - Repurposed | ON | ON |  | 0.33348 | 0
LCP_Inputs_ON_Diverse_2023_04_03 | 2048 |  |  | Methane |  | Capacity-Interconnection | FOM | 0 |  |  | CH4 Pipeline | ON | PJ |  | 0.33348 | 0
LCP_Inputs_ON_Diverse_2023_04_03 | 2048 |  |  | Electricity |  | Capacity-Interconnection | FOM | 1128750 |  |  | Electricity Transmission Line | ON | PJ |  | 0.33348 | 376412.6957
LCP_Inputs_ON_Diverse_2023_04_03 | 2048 |  |  | Hydrogen |  | Capacity-Interconnection | FOM | 0 |  |  | H2 Pipeline - New | ON | PJ |  | 0.33348 | 0
LCP_Inputs_ON_Diverse_2023_04_03 | 2048 |  |  | Hydrogen |  | Capacity-Interconnection | FOM | 0 |  |  | H2 Pipeline - Repurposed | ON | PJ |  | 0.33348 | 0
LCP_Inputs_ON_Diverse_2023_04_03 | 2048 |  |  | Methane |  | Capacity-Interconnection | FOM | 0 |  |  | CH4 Pipeline | ON | QC |  | 0.33348 | 0
LCP_Inputs_ON_Diverse_2023_04_03 | 2048 |  |  | Electricity |  | Capacity-Interconnection | FOM | 7901250 |  |  | Electricity Transmission Line | ON | QC |  | 0.33348 | 2634888.87
LCP_Inputs_ON_Diverse_2023_04_03 | 2048 |  |  | Hydrogen |  | Capacity-Interconnection | FOM | 0 |  |  | H2 Pipeline - New | ON | QC |  | 0.33348 | 0
LCP_Inputs_ON_Diverse_2023_04_03 | 2048 |  |  | Hydrogen |  | Capacity-Interconnection | FOM | 0 |  |  | H2 Pipeline - Repurposed | ON | QC |  | 0.33348 | 0
LCP_Inputs_ON_Diverse_2023_04_03 | 2048 |  |  | Methane |  | Capacity-Interconnection | FOM | 0 |  |  | CH4 Pipeline | ON | WC |  | 0.33348 | 0
LCP_Inputs_ON_Diverse_2023_04_03 | 2048 |  |  | Electricity |  | Capacity-Interconnection | FOM | 22575000 |  |  | Electricity Transmission Line | ON | WC |  | 0.33348 | 7528253.9141
LCP_Inputs_ON_Diverse_2023_04_03 | 2048 |  |  | Hydrogen |  | Capacity-Interconnection | FOM | 0 |  |  | H2 Pipeline - New | ON | WC |  | 0.33348 | 0
LCP_Inputs_ON_Diverse_2023_04_03 | 2048 |  |  | Hydrogen |  | Capacity-Interconnection | FOM | 11766632.8942 |  |  | H2 Pipeline - Repurposed | ON | WC |  | 0.33348 | 3923906.983
LCP_Inputs_ON_Diverse_2023_04_03 | 2048 |  |  | Methane |  | Capacity-Intraconnection | FOM | 0 |  |  | CH4 Pipeline | PJ | PJ |  | 0.33348 | 0
LCP_Inputs_ON_Diverse_2023_04_03 | 2048 |  |  | Electricity |  | Capacity-Intraconnection | FOM | 0 |  |  | Electricity Transmission Line | PJ | PJ |  | 0.33348 | 0
LCP_Inputs_ON_Diverse_2023_04_03 | 2048 |  |  | Hydrogen |  | Capacity-Intraconnection | FOM | 0 |  |  | H2 Pipeline - New | PJ | PJ |  | 0.33348 | 0
LCP_Inputs_ON_Diverse_2023_04_03 | 2048 |  |  | Hydrogen |  | Capacity-Intraconnection | FOM | 0 |  |  | H2 Pipeline - Repurposed | PJ | PJ |  | 0.33348 | 0
LCP_Inputs_ON_Diverse_2023_04_03 | 2048 |  |  | Electricity |  | Capacity-Interconnection | FOM | 18115076.4092 |  |  | Electricity Transmission Line | QC | NY |  | 0.33348 | 6040969.873
LCP_Inputs_ON_Diverse_2023_04_03 | 2048 |  |  | Methane |  | Capacity-Intraconnection | FOM | 0 |  |  | CH4 Pipeline | QC | QC |  | 0.33348 | 0
LCP_Inputs_ON_Diverse_2023_04_03 | 2048 |  |  | Electricity |  | Capacity-Intraconnection | FOM | 0 |  |  | Electricity Transmission Line | QC | QC |  | 0.33348 | 0
LCP_Inputs_ON_Diverse_2023_04_03 | 2048 |  |  | Hydrogen |  | Capacity-Intraconnection | FOM | 0 |  |  | H2 Pipeline - New | QC | QC |  | 0.33348 | 0
LCP_Inputs_ON_Diverse_2023_04_03 | 2048 |  |  | Hydrogen |  | Capacity-Intraconnection | FOM | 0 |  |  | H2 Pipeline - Repurposed | QC | QC |  | 0.33348 | 0
LCP_Inputs_ON_Diverse_2023_04_03 | 2048 |  |  | Electricity |  | Capacity-Interconnection | FOM | 3324047.8665 |  |  | Electricity Transmission Line | WC | MI |  | 0.33348 | 1108495.0769
LCP_Inputs_ON_Diverse_2023_04_03 | 2048 |  |  | Methane |  | Capacity-Intraconnection | FOM | 0 |  |  | CH4 Pipeline | WC | WC |  | 0.33348 | 0
LCP_Inputs_ON_Diverse_2023_04_03 | 2048 |  |  | Electricity |  | Capacity-Intraconnection | FOM | 0 |  |  | Electricity Transmission Line | WC | WC |  | 0.33348 | 0
LCP_Inputs_ON_Diverse_2023_04_03 | 2048 |  |  | Hydrogen |  | Capacity-Intraconnection | FOM | 0 |  |  | H2 Pipeline - New | WC | WC |  | 0.33348 | 0
LCP_Inputs_ON_Diverse_2023_04_03 | 2048 |  |  | Hydrogen |  | Capacity-Intraconnection | FOM | 0 |  |  | H2 Pipeline - Repurposed | WC | WC |  | 0.33348 | 0
LCP_Inputs_ON_Diverse_2023_04_03 | 2049 |  |  | Methane |  | Capacity-Intraconnection | FOM | 0 |  |  | CH4 Pipeline | MI | MI |  | 0.32065 | 0
LCP_Inputs_ON_Diverse_2023_04_03 | 2049 |  |  | Electricity |  | Capacity-Intraconnection | FOM | 0 |  |  | Electricity Transmission Line | MI | MI |  | 0.32065 | 0
LCP_Inputs_ON_Diverse_2023_04_03 | 2049 |  |  | Hydrogen |  | Capacity-Intraconnection | FOM | 0 |  |  | H2 Pipeline - New | MI | MI |  | 0.32065 | 0
LCP_Inputs_ON_Diverse_2023_04_03 | 2049 |  |  | Hydrogen |  | Capacity-Intraconnection | FOM | 0 |  |  | H2 Pipeline - Repurposed | MI | MI |  | 0.32065 | 0
LCP_Inputs_ON_Diverse_2023_04_03 | 2049 |  |  | Methane |  | Capacity-Intraconnection | FOM | 0 |  |  | CH4 Pipeline | NY | NY |  | 0.32065 | 0
LCP_Inputs_ON_Diverse_2023_04_03 | 2049 |  |  | Electricity |  | Capacity-Intraconnection | FOM | 0 |  |  | Electricity Transmission Line | NY | NY |  | 0.32065 | 0
LCP_Inputs_ON_Diverse_2023_04_03 | 2049 |  |  | Hydrogen |  | Capacity-Intraconnection | FOM | 0 |  |  | H2 Pipeline - New | NY | NY |  | 0.32065 | 0
LCP_Inputs_ON_Diverse_2023_04_03 | 2049 |  |  | Hydrogen |  | Capacity-Intraconnection | FOM | 0 |  |  | H2 Pipeline - Repurposed | NY | NY |  | 0.32065 | 0
LCP_Inputs_ON_Diverse_2023_04_03 | 2049 |  |  | Methane |  | Capacity-Interconnection | FOM | 0 |  |  | CH4 Pipeline | ON | MI |  | 0.32065 | 0
LCP_Inputs_ON_Diverse_2023_04_03 | 2049 |  |  | Electricity |  | Capacity-Interconnection | FOM | 5643750 |  |  | Electricity Transmission Line | ON | MI |  | 0.32065 | 1809676.4217
LCP_Inputs_ON_Diverse_2023_04_03 | 2049 |  |  | Hydrogen |  | Capacity-Interconnection | FOM | 0 |  |  | H2 Pipeline - New | ON | MI |  | 0.32065 | 0
LCP_Inputs_ON_Diverse_2023_04_03 | 2049 |  |  | Hydrogen |  | Capacity-Interconnection | FOM | 0 |  |  | H2 Pipeline - Repurposed | ON | MI |  | 0.32065 | 0
LCP_Inputs_ON_Diverse_2023_04_03 | 2049 |  |  | Methane |  | Capacity-Interconnection | FOM | 0 |  |  | CH4 Pipeline | ON | NY |  | 0.32065 | 0
LCP_Inputs_ON_Diverse_2023_04_03 | 2049 |  |  | Electricity |  | Capacity-Interconnection | FOM | 5643750 |  |  | Electricity Transmission Line | ON | NY |  | 0.32065 | 1809676.4217
LCP_Inputs_ON_Diverse_2023_04_03 | 2049 |  |  | Hydrogen |  | Capacity-Interconnection | FOM | 0 |  |  | H2 Pipeline - New | ON | NY |  | 0.32065 | 0
LCP_Inputs_ON_Diverse_2023_04_03 | 2049 |  |  | Hydrogen |  | Capacity-Interconnection | FOM | 0 |  |  | H2 Pipeline - Repurposed | ON | NY |  | 0.32065 | 0
LCP_Inputs_ON_Diverse_2023_04_03 | 2049 |  |  | Methane |  | Capacity-Intraconnection | FOM | 0 |  |  | CH4 Pipeline | ON | ON |  | 0.32065 | 0
LCP_Inputs_ON_Diverse_2023_04_03 | 2049 |  |  | Electricity |  | Capacity-Intraconnection | FOM | 0 |  |  | Electricity Transmission Line | ON | ON |  | 0.32065 | 0
LCP_Inputs_ON_Diverse_2023_04_03 | 2049 |  |  | Hydrogen |  | Capacity-Intraconnection | FOM | 0 |  |  | H2 Pipeline - New | ON | ON |  | 0.32065 | 0
LCP_Inputs_ON_Diverse_2023_04_03 | 2049 |  |  | Hydrogen |  | Capacity-Intraconnection | FOM | 0 |  |  | H2 Pipeline - Repurposed | ON | ON |  | 0.32065 | 0
LCP_Inputs_ON_Diverse_2023_04_03 | 2049 |  |  | Methane |  | Capacity-Interconnection | FOM | 0 |  |  | CH4 Pipeline | ON | PJ |  | 0.32065 | 0
LCP_Inputs_ON_Diverse_2023_04_03 | 2049 |  |  | Electricity |  | Capacity-Interconnection | FOM | 1128750 |  |  | Electricity Transmission Line | ON | PJ |  | 0.32065 | 361935.2843
LCP_Inputs_ON_Diverse_2023_04_03 | 2049 |  |  | Hydrogen |  | Capacity-Interconnection | FOM | 0 |  |  | H2 Pipeline - New | ON | PJ |  | 0.32065 | 0
LCP_Inputs_ON_Diverse_2023_04_03 | 2049 |  |  | Hydrogen |  | Capacity-Interconnection | FOM | 0 |  |  | H2 Pipeline - Repurposed | ON | PJ |  | 0.32065 | 0
LCP_Inputs_ON_Diverse_2023_04_03 | 2049 |  |  | Methane |  | Capacity-Interconnection | FOM | 0 |  |  | CH4 Pipeline | ON | QC |  | 0.32065 | 0
LCP_Inputs_ON_Diverse_2023_04_03 | 2049 |  |  | Electricity |  | Capacity-Interconnection | FOM | 7901250 |  |  | Electricity Transmission Line | ON | QC |  | 0.32065 | 2533546.9903
LCP_Inputs_ON_Diverse_2023_04_03 | 2049 |  |  | Hydrogen |  | Capacity-Interconnection | FOM | 0 |  |  | H2 Pipeline - New | ON | QC |  | 0.32065 | 0
LCP_Inputs_ON_Diverse_2023_04_03 | 2049 |  |  | Hydrogen |  | Capacity-Interconnection | FOM | 0 |  |  | H2 Pipeline - Repurposed | ON | QC |  | 0.32065 | 0
LCP_Inputs_ON_Diverse_2023_04_03 | 2049 |  |  | Methane |  | Capacity-Interconnection | FOM | 0 |  |  | CH4 Pipeline | ON | WC |  | 0.32065 | 0
LCP_Inputs_ON_Diverse_2023_04_03 | 2049 |  |  | Electricity |  | Capacity-Interconnection | FOM | 22575000 |  |  | Electricity Transmission Line | ON | WC |  | 0.32065 | 7238705.6867
LCP_Inputs_ON_Diverse_2023_04_03 | 2049 |  |  | Hydrogen |  | Capacity-Interconnection | FOM | 0 |  |  | H2 Pipeline - New | ON | WC |  | 0.32065 | 0
LCP_Inputs_ON_Diverse_2023_04_03 | 2049 |  |  | Hydrogen |  | Capacity-Interconnection | FOM | 11766632.8942 |  |  | H2 Pipeline - Repurposed | ON | WC |  | 0.32065 | 3772987.4837
LCP_Inputs_ON_Diverse_2023_04_03 | 2049 |  |  | Methane |  | Capacity-Intraconnection | FOM | 0 |  |  | CH4 Pipeline | PJ | PJ |  | 0.32065 | 0
LCP_Inputs_ON_Diverse_2023_04_03 | 2049 |  |  | Electricity |  | Capacity-Intraconnection | FOM | 0 |  |  | Electricity Transmission Line | PJ | PJ |  | 0.32065 | 0
LCP_Inputs_ON_Diverse_2023_04_03 | 2049 |  |  | Hydrogen |  | Capacity-Intraconnection | FOM | 0 |  |  | H2 Pipeline - New | PJ | PJ |  | 0.32065 | 0
LCP_Inputs_ON_Diverse_2023_04_03 | 2049 |  |  | Hydrogen |  | Capacity-Intraconnection | FOM | 0 |  |  | H2 Pipeline - Repurposed | PJ | PJ |  | 0.32065 | 0
LCP_Inputs_ON_Diverse_2023_04_03 | 2049 |  |  | Electricity |  | Capacity-Interconnection | FOM | 18115076.4092 |  |  | Electricity Transmission Line | QC | NY |  | 0.32065 | 5808624.8779
LCP_Inputs_ON_Diverse_2023_04_03 | 2049 |  |  | Methane |  | Capacity-Intraconnection | FOM | 0 |  |  | CH4 Pipeline | QC | QC |  | 0.32065 | 0
LCP_Inputs_ON_Diverse_2023_04_03 | 2049 |  |  | Electricity |  | Capacity-Intraconnection | FOM | 0 |  |  | Electricity Transmission Line | QC | QC |  | 0.32065 | 0
LCP_Inputs_ON_Diverse_2023_04_03 | 2049 |  |  | Hydrogen |  | Capacity-Intraconnection | FOM | 0 |  |  | H2 Pipeline - New | QC | QC |  | 0.32065 | 0
LCP_Inputs_ON_Diverse_2023_04_03 | 2049 |  |  | Hydrogen |  | Capacity-Intraconnection | FOM | 0 |  |  | H2 Pipeline - Repurposed | QC | QC |  | 0.32065 | 0
LCP_Inputs_ON_Diverse_2023_04_03 | 2049 |  |  | Electricity |  | Capacity-Interconnection | FOM | 3324047.8665 |  |  | Electricity Transmission Line | WC | MI |  | 0.32065 | 1065860.6509
LCP_Inputs_ON_Diverse_2023_04_03 | 2049 |  |  | Methane |  | Capacity-Intraconnection | FOM | 0 |  |  | CH4 Pipeline | WC | WC |  | 0.32065 | 0
LCP_Inputs_ON_Diverse_2023_04_03 | 2049 |  |  | Electricity |  | Capacity-Intraconnection | FOM | 0 |  |  | Electricity Transmission Line | WC | WC |  | 0.32065 | 0
LCP_Inputs_ON_Diverse_2023_04_03 | 2049 |  |  | Hydrogen |  | Capacity-Intraconnection | FOM | 0 |  |  | H2 Pipeline - New | WC | WC |  | 0.32065 | 0
LCP_Inputs_ON_Diverse_2023_04_03 | 2049 |  |  | Hydrogen |  | Capacity-Intraconnection | FOM | 0 |  |  | H2 Pipeline - Repurposed | WC | WC |  | 0.32065 | 0
LCP_Inputs_ON_Diverse_2023_04_03 | 2050 |  |  | Methane |  | Capacity-Intraconnection | CONE | 0 |  |  | CH4 Pipeline | MI | MI |  | 0.30832 | 0
LCP_Inputs_ON_Diverse_2023_04_03 | 2050 |  |  | Methane |  | Capacity-Intraconnection | FOM | 0 |  |  | CH4 Pipeline | MI | MI |  | 0.30832 | 0
LCP_Inputs_ON_Diverse_2023_04_03 | 2050 |  |  | Electricity |  | Capacity-Intraconnection | CONE | 0 |  |  | Electricity Transmission Line | MI | MI |  | 0.30832 | 0
LCP_Inputs_ON_Diverse_2023_04_03 | 2050 |  |  | Electricity |  | Capacity-Intraconnection | FOM | 0 |  |  | Electricity Transmission Line | MI | MI |  | 0.30832 | 0
LCP_Inputs_ON_Diverse_2023_04_03 | 2050 |  |  | Hydrogen |  | Capacity-Intraconnection | CONE | 0 |  |  | H2 Pipeline - New | MI | MI |  | 0.30832 | 0
LCP_Inputs_ON_Diverse_2023_04_03 | 2050 |  |  | Hydrogen |  | Capacity-Intraconnection | FOM | 0 |  |  | H2 Pipeline - New | MI | MI |  | 0.30832 | 0
LCP_Inputs_ON_Diverse_2023_04_03 | 2050 |  |  | Hydrogen |  | Capacity-Intraconnection | CONE | 0 |  |  | H2 Pipeline - Repurposed | MI | MI |  | 0.30832 | 0
LCP_Inputs_ON_Diverse_2023_04_03 | 2050 |  |  | Hydrogen |  | Capacity-Intraconnection | FOM | 0 |  |  | H2 Pipeline - Repurposed | MI | MI |  | 0.30832 | 0
LCP_Inputs_ON_Diverse_2023_04_03 | 2050 |  |  | Methane |  | Capacity-Intraconnection | CONE | 0 |  |  | CH4 Pipeline | NY | NY |  | 0.30832 | 0
LCP_Inputs_ON_Diverse_2023_04_03 | 2050 |  |  | Methane |  | Capacity-Intraconnection | FOM | 0 |  |  | CH4 Pipeline | NY | NY |  | 0.30832 | 0
LCP_Inputs_ON_Diverse_2023_04_03 | 2050 |  |  | Electricity |  | Capacity-Intraconnection | CONE | 0 |  |  | Electricity Transmission Line | NY | NY |  | 0.30832 | 0
LCP_Inputs_ON_Diverse_2023_04_03 | 2050 |  |  | Electricity |  | Capacity-Intraconnection | FOM | 0 |  |  | Electricity Transmission Line | NY | NY |  | 0.30832 | 0
LCP_Inputs_ON_Diverse_2023_04_03 | 2050 |  |  | Hydrogen |  | Capacity-Intraconnection | CONE | 0 |  |  | H2 Pipeline - New | NY | NY |  | 0.30832 | 0
LCP_Inputs_ON_Diverse_2023_04_03 | 2050 |  |  | Hydrogen |  | Capacity-Intraconnection | FOM | 0 |  |  | H2 Pipeline - New | NY | NY |  | 0.30832 | 0
LCP_Inputs_ON_Diverse_2023_04_03 | 2050 |  |  | Hydrogen |  | Capacity-Intraconnection | CONE | 0 |  |  | H2 Pipeline - Repurposed | NY | NY |  | 0.30832 | 0
LCP_Inputs_ON_Diverse_2023_04_03 | 2050 |  |  | Hydrogen |  | Capacity-Intraconnection | FOM | 0 |  |  | H2 Pipeline - Repurposed | NY | NY |  | 0.30832 | 0
LCP_Inputs_ON_Diverse_2023_04_03 | 2050 |  |  | Methane |  | Capacity-Interconnection | CONE | 0 |  |  | CH4 Pipeline | ON | MI |  | 0.30832 | 0
LCP_Inputs_ON_Diverse_2023_04_03 | 2050 |  |  | Methane |  | Capacity-Interconnection | FOM | 0 |  |  | CH4 Pipeline | ON | MI |  | 0.30832 | 0
LCP_Inputs_ON_Diverse_2023_04_03 | 2050 |  |  | Electricity |  | Capacity-Interconnection | CONE | 4031250 |  |  | Electricity Transmission Line | ON | MI |  | 0.30832 | 1242909.6303
LCP_Inputs_ON_Diverse_2023_04_03 | 2050 |  |  | Electricity |  | Capacity-Interconnection | FOM | 8465625 |  |  | Electricity Transmission Line | ON | MI |  | 0.30832 | 2610110.2236
LCP_Inputs_ON_Diverse_2023_04_03 | 2050 |  |  | Hydrogen |  | Capacity-Interconnection | CONE | 0 |  |  | H2 Pipeline - New | ON | MI |  | 0.30832 | 0
LCP_Inputs_ON_Diverse_2023_04_03 | 2050 |  |  | Hydrogen |  | Capacity-Interconnection | FOM | 0 |  |  | H2 Pipeline - New | ON | MI |  | 0.30832 | 0
LCP_Inputs_ON_Diverse_2023_04_03 | 2050 |  |  | Hydrogen |  | Capacity-Interconnection | CONE | 0 |  |  | H2 Pipeline - Repurposed | ON | MI |  | 0.30832 | 0
LCP_Inputs_ON_Diverse_2023_04_03 | 2050 |  |  | Hydrogen |  | Capacity-Interconnection | FOM | 0 |  |  | H2 Pipeline - Repurposed | ON | MI |  | 0.30832 | 0
LCP_Inputs_ON_Diverse_2023_04_03 | 2050 |  |  | Methane |  | Capacity-Interconnection | CONE | 0 |  |  | CH4 Pipeline | ON | NY |  | 0.30832 | 0
LCP_Inputs_ON_Diverse_2023_04_03 | 2050 |  |  | Methane |  | Capacity-Interconnection | FOM | 0 |  |  | CH4 Pipeline | ON | NY |  | 0.30832 | 0
LCP_Inputs_ON_Diverse_2023_04_03 | 2050 |  |  | Electricity |  | Capacity-Interconnection | CONE | 4031250 |  |  | Electricity Transmission Line | ON | NY |  | 0.30832 | 1242909.6303
LCP_Inputs_ON_Diverse_2023_04_03 | 2050 |  |  | Electricity |  | Capacity-Interconnection | FOM | 8465625 |  |  | Electricity Transmission Line | ON | NY |  | 0.30832 | 2610110.2236
LCP_Inputs_ON_Diverse_2023_04_03 | 2050 |  |  | Hydrogen |  | Capacity-Interconnection | CONE | 0 |  |  | H2 Pipeline - New | ON | NY |  | 0.30832 | 0
LCP_Inputs_ON_Diverse_2023_04_03 | 2050 |  |  | Hydrogen |  | Capacity-Interconnection | FOM | 0 |  |  | H2 Pipeline - New | ON | NY |  | 0.30832 | 0
LCP_Inputs_ON_Diverse_2023_04_03 | 2050 |  |  | Hydrogen |  | Capacity-Interconnection | CONE | 0 |  |  | H2 Pipeline - Repurposed | ON | NY |  | 0.30832 | 0
LCP_Inputs_ON_Diverse_2023_04_03 | 2050 |  |  | Hydrogen |  | Capacity-Interconnection | FOM | 0 |  |  | H2 Pipeline - Repurposed | ON | NY |  | 0.30832 | 0
LCP_Inputs_ON_Diverse_2023_04_03 | 2050 |  |  | Methane |  | Capacity-Intraconnection | CONE | 0 |  |  | CH4 Pipeline | ON | ON |  | 0.30832 | 0
LCP_Inputs_ON_Diverse_2023_04_03 | 2050 |  |  | Methane |  | Capacity-Intraconnection | FOM | 0 |  |  | CH4 Pipeline | ON | ON |  | 0.30832 | 0
LCP_Inputs_ON_Diverse_2023_04_03 | 2050 |  |  | Electricity |  | Capacity-Intraconnection | CONE | 23422630.0179 |  |  | Electricity Transmission Line | ON | ON |  | 0.30832 | 7221634.0876
LCP_Inputs_ON_Diverse_2023_04_03 | 2050 |  |  | Electricity |  | Capacity-Intraconnection | FOM | 0 |  |  | Electricity Transmission Line | ON | ON |  | 0.30832 | 0
LCP_Inputs_ON_Diverse_2023_04_03 | 2050 |  |  | Hydrogen |  | Capacity-Intraconnection | CONE | 0 |  |  | H2 Pipeline - New | ON | ON |  | 0.30832 | 0
LCP_Inputs_ON_Diverse_2023_04_03 | 2050 |  |  | Hydrogen |  | Capacity-Intraconnection | FOM | 0 |  |  | H2 Pipeline - New | ON | ON |  | 0.30832 | 0
LCP_Inputs_ON_Diverse_2023_04_03 | 2050 |  |  | Hydrogen |  | Capacity-Intraconnection | CONE | 21541693.4645 |  |  | H2 Pipeline - Repurposed | ON | ON |  | 0.30832 | 6641706.2349
LCP_Inputs_ON_Diverse_2023_04_03 | 2050 |  |  | Hydrogen |  | Capacity-Intraconnection | FOM | 0 |  |  | H2 Pipeline - Repurposed | ON | ON |  | 0.30832 | 0
LCP_Inputs_ON_Diverse_2023_04_03 | 2050 |  |  | Methane |  | Capacity-Interconnection | CONE | 0 |  |  | CH4 Pipeline | ON | PJ |  | 0.30832 | 0
LCP_Inputs_ON_Diverse_2023_04_03 | 2050 |  |  | Methane |  | Capacity-Interconnection | FOM | 0 |  |  | CH4 Pipeline | ON | PJ |  | 0.30832 | 0
LCP_Inputs_ON_Diverse_2023_04_03 | 2050 |  |  | Electricity |  | Capacity-Interconnection | CONE | 1612500 |  |  | Electricity Transmission Line | ON | PJ |  | 0.30832 | 497163.8521
LCP_Inputs_ON_Diverse_2023_04_03 | 2050 |  |  | Electricity |  | Capacity-Interconnection | FOM | 2257500 |  |  | Electricity Transmission Line | ON | PJ |  | 0.30832 | 696029.3929
LCP_Inputs_ON_Diverse_2023_04_03 | 2050 |  |  | Hydrogen |  | Capacity-Interconnection | CONE | 0 |  |  | H2 Pipeline - New | ON | PJ |  | 0.30832 | 0
LCP_Inputs_ON_Diverse_2023_04_03 | 2050 |  |  | Hydrogen |  | Capacity-Interconnection | FOM | 0 |  |  | H2 Pipeline - New | ON | PJ |  | 0.30832 | 0
LCP_Inputs_ON_Diverse_2023_04_03 | 2050 |  |  | Hydrogen |  | Capacity-Interconnection | CONE | 0 |  |  | H2 Pipeline - Repurposed | ON | PJ |  | 0.30832 | 0
LCP_Inputs_ON_Diverse_2023_04_03 | 2050 |  |  | Hydrogen |  | Capacity-Interconnection | FOM | 0 |  |  | H2 Pipeline - Repurposed | ON | PJ |  | 0.30832 | 0
LCP_Inputs_ON_Diverse_2023_04_03 | 2050 |  |  | Methane |  | Capacity-Interconnection | CONE | 0 |  |  | CH4 Pipeline | ON | QC |  | 0.30832 | 0
LCP_Inputs_ON_Diverse_2023_04_03 | 2050 |  |  | Methane |  | Capacity-Interconnection | FOM | 0 |  |  | CH4 Pipeline | ON | QC |  | 0.30832 | 0
LCP_Inputs_ON_Diverse_2023_04_03 | 2050 |  |  | Electricity |  | Capacity-Interconnection | CONE | 5643750 |  |  | Electricity Transmission Line | ON | QC |  | 0.30832 | 1740073.4824
LCP_Inputs_ON_Diverse_2023_04_03 | 2050 |  |  | Electricity |  | Capacity-Interconnection | FOM | 11851875 |  |  | Electricity Transmission Line | ON | QC |  | 0.30832 | 3654154.313
LCP_Inputs_ON_Diverse_2023_04_03 | 2050 |  |  | Hydrogen |  | Capacity-Interconnection | CONE | 0 |  |  | H2 Pipeline - New | ON | QC |  | 0.30832 | 0
LCP_Inputs_ON_Diverse_2023_04_03 | 2050 |  |  | Hydrogen |  | Capacity-Interconnection | FOM | 0 |  |  | H2 Pipeline - New | ON | QC |  | 0.30832 | 0
LCP_Inputs_ON_Diverse_2023_04_03 | 2050 |  |  | Hydrogen |  | Capacity-Interconnection | CONE | 1009651.6484 |  |  | H2 Pipeline - Repurposed | ON | QC |  | 0.30832 | 311294.4513
LCP_Inputs_ON_Diverse_2023_04_03 | 2050 |  |  | Hydrogen |  | Capacity-Interconnection | FOM | 3926423.0769 |  |  | H2 Pipeline - Repurposed | ON | QC |  | 0.30832 | 1210589.533
LCP_Inputs_ON_Diverse_2023_04_03 | 2050 |  |  | Methane |  | Capacity-Interconnection | CONE | 0 |  |  | CH4 Pipeline | ON | WC |  | 0.30832 | 0
LCP_Inputs_ON_Diverse_2023_04_03 | 2050 |  |  | Methane |  | Capacity-Interconnection | FOM | 0 |  |  | CH4 Pipeline | ON | WC |  | 0.30832 | 0
LCP_Inputs_ON_Diverse_2023_04_03 | 2050 |  |  | Electricity |  | Capacity-Interconnection | CONE | 16125000 |  |  | Electricity Transmission Line | ON | WC |  | 0.30832 | 4971638.5211
LCP_Inputs_ON_Diverse_2023_04_03 | 2050 |  |  | Electricity |  | Capacity-Interconnection | FOM | 33862500 |  |  | Electricity Transmission Line | ON | WC |  | 0.30832 | 10440440.8942
LCP_Inputs_ON_Diverse_2023_04_03 | 2050 |  |  | Hydrogen |  | Capacity-Interconnection | CONE | 0 |  |  | H2 Pipeline - New | ON | WC |  | 0.30832 | 0
LCP_Inputs_ON_Diverse_2023_04_03 | 2050 |  |  | Hydrogen |  | Capacity-Interconnection | FOM | 0 |  |  | H2 Pipeline - New | ON | WC |  | 0.30832 | 0
LCP_Inputs_ON_Diverse_2023_04_03 | 2050 |  |  | Hydrogen |  | Capacity-Interconnection | CONE | 23359945.6914 |  |  | H2 Pipeline - Repurposed | ON | WC |  | 0.30832 | 7202307.3395
LCP_Inputs_ON_Diverse_2023_04_03 | 2050 |  |  | Hydrogen |  | Capacity-Interconnection | FOM | 102610866.1386 |  |  | H2 Pipeline - Repurposed | ON | WC |  | 0.30832 | 31636845.5674
LCP_Inputs_ON_Diverse_2023_04_03 | 2050 |  |  | Methane |  | Capacity-Intraconnection | CONE | 0 |  |  | CH4 Pipeline | PJ | PJ |  | 0.30832 | 0
LCP_Inputs_ON_Diverse_2023_04_03 | 2050 |  |  | Methane |  | Capacity-Intraconnection | FOM | 0 |  |  | CH4 Pipeline | PJ | PJ |  | 0.30832 | 0
LCP_Inputs_ON_Diverse_2023_04_03 | 2050 |  |  | Electricity |  | Capacity-Intraconnection | CONE | 0 |  |  | Electricity Transmission Line | PJ | PJ |  | 0.30832 | 0
LCP_Inputs_ON_Diverse_2023_04_03 | 2050 |  |  | Electricity |  | Capacity-Intraconnection | FOM | 0 |  |  | Electricity Transmission Line | PJ | PJ |  | 0.30832 | 0
LCP_Inputs_ON_Diverse_2023_04_03 | 2050 |  |  | Hydrogen |  | Capacity-Intraconnection | CONE | 0 |  |  | H2 Pipeline - New | PJ | PJ |  | 0.30832 | 0
LCP_Inputs_ON_Diverse_2023_04_03 | 2050 |  |  | Hydrogen |  | Capacity-Intraconnection | FOM | 0 |  |  | H2 Pipeline - New | PJ | PJ |  | 0.30832 | 0
LCP_Inputs_ON_Diverse_2023_04_03 | 2050 |  |  | Hydrogen |  | Capacity-Intraconnection | CONE | 0 |  |  | H2 Pipeline - Repurposed | PJ | PJ |  | 0.30832 | 0
LCP_Inputs_ON_Diverse_2023_04_03 | 2050 |  |  | Hydrogen |  | Capacity-Intraconnection | FOM | 0 |  |  | H2 Pipeline - Repurposed | PJ | PJ |  | 0.30832 | 0
LCP_Inputs_ON_Diverse_2023_04_03 | 2050 |  |  | Electricity |  | Capacity-Interconnection | CONE | 4367551.4626 |  |  | Electricity Transmission Line | QC | NY |  | 0.30832 | 1346597.6493
LCP_Inputs_ON_Diverse_2023_04_03 | 2050 |  |  | Electricity |  | Capacity-Interconnection | FOM | 21172362.433 |  |  | Electricity Transmission Line | QC | NY |  | 0.30832 | 6527834.5832
LCP_Inputs_ON_Diverse_2023_04_03 | 2050 |  |  | Methane |  | Capacity-Intraconnection | CONE | 0 |  |  | CH4 Pipeline | QC | QC |  | 0.30832 | 0
LCP_Inputs_ON_Diverse_2023_04_03 | 2050 |  |  | Methane |  | Capacity-Intraconnection | FOM | 0 |  |  | CH4 Pipeline | QC | QC |  | 0.30832 | 0
LCP_Inputs_ON_Diverse_2023_04_03 | 2050 |  |  | Electricity |  | Capacity-Intraconnection | CONE | 0 |  |  | Electricity Transmission Line | QC | QC |  | 0.30832 | 0
LCP_Inputs_ON_Diverse_2023_04_03 | 2050 |  |  | Electricity |  | Capacity-Intraconnection | FOM | 0 |  |  | Electricity Transmission Line | QC | QC |  | 0.30832 | 0
LCP_Inputs_ON_Diverse_2023_04_03 | 2050 |  |  | Hydrogen |  | Capacity-Intraconnection | CONE | 0 |  |  | H2 Pipeline - New | QC | QC |  | 0.30832 | 0
LCP_Inputs_ON_Diverse_2023_04_03 | 2050 |  |  | Hydrogen |  | Capacity-Intraconnection | FOM | 0 |  |  | H2 Pipeline - New | QC | QC |  | 0.30832 | 0
LCP_Inputs_ON_Diverse_2023_04_03 | 2050 |  |  | Hydrogen |  | Capacity-Intraconnection | CONE | 0 |  |  | H2 Pipeline - Repurposed | QC | QC |  | 0.30832 | 0
LCP_Inputs_ON_Diverse_2023_04_03 | 2050 |  |  | Hydrogen |  | Capacity-Intraconnection | FOM | 0 |  |  | H2 Pipeline - Repurposed | QC | QC |  | 0.30832 | 0
LCP_Inputs_ON_Diverse_2023_04_03 | 2050 |  |  | Electricity |  | Capacity-Interconnection | CONE | 5164233.8311 |  |  | Electricity Transmission Line | WC | MI |  | 0.30832 | 1592229.6959
LCP_Inputs_ON_Diverse_2023_04_03 | 2050 |  |  | Electricity |  | Capacity-Interconnection | FOM | 6939011.5483 |  |  | Electricity Transmission Line | WC | MI |  | 0.30832 | 2139426.7976
LCP_Inputs_ON_Diverse_2023_04_03 | 2050 |  |  | Methane |  | Capacity-Intraconnection | CONE | 0 |  |  | CH4 Pipeline | WC | WC |  | 0.30832 | 0
LCP_Inputs_ON_Diverse_2023_04_03 | 2050 |  |  | Methane |  | Capacity-Intraconnection | FOM | 0 |  |  | CH4 Pipeline | WC | WC |  | 0.30832 | 0
LCP_Inputs_ON_Diverse_2023_04_03 | 2050 |  |  | Electricity |  | Capacity-Intraconnection | CONE | 0 |  |  | Electricity Transmission Line | WC | WC |  | 0.30832 | 0
LCP_Inputs_ON_Diverse_2023_04_03 | 2050 |  |  | Electricity |  | Capacity-Intraconnection | FOM | 0 |  |  | Electricity Transmission Line | WC | WC |  | 0.30832 | 0
LCP_Inputs_ON_Diverse_2023_04_03 | 2050 |  |  | Hydrogen |  | Capacity-Intraconnection | CONE | 0 |  |  | H2 Pipeline - New | WC | WC |  | 0.30832 | 0
LCP_Inputs_ON_Diverse_2023_04_03 | 2050 |  |  | Hydrogen |  | Capacity-Intraconnection | FOM | 0 |  |  | H2 Pipeline - New | WC | WC |  | 0.30832 | 0
LCP_Inputs_ON_Diverse_2023_04_03 | 2050 |  |  | Hydrogen |  | Capacity-Intraconnection | CONE | 0 |  |  | H2 Pipeline - Repurposed | WC | WC |  | 0.30832 | 0
LCP_Inputs_ON_Diverse_2023_04_03 | 2050 |  |  | Hydrogen |  | Capacity-Intraconnection | FOM | 0 |  |  | H2 Pipeline - Repurposed | WC | WC |  | 0.30832 | 0
LCP_Inputs_ON_Diverse_2023_04_03 | 2020 |  |  |  |  | Carbon Offsets | CarbonOffsetPrice | 0 | [5 empty] | Offset A | 1 | 0
LCP_Inputs_ON_Diverse_2023_04_03 | 2021 |  |  |  |  | Carbon Offsets | CarbonOffsetPrice | 0 | [5 empty] | Offset A | 0.96154 | 0
LCP_Inputs_ON_Diverse_2023_04_03 | 2022 |  |  |  |  | Carbon Offsets | CarbonOffsetPrice | 0 | [5 empty] | Offset A | 0.92456 | 0
LCP_Inputs_ON_Diverse_2023_04_03 | 2023 |  |  |  |  | Carbon Offsets | CarbonOffsetPrice | 0 | [5 empty] | Offset A | 0.889 | 0
LCP_Inputs_ON_Diverse_2023_04_03 | 2024 |  |  |  |  | Carbon Offsets | CarbonOffsetPrice | 0 | [5 empty] | Offset A | 0.8548 | 0
LCP_Inputs_ON_Diverse_2023_04_03 | 2025 |  |  |  |  | Carbon Offsets | CarbonOffsetPrice | 0 | [5 empty] | Offset A | 0.82193 | 0
LCP_Inputs_ON_Diverse_2023_04_03 | 2026 |  |  |  |  | Carbon Offsets | CarbonOffsetPrice | 0 | [5 empty] | Offset A | 0.79031 | 0
LCP_Inputs_ON_Diverse_2023_04_03 | 2027 |  |  |  |  | Carbon Offsets | CarbonOffsetPrice | 0 | [5 empty] | Offset A | 0.75992 | 0
LCP_Inputs_ON_Diverse_2023_04_03 | 2028 |  |  |  |  | Carbon Offsets | CarbonOffsetPrice | 0 | [5 empty] | Offset A | 0.73069 | 0
LCP_Inputs_ON_Diverse_2023_04_03 | 2029 |  |  |  |  | Carbon Offsets | CarbonOffsetPrice | 0 | [5 empty] | Offset A | 0.70259 | 0
LCP_Inputs_ON_Diverse_2023_04_03 | 2030 |  |  |  |  | Carbon Offsets | CarbonOffsetPrice | 0 | [5 empty] | Offset A | 0.67556 | 0
LCP_Inputs_ON_Diverse_2023_04_03 | 2031 |  |  |  |  | Carbon Offsets | CarbonOffsetPrice | 0 | [5 empty] | Offset A | 0.64958 | 0
LCP_Inputs_ON_Diverse_2023_04_03 | 2032 |  |  |  |  | Carbon Offsets | CarbonOffsetPrice | 0 | [5 empty] | Offset A | 0.6246 | 0
LCP_Inputs_ON_Diverse_2023_04_03 | 2033 |  |  |  |  | Carbon Offsets | CarbonOffsetPrice | 0 | [5 empty] | Offset A | 0.60057 | 0
LCP_Inputs_ON_Diverse_2023_04_03 | 2034 |  |  |  |  | Carbon Offsets | CarbonOffsetPrice | 0 | [5 empty] | Offset A | 0.57748 | 0
LCP_Inputs_ON_Diverse_2023_04_03 | 2035 |  |  |  |  | Carbon Offsets | CarbonOffsetPrice | 0 | [5 empty] | Offset A | 0.55526 | 0
LCP_Inputs_ON_Diverse_2023_04_03 | 2036 |  |  |  |  | Carbon Offsets | CarbonOffsetPrice | 0 | [5 empty] | Offset A | 0.53391 | 0
LCP_Inputs_ON_Diverse_2023_04_03 | 2037 |  |  |  |  | Carbon Offsets | CarbonOffsetPrice | 0 | [5 empty] | Offset A | 0.51337 | 0
LCP_Inputs_ON_Diverse_2023_04_03 | 2038 |  |  |  |  | Carbon Offsets | CarbonOffsetPrice | 0 | [5 empty] | Offset A | 0.49363 | 0
LCP_Inputs_ON_Diverse_2023_04_03 | 2039 |  |  |  |  | Carbon Offsets | CarbonOffsetPrice | 0 | [5 empty] | Offset A | 0.47464 | 0
LCP_Inputs_ON_Diverse_2023_04_03 | 2040 |  |  |  |  | Carbon Offsets | CarbonOffsetPrice | 0 | [5 empty] | Offset A | 0.45639 | 0
LCP_Inputs_ON_Diverse_2023_04_03 | 2041 |  |  |  |  | Carbon Offsets | CarbonOffsetPrice | 0 | [5 empty] | Offset A | 0.43883 | 0
LCP_Inputs_ON_Diverse_2023_04_03 | 2042 |  |  |  |  | Carbon Offsets | CarbonOffsetPrice | 0 | [5 empty] | Offset A | 0.42196 | 0
LCP_Inputs_ON_Diverse_2023_04_03 | 2043 |  |  |  |  | Carbon Offsets | CarbonOffsetPrice | 0 | [5 empty] | Offset A | 0.40573 | 0
LCP_Inputs_ON_Diverse_2023_04_03 | 2044 |  |  |  |  | Carbon Offsets | CarbonOffsetPrice | 0 | [5 empty] | Offset A | 0.39012 | 0
LCP_Inputs_ON_Diverse_2023_04_03 | 2045 |  |  |  |  | Carbon Offsets | CarbonOffsetPrice | 0 | [5 empty] | Offset A | 0.37512 | 0
LCP_Inputs_ON_Diverse_2023_04_03 | 2046 |  |  |  |  | Carbon Offsets | CarbonOffsetPrice | 0 | [5 empty] | Offset A | 0.36069 | 0
LCP_Inputs_ON_Diverse_2023_04_03 | 2047 |  |  |  |  | Carbon Offsets | CarbonOffsetPrice | 0 | [5 empty] | Offset A | 0.34682 | 0
LCP_Inputs_ON_Diverse_2023_04_03 | 2048 |  |  |  |  | Carbon Offsets | CarbonOffsetPrice | 0 | [5 empty] | Offset A | 0.33348 | 0
LCP_Inputs_ON_Diverse_2023_04_03 | 2049 |  |  |  |  | Carbon Offsets | CarbonOffsetPrice | 0 | [5 empty] | Offset A | 0.32065 | 0
LCP_Inputs_ON_Diverse_2023_04_03 | 2050 |  |  |  |  | Carbon Offsets | CarbonOffsetPrice | 0 | [5 empty] | Offset A | 0.30832 | 0

## SupplyTechUnitCosts
SupplyTechnology | SupplyTechCostType | CostUnits | 2020 | 2030 | 2040 | 2050
Wind Onshore | FOM | $/FuelCapacityUnit-yr | 25000 | 25000 | 25000 | 25000
Wind Onshore | VOM | $/FuelOutputUnit | 0 | 0 | 0 | 0
Wind Onshore | CONE | $/FuelCapacityUnit | 1412875 | 1412875 | 1212875 | 1112875
Wind Onshore | Flex Adder | $/FuelCapacityUnit-yr | 0 | 0 | 0 | 0
Wind Onshore | Retirement | $/FuelCapacityUnit | 0 | 0 | 0 | 0
Wind Offshore | FOM | $/FuelCapacityUnit-yr | 40000 | 40000 | 30000 | 30000
Wind Offshore | VOM | $/FuelOutputUnit | 0 | 0 | 0 | 0
Wind Offshore | CONE | $/FuelCapacityUnit | 2662875 | 2662875 | 2112875 | 2112875
Wind Offshore | Flex Adder | $/FuelCapacityUnit-yr | 0 | 0 | 0 | 0
Wind Offshore | Retirement | $/FuelCapacityUnit | 0 | 0 | 0 | 0
Solar PV | FOM | $/FuelCapacityUnit-yr | 22000 | 22000 | 18000 | 18000
Solar PV | VOM | $/FuelOutputUnit | 0 | 0 | 0 | 0
Solar PV | CONE | $/FuelCapacityUnit | 1062875 | 1062875 | 812875 | 712875
Solar PV | Flex Adder | $/FuelCapacityUnit-yr | 0 | 0 | 0 | 0
Solar PV | Retirement | $/FuelCapacityUnit | 0 | 0 | 0 | 0
Hydro | FOM | $/FuelCapacityUnit-yr | 60305.9976 | 60305.9976 | 60305.9976 | 60305.9976
Hydro | VOM | $/FuelOutputUnit | 0 | 0 | 0 | 0
Hydro | CONE | $/FuelCapacityUnit | 6892114.0059 | 6892114.0059 | 6892114.0059 | 6892114.0059
Hydro | Flex Adder | $/FuelCapacityUnit-yr | 0 | 0 | 0 | 0
Hydro | Retirement | $/FuelCapacityUnit | 0 | 0 | 0 | 0
Hydro Pumped Storage | FOM | $/FuelCapacityUnit-yr | 0 | 0 | 0 | 0
Hydro Pumped Storage | VOM | $/FuelOutputUnit | 0 | 0 | 0 | 0
Hydro Pumped Storage | CONE | $/FuelCapacityUnit | 0.01 | 0.01 | 0.01 | 0.01
Hydro Pumped Storage | Flex Adder | $/FuelCapacityUnit-yr | 0 | 0 | 0 | 0
Hydro Pumped Storage | Retirement | $/FuelCapacityUnit | 0 | 0 | 0 | 0
Nuclear | FOM | $/FuelCapacityUnit-yr | 0 | 0 | 0 | 0
Nuclear | VOM | $/FuelOutputUnit | 95.83 | 95.83 | 95.83 | 95.83
Nuclear | CONE | $/FuelCapacityUnit | 0.01 | 0.01 | 0.01 | 0.01
Nuclear | Flex Adder | $/FuelCapacityUnit-yr | 0 | 0 | 0 | 0
Nuclear | Retirement | $/FuelCapacityUnit | 0 | 0 | 0 | 0
Nuclear SMR | FOM | $/FuelCapacityUnit-yr | 175000 | 175000 | 150000 | 125000
Nuclear SMR | VOM | $/FuelOutputUnit | 7.26 | 7.26 | 7.26 | 7.26
Nuclear SMR | CONE | $/FuelCapacityUnit | 7000000 | 7000000 | 6000000 | 5000000
Nuclear SMR | Flex Adder | $/FuelCapacityUnit-yr | 0 | 0 | 0 | 0
Nuclear SMR | Retirement | $/FuelCapacityUnit | 0 | 0 | 0 | 0
Fossil Fuel Thermal (Coal, Peat, Oil) | FOM | $/FuelCapacityUnit-yr | 0 | 0 | 0 | 0
Fossil Fuel Thermal (Coal, Peat, Oil) | VOM | $/FuelOutputUnit | 4.9087 | 4.9087 | 4.9087 | 4.9087
Fossil Fuel Thermal (Coal, Peat, Oil) | CONE | $/FuelCapacityUnit | 0.01 | 0.01 | 0.01 | 0.01
Fossil Fuel Thermal (Coal, Peat, Oil) | Flex Adder | $/FuelCapacityUnit-yr | 0 | 0 | 0 | 0
Fossil Fuel Thermal (Coal, Peat, Oil) | Retirement | $/FuelCapacityUnit | 0 | 0 | 0 | 0
O/CCGT - CH4 Existing | FOM | $/FuelCapacityUnit-yr | 0 | 0 | 0 | 0
O/CCGT - CH4 Existing | VOM | $/FuelOutputUnit | 2.38 | 2.38 | 2.38 | 2.38
O/CCGT - CH4 Existing | CONE | $/FuelCapacityUnit | 0.01 | 0.01 | 0.01 | 0.01
O/CCGT - CH4 Existing | Flex Adder | $/FuelCapacityUnit-yr | 0 | 0 | 0 | 0
O/CCGT - CH4 Existing | Retirement | $/FuelCapacityUnit | 0 | 0 | 0 | 0
O/CCGT - H2 New | FOM | $/FuelCapacityUnit-yr | 23000 | 23000 | 23000 | 23000
O/CCGT - H2 New | VOM | $/FuelOutputUnit | 2.737 | 2.737 | 2.737 | 2.737
O/CCGT - H2 New | CONE | $/FuelCapacityUnit | 759000 | 759000 | 759000 | 759000
O/CCGT - H2 New | Flex Adder | $/FuelCapacityUnit-yr | 0 | 0 | 0 | 0
O/CCGT - H2 New | Retirement | $/FuelCapacityUnit | 0 | 0 | 0 | 0
O/CCGT - CH4 New | FOM | $/FuelCapacityUnit-yr | 20000 | 20000 | 20000 | 20000
O/CCGT - CH4 New | VOM | $/FuelOutputUnit | 2.38 | 2.38 | 2.38 | 2.38
O/CCGT - CH4 New | CONE | $/FuelCapacityUnit | 660000 | 660000 | 660000 | 660000
O/CCGT - CH4 New | Flex Adder | $/FuelCapacityUnit-yr | 0 | 0 | 0 | 0
O/CCGT - CH4 New | Retirement | $/FuelCapacityUnit | 0 | 0 | 0 | 0
Biomass | FOM | $/FuelCapacityUnit-yr | 19337.5 | 19337.5 | 19337.5 | 19337.5
Biomass | VOM | $/FuelOutputUnit | 2.38 | 2.38 | 2.38 | 2.38
Biomass | CONE | $/FuelCapacityUnit | 654500 | 654500 | 654500 | 654500
Biomass | Flex Adder | $/FuelCapacityUnit-yr | 0 | 0 | 0 | 0
Biomass | Retirement | $/FuelCapacityUnit | 0 | 0 | 0 | 0
Generic - Generator | FOM | $/FuelCapacityUnit-yr | 22000 | 22000 | 22000 | 22000
Generic - Generator | VOM | $/FuelOutputUnit | 2.38 | 2.38 | 2.38 | 2.38
Generic - Generator | CONE | $/FuelCapacityUnit | 1160000 | 1160000 | 1130000 | 1130000
Generic - Generator | Flex Adder | $/FuelCapacityUnit-yr | 0 | 0 | 0 | 0
Generic - Generator | Retirement | $/FuelCapacityUnit | 0 | 0 | 0 | 0
CH4 Salt Cavern Storage - ON | FOM | $/FuelCapacityUnit-yr | 0 | 0 | 0 | 0
CH4 Salt Cavern Storage - ON | VOM | $/FuelOutputUnit | 10.5 | 10.5 | 10.5 | 10.5
CH4 Salt Cavern Storage - ON | CONE | $/FuelCapacityUnit | 0.01 | 0.01 | 0.01 | 0.01
CH4 Salt Cavern Storage - ON | Flex Adder | $/FuelCapacityUnit-yr | 0 | 0 | 0 | 0
CH4 Salt Cavern Storage - ON | Retirement | $/FuelCapacityUnit | 0 | 0 | 0 | 0
H2 Salt Cavern Storage - ON | FOM | $/FuelCapacityUnit-yr | 0 | 0 | 0 | 0
H2 Salt Cavern Storage - ON | VOM | $/FuelOutputUnit | 10.5 | 10.5 | 10.5 | 10.5
H2 Salt Cavern Storage - ON | CONE | $/FuelCapacityUnit | 0.01 | 0.01 | 0.01 | 0.01
H2 Salt Cavern Storage - ON | Flex Adder | $/FuelCapacityUnit-yr | 0 | 0 | 0 | 0
H2 Salt Cavern Storage - ON | Retirement | $/FuelCapacityUnit | 0 | 0 | 0 | 0
H2 Import - QC | FOM | $/FuelCapacityUnit-yr | 0 | 0 | 0 | 0
H2 Import - QC | VOM | $/FuelOutputUnit | 0 | 0 | 0 | 0
H2 Import - QC | CONE | $/FuelCapacityUnit | 0.01 | 0.01 | 0.01 | 0.01
H2 Import - QC | Flex Adder | $/FuelCapacityUnit-yr | 0 | 0 | 0 | 0
H2 Import - QC | Retirement | $/FuelCapacityUnit | 0 | 0 | 0 | 0
H2 Import - WC | FOM | $/FuelCapacityUnit-yr | 0 | 0 | 0 | 0
H2 Import - WC | VOM | $/FuelOutputUnit | 0 | 0 | 0 | 0
H2 Import - WC | CONE | $/FuelCapacityUnit | 0.01 | 0.01 | 0.01 | 0.01
H2 Import - WC | Flex Adder | $/FuelCapacityUnit-yr | 0 | 0 | 0 | 0
H2 Import - WC | Retirement | $/FuelCapacityUnit | 0 | 0 | 0 | 0
CH4 Import - WC 2020 | FOM | $/FuelCapacityUnit-yr | 0 | 0 | 0 | 0
CH4 Import - WC 2020 | VOM | $/FuelOutputUnit | 0 | 0 | 0 | 0
CH4 Import - WC 2020 | CONE | $/FuelCapacityUnit | 0.01 | 0.01 | 0.01 | 0.01
CH4 Import - WC 2020 | Flex Adder | $/FuelCapacityUnit-yr | 0 | 0 | 0 | 0
CH4 Import - WC 2020 | Retirement | $/FuelCapacityUnit | 0 | 0 | 0 | 0
CH4 Import - WC 2030 | FOM | $/FuelCapacityUnit-yr | 0 | 0 | 0 | 0
CH4 Import - WC 2030 | VOM | $/FuelOutputUnit | 0 | 0 | 0 | 0
CH4 Import - WC 2030 | CONE | $/FuelCapacityUnit | 0.01 | 0.01 | 0.01 | 0.01
CH4 Import - WC 2030 | Flex Adder | $/FuelCapacityUnit-yr | 0 | 0 | 0 | 0
CH4 Import - WC 2030 | Retirement | $/FuelCapacityUnit | 0 | 0 | 0 | 0
CH4 Import - WC 2040 | FOM | $/FuelCapacityUnit-yr | 0 | 0 | 0 | 0
CH4 Import - WC 2040 | VOM | $/FuelOutputUnit | 0 | 0 | 0 | 0
CH4 Import - WC 2040 | CONE | $/FuelCapacityUnit | 0.01 | 0.01 | 0.01 | 0.01
CH4 Import - WC 2040 | Flex Adder | $/FuelCapacityUnit-yr | 0 | 0 | 0 | 0
CH4 Import - WC 2040 | Retirement | $/FuelCapacityUnit | 0 | 0 | 0 | 0
CH4 Import - WC 2050 | FOM | $/FuelCapacityUnit-yr | 0 | 0 | 0 | 0
CH4 Import - WC 2050 | VOM | $/FuelOutputUnit | 0 | 0 | 0 | 0
CH4 Import - WC 2050 | CONE | $/FuelCapacityUnit | 0.01 | 0.01 | 0.01 | 0.01
CH4 Import - WC 2050 | Flex Adder | $/FuelCapacityUnit-yr | 0 | 0 | 0 | 0
CH4 Import - WC 2050 | Retirement | $/FuelCapacityUnit | 0 | 0 | 0 | 0
CH4 Import - NY 2020 | FOM | $/FuelCapacityUnit-yr | 0 | 0 | 0 | 0
CH4 Import - NY 2020 | VOM | $/FuelOutputUnit | 0 | 0 | 0 | 0
CH4 Import - NY 2020 | CONE | $/FuelCapacityUnit | 0.01 | 0.01 | 0.01 | 0.01
CH4 Import - NY 2020 | Flex Adder | $/FuelCapacityUnit-yr | 0 | 0 | 0 | 0
CH4 Import - NY 2020 | Retirement | $/FuelCapacityUnit | 0 | 0 | 0 | 0
CH4 Import - NY 2030 | FOM | $/FuelCapacityUnit-yr | 0 | 0 | 0 | 0
CH4 Import - NY 2030 | VOM | $/FuelOutputUnit | 0 | 0 | 0 | 0
CH4 Import - NY 2030 | CONE | $/FuelCapacityUnit | 0.01 | 0.01 | 0.01 | 0.01
CH4 Import - NY 2030 | Flex Adder | $/FuelCapacityUnit-yr | 0 | 0 | 0 | 0
CH4 Import - NY 2030 | Retirement | $/FuelCapacityUnit | 0 | 0 | 0 | 0
CH4 Import - NY 2040 | FOM | $/FuelCapacityUnit-yr | 0 | 0 | 0 | 0
CH4 Import - NY 2040 | VOM | $/FuelOutputUnit | 0 | 0 | 0 | 0
CH4 Import - NY 2040 | CONE | $/FuelCapacityUnit | 0.01 | 0.01 | 0.01 | 0.01
CH4 Import - NY 2040 | Flex Adder | $/FuelCapacityUnit-yr | 0 | 0 | 0 | 0
CH4 Import - NY 2040 | Retirement | $/FuelCapacityUnit | 0 | 0 | 0 | 0
CH4 Import - NY 2050 | FOM | $/FuelCapacityUnit-yr | 0 | 0 | 0 | 0
CH4 Import - NY 2050 | VOM | $/FuelOutputUnit | 0 | 0 | 0 | 0
CH4 Import - NY 2050 | CONE | $/FuelCapacityUnit | 0.01 | 0.01 | 0.01 | 0.01
CH4 Import - NY 2050 | Flex Adder | $/FuelCapacityUnit-yr | 0 | 0 | 0 | 0
CH4 Import - NY 2050 | Retirement | $/FuelCapacityUnit | 0 | 0 | 0 | 0
Battery Storage | FOM | $/FuelCapacityUnit-yr | 44000 | 30000 | 28000 | 24000
Battery Storage | VOM | $/FuelOutputUnit | 0 | 0 | 0 | 0
Battery Storage | CONE | $/FuelCapacityUnit | 1750000 | 1200000 | 1100000 | 950000
Battery Storage | Flex Adder | $/FuelCapacityUnit-yr | 0 | 0 | 0 | 0
Battery Storage | Retirement | $/FuelCapacityUnit | 0 | 0 | 0 | 0
Electrolyser 2020/2030 | FOM | $/FuelCapacityUnit-yr | 20000 | 20000 | 20000 | 20000
Electrolyser 2020/2030 | VOM | $/FuelOutputUnit | 0 | 0 | 0 | 0
Electrolyser 2020/2030 | CONE | $/FuelCapacityUnit | 570000 | 570000 | 570000 | 570000
Electrolyser 2020/2030 | Flex Adder | $/FuelCapacityUnit-yr | 0 | 0 | 0 | 0
Electrolyser 2020/2030 | Retirement | $/FuelCapacityUnit | 0 | 0 | 0 | 0
Electrolyser 2040 | FOM | $/FuelCapacityUnit-yr | 14000 | 14000 | 14000 | 14000
Electrolyser 2040 | VOM | $/FuelOutputUnit | 0 | 0 | 0 | 0
Electrolyser 2040 | CONE | $/FuelCapacityUnit | 390000 | 390000 | 390000 | 390000
Electrolyser 2040 | Flex Adder | $/FuelCapacityUnit-yr | 0 | 0 | 0 | 0
Electrolyser 2040 | Retirement | $/FuelCapacityUnit | 0 | 0 | 0 | 0
Electrolyser 2050 | FOM | $/FuelCapacityUnit-yr | 8000 | 8000 | 8000 | 8000
Electrolyser 2050 | VOM | $/FuelOutputUnit | 0 | 0 | 0 | 0
Electrolyser 2050 | CONE | $/FuelCapacityUnit | 240000 | 240000 | 240000 | 240000
Electrolyser 2050 | Flex Adder | $/FuelCapacityUnit-yr | 0 | 0 | 0 | 0
Electrolyser 2050 | Retirement | $/FuelCapacityUnit | 0 | 0 | 0 | 0
Anaerobic Digestion | FOM | $/FuelCapacityUnit-yr | 89640.3551 | 89640.3551 | 89640.3551 | 89640.3551
Anaerobic Digestion | VOM | $/FuelOutputUnit | 73.1 | 70.1 | 68.6 | 67.1
Anaerobic Digestion | CONE | $/FuelCapacityUnit | 446820.4774 | 446820.4774 | 446820.4774 | 446820.4774
Anaerobic Digestion | Flex Adder | $/FuelCapacityUnit-yr | 0 | 0 | 0 | 0
Anaerobic Digestion | Retirement | $/FuelCapacityUnit | 0 | 0 | 0 | 0
CH4 + CCS | FOM | $/FuelCapacityUnit-yr | 0 | 0 | 0 | 0
CH4 + CCS | VOM | $/FuelOutputUnit | 1.442 | 1.442 | 1.442 | 1.442
CH4 + CCS | CONE | $/FuelCapacityUnit | 0.01 | 0.01 | 0.01 | 0.01
CH4 + CCS | Flex Adder | $/FuelCapacityUnit-yr | 0 | 0 | 0 | 0
CH4 + CCS | Retirement | $/FuelCapacityUnit | 0 | 0 | 0 | 0
SMR CCS | FOM | $/FuelCapacityUnit-yr | 94500 | 94500 | 94500 | 94500
SMR CCS | VOM | $/FuelOutputUnit | 5.5 | 5.5 | 5.5 | 5.5
SMR CCS | CONE | $/FuelCapacityUnit | 3150000 | 3150000 | 3150000 | 3150000
SMR CCS | Flex Adder | $/FuelCapacityUnit-yr | 0 | 0 | 0 | 0
SMR CCS | Retirement | $/FuelCapacityUnit | 0 | 0 | 0 | 0
Biomass + CCS | FOM | $/FuelCapacityUnit-yr | 287300 | 287300 | 287300 | 287300
Biomass + CCS | VOM | $/FuelOutputUnit | 1.442 | 1.442 | 1.442 | 1.442
Biomass + CCS | CONE | $/FuelCapacityUnit | 5780000 | 5780000 | 5780000 | 5780000
Biomass + CCS | Flex Adder | $/FuelCapacityUnit-yr | 0 | 0 | 0 | 0
Biomass + CCS | Retirement | $/FuelCapacityUnit | 0 | 0 | 0 | 0