## JT5.13 Attachment 1
2023-2032 Optimization | AMP Asset Class | Investment Name | Investment Code | Value Score | Total Investment Cost - Value Units - All Years (Final C55) | Total Investment Value Net of Cost - Value Units - All Years (Final C55) | Budget Savings CAPEX (CA) - All Years (Final C55) | Budget Savings OPEX (CA) - All Years (Final C55) | Revenue Impact (CA) - All Years (Final C55) | Cost Avoidance CAPEX (CA) - All Years (Final C55) | Cost Avoidance OPEX (CA) - All Years (Final C55) | Avoided GHG Emissions (CA) - All Years (Final C55) | Avoided Reactive Replacement - All Years (Final C55) | Employee And Contractor Safety Risk - All Years (Final C55) | Employee Productivity (CA) - All Years (Final C55) | Energy Efficiency (CA) - All Years (Final C55) | Environmental Risk And Remediation - All Years (Final C55) | Financial Risk - All Years (Final C55) | Gas Storage Reliability (CA) - All Years (Final C55) | Installation Gross Margin Impact (CA) - All Years (Final C55) | IT And Facilities Capacity Risk - All Years (Final C55) | Operational Disruption Risk (Gas) (CA) - All Years (Final C55) | Operational Disruption Risk (Liquids) (CA) - All Years (Final C55) | Operational Risk - All Years (Final C55) | Public Safety Risk - All Years (Final C55) | Reputational Risk - All Years (Final C55)
Optimized - Kept within budgetary constraints | Distribution Pipe | 000071, NRP - Wellington D2 - 2023 - 2025 - 1651 | 30099 | -350.63 | -365.0051 | 14.3785 | 0 | 0 | 0 | 0 | 0 | 0 | 0 | 0 | 0 | 0 | 0 | 13.7811 | 0 | 0 | 0 | 0 | 0 | 0 | 0.53283 | 0.064571
Optimized - Kept within budgetary constraints | Distribution Pipe | 000715, NRP - Wellington B - 2031 - 2033 - 1604 | 30101 | -934.58 | -985.2275 | 50.6444 | 0 | 0 | 0 | 0 | 0 | 0 | 0 | 0 | 0 | 0 | 0 | 48.7979 | 0 | 0 | 0 | 0 | 0 | 0 | 1.6177 | 0.22887
Optimized - Kept within budgetary constraints | Distribution Pipe | 000724, NRP - HNS Grove B1, 2030 - 2032 - 1605 | 30102 | -519.17 | -556.9453 | 37.7789 | 0 | 0 | 0 | 0 | 0 | 0 | 0 | 0 | 0 | 0 | 0 | 36.0301 | 0 | 0 | 0 | 0 | 0 | 0 | 1.5374 | 0.21131
Optimized - Kept within budgetary constraints | Distribution Pipe | 121 – 151 L’Amoreaux Dr Steel Header Replacements | 7651 | 2434.33 | -376.7542 | 2811.081 | 0 | 33.8383 | 0 | 166.8068 | 0.055602 | 142.7227 | 0 | 123.5115 | 0 | 0 | 0 | 658.7282 | 0 | 0 | 0 | 0 | 0 | 421.9977 | 1235.1154 | 28.3047
Optimized - Kept within budgetary constraints | Distribution Pipe | 2nd Ave - Eastern - Area 60 - 1197 | 30330 | -1903.98 | -1949.4844 | 45.5009 | 0 | 0 | 0 | 0 | 0 | 0 | 0 | 0 | 0 | 0 | 0 | 43.5464 | 0 | 0 | 0 | 0.59616 | 0 | 0 | 1.1982 | 0.16022
Optimized - Kept within budgetary constraints | Distribution Pipe | 2nd Ave PTC - Area 80 - 1180 | 30046 | -1541.51 | -1593.9077 | 52.4025 | 0 | 0 | 0 | 0 | 0 | 0 | 0 | 0 | 0 | 0 | 0 | 49.7632 | 0 | 0 | 0 | 0.16301 | 0 | 0 | 2.1661 | 0.31026
Optimized - Kept within budgetary constraints | Distribution Pipe | 30: VSM - Major Mackenzie, Cedar to Newkirk, Replacement | 103420 | 14129.32 | -1564.9631 | 15694.2865 | 0 | 0 | 0 | 0 | 0 | 0 | 0 | 0.0015242 | 0 | 0 | 114.3135 | 3353.1947 | 0 | 0 | 0 | 0 | 0 | 390.571 | 11431.3456 | 404.8602
Optimized - Kept within budgetary constraints | Distribution Pipe | 30: VSM - Major Mackenzie, Sussex To Newkirk, Replacement | 103419 | 18600.26 | -1193.6461 | 19793.9049 | 0 | 0 | 0 | 0 | 0 | 0 | 0 | 0.0019223 | 0 | 0 | 144.1741 | 4229.107 | 0 | 0 | 0 | 0 | 0 | 492.5949 | 14417.4104 | 510.6166
Optimized - Kept within budgetary constraints | Distribution Pipe | 3665 Flamewood Replacement Copper Relay | 736516 | -415.02 | -415.0229 | 2.0585e-06 | 0 | 0 | 0 | 0 | 0 | 0 | 0 | 0 | 0 | 0 | 0 | 2.0585e-06 | 0 | 0 | 0 | 0 | 0 | 0 | 0 | 0
Optimized - Kept within budgetary constraints | Distribution Pipe | 3rd Ave - Eastern - Area 60 - 1226 | 30331 | -1249.47 | -1290.7628 | 41.2934 | 0 | 0 | 0 | 0 | 0 | 0 | 0 | 0 | 0 | 0 | 0 | 39.1522 | 0 | 0 | 0 | 0.042785 | 0 | 0 | 1.8403 | 0.25811
Optimized - Kept within budgetary constraints | Distribution Pipe | 4th Ave E - Northeast - 1302 | 30197 | -664.37 | -703.6513 | 39.2859 | 0 | 0 | 0 | 0 | 0 | 0 | 0 | 0 | 0 | 0 | 0 | 35.4467 | 0 | 0 | 0 | 0.091508 | 0 | 0 | 3.2741 | 0.47348
Optimized - Kept within budgetary constraints | Distribution Pipe | 4th Ave S-Kenora-1562 | 30134 | -1798.5 | -1846.9712 | 48.4732 | 0 | 0 | 0 | 0 | 0 | 0 | 0 | 0 | 0 | 0 | 0 | 43.9693 | 0 | 0 | 0 | 0 | 0 | 0 | 3.9289 | 0.57503
Optimized - Kept within budgetary constraints | Distribution Pipe | A:10 Dawlish Ave & Valleyanna Dr | 736024 | -1255.25 | -1255.2509 | 0 | 0 | 0 | 0 | 0 | 0 | 0 | 0 | 0 | 0 | 0 | 0 | 0 | 0 | 0 | 0 | 0 | 0 | 0 | 0 | 0
Optimized - Kept within budgetary constraints | Distribution Pipe | A10: Wilson Avenue, Toronto, VSM Replacement | 100339 | -59835.39 | -60408.1404 | 572.7524 | 0 | 0 | 0 | 0 | 0 | 0 | 0 | 0 | 0 | 0 | 0 | 529.8295 | 0 | 0 | 0 | 38.8445 | 0 | 0 | 3.6374 | 0.44109
Optimized - Kept within budgetary constraints | Distribution Pipe | A10: Kipling Ave & Lake Shore Blvd W, Etobicoke, PH2 Replacement | 7604 | 5583.6 | -327.1366 | 5910.7345 | 0 | 90.4527 | 0 | 0 | 1038.4069 | 381.5107 | 0 | 133.4455 | 0 | 0 | 0 | 711.7091 | 0 | 0 | 0 | 0 | 0 | 455.9387 | 2668.9093 | 430.3616
Optimized - Kept within budgetary constraints | Distribution Pipe | A60: Sparks St, Ottawa, Replacement | 101343 | -4945.02 | -8220.2009 | 3275.1819 | 0 | 0.95626 | 0 | 2744.5055 | 0 | 4.0333 | 0 | 1.6468e-05 | 0 | 0 | 0 | 362.3005 | 0 | 0 | 0 | 0 | 0 | 0.0422 | 123.5115 | 39.8325
Optimized - Kept within budgetary constraints | Distribution Pipe | Aberdeen St - Southwest - Windsor - 1356 | 30001 | -692.59 | -823.2842 | 130.6927 | 0 | 0 | 0 | 0 | 0 | 0 | 0 | 0 | 0 | 0 | 0 | 119.8696 | 0 | 0 | 0 | 0.051238 | 0 | 0 | 9.4399 | 1.3319
Optimized - Kept within budgetary constraints | Distribution Pipe | Adelaide St - Eastern - Area 60 - 1218 | 30332 | -799.03 | -807.2887 | 8.2569 | 0 | 0 | 0 | 0 | 0 | 0 | 0 | 0 | 0 | 0 | 0 | 7.9316 | 0 | 0 | 0 | 0.019025 | 0 | 0 | 0.26811 | 0.038149
Optimized - Kept within budgetary constraints | Distribution Pipe | Adelaide St N (EXECUTE 2024 - MUNICIPAL WORK PLANNED FOR 2025) - Southwest - London - 1527 | 30275 | -1755.93 | -1945.3222 | 189.3874 | 0 | 0 | 0 | 0 | 0 | 0 | 0 | 0 | 0 | 0 | 0 | 171.936 | 0 | 0 | 0 | 0 | 0 | 0 | 15.7254 | 1.726
Optimized - Kept within budgetary constraints | Distribution Pipe | Ainsley Dr - Eastern - Area 60 - 1723 | 30333 | -1063.79 | -1087.3118 | 23.5247 | 0 | 0 | 0 | 0 | 0 | 0 | 0 | 0 | 0 | 0 | 0 | 22.6456 | 0 | 0 | 0 | 0 | 0 | 0 | 0.76979 | 0.10933
Optimized - Kept within budgetary constraints | Distribution Pipe | Alder St 1 (MORATORIUM UNTIL 2026) - Northeast - 1715 | 30198 | -757.06 | -791.2021 | 34.145 | 0 | 0 | 0 | 0 | 0 | 0 | 0 | 0 | 0 | 0 | 0 | 31.7572 | 0 | 0 | 0 | 0 | 0 | 0 | 2.101 | 0.2868
Optimized - Kept within budgetary constraints | Distribution Pipe | Alder St 2 (MORATORIUM UNTIL 2026) - Northeast - 1716 | 30199 | -694.13 | -727.5535 | 33.4186 | 0 | 0 | 0 | 0 | 0 | 0 | 0 | 0 | 0 | 0 | 0 | 30.4473 | 0 | 0 | 0 | 0 | 0 | 0 | 2.6475 | 0.32385
Optimized - Kept within budgetary constraints | Distribution Pipe | Ann St (MORATORIUM UNTIL 2026) - Eastern - Area 60 - 1100 | 30334 | -492.51 | -517.8784 | 25.372 | 0 | 0 | 0 | 0 | 0 | 0 | 0 | 0 | 0 | 0 | 0 | 24.1622 | 0 | 0 | 0 | 0.037408 | 0 | 0 | 1.0262 | 0.14623
Optimized - Kept within budgetary constraints | Distribution Pipe | AR40: VSM Replacement - Wilson Rd S Oshawa Ph 1 Bloor to Olive | 735948 | -3209.36 | -3458.4782 | 249.1195 | 0 | 0 | 0 | 0 | 0 | 0 | 0 | 0 | 0 | 0 | 0 | 246.3878 | 0 | 0 | 0 | 1.5425 | 0 | 0 | 1.0416 | 0.14764
Optimized - Kept within budgetary constraints | Distribution Pipe | AR40: VSM Replacement - Wilson Rd S Oshawa Ph 2 Olive to King | 735949 | -3347.82 | -3596.9398 | 249.1195 | 0 | 0 | 0 | 0 | 0 | 0 | 0 | 0 | 0 | 0 | 0 | 246.3878 | 0 | 0 | 0 | 1.5425 | 0 | 0 | 1.0416 | 0.14764
Optimized - Kept within budgetary constraints | Distribution Pipe | Arthur St - Cornwall - Eastern - 1727 | 30417 | -1491.45 | -1551.569 | 60.1168 | 0 | 0 | 0 | 0 | 0 | 0 | 0 | 0 | 0 | 0 | 0 | 54.0404 | 0 | 0 | 0 | 0.16939 | 0 | 0 | 5.2207 | 0.68631
Optimized - Kept within budgetary constraints | Distribution Pipe | Arthur St W (EXECUTE 2024) -Thunder Bay-1496 | 30136 | -2110.16 | -2139.0361 | 28.879 | 0 | 0 | 0 | 0 | 0 | 0 | 0 | 0 | 0 | 0 | 0 | 27.5346 | 0 | 0 | 0 | 0 | 0 | 0 | 1.1925 | 0.1519
Optimized - Kept within budgetary constraints | Distribution Pipe | Ashlar Rd - GTA East - Area 30 - 1489 | 30162 | -878.26 | -961.6977 | 83.4417 | 0 | 0 | 0 | 0 | 0 | 0 | 0 | 0 | 0 | 0 | 0 | 77.7008 | 0 | 0 | 0 | 0.08419 | 0 | 0 | 4.9664 | 0.69026
Optimized - Kept within budgetary constraints | Distribution Pipe | Atikokan Steep Rock Mine Valve Nest Retirement | 49509 | -52.17 | -52.1671 | 0 | 0 | 0 | 0 | 0 | 0 | 0 | 0 | 0 | 0 | 0 | 0 | 0 | 0 | 0 | 0 | 0 | 0 | 0 | 0 | 0
Optimized - Kept within budgetary constraints | Distribution Pipe | Augustus St - Cornwall - Eastern - 1729 | 30418 | -1153.2 | -1193.7827 | 40.5849 | 0 | 0 | 0 | 0 | 0 | 0 | 0 | 0 | 0 | 0 | 0 | 36.5186 | 0 | 0 | 0 | 0.13982 | 0 | 0 | 3.4677 | 0.45876
Optimized - Kept within budgetary constraints | Distribution Pipe | Axminster Dr - GTA East - Area 30 - 1490 | 30163 | -1086.61 | -1165.3652 | 78.7599 | 0 | 0 | 0 | 0 | 0 | 0 | 0 | 0 | 0 | 0 | 0 | 73.599 | 0 | 0 | 0 | 0.066252 | 0 | 0 | 4.4625 | 0.63213
Optimized - Kept within budgetary constraints | Distribution Pipe | Bannerman Crt. and Nordic Crt, Whitby | 100470 | 889.92 | -704.9692 | 1594.8901 | 0 | 0 | 0 | 0 | 0.084269 | 0 | 0 | 0 | 0 | 0 | 14.4174 | 76.8929 | 0 | 0 | 0 | 0 | 0 | 49.2595 | 1441.741 | 12.4951
Optimized - Kept within budgetary constraints | Distribution Pipe | Base Line - Southwest - Windsor - 1623 | 30002 | 0 | 0 | 0 | 0 | 0 | 0 | 0 | 0 | 0 | 0 | 0 | 0 | 0 | 0 | 0 | 0 | 0 | 0 | 0 | 0 | 0 | 0 | 0
Optimized - Kept within budgetary constraints | Distribution Pipe | Base Line 2 - Southwest - Windsor - 1347 | 30003 | 0 | 0 | 0 | 0 | 0 | 0 | 0 | 0 | 0 | 0 | 0 | 0 | 0 | 0 | 0 | 0 | 0 | 0 | 0 | 0 | 0 | 0 | 0
Optimized - Kept within budgetary constraints | Distribution Pipe | Base Line Rd E - Southwest - London - 1461 | 30277 | -1760.52 | -2119.3903 | 358.8732 | 0 | 0 | 0 | 0 | 0 | 0 | 0 | 0 | 0 | 0 | 0 | 325.8661 | 0 | 0 | 0 | 0 | 0 | 0 | 29.3121 | 3.6949
Optimized - Kept within budgetary constraints | Distribution Pipe | Bay St-Timmins-1561 | 30137 | -1782.71 | -1849.4676 | 66.7609 | 0 | 0 | 0 | 0 | 0 | 0 | 0 | 0 | 0 | 0 | 0 | 61.5306 | 0 | 0 | 0 | 0 | 0 | 0 | 4.5676 | 0.66274
Optimized - Kept within budgetary constraints | Distribution Pipe | Bayview & St. Leonards Compression Couplings | 1692 | 189.1 | -106.1688 | 295.2663 | 0 | 0 | 0 | 0 | 0 | 0 | 0 | 123.5132 | 0 | 0 | 0 | 33.2658 | 0 | 0 | 0 | 0 | 0 | 4.22 | 123.5115 | 10.7558
Optimized - Kept within budgetary constraints | Distribution Pipe | Bayview & Steeles CC Replacement | 1693 | -26.4 | -299.6817 | 273.2774 | 0 | 0 | 0 | 0 | 0 | 0 | 0 | 114.315 | 0 | 0 | 0 | 30.7884 | 0 | 0 | 0 | 0 | 0 | 3.9057 | 114.3135 | 9.9548
Optimized - Kept within budgetary constraints | Distribution Pipe | Beckwith St N - Eastern - Area 60 - 1198 | 30338 | -917.37 | -958.7677 | 41.3998 | 0 | 0 | 0 | 0 | 0 | 0 | 0 | 0 | 0 | 0 | 0 | 39.2465 | 0 | 0 | 0 | 0.15948 | 0 | 0 | 1.7421 | 0.25176
Optimized - Kept within budgetary constraints | Distribution Pipe | Bell St - Eastern - Area 60 - 1052 | 30339 | -744.52 | -811.2928 | 66.7755 | 0 | 0 | 0 | 0 | 0 | 0 | 0 | 0 | 0 | 0 | 0 | 63.6017 | 0 | 0 | 0 | 0.039843 | 0 | 0 | 2.7378 | 0.39609
Optimized - Kept within budgetary constraints | Distribution Pipe | Belle River Rd - Southwest - Windsor - 1366 | 30004 | 0 | 0 | 0 | 0 | 0 | 0 | 0 | 0 | 0 | 0 | 0 | 0 | 0 | 0 | 0 | 0 | 0 | 0 | 0 | 0 | 0 | 0 | 0
Optimized - Kept within budgetary constraints | Distribution Pipe | Bloor St. W. & The Kingsway Replacement | 1702 | -346.18 | -403.7742 | 57.5922 | 0 | 0 | 0 | 0 | 0 | 0 | 0 | 5.2594 | 0 | 0 | 0 | 14.1652 | 0 | 0 | 0 | 0 | 0 | 17.9695 | 5.2594 | 14.9388
Optimized - Kept within budgetary constraints | Distribution Pipe | Borthwick Ave (MORATORIUM UNTIL 2025) - Eastern - Area 60 - 1139 | 30340 | -1134.63 | -1194.1338 | 59.5052 | 0 | 0 | 0 | 0 | 0 | 0 | 0 | 0 | 0 | 0 | 0 | 56.5077 | 0 | 0 | 0 | 0.15865 | 0 | 0 | 2.5064 | 0.33245
Optimized - Kept within budgetary constraints | Distribution Pipe | BRAN - Churchill (Connaught to Argyle) Repl. BU - Delhi | 48958 | 144.94 | -90.0866 | 235.0309 | 0 | 0.96867 | 0 | 0 | 0.076731 | 4.0857 | 0 | 1.7793e-05 | 0 | 0 | 9.4969 | 39.144 | 0 | 0 | 0 | 0 | 0 | 45.5939 | 133.4455 | 2.2196
Optimized - Kept within budgetary constraints | Distribution Pipe | BRAN - Connaught Ave. (Hwy 3 to Delcrest) Repl. BU - Delhi | 48956 | -56.38 | -291.4033 | 235.027 | 0 | 0.96867 | 0 | 0 | 0.072839 | 4.0857 | 0 | 1.7793e-05 | 0 | 0 | 9.4969 | 39.144 | 0 | 0 | 0 | 0 | 0 | 45.5939 | 133.4455 | 2.2196
Optimized - Kept within budgetary constraints | Distribution Pipe | BRAN - Otterville Rd. (James to Middleton) Repl. BU - Otterville | 48849 | -422.78 | -675.9043 | 253.1287 | 0 | 0.89656 | 0 | 0 | 0.067417 | 3.7815 | 0 | 1.9223e-05 | 0 | 0 | 10.2604 | 42.2911 | 0 | 0 | 0 | 0 | 0 | 49.2595 | 144.1741 | 2.3981
Optimized - Kept within budgetary constraints | Distribution Pipe | BRAN - Schafer Side Rd. Repl. BU - Norfolk | 48928 | -1150.28 | -1274.969 | 124.6874 | 0 | 1.0466 | 0 | 0 | 4.2075 | 4.4141 | 0 | 1.9223e-06 | 0 | 0 | 10.2171 | 38.8309 | 0 | 0 | 0 | 0 | 0 | 49.2595 | 14.4174 | 2.2943
Optimized - Kept within budgetary constraints | Distribution Pipe | BRAN - Water St. Repl. BU - Vittoria | 48933 | 30.24 | -128.0578 | 158.2935 | 0 | 0 | 0 | 0 | 0.09119 | 0 | 0 | 1.9223e-05 | 0 | 0 | 1.0693 | 7.6893 | 0 | 0 | 0 | 0 | 0 | 4.9259 | 144.1741 | 0.34361
Optimized - Kept within budgetary constraints | Distribution Pipe | BRAN -Northern Ave. (Adams to Connaught) Repl. BU - Delhi | 48955 | -306.01 | -541.0373 | 235.027 | 0 | 0.96867 | 0 | 0 | 0.072839 | 4.0857 | 0 | 1.7793e-05 | 0 | 0 | 9.4969 | 39.144 | 0 | 0 | 0 | 0 | 0 | 45.5939 | 133.4455 | 2.2196
Optimized - Kept within budgetary constraints | Distribution Pipe | Briarsdale Dr STC - Area 80 - 1174 | 30047 | -1017.54 | -1075.259 | 57.7216 | 0 | 0 | 0 | 0 | 0 | 0 | 0 | 0 | 0 | 0 | 0 | 54.5069 | 0 | 0 | 0 | 0.103 | 0 | 0 | 2.7426 | 0.36903
Optimized - Kept within budgetary constraints | Distribution Pipe | Bridge St W-Napanee-1602 | 30419 | -2015.75 | -2074.7347 | 58.9896 | 0 | 0 | 0 | 0 | 0 | 0 | 0 | 0 | 0 | 0 | 0 | 53.3945 | 0 | 0 | 0 | 0.26936 | 0 | 0 | 4.6488 | 0.67692
Optimized - Kept within budgetary constraints | Distribution Pipe | Briscoe St W (EXECUTE 2024) - Southwest - London -1735 | 30278 | -1517.32 | -1583.4444 | 66.1224 | 0 | 0 | 0 | 0 | 0 | 0 | 0 | 0 | 0 | 0 | 0 | 60.8679 | 0 | 0 | 0 | 0 | 0 | 0 | 4.5927 | 0.66178
Optimized - Kept within budgetary constraints | Distribution Pipe | Briscoe St W 2 (EXECUTE 2024) - Southwest - London - 1736 | 30279 | -1662.01 | -1800.681 | 138.6678 | 0 | 0 | 0 | 0 | 0 | 0 | 0 | 0 | 0 | 0 | 0 | 129.417 | 0 | 0 | 0 | 0 | 0 | 0 | 8.1037 | 1.1471
Optimized - Kept within budgetary constraints | Distribution Pipe | Broadway_GTA West_Area 20_1249 | 30114 | -1294.52 | -1342.786 | 48.2665 | 0 | 0 | 0 | 0 | 0 | 0 | 0 | 0 | 0 | 0 | 0 | 45.713 | 0 | 0 | 0 | 0.26897 | 0 | 0 | 2.0182 | 0.26633
Optimized - Kept within budgetary constraints | Distribution Pipe | Brock St - Eastern - Area 60 - 1485 | 30341 | -1201.68 | -1238.4016 | 36.7167 | 0 | 0 | 0 | 0 | 0 | 0 | 0 | 0 | 0 | 0 | 0 | 34.0436 | 0 | 0 | 0 | 0 | 0 | 0 | 2.3384 | 0.33471
Optimized - Kept within budgetary constraints | Distribution Pipe | Burleigh Hill Dr STC - Area 80 - 1131 | 30048 | -814.8 | -838.9027 | 24.1031 | 0 | 0 | 0 | 0 | 0 | 0 | 0 | 0 | 0 | 0 | 0 | 22.4602 | 0 | 0 | 0 | 0.015647 | 0 | 0 | 1.4479 | 0.17933
Optimized - Kept within budgetary constraints | Distribution Pipe | Bush Line Leakage Replacement Phase 1 & 2 | 49714 | -677.13 | -677.1297 | 0 | 0 | 0 | 0 | 0 | 0 | 0 | 0 | 0 | 0 | 0 | 0 | 0 | 0 | 0 | 0 | 0 | 0 | 0 | 0 | 0
Optimized - Kept within budgetary constraints | Distribution Pipe | Cabana Rd W - Southwest - Windsor - 1353 | 30006 | 0 | 0 | 0 | 0 | 0 | 0 | 0 | 0 | 0 | 0 | 0 | 0 | 0 | 0 | 0 | 0 | 0 | 0 | 0 | 0 | 0 | 0 | 0
Optimized - Kept within budgetary constraints | Distribution Pipe | Caddy St-Peterborough-1179 | 30178 | -1356.15 | -1412.4395 | 56.2901 | 0 | 0 | 0 | 0 | 0 | 0 | 0 | 0 | 0 | 0 | 0 | 53.3561 | 0 | 0 | 0 | 0.066693 | 0 | 0 | 2.51 | 0.35731
Optimized - Kept within budgetary constraints | Distribution Pipe | Callie Ave - Southwest - Windsor - 1377 | 30007 | 0 | 0 | 0 | 0 | 0 | 0 | 0 | 0 | 0 | 0 | 0 | 0 | 0 | 0 | 0 | 0 | 0 | 0 | 0 | 0 | 0 | 0 | 0
Optimized - Kept within budgetary constraints | Distribution Pipe | Campbellford Replacement Phase 3 Front St | 102671 | 1120.53 | -390.7524 | 1511.2846 | 0 | 0 | 0 | 0 | 0 | 0 | 0 | 0.00012081 | 0 | 0 | 9.0609 | 265.7867 | 0 | 0 | 0 | 0 | 0 | 309.5811 | 906.0911 | 20.7646
Optimized - Kept within budgetary constraints | Distribution Pipe | Campbellford Replacement Phase 5 Pellissier St & Bridge St | 102673 | 1127.72 | -505.3529 | 1633.0714 | 0 | 0 | 0 | 0 | 0 | 0 | 0 | 0.00013055 | 0 | 0 | 9.7911 | 287.2051 | 0 | 0 | 0 | 0 | 0 | 334.5287 | 979.1084 | 22.4379
Optimized - Kept within budgetary constraints | Distribution Pipe | Carling Ave - Eastern - Area 60 - 1104 | 30342 | -627.02 | -648.5626 | 21.5386 | 0 | 0 | 0 | 0 | 0 | 0 | 0 | 0 | 0 | 0 | 0 | 20.1889 | 0 | 0 | 0 | 0.31648 | 0 | 0 | 0.93591 | 0.097242
Optimized - Kept within budgetary constraints | Distribution Pipe | Cattell Dr NFalls- Area 80 - 1170 | 30049 | -905.92 | -941.0902 | 35.1687 | 0 | 0 | 0 | 0 | 0 | 0 | 0 | 0 | 0 | 0 | 0 | 33.4047 | 0 | 0 | 0 | 0.065741 | 0 | 0 | 1.485 | 0.2133
Optimized - Kept within budgetary constraints | Distribution Pipe | Cedar Alley-Ganonoque-1455 | 30420 | -1120.79 | -1209.2933 | 88.5029 | 0 | 0 | 0 | 0 | 0 | 0 | 0 | 0 | 0 | 0 | 0 | 85.3599 | 0 | 0 | 0 | 0.12527 | 0 | 0 | 2.6095 | 0.40827
Optimized - Kept within budgetary constraints | Distribution Pipe | Centre St - Eastern - Area 60 - 1085 | 30343 | -535.23 | -566.3611 | 31.1318 | 0 | 0 | 0 | 0 | 0 | 0 | 0 | 0 | 0 | 0 | 0 | 29.6919 | 0 | 0 | 0 | 0.034979 | 0 | 0 | 1.2298 | 0.17509
Optimized - Kept within budgetary constraints | Distribution Pipe | CHAT: Base Line, Wallaceburg, Replacement | 49721 | -468.95 | -703.6531 | 234.7008 | 0 | 0 | 0 | 58.1911 | 0.14548 | 0 | 0 | 0 | 0 | 0 | 0 | 65.8728 | 0 | 0 | 0 | 0 | 0 | 61.7558 | 0.36024 | 48.3754
Optimized - Kept within budgetary constraints | Distribution Pipe | CHAT: Ridgetown LP, Ridgetown, Replacement | 49742 | 1538.69 | -975.8765 | 2514.5682 | 0 | 7.6797 | 0 | 30.8574 | 26.4492 | 32.3914 | 0 | 1057.9672 | 0 | 0 | 0.35266 | 284.9458 | 0 | 0 | 0 | 0 | 0 | 0 | 1057.9672 | 15.9577
Optimized - Kept within budgetary constraints | Distribution Pipe | CHAT: St Clair St, Tilbury, Replacement | 49856 | 1153.34 | -159.6179 | 1312.9586 | 0 | 21.2617 | 0 | 41.9241 | 0.034308 | 89.6774 | 0 | 0 | 0 | 0 | 0.35266 | 56.4249 | 0 | 0 | 0 | 0 | 0 | 36.1472 | 1057.9672 | 9.169
Optimized - Kept within budgetary constraints | Distribution Pipe | CHAT: Tweedsmuir LP, Chatham, Replacement | 49859 | 20320.42 | -1557.8539 | 21878.2708 | 0 | 0 | 0 | 52.8984 | 2.9485 | 0 | 0 | 10579.6716 | 0 | 0 | 3.5266 | 564.2491 | 0 | 0 | 0 | 0 | 0 | 3.6147 | 10579.6716 | 91.6905
Optimized - Kept within budgetary constraints | Distribution Pipe | CHAT: Water St & Talbot Trail, Chatham-Kent, Replacement | 49893 | -73.86 | -103.5518 | 29.6899 | 0 | 1.1264 | 0 | 19.397 | 0 | 4.751 | 0 | 0 | 0 | 0 | 0 | 4.138 | 0 | 0 | 0 | 0 | 0 | 0.26509 | 0 | 0.012285
Optimized - Kept within budgetary constraints | Distribution Pipe | Cheapside St - Southwest - London - 1453 | 30282 | -994.31 | -1184.4922 | 190.187 | 0 | 0 | 0 | 0 | 0 | 0 | 0 | 0 | 0 | 0 | 0 | 179.3598 | 0 | 0 | 0 | 0 | 0 | 0 | 9.4802 | 1.347
Optimized - Kept within budgetary constraints | Distribution Pipe | Cheapside St 2 - Southwest - London -1534 | 30283 | -1600.41 | -1859.2684 | 258.8546 | 0 | 0 | 0 | 0 | 0 | 0 | 0 | 0 | 0 | 0 | 0 | 246.7539 | 0 | 0 | 0 | 0 | 0 | 0 | 10.5833 | 1.5173
Optimized - Kept within budgetary constraints | Distribution Pipe | Christena Cres 1 - Ajax - Area 40 - 1702 | 30179 | -1262.74 | -1312.2603 | 49.5237 | 0 | 0 | 0 | 0 | 0 | 0 | 0 | 0 | 0 | 0 | 0 | 47.392 | 0 | 0 | 0 | 0 | 0 | 0 | 1.865 | 0.26678
Optimized - Kept within budgetary constraints | Distribution Pipe | Church St South_2 - GTA East - Area 30 - 1382 | 30164 | -2566.39 | -2727.3502 | 160.9622 | 0 | 0 | 0 | 0 | 0 | 0 | 0 | 0 | 0 | 0 | 0 | 157.8755 | 0 | 0 | 0 | 1.8648 | 0 | 0 | 1.0808 | 0.14106
Optimized - Kept within budgetary constraints | Distribution Pipe | Clarke Rd (EXECUTE 2025 - MUNICIPAL WORK PLANNED FOR 2025) - Southwest - London - 1483 | 30284 | -1366.58 | -1573.7582 | 207.181 | 0 | 0 | 0 | 0 | 0 | 0 | 0 | 0 | 0 | 0 | 0 | 201.4618 | 0 | 0 | 0 | 0 | 0 | 0 | 4.5039 | 1.2152
Optimized - Kept within budgetary constraints | Distribution Pipe | Clarkson Rd 1 (EXECUTE 2025 - ROAD REHABILITATION WORK PLANNED FOR 2025) - GTA West - Area 20 - 1665 | 30115 | -860.99 | -923.4702 | 62.4758 | 0 | 0 | 0 | 0 | 0 | 0 | 0 | 0 | 0 | 0 | 0 | 59.8903 | 0 | 0 | 0 | 0.26957 | 0 | 0 | 2.0264 | 0.28952
Optimized - Kept within budgetary constraints | Distribution Pipe | Colborne St W 1 - Northeast - 1682 | 30200 | -534.95 | -549.7896 | 14.844 | 0 | 0 | 0 | 0 | 0 | 0 | 0 | 0 | 0 | 0 | 0 | 13.37 | 0 | 0 | 0 | 0 | 0 | 0 | 1.2902 | 0.18382
Optimized - Kept within budgetary constraints | Distribution Pipe | Colborne St W 2 - Northeast - 1683 | 30201 | -619.62 | -647.5935 | 27.9707 | 0 | 0 | 0 | 0 | 0 | 0 | 0 | 0 | 0 | 0 | 0 | 25.4337 | 0 | 0 | 0 | 0 | 0 | 0 | 2.2188 | 0.31828
Optimized - Kept within budgetary constraints | Distribution Pipe | Collier St (MORATORIUM UNTIL 2026) - Area 50 - 1216 | 30083 | -368.33 | -399.4052 | 31.0706 | 0 | 0 | 0 | 0 | 0 | 0 | 0 | 0 | 0 | 0 | 0 | 29.5997 | 0 | 0 | 0 | 0.039271 | 0 | 0 | 1.2499 | 0.1817
Optimized - Kept within budgetary constraints | Distribution Pipe | Concord St Isolated Steel Replace with Main St PE, Ottawa | 23126 | -464.18 | -464.1774 | 0 | 0 | 0 | 0 | 0 | 0 | 0 | 0 | 0 | 0 | 0 | 0 | 0 | 0 | 0 | 0 | 0 | 0 | 0 | 0 | 0
Optimized - Kept within budgetary constraints | Distribution Pipe | County Road 46 - Southwest - Windsor - 1352 | 30008 | 0 | 0 | 0 | 0 | 0 | 0 | 0 | 0 | 0 | 0 | 0 | 0 | 0 | 0 | 0 | 0 | 0 | 0 | 0 | 0 | 0 | 0 | 0
Optimized - Kept within budgetary constraints | Distribution Pipe | Courthouse Sq - Southwest - London - 1802 | 30461 | -625.42 | -661.5956 | 36.1744 | 0 | 0 | 0 | 0 | 0 | 0 | 0 | 0 | 0 | 0 | 0 | 33.2281 | 0 | 0 | 0 | 0.032059 | 0 | 0 | 2.5249 | 0.38939
Optimized - Kept within budgetary constraints | Distribution Pipe | Creston Ave (EXECUTE 2024) - Southwest - London - 1734 | 30285 | -321.41 | -616.4352 | 295.0245 | 0 | 0 | 0 | 0 | 0 | 0 | 0 | 0 | 0 | 0 | 0 | 270.6265 | 0 | 0 | 0 | 0 | 0 | 0 | 21.3415 | 3.0565
Optimized - Kept within budgetary constraints | Distribution Pipe | Darlington Bay Bridge - NPS 2 Replacement | 49510 | -497.33 | -827.8272 | 330.5008 | 0 | 0 | 0 | 0 | 75.5076 | 0 | 0 | 0.0018115 | 0 | 0 | 0 | 65.8728 | 0 | 0 | 0 | 0 | 0 | 185.2673 | 0.0018115 | 3.8494
Optimized - Kept within budgetary constraints | Distribution Pipe | Delaware Ave - Southwest - Windsor - 1364 | 30010 | -1109.28 | -1175.4085 | 66.1239 | 0 | 0 | 0 | 0 | 0 | 0 | 0 | 0 | 0 | 0 | 0 | 61.0597 | 0 | 0 | 0 | 0.26888 | 0 | 0 | 4.2037 | 0.59153
Optimized - Kept within budgetary constraints | Distribution Pipe | Dexter Dr WELL - Area 80 - 1169 | 30050 | -1437.49 | -1483.7165 | 46.222 | 0 | 0 | 0 | 0 | 0 | 0 | 0 | 0 | 0 | 0 | 0 | 44.143 | 0 | 0 | 0 | 0.18595 | 0 | 0 | 1.6579 | 0.23516
Optimized - Kept within budgetary constraints | Distribution Pipe | Div. 06 - Brant - Broadway St W - Southeast - Waterloo - 1378 | 30234 | -1823.12 | -1923.7825 | 100.6672 | 0 | 0 | 0 | 0 | 0 | 0 | 0 | 0 | 0 | 0 | 0 | 91.2188 | 0 | 0 | 0 | 1.7045 | 0 | 0 | 6.6783 | 1.0656
Optimized - Kept within budgetary constraints | Distribution Pipe | Div. 06 - Brantford - Abigail Ave - Southeast - Waterloo - 1309 | 30237 | -469.58 | -1208.907 | 739.3258 | 0 | 0 | 0 | 0 | 0 | 0 | 0 | 0 | 0 | 0 | 0 | 667.3935 | 0 | 0 | 0 | 56.2878 | 0 | 0 | 13.6904 | 1.9542
Optimized - Kept within budgetary constraints | Distribution Pipe | Div. 06 - Brantford - Balmoral Dr - Southeast - Waterloo - 1291 | 30238 | -643.5 | -1241.7074 | 598.2061 | 0 | 0 | 0 | 0 | 0 | 0 | 0 | 0 | 0 | 0 | 0 | 495.5477 | 0 | 0 | 0 | 93.4048 | 0 | 0 | 8.0925 | 1.1611
Optimized - Kept within budgetary constraints | Distribution Pipe | Div. 06 - Brantford - Dundas St E - Southeast - Waterloo - 1303 | 30243 | -913.9 | -1000.7488 | 86.849 | 0 | 0 | 0 | 0 | 0 | 0 | 0 | 0 | 0 | 0 | 0 | 80.6211 | 0 | 0 | 0 | 1.3862 | 0 | 0 | 4.2337 | 0.60804
Optimized - Kept within budgetary constraints | Distribution Pipe | Div. 06 - Brantford - Elgin St - Southeast - Waterloo - 1296 | 30244 | -1637.52 | -1988.3639 | 350.8422 | 0 | 0 | 0 | 0 | 0 | 0 | 0 | 0 | 0 | 0 | 0 | 328.5018 | 0 | 0 | 0 | 6.2668 | 0 | 0 | 13.8691 | 2.2045
Optimized - Kept within budgetary constraints | Distribution Pipe | Div. 06 - Brantford - Ewing Dr - Southeast - Waterloo - 1316 | 30245 | -617.66 | -1474.7694 | 857.1085 | 0 | 0 | 0 | 0 | 0 | 0 | 0 | 0 | 0 | 0 | 0 | 725.1462 | 0 | 0 | 0 | 111.4457 | 0 | 0 | 18.0112 | 2.5054
Optimized - Kept within budgetary constraints | Distribution Pipe | Div. 06 - Brantford - Franklin St - Southeast - Waterloo - 1388 | 30246 | -1708.95 | -1850.5334 | 141.5834 | 0 | 0 | 0 | 0 | 0 | 0 | 0 | 0 | 0 | 0 | 0 | 127.7487 | 0 | 0 | 0 | 8.8686 | 0 | 0 | 4.3434 | 0.62278
Optimized - Kept within budgetary constraints | Distribution Pipe | Div. 06 - Brantford - Greenwich St - Southeast - Waterloo - 1332 | 30248 | -1480.98 | -1552.7372 | 71.7596 | 0 | 0 | 0 | 0 | 0 | 0 | 0 | 0 | 0 | 0 | 0 | 65.0352 | 0 | 0 | 0 | 3.6505 | 0 | 0 | 2.665 | 0.40898
Optimized - Kept within budgetary constraints | Distribution Pipe | Div. 06 - Brantford - St George St - Southeast - Waterloo - 1312 | 30252 | -1754.75 | -2167.2308 | 412.4796 | 0 | 0 | 0 | 0 | 0 | 0 | 0 | 0 | 0 | 0 | 0 | 370.8036 | 0 | 0 | 0 | 30.2626 | 0 | 0 | 9.989 | 1.4244
Optimized - Kept within budgetary constraints | Distribution Pipe | Div. 06 - Brantford - St George St 2 - Southeast - Waterloo - 1386 | 30253 | -2076.78 | -2396.7232 | 319.9458 | 0 | 0 | 0 | 0 | 0 | 0 | 0 | 0 | 0 | 0 | 0 | 287.219 | 0 | 0 | 0 | 22.6111 | 0 | 0 | 8.8477 | 1.268
Optimized - Kept within budgetary constraints | Distribution Pipe | Div. 06 - Brantford - Toll Gate Rd - Southeast - Waterloo - 1314 | 30256 | -1133.15 | -1588.0672 | 454.9189 | 0 | 0 | 0 | 0 | 0 | 0 | 0 | 0 | 0 | 0 | 0 | 402.3876 | 0 | 0 | 0 | 34.0158 | 0 | 0 | 16.2824 | 2.2331
Optimized - Kept within budgetary constraints | Distribution Pipe | Div. 06 - Norfolk County - Andy's Corners - Norfolk County Rd 21 - Southeast - Waterloo - 1325 | 30260 | -657.33 | -799.8448 | 142.5135 | 0 | 0 | 0 | 0 | 0 | 0 | 0 | 0 | 0 | 0 | 0 | 140.2742 | 0 | 0 | 0 | 0.060547 | 0 | 0 | 0.57977 | 1.599
Optimized - Kept within budgetary constraints | Distribution Pipe | Div. 06 - Norfolk County - Tillsonburg - 3rd Concession Rd N - Southeast - Waterloo - 1310 | 30266 | -1425.43 | -1522.8374 | 97.4085 | 0 | 0 | 0 | 0 | 0 | 0 | 0 | 0 | 0 | 0 | 0 | 89.6139 | 0 | 0 | 0 | 0.35866 | 0 | 0 | 6.4699 | 0.96593
Optimized - Kept within budgetary constraints | Distribution Pipe | Div. 06 - Tillsonburg - Brownsville Rd - Southeast - Waterloo - 1391 | 30267 | -1287.34 | -1303.395 | 16.0514 | 0 | 0 | 0 | 0 | 0 | 0 | 0 | 0 | 0 | 0 | 0 | 14.5631 | 0 | 0 | 0 | 0.047762 | 0 | 0 | 1.2487 | 0.19181
Optimized - Kept within budgetary constraints | Distribution Pipe | Div. 06 - Tillsonburg - Potters Rd - Southeast - Waterloo - 1375 | 30269 | -1266.07 | -1317.7297 | 51.6623 | 0 | 0 | 0 | 0 | 0 | 0 | 0 | 0 | 0 | 0 | 0 | 47.0487 | 0 | 0 | 0 | 0.068415 | 0 | 0 | 3.9674 | 0.5778
Optimized - Kept within budgetary constraints | Distribution Pipe | Div. 06 - Tillsonburg - Quarter Town Line - Southeast - Waterloo - 1383 | 30270 | -1434.49 | -1487.6143 | 53.1248 | 0 | 0 | 0 | 0 | 0 | 0 | 0 | 0 | 0 | 0 | 0 | 50.5527 | 0 | 0 | 0 | 0.36921 | 0 | 0 | 1.7886 | 0.41435
Optimized - Kept within budgetary constraints | Distribution Pipe | Div. 06 - Tillsonburg - Victoria St - Southeast - Waterloo - 1324 | 30272 | -793.01 | -830.3928 | 37.3859 | 0 | 0 | 0 | 0 | 0 | 0 | 0 | 0 | 0 | 0 | 0 | 33.8171 | 0 | 0 | 0 | 0.099145 | 0 | 0 | 3.0346 | 0.43511
Optimized - Kept within budgetary constraints | Distribution Pipe | Div. 16 - Haldimand - Caledonia - Argyle St S - Hamilton - 1486 | 30396 | -1516.98 | -2007.2777 | 490.3003 | 0 | 0 | 0 | 0 | 0 | 0 | 0 | 0 | 0 | 0 | 0 | 446.1894 | 0 | 0 | 0 | 0.45449 | 0 | 0 | 38.2865 | 5.3699
Optimized - Kept within budgetary constraints | Distribution Pipe | Div. 16 - Haldimand - Canborough - Smithville Rd - Hamilton - 1488 | 30397 | -1292.58 | -1421.3818 | 128.7994 | 0 | 0 | 0 | 0 | 0 | 0 | 0 | 0 | 0 | 0 | 0 | 120.722 | 0 | 0 | 0 | 0.082636 | 0 | 0 | 6.9464 | 1.0483
Optimized - Kept within budgetary constraints | Distribution Pipe | Div. 16 - Haldimand - Dunnville - Central Lane - Hamilton - 1361 | 30398 | -1311.28 | -1752.0404 | 440.7594 | 0 | 0 | 0 | 0 | 0 | 0 | 0 | 0 | 0 | 0 | 0 | 403.9575 | 0 | 0 | 0 | 0.45677 | 0 | 0 | 31.2087 | 5.1364
Optimized - Kept within budgetary constraints | Distribution Pipe | Div. 16 - Haldimand - Fisherville - Erie Ave N 1 - Hamilton - 1728 | 30399 | -1454.78 | -1472.901 | 18.1244 | 0 | 0 | 0 | 0 | 0 | 0 | 0 | 0 | 0 | 0 | 0 | 15.4381 | 0 | 0 | 0 | 0.052742 | 0 | 0 | 2.2804 | 0.3531
Optimized - Kept within budgetary constraints | Distribution Pipe | Div. 16 - Haldimand - Fisherville - Erie Ave N 2 - Hamilton - 1730 | 30400 | -399.23 | -675.5439 | 276.3142 | 0 | 0 | 0 | 0 | 0 | 0 | 0 | 0 | 0 | 0 | 0 | 253.6945 | 0 | 0 | 0 | 0.064388 | 0 | 0 | 19.7113 | 2.8439
Optimized - Kept within budgetary constraints | Distribution Pipe | Div. 16 - Hamilton - Centennial Pkwy N - Hamilton - 1747 | 30404 | -1088.52 | -1493.5394 | 405.0189 | 0 | 0 | 0 | 0 | 0 | 0 | 0 | 0 | 0 | 0 | 0 | 382.6852 | 0 | 0 | 0 | 2.2157 | 0 | 0 | 17.6034 | 2.5147
Optimized - Kept within budgetary constraints | Distribution Pipe | Div. 16 - Hamilton - Crooks St 1 - Hamilton - 1745 | 30405 | -1336.52 | -1413.2343 | 76.7193 | 0 | 0 | 0 | 0 | 0 | 0 | 0 | 0 | 0 | 0 | 0 | 69.1901 | 0 | 0 | 0 | 0.28029 | 0 | 0 | 6.3833 | 0.86562
Optimized - Kept within budgetary constraints | Distribution Pipe | Div. 16 - Hamilton - Crooks St 2 - Hamilton - 1746 | 30406 | -974.31 | -1013.1405 | 38.8265 | 0 | 0 | 0 | 0 | 0 | 0 | 0 | 0 | 0 | 0 | 0 | 34.4265 | 0 | 0 | 0 | 0.21533 | 0 | 0 | 3.6651 | 0.5196
Optimized - Kept within budgetary constraints | Distribution Pipe | Div. 16 - Hamilton - Oak Ave - Hamilton - 1818 | 30409 | -682.13 | -748.5787 | 66.445 | 0 | 0 | 0 | 0 | 0 | 0 | 0 | 0 | 0 | 0 | 0 | 61.9667 | 0 | 0 | 0 | 0.12067 | 0 | 0 | 3.801 | 0.55668
Optimized - Kept within budgetary constraints | Distribution Pipe | Div. 16 - Hamilton - Province St N - Hamilton - 1416 | 30410 | -539.18 | -584.1685 | 44.9877 | 0 | 0 | 0 | 0 | 0 | 0 | 0 | 0 | 0 | 0 | 0 | 42.2441 | 0 | 0 | 0 | 0.048836 | 0 | 0 | 2.352 | 0.34276
Optimized - Kept within budgetary constraints | Distribution Pipe | Div. 16 - Hamilton - Rosemary Ave - Hamilton - 1731 | 30411 | -420.5 | -588.2934 | 167.7954 | 0 | 0 | 0 | 0 | 0 | 0 | 0 | 0 | 0 | 0 | 0 | 157.2969 | 0 | 0 | 0 | 0.9332 | 0 | 0 | 8.2636 | 1.3018
Optimized - Kept within budgetary constraints | Distribution Pipe | Div. 16 - Hamilton - Wentworth St S 2 - Hamilton - 1743 | 30413 | -421.99 | -630.8691 | 208.8748 | 0 | 0 | 0 | 0 | 0 | 0 | 0 | 0 | 0 | 0 | 0 | 193.6312 | 0 | 0 | 0 | 0.62416 | 0 | 0 | 12.8582 | 1.7612
Optimized - Kept within budgetary constraints | Distribution Pipe | Div. 17 - Halton - Burlington - Guelph Line - Hamilton - 1429 | 30414 | -2590.62 | -2592.8716 | 2.2522 | 0 | 0 | 0 | 0 | 0 | 0 | 0 | 0 | 0 | 0 | 0 | 2.0972 | 0 | 0 | 0 | 0.033094 | 0 | 0 | 0.10794 | 0.013985
Optimized - Kept within budgetary constraints | Distribution Pipe | Div. 17 - Halton - Oakville - 6th Line - Hamilton - 1413 | 30415 | -1740.71 | -1773.1715 | 32.4577 | 0 | 0 | 0 | 0 | 0 | 0 | 0 | 0 | 0 | 0 | 0 | 30.0299 | 0 | 0 | 0 | 0.069812 | 0 | 0 | 2.0747 | 0.28332
Optimized - Kept within budgetary constraints | Distribution Pipe | Dominion Ave 2-Kapuskasing-1540 | 30142 | -881.97 | -925.3011 | 43.3343 | 0 | 0 | 0 | 0 | 0 | 0 | 0 | 0 | 0 | 0 | 0 | 39.5503 | 0 | 0 | 0 | 0 | 0 | 0 | 3.3127 | 0.47131
Optimized - Kept within budgetary constraints | Distribution Pipe | Dominion Ave-Kapuskasing-1499 | 30143 | -1956.31 | -2027.631 | 71.3166 | 0 | 0 | 0 | 0 | 0 | 0 | 0 | 0 | 0 | 0 | 0 | 64.9237 | 0 | 0 | 0 | 0 | 0 | 0 | 5.588 | 0.8049
Optimized - Kept within budgetary constraints | Distribution Pipe | Downie St 1 - Southwest - London - 1806 | 30462 | -1306.27 | -1404.7158 | 98.4497 | 0 | 0 | 0 | 0 | 0 | 0 | 0 | 0 | 0 | 0 | 0 | 89.3204 | 0 | 0 | 0 | 0.90104 | 0 | 0 | 7.2484 | 0.97991
Optimized - Kept within budgetary constraints | Distribution Pipe | Downie St 3 - Southwest - London - 1808 | 30464 | -812.93 | -812.9285 | 0 | 0 | 0 | 0 | 0 | 0 | 0 | 0 | 0 | 0 | 0 | 0 | 0 | 0 | 0 | 0 | 0 | 0 | 0 | 0 | 0
Optimized - Kept within budgetary constraints | Distribution Pipe | Drummond St W - Eastern - Area 60 - 1142 | 30345 | -1144.14 | -1178.3331 | 34.1933 | 0 | 0 | 0 | 0 | 0 | 0 | 0 | 0 | 0 | 0 | 0 | 32.3854 | 0 | 0 | 0 | 0.15028 | 0 | 0 | 1.4497 | 0.20791
Optimized - Kept within budgetary constraints | Distribution Pipe | Ducharme St - Southwest - Windsor - 1301 | 30012 | -1496 | -1650.4884 | 154.4916 | 0 | 0 | 0 | 0 | 0 | 0 | 0 | 0 | 0 | 0 | 0 | 140.6459 | 0 | 0 | 0 | 0.14629 | 0 | 0 | 11.9776 | 1.7219
Optimized - Kept within budgetary constraints | Distribution Pipe | Dunning Ave - GTA East - Area 30 - 1710 | 30166 | -817 | -848.3189 | 31.3156 | 0 | 0 | 0 | 0 | 0 | 0 | 0 | 0 | 0 | 0 | 0 | 29.6026 | 0 | 0 | 0 | 0 | 0 | 0 | 1.5391 | 0.17379
Optimized - Kept within budgetary constraints | Distribution Pipe | Durham St W - Kawartha Lakes - Area 40 - 1687 | 30181 | -1843.99 | -1911.081 | 67.09 | 0 | 0 | 0 | 0 | 0 | 0 | 0 | 0 | 0 | 0 | 0 | 64.3314 | 0 | 0 | 0 | 0 | 0 | 0 | 2.4222 | 0.33643
Optimized - Kept within budgetary constraints | Distribution Pipe | E Centre St - Southwest - London - 1412 | 30290 | -793.61 | -926.7245 | 133.1134 | 0 | 0 | 0 | 0 | 0 | 0 | 0 | 0 | 0 | 0 | 0 | 121.853 | 0 | 0 | 0 | 0.11486 | 0 | 0 | 9.7538 | 1.3918
Optimized - Kept within budgetary constraints | Distribution Pipe | Edgar St - Southwest - Windsor - 1277 | 30013 | -601.88 | -1285.3075 | 683.4307 | 0 | 0 | 0 | 0 | 0 | 0 | 0 | 0 | 0 | 0 | 0 | 634.1773 | 0 | 0 | 0 | 11.3192 | 0 | 0 | 33.177 | 4.7572
Optimized - Kept within budgetary constraints | Distribution Pipe | Elgin Mills Rd E - GTA East - Area 30 - 1351 | 30167 | -3059.25 | -3153.3057 | 94.0575 | 0 | 0 | 0 | 0 | 0 | 0 | 0 | 0 | 0 | 0 | 0 | 90.6955 | 0 | 0 | 0 | 1.4248 | 0 | 0 | 1.6946 | 0.24261
Optimized - Kept within budgetary constraints | Distribution Pipe | Elinor St - Southwest - Windsor - 1279 | 30014 | -269.35 | -458.2236 | 188.8735 | 0 | 0 | 0 | 0 | 0 | 0 | 0 | 0 | 0 | 0 | 0 | 176.8154 | 0 | 0 | 0 | 0.064001 | 0 | 0 | 10.4747 | 1.5194
Optimized - Kept within budgetary constraints | Distribution Pipe | Elizabeth St S 1 - GTA West - Area 20 - 1667 | 30117 | -1288.19 | -1349.9335 | 61.7479 | 0 | 0 | 0 | 0 | 0 | 0 | 0 | 0 | 0 | 0 | 0 | 59.3032 | 0 | 0 | 0 | 0 | 0 | 0 | 2.1585 | 0.28623
Optimized - Kept within budgetary constraints | Distribution Pipe | Elizabeth St S 2 - GTA West - Area 20 - 1668 | 30118 | -1244.02 | -1308.3209 | 64.2982 | 0 | 0 | 0 | 0 | 0 | 0 | 0 | 0 | 0 | 0 | 0 | 61.3398 | 0 | 0 | 0 | 0 | 0 | 0 | 2.6143 | 0.34407
Optimized - Kept within budgetary constraints | Distribution Pipe | Elm Ave - Southwest - Windsor - 1295 | 30015 | -374.35 | -1694.041 | 1319.6903 | 0 | 0 | 0 | 0 | 0 | 0 | 0 | 0 | 0 | 0 | 0 | 1241.6094 | 0 | 0 | 0 | 0.35756 | 0 | 0 | 69.421 | 8.3023
Optimized - Kept within budgetary constraints | Distribution Pipe | Elm St E - Eastern - Area 60 - 1147 | 30346 | -830.59 | -865.4257 | 34.8343 | 0 | 0 | 0 | 0 | 0 | 0 | 0 | 0 | 0 | 0 | 0 | 33.1789 | 0 | 0 | 0 | 0.054846 | 0 | 0 | 1.4025 | 0.19806
Optimized - Kept within budgetary constraints | Distribution Pipe | Elm St W - Eastern - Area 60 - 1726 | 30347 | -447.06 | -466.4934 | 19.43 | 0 | 0 | 0 | 0 | 0 | 0 | 0 | 0 | 0 | 0 | 0 | 18.7775 | 0 | 0 | 0 | 0 | 0 | 0 | 0.57295 | 0.079472
Optimized - Kept within budgetary constraints | Distribution Pipe | Elmsley St N - Eastern - Area 60 - 1725 | 30348 | -623.96 | -663.9912 | 40.0349 | 0 | 0 | 0 | 0 | 0 | 0 | 0 | 0 | 0 | 0 | 0 | 38.4236 | 0 | 0 | 0 | 0 | 0 | 0 | 1.3987 | 0.21263
Optimized - Kept within budgetary constraints | Distribution Pipe | Elworthy Ave (MORATORIUM UNTIL 2026) - Southwest - London - 1446 | 30291 | 2109.31 | -2064.3835 | 4173.6933 | 0 | 0 | 0 | 0 | 0 | 0 | 0 | 0 | 0 | 0 | 0 | 3831.9038 | 0 | 0 | 0 | 0 | 0 | 0 | 299.3891 | 42.4004
Optimized - Kept within budgetary constraints | Distribution Pipe | Emery St E (MORATORIUM UNTIL 2026) - Southwest - London - 1472 | 30292 | -1720.43 | -1787.0615 | 66.6351 | 0 | 0 | 0 | 0 | 0 | 0 | 0 | 0 | 0 | 0 | 0 | 60.507 | 0 | 0 | 0 | 0 | 0 | 0 | 5.3656 | 0.76252
Optimized - Kept within budgetary constraints | Distribution Pipe | Emily St - Eastern - Area 60 - 1101 | 30349 | -812.6 | -855.7183 | 43.1196 | 0 | 0 | 0 | 0 | 0 | 0 | 0 | 0 | 0 | 0 | 0 | 41.1546 | 0 | 0 | 0 | 0.089804 | 0 | 0 | 1.6236 | 0.25159
Optimized - Kept within budgetary constraints | Distribution Pipe | Erie St STC - Area 80 - 1159 | 30052 | -699.34 | -719.4946 | 20.1519 | 0 | 0 | 0 | 0 | 0 | 0 | 0 | 0 | 0 | 0 | 0 | 19.2168 | 0 | 0 | 0 | 0.083906 | 0 | 0 | 0.74442 | 0.1068
Optimized - Kept within budgetary constraints | Distribution Pipe | Erin Mills and Leanne Vital | 1193 | 492.53 | -970.0546 | 1462.5824 | 0 | 0 | 0 | 0 | 0 | 0 | 0 | 0 | 0 | 0 | 0 | 658.7282 | 0 | 0 | 0 | 0 | 0 | 617.5577 | 0 | 186.2966
Optimized - Kept within budgetary constraints | Distribution Pipe | Euclid Ave-Peterborough-1106 | 30182 | -1611.06 | -1654.2519 | 43.1896 | 0 | 0 | 0 | 0 | 0 | 0 | 0 | 0 | 0 | 0 | 0 | 41.0124 | 0 | 0 | 0 | 0.10686 | 0 | 0 | 1.8126 | 0.25771
Optimized - Kept within budgetary constraints | Distribution Pipe | Fairview Line Replacement | 49732 | -476.29 | -476.2861 | 0 | 0 | 0 | 0 | 0 | 0 | 0 | 0 | 0 | 0 | 0 | 0 | 0 | 0 | 0 | 0 | 0 | 0 | 0 | 0 | 0
Optimized - Kept within budgetary constraints | Distribution Pipe | Farah Ave - Northeast - 1288 | 30205 | -537.47 | -562.8623 | 25.3932 | 0 | 0 | 0 | 0 | 0 | 0 | 0 | 0 | 0 | 0 | 0 | 23.1011 | 0 | 0 | 0 | 0.043668 | 0 | 0 | 1.9548 | 0.2937
Optimized - Kept within budgetary constraints | Distribution Pipe | Ferguson Ave 1 - Northeast - 1686 | 30206 | -746.72 | -785.6593 | 38.9399 | 0 | 0 | 0 | 0 | 0 | 0 | 0 | 0 | 0 | 0 | 0 | 35.636 | 0 | 0 | 0 | 0 | 0 | 0 | 2.8623 | 0.4416
Optimized - Kept within budgetary constraints | Distribution Pipe | Ferguson Ave 2 - Northeast - 1688 | 30207 | -948.71 | -983.821 | 35.1095 | 0 | 0 | 0 | 0 | 0 | 0 | 0 | 0 | 0 | 0 | 0 | 31.9489 | 0 | 0 | 0 | 0 | 0 | 0 | 2.755 | 0.40558
Optimized - Kept within budgetary constraints | Distribution Pipe | Ferris Ln - Area 50 - 1201 | 30085 | -1041.01 | -1137.7567 | 96.7444 | 0 | 0 | 0 | 0 | 0 | 0 | 0 | 0 | 0 | 0 | 0 | 92.0311 | 0 | 0 | 0 | 0.41635 | 0 | 0 | 3.7742 | 0.52279
Optimized - Kept within budgetary constraints | Distribution Pipe | Finlayson St-Thunder Bay-1563 | 30144 | -1146.67 | -1184.0558 | 37.3845 | 0 | 0 | 0 | 0 | 0 | 0 | 0 | 0 | 0 | 0 | 0 | 33.6587 | 0 | 0 | 0 | 0 | 0 | 0 | 3.2629 | 0.4629
Optimized - Kept within budgetary constraints | Distribution Pipe | First Ave - Eastern - Area 60 - 1175 | 30350 | -1248.64 | -1287.362 | 38.72 | 0 | 0 | 0 | 0 | 0 | 0 | 0 | 0 | 0 | 0 | 0 | 36.4517 | 0 | 0 | 0 | 0.090765 | 0 | 0 | 1.9065 | 0.27111
Optimized - Kept within budgetary constraints | Distribution Pipe | Flanders Ave STC - Area 80 - 1809 | 30056 | -1796.61 | -1862.7469 | 66.1347 | 0 | 0 | 0 | 0 | 0 | 0 | 0 | 0 | 0 | 0 | 0 | 62.7305 | 0 | 0 | 0 | 0.22382 | 0 | 0 | 2.7952 | 0.3852
Optimized - Kept within budgetary constraints | Distribution Pipe | Flora St - Eastern - Area 60 - 1151 | 30351 | -857.15 | -901.9914 | 44.846 | 0 | 0 | 0 | 0 | 0 | 0 | 0 | 0 | 0 | 0 | 0 | 42.9858 | 0 | 0 | 0 | 0.12427 | 0 | 0 | 1.523 | 0.21295
Optimized - Kept within budgetary constraints | Distribution Pipe | Food City Plaza STC - Area 80 - 1161 | 30053 | -214.92 | -228.7352 | 13.8144 | 0 | 0 | 0 | 0 | 0 | 0 | 0 | 0 | 0 | 0 | 0 | 13.0671 | 0 | 0 | 0 | 0.0055539 | 0 | 0 | 0.65398 | 0.087788
Optimized - Kept within budgetary constraints | Distribution Pipe | Forkes Rd E PTC - Area 80 - 1132 | 30054 | -1211.05 | -1237.5036 | 26.4525 | 0 | 0 | 0 | 0 | 0 | 0 | 0 | 0 | 0 | 0 | 0 | 25.7556 | 0 | 0 | 0 | 0.43254 | 0 | 0 | 0.22581 | 0.038622
Optimized - Kept within budgetary constraints | Distribution Pipe | Front St - Southwest - London - 1393 | 30294 | -482.94 | -885.4551 | 402.5155 | 0 | 0 | 0 | 0 | 0 | 0 | 0 | 0 | 0 | 0 | 0 | 369.2751 | 0 | 0 | 0 | 0.072541 | 0 | 0 | 28.9987 | 4.1691
Optimized - Kept within budgetary constraints | Distribution Pipe | Front St (MORATORIUM UNTIL 2025) -Belleville-1592 | 30421 | -2205.72 | -2242.2523 | 36.528 | 0 | 0 | 0 | 0 | 0 | 0 | 0 | 0 | 0 | 0 | 0 | 33.9934 | 0 | 0 | 0 | 0.21742 | 0 | 0 | 2.0505 | 0.26673
Optimized - Kept within budgetary constraints | Distribution Pipe | Galt St 1 - Northeast - 1690 | 30208 | -579.03 | -603.1896 | 24.1641 | 0 | 0 | 0 | 0 | 0 | 0 | 0 | 0 | 0 | 0 | 0 | 21.6155 | 0 | 0 | 0 | 0 | 0 | 0 | 2.2466 | 0.302
Optimized - Kept within budgetary constraints | Distribution Pipe | Galt St 2 - Northeast - 1691 | 30209 | -894.62 | -935.8209 | 41.2046 | 0 | 0 | 0 | 0 | 0 | 0 | 0 | 0 | 0 | 0 | 0 | 37.121 | 0 | 0 | 0 | 0 | 0 | 0 | 3.5899 | 0.49366
Optimized - Kept within budgetary constraints | Distribution Pipe | Garden Alley 2-Ganonoque-1494 | 30423 | -1823.85 | -1894.9039 | 71.0526 | 0 | 0 | 0 | 0 | 0 | 0 | 0 | 0 | 0 | 0 | 0 | 68.1835 | 0 | 0 | 0 | 0.10817 | 0 | 0 | 2.4107 | 0.35026
Optimized - Kept within budgetary constraints | Distribution Pipe | Geneva St STC - Area 80 - 1187 | 30055 | -2845.62 | -2943.4029 | 97.7822 | 0 | 0 | 0 | 0 | 0 | 0 | 0 | 0 | 0 | 0 | 0 | 95.0538 | 0 | 0 | 0 | 0.34317 | 0 | 0 | 2.0959 | 0.2893
Optimized - Kept within budgetary constraints | Distribution Pipe | George St - Eastern - Area 60 - 1088 | 30352 | -675.3 | -746.7287 | 71.4278 | 0 | 0 | 0 | 0 | 0 | 0 | 0 | 0 | 0 | 0 | 0 | 68.0551 | 0 | 0 | 0 | 0.072606 | 0 | 0 | 2.8944 | 0.40568
Optimized - Kept within budgetary constraints | Distribution Pipe | George St-Hearst-1558 | 30145 | -1873.08 | -1933.9425 | 60.8595 | 0 | 0 | 0 | 0 | 0 | 0 | 0 | 0 | 0 | 0 | 0 | 55.5567 | 0 | 0 | 0 | 0 | 0 | 0 | 4.6194 | 0.68341
Optimized - Kept within budgetary constraints | Distribution Pipe | Georgina Ave 2 - Northeast - 1695 | 30211 | -931.42 | -959.4432 | 28.0185 | 0 | 0 | 0 | 0 | 0 | 0 | 0 | 0 | 0 | 0 | 0 | 25.2197 | 0 | 0 | 0 | 0 | 0 | 0 | 2.4516 | 0.34723
Optimized - Kept within budgetary constraints | Distribution Pipe | Giles Blvd E - Southwest - Windsor - 1282 | 30016 | -564.33 | -877.8198 | 313.4859 | 0 | 0 | 0 | 0 | 0 | 0 | 0 | 0 | 0 | 0 | 0 | 294.4915 | 0 | 0 | 0 | 6.5451 | 0 | 0 | 10.8957 | 1.5535
Optimized - Kept within budgetary constraints | Distribution Pipe | Glenora Dr - Southwest - London - 1517 | 30298 | -1205.51 | -1254.9907 | 49.4844 | 0 | 0 | 0 | 0 | 0 | 0 | 0 | 0 | 0 | 0 | 0 | 45.9668 | 0 | 0 | 0 | 0 | 0 | 0 | 3.0872 | 0.43046
Optimized - Kept within budgetary constraints | Distribution Pipe | Gordon St_GTA West_Area 20_1227 | 30120 | -956.64 | -1001.5881 | 44.9522 | 0 | 0 | 0 | 0 | 0 | 0 | 0 | 0 | 0 | 0 | 0 | 42.8614 | 0 | 0 | 0 | 0.032077 | 0 | 0 | 1.8061 | 0.25267
Optimized - Kept within budgetary constraints | Distribution Pipe | Grant St - Eastern - Area 60 - 1098 | 30354 | -908.29 | -950.7494 | 42.4592 | 0 | 0 | 0 | 0 | 0 | 0 | 0 | 0 | 0 | 0 | 0 | 40.2614 | 0 | 0 | 0 | 0.092371 | 0 | 0 | 1.8531 | 0.25239
Optimized - Kept within budgetary constraints | Distribution Pipe | Greenwood Ave - Southwest - London - 1428 | 30300 | -194.39 | -1337.8112 | 1143.4199 | 0 | 0 | 0 | 0 | 0 | 0 | 0 | 0 | 0 | 0 | 0 | 1065.6402 | 0 | 0 | 0 | 3.6357 | 0 | 0 | 65.1314 | 9.0127
Optimized - Kept within budgetary constraints | Distribution Pipe | Haggert Ave_GTA West_Area 20_1477 | 30121 | -1507.89 | -1574.0324 | 66.1429 | 0 | 0 | 0 | 0 | 0 | 0 | 0 | 0 | 0 | 0 | 0 | 63.384 | 0 | 0 | 0 | 0 | 0 | 0 | 2.4138 | 0.34506
Optimized - Kept within budgetary constraints | Distribution Pipe | Halt: Harrop drive, Milton, BU Replacement | 503061 | -295.22 | -495.6632 | 200.4462 | 0 | 0 | 0 | 0 | 0 | 0 | 0 | 13.3445 | 0 | 0 | 1.3345 | 3.6698 | 0 | 0 | 0 | 0 | 0 | 45.5939 | 133.4455 | 3.0581
Optimized - Kept within budgetary constraints | Distribution Pipe | HAMI - Haldimand road 55 - Walpole | 48977 | 8 | -208.5648 | 216.5615 | 0 | 0 | 0 | 0 | 0 | 0 | 0 | 14.4174 | 0 | 0 | 1.4417 | 3.9648 | 0 | 0 | 0 | 0 | 0 | 49.2595 | 144.1741 | 3.304
Optimized - Kept within budgetary constraints | Distribution Pipe | HAMI - HWY 6 - Walpole | 48912 | 207.79 | -152.9475 | 360.7356 | 0 | 0 | 0 | 0 | 0 | 0 | 0 | 14.4174 | 0 | 0 | 1.4417 | 3.9648 | 0 | 0 | 0 | 0 | 0 | 49.2595 | 288.3482 | 3.304
Optimized - Kept within budgetary constraints | Distribution Pipe | HAMI - Main at Leland - Hamilton | 48985 | 212.97 | -120.9225 | 333.8917 | 0 | 0 | 0 | 0 | 0 | 0 | 0 | 13.3445 | 0 | 0 | 1.3345 | 3.6698 | 0 | 0 | 0 | 0 | 0 | 45.5939 | 266.8909 | 3.0581
Optimized - Kept within budgetary constraints | Distribution Pipe | HAMI- Rainham Road - Walpole | 48954 | -314.12 | -530.6815 | 216.5615 | 0 | 0 | 0 | 0 | 0 | 0 | 0 | 14.4174 | 0 | 0 | 1.4417 | 3.9648 | 0 | 0 | 0 | 0 | 0 | 49.2595 | 144.1741 | 3.304
Optimized - Kept within budgetary constraints | Distribution Pipe | HAMI- Upper Wellington - Hamilton | 48953 | 80.64 | -119.8032 | 200.4462 | 0 | 0 | 0 | 0 | 0 | 0 | 0 | 13.3445 | 0 | 0 | 1.3345 | 3.6698 | 0 | 0 | 0 | 0 | 0 | 45.5939 | 133.4455 | 3.0581
Optimized - Kept within budgetary constraints | Distribution Pipe | HAMI: 295 Dundas St E Shallow Main Waterdown | 100843 | 37.43 | -79.4876 | 116.9163 | 0 | 12.4138 | 0 | 24.4777 | 0 | 52.3588 | 0 | 0 | 0 | 0 | 0 | 26.1122 | 0 | 0 | 0 | 0 | 0 | 0.0033453 | 0 | 1.5504
Optimized - Kept within budgetary constraints | Distribution Pipe | HAMI: Conc 3/Walpole Rd, Walpole, BU Replacement | 733627 | 0 | 0 | 0 | 0 | 0 | 0 | 0 | 0 | 0 | 0 | 0 | 0 | 0 | 0 | 0 | 0 | 0 | 0 | 0 | 0 | 0 | 0 | 0
Optimized - Kept within budgetary constraints | Distribution Pipe | HAMI: Fleming Ave, Dundas, BU Replacement | 733650 | -75.64 | -75.6369 | 2.2241e-06 | 0 | 0 | 0 | 0 | 0 | 0 | 0 | 0 | 0 | 0 | 0 | 2.2241e-06 | 0 | 0 | 0 | 0 | 0 | 0 | 0 | 0
Optimized - Kept within budgetary constraints | Distribution Pipe | HAMI: Haldimand Rd 20, Walpole, BU Replacement | 733626 | 238.6 | -107.7585 | 346.3603 | 0 | 0 | 0 | 0 | 0 | 0 | 0 | 0.042051 | 0 | 0 | 1.4417 | 3.9648 | 0 | 0 | 0 | 0 | 0 | 49.2595 | 288.3482 | 3.304
Optimized - Kept within budgetary constraints | Distribution Pipe | HAMI: Jackson Street Leakage, Hamilton, Leakage | 100924 | 462.74 | -970.8806 | 1433.6221 | 0 | 0 | 0 | 65.2739 | 81.5924 | 0 | 0 | 0 | 0 | 0 | 0 | 422.9107 | 0 | 0 | 0 | 0 | 0 | 720.8705 | 0.0019223 | 142.9727
Optimized - Kept within budgetary constraints | Distribution Pipe | HAMI: Lloyminn/Crestview, Ancaster, Replacement | 101631 | 92.07 | -1040.6513 | 1132.7194 | 0 | 6.2069 | 0 | 48.9554 | 0 | 26.1794 | 0 | 1.9223e-05 | 0 | 0 | 0.048058 | 5.0461 | 0 | 0 | 0 | 0 | 0 | 492.5949 | 144.1741 | 409.5145
Optimized - Kept within budgetary constraints | Distribution Pipe | HAMI: Main St E, Dunnville, BU Replacement | 733621 | 146.38 | -214.3582 | 360.7356 | 0 | 0 | 0 | 0 | 0 | 0 | 0 | 14.4174 | 0 | 0 | 1.4417 | 3.9648 | 0 | 0 | 0 | 0 | 0 | 49.2595 | 288.3482 | 3.304
Optimized - Kept within budgetary constraints | Distribution Pipe | HAMI: Osler Dr @ Rail Trail, Dundas, BU Replacement | 733649 | 109.97 | -90.4782 | 200.4462 | 0 | 0 | 0 | 0 | 0 | 0 | 0 | 13.3445 | 0 | 0 | 1.3345 | 3.6698 | 0 | 0 | 0 | 0 | 0 | 45.5939 | 133.4455 | 3.0581
Optimized - Kept within budgetary constraints | Distribution Pipe | HAMI: Port Maitland/Secord Rd, Dunnville, BU Replacement | 733632 | 277.31 | -83.4259 | 360.7356 | 0 | 0 | 0 | 0 | 0 | 0 | 0 | 14.4174 | 0 | 0 | 1.4417 | 3.9648 | 0 | 0 | 0 | 0 | 0 | 49.2595 | 288.3482 | 3.304
Optimized - Kept within budgetary constraints | Distribution Pipe | HAMI: Rainham Rd Ph1, Dunn, BU Replacement | 733622 | -769.1 | -985.6617 | 216.5615 | 0 | 0 | 0 | 0 | 0 | 0 | 0 | 14.4174 | 0 | 0 | 1.4417 | 3.9648 | 0 | 0 | 0 | 0 | 0 | 49.2595 | 144.1741 | 3.304
Optimized - Kept within budgetary constraints | Distribution Pipe | HAMI: Rainham Rd Ph2, Dunn, BU Replacement | 733623 | -721.98 | -938.5415 | 216.5615 | 0 | 0 | 0 | 0 | 0 | 0 | 0 | 14.4174 | 0 | 0 | 1.4417 | 3.9648 | 0 | 0 | 0 | 0 | 0 | 49.2595 | 144.1741 | 3.304
Optimized - Kept within budgetary constraints | Distribution Pipe | HAMI: Rifle Range Rd, Hamilton, BU Replacement | 733645 | 24.22 | -192.3431 | 216.5615 | 0 | 0 | 0 | 0 | 0 | 0 | 0 | 14.4174 | 0 | 0 | 1.4417 | 3.9648 | 0 | 0 | 0 | 0 | 0 | 49.2595 | 144.1741 | 3.304
Optimized - Kept within budgetary constraints | Distribution Pipe | HAMI: Rymer Rd, Sherbrooke, BU Replacement | 733628 | 261.67 | -99.0683 | 360.7356 | 0 | 0 | 0 | 0 | 0 | 0 | 0 | 14.4174 | 0 | 0 | 1.4417 | 3.9648 | 0 | 0 | 0 | 0 | 0 | 49.2595 | 288.3482 | 3.304
Optimized - Kept within budgetary constraints | Distribution Pipe | HAMI: Seneca Dr, Ancaster, BU Replacement | 733642 | 60.14 | -156.4236 | 216.5615 | 0 | 0 | 0 | 0 | 0 | 0 | 0 | 14.4174 | 0 | 0 | 1.4417 | 3.9648 | 0 | 0 | 0 | 0 | 0 | 49.2595 | 144.1741 | 3.304
Optimized - Kept within budgetary constraints | Distribution Pipe | HAMI:Upper Gage Ave, Hamilton, BU Replacement | 733654 | -486.19 | -686.633 | 200.4462 | 0 | 0 | 0 | 0 | 0 | 0 | 0 | 13.3445 | 0 | 0 | 1.3345 | 3.6698 | 0 | 0 | 0 | 0 | 0 | 45.5939 | 133.4455 | 3.0581
Optimized - Kept within budgetary constraints | Distribution Pipe | HAMI-Haldimand Trail - Dunn | 48788 | 31.59 | -302.3063 | 333.8917 | 0 | 0 | 0 | 0 | 0 | 0 | 0 | 13.3445 | 0 | 0 | 1.3345 | 3.6698 | 0 | 0 | 0 | 0 | 0 | 45.5939 | 266.8909 | 3.0581
Optimized - Kept within budgetary constraints | Distribution Pipe | Hamilton Rd - Southwest - London - 1408 | 30301 | -1163.8 | -1429.209 | 265.4093 | 0 | 0 | 0 | 0 | 0 | 0 | 0 | 0 | 0 | 0 | 0 | 252.8425 | 0 | 0 | 0 | 0.13069 | 0 | 0 | 10.8251 | 1.611
Optimized - Kept within budgetary constraints | Distribution Pipe | HAMI-South Coast - Walpole | 48910 | 277.31 | -83.4259 | 360.7356 | 0 | 0 | 0 | 0 | 0 | 0 | 0 | 14.4174 | 0 | 0 | 1.4417 | 3.9648 | 0 | 0 | 0 | 0 | 0 | 49.2595 | 288.3482 | 3.304
Optimized - Kept within budgetary constraints | Distribution Pipe | Hanley Cres - Southwest - Windsor - 1350 | 30018 | -1025.07 | -1123.8408 | 98.7702 | 0 | 0 | 0 | 0 | 0 | 0 | 0 | 0 | 0 | 0 | 0 | 84.9454 | 0 | 0 | 0 | 0.10254 | 0 | 0 | 12.0005 | 1.7218
Optimized - Kept within budgetary constraints | Distribution Pipe | Hart St-Timmins (MORATORIUM UNTIL 2025) -1559 | 30146 | -1716.73 | -1762.6907 | 45.9626 | 0 | 0 | 0 | 0 | 0 | 0 | 0 | 0 | 0 | 0 | 0 | 41.6712 | 0 | 0 | 0 | 0 | 0 | 0 | 3.7509 | 0.54041
Optimized - Kept within budgetary constraints | Distribution Pipe | Havelock St - Eastern - Area 60 - 1215 | 30356 | -1535.5 | -1587.0395 | 51.5392 | 0 | 0 | 0 | 0 | 0 | 0 | 0 | 0 | 0 | 0 | 0 | 48.6184 | 0 | 0 | 0 | 0.075378 | 0 | 0 | 2.4838 | 0.36163
Optimized - Kept within budgetary constraints | Distribution Pipe | Hemlock St-Timmins-1569 | 30147 | -970.16 | -1005.553 | 35.3901 | 0 | 0 | 0 | 0 | 0 | 0 | 0 | 0 | 0 | 0 | 0 | 32.1281 | 0 | 0 | 0 | 0 | 0 | 0 | 2.8599 | 0.40218
Optimized - Kept within budgetary constraints | Distribution Pipe | Herriott St - Eastern - Area 60 - 1089 | 30357 | -618.09 | -659.3635 | 41.2696 | 0 | 0 | 0 | 0 | 0 | 0 | 0 | 0 | 0 | 0 | 0 | 39.4901 | 0 | 0 | 0 | 0.085123 | 0 | 0 | 1.4813 | 0.21318
Optimized - Kept within budgetary constraints | Distribution Pipe | Hickory St-Ganonoque-1454 | 30426 | -905.92 | -996.701 | 90.7765 | 0 | 0 | 0 | 0 | 0 | 0 | 0 | 0 | 0 | 0 | 0 | 87.6767 | 0 | 0 | 0 | 0.089189 | 0 | 0 | 2.6309 | 0.37974
Optimized - Kept within budgetary constraints | Distribution Pipe | Highgate Rd - Eastern - Area 60 - 1166 | 30358 | -469.8 | -484.0947 | 14.2962 | 0 | 0 | 0 | 0 | 0 | 0 | 0 | 0 | 0 | 0 | 0 | 13.6254 | 0 | 0 | 0 | 0.015628 | 0 | 0 | 0.57431 | 0.080916
Optimized - Kept within budgetary constraints | Distribution Pipe | Hilda St 1 - Northeast - 1696 | 30212 | -863.68 | -889.837 | 26.1528 | 0 | 0 | 0 | 0 | 0 | 0 | 0 | 0 | 0 | 0 | 0 | 23.6239 | 0 | 0 | 0 | 0 | 0 | 0 | 2.2275 | 0.30133
Optimized - Kept within budgetary constraints | Distribution Pipe | Hilda St 2 - Northeast - 1698 | 30213 | -1001.89 | -1027.5853 | 25.6921 | 0 | 0 | 0 | 0 | 0 | 0 | 0 | 0 | 0 | 0 | 0 | 23.1474 | 0 | 0 | 0 | 0 | 0 | 0 | 2.227 | 0.3177
Optimized - Kept within budgetary constraints | Distribution Pipe | Hillcrest Ave STC - Area 80 - 1176 | 30057 | -925.4 | -946.6436 | 21.2423 | 0 | 0 | 0 | 0 | 0 | 0 | 0 | 0 | 0 | 0 | 0 | 20.3643 | 0 | 0 | 0 | 0.07303 | 0 | 0 | 0.70389 | 0.10115
Optimized - Kept within budgetary constraints | Distribution Pipe | Hixon St LINC - Area 80 - 1153 | 30058 | -693.71 | -727.634 | 33.9286 | 0 | 0 | 0 | 0 | 0 | 0 | 0 | 0 | 0 | 0 | 0 | 32.0962 | 0 | 0 | 0 | 0.034841 | 0 | 0 | 1.5711 | 0.22633
Optimized - Kept within budgetary constraints | Distribution Pipe | Howard Ave 1 - Kawartha Lakes - Area 40 - 1692 | 30183 | -455.38 | -472.8758 | 17.4941 | 0 | 0 | 0 | 0 | 0 | 0 | 0 | 0 | 0 | 0 | 0 | 16.37 | 0 | 0 | 0 | 0 | 0 | 0 | 0.98539 | 0.13864
Optimized - Kept within budgetary constraints | Distribution Pipe | Howard Ave 2 - Kawartha Lakes - Area 40 - 1694 | 30184 | -634.17 | -651.1083 | 16.9335 | 0 | 0 | 0 | 0 | 0 | 0 | 0 | 0 | 0 | 0 | 0 | 16.0177 | 0 | 0 | 0 | 0 | 0 | 0 | 0.8041 | 0.11167
Optimized - Kept within budgetary constraints | Distribution Pipe | HR - 1021 Midland Ave | 7647 | 2778.8 | -230.7529 | 3009.5525 | 0 | 33.8383 | 0 | 166.8068 | 0.055602 | 142.7227 | 0 | 133.4455 | 0 | 0 | 0 | 711.7091 | 0 | 0 | 0 | 0 | 0 | 455.9387 | 1334.4546 | 30.5813
Optimized - Kept within budgetary constraints | Distribution Pipe | HR - 1040 Bridletowne Circle | 100506 | 2703.6 | -305.9548 | 3009.5525 | 0 | 33.8383 | 0 | 166.8068 | 0.055602 | 142.7227 | 0 | 133.4455 | 0 | 0 | 0 | 711.7091 | 0 | 0 | 0 | 0 | 0 | 455.9387 | 1334.4546 | 30.5813
Optimized - Kept within budgetary constraints | Distribution Pipe | HR - 160-260 Chester Lee Blvd | 7646 | -363.07 | -852.1912 | 489.1234 | 0 | 78.9467 | 0 | 0 | 0 | 332.9809 | 0 | 0.036024 | 0 | 0 | 0 | 32.9693 | 0 | 0 | 0 | 0 | 0 | 42.1998 | 0 | 1.9906
Optimized - Kept within budgetary constraints | Distribution Pipe | HR - 200-250 Bridletowne Circle | 100505 | 2706.42 | -330.7385 | 3037.1628 | 0 | 36.5588 | 0 | 180.2176 | 0.060073 | 154.1972 | 0 | 133.4455 | 0 | 0 | 0 | 711.7091 | 0 | 0 | 0 | 0 | 0 | 455.9387 | 1334.4546 | 30.5813
Optimized - Kept within budgetary constraints | Distribution Pipe | HR - 201 Bridletowne Circle | 7649 | 2911.66 | -97.8966 | 3009.5525 | 0 | 33.8383 | 0 | 166.8068 | 0.055602 | 142.7227 | 0 | 133.4455 | 0 | 0 | 0 | 711.7091 | 0 | 0 | 0 | 0 | 0 | 455.9387 | 1334.4546 | 30.5813
Optimized - Kept within budgetary constraints | Distribution Pipe | Invergordon Ave, Toronto 3" PE Replacement | 100512 | -306.18 | -346.234 | 40.0562 | 0 | 5.9179 | 0 | 0 | 0 | 24.9604 | 0 | 0 | 0 | 0 | 0 | 4.2291 | 0 | 0 | 0 | 0 | 0 | 4.9259 | 0 | 0.022828
Optimized - Kept within budgetary constraints | Distribution Pipe | Irene Cres - Eastern - Area 60 - 1141 | 30359 | -1354.55 | -1392.6375 | 38.0895 | 0 | 0 | 0 | 0 | 0 | 0 | 0 | 0 | 0 | 0 | 0 | 36.3738 | 0 | 0 | 0 | 0.31004 | 0 | 0 | 1.2373 | 0.16831
Optimized - Kept within budgetary constraints | Distribution Pipe | James St - Eastern - Area 60 - 1112 | 30360 | -1120.97 | -1162.6309 | 41.6574 | 0 | 0 | 0 | 0 | 0 | 0 | 0 | 0 | 0 | 0 | 0 | 39.2455 | 0 | 0 | 0 | 0.092248 | 0 | 0 | 2.0799 | 0.23983
Optimized - Kept within budgetary constraints | Distribution Pipe | James St W - Eastern - Area 60 - 1184 | 30361 | -1060.76 | -1100.0271 | 39.2632 | 0 | 0 | 0 | 0 | 0 | 0 | 0 | 0 | 0 | 0 | 0 | 36.7554 | 0 | 0 | 0 | 0.068288 | 0 | 0 | 2.121 | 0.31849
Optimized - Kept within budgetary constraints | Distribution Pipe | Janet St 1 - Northeast - 1699 | 30214 | -805.62 | -834.9498 | 29.3269 | 0 | 0 | 0 | 0 | 0 | 0 | 0 | 0 | 0 | 0 | 0 | 26.599 | 0 | 0 | 0 | 0 | 0 | 0 | 2.3935 | 0.33433
Optimized - Kept within budgetary constraints | Distribution Pipe | Janet St 2 - Northeast - 1700 | 30215 | -707.22 | -744.6297 | 37.4137 | 0 | 0 | 0 | 0 | 0 | 0 | 0 | 0 | 0 | 0 | 0 | 33.7523 | 0 | 0 | 0 | 0 | 0 | 0 | 3.2283 | 0.43312
Optimized - Kept within budgetary constraints | Distribution Pipe | Jeffrey St - Area 50 - 1199 | 30086 | -805.33 | -827.1701 | 21.8377 | 0 | 0 | 0 | 0 | 0 | 0 | 0 | 0 | 0 | 0 | 0 | 20.3056 | 0 | 0 | 0 | 0.0087433 | 0 | 0 | 1.3416 | 0.18167
Optimized - Kept within budgetary constraints | Distribution Pipe | Joymar Dr 1 (EXECUTE 2024 - ROAD REHABILITATION WORK PLANNED FOR 2024) - GTA West - Area 20 - 1670 | 30122 | -1584.34 | -1631.8217 | 47.4791 | 0 | 0 | 0 | 0 | 0 | 0 | 0 | 0 | 0 | 0 | 0 | 44.5411 | 0 | 0 | 0 | 0 | 0 | 0 | 2.5922 | 0.34582
Optimized - Kept within budgetary constraints | Distribution Pipe | Joymar Dr 2 (EXECUTE 2024 - ROAD REHABILITATION WORK PLANNED FOR 2024) - GTA West - Area 20 - 1671 | 30123 | -1727.18 | -1774.8881 | 47.7116 | 0 | 0 | 0 | 0 | 0 | 0 | 0 | 0 | 0 | 0 | 0 | 45.0361 | 0 | 0 | 0 | 0 | 0 | 0 | 2.3487 | 0.3268
Optimized - Kept within budgetary constraints | Distribution Pipe | King - Collins Bay NPS10 Shallow Pipe | 100744 | 4326.93 | -992.0417 | 5318.9741 | 0 | 10.648 | 0 | 0 | 0 | 44.911 | 0 | 13.3463 | 0 | 0 | 0.044482 | 359.4131 | 0 | 0 | 0 | 0 | 0 | 4781.7958 | 13.3463 | 95.4691
Optimized - Kept within budgetary constraints | Distribution Pipe | King - King Street East Replacement (Prescott) | 100693 | 824.56 | -791.9751 | 1616.5397 | 0 | 0 | 0 | 1494.91 | 99.6607 | 0 | 0 | 9.0609 | 0 | 0 | 0.090609 | 2.6579 | 0 | 0 | 0 | 0 | 0 | 0.30958 | 9.061 | 0.78905
Optimized - Kept within budgetary constraints | Distribution Pipe | King St W - Eastern - 1799 | 30470 | -955.06 | -974.2835 | 19.2278 | 0 | 0 | 0 | 0 | 0 | 0 | 0 | 0 | 0 | 0 | 0 | 17.2432 | 0 | 0 | 0 | 0.24854 | 0 | 0 | 1.525 | 0.21105
Optimized - Kept within budgetary constraints | Distribution Pipe | King St W (MORATORIUM UNTIL 2026) - Northeast - 1239 | 30218 | 3.16 | -30.4239 | 33.5822 | 0 | 0 | 0 | 0 | 0 | 0 | 0 | 0 | 0 | 0 | 0 | 30.3613 | 0 | 0 | 0 | 0.054446 | 0 | 0 | 2.7723 | 0.39416
Optimized - Kept within budgetary constraints | Distribution Pipe | King: Bath and Gardiners Valve Replacement (Kingston) | 734743 | -51.91 | -51.9063 | 1.2931e-06 | 0 | 0 | 0 | 0 | 0 | 0 | 0 | 0 | 0 | 0 | 0 | 1.2931e-06 | 0 | 0 | 0 | 0 | 0 | 0 | 0 | 0
Optimized - Kept within budgetary constraints | Distribution Pipe | King: Thin Wall and Copper Pipe Replacement (Various Locations in Area) | 734706 | -220.82 | -220.8215 | 1.1965e-06 | 0 | 0 | 0 | 0 | 0 | 0 | 0 | 0 | 0 | 0 | 0 | 1.1965e-06 | 0 | 0 | 0 | 0 | 0 | 0 | 0 | 0
Optimized - Kept within budgetary constraints | Distribution Pipe | Laforest Ave - Northeast - 1270 | 30219 | -558.79 | -597.4962 | 38.705 | 0 | 0 | 0 | 0 | 0 | 0 | 0 | 0 | 0 | 0 | 0 | 34.5943 | 0 | 0 | 0 | 0.61587 | 0 | 0 | 3.088 | 0.40681
Optimized - Kept within budgetary constraints | Distribution Pipe | Laird Ave - Southwest - Windsor - 1371 | 30021 | 0 | 0 | 0 | 0 | 0 | 0 | 0 | 0 | 0 | 0 | 0 | 0 | 0 | 0 | 0 | 0 | 0 | 0 | 0 | 0 | 0 | 0 | 0
Optimized - Kept within budgetary constraints | Distribution Pipe | Lake Ave E - Eastern - Area 60 - 1145 | 30363 | -1446.85 | -1488.183 | 41.3316 | 0 | 0 | 0 | 0 | 0 | 0 | 0 | 0 | 0 | 0 | 0 | 39.5203 | 0 | 0 | 0 | 0.49283 | 0 | 0 | 1.1557 | 0.16289
Optimized - Kept within budgetary constraints | Distribution Pipe | Lanoue St - Southwest - Windsor - 1354 | 30022 | -570 | -884.5153 | 314.5115 | 0 | 0 | 0 | 0 | 0 | 0 | 0 | 0 | 0 | 0 | 0 | 292.01 | 0 | 0 | 0 | 0.041446 | 0 | 0 | 19.5751 | 2.885
Optimized - Kept within budgetary constraints | Distribution Pipe | Lavinia St FE - Area 80 - 1171 | 30062 | -1239 | -1264.9794 | 25.9781 | 0 | 0 | 0 | 0 | 0 | 0 | 0 | 0 | 0 | 0 | 0 | 24.3198 | 0 | 0 | 0 | 0.044817 | 0 | 0 | 1.41 | 0.20343
Optimized - Kept within budgetary constraints | Distribution Pipe | LePage Ave (EXECUTE BY 2025 - PAVING PROPOSED BETWEEN 2022_2025) - Eastern - Area 60 - 1214 | 30364 | -1669.9 | -1725.8709 | 55.9709 | 0 | 0 | 0 | 0 | 0 | 0 | 0 | 0 | 0 | 0 | 0 | 53.3351 | 0 | 0 | 0 | 0.3002 | 0 | 0 | 2.0573 | 0.27831
Optimized - Kept within budgetary constraints | Distribution Pipe | Lockhart St NOTL - Area 80 - 1189 | 30063 | -429.47 | -444.4247 | 14.9566 | 0 | 0 | 0 | 0 | 0 | 0 | 0 | 0 | 0 | 0 | 0 | 14.2213 | 0 | 0 | 0 | 0.014161 | 0 | 0 | 0.62956 | 0.091578
Optimized - Kept within budgetary constraints | Distribution Pipe | LOND - Belgrave BU - London | 48765 | 0 | 0 | 0 | 0 | 0 | 0 | 0 | 0 | 0 | 0 | 0 | 0 | 0 | 0 | 0 | 0 | 0 | 0 | 0 | 0 | 0 | 0 | 0
Optimized - Kept within budgetary constraints | Distribution Pipe | LOND - Cheapside, Gammage & Linwood BU - London | 48917 | -566.7 | -764.7375 | 198.0424 | 0 | 3.6559 | 0 | 0 | 10.8958 | 15.4197 | 0 | 14.4174 | 0 | 0 | 0.048058 | 3.9648 | 0 | 0 | 0 | 0 | 0 | 2.1626 | 144.1741 | 3.304
Optimized - Kept within budgetary constraints | Distribution Pipe | LOND - Church & Water BU - Beachville | 48808 | 183.29 | -93.0173 | 276.3109 | 0 | 16.9191 | 0 | 0 | 34.0789 | 71.3614 | 0 | 13.3445 | 0 | 0 | 0.044482 | 3.6698 | 0 | 0 | 0 | 0 | 0 | 0.38922 | 133.4455 | 3.0581
Optimized - Kept within budgetary constraints | Distribution Pipe | LOND - Fellner & Langmuir, Ashland & Wilton BU - London | 48891 | -478.12 | -659.3643 | 181.2401 | 0 | 3.1319 | 0 | 0 | 9.3343 | 13.2098 | 0 | 13.3445 | 0 | 0 | 0.044482 | 3.6698 | 0 | 0 | 0 | 0 | 0 | 2.0017 | 133.4455 | 3.0581
Optimized - Kept within budgetary constraints | Distribution Pipe | LOND - 7113 to 7079 Longwoods Rd. - London | 734459 | -4.59 | -93.9009 | 89.3111 | 0 | 0 | 0 | 0 | 0 | 0 | 0 | 7.7588 | 0 | 0 | 0.025863 | 2.1337 | 0 | 0 | 0 | 0 | 0 | 0.026509 | 77.5882 | 1.7781
Optimized - Kept within budgetary constraints | Distribution Pipe | LOND - Breck Ave. & Eastgate Cres. - London | 734460 | -71.74 | -93.9009 | 22.1593 | 0 | 0 | 0 | 0 | 0 | 0 | 0 | 0 | 0 | 0 | 0 | 0.064721 | 0 | 0 | 0 | 0 | 0 | 0.026509 | 0.02263 | 22.0454
Optimized - Kept within budgetary constraints | Distribution Pipe | LOND - Dalmage & Wood BU - London | 48829 | 49.2 | -134.108 | 183.3052 | 0 | 3.3838 | 0 | 0 | 10.085 | 14.2723 | 0 | 13.3445 | 0 | 0 | 0.044482 | 3.6698 | 0 | 0 | 0 | 0 | 0 | 2.0017 | 133.4455 | 3.0581
Optimized - Kept within budgetary constraints | Distribution Pipe | LOND - Elworthy & Edward BU - London | 48874 | 0 | 0 | 0 | 0 | 0 | 0 | 0 | 0 | 0 | 0 | 0 | 0 | 0 | 0 | 0 | 0 | 0 | 0 | 0 | 0 | 0 | 0 | 0
Optimized - Kept within budgetary constraints | Distribution Pipe | LOND - Jacqueline BU - London | 48811 | -726.92 | -1049.2836 | 322.3595 | 0 | 14.6235 | 0 | 0 | 0.43252 | 61.6789 | 0 | 14.4174 | 0 | 0 | 0.048058 | 76.8929 | 0 | 0 | 0 | 0 | 0 | 2.1626 | 144.1741 | 7.9296
Optimized - Kept within budgetary constraints | Distribution Pipe | LOND - Kent & Central BU - London | 48797 | 14.93 | -192.2215 | 207.1553 | 0 | 5.812 | 0 | 0 | 1.2485 | 24.5139 | 0 | 13.3445 | 0 | 0 | 0.044482 | 4.6706 | 0 | 0 | 0 | 0 | 0 | 2.0017 | 133.4455 | 22.0741
Optimized - Kept within budgetary constraints | Distribution Pipe | LOND - Parkway & Huron BU - London | 48888 | 0 | 0 | 0 | 0 | 0 | 0 | 0 | 0 | 0 | 0 | 0 | 0 | 0 | 0 | 0 | 0 | 0 | 0 | 0 | 0 | 0 | 0 | 0
Optimized - Kept within budgetary constraints | Distribution Pipe | LOND - PH 2 Stevenson & Brydges BU - London | 48856 | -184.33 | -382.3688 | 198.0424 | 0 | 3.6559 | 0 | 0 | 10.8958 | 15.4197 | 0 | 14.4174 | 0 | 0 | 0.048058 | 3.9648 | 0 | 0 | 0 | 0 | 0 | 2.1626 | 144.1741 | 3.304
Optimized - Kept within budgetary constraints | Distribution Pipe | LOND - Riverside Dr & Wharncliffe BU - London | 48881 | 457.89 | -98.3459 | 556.2384 | 0 | 19.3734 | 0 | 0 | 301.2003 | 81.7131 | 0 | 13.3445 | 0 | 0 | 0.044482 | 3.6698 | 0 | 0 | 0 | 0 | 0 | 0.38922 | 133.4455 | 3.0581
Optimized - Kept within budgetary constraints | Distribution Pipe | LOND - SCLAIR Pipe Replacement- Mount Brydges | 101543 | -353.83 | -365.1701 | 11.342 | 0 | 1.2414 | 0 | 0 | 0 | 5.2359 | 0 | 0 | 0 | 0 | 0 | 2.0897 | 0 | 0 | 0 | 0 | 0 | 2.6509 | 0 | 0.12408
Optimized - Kept within budgetary constraints | Distribution Pipe | LOND - Talbot Line BU - Talbotville | 48759 | 50.7 | -156.4593 | 207.1553 | 0 | 5.812 | 0 | 0 | 1.2485 | 24.5139 | 0 | 13.3445 | 0 | 0 | 0.044482 | 4.6706 | 0 | 0 | 0 | 0 | 0 | 2.0017 | 133.4455 | 22.0741
Optimized - Kept within budgetary constraints | Distribution Pipe | LOND - Tecumseh Ave BU - London | 48923 | 48.04 | -250.3349 | 298.3713 | 0 | 13.5353 | 0 | 0 | 0.40034 | 57.0891 | 0 | 13.3445 | 0 | 0 | 0.044482 | 71.1709 | 0 | 0 | 0 | 0 | 0 | 2.0017 | 133.4455 | 7.3395
Optimized - Kept within budgetary constraints | Distribution Pipe | LOND - Waterloo St at Horton St Leakage BU- London | 733531 | 65.42 | -161.9265 | 227.3466 | 0 | 0 | 0 | 0 | 0 | 0 | 0 | 13.3445 | 0 | 0 | 0.044482 | 71.1709 | 0 | 0 | 0 | 0 | 0 | 2.0017 | 133.4455 | 7.3395
Optimized - Kept within budgetary constraints | Distribution Pipe | LOND - Waterloo St. BU - London | 48372 | -273.66 | -566.7431 | 293.0841 | 0 | 12.5277 | 0 | 0 | 0.37053 | 52.8393 | 0 | 13.3445 | 0 | 0 | 0.044482 | 71.1709 | 0 | 0 | 0 | 0 | 0 | 2.0017 | 133.4455 | 7.3395
Optimized - Kept within budgetary constraints | Distribution Pipe | LOND - Wharncliffe & Baseline BU - London | 48918 | 57.13 | -241.3944 | 298.5255 | 0 | 18.2794 | 0 | 0 | 36.8187 | 77.0986 | 0 | 14.4174 | 0 | 0 | 0.048058 | 3.9648 | 0 | 0 | 0 | 0 | 0 | 0.42051 | 144.1741 | 3.304
Optimized - Kept within budgetary constraints | Distribution Pipe | LOND-Sycamore & St Julien - London | 48828 | 417.66 | -138.5783 | 556.2384 | 0 | 19.3734 | 0 | 0 | 301.2003 | 81.7131 | 0 | 13.3445 | 0 | 0 | 0.044482 | 3.6698 | 0 | 0 | 0 | 0 | 0 | 0.38922 | 133.4455 | 3.0581
Optimized - Kept within budgetary constraints | Distribution Pipe | Lundys Lane Reg. Road 20 Niagara Falls | 503325 | -388.32 | -400.6683 | 12.3512 | 0 | 0 | 0 | 0 | 0 | 0 | 0 | 0.36024 | 0 | 0 | 0 | 6.5873 | 0 | 0 | 0 | 0 | 0 | 4.22 | 0 | 1.1837
Optimized - Kept within budgetary constraints | Distribution Pipe | Madawaska St - Eastern - Area 60 - 1072 | 30365 | -1186.07 | -1265.7678 | 79.696 | 0 | 0 | 0 | 0 | 0 | 0 | 0 | 0 | 0 | 0 | 0 | 75.8994 | 0 | 0 | 0 | 0.14972 | 0 | 0 | 3.1846 | 0.46222
Optimized - Kept within budgetary constraints | Distribution Pipe | Maher St 1 - Northeast - 1701 | 30220 | -802.76 | -822.5659 | 19.8042 | 0 | 0 | 0 | 0 | 0 | 0 | 0 | 0 | 0 | 0 | 0 | 18.0842 | 0 | 0 | 0 | 0 | 0 | 0 | 1.5067 | 0.21324
Optimized - Kept within budgetary constraints | Distribution Pipe | Maher St 2 - Northeast - 1703 | 30221 | -362.06 | -382.3035 | 20.2414 | 0 | 0 | 0 | 0 | 0 | 0 | 0 | 0 | 0 | 0 | 0 | 18.3478 | 0 | 0 | 0 | 0 | 0 | 0 | 1.6559 | 0.23771
Optimized - Kept within budgetary constraints | Distribution Pipe | Main St (EXECUTE 2024 - STREETSCAPE PLANNED FOR 2023_2024)_GTA West_Area 20_ 1231 | 30125 | -1638.19 | -1706.7039 | 68.5137 | 0 | 0 | 0 | 0 | 0 | 0 | 0 | 0 | 0 | 0 | 0 | 65.1598 | 0 | 0 | 0 | 0.2759 | 0 | 0 | 2.7277 | 0.35036
Optimized - Kept within budgetary constraints | Distribution Pipe | Main St (EXECUTE 2024) - Ganonoque - Eastern - 1737 | 30428 | -887.92 | -958.2038 | 70.2808 | 0 | 0 | 0 | 0 | 0 | 0 | 0 | 0 | 0 | 0 | 0 | 67.8798 | 0 | 0 | 0 | 0.12247 | 0 | 0 | 1.9805 | 0.29815
Optimized - Kept within budgetary constraints | Distribution Pipe | Main St (MORATORIUM UNTIL 2025) - Area 50 - 1223 | 30087 | -579.24 | -607.7137 | 28.4753 | 0 | 0 | 0 | 0 | 0 | 0 | 0 | 0 | 0 | 0 | 0 | 27.3126 | 0 | 0 | 0 | 0.14873 | 0 | 0 | 0.8984 | 0.11559
Optimized - Kept within budgetary constraints | Distribution Pipe | Main St E - Eastern - Area 60 - 1172 | 30366 | -1142.55 | -1184.8989 | 42.3487 | 0 | 0 | 0 | 0 | 0 | 0 | 0 | 0 | 0 | 0 | 0 | 40.0822 | 0 | 0 | 0 | 0.052362 | 0 | 0 | 1.9526 | 0.2615
Optimized - Kept within budgetary constraints | Distribution Pipe | Malden Rd 2 - Southwest - Windsor - 1660 | 30026 | -952.27 | -1002.9942 | 50.7276 | 0 | 0 | 0 | 0 | 0 | 0 | 0 | 0 | 0 | 0 | 0 | 45.9133 | 0 | 0 | 0 | 0 | 0 | 0 | 4.2008 | 0.6135
Optimized - Kept within budgetary constraints | Distribution Pipe | Manse Alley-Ganonoque-1466 | 30429 | -1720.35 | -1808.0175 | 87.6644 | 0 | 0 | 0 | 0 | 0 | 0 | 0 | 0 | 0 | 0 | 0 | 84.2793 | 0 | 0 | 0 | 0.076574 | 0 | 0 | 2.8817 | 0.42671
Optimized - Kept within budgetary constraints | Distribution Pipe | Maple St N-Timmins-1535 | 30150 | -2045.98 | -2094.5873 | 48.6074 | 0 | 0 | 0 | 0 | 0 | 0 | 0 | 0 | 0 | 0 | 0 | 43.7361 | 0 | 0 | 0 | 0 | 0 | 0 | 4.2679 | 0.60337
Optimized - Kept within budgetary constraints | Distribution Pipe | Market St - Area 50 - 1221 | 30088 | -1017.6 | -1077.4372 | 59.8377 | 0 | 0 | 0 | 0 | 0 | 0 | 0 | 0 | 0 | 0 | 0 | 56.931 | 0 | 0 | 0 | 0.21789 | 0 | 0 | 2.3493 | 0.33948
Optimized - Kept within budgetary constraints | Distribution Pipe | Marks St S-Thunder Bay-1537 | 30151 | -2361.74 | -2449.6155 | 87.8715 | 0 | 0 | 0 | 0 | 0 | 0 | 0 | 0 | 0 | 0 | 0 | 81.2308 | 0 | 0 | 0 | 0 | 0 | 0 | 5.8635 | 0.77715
Optimized - Kept within budgetary constraints | Distribution Pipe | Mary St 1 - Northeast - 1708 | 30222 | -968.72 | -992.6615 | 23.9449 | 0 | 0 | 0 | 0 | 0 | 0 | 0 | 0 | 0 | 0 | 0 | 22.2415 | 0 | 0 | 0 | 0 | 0 | 0 | 1.4888 | 0.21456
Optimized - Kept within budgetary constraints | Distribution Pipe | Matchedash St N 1 (MORATORIUM UNTIL 2026) - Northeast - 1719 | 30224 | -204.04 | -214.5883 | 10.5515 | 0 | 0 | 0 | 0 | 0 | 0 | 0 | 0 | 0 | 0 | 0 | 9.6319 | 0 | 0 | 0 | 0 | 0 | 0 | 0.79753 | 0.12207
Optimized - Kept within budgetary constraints | Distribution Pipe | Matchedash St N 2 (MORATORIUM UNTIL 2026) - Northeast - 1720 | 30225 | -110.22 | -115.6777 | 5.4621 | 0 | 0 | 0 | 0 | 0 | 0 | 0 | 0 | 0 | 0 | 0 | 4.9405 | 0 | 0 | 0 | 0 | 0 | 0 | 0.45755 | 0.064027
Optimized - Kept within budgetary constraints | Distribution Pipe | McCain St PTC - Area 80 - 1136 | 30064 | -844.54 | -868.1733 | 23.634 | 0 | 0 | 0 | 0 | 0 | 0 | 0 | 0 | 0 | 0 | 0 | 22.2108 | 0 | 0 | 0 | 0.030027 | 0 | 0 | 1.2184 | 0.17472
Optimized - Kept within budgetary constraints | Distribution Pipe | McCann St - Eastern - Area 60 - 1160 | 30367 | -1902.11 | -1967.8155 | 65.7076 | 0 | 0 | 0 | 0 | 0 | 0 | 0 | 0 | 0 | 0 | 0 | 62.982 | 0 | 0 | 0 | 0.10156 | 0 | 0 | 2.286 | 0.33804
Optimized - Kept within budgetary constraints | Distribution Pipe | Mcgill St-Trenton-1596 | 30430 | -874.47 | -906.0389 | 31.5675 | 0 | 0 | 0 | 0 | 0 | 0 | 0 | 0 | 0 | 0 | 0 | 28.91 | 0 | 0 | 0 | 0.085115 | 0 | 0 | 2.2548 | 0.31762
Optimized - Kept within budgetary constraints | Distribution Pipe | McGonigal St E - Eastern - Area 60 - 1041 | 30368 | -857.11 | -941.8451 | 84.7384 | 0 | 0 | 0 | 0 | 0 | 0 | 0 | 0 | 0 | 0 | 0 | 80.8298 | 0 | 0 | 0 | 0.14449 | 0 | 0 | 3.2816 | 0.48262
Optimized - Kept within budgetary constraints | Distribution Pipe | Meadowvale & Sheppard CC Replacement | 2334 | 76.52 | -176.393 | 252.9173 | 0 | 0 | 0 | 0 | 0 | 0 | 0 | 105.7981 | 0 | 0 | 0 | 28.4946 | 0 | 0 | 0 | 0 | 0 | 3.6147 | 105.7967 | 9.2131
Optimized - Kept within budgetary constraints | Distribution Pipe | Moffatt St - Eastern - Area 60 - 1195 | 30369 | -1135.63 | -1178.0287 | 42.4036 | 0 | 0 | 0 | 0 | 0 | 0 | 0 | 0 | 0 | 0 | 0 | 40.6045 | 0 | 0 | 0 | 0.12854 | 0 | 0 | 1.4644 | 0.20614
Optimized - Kept within budgetary constraints | Distribution Pipe | Montgomery Pl - Eastern - Area 60 - 1228 | 30370 | -1239.47 | -1289.2231 | 49.7482 | 0 | 0 | 0 | 0 | 0 | 0 | 0 | 0 | 0 | 0 | 0 | 47.3603 | 0 | 0 | 0 | 0.24332 | 0 | 0 | 1.873 | 0.27161
Optimized - Kept within budgetary constraints | Distribution Pipe | Morand St 2 - Southwest - Windsor - 1657 | 30029 | -610.82 | -626.9465 | 16.1237 | 0 | 0 | 0 | 0 | 0 | 0 | 0 | 0 | 0 | 0 | 0 | 14.2878 | 0 | 0 | 0 | 0 | 0 | 0 | 1.6043 | 0.23156
Optimized - Kept within budgetary constraints | Distribution Pipe | Mornington Ave - Southwest - London - 1531 | 30312 | -3067.55 | -3241.3209 | 173.774 | 0 | 0 | 0 | 0 | 0 | 0 | 0 | 0 | 0 | 0 | 0 | 163.3059 | 0 | 0 | 0 | 0 | 0 | 0 | 9.1488 | 1.3193
Optimized - Kept within budgetary constraints | Distribution Pipe | Moulton Replacement BU | 503350 | -11735.19 | -11920.7119 | 185.5246 | 0 | 0 | 0 | 0 | 0 | 0 | 0 | 12.3512 | 0 | 0 | 1.2351 | 3.3966 | 0 | 0 | 0 | 0 | 0 | 42.1998 | 123.5115 | 2.8305
Optimized - Kept within budgetary constraints | Distribution Pipe | NBAY: 247 Whitewood Ave, New Liskeard Main Relocation | 49625 | -3.57 | -78.2507 | 74.6777 | 0 | 0 | 0 | 0 | 64.6568 | 0 | 0 | 7.7599 | 0 | 0 | 0 | 2.0897 | 0 | 0 | 0 | 0 | 0 | 0.026509 | 0 | 0.14483
Optimized - Kept within budgetary constraints | Distribution Pipe | NE: Hwy 11 and Barnett, North Bay, Grasshopper Valves Replacement | 735150 | 297.81 | -279.2913 | 577.1028 | 0 | 0 | 0 | 0 | 0 | 0 | 0 | 0 | 0 | 0 | 0 | 287.2051 | 0 | 0 | 0 | 0 | 0 | 285.5733 | 0 | 4.3244
Optimized - Kept within budgetary constraints | Distribution Pipe | NE: Ski Club Rd., North Bay | 102476 | -224.14 | -227.1239 | 2.9832 | 0 | 0 | 0 | 0 | 0 | 0 | 0 | 0 | 0 | 0 | 0 | 2.6579 | 0 | 0 | 0 | 0 | 0 | 0.30958 | 0 | 0.015781
Optimized - Kept within budgetary constraints | Distribution Pipe | NE: Whittaker St., Sudbury, Replacement | 48553 | 22.07 | -211.9965 | 234.0653 | 0 | 0 | 0 | 0 | 0 | 0 | 0 | 97.9121 | 0 | 0 | 0 | 26.3707 | 0 | 0 | 0 | 0 | 0 | 3.3453 | 97.9108 | 8.5264
Optimized - Kept within budgetary constraints | Distribution Pipe | Neff St PTC - Area 80 - 1165 | 30065 | -522.63 | -540.4475 | 17.8133 | 0 | 0 | 0 | 0 | 0 | 0 | 0 | 0 | 0 | 0 | 0 | 16.7172 | 0 | 0 | 0 | 0.028932 | 0 | 0 | 0.93262 | 0.13449
Optimized - Kept within budgetary constraints | Distribution Pipe | Niagara Wine Route 2 NOTL- Area 80 - 1191 | 30067 | -760.97 | -774.1202 | 13.15 | 0 | 0 | 0 | 0 | 0 | 0 | 0 | 0 | 0 | 0 | 0 | 12.4901 | 0 | 0 | 0 | 0.012894 | 0 | 0 | 0.5646 | 0.08242
Optimized - Kept within budgetary constraints | Distribution Pipe | North Alley-Ganonoque-1468 | 30432 | -858.9 | -880.7682 | 21.8679 | 0 | 0 | 0 | 0 | 0 | 0 | 0 | 0 | 0 | 0 | 0 | 20.8893 | 0 | 0 | 0 | 0.33779 | 0 | 0 | 0.5543 | 0.086523
Optimized - Kept within budgetary constraints | Distribution Pipe | North St - Eastern - Area 60 - 1087 | 30372 | -1111.7 | -1160.8037 | 49.1028 | 0 | 0 | 0 | 0 | 0 | 0 | 0 | 0 | 0 | 0 | 0 | 46.7646 | 0 | 0 | 0 | 0.16147 | 0 | 0 | 1.8987 | 0.27793
Optimized - Kept within budgetary constraints | Distribution Pipe | NPS 10 Glenridge Avenue, St. Catharines | 1938 | -8637.47 | -9457.3198 | 819.8527 | 0 | 43.5952 | 0 | 0 | 0 | 183.8756 | 0 | 11.4313 | 0 | 0 | 0 | 335.3195 | 0 | 0 | 0 | 0 | 0 | 39.0571 | 114.3135 | 92.2605
Optimized - Kept within budgetary constraints | Distribution Pipe | NPS 12 Martin Grove Rd Main Replacement: Lavington to St. Albans Rd. | 11443 | -13859.46 | -14011.9801 | 152.5236 | 0 | 0 | 0 | 0 | 0 | 0 | 0 | 10.5797 | 0 | 0 | 1.058 | 31.0337 | 0 | 0 | 0 | 0 | 0 | 0.30857 | 105.7967 | 3.747
Optimized - Kept within budgetary constraints | Distribution Pipe | NW_Lateral Clamp Cut Outs_ATIKOKAN | 49256 | -597.28 | -1147.6774 | 550.3947 | 0 | 23.7608 | 0 | 194.7013 | 0 | 100.2179 | 0 | 0.010449 | 0 | 0 | 0 | 227.592 | 0 | 0 | 0 | 0 | 0 | 2.263 | 0 | 1.8492
Optimized - Kept within budgetary constraints | Distribution Pipe | Oak St - Eastern - Area 60 - 1133 | 30373 | -1159.36 | -1208.4276 | 49.0716 | 0 | 0 | 0 | 0 | 0 | 0 | 0 | 0 | 0 | 0 | 0 | 46.5279 | 0 | 0 | 0 | 0.085398 | 0 | 0 | 2.1513 | 0.30705
Optimized - Kept within budgetary constraints | Distribution Pipe | Oak St 1 - Area 50 - 1654 | 30089 | -848.27 | -886.3349 | 38.0665 | 0 | 0 | 0 | 0 | 0 | 0 | 0 | 0 | 0 | 0 | 0 | 36.2309 | 0 | 0 | 0 | 0 | 0 | 0 | 1.6095 | 0.22607
Optimized - Kept within budgetary constraints | Distribution Pipe | Ogden St-Thunder Bay-1568 | 30155 | -2149.9 | -2212.8723 | 62.9728 | 0 | 0 | 0 | 0 | 0 | 0 | 0 | 0 | 0 | 0 | 0 | 57.1803 | 0 | 0 | 0 | 0 | 0 | 0 | 5.0482 | 0.74432
Optimized - Kept within budgetary constraints | Distribution Pipe | Old Lakeshore Rd - Southwest - London - 1572 | 30313 | -1516.68 | -1596.2042 | 79.5239 | 0 | 0 | 0 | 0 | 0 | 0 | 0 | 0 | 0 | 0 | 0 | 73.0063 | 0 | 0 | 0 | 0 | 0 | 0 | 5.6969 | 0.82076
Optimized - Kept within budgetary constraints | Distribution Pipe | Ontario Rd - Southwest - London - 1803 | 30465 | -430.51 | -462.1561 | 31.6484 | 0 | 0 | 0 | 0 | 0 | 0 | 0 | 0 | 0 | 0 | 0 | 29.0081 | 0 | 0 | 0 | 0.08143 | 0 | 0 | 2.2209 | 0.33801
Optimized - Kept within budgetary constraints | Distribution Pipe | Oshawa LP Replacement Phase 1 Olive Ave | 100517 | -2829.4 | -3096.4754 | 267.0797 | 0 | 2.2613 | 0 | 0 | 2.7518 | 9.5378 | 0 | 0.038922 | 0 | 0 | 1.3345 | 71.1709 | 0 | 0 | 0 | 0 | 0 | 45.5939 | 133.4455 | 0.94524
Optimized - Kept within budgetary constraints | Distribution Pipe | Oshawa LP Replacement Phase 2 King St | 103427 | -2876.54 | -3103.5398 | 227.0028 | 0 | 1.6596 | 0 | 0 | 2.0195 | 6.9998 | 0 | 0.033341 | 0 | 0 | 1.1431 | 60.9672 | 0 | 0 | 0 | 0 | 0 | 39.0571 | 114.3135 | 0.80972
Optimized - Kept within budgetary constraints | Distribution Pipe | Oshawa LP Replacement Phase 3 Masson St | 103429 | -5163.78 | -5390.7844 | 227.0028 | 0 | 1.6596 | 0 | 0 | 2.0195 | 6.9998 | 0 | 0.033341 | 0 | 0 | 1.1431 | 60.9672 | 0 | 0 | 0 | 0 | 0 | 39.0571 | 114.3135 | 0.80972
Optimized - Kept within budgetary constraints | Distribution Pipe | Othello Ave - Eastern - Area 60 - 1096 | 30376 | -550.52 | -578.5076 | 27.9853 | 0 | 0 | 0 | 0 | 0 | 0 | 0 | 0 | 0 | 0 | 0 | 26.5758 | 0 | 0 | 0 | 0.060418 | 0 | 0 | 1.2091 | 0.13992
Optimized - Kept within budgetary constraints | Distribution Pipe | Paliser Cres S - GTA East - Area 30 - 1389 | 30168 | -1430.23 | -1548.8669 | 118.6372 | 0 | 0 | 0 | 0 | 0 | 0 | 0 | 0 | 0 | 0 | 0 | 113.8278 | 0 | 0 | 0 | 0.65753 | 0 | 0 | 3.6302 | 0.52162
Optimized - Kept within budgetary constraints | Distribution Pipe | Pillette Rd - Southwest - Windsor - 1320 | 30031 | -1457.23 | -1571.9609 | 114.7277 | 0 | 0 | 0 | 0 | 0 | 0 | 0 | 0 | 0 | 0 | 0 | 104.3582 | 0 | 0 | 0 | 0.25858 | 0 | 0 | 8.8695 | 1.2414
Optimized - Kept within budgetary constraints | Distribution Pipe | Pine St - Area 50 - 1205 | 30091 | -1005.36 | -1078.8031 | 73.4403 | 0 | 0 | 0 | 0 | 0 | 0 | 0 | 0 | 0 | 0 | 0 | 70.1448 | 0 | 0 | 0 | 0.30279 | 0 | 0 | 2.5986 | 0.3941
Optimized - Kept within budgetary constraints | Distribution Pipe | Poplar Ave 1 - Ajax - Area 40 - 1680 | 30186 | -1637.05 | -1687.635 | 50.5897 | 0 | 0 | 0 | 0 | 0 | 0 | 0 | 0 | 0 | 0 | 0 | 48.342 | 0 | 0 | 0 | 0 | 0 | 0 | 1.9656 | 0.28204
Optimized - Kept within budgetary constraints | Distribution Pipe | Poplar Ave 2 - Ajax - Area 40 - 1681 | 30187 | -1041.12 | -1053.5571 | 12.4366 | 0 | 0 | 0 | 0 | 0 | 0 | 0 | 0 | 0 | 0 | 0 | 11.836 | 0 | 0 | 0 | 0 | 0 | 0 | 0.52528 | 0.075333
Optimized - Kept within budgetary constraints | Distribution Pipe | Pr#57, NRP - 2024 - Collins Street - Collingwood - 1614 | 30104 | -287.98 | -301.3504 | 13.3673 | 0 | 0 | 0 | 0 | 0 | 0 | 0 | 0 | 0 | 0 | 0 | 12.8719 | 0 | 0 | 0 | 0 | 0 | 0 | 0.43265 | 0.062719
Optimized - Kept within budgetary constraints | Distribution Pipe | Pr#58, NRP - 2023 - High Street - Collingwood - 1653 | 30105 | -892.07 | -901.1633 | 9.0883 | 0 | 0 | 0 | 0 | 0 | 0 | 0 | 0 | 0 | 0 | 0 | 8.7983 | 0 | 0 | 0 | 0 | 0 | 0 | 0.25284 | 0.037113
Optimized - Kept within budgetary constraints | Distribution Pipe | Pr#62, NRP - 2025 - Cameron Street - Collingwood - 1616 | 30108 | -296.56 | -304.4525 | 7.8914 | 0 | 0 | 0 | 0 | 0 | 0 | 0 | 0 | 0 | 0 | 0 | 7.5592 | 0 | 0 | 0 | 0 | 0 | 0 | 0.29058 | 0.041646
Optimized - Kept within budgetary constraints | Distribution Pipe | Presley St 1 - Northeast - 1713 | 30228 | -1144.66 | -1203.4151 | 58.7555 | 0 | 0 | 0 | 0 | 0 | 0 | 0 | 0 | 0 | 0 | 0 | 53.7676 | 0 | 0 | 0 | 0 | 0 | 0 | 4.3483 | 0.63956
Optimized - Kept within budgetary constraints | Distribution Pipe | Presley St 2 - Northeast - 1714 | 30229 | -791.04 | -829.4964 | 38.4593 | 0 | 0 | 0 | 0 | 0 | 0 | 0 | 0 | 0 | 0 | 0 | 35.0684 | 0 | 0 | 0 | 0 | 0 | 0 | 2.9588 | 0.43209
Optimized - Kept within budgetary constraints | Distribution Pipe | Prince Albert St - Eastern - Area 60 - 1099 | 30378 | -841.51 | -1072.0953 | 230.5898 | 0 | 0 | 0 | 0 | 0 | 0 | 0 | 0 | 0 | 0 | 0 | 219.2167 | 0 | 0 | 0 | 0.25276 | 0 | 0 | 9.7777 | 1.3426
Optimized - Kept within budgetary constraints | Distribution Pipe | Prince Arthur Blvd-Thunder Bay-1538 | 30156 | -1437.14 | -1507.3111 | 70.1674 | 0 | 0 | 0 | 0 | 0 | 0 | 0 | 0 | 0 | 0 | 0 | 63.941 | 0 | 0 | 0 | 0 | 0 | 0 | 5.4435 | 0.78285
Optimized - Kept within budgetary constraints | Distribution Pipe | Prince St-Bowmanville-1450 | 30188 | -957.79 | -1010.8754 | 53.0876 | 0 | 0 | 0 | 0 | 0 | 0 | 0 | 0 | 0 | 0 | 0 | 50.3925 | 0 | 0 | 0 | 0.088966 | 0 | 0 | 2.3091 | 0.29703
Optimized - Kept within budgetary constraints | Distribution Pipe | Princess St W 1 (MORATORIUM UNTIL 2026) - Northeast - 1721 | 30230 | -368.54 | -391.1923 | 22.6514 | 0 | 0 | 0 | 0 | 0 | 0 | 0 | 0 | 0 | 0 | 0 | 20.9312 | 0 | 0 | 0 | 0 | 0 | 0 | 1.514 | 0.20615
Optimized - Kept within budgetary constraints | Distribution Pipe | Prospect St-Bowmanville-1086 | 30189 | -516.42 | -547.6639 | 31.2463 | 0 | 0 | 0 | 0 | 0 | 0 | 0 | 0 | 0 | 0 | 0 | 29.7302 | 0 | 0 | 0 | 0.011391 | 0 | 0 | 1.318 | 0.18678
Optimized - Kept within budgetary constraints | Distribution Pipe | Queen Mary St - Eastern - Area 60 - 1103 | 30379 | -1174.04 | -1260.3185 | 86.2799 | 0 | 0 | 0 | 0 | 0 | 0 | 0 | 0 | 0 | 0 | 0 | 82.2066 | 0 | 0 | 0 | 0.31059 | 0 | 0 | 3.3228 | 0.43996
Optimized - Kept within budgetary constraints | Distribution Pipe | Queen St E - Southwest - London - 1804 | 30466 | -1235.06 | -1301.655 | 66.5996 | 0 | 0 | 0 | 0 | 0 | 0 | 0 | 0 | 0 | 0 | 0 | 61.8219 | 0 | 0 | 0 | 0.47418 | 0 | 0 | 3.693 | 0.61054
Optimized - Kept within budgetary constraints | Distribution Pipe | Queen St LINC - Area 80 - 1150 | 30071 | -963.63 | -995.7825 | 32.1573 | 0 | 0 | 0 | 0 | 0 | 0 | 0 | 0 | 0 | 0 | 0 | 30.4383 | 0 | 0 | 0 | 0.061303 | 0 | 0 | 1.4506 | 0.20708
Optimized - Kept within budgetary constraints | Distribution Pipe | Queen St N - Eastern - Area 60 - 1158 | 30380 | -1423.78 | -1494.8681 | 71.0883 | 0 | 0 | 0 | 0 | 0 | 0 | 0 | 0 | 0 | 0 | 0 | 67.8623 | 0 | 0 | 0 | 0.44475 | 0 | 0 | 2.4372 | 0.34416
Optimized - Kept within budgetary constraints | Distribution Pipe | Queen St S 1 (EXECUTE 2026 - ROAD REHABILITATION WORK PLANNED FOR 2026) - GTA West - Area 20 - 1672 | 30126 | -1019.84 | -1062.1767 | 42.3409 | 0 | 0 | 0 | 0 | 0 | 0 | 0 | 0 | 0 | 0 | 0 | 40.4068 | 0 | 0 | 0 | 0 | 0 | 0 | 1.6907 | 0.24334
Optimized - Kept within budgetary constraints | Distribution Pipe | Queen St S 2 (EXECUTE 2026 - ROAD REHABILITATION WORK PLANNED FOR 2026) - GTA West - Area 20 - 1673 | 30127 | -763.82 | -812.6385 | 48.8146 | 0 | 0 | 0 | 0 | 0 | 0 | 0 | 0 | 0 | 0 | 0 | 46.9264 | 0 | 0 | 0 | 0 | 0 | 0 | 1.6501 | 0.23809
Optimized - Kept within budgetary constraints | Distribution Pipe | Randolph Ave - Southwest - Windsor - 1334 | 30032 | -1059.88 | -1128.7943 | 68.9187 | 0 | 0 | 0 | 0 | 0 | 0 | 0 | 0 | 0 | 0 | 0 | 62.5119 | 0 | 0 | 0 | 0.35972 | 0 | 0 | 5.2878 | 0.75932
Optimized - Kept within budgetary constraints | Distribution Pipe | Red Maple Dr Lincoln - 1-inch steel main replacement | 103520 | 176.15 | -187.2829 | 363.4323 | 0 | 57.9244 | 0 | 0 | 0 | 244.3129 | 0 | 0.028557 | 0 | 0 | 0 | 26.1357 | 0 | 0 | 0 | 0 | 0 | 33.4529 | 0 | 1.578
Optimized - Kept within budgetary constraints | Distribution Pipe | Regent St - Kawartha Lakes - Area 40 - 1697 | 30190 | -371.1 | -389.928 | 18.8231 | 0 | 0 | 0 | 0 | 0 | 0 | 0 | 0 | 0 | 0 | 0 | 17.9875 | 0 | 0 | 0 | 0 | 0 | 0 | 0.73346 | 0.1021
Optimized - Kept within budgetary constraints | Distribution Pipe | Regional Rd 65 West Lincoln | 502019 | -126.83 | -139.18 | 12.3512 | 0 | 0 | 0 | 0 | 0 | 0 | 0 | 0.36024 | 0 | 0 | 0 | 6.5873 | 0 | 0 | 0 | 0 | 0 | 4.22 | 0 | 1.1837
Optimized - Kept within budgetary constraints | Distribution Pipe | Replacement - Vintage PE Lined Mains - Peterborough | 101277 | -497.77 | -2108.978 | 1611.2064 | 0 | 3.1432 | 0 | 0 | 0 | 13.2574 | 0 | 0 | 0 | 0 | 14.4174 | 76.8929 | 0 | 0 | 0 | 0 | 0 | 49.2595 | 1441.741 | 12.4951
Optimized - Kept within budgetary constraints | Distribution Pipe | Rholaine Dr - Southwest - Windsor - 1299 | 30033 | -978.89 | -1042.5406 | 63.6458 | 0 | 0 | 0 | 0 | 0 | 0 | 0 | 0 | 0 | 0 | 0 | 56.6687 | 0 | 0 | 0 | 0.14825 | 0 | 0 | 6.027 | 0.80183
Optimized - Kept within budgetary constraints | Distribution Pipe | Ridge Rd North Fort Erie | 502017 | -751.45 | -763.799 | 12.3512 | 0 | 0 | 0 | 0 | 0 | 0 | 0 | 0.36024 | 0 | 0 | 0 | 6.5873 | 0 | 0 | 0 | 0 | 0 | 4.22 | 0 | 1.1837
Optimized - Kept within budgetary constraints | Distribution Pipe | Ridout St S (EXECUTE 2024) - Southwest - London - 1470 | 30316 | -874.75 | -1264.8581 | 390.1082 | 0 | 0 | 0 | 0 | 0 | 0 | 0 | 0 | 0 | 0 | 0 | 358.2735 | 0 | 0 | 0 | 0 | 0 | 0 | 27.8791 | 3.9556
Optimized - Kept within budgetary constraints | Distribution Pipe | River View Line - Southwest - Windsor - 1381 | 30034 | -136.18 | -160.7306 | 24.5464 | 0 | 0 | 0 | 0 | 0 | 0 | 0 | 0 | 0 | 0 | 0 | 22.8785 | 0 | 0 | 0 | 0.0056508 | 0 | 0 | 1.4064 | 0.25586
Optimized - Kept within budgetary constraints | Distribution Pipe | Riverside Dr E - Southwest - Windsor - 1357 | 30035 | -803.31 | -913.387 | 110.0815 | 0 | 0 | 0 | 0 | 0 | 0 | 0 | 0 | 0 | 0 | 0 | 102.9624 | 0 | 0 | 0 | 0.11613 | 0 | 0 | 6.1253 | 0.87769
Optimized - Kept within budgetary constraints | Distribution Pipe | Rochester St - Eastern - Area 60 - 1222 | 30384 | -989.46 | -1045.0044 | 55.5394 | 0 | 0 | 0 | 0 | 0 | 0 | 0 | 0 | 0 | 0 | 0 | 53.3174 | 0 | 0 | 0 | 0.32011 | 0 | 0 | 1.6567 | 0.24517
Optimized - Kept within budgetary constraints | Distribution Pipe | Rose St STC - Area 80 - 1134 | 30074 | -306.17 | -327.6426 | 21.472 | 0 | 0 | 0 | 0 | 0 | 0 | 0 | 0 | 0 | 0 | 0 | 20.3612 | 0 | 0 | 0 | 0.028909 | 0 | 0 | 0.94883 | 0.13308
Optimized - Kept within budgetary constraints | Distribution Pipe | Ross St - Area 50 - 1210 | 30092 | -1271.25 | -1333.4656 | 62.2166 | 0 | 0 | 0 | 0 | 0 | 0 | 0 | 0 | 0 | 0 | 0 | 59.0966 | 0 | 0 | 0 | 0.65781 | 0 | 0 | 2.1585 | 0.30363
Optimized - Kept within budgetary constraints | Distribution Pipe | Ross St (MORATORIUM UNTIL 2025) - Southwest - London - 1560 | 30317 | -449.6 | -566.8334 | 117.2372 | 0 | 0 | 0 | 0 | 0 | 0 | 0 | 0 | 0 | 0 | 0 | 110.7029 | 0 | 0 | 0 | 0 | 0 | 0 | 5.6933 | 0.84096
Optimized - Kept within budgetary constraints | Distribution Pipe | Rourke Line Rd - Southwest - Windsor - 1373 | 30036 | -1112.95 | -1181.8297 | 68.8843 | 0 | 0 | 0 | 0 | 0 | 0 | 0 | 0 | 0 | 0 | 0 | 61.2475 | 0 | 0 | 0 | 0.25536 | 0 | 0 | 6.4547 | 0.92683
Optimized - Kept within budgetary constraints | Distribution Pipe | Ruggles Ave - GTA East - Area 30 - 1706 | 30169 | -1503.74 | -1568.8745 | 65.1316 | 0 | 0 | 0 | 0 | 0 | 0 | 0 | 0 | 0 | 0 | 0 | 62.1572 | 0 | 0 | 0 | 0 | 0 | 0 | 2.6121 | 0.36229
Optimized - Kept within budgetary constraints | Distribution Pipe | Rupert Ave - GTA East - Area 30 - 1815 | 30170 | -1674.29 | -1730.8071 | 56.5126 | 0 | 0 | 0 | 0 | 0 | 0 | 0 | 0 | 0 | 0 | 0 | 54.4151 | 0 | 0 | 0 | 0 | 0 | 0 | 1.8309 | 0.26662
Optimized - Kept within budgetary constraints | Distribution Pipe | Sarah St - Eastern - Area 60 - 1188 | 30385 | -949.21 | -1000.581 | 51.3692 | 0 | 0 | 0 | 0 | 0 | 0 | 0 | 0 | 0 | 0 | 0 | 48.8926 | 0 | 0 | 0 | 0.19277 | 0 | 0 | 1.9984 | 0.28533
Optimized - Kept within budgetary constraints | Distribution Pipe | SARN - Oil Heritage Rd and Douglas Line Exposed Main | 733836 | -96.53 | -97.4518 | 0.92113 | 0 | 0 | 0 | 0 | 0 | 0 | 0 | 0 | 0 | 0 | 0.24465 | 0.0071171 | 0 | 0 | 0 | 0 | 0 | 0.66723 | 0 | 0.0021351
Optimized - Kept within budgetary constraints | Distribution Pipe | SARN - Christina St at Highbury Pk Leakage - Sarnia BU | 101194 | -11.79 | -178.1201 | 166.3289 | 0 | 0 | 0 | 0 | 0 | 0 | 0 | 14.4174 | 0 | 0 | 0.048058 | 3.9648 | 0 | 0 | 0 | 0 | 0 | 0.42051 | 144.1741 | 3.304
Optimized - Kept within budgetary constraints | Distribution Pipe | SARN - Eastlawn Ave and Kember Ave Leakage - Sarnia BU | 101214 | -586.65 | -754.7197 | 168.071 | 0 | 0 | 0 | 0 | 0 | 0 | 0 | 14.4174 | 0 | 0 | 0.048058 | 3.9648 | 0 | 0 | 0 | 0 | 0 | 2.1626 | 144.1741 | 3.304
Optimized - Kept within budgetary constraints | Distribution Pipe | SARN - Errol Rd E Leakage - Sarnia BU | 48846 | -534.56 | -780.1867 | 245.6246 | 0 | 0 | 0 | 0 | 0 | 0 | 0 | 14.4174 | 0 | 0 | 0.048058 | 76.8929 | 0 | 0 | 0 | 0 | 0 | 2.1626 | 144.1741 | 7.9296
Optimized - Kept within budgetary constraints | Distribution Pipe | SARN - Errol Rd W & Newell St. Leakage - Sarnia BU | 48951 | -411.93 | -657.5584 | 245.6246 | 0 | 0 | 0 | 0 | 0 | 0 | 0 | 14.4174 | 0 | 0 | 0.048058 | 76.8929 | 0 | 0 | 0 | 0 | 0 | 2.1626 | 144.1741 | 7.9296
Optimized - Kept within budgetary constraints | Distribution Pipe | SARN - Highway Dr and Lynwood Ave - Sarnia BU | 48771 | -103.54 | -257.4874 | 153.9516 | 0 | 0 | 0 | 0 | 0 | 0 | 0 | 13.3445 | 0 | 0 | 0.044482 | 3.6698 | 0 | 0 | 0 | 0 | 0 | 0.38922 | 133.4455 | 3.0581
Optimized - Kept within budgetary constraints | Distribution Pipe | SARN - Lakeshore Rd. and Modeland Rd Leakage - Sarnia BU | 101193 | -297.7 | -525.0444 | 227.3466 | 0 | 0 | 0 | 0 | 0 | 0 | 0 | 13.3445 | 0 | 0 | 0.044482 | 71.1709 | 0 | 0 | 0 | 0 | 0 | 2.0017 | 133.4455 | 7.3395
Optimized - Kept within budgetary constraints | Distribution Pipe | SARN - Smith Line Leakage - Sombra BU | 101210 | 0 | 0 | 0 | 0 | 0 | 0 | 0 | 0 | 0 | 0 | 0 | 0 | 0 | 0 | 0 | 0 | 0 | 0 | 0 | 0 | 0 | 0 | 0
Optimized - Kept within budgetary constraints | Distribution Pipe | SARN- Brigden Rd and Duncan St Leakage - Moore Twp | 502679 | 251.5 | -96.5578 | 348.0605 | 0 | 12.6893 | 0 | 81.3183 | 0.085628 | 53.521 | 0 | 13.3445 | 0 | 0 | 1.3345 | 3.6698 | 0 | 0 | 0 | 0 | 0 | 45.5939 | 133.4455 | 3.0581
Optimized - Kept within budgetary constraints | Distribution Pipe | SARN-Point Edward LP Leakage - Sarnia BU | 48831 | -468.14 | -643.7184 | 175.5809 | 0 | 0 | 0 | 0 | 0 | 0 | 0 | 13.3445 | 0 | 0 | 0.044482 | 4.6706 | 0 | 0 | 0 | 0 | 0 | 2.0017 | 133.4455 | 22.0741
Optimized - Kept within budgetary constraints | Distribution Pipe | Seagull Dr 1 - GTA West - Area 20 - 1674 | 30128 | -1150.13 | -1224.7144 | 74.5894 | 0 | 0 | 0 | 0 | 0 | 0 | 0 | 0 | 0 | 0 | 0 | 71.5585 | 0 | 0 | 0 | 0 | 0 | 0 | 2.6771 | 0.35374
Optimized - Kept within budgetary constraints | Distribution Pipe | Seagull Dr 2 - GTA West - Area 20 - 1675 | 30129 | -1398.84 | -1460.6593 | 61.8163 | 0 | 0 | 0 | 0 | 0 | 0 | 0 | 0 | 0 | 0 | 0 | 57.7295 | 0 | 0 | 0 | 0 | 0 | 0 | 3.6222 | 0.46453
Optimized - Kept within budgetary constraints | Distribution Pipe | Second St - Area 50 - 1194 | 30093 | -1205.15 | -1296.1366 | 90.9831 | 0 | 0 | 0 | 0 | 0 | 0 | 0 | 0 | 0 | 0 | 0 | 86.8494 | 0 | 0 | 0 | 0.43603 | 0 | 0 | 3.2617 | 0.43594
Optimized - Kept within budgetary constraints | Distribution Pipe | Seventh Ave N-Kenora-1546 | 30157 | -1497.05 | -1579.722 | 82.6689 | 0 | 0 | 0 | 0 | 0 | 0 | 0 | 0 | 0 | 0 | 0 | 74.6735 | 0 | 0 | 0 | 0.84751 | 0 | 0 | 6.2559 | 0.89204
Optimized - Kept within budgetary constraints | Distribution Pipe | Seventh St S-Kenora-1542 | 30158 | -1308.34 | -1359.8654 | 51.5286 | 0 | 0 | 0 | 0 | 0 | 0 | 0 | 0 | 0 | 0 | 0 | 46.8727 | 0 | 0 | 0 | 0 | 0 | 0 | 4.0827 | 0.57317
Optimized - Kept within budgetary constraints | Distribution Pipe | Shallow Main - High Street from Dunlop to Park St | 736572 | -81.11 | -81.1085 | 2.4029e-06 | 0 | 0 | 0 | 0 | 0 | 0 | 0 | 0 | 0 | 0 | 0 | 2.4029e-06 | 0 | 0 | 0 | 0 | 0 | 0 | 0 | 0
Optimized - Kept within budgetary constraints | Distribution Pipe | Sheppard & Markham Compression Couplings | 2562 | 19.02 | -254.2556 | 273.2774 | 0 | 0 | 0 | 0 | 0 | 0 | 0 | 114.315 | 0 | 0 | 0 | 30.7884 | 0 | 0 | 0 | 0 | 0 | 3.9057 | 114.3135 | 9.9548
Optimized - Kept within budgetary constraints | Distribution Pipe | Sheppard Ave & Brimley Rd (Compression Couplings) | 2563 | 200.89 | -94.3723 | 295.2663 | 0 | 0 | 0 | 0 | 0 | 0 | 0 | 123.5132 | 0 | 0 | 0 | 33.2658 | 0 | 0 | 0 | 0 | 0 | 4.22 | 123.5115 | 10.7558
Optimized - Kept within budgetary constraints | Distribution Pipe | Shurie Rd LINC - Area 80 - 1154 | 30076 | -348.4 | -365.3689 | 16.968 | 0 | 0 | 0 | 0 | 0 | 0 | 0 | 0 | 0 | 0 | 0 | 16.0987 | 0 | 0 | 0 | 0.0081473 | 0 | 0 | 0.75315 | 0.10802
Optimized - Kept within budgetary constraints | Distribution Pipe | Simcoe Street-40-Kawartha Lakes-1060 | 30192 | -1414.95 | -1469.8363 | 54.8905 | 0 | 0 | 0 | 0 | 0 | 0 | 0 | 0 | 0 | 0 | 0 | 51.9153 | 0 | 0 | 0 | 0.069017 | 0 | 0 | 2.5434 | 0.3628
Optimized - Kept within budgetary constraints | Distribution Pipe | Sixth Ave-Timmins-1566 | 30159 | -1687.06 | -1734.459 | 47.3988 | 0 | 0 | 0 | 0 | 0 | 0 | 0 | 0 | 0 | 0 | 0 | 43.2776 | 0 | 0 | 0 | 0 | 0 | 0 | 3.6433 | 0.4779
Optimized - Kept within budgetary constraints | Distribution Pipe | Southdale Rd E - Southwest - London - 1434 | 30319 | -1838.92 | -2929.5038 | 1090.581 | 0 | 0 | 0 | 0 | 0 | 0 | 0 | 0 | 0 | 0 | 0 | 1047.6889 | 0 | 0 | 0 | 0 | 0 | 0 | 38.0457 | 4.8463
Optimized - Kept within budgetary constraints | Distribution Pipe | Spring Garden Rd - Southwest - Windsor - 1658 | 30037 | -883.73 | -1048.3798 | 164.6482 | 0 | 0 | 0 | 0 | 0 | 0 | 0 | 0 | 0 | 0 | 0 | 155.8534 | 0 | 0 | 0 | 0 | 0 | 0 | 7.6846 | 1.1103
Optimized - Kept within budgetary constraints | Distribution Pipe | Spring St - Eastern - Area 60 - 1047 | 30387 | -744.52 | -784.3487 | 39.8295 | 0 | 0 | 0 | 0 | 0 | 0 | 0 | 0 | 0 | 0 | 0 | 38.1351 | 0 | 0 | 0 | 0.13907 | 0 | 0 | 1.3594 | 0.19592
Optimized - Kept within budgetary constraints | Distribution Pipe | Sproule Dr 1 - GTA West - Area 20 - 1676 | 30130 | -1375.8 | -1464.389 | 88.5864 | 0 | 0 | 0 | 0 | 0 | 0 | 0 | 0 | 0 | 0 | 0 | 85.5243 | 0 | 0 | 0 | 0 | 0 | 0 | 2.6987 | 0.36336
Optimized - Kept within budgetary constraints | Distribution Pipe | Sproule Dr 2 - GTA West - Area 20 - 1677 | 30131 | -1164.57 | -1193.5555 | 28.9877 | 0 | 0 | 0 | 0 | 0 | 0 | 0 | 0 | 0 | 0 | 0 | 27.6951 | 0 | 0 | 0 | 0 | 0 | 0 | 1.1335 | 0.15903
Optimized - Kept within budgetary constraints | Distribution Pipe | Spruce St-Kapuskasing-1565 | 30160 | -2180.46 | -2237.8124 | 57.3571 | 0 | 0 | 0 | 0 | 0 | 0 | 0 | 0 | 0 | 0 | 0 | 51.8455 | 0 | 0 | 0 | 0 | 0 | 0 | 4.8232 | 0.68833
Optimized - Kept within budgetary constraints | Distribution Pipe | SSM: Goulais Rd Main replacement SSM | 49628 | -73.41 | -594.3926 | 520.9782 | 0 | 0 | 0 | 0 | 0 | 0 | 0 | 0 | 0 | 0 | 0 | 245.9549 | 0 | 0 | 0 | 0 | 0 | 244.5574 | 0.001118 | 30.4649
Optimized - Kept within budgetary constraints | Distribution Pipe | St Anne Blvd - Southwest - Windsor - 1319 | 30038 | 0 | 0 | 0 | 0 | 0 | 0 | 0 | 0 | 0 | 0 | 0 | 0 | 0 | 0 | 0 | 0 | 0 | 0 | 0 | 0 | 0 | 0 | 0
Optimized - Kept within budgetary constraints | Distribution Pipe | St Paul St - Area 50 - 1220 | 30094 | -891.32 | -929.5438 | 38.2256 | 0 | 0 | 0 | 0 | 0 | 0 | 0 | 0 | 0 | 0 | 0 | 36.3803 | 0 | 0 | 0 | 0.092812 | 0 | 0 | 1.5313 | 0.22122
Optimized - Kept within budgetary constraints | Distribution Pipe | Stanley Ave - Eastern - Area 60 - 1069 | 30388 | -568.72 | -605.3067 | 36.5882 | 0 | 0 | 0 | 0 | 0 | 0 | 0 | 0 | 0 | 0 | 0 | 35.2217 | 0 | 0 | 0 | 0.065387 | 0 | 0 | 1.1457 | 0.15532
Optimized - Kept within budgetary constraints | Distribution Pipe | Stratford-Daly Ave with Birmingham to Worsley-1756 | 30442 | -47.65 | -52.5769 | 4.9279 | 0 | 0 | 0 | 0 | 0 | 0 | 0 | 0 | 0 | 0 | 0 | 4.5096 | 0 | 0 | 0 | 0.012044 | 0 | 0 | 0.35567 | 0.050507
Optimized - Kept within budgetary constraints | Distribution Pipe | Stratford-Huron St-Matilda to Douglas Phase 2-1758 | 30441 | -1211.59 | -1252.0125 | 40.4245 | 0 | 0 | 0 | 0 | 0 | 0 | 0 | 0 | 0 | 0 | 0 | 36.6145 | 0 | 0 | 0 | 0.10212 | 0 | 0 | 3.2573 | 0.45052
Optimized - Kept within budgetary constraints | Distribution Pipe | Stratford-Mercer St from Caledonia to Brittania-1757 | 30443 | -155.53 | -159.9128 | 4.3848 | 0 | 0 | 0 | 0 | 0 | 0 | 0 | 0 | 0 | 0 | 0 | 3.9761 | 0 | 0 | 0 | 0.0089061 | 0 | 0 | 0.35117 | 0.048588
Optimized - Kept within budgetary constraints | Distribution Pipe | Stratford-Mowat St from W. Gore to Brydges-1760 | 30445 | -313.95 | -327.7161 | 13.767 | 0 | 0 | 0 | 0 | 0 | 0 | 0 | 0 | 0 | 0 | 0 | 12.5332 | 0 | 0 | 0 | 0.021512 | 0 | 0 | 1.0605 | 0.15172
Optimized - Kept within budgetary constraints | Distribution Pipe | SUD: Copper Cliff Replacement | 735465 | -401.53 | -636.961 | 235.4294 | 0 | 5.5975 | 0 | 0 | 0 | 23.609 | 0 | 77.5882 | 0 | 0 | 0 | 22.7592 | 0 | 0 | 0 | 0 | 0 | 26.5093 | 77.5882 | 1.7781
Optimized - Kept within budgetary constraints | Distribution Pipe | SUDB: Bancroft Dr and Bellevue Ave, Valves Replacement | 734593 | 180.94 | -289.6733 | 470.6119 | 0 | 9.8742 | 0 | 0 | 0 | 41.6474 | 0 | 0.19242 | 0 | 0 | 0 | 5.0461 | 0 | 0 | 0 | 0 | 0 | 4.2051 | 0 | 409.6467
Optimized - Kept within budgetary constraints | Distribution Pipe | SUDB: Gagnon St Lateral, Azilda | 49641 | -78.25 | -78.2507 | 0 | 0 | 0 | 0 | 0 | 0 | 0 | 0 | 0 | 0 | 0 | 0 | 0 | 0 | 0 | 0 | 0 | 0 | 0 | 0 | 0
Optimized - Kept within budgetary constraints | Distribution Pipe | SUDB: Regent St grasshopper, Sudbury | 49653 | 456.71 | -195.1753 | 651.8841 | 0 | 0 | 0 | 0 | 0 | 0 | 0 | 0 | 0 | 0 | 0 | 310.337 | 0 | 0 | 0 | 0 | 0 | 308.5738 | 0 | 32.9733
Optimized - Kept within budgetary constraints | Distribution Pipe | SUDB: RR 15 Property Line, Chelmsford, Replacement | 734812 | -143.93 | -782.5073 | 638.5745 | 0 | 39.2153 | 0 | 0 | 0 | 165.402 | 0 | 77.5882 | 0 | 0 | 0 | 0.85347 | 0 | 0 | 0 | 0 | 0 | 265.093 | 77.5882 | 12.8344
Optimized - Kept within budgetary constraints | Distribution Pipe | Summer St NFalls- Area 80 - 1137 | 30077 | -662.35 | -678.4057 | 16.0534 | 0 | 0 | 0 | 0 | 0 | 0 | 0 | 0 | 0 | 0 | 0 | 15.0869 | 0 | 0 | 0 | 0.011942 | 0 | 0 | 0.82799 | 0.12656
Optimized - Kept within budgetary constraints | Distribution Pipe | Summerville Ave - Eastern - Area 60 - 1484 | 30389 | -1328.59 | -1398.7739 | 70.1823 | 0 | 0 | 0 | 0 | 0 | 0 | 0 | 0 | 0 | 0 | 0 | 67.7465 | 0 | 0 | 0 | 0 | 0 | 0 | 2.1505 | 0.28534
Optimized - Kept within budgetary constraints | Distribution Pipe | Swan Dr STC- Area 80 - 1163 | 30078 | -1540.3 | -1611.1625 | 70.8581 | 0 | 0 | 0 | 0 | 0 | 0 | 0 | 0 | 0 | 0 | 0 | 67.2783 | 0 | 0 | 0 | 0.29414 | 0 | 0 | 2.8752 | 0.41044
Optimized - Kept within budgetary constraints | Distribution Pipe | Talbot Rd - Southwest - Windsor - 1369 | 30039 | -1088.88 | -1163.5499 | 74.6672 | 0 | 0 | 0 | 0 | 0 | 0 | 0 | 0 | 0 | 0 | 0 | 68.3206 | 0 | 0 | 0 | 0.2069 | 0 | 0 | 5.3219 | 0.81781
Optimized - Kept within budgetary constraints | Distribution Pipe | Tanguay Ave - Northeast - 1280 | 30232 | -373.48 | -385.7557 | 12.278 | 0 | 0 | 0 | 0 | 0 | 0 | 0 | 0 | 0 | 0 | 0 | 10.9454 | 0 | 0 | 0 | 0.050887 | 0 | 0 | 1.132 | 0.14981
Optimized - Kept within budgetary constraints | Distribution Pipe | Taylor Mills Dr S - GTA East - Area 30 - 1435 | 30172 | -1606.34 | -1672.0616 | 65.7202 | 0 | 0 | 0 | 0 | 0 | 0 | 0 | 0 | 0 | 0 | 0 | 62.7082 | 0 | 0 | 0 | 0.339 | 0 | 0 | 2.3398 | 0.33317
Optimized - Kept within budgetary constraints | Distribution Pipe | TBAY: 33-22-601 Atikokan Lateral Leak Dwnst of Sapawe Mill | 503015 | -412.98 | -412.9789 | 1.2931e-06 | 0 | 0 | 0 | 0 | 0 | 0 | 0 | 0 | 0 | 0 | 0 | 1.2931e-06 | 0 | 0 | 0 | 0 | 0 | 0 | 0 | 0
Optimized - Kept within budgetary constraints | Distribution Pipe | Tecumseh Rd W 2 - Southwest - Windsor - 1492 | 30042 | -1209.74 | -1406.4644 | 196.7257 | 0 | 0 | 0 | 0 | 0 | 0 | 0 | 0 | 0 | 0 | 0 | 178.1893 | 0 | 0 | 0 | 0 | 0 | 0 | 16.3218 | 2.2146
Optimized - Kept within budgetary constraints | Distribution Pipe | Tecumseth St - GTA East - Area 30 - 1362 | 30173 | -1636.08 | -1763.7822 | 127.7026 | 0 | 0 | 0 | 0 | 0 | 0 | 0 | 0 | 0 | 0 | 0 | 121.8682 | 0 | 0 | 0 | 0.32851 | 0 | 0 | 4.8227 | 0.68325
Optimized - Kept within budgetary constraints | Distribution Pipe | THUN: PSLL Maintenance | 501009 | -136.11 | -136.1146 | 0 | 0 | 0 | 0 | 0 | 0 | 0 | 0 | 0 | 0 | 0 | 0 | 0 | 0 | 0 | 0 | 0 | 0 | 0 | 0 | 0
Optimized - Kept within budgetary constraints | Distribution Pipe | Tilbury South Line Replacement | 49749 | -1067.63 | -1067.6269 | 0 | 0 | 0 | 0 | 0 | 0 | 0 | 0 | 0 | 0 | 0 | 0 | 0 | 0 | 0 | 0 | 0 | 0 | 0 | 0 | 0
Optimized - Kept within budgetary constraints | Distribution Pipe | TIMM: Xstrata (Kidd Creek) Smelter SMS Service Retirement | 100951 | -473.68 | -473.6778 | 0 | 0 | 0 | 0 | 0 | 0 | 0 | 0 | 0 | 0 | 0 | 0 | 0 | 0 | 0 | 0 | 0 | 0 | 0 | 0 | 0
Optimized - Kept within budgetary constraints | Distribution Pipe | TOR10YR - Bayford to Dubray Replacement Standardization - Network # 161_169_172 | 502935 | -747.9 | -747.8958 | 0 | 0 | 0 | 0 | 0 | 0 | 0 | 0 | 0 | 0 | 0 | 0 | 0 | 0 | 0 | 0 | 0 | 0 | 0 | 0 | 0
Optimized - Kept within budgetary constraints | Distribution Pipe | TOR10YR - Browns Line and Jellicoe Replacement- Network # 123_368_373 | 733910 | -1853.84 | -1853.8411 | 0 | 0 | 0 | 0 | 0 | 0 | 0 | 0 | 0 | 0 | 0 | 0 | 0 | 0 | 0 | 0 | 0 | 0 | 0 | 0 | 0
Optimized - Kept within budgetary constraints | Distribution Pipe | TOR10YR - Dubray to Cornelius Replacement Standardization - Network # 161_169_172 | 502933 | -344.18 | -344.1757 | 0 | 0 | 0 | 0 | 0 | 0 | 0 | 0 | 0 | 0 | 0 | 0 | 0 | 0 | 0 | 0 | 0 | 0 | 0 | 0 | 0
Optimized - Kept within budgetary constraints | Distribution Pipe | TOR10YR - Keelesgate and Cuffley Replacement Standardization - Network # 161_169_172 | 502929 | -786.67 | -786.6657 | 0 | 0 | 0 | 0 | 0 | 0 | 0 | 0 | 0 | 0 | 0 | 0 | 0 | 0 | 0 | 0 | 0 | 0 | 0 | 0 | 0
Optimized - Kept within budgetary constraints | Distribution Pipe | TOR10YR - Toro to Cataford Replacement Standardization - Network # 161_169_172 | 502932 | -648.19 | -648.1883 | 0 | 0 | 0 | 0 | 0 | 0 | 0 | 0 | 0 | 0 | 0 | 0 | 0 | 0 | 0 | 0 | 0 | 0 | 0 | 0 | 0
Optimized - Kept within budgetary constraints | Distribution Pipe | TOR10YR - Albright and Roseland Replacement- Network # 123_368_373 | 733679 | -965.31 | -965.3095 | 0 | 0 | 0 | 0 | 0 | 0 | 0 | 0 | 0 | 0 | 0 | 0 | 0 | 0 | 0 | 0 | 0 | 0 | 0 | 0 | 0
Optimized - Kept within budgetary constraints | Distribution Pipe | TOR10YR - Alderbrae Replacement - Network # 123_368_373 | 503164 | -359.52 | -359.5156 | 0 | 0 | 0 | 0 | 0 | 0 | 0 | 0 | 0 | 0 | 0 | 0 | 0 | 0 | 0 | 0 | 0 | 0 | 0 | 0 | 0
Optimized - Kept within budgetary constraints | Distribution Pipe | TOR10YR - Aldercrest to Lunness North Replacement - Network # 123_368_373 | 733447 | -957.96 | -957.9585 | 0 | 0 | 0 | 0 | 0 | 0 | 0 | 0 | 0 | 0 | 0 | 0 | 0 | 0 | 0 | 0 | 0 | 0 | 0 | 0 | 0
Optimized - Kept within budgetary constraints | Distribution Pipe | TOR10YR - Allanford and Pender Replacement - Network # 455 | 735835 | -1373.86 | -1373.8625 | 0 | 0 | 0 | 0 | 0 | 0 | 0 | 0 | 0 | 0 | 0 | 0 | 0 | 0 | 0 | 0 | 0 | 0 | 0 | 0 | 0
Optimized - Kept within budgetary constraints | Distribution Pipe | TOR10YR - Amethyst and Cass Replacement - Network # 455 | 735820 | -1942.29 | -1942.2885 | 0 | 0 | 0 | 0 | 0 | 0 | 0 | 0 | 0 | 0 | 0 | 0 | 0 | 0 | 0 | 0 | 0 | 0 | 0 | 0 | 0
Optimized - Kept within budgetary constraints | Distribution Pipe | TOR10YR - Anewen and Kenewen Replacement - Network # 455 | 735865 | -553.12 | -553.1199 | 0 | 0 | 0 | 0 | 0 | 0 | 0 | 0 | 0 | 0 | 0 | 0 | 0 | 0 | 0 | 0 | 0 | 0 | 0 | 0 | 0
Optimized - Kept within budgetary constraints | Distribution Pipe | TOR10YR - Aragon and Malamute Replacement - Network # 455 | 735821 | -981.72 | -981.7183 | 0 | 0 | 0 | 0 | 0 | 0 | 0 | 0 | 0 | 0 | 0 | 0 | 0 | 0 | 0 | 0 | 0 | 0 | 0 | 0 | 0
Optimized - Kept within budgetary constraints | Distribution Pipe | TOR10YR - Araman and Earlton Replacement - Network # 455 | 735836 | -1373.86 | -1373.8625 | 0 | 0 | 0 | 0 | 0 | 0 | 0 | 0 | 0 | 0 | 0 | 0 | 0 | 0 | 0 | 0 | 0 | 0 | 0 | 0 | 0
Optimized - Kept within budgetary constraints | Distribution Pipe | TOR10YR - Bay Mills and Birchmount Replacement - Network # 455 | 735817 | -258.2 | -258.2002 | 0 | 0 | 0 | 0 | 0 | 0 | 0 | 0 | 0 | 0 | 0 | 0 | 0 | 0 | 0 | 0 | 0 | 0 | 0 | 0 | 0
Optimized - Kept within budgetary constraints | Distribution Pipe | TOR10YR - Bay Mills and Birchmount Services Replacement - Network # 455 | 735819 | -1162.45 | -1162.4536 | 0 | 0 | 0 | 0 | 0 | 0 | 0 | 0 | 0 | 0 | 0 | 0 | 0 | 0 | 0 | 0 | 0 | 0 | 0 | 0 | 0
Optimized - Kept within budgetary constraints | Distribution Pipe | TOR10YR - Belleglade and Palms Replacement Standardization - Network # 152_154 | 733799 | -464.7 | -464.7007 | 0 | 0 | 0 | 0 | 0 | 0 | 0 | 0 | 0 | 0 | 0 | 0 | 0 | 0 | 0 | 0 | 0 | 0 | 0 | 0 | 0
Optimized - Kept within budgetary constraints | Distribution Pipe | TOR10YR - Bellman to N Carson Replacement- Network # 123_368_373 | 733666 | -1026.11 | -1026.1147 | 0 | 0 | 0 | 0 | 0 | 0 | 0 | 0 | 0 | 0 | 0 | 0 | 0 | 0 | 0 | 0 | 0 | 0 | 0 | 0 | 0
Optimized - Kept within budgetary constraints | Distribution Pipe | TOR10YR - Bertrand and Birchmount Replacement - Network # 455 | 735498 | -735.61 | -735.6063 | 0 | 0 | 0 | 0 | 0 | 0 | 0 | 0 | 0 | 0 | 0 | 0 | 0 | 0 | 0 | 0 | 0 | 0 | 0 | 0 | 0
Optimized - Kept within budgetary constraints | Distribution Pipe | TOR10YR - Beta and Aldercrest Replacement - Network # 123_368_373 | 503161 | -845.5 | -845.5032 | 0 | 0 | 0 | 0 | 0 | 0 | 0 | 0 | 0 | 0 | 0 | 0 | 0 | 0 | 0 | 0 | 0 | 0 | 0 | 0 | 0
Optimized - Kept within budgetary constraints | Distribution Pipe | TOR10YR - Beta and Gamma North Replacement - Network # 123_368_373 | 503168 | -821.7 | -821.6981 | 0 | 0 | 0 | 0 | 0 | 0 | 0 | 0 | 0 | 0 | 0 | 0 | 0 | 0 | 0 | 0 | 0 | 0 | 0 | 0 | 0
Optimized - Kept within budgetary constraints | Distribution Pipe | TOR10YR - Birchmount & Foxbridge Replacement - Network # 277 | 735487 | -1313.09 | -1313.0928 | 0 | 0 | 0 | 0 | 0 | 0 | 0 | 0 | 0 | 0 | 0 | 0 | 0 | 0 | 0 | 0 | 0 | 0 | 0 | 0 | 0
Optimized - Kept within budgetary constraints | Distribution Pipe | TOR10YR - Birchmount North Ellesmere Replacement - Network # 455 | 735847 | -924.19 | -924.1931 | 0 | 0 | 0 | 0 | 0 | 0 | 0 | 0 | 0 | 0 | 0 | 0 | 0 | 0 | 0 | 0 | 0 | 0 | 0 | 0 | 0
Optimized - Kept within budgetary constraints | Distribution Pipe | TOR10YR - Birchmount South Sheppard Replacement - Network # 455 | 735830 | -1657.67 | -1657.6739 | 0 | 0 | 0 | 0 | 0 | 0 | 0 | 0 | 0 | 0 | 0 | 0 | 0 | 0 | 0 | 0 | 0 | 0 | 0 | 0 | 0
Optimized - Kept within budgetary constraints | Distribution Pipe | TOR10YR - Bradstock to Verobeach Replacement Standardization - Network # 152_154 | 733801 | -161.03 | -161.0255 | 0 | 0 | 0 | 0 | 0 | 0 | 0 | 0 | 0 | 0 | 0 | 0 | 0 | 0 | 0 | 0 | 0 | 0 | 0 | 0 | 0
Optimized - Kept within budgetary constraints | Distribution Pipe | TOR10YR - Brookbanks and Valley Woods Replacement - Network # 455 | 735870 | -1261.1 | -1261.1031 | 0 | 0 | 0 | 0 | 0 | 0 | 0 | 0 | 0 | 0 | 0 | 0 | 0 | 0 | 0 | 0 | 0 | 0 | 0 | 0 | 0
Optimized - Kept within budgetary constraints | Distribution Pipe | TOR10YR - Browns and Finsbury Replacement- Network # 123_368_373 | 733671 | -890.22 | -890.2157 | 0 | 0 | 0 | 0 | 0 | 0 | 0 | 0 | 0 | 0 | 0 | 0 | 0 | 0 | 0 | 0 | 0 | 0 | 0 | 0 | 0
Optimized - Kept within budgetary constraints | Distribution Pipe | TOR10YR - Browns and Owen Replacement- Network # 123_368_373 | 733677 | -491.27 | -491.2709 | 0 | 0 | 0 | 0 | 0 | 0 | 0 | 0 | 0 | 0 | 0 | 0 | 0 | 0 | 0 | 0 | 0 | 0 | 0 | 0 | 0
Optimized - Kept within budgetary constraints | Distribution Pipe | TOR10YR - Browns Evans Gair Replacement- Network # 123_368_373 | 733667 | -719.21 | -719.2059 | 0 | 0 | 0 | 0 | 0 | 0 | 0 | 0 | 0 | 0 | 0 | 0 | 0 | 0 | 0 | 0 | 0 | 0 | 0 | 0 | 0
Optimized - Kept within budgetary constraints | Distribution Pipe | TOR10YR - Browns Line at Horner Replacement- Network # 123_368_373 | 733675 | -745.89 | -745.895 | 0 | 0 | 0 | 0 | 0 | 0 | 0 | 0 | 0 | 0 | 0 | 0 | 0 | 0 | 0 | 0 | 0 | 0 | 0 | 0 | 0
Optimized - Kept within budgetary constraints | Distribution Pipe | TOR10YR - Carnforth and Wyndcliff Replacement - Network # 455 | 735863 | -1448.98 | -1448.9774 | 0 | 0 | 0 | 0 | 0 | 0 | 0 | 0 | 0 | 0 | 0 | 0 | 0 | 0 | 0 | 0 | 0 | 0 | 0 | 0 | 0
Optimized - Kept within budgetary constraints | Distribution Pipe | TOR10YR - Colingwood and Dempster Replacement - Network # 455 | 735839 | -996.13 | -996.1279 | 0 | 0 | 0 | 0 | 0 | 0 | 0 | 0 | 0 | 0 | 0 | 0 | 0 | 0 | 0 | 0 | 0 | 0 | 0 | 0 | 0
Optimized - Kept within budgetary constraints | Distribution Pipe | TOR10YR - Combermere Replacement - Network # 455 | 735868 | -1529.82 | -1529.8245 | 0 | 0 | 0 | 0 | 0 | 0 | 0 | 0 | 0 | 0 | 0 | 0 | 0 | 0 | 0 | 0 | 0 | 0 | 0 | 0 | 0
Optimized - Kept within budgetary constraints | Distribution Pipe | TOR10YR - Coral Gable Replacement Standardization - Network # 152_154 | 733800 | -868.64 | -868.6411 | 0 | 0 | 0 | 0 | 0 | 0 | 0 | 0 | 0 | 0 | 0 | 0 | 0 | 0 | 0 | 0 | 0 | 0 | 0 | 0 | 0
Optimized - Kept within budgetary constraints | Distribution Pipe | TOR10YR - Delma and Ecker Replacement- Network # 123_368_373 | 733669 | -885.5 | -885.501 | 0 | 0 | 0 | 0 | 0 | 0 | 0 | 0 | 0 | 0 | 0 | 0 | 0 | 0 | 0 | 0 | 0 | 0 | 0 | 0 | 0
Optimized - Kept within budgetary constraints | Distribution Pipe | TOR10YR - Delta and Gamma Replacement - Network # 123_368_373 | 503160 | -755.59 | -755.5918 | 0 | 0 | 0 | 0 | 0 | 0 | 0 | 0 | 0 | 0 | 0 | 0 | 0 | 0 | 0 | 0 | 0 | 0 | 0 | 0 | 0
Optimized - Kept within budgetary constraints | Distribution Pipe | TOR10YR - Delta North Replacement - Network # 123_368_373 | 503169 | -412.61 | -412.6085 | 0 | 0 | 0 | 0 | 0 | 0 | 0 | 0 | 0 | 0 | 0 | 0 | 0 | 0 | 0 | 0 | 0 | 0 | 0 | 0 | 0
Optimized - Kept within budgetary constraints | Distribution Pipe | TOR10YR - Eccleston and Tinder Replacement - Network # 455 | 735859 | -801.9 | -801.904 | 0 | 0 | 0 | 0 | 0 | 0 | 0 | 0 | 0 | 0 | 0 | 0 | 0 | 0 | 0 | 0 | 0 | 0 | 0 | 0 | 0
Optimized - Kept within budgetary constraints | Distribution Pipe | TOR10YR - Eltham and Delma Replacement- Network # 123_368_373 | 733674 | -933.69 | -933.6853 | 0 | 0 | 0 | 0 | 0 | 0 | 0 | 0 | 0 | 0 | 0 | 0 | 0 | 0 | 0 | 0 | 0 | 0 | 0 | 0 | 0
Optimized - Kept within budgetary constraints | Distribution Pipe | TOR10YR - Elvaston Replacement - Network # 455 | 735858 | -941.12 | -941.1205 | 0 | 0 | 0 | 0 | 0 | 0 | 0 | 0 | 0 | 0 | 0 | 0 | 0 | 0 | 0 | 0 | 0 | 0 | 0 | 0 | 0
Optimized - Kept within budgetary constraints | Distribution Pipe | TOR10YR - Evans Ave Replacement- Network # 123_368_373 | 733448 | -1207.95 | -1207.9458 | 0 | 0 | 0 | 0 | 0 | 0 | 0 | 0 | 0 | 0 | 0 | 0 | 0 | 0 | 0 | 0 | 0 | 0 | 0 | 0 | 0
Optimized - Kept within budgetary constraints | Distribution Pipe | TOR10YR - Evans Industrial Replacement- Network # 123_368_373 | 733665 | -396.33 | -396.3283 | 0 | 0 | 0 | 0 | 0 | 0 | 0 | 0 | 0 | 0 | 0 | 0 | 0 | 0 | 0 | 0 | 0 | 0 | 0 | 0 | 0
Optimized - Kept within budgetary constraints | Distribution Pipe | TOR10YR - Fenelon and Graydon Hall Replacement - Network # 455 | 735853 | -664.3 | -664.3047 | 0 | 0 | 0 | 0 | 0 | 0 | 0 | 0 | 0 | 0 | 0 | 0 | 0 | 0 | 0 | 0 | 0 | 0 | 0 | 0 | 0
Optimized - Kept within budgetary constraints | Distribution Pipe | TOR10YR - Fenside and Lynedock Replacement - Network # 455 | 735854 | -2110.74 | -2110.7392 | 0 | 0 | 0 | 0 | 0 | 0 | 0 | 0 | 0 | 0 | 0 | 0 | 0 | 0 | 0 | 0 | 0 | 0 | 0 | 0 | 0
Optimized - Kept within budgetary constraints | Distribution Pipe | TOR10YR - Foch and Woodbury Replacement- Network # 123_368_373 | 733680 | -878.72 | -878.7193 | 0 | 0 | 0 | 0 | 0 | 0 | 0 | 0 | 0 | 0 | 0 | 0 | 0 | 0 | 0 | 0 | 0 | 0 | 0 | 0 | 0
Optimized - Kept within budgetary constraints | Distribution Pipe | TOR10YR - Foxbridge-Roebuck Replacement - Network # 277 | 735485 | -880.69 | -880.691 | 0 | 0 | 0 | 0 | 0 | 0 | 0 | 0 | 0 | 0 | 0 | 0 | 0 | 0 | 0 | 0 | 0 | 0 | 0 | 0 | 0
Optimized - Kept within budgetary constraints | Distribution Pipe | TOR10YR - Gaydon and Highbury Replacement Standardization - Network # 152_154 | 733806 | -1025.4 | -1025.4002 | 0 | 0 | 0 | 0 | 0 | 0 | 0 | 0 | 0 | 0 | 0 | 0 | 0 | 0 | 0 | 0 | 0 | 0 | 0 | 0 | 0
Optimized - Kept within budgetary constraints | Distribution Pipe | TOR10YR - Groveland and Lacewood Replacement - Network # 455 | 735851 | -658.05 | -658.0477 | 0 | 0 | 0 | 0 | 0 | 0 | 0 | 0 | 0 | 0 | 0 | 0 | 0 | 0 | 0 | 0 | 0 | 0 | 0 | 0 | 0
Optimized - Kept within budgetary constraints | Distribution Pipe | TOR10YR - Gulfstream and Franson Replacement Standardization - Network # 152_154 | 733682 | -917.41 | -917.4149 | 0 | 0 | 0 | 0 | 0 | 0 | 0 | 0 | 0 | 0 | 0 | 0 | 0 | 0 | 0 | 0 | 0 | 0 | 0 | 0 | 0
Optimized - Kept within budgetary constraints | Distribution Pipe | TOR10YR - Hallmark to Lunness Replacement - Network # 123_368_373 | 503165 | -861.49 | -861.4888 | 0 | 0 | 0 | 0 | 0 | 0 | 0 | 0 | 0 | 0 | 0 | 0 | 0 | 0 | 0 | 0 | 0 | 0 | 0 | 0 | 0
Optimized - Kept within budgetary constraints | Distribution Pipe | TOR10YR - Horner and Carson Replacement - Network # 123_368_373 | 503156 | -724.62 | -724.6201 | 0 | 0 | 0 | 0 | 0 | 0 | 0 | 0 | 0 | 0 | 0 | 0 | 0 | 0 | 0 | 0 | 0 | 0 | 0 | 0 | 0
Optimized - Kept within budgetary constraints | Distribution Pipe | TOR10YR - Horner and Orianna Replacement- Network # 123_368_373 | 733672 | -530.67 | -530.6674 | 0 | 0 | 0 | 0 | 0 | 0 | 0 | 0 | 0 | 0 | 0 | 0 | 0 | 0 | 0 | 0 | 0 | 0 | 0 | 0 | 0
Optimized - Kept within budgetary constraints | Distribution Pipe | TOR10YR - Horner from Browns Line Replacement - Network # 123_368_373 | 503158 | -944.1 | -944.1042 | 0 | 0 | 0 | 0 | 0 | 0 | 0 | 0 | 0 | 0 | 0 | 0 | 0 | 0 | 0 | 0 | 0 | 0 | 0 | 0 | 0
Optimized - Kept within budgetary constraints | Distribution Pipe | TOR10YR - Ionview South Replacement - Network # 455 | 735501 | -1064.12 | -1064.1206 | 0 | 0 | 0 | 0 | 0 | 0 | 0 | 0 | 0 | 0 | 0 | 0 | 0 | 0 | 0 | 0 | 0 | 0 | 0 | 0 | 0
Optimized - Kept within budgetary constraints | Distribution Pipe | TOR10YR - Kingsdown and Ranstone Replacement - Network # 455 | 735497 | -1305.28 | -1305.2775 | 0 | 0 | 0 | 0 | 0 | 0 | 0 | 0 | 0 | 0 | 0 | 0 | 0 | 0 | 0 | 0 | 0 | 0 | 0 | 0 | 0
Optimized - Kept within budgetary constraints | Distribution Pipe | TOR10YR - Knighton and Prestbury Replacement - Network # 455 | 735862 | -1312.47 | -1312.4702 | 0 | 0 | 0 | 0 | 0 | 0 | 0 | 0 | 0 | 0 | 0 | 0 | 0 | 0 | 0 | 0 | 0 | 0 | 0 | 0 | 0
Optimized - Kept within budgetary constraints | Distribution Pipe | TOR10YR - Lanor and Valermo Replacement - Network # 123_368_373 | 503167 | -869.16 | -869.1593 | 0 | 0 | 0 | 0 | 0 | 0 | 0 | 0 | 0 | 0 | 0 | 0 | 0 | 0 | 0 | 0 | 0 | 0 | 0 | 0 | 0
Optimized - Kept within budgetary constraints | Distribution Pipe | TOR10YR - Larabee and Tetbury Replacement - Network # 455 | 735849 | -751.78 | -751.7824 | 0 | 0 | 0 | 0 | 0 | 0 | 0 | 0 | 0 | 0 | 0 | 0 | 0 | 0 | 0 | 0 | 0 | 0 | 0 | 0 | 0
Optimized - Kept within budgetary constraints | Distribution Pipe | TOR10YR - Laurentide and Silverdale Replacement - Network # 455 | 735848 | -627.06 | -627.0589 | 0 | 0 | 0 | 0 | 0 | 0 | 0 | 0 | 0 | 0 | 0 | 0 | 0 | 0 | 0 | 0 | 0 | 0 | 0 | 0 | 0
Optimized - Kept within budgetary constraints | Distribution Pipe | TOR10YR - Lilac and Griffith Replacement Standardization - Network # 152_154 | 733802 | -787.63 | -787.6276 | 0 | 0 | 0 | 0 | 0 | 0 | 0 | 0 | 0 | 0 | 0 | 0 | 0 | 0 | 0 | 0 | 0 | 0 | 0 | 0 | 0
Optimized - Kept within budgetary constraints | Distribution Pipe | TOR10YR - Mitcham and Fulham Replacement - Network # 123_368_373 | 733673 | -923.26 | -923.262 | 0 | 0 | 0 | 0 | 0 | 0 | 0 | 0 | 0 | 0 | 0 | 0 | 0 | 0 | 0 | 0 | 0 | 0 | 0 | 0 | 0
Optimized - Kept within budgetary constraints | Distribution Pipe | TOR10YR - Moorecroft and Sedgewick Replacement - Network # 455 | 735495 | -721.66 | -721.6592 | 0 | 0 | 0 | 0 | 0 | 0 | 0 | 0 | 0 | 0 | 0 | 0 | 0 | 0 | 0 | 0 | 0 | 0 | 0 | 0 | 0
Optimized - Kept within budgetary constraints | Distribution Pipe | TOR10YR - Mooregate and Treverton Replacement - Network # 455 | 735492 | -664.49 | -664.4949 | 0 | 0 | 0 | 0 | 0 | 0 | 0 | 0 | 0 | 0 | 0 | 0 | 0 | 0 | 0 | 0 | 0 | 0 | 0 | 0 | 0
Optimized - Kept within budgetary constraints | Distribution Pipe | TOR10YR - Moraine Hill and Sunmount Replacement - Network # 455 | 735824 | -1421.19 | -1421.1882 | 0 | 0 | 0 | 0 | 0 | 0 | 0 | 0 | 0 | 0 | 0 | 0 | 0 | 0 | 0 | 0 | 0 | 0 | 0 | 0 | 0
Optimized - Kept within budgetary constraints | Distribution Pipe | TOR10YR - North Sloane Replacement - Network # 455 | 735860 | -1330.78 | -1330.7751 | 0 | 0 | 0 | 0 | 0 | 0 | 0 | 0 | 0 | 0 | 0 | 0 | 0 | 0 | 0 | 0 | 0 | 0 | 0 | 0 | 0
Optimized - Kept within budgetary constraints | Distribution Pipe | TOR10YR - Parkwoods Village Replacement - Network # 455 | 735869 | -1198.38 | -1198.3785 | 0 | 0 | 0 | 0 | 0 | 0 | 0 | 0 | 0 | 0 | 0 | 0 | 0 | 0 | 0 | 0 | 0 | 0 | 0 | 0 | 0
Optimized - Kept within budgetary constraints | Distribution Pipe | TOR10YR - Pharmacy and Dewey Replacement - Network # 455 | 735866 | -644.84 | -644.843 | 0 | 0 | 0 | 0 | 0 | 0 | 0 | 0 | 0 | 0 | 0 | 0 | 0 | 0 | 0 | 0 | 0 | 0 | 0 | 0 | 0
Optimized - Kept within budgetary constraints | Distribution Pipe | TOR10YR - Rimilton Replacement - Network # 123_368_373 | 503159 | -542.99 | -542.9863 | 0 | 0 | 0 | 0 | 0 | 0 | 0 | 0 | 0 | 0 | 0 | 0 | 0 | 0 | 0 | 0 | 0 | 0 | 0 | 0 | 0
Optimized - Kept within budgetary constraints | Distribution Pipe | TOR10YR - Roywood and York Mills Replacement - Network # 455 | 735855 | -1786.47 | -1786.468 | 0 | 0 | 0 | 0 | 0 | 0 | 0 | 0 | 0 | 0 | 0 | 0 | 0 | 0 | 0 | 0 | 0 | 0 | 0 | 0 | 0
Optimized - Kept within budgetary constraints | Distribution Pipe | TOR10YR - Savona and Bisset Replacement- Network # 123_368_373 | 733668 | -834 | -834.0027 | 0 | 0 | 0 | 0 | 0 | 0 | 0 | 0 | 0 | 0 | 0 | 0 | 0 | 0 | 0 | 0 | 0 | 0 | 0 | 0 | 0
Optimized - Kept within budgetary constraints | Distribution Pipe | TOR10YR - Scarden and Tourmaline Replacement - Network # 455 | 735822 | -1016.61 | -1016.6125 | 0 | 0 | 0 | 0 | 0 | 0 | 0 | 0 | 0 | 0 | 0 | 0 | 0 | 0 | 0 | 0 | 0 | 0 | 0 | 0 | 0
Optimized - Kept within budgetary constraints | Distribution Pipe | TOR10YR - Silvercrest to Aldercrest Replacement- Network # 123_368_373 | 733664 | -302.65 | -302.6467 | 0 | 0 | 0 | 0 | 0 | 0 | 0 | 0 | 0 | 0 | 0 | 0 | 0 | 0 | 0 | 0 | 0 | 0 | 0 | 0 | 0
Optimized - Kept within budgetary constraints | Distribution Pipe | TOR10YR - Sloane and Ruscica Replacement - Network # 455 | 735856 | -1060.33 | -1060.328 | 0 | 0 | 0 | 0 | 0 | 0 | 0 | 0 | 0 | 0 | 0 | 0 | 0 | 0 | 0 | 0 | 0 | 0 | 0 | 0 | 0
Optimized - Kept within budgetary constraints | Distribution Pipe | TOR10YR - St Lucie Replacement Standardization - Network # 152_154 | 733681 | -1110.85 | -1110.8492 | 0 | 0 | 0 | 0 | 0 | 0 | 0 | 0 | 0 | 0 | 0 | 0 | 0 | 0 | 0 | 0 | 0 | 0 | 0 | 0 | 0
Optimized - Kept within budgetary constraints | Distribution Pipe | TOR10YR - Starview and Weston Replacement Standardization - Network # 152_154 | 733805 | -947.26 | -947.264 | 0 | 0 | 0 | 0 | 0 | 0 | 0 | 0 | 0 | 0 | 0 | 0 | 0 | 0 | 0 | 0 | 0 | 0 | 0 | 0 | 0
Optimized - Kept within budgetary constraints | Distribution Pipe | TOR10YR - Sunset and Burlington Replacement- Network # 123_368_373 | 733678 | -864.65 | -864.649 | 0 | 0 | 0 | 0 | 0 | 0 | 0 | 0 | 0 | 0 | 0 | 0 | 0 | 0 | 0 | 0 | 0 | 0 | 0 | 0 | 0
Optimized - Kept within budgetary constraints | Distribution Pipe | TOR10YR - Sweeney Replacement - Network # 455 | 735861 | -1916.3 | -1916.3003 | 0 | 0 | 0 | 0 | 0 | 0 | 0 | 0 | 0 | 0 | 0 | 0 | 0 | 0 | 0 | 0 | 0 | 0 | 0 | 0 | 0
Optimized - Kept within budgetary constraints | Distribution Pipe | TOR10YR - Three Valley Dr Replacement - Network # 455 | 735850 | -1077.14 | -1077.1392 | 0 | 0 | 0 | 0 | 0 | 0 | 0 | 0 | 0 | 0 | 0 | 0 | 0 | 0 | 0 | 0 | 0 | 0 | 0 | 0 | 0
Optimized - Kept within budgetary constraints | Distribution Pipe | TOR10YR - Tiffany and Woodthorpe Replacement - Network # 455 | 735864 | -400.52 | -400.5215 | 0 | 0 | 0 | 0 | 0 | 0 | 0 | 0 | 0 | 0 | 0 | 0 | 0 | 0 | 0 | 0 | 0 | 0 | 0 | 0 | 0
Optimized - Kept within budgetary constraints | Distribution Pipe | TOR10YR - Treverton & Stratton Replacement - Network # 455 | 735491 | -725.4 | -725.402 | 0 | 0 | 0 | 0 | 0 | 0 | 0 | 0 | 0 | 0 | 0 | 0 | 0 | 0 | 0 | 0 | 0 | 0 | 0 | 0 | 0
Optimized - Kept within budgetary constraints | Distribution Pipe | TOR10YR - Truxford and Overbank Replacement - Network # 455 | 735871 | -888.77 | -888.7667 | 0 | 0 | 0 | 0 | 0 | 0 | 0 | 0 | 0 | 0 | 0 | 0 | 0 | 0 | 0 | 0 | 0 | 0 | 0 | 0 | 0
Optimized - Kept within budgetary constraints | Distribution Pipe | TOR10YR - Valentine and York Mills Replacement - Network # 455 | 735852 | -899.54 | -899.5432 | 0 | 0 | 0 | 0 | 0 | 0 | 0 | 0 | 0 | 0 | 0 | 0 | 0 | 0 | 0 | 0 | 0 | 0 | 0 | 0 | 0
Optimized - Kept within budgetary constraints | Distribution Pipe | TOR10YR - Verobeach Replacement Standardization - Network # 152_154 | 733683 | -944.94 | -944.9397 | 0 | 0 | 0 | 0 | 0 | 0 | 0 | 0 | 0 | 0 | 0 | 0 | 0 | 0 | 0 | 0 | 0 | 0 | 0 | 0 | 0
Optimized - Kept within budgetary constraints | Distribution Pipe | TOR10YR - Victoria Park Ivordale Replacement - Network # 455 | 735867 | -911.93 | -911.9278 | 0 | 0 | 0 | 0 | 0 | 0 | 0 | 0 | 0 | 0 | 0 | 0 | 0 | 0 | 0 | 0 | 0 | 0 | 0 | 0 | 0
Optimized - Kept within budgetary constraints | Distribution Pipe | TOR10YR - Wallingford Replacement - Network # 455 | 735872 | -1092 | -1092.0045 | 0 | 0 | 0 | 0 | 0 | 0 | 0 | 0 | 0 | 0 | 0 | 0 | 0 | 0 | 0 | 0 | 0 | 0 | 0 | 0 | 0
Optimized - Kept within budgetary constraints | Distribution Pipe | TOR10YR - Westhead Replacement- Network # 123_368_373 | 733670 | -868.75 | -868.7539 | 0 | 0 | 0 | 0 | 0 | 0 | 0 | 0 | 0 | 0 | 0 | 0 | 0 | 0 | 0 | 0 | 0 | 0 | 0 | 0 | 0
Optimized - Kept within budgetary constraints | Distribution Pipe | TOR10YR - Westin and Jasmine Replacement Standardization - Network # 152_154 | 733803 | -609.71 | -609.7056 | 0 | 0 | 0 | 0 | 0 | 0 | 0 | 0 | 0 | 0 | 0 | 0 | 0 | 0 | 0 | 0 | 0 | 0 | 0 | 0 | 0
Optimized - Kept within budgetary constraints | Distribution Pipe | TOR10YR - Wigmore and Draycott Replacement - Network # 455 | 735857 | -1110.66 | -1110.6601 | 0 | 0 | 0 | 0 | 0 | 0 | 0 | 0 | 0 | 0 | 0 | 0 | 0 | 0 | 0 | 0 | 0 | 0 | 0 | 0 | 0
Optimized - Kept within budgetary constraints | Distribution Pipe | TOR10YR - Willowmount & Birchmount Replacement - Network # 277 | 735489 | -880.33 | -880.3322 | 0 | 0 | 0 | 0 | 0 | 0 | 0 | 0 | 0 | 0 | 0 | 0 | 0 | 0 | 0 | 0 | 0 | 0 | 0 | 0 | 0
Optimized - Kept within budgetary constraints | Distribution Pipe | TOR10YR - Yorkdale and Wallasey Replacement Standardization - Network # 152_154 | 733804 | -929.31 | -929.3103 | 0 | 0 | 0 | 0 | 0 | 0 | 0 | 0 | 0 | 0 | 0 | 0 | 0 | 0 | 0 | 0 | 0 | 0 | 0 | 0 | 0
Optimized - Kept within budgetary constraints | Distribution Pipe | Toronto Island NPS 2 Feed Relocation | 23147 | -2091.93 | -2501.3627 | 409.4338 | 0 | 0.4149 | 0 | 0 | 0 | 1.7499 | 0 | 0 | 0 | 0 | 0 | 362.3005 | 0 | 0 | 0 | 0 | 0 | 36.0242 | 0 | 8.9443
Optimized - Kept within budgetary constraints | Distribution Pipe | Trenton Ave - Eastern - Area 60 - 1181 | 30390 | -769.65 | -814.9804 | 45.3297 | 0 | 0 | 0 | 0 | 0 | 0 | 0 | 0 | 0 | 0 | 0 | 43.47 | 0 | 0 | 0 | 0.37135 | 0 | 0 | 1.3114 | 0.177
Optimized - Kept within budgetary constraints | Distribution Pipe | Tulloch Dr-Ajax-1594 | 30193 | -1487.27 | -1583.2166 | 95.9514 | 0 | 0 | 0 | 0 | 0 | 0 | 0 | 0 | 0 | 0 | 0 | 89.8177 | 0 | 0 | 0 | 0 | 0 | 0 | 5.3647 | 0.76903
Optimized - Kept within budgetary constraints | Distribution Pipe | Victoria Ave-Ganonoque-1457 | 30436 | -1271.48 | -1350.5683 | 79.0855 | 0 | 0 | 0 | 0 | 0 | 0 | 0 | 0 | 0 | 0 | 0 | 76.1757 | 0 | 0 | 0 | 0.15485 | 0 | 0 | 2.4166 | 0.33836
Optimized - Kept within budgetary constraints | Distribution Pipe | Victoria St - Eastern - Area 60 - 1138 | 30391 | -884.59 | -915.3849 | 30.7963 | 0 | 0 | 0 | 0 | 0 | 0 | 0 | 0 | 0 | 0 | 0 | 29.3705 | 0 | 0 | 0 | 0.027908 | 0 | 0 | 1.2242 | 0.17367
Optimized - Kept within budgetary constraints | Distribution Pipe | Victoria St STC- Area 80 - 1148 | 30079 | -481.07 | -500.3095 | 19.2412 | 0 | 0 | 0 | 0 | 0 | 0 | 0 | 0 | 0 | 0 | 0 | 18.2866 | 0 | 0 | 0 | 0.029233 | 0 | 0 | 0.80864 | 0.11674
Optimized - Kept within budgetary constraints | Distribution Pipe | Viewmount Dr Main Lowering | 734590 | -183.85 | -213.4331 | 29.5871 | 0 | 0 | 0 | 0 | 0 | 0 | 0 | 0.00010345 | 0 | 0 | 0 | 4.138 | 0 | 0 | 0 | 0 | 0 | 22.6299 | 0 | 2.819
Optimized - Kept within budgetary constraints | Distribution Pipe | Vista Dr_GTA West_Area 20_1529 | 30132 | -1521.09 | -1652.7024 | 131.6101 | 0 | 0 | 0 | 0 | 0 | 0 | 0 | 0 | 0 | 0 | 0 | 125.6719 | 0 | 0 | 0 | 0 | 0 | 0 | 5.1951 | 0.74312
Optimized - Kept within budgetary constraints | Distribution Pipe | VPM - 310 Cathcart St Header - Aldyl A | 23190 | -121.1 | -130.4179 | 9.3165 | 0 | 0 | 0 | 0 | 0 | 0 | 0 | 1.0345e-06 | 0 | 0 | 0 | 0.27156 | 0 | 0 | 0 | 0 | 0 | 0.0026509 | 7.7588 | 1.2834
Optimized - Kept within budgetary constraints | Distribution Pipe | VSM - Bromsgrove Header | 7655 | 0 | 0 | 0 | 0 | 0 | 0 | 0 | 0 | 0 | 0 | 0 | 0 | 0 | 0 | 0 | 0 | 0 | 0 | 0 | 0 | 0 | 0 | 0
Optimized - Kept within budgetary constraints | Distribution Pipe | VSM - Firestone Road - 2" ST - PH1 | 100497 | -1524.61 | -1524.6065 | 0 | 0 | 0 | 0 | 0 | 0 | 0 | 0 | 0 | 0 | 0 | 0 | 0 | 0 | 0 | 0 | 0 | 0 | 0 | 0 | 0
Optimized - Kept within budgetary constraints | Distribution Pipe | VSM - Major Mackenzie and Yonge | 7666 | 0 | 0 | 0 | 0 | 0 | 0 | 0 | 0 | 0 | 0 | 0 | 0 | 0 | 0 | 0 | 0 | 0 | 0 | 0 | 0 | 0 | 0 | 0
Optimized - Kept within budgetary constraints | Distribution Pipe | VSM - Preston St - LP | 8262 | -1858.27 | -1980.3968 | 122.1249 | 0 | 0 | 0 | 0 | 0 | 0 | 0 | 0 | 0 | 0 | 0.038104 | 3.0579 | 0 | 0 | 0 | 0 | 0 | 3.9057 | 114.3135 | 0.80972
Optimized - Kept within budgetary constraints | Distribution Pipe | VSM-HWY 7 Dufferin St Perth | 734548 | -895.68 | -908.7043 | 13.0243 | 0 | 0 | 0 | 0 | 0 | 0 | 0 | 0 | 0 | 0 | 0 | 12.3465 | 0 | 0 | 0 | 0.011381 | 0 | 0 | 0.58297 | 0.083445
Optimized - Kept within budgetary constraints | Distribution Pipe | Walker Rd - Southwest - Windsor - 1333 | 30044 | -1268.57 | -1652.8547 | 384.2893 | 0 | 0 | 0 | 0 | 0 | 0 | 0 | 0 | 0 | 0 | 0 | 368.8268 | 0 | 0 | 0 | 6.3739 | 0 | 0 | 7.8785 | 1.2101
Optimized - Kept within budgetary constraints | Distribution Pipe | Wardsville Line - Southwest - London - 1797 | 736302 | -6179.22 | -6229.8658 | 50.6444 | 0 | 0 | 0 | 0 | 0 | 0 | 0 | 0 | 0 | 0 | 0 | 49.1506 | 0 | 0 | 0 | 0.19895 | 0 | 0 | 0.97367 | 0.32113
Optimized - Kept within budgetary constraints | Distribution Pipe | WATE - Glen Morris (Selkirk to Stanley) Repl. BU - Cambridge | 48937 | 103.23 | -150.688 | 253.9225 | 0 | 1.0466 | 0 | 0 | 0.078695 | 4.4141 | 0 | 1.9223e-05 | 0 | 0 | 10.2604 | 42.2911 | 0 | 0 | 0 | 0 | 0 | 49.2595 | 144.1741 | 2.3981
Optimized - Kept within budgetary constraints | Distribution Pipe | WATE - Hamilton St. Repl. BU - Cambridge | 48936 | -301.48 | -459.7753 | 158.2935 | 0 | 0 | 0 | 0 | 0.09119 | 0 | 0 | 1.9223e-05 | 0 | 0 | 1.0693 | 7.6893 | 0 | 0 | 0 | 0 | 0 | 4.9259 | 144.1741 | 0.34361
Optimized - Kept within budgetary constraints | Distribution Pipe | Welland St PTC- Area 80 - 1173 | 30080 | -519.4 | -530.9672 | 11.5651 | 0 | 0 | 0 | 0 | 0 | 0 | 0 | 0 | 0 | 0 | 0 | 10.8774 | 0 | 0 | 0 | 0.0032822 | 0 | 0 | 0.59553 | 0.088906
Optimized - Kept within budgetary constraints | Distribution Pipe | Wellington Rd (EXECUTE 2025 - BRT DESIGNS EXPECTED 2025) - Southwest - London - 1449 | 30325 | -1555.51 | -2119.079 | 563.5715 | 0 | 0 | 0 | 0 | 0 | 0 | 0 | 0 | 0 | 0 | 0 | 515.1527 | 0 | 0 | 0 | 0 | 0 | 0 | 42.7926 | 5.6262
Optimized - Kept within budgetary constraints | Distribution Pipe | Wellington St - GTA East - Area 30 - 1417 | 30174 | -1545.7 | -1618.436 | 72.7373 | 0 | 0 | 0 | 0 | 0 | 0 | 0 | 0 | 0 | 0 | 0 | 69.5753 | 0 | 0 | 0 | 0.27163 | 0 | 0 | 2.5335 | 0.35692
Optimized - Kept within budgetary constraints | Distribution Pipe | Wellington St - Kawartha Lakes - Area 40 - 1678 | 30194 | -1523.68 | -1568.8191 | 45.1366 | 0 | 0 | 0 | 0 | 0 | 0 | 0 | 0 | 0 | 0 | 0 | 43.3574 | 0 | 0 | 0 | 0 | 0 | 0 | 1.556 | 0.22322
Optimized - Kept within budgetary constraints | Distribution Pipe | Weston Rd & Imogene Compression Couplings | 2698 | 207.07 | -137.5948 | 344.6621 | 0 | 0 | 0 | 0 | 0 | 0 | 0 | 144.176 | 0 | 0 | 0 | 38.8309 | 0 | 0 | 0 | 0 | 0 | 4.9259 | 144.1741 | 12.5552
Optimized - Kept within budgetary constraints | Distribution Pipe | Wickstead Ave (MORATORIUM UNTIL 2026) - Northeast - 1510 | 30233 | -1139.02 | -1183.236 | 44.2192 | 0 | 0 | 0 | 0 | 0 | 0 | 0 | 0 | 0 | 0 | 0 | 40.4625 | 0 | 0 | 0 | 0 | 0 | 0 | 3.3542 | 0.40257
Optimized - Kept within budgetary constraints | Distribution Pipe | William St - Eastern - Area 60 - 1092 | 30393 | -748.4 | -806.7948 | 58.396 | 0 | 0 | 0 | 0 | 0 | 0 | 0 | 0 | 0 | 0 | 0 | 55.5874 | 0 | 0 | 0 | 0.061486 | 0 | 0 | 2.4169 | 0.33024
Optimized - Kept within budgetary constraints | Distribution Pipe | Wilson St E - Eastern - Area 60 - 1094 | 30394 | -927.18 | -1019.4274 | 92.2474 | 0 | 0 | 0 | 0 | 0 | 0 | 0 | 0 | 0 | 0 | 0 | 87.8364 | 0 | 0 | 0 | 0.071387 | 0 | 0 | 3.78 | 0.55963
Optimized - Kept within budgetary constraints | Distribution Pipe | Wilton Grove Rd - Southwest - London - 1395 | 30327 | -1417.24 | -1805.9139 | 388.6749 | 0 | 0 | 0 | 0 | 0 | 0 | 0 | 0 | 0 | 0 | 0 | 355.4218 | 0 | 0 | 0 | 2.4893 | 0 | 0 | 27.9588 | 2.8051
Optimized - Kept within budgetary constraints | Distribution Pipe | WIND: Bayshore Dr, Leamington, Replacement | 102255 | 386.52 | -140.0087 | 526.5282 | 0 | 52.3275 | 0 | 0 | 0 | 220.7065 | 0 | 14.4174 | 0 | 0 | 0.048058 | 42.2911 | 0 | 0 | 0 | 0 | 0 | 49.2595 | 144.1741 | 3.304
Optimized - Kept within budgetary constraints | Distribution Pipe | WIND: Bertha Ave, Windsor, Replacement | 49722 | 1007.01 | -294.5373 | 1301.5433 | 0 | 19.6743 | 0 | 38.7941 | 0.031747 | 82.9822 | 0 | 0 | 0 | 0 | 0.35266 | 56.4249 | 0 | 0 | 0 | 0 | 0 | 36.1472 | 1057.9672 | 9.169
Optimized - Kept within budgetary constraints | Distribution Pipe | WIND: Caille Ave, Lakeshore, Replacement | 49889 | 988.21 | -280.3427 | 1268.5505 | 0 | 15.0864 | 0 | 29.7475 | 0.024343 | 63.6312 | 0 | 0 | 0 | 0 | 0.35266 | 56.4249 | 0 | 0 | 0 | 0 | 0 | 36.1472 | 1057.9672 | 9.169
Optimized - Kept within budgetary constraints | Distribution Pipe | WIND: County Rd 2 & Riverside Rd, Lakeshore, Replacement | 48865 | 1228.78 | -124.2024 | 1352.9817 | 0 | 26.8273 | 0 | 52.8984 | 0.043288 | 113.1518 | 0 | 0 | 0 | 0 | 0.35266 | 56.4249 | 0 | 0 | 0 | 0 | 0 | 36.1472 | 1057.9672 | 9.169
Optimized - Kept within budgetary constraints | Distribution Pipe | WIND: County Rd 27 Ph 1, Lakeshore, Replacement | 48796 | 529.26 | -722.8716 | 1252.1332 | 0 | 24.8276 | 0 | 48.9554 | 0.040062 | 104.7177 | 0 | 0 | 0 | 0 | 0.32637 | 52.2191 | 0 | 0 | 0 | 0 | 0 | 33.4529 | 979.1084 | 8.4856
Optimized - Kept within budgetary constraints | Distribution Pipe | WIND: County Rd 27 Ph 2, Lakeshore, Replacement | 102257 | 483.47 | -772.1582 | 1255.6251 | 0 | 25.3132 | 0 | 49.9129 | 0.040845 | 106.7658 | 0 | 0 | 0 | 0 | 0.32637 | 52.2191 | 0 | 0 | 0 | 0 | 0 | 33.4529 | 979.1084 | 8.4856
Optimized - Kept within budgetary constraints | Distribution Pipe | WIND: County Rd 31 & Essex County Rd 2, Lakeshore, Replacement | 48851 | 873.92 | -479.0667 | 1352.9817 | 0 | 26.8273 | 0 | 52.8984 | 0.043288 | 113.1518 | 0 | 0 | 0 | 0 | 0.35266 | 56.4249 | 0 | 0 | 0 | 0 | 0 | 36.1472 | 1057.9672 | 9.169
Optimized - Kept within budgetary constraints | Distribution Pipe | WIND: Devonshire Rd, Windsor, Replacement | 49729 | 1175.9 | -177.0773 | 1352.9817 | 0 | 26.8273 | 0 | 52.8984 | 0.043288 | 113.1518 | 0 | 0 | 0 | 0 | 0.35266 | 56.4249 | 0 | 0 | 0 | 0 | 0 | 36.1472 | 1057.9672 | 9.169
Optimized - Kept within budgetary constraints | Distribution Pipe | WIND: Glenwood Line & Port Rd, Chatham-Kent, Replacement | 49734 | -150.55 | -180.2375 | 29.6899 | 0 | 1.1264 | 0 | 19.397 | 0 | 4.751 | 0 | 0 | 0 | 0 | 0 | 4.138 | 0 | 0 | 0 | 0 | 0 | 0.26509 | 0 | 0.012285
Optimized - Kept within budgetary constraints | Distribution Pipe | WIND: Lacasse (St Denis to Tecumseh Rd E), Windsor, Replacement | 48782 | 1706.06 | -158.8375 | 1864.8999 | 0 | 39.4969 | 0 | 77.8805 | 0.063732 | 166.5897 | 0 | 0 | 0 | 0 | 0.48058 | 76.8929 | 0 | 0 | 0 | 0 | 0 | 49.2595 | 1441.741 | 12.4951
Optimized - Kept within budgetary constraints | Distribution Pipe | WIND: Laird & Centre MIP, Essex, Replacement | 48994 | 269.69 | -982.4481 | 1252.1332 | 0 | 24.8276 | 0 | 48.9554 | 0.040062 | 104.7177 | 0 | 0 | 0 | 0 | 0.32637 | 52.2191 | 0 | 0 | 0 | 0 | 0 | 33.4529 | 979.1084 | 8.4856
Optimized - Kept within budgetary constraints | Distribution Pipe | WIND: Laird IP, Essex, Replacement | 48781 | 891.66 | -461.3235 | 1352.9817 | 0 | 26.8273 | 0 | 52.8984 | 0.043288 | 113.1518 | 0 | 0 | 0 | 0 | 0.35266 | 56.4249 | 0 | 0 | 0 | 0 | 0 | 36.1472 | 1057.9672 | 9.169
Optimized - Kept within budgetary constraints | Distribution Pipe | WIND: Maidstone Ave & Talbot St, Essex, Replacement | 48779 | 1186.89 | -138.397 | 1325.287 | 0 | 22.9761 | 0 | 45.3046 | 0.037074 | 96.9083 | 0 | 0 | 0 | 0 | 0.35266 | 56.4249 | 0 | 0 | 0 | 0 | 0 | 36.1472 | 1057.9672 | 9.169
Optimized - Kept within budgetary constraints | Distribution Pipe | WIND: Mersea Rd 2 - Ph 2, Leamington, Replacement | 49816 | -513.99 | -1310.7717 | 796.7842 | 0 | 63.9537 | 0 | 0 | 0 | 269.7433 | 0 | 0 | 0 | 0 | 0 | 388.3089 | 0 | 0 | 0 | 0 | 0 | 72.0871 | 0 | 2.6912
Optimized - Kept within budgetary constraints | Distribution Pipe | WIND: Oak St - Ph 2, Leamington, Replacement | 49812 | -221.9 | -779.899 | 557.9966 | 0 | 59.1789 | 0 | 0 | 0 | 249.6044 | 0 | 0 | 0 | 0 | 0 | 208.9709 | 0 | 0 | 0 | 0 | 0 | 38.7941 | 0 | 1.4483
Optimized - Kept within budgetary constraints | Distribution Pipe | WIND: PSLL Maintenance | 501004 | -390.09 | -390.0934 | 0 | 0 | 0 | 0 | 0 | 0 | 0 | 0 | 0 | 0 | 0 | 0 | 0 | 0 | 0 | 0 | 0 | 0 | 0 | 0 | 0
Optimized - Kept within budgetary constraints | Distribution Pipe | WIND: Riverside Aldyl A - Ph 1, Windsor, Replacement | 49743 | 1454.81 | -1100.0791 | 2554.8888 | 0 | 12.4138 | 0 | 0 | 0 | 52.3588 | 0 | 1057.9813 | 0 | 0 | 0 | 56.4249 | 0 | 0 | 0 | 0 | 0 | 308.5738 | 1057.9672 | 9.169
Optimized - Kept within budgetary constraints | Distribution Pipe | WIND: Riverside Aldyl A - Ph 2, Windsor, Replacement | 100688 | 918.71 | -1445.743 | 2364.4502 | 0 | 11.488 | 0 | 0 | 0 | 48.4542 | 0 | 979.1215 | 0 | 0 | 0 | 52.2191 | 0 | 0 | 0 | 0 | 0 | 285.5733 | 979.1084 | 8.4856
Optimized - Kept within budgetary constraints | Distribution Pipe | WIND: Riverside Dr (Arlington to Kensington), Windsor, Replacement | 48762 | 0 | 0 | 0 | 0 | 0 | 0 | 0 | 0 | 0 | 0 | 0 | 0 | 0 | 0 | 0 | 0 | 0 | 0 | 0 | 0 | 0 | 0 | 0
Optimized - Kept within budgetary constraints | Distribution Pipe | WIND: Tecumseh Rd E - Ph 2, Windsor, Replacement | 49814 | 1537.82 | -1429.3142 | 2967.1317 | 0 | 322.7779 | 0 | 476.0852 | 0 | 1361.4098 | 0 | 9.7911 | 0 | 0 | 0.032637 | 287.2051 | 0 | 0 | 0 | 0 | 0 | 285.5733 | 195.8217 | 28.4349
Optimized - Kept within budgetary constraints | Distribution Pipe | WIND: Tecumseh Rd E - Ph3, Windsor, Replacement | 49752 | 2609.83 | -422.2884 | 3032.1172 | 0 | 322.7779 | 0 | 476.0852 | 0 | 1361.4098 | 0 | 10.5797 | 0 | 0 | 0.035266 | 310.337 | 0 | 0 | 0 | 0 | 0 | 308.5738 | 211.5934 | 30.7251
Optimized - Kept within budgetary constraints | Distribution Pipe | WIND: Tecumseh Rd E - Ph4, Windsor, Replacement | 101175 | 4006.99 | -361.6088 | 4368.6017 | 0 | 475.2153 | 0 | 700.9247 | 0 | 2004.359 | 0 | 14.4174 | 0 | 0 | 0.048058 | 422.9107 | 0 | 0 | 0 | 0 | 0 | 420.5078 | 288.3482 | 41.8706
Optimized - Kept within budgetary constraints | Distribution Pipe | WIND: Tecumseh Rd E - Ph6, Windsor, Replacement | 101177 | 4006.99 | -361.6088 | 4368.6017 | 0 | 475.2153 | 0 | 700.9247 | 0 | 2004.359 | 0 | 14.4174 | 0 | 0 | 0.048058 | 422.9107 | 0 | 0 | 0 | 0 | 0 | 420.5078 | 288.3482 | 41.8706
Optimized - Kept within budgetary constraints | Distribution Pipe | WIND: Tecumseh Rd W, Windsor, Replacement | 49747 | 1524.66 | -1281.4541 | 2806.1093 | 0 | 298.7187 | 0 | 440.5988 | 0 | 1259.9331 | 0 | 9.7911 | 0 | 0 | 0.032637 | 287.2051 | 0 | 0 | 0 | 0 | 0 | 285.5733 | 195.8217 | 28.4349
Optimized - Kept within budgetary constraints | Distribution Pipe | WIND: Trenton St, Windsor, Replacement | 49750 | -157.26 | -182.3242 | 25.0642 | 0 | 0 | 0 | 16.9724 | 0 | 0 | 0 | 0 | 0 | 0 | 0 | 4.138 | 0 | 0 | 0 | 0 | 0 | 3.8794 | 0 | 0.074355
Optimized - Kept within budgetary constraints | Distribution Pipe | WIND: Woodslee Ph 1, Lakeshore, Replacement | 102262 | 909.4 | -443.5802 | 1352.9817 | 0 | 26.8273 | 0 | 52.8984 | 0.043288 | 113.1518 | 0 | 0 | 0 | 0 | 0.35266 | 56.4249 | 0 | 0 | 0 | 0 | 0 | 36.1472 | 1057.9672 | 9.169
Optimized - Kept within budgetary constraints | Distribution Pipe | WIND: Woodslee Ph 2, Lakeshore, Replacement | 49746 | 1075.2 | -237.759 | 1312.9586 | 0 | 21.2617 | 0 | 41.9241 | 0.034308 | 89.6774 | 0 | 0 | 0 | 0 | 0.35266 | 56.4249 | 0 | 0 | 0 | 0 | 0 | 36.1472 | 1057.9672 | 9.169
Optimized - Kept within budgetary constraints | Distribution Pipe | Windsor Ave (EXECUTE BY 2025 - MUNICIPAL WORK PLANNED FOR 2025) - Southwest - London - 1515 | 30328 | -1368.9 | -1446.6875 | 77.7922 | 0 | 0 | 0 | 0 | 0 | 0 | 0 | 0 | 0 | 0 | 0 | 72.623 | 0 | 0 | 0 | 0 | 0 | 0 | 4.5278 | 0.6415
Optimized - Kept within budgetary constraints | Distribution Pipe | Windsor Dr-Ajax-1193 | 30196 | -1075.54 | -1119.483 | 43.9393 | 0 | 0 | 0 | 0 | 0 | 0 | 0 | 0 | 0 | 0 | 0 | 41.5044 | 0 | 0 | 0 | 0.035393 | 0 | 0 | 2.1453 | 0.25421
Optimized - Kept within budgetary constraints | Distribution Pipe | Woodside Dr - Eastern - Area 60 - 1178 | 30395 | -1352.63 | -1408.3643 | 55.7318 | 0 | 0 | 0 | 0 | 0 | 0 | 0 | 0 | 0 | 0 | 0 | 53.3427 | 0 | 0 | 0 | 0.23213 | 0 | 0 | 1.8878 | 0.26912
Optimized - Kept within budgetary constraints | Distribution Pipe | Wortley Rd - Southwest - London - 1474 | 30329 | -499.25 | -546.3928 | 47.1469 | 0 | 0 | 0 | 0 | 0 | 0 | 0 | 0 | 0 | 0 | 0 | 43.3006 | 0 | 0 | 0 | 0 | 0 | 0 | 3.3611 | 0.48523
Optimized - Kept within budgetary constraints | Distribution Pipe | Yonge St - Area 50 - 1206 | 30097 | -1055.18 | -1101.8119 | 46.6295 | 0 | 0 | 0 | 0 | 0 | 0 | 0 | 0 | 0 | 0 | 0 | 44.0648 | 0 | 0 | 0 | 0.18636 | 0 | 0 | 2.0862 | 0.29215
Optimized - Kept within budgetary constraints | Distribution Pipe | Yonge St - GTA East - Area 30 - 1358 | 30175 | -1719.74 | -1843.4011 | 123.6631 | 0 | 0 | 0 | 0 | 0 | 0 | 0 | 0 | 0 | 0 | 0 | 118.2575 | 0 | 0 | 0 | 0.18844 | 0 | 0 | 4.5698 | 0.64737
Optimized - Kept within budgetary constraints | Distribution Pipe | Yonge St 2 - GTA East - Area 30 - 1707 | 30176 | -750.82 | -772.2114 | 21.3877 | 0 | 0 | 0 | 0 | 0 | 0 | 0 | 0 | 0 | 0 | 0 | 20.3451 | 0 | 0 | 0 | 0 | 0 | 0 | 0.91577 | 0.12683
Optimized - Kept within budgetary constraints | Distribution Pipe | Z1193, NRP - HNS Brock Park B, 2024 - 2025 - 1613 | 30110 | -839.65 | -879.4605 | 39.8108 | 0 | 0 | 0 | 0 | 0 | 0 | 0 | 0 | 0 | 0 | 0 | 38.0855 | 0 | 0 | 0 | 0 | 0 | 0 | 1.5003 | 0.22493
Optimized - Kept within budgetary constraints | Distribution Pipe | Z74, NRP - HNS Queens Park B, 2023 - 2025 - 1652 | 30111 | -1059.91 | -1113.7753 | 53.865 | 0 | 0 | 0 | 0 | 0 | 0 | 0 | 0 | 0 | 0 | 0 | 51.4063 | 0 | 0 | 0 | 0 | 0 | 0 | 2.159 | 0.29963
Optimized - Kept within budgetary constraints | Distribution Stations | (O)-ELLESMERE / BUDEA | 18962 | -122.97 | -125.5815 | 2.6124 | 0 | 0.060865 | 0 | 0 | 0 | 0.25672 | 0 | 0 | 0 | 0 | 0 | 0.43229 | 0 | 0 | 0 | 0 | 0 | 1.8527 | 0 | 0.0098809
Optimized - Kept within budgetary constraints | Distribution Stations | 12377A PURPLE DUSK TRAIL & NEILSON DISTRICT | 735180 | -110.75 | -110.7517 | 0 | 0 | 0 | 0 | 0 | 0 | 0 | 0 | 0 | 0 | 0 | 0 | 0 | 0 | 0 | 0 | 0 | 0 | 0 | 0 | 0
Optimized - Kept within budgetary constraints | Distribution Stations | 12696A BROOKFIELD AND DONINO DISTRICT | 735179 | -189.54 | -189.5429 | 0 | 0 | 0 | 0 | 0 | 0 | 0 | 0 | 0 | 0 | 0 | 0 | 0 | 0 | 0 | 0 | 0 | 0 | 0 | 0 | 0
Optimized - Kept within budgetary constraints | Distribution Stations | 13O-113R Bathurse & Talbot | 100999 | 551.63 | -167.045 | 718.6794 | 0 | 0.26164 | 0 | 0 | 0 | 1.1035 | 0 | 0 | 0 | 0 | 0 | 388.3089 | 0 | 0 | 0 | 0 | 0 | 4.2051 | 144.1741 | 180.6261
Optimized - Kept within budgetary constraints | Distribution Stations | 13P-101R Sovereign & Gore | 100996 | -1256.71 | -1302.6358 | 45.923 | 0 | 0 | 0 | 0 | 0 | 0 | 0 | 0 | 0 | 0 | 0 | 39.144 | 0 | 0 | 0 | 0 | 0 | 6.6723 | 0 | 0.10676
Optimized - Kept within budgetary constraints | Distribution Stations | 14378A - TRETHEWAY & CLEARVIEW DISTRICT | 101006 | -204.41 | -204.4128 | 0 | 0 | 0 | 0 | 0 | 0 | 0 | 0 | 0 | 0 | 0 | 0 | 0 | 0 | 0 | 0 | 0 | 0 | 0 | 0 | 0
Optimized - Kept within budgetary constraints | Distribution Stations | 14435A BIRMINGHAM & NINTH DISTRICT | 735177 | -219.28 | -219.2827 | 0 | 0 | 0 | 0 | 0 | 0 | 0 | 0 | 0 | 0 | 0 | 0 | 0 | 0 | 0 | 0 | 0 | 0 | 0 | 0 | 0
Optimized - Kept within budgetary constraints | Distribution Stations | 14887A GLAMORGAN & KENNEDY DISTRICT | 735187 | -200.98 | -200.9832 | 0 | 0 | 0 | 0 | 0 | 0 | 0 | 0 | 0 | 0 | 0 | 0 | 0 | 0 | 0 | 0 | 0 | 0 | 0 | 0 | 0
Optimized - Kept within budgetary constraints | Distribution Stations | 15O-401R Bryanston Gate | 100994 | -904.21 | -904.7462 | 0.53806 | 0 | 0.014493 | 0 | 0 | 0 | 0.06113 | 0 | 0 | 0 | 0 | 0 | 0.039648 | 0 | 0 | 0 | 0 | 0 | 0.42051 | 0 | 0.0022828
Optimized - Kept within budgetary constraints | Distribution Stations | 15R-604R Young & Peel LP Stn | 100998 | -99.22 | -103.4784 | 4.2613 | 0 | 0.17768 | 0 | 0 | 0 | 0.74943 | 0 | 0 | 0 | 0 | 0 | 0 | 0 | 0 | 0 | 0 | 0 | 3.3341 | 0 | 0
Optimized - Kept within budgetary constraints | Distribution Stations | 17461A CAVERLY & MARTINGROVE DISTRICT | 735188 | -115.98 | -115.9786 | 0 | 0 | 0 | 0 | 0 | 0 | 0 | 0 | 0 | 0 | 0 | 0 | 0 | 0 | 0 | 0 | 0 | 0 | 0 | 0 | 0
Optimized - Kept within budgetary constraints | Distribution Stations | 17904A Rathburn and Dorlen District | 735176 | -401.39 | -401.3907 | 0 | 0 | 0 | 0 | 0 | 0 | 0 | 0 | 0 | 0 | 0 | 0 | 0 | 0 | 0 | 0 | 0 | 0 | 0 | 0 | 0
Optimized - Kept within budgetary constraints | Distribution Stations | 19O-101 Dublin Gate | 100993 | -655.04 | -664.3058 | 9.2608 | 0 | 0 | 0 | 0 | 0 | 0 | 0 | 3.1166 | 0 | 0 | 0 | 5.6514 | 0 | 0 | 0 | 0 | 0 | 0.30857 | 0 | 0.18426
Optimized - Kept within budgetary constraints | Distribution Stations | 20702A DIXIE & BRITANNIA DISTRICT | 735175 | -96.56 | -96.5577 | 0 | 0 | 0 | 0 | 0 | 0 | 0 | 0 | 0 | 0 | 0 | 0 | 0 | 0 | 0 | 0 | 0 | 0 | 0 | 0 | 0
Optimized - Kept within budgetary constraints | Distribution Stations | 20782B DERRY & TOMKEN IP DISTRICT | 735174 | -96.56 | -96.5577 | 0 | 0 | 0 | 0 | 0 | 0 | 0 | 0 | 0 | 0 | 0 | 0 | 0 | 0 | 0 | 0 | 0 | 0 | 0 | 0 | 0
Optimized - Kept within budgetary constraints | Distribution Stations | 21102A - BRESLER & AIRPORT | 101120 | -89.41 | -89.4053 | 0 | 0 | 0 | 0 | 0 | 0 | 0 | 0 | 0 | 0 | 0 | 0 | 0 | 0 | 0 | 0 | 0 | 0 | 0 | 0 | 0
Optimized - Kept within budgetary constraints | Distribution Stations | 21116A - DERRY & HISTORIC TRAIL | 101119 | -89.41 | -89.4053 | 0 | 0 | 0 | 0 | 0 | 0 | 0 | 0 | 0 | 0 | 0 | 0 | 0 | 0 | 0 | 0 | 0 | 0 | 0 | 0 | 0
Optimized - Kept within budgetary constraints | Distribution Stations | 2885749 Taunton and Gillett | 735304 | -206.22 | -268.216 | 61.995 | 0 | 0.065773 | 0 | 0 | 0 | 0.27741 | 0 | 0 | 0 | 0 | 0 | 39.144 | 0 | 0 | 0 | 0 | 0 | 20.0168 | 0 | 2.491
Optimized - Kept within budgetary constraints | Distribution Stations | 2936745 MARKHAM & VERNE DISTRICT | 735183 | -91.55 | -91.5511 | 0 | 0 | 0 | 0 | 0 | 0 | 0 | 0 | 0 | 0 | 0 | 0 | 0 | 0 | 0 | 0 | 0 | 0 | 0 | 0 | 0
Optimized - Kept within budgetary constraints | Distribution Stations | 2936953 MEADOWVALE & GENERATION DISTRICT | 735182 | -162.45 | -162.4496 | 0 | 0 | 0 | 0 | 0 | 0 | 0 | 0 | 0 | 0 | 0 | 0 | 0 | 0 | 0 | 0 | 0 | 0 | 0 | 0 | 0
Optimized - Kept within budgetary constraints | Distribution Stations | 30988A CONCESSION 2 & TWMARC DISTRICT | 735172 | -248.64 | -248.6362 | 0 | 0 | 0 | 0 | 0 | 0 | 0 | 0 | 0 | 0 | 0 | 0 | 0 | 0 | 0 | 0 | 0 | 0 | 0 | 0 | 0
Optimized - Kept within budgetary constraints | Distribution Stations | 31335A GILBERT& YONGE DISTRIUCT (AURO | 735300 | 265.85 | -145.2837 | 411.1313 | 0 | 1.3414 | 0 | 0 | 0 | 5.6576 | 0 | 0.017811 | 0 | 0 | 0.0094524 | 356.2104 | 0 | 0 | 0 | 0 | 0 | 47.818 | 0.038922 | 0.03781
Optimized - Kept within budgetary constraints | Distribution Stations | 31428A - RAM FOREST & WESLEY CORNERS | 101056 | -236.57 | -236.5666 | 0 | 0 | 0 | 0 | 0 | 0 | 0 | 0 | 0 | 0 | 0 | 0 | 0 | 0 | 0 | 0 | 0 | 0 | 0 | 0 | 0
Optimized - Kept within budgetary constraints | Distribution Stations | 3226575 SHEPPARD & MORNINGSIDE DISTRICT | 735181 | -170.23 | -170.2314 | 0 | 0 | 0 | 0 | 0 | 0 | 0 | 0 | 0 | 0 | 0 | 0 | 0 | 0 | 0 | 0 | 0 | 0 | 0 | 0 | 0
Optimized - Kept within budgetary constraints | Distribution Stations | 32311A - WILLIAM & PRESTON LAKE DISTRICT | 101057 | -236.57 | -236.5666 | 0 | 0 | 0 | 0 | 0 | 0 | 0 | 0 | 0 | 0 | 0 | 0 | 0 | 0 | 0 | 0 | 0 | 0 | 0 | 0 | 0
Optimized - Kept within budgetary constraints | Distribution Stations | 32564A - MILL ST & KING SIDEROAD DISTRICT | 735173 | 144.2 | -247.2845 | 391.4876 | 0 | 1.2414 | 0 | 0 | 0 | 5.2359 | 0 | 0.019242 | 0 | 0 | 0.010212 | 384.8487 | 0 | 0 | 0 | 0 | 0 | 0.049259 | 0.042051 | 0.040849
Optimized - Kept within budgetary constraints | Distribution Stations | 32717A - WESTON RD & KING RD DISTRICT | 101058 | 0 | 0 | 0 | 0 | 0 | 0 | 0 | 0 | 0 | 0 | 0 | 0 | 0 | 0 | 0 | 0 | 0 | 0 | 0 | 0 | 0 | 0 | 0
Optimized - Kept within budgetary constraints | Distribution Stations | 33171A - MAJOR MACKENZIE & VELLORE WOODS DISTRICT (VAUGHAN) | 735170 | -70 | -70.0044 | 0 | 0 | 0 | 0 | 0 | 0 | 0 | 0 | 0 | 0 | 0 | 0 | 0 | 0 | 0 | 0 | 0 | 0 | 0 | 0 | 0
Optimized - Kept within budgetary constraints | Distribution Stations | 33300A ISLINGTON & HWY # 407 HP DIST | 735301 | 183.81 | -301.743 | 485.5578 | 0 | 0.71073 | 0 | 0 | 0 | 2.9977 | 0 | 0 | 0 | 0 | 0 | 3.6698 | 0 | 0 | 0 | 0 | 0 | 478.1796 | 0 | 0
Optimized - Kept within budgetary constraints | Distribution Stations | 33525A Bathurst & Rutherford hp-ip | 735302 | 332.75 | -153.1066 | 485.8564 | 0 | 0.76797 | 0 | 0 | 0 | 3.2391 | 0 | 0 | 0 | 0 | 0 | 3.6698 | 0 | 0 | 0 | 0 | 0 | 478.1796 | 0 | 0
Optimized - Kept within budgetary constraints | Distribution Stations | 33534A STEELES & BAYVIEW DISTRICT | 735169 | 1060.08 | -184.9081 | 1244.9902 | 0 | 1.3414 | 0 | 0 | 0 | 5.6576 | 0 | 0.019242 | 0 | 0 | 0.010212 | 384.8487 | 0 | 0 | 0 | 0 | 0 | 853.0301 | 0.042051 | 0.040849
Optimized - Kept within budgetary constraints | Distribution Stations | 35053A Dufferin Langstaff (langstaff & 407) | 735303 | 331.63 | -154.2242 | 485.8564 | 0 | 0.76797 | 0 | 0 | 0 | 3.2391 | 0 | 0 | 0 | 0 | 0 | 3.6698 | 0 | 0 | 0 | 0 | 0 | 478.1796 | 0 | 0
Optimized - Kept within budgetary constraints | Distribution Stations | 44512A YANKEE LINE & RUSSELL DISTRICT | 735168 | -214.84 | -214.8411 | 0 | 0 | 0 | 0 | 0 | 0 | 0 | 0 | 0 | 0 | 0 | 0 | 0 | 0 | 0 | 0 | 0 | 0 | 0 | 0 | 0
Optimized - Kept within budgetary constraints | Distribution Stations | 50356A COUNTY RD #55 HWY #9 DISTRICT ( NEW TECUSETH ) | 735309 | 0 | 0 | 0 | 0 | 0 | 0 | 0 | 0 | 0 | 0 | 0 | 0 | 0 | 0 | 0 | 0 | 0 | 0 | 0 | 0 | 0 | 0 | 0
Optimized - Kept within budgetary constraints | Distribution Stations | 61061A PEMBROKE W. DISTRICT | 735167 | 0 | 0 | 0 | 0 | 0 | 0 | 0 | 0 | 0 | 0 | 0 | 0 | 0 | 0 | 0 | 0 | 0 | 0 | 0 | 0 | 0 | 0 | 0
Optimized - Kept within budgetary constraints | Distribution Stations | 61128A - CAMPBELL & MCNABB DISTRICT | 101154 | -140.28 | -141.1264 | 0.85062 | 0 | 0.010631 | 0 | 0 | 0 | 0.044839 | 0 | 1.7793e-05 | 0 | 0 | 0 | 0.71171 | 0 | 0 | 0 | 0 | 0 | 0.045594 | 1.7793e-05 | 0.03781
Optimized - Kept within budgetary constraints | Distribution Stations | 6B435A - CORKSTOWN & WESTDALE DISTRICT | 101153 | -27.25 | -141.1264 | 113.8735 | 0 | 0 | 0 | 0 | 0 | 0 | 0 | 0 | 0 | 0 | 0 | 71.1709 | 0 | 0 | 0 | 0 | 0 | 38.9216 | 0 | 3.781
Optimized - Kept within budgetary constraints | Distribution Stations | 6B562A - CAMPEAU & TERON DISTRICT HP ( O.P.P. ) | 101152 | 102.64 | -152.4165 | 255.056 | 0 | 0 | 0 | 0 | 0 | 0 | 0 | 0 | 0 | 0 | 0 | 38.5666 | 0 | 0 | 0 | 0 | 0 | 216.2612 | 0 | 0.22828
Optimized - Kept within budgetary constraints | Distribution Stations | 6B602A STARTOP DISTRICT XHP | 735165 | 239.96 | -152.4165 | 392.3806 | 0 | 1.3414 | 0 | 0 | 0 | 5.6576 | 0 | 0.019242 | 0 | 0 | 0.010212 | 384.8487 | 0 | 0 | 0 | 0 | 0 | 0.42051 | 0.042051 | 0.040849
Optimized - Kept within budgetary constraints | Distribution Stations | 6B631A MCCARTHY DR AND HUNT CLUB RD | 735164 | -152.42 | -152.4165 | 0 | 0 | 0 | 0 | 0 | 0 | 0 | 0 | 0 | 0 | 0 | 0 | 0 | 0 | 0 | 0 | 0 | 0 | 0 | 0 | 0
Optimized - Kept within budgetary constraints | Distribution Stations | 6B758A - EAGLESON & HAZELDEAN DISTRICT | 101151 | -61.96 | -152.4165 | 90.4572 | 0 | 0 | 0 | 0 | 0 | 0 | 0 | 0 | 0 | 0 | 0 | 38.5666 | 0 | 0 | 0 | 0 | 0 | 51.6624 | 0 | 0.22828
Optimized - Kept within budgetary constraints | Distribution Stations | BATHURST GATE | 1148 | -1865.26 | -2702.0281 | 836.7677 | 0 | 0 | 0 | 0 | 1.4558 | 0 | 0 | 0 | 0 | 0 | 0 | 219.3729 | 0 | 0 | 0 | 615.8185 | 0 | 0 | 0.0092857 | 0.11126
Optimized - Kept within budgetary constraints | Distribution Stations | BAY & SCOLLARD DISTRICT LP | 18818 | -657.8 | -658.4538 | 0.65411 | 0 | 0.056321 | 0 | 0 | 0 | 0.23755 | 0 | 0 | 0 | 0 | 0 | 0 | 0 | 0 | 0 | 0 | 0 | 0.36024 | 0 | 0
Optimized - Kept within budgetary constraints | Distribution Stations | BAYVIEW & BYNG DISTRICT | 18815 | -389.1 | -446.0969 | 56.9967 | 0 | 0.66921 | 0 | 0 | 0 | 2.8226 | 0 | 0 | 0 | 0 | 0 | 1.2735 | 0 | 0 | 0 | 0 | 0 | 52.179 | 0 | 0.052383
Optimized - Kept within budgetary constraints | Distribution Stations | BAYVIEW & SHEPPARD DISTRICT | 18812 | -131.55 | -204.4601 | 72.908 | 0 | 0.66921 | 0 | 0 | 0 | 2.8226 | 0 | 4.2471 | 0 | 0 | 0 | 4.7459 | 0 | 0 | 0 | 0 | 0 | 60.1927 | 0 | 0.23056
Optimized - Kept within budgetary constraints | Distribution Stations | BAYVIEW FEEDER | 3605 | -4532.27 | -4605.6132 | 73.3445 | 0 | 0.16937 | 0 | 0 | 0 | 0.71438 | 0 | 0.00038922 | 0 | 0 | 0 | 39.2908 | 0 | 0 | 0 | 0 | 0 | 23.6866 | 0 | 9.483
Optimized - Kept within budgetary constraints | Distribution Stations | Bellville Yard Station | 503415 | -1341.08 | -1341.0801 | 0 | 0 | 0 | 0 | 0 | 0 | 0 | 0 | 0 | 0 | 0 | 0 | 0 | 0 | 0 | 0 | 0 | 0 | 0 | 0 | 0
Optimized - Kept within budgetary constraints | Distribution Stations | BOND HEAD GATE | 3614 | -3900.23 | -4154.4662 | 254.2354 | 0 | 0 | 0 | 0 | 8.6717 | 0 | 0 | 0 | 0 | 0 | 0 | 242.8626 | 0 | 0 | 0 | 0.78898 | 0 | 0 | 0.57786 | 1.3343
Optimized - Kept within budgetary constraints | Distribution Stations | BOWMANVILLE GATE | 7749 | -3040.03 | -3243.427 | 203.4005 | 0 | 0 | 0 | 0 | 3.9095 | 0 | 0 | 0 | 0 | 0 | 0 | 198.9511 | 0.037941 | 0 | 0 | 0 | 0 | 0 | 0.056927 | 0.44499
Optimized - Kept within budgetary constraints | Distribution Stations | BRAMALEA & ADVANCE BLVD. DISTRICT | 18909 | -96.7 | -96.8022 | 0.10479 | 0 | 0 | 0 | 0 | 0 | 0 | 0 | 0 | 0 | 0 | 0 | 0.10479 | 0 | 0 | 0 | 0 | 0 | 0 | 0 | 0
Optimized - Kept within budgetary constraints | Distribution Stations | BRAN: 09T-303R Church St & Erie Ave LP | 735328 | 350.99 | -48.2789 | 399.2672 | 0 | 0 | 0 | 0 | 0 | 0 | 0 | 0.0038922 | 0 | 0 | 0 | 355.8546 | 0 | 0 | 0 | 0 | 0 | 0.038922 | 26.6891 | 16.6807
Optimized - Kept within budgetary constraints | Distribution Stations | BRAN: 09T-306R Front Street Avenue LP | 735278 | 304.24 | -38.3254 | 342.5627 | 0 | 0 | 0 | 0 | 0 | 0 | 0 | 0.0033341 | 0 | 0 | 0 | 304.8359 | 0 | 0 | 0 | 0 | 0 | 0.57157 | 22.8627 | 14.2892
Optimized - Kept within budgetary constraints | Distribution Stations | BRAN: 11U-601R Pt Ryerse Young & Rolph W Hill LP | 735279 | 383.77 | -48.2789 | 432.0459 | 0 | 0 | 0 | 0 | 0 | 0 | 0 | 0.0042051 | 0 | 0 | 0 | 384.4643 | 0 | 0 | 0 | 0 | 0 | 0.72087 | 28.8348 | 18.0218
Optimized - Kept within budgetary constraints | Distribution Stations | BRAN: 11V-101 Port Dover South Distribution Station, Port Dover, Station Rebuild (Telemetry) | 100627 | -26.57 | -26.5666 | 0 | 0 | 0 | 0 | 0 | 0 | 0 | 0 | 0 | 0 | 0 | 0 | 0 | 0 | 0 | 0 | 0 | 0 | 0 | 0 | 0
Optimized - Kept within budgetary constraints | Distribution Stations | BRAN: 11V-202R Pt Dover Nelson & George St LP | 735326 | 354.56 | -44.7027 | 399.2672 | 0 | 0 | 0 | 0 | 0 | 0 | 0 | 0.0038922 | 0 | 0 | 0 | 355.8546 | 0 | 0 | 0 | 0 | 0 | 0.038922 | 26.6891 | 16.6807
Optimized - Kept within budgetary constraints | Distribution Stations | BRAN: 11V-204R Pt Dover Clinton & St Patrick LP | 735327 | 355.9 | -44.7027 | 400.5987 | 0 | 0 | 0 | 0 | 0 | 0 | 0 | 1.3345 | 0 | 0 | 0.00094524 | 355.8546 | 0 | 0 | 0 | 0 | 0 | 0.038922 | 26.6891 | 16.6807
Optimized - Kept within budgetary constraints | Distribution Stations | BRAN: 11V-401R Pt Ryerse Commercial St LP | 735277 | 4265.02 | -48.2789 | 4313.2999 | 0 | 0 | 0 | 0 | 0 | 0 | 0 | 0.042051 | 0 | 0 | 0 | 3844.6428 | 0 | 0 | 0 | 0 | 0 | 0.049259 | 288.3482 | 180.2176
Optimized - Kept within budgetary constraints | Distribution Stations | BRAN: 12R-302R Victoria St & Niagara St Station LP | 735330 | 350.99 | -48.2789 | 399.2672 | 0 | 0 | 0 | 0 | 0 | 0 | 0 | 0.0038922 | 0 | 0 | 0 | 355.8546 | 0 | 0 | 0 | 0 | 0 | 0.038922 | 26.6891 | 16.6807
Optimized - Kept within budgetary constraints | Distribution Stations | BRAN: 12R-303R Tillson Ave Dist Station LP | 735331 | 354.56 | -44.7027 | 399.2672 | 0 | 0 | 0 | 0 | 0 | 0 | 0 | 0.0038922 | 0 | 0 | 0 | 355.8546 | 0 | 0 | 0 | 0 | 0 | 0.038922 | 26.6891 | 16.6807
Optimized - Kept within budgetary constraints | Distribution Stations | BRAN: 12R-607R Tillson Ave, South of Hyman LP | 735280 | 383.77 | -48.2789 | 432.0459 | 0 | 0 | 0 | 0 | 0 | 0 | 0 | 0.0042051 | 0 | 0 | 0 | 384.4643 | 0 | 0 | 0 | 0 | 0 | 0.72087 | 28.8348 | 18.0218
Optimized - Kept within budgetary constraints | Distribution Stations | BRAN: 12S-101 Tillsonburg Potter's Road Distribution Station, Tillsonburg, Station Rebuild (Capital Maintenance) | 100550 | -19.16 | -19.1626 | 0 | 0 | 0 | 0 | 0 | 0 | 0 | 0 | 0 | 0 | 0 | 0 | 0 | 0 | 0 | 0 | 0 | 0 | 0 | 0 | 0
Optimized - Kept within budgetary constraints | Distribution Stations | BRAN: 12S-202 Fernlea Farm Distribution Station, Delhi, Station Rebuild (Capital Maintenance), Proj# 06-22-701 | 100610 | -185.87 | -185.8737 | 0 | 0 | 0 | 0 | 0 | 0 | 0 | 0 | 0 | 0 | 0 | 0 | 0 | 0 | 0 | 0 | 0 | 0 | 0 | 0 | 0
Optimized - Kept within budgetary constraints | Distribution Stations | BRAN: 12T-506R Delhi Queen & Church Stn LP | 735281 | 383.77 | -48.2789 | 432.0459 | 0 | 0 | 0 | 0 | 0 | 0 | 0 | 0.0042051 | 0 | 0 | 0 | 384.4643 | 0 | 0 | 0 | 0 | 0 | 0.72087 | 28.8348 | 18.0218
Optimized - Kept within budgetary constraints | Distribution Stations | BRAN: 12U-501 Simcoe Queen St South of Hwy 3 (2nd Stage) LP | 735332 | 354.56 | -44.7027 | 399.2672 | 0 | 0 | 0 | 0 | 0 | 0 | 0 | 0.0038922 | 0 | 0 | 0 | 355.8546 | 0 | 0 | 0 | 0 | 0 | 0.038922 | 26.6891 | 16.6807
Optimized - Kept within budgetary constraints | Distribution Stations | BRAN: 12U-504 Simcoe Hunt Street South Distribution Station, Simcoe, Station Rebuild (Capital Maintenance) | 100422 | -0.97 | -0.96608 | 0 | 0 | 0 | 0 | 0 | 0 | 0 | 0 | 0 | 0 | 0 | 0 | 0 | 0 | 0 | 0 | 0 | 0 | 0 | 0 | 0
Optimized - Kept within budgetary constraints | Distribution Stations | BRAN: 12U-602R Simcoe Union & Talbot Stn LP | 735333 | 354.56 | -44.7027 | 399.2672 | 0 | 0 | 0 | 0 | 0 | 0 | 0 | 0.0038922 | 0 | 0 | 0 | 355.8546 | 0 | 0 | 0 | 0 | 0 | 0.038922 | 26.6891 | 16.6807
Optimized - Kept within budgetary constraints | Distribution Stations | BRAN: 12U-606R Simcoe Metcalfe & Robinson LP | 735334 | 3944.05 | -48.2789 | 3992.328 | 0 | 0 | 0 | 0 | 0 | 0 | 0 | 0.038922 | 0 | 0 | 0 | 3558.5457 | 0 | 0 | 0 | 0 | 0 | 0.045594 | 266.8909 | 166.8068
Optimized - Kept within budgetary constraints | Distribution Stations | BRAN: 12U-607R Simcoe Queen St S & Grove LP | 735282 | 383.77 | -48.2789 | 432.0459 | 0 | 0 | 0 | 0 | 0 | 0 | 0 | 0.0042051 | 0 | 0 | 0 | 384.4643 | 0 | 0 | 0 | 0 | 0 | 0.72087 | 28.8348 | 18.0218
Optimized - Kept within budgetary constraints | Distribution Stations | BRAN: 12U-609R Simcoe South & John St LP | 735283 | 4265.02 | -48.2789 | 4313.2999 | 0 | 0 | 0 | 0 | 0 | 0 | 0 | 0.042051 | 0 | 0 | 0 | 3844.6428 | 0 | 0 | 0 | 0 | 0 | 0.049259 | 288.3482 | 180.2176
Optimized - Kept within budgetary constraints | Distribution Stations | BRAN: 13U-603R Waterford Temperence & Leamon LP | 735284 | 383.77 | -48.2789 | 432.0459 | 0 | 0 | 0 | 0 | 0 | 0 | 0 | 0.0042051 | 0 | 0 | 0 | 384.4643 | 0 | 0 | 0 | 0 | 0 | 0.72087 | 28.8348 | 18.0218
Optimized - Kept within budgetary constraints | Distribution Stations | BRAN: 14S-601 Norwich Brick Gate Stn. FIMP | 735249 | -84.51 | -84.5108 | 0 | 0 | 0 | 0 | 0 | 0 | 0 | 0 | 0 | 0 | 0 | 0 | 0 | 0 | 0 | 0 | 0 | 0 | 0 | 0 | 0
Optimized - Kept within budgetary constraints | Distribution Stations | BRAN: 15U-301R St Paul & Dublin LP | 735285 | 383.77 | -48.2789 | 432.0459 | 0 | 0 | 0 | 0 | 0 | 0 | 0 | 0.0042051 | 0 | 0 | 0 | 384.4643 | 0 | 0 | 0 | 0 | 0 | 0.72087 | 28.8348 | 18.0218
Optimized - Kept within budgetary constraints | Distribution Stations | BRAN: 15U-308R Brantford Grand & Jubilee LP | 735313 | 383.09 | -48.2789 | 431.3671 | 0 | 0 | 0 | 0 | 0 | 0 | 0 | 0.0042051 | 0 | 0 | 0 | 384.4643 | 0 | 0 | 0 | 0 | 0 | 0.042051 | 28.8348 | 18.0218
Optimized - Kept within budgetary constraints | Distribution Stations | BRAN: 15V-406R Mohawk Brighton LP | 735287 | 383.77 | -48.2789 | 432.0459 | 0 | 0 | 0 | 0 | 0 | 0 | 0 | 0.0042051 | 0 | 0 | 0 | 384.4643 | 0 | 0 | 0 | 0 | 0 | 0.72087 | 28.8348 | 18.0218
Optimized - Kept within budgetary constraints | Distribution Stations | BRAN: 15V-408R Brighton & Superior LP | 735319 | 383.09 | -48.2789 | 431.3671 | 0 | 0 | 0 | 0 | 0 | 0 | 0 | 0.0042051 | 0 | 0 | 0 | 384.4643 | 0 | 0 | 0 | 0 | 0 | 0.042051 | 28.8348 | 18.0218
Optimized - Kept within budgetary constraints | Distribution Stations | BRAN: 16U-601 Brantford Gate Station, Station Rebuild (Capital Maintenance), Proj# 57-22-701 | 103426 | -7066.25 | -7116.3074 | 50.062 | 0 | 1.2551 | 0 | 0 | 0 | 5.2938 | 0 | 0.019242 | 0 | 0 | 15.0283 | 12.077 | 0 | 0 | 0 | 0 | 0 | 12.1767 | 0 | 4.2118
Optimized - Kept within budgetary constraints | Distribution Stations | BRIMLEY & ELESMERE DISTRICT | 18816 | -247.2 | -297.406 | 50.2098 | 0 | 0.13155 | 0 | 0 | 0 | 0.55483 | 0 | 0 | 0 | 0 | 0 | 1.1788 | 0 | 0 | 0 | 0 | 0 | 48.2961 | 0 | 0.048485
Optimized - Kept within budgetary constraints | Distribution Stations | BROCKVILLE GATE | 3608 | -1680.52 | -1736.3678 | 55.8453 | 0 | 0.00013588 | 0 | 0 | 17.8618 | 0.00057311 | 0 | 0.00052492 | 0 | 0 | 0.087487 | 36.3392 | 0 | 0 | 0 | 0 | 0 | 0.94692 | 0.24702 | 0.36166
Optimized - Kept within budgetary constraints | Distribution Stations | Buttonville Interconnect | 733506 | -60.85 | -60.8477 | 0 | 0 | 0 | 0 | 0 | 0 | 0 | 0 | 0 | 0 | 0 | 0 | 0 | 0 | 0 | 0 | 0 | 0 | 0 | 0 | 0
Optimized - Kept within budgetary constraints | Distribution Stations | CALEDONIA & RAITHERM DISTRICT | 18964 | -341.73 | -349.0384 | 7.3099 | 0 | 0.016919 | 0 | 0 | 0 | 0.071361 | 0 | 0 | 0 | 0 | 0 | 7.1171 | 0 | 0 | 0 | 0 | 0 | 0.045594 | 0 | 0.058938
Optimized - Kept within budgetary constraints | Distribution Stations | CATHCART & STEWART DISTRICT | 7763 | 1626.9 | -971.7429 | 2598.6426 | 0 | 0 | 0 | 0 | 84.2747 | 0 | 0 | 0 | 0 | 0 | 0 | 508.7392 | 0 | 0 | 0 | 1996.2104 | 0 | 0 | 0.15458 | 9.2637
Optimized - Kept within budgetary constraints | Distribution Stations | CAWTHRA AND QUEENSWAY DISTRICT | 1043 | -1592.55 | -2065.2628 | 472.7146 | 0 | 0 | 0 | 0 | 103.4209 | 0.010221 | 0 | 0 | 0 | 0 | 0 | 368.5162 | 0.020624 | 0 | 0 | 0 | 0 | 0 | 0.54199 | 0.20459
Optimized - Kept within budgetary constraints | Distribution Stations | CFB Station Retirement | 49612 | -48.3 | -48.3029 | 0 | 0 | 0 | 0 | 0 | 0 | 0 | 0 | 0 | 0 | 0 | 0 | 0 | 0 | 0 | 0 | 0 | 0 | 0 | 0 | 0
Optimized - Kept within budgetary constraints | Distribution Stations | CHAT - 07G-601 Chatham North Gate | 503334 | -1664.53 | -1664.5267 | 1.9052e-06 | 0 | 0 | 0 | 0 | 0 | 0 | 0 | 0 | 0 | 0 | 0 | 1.9052e-06 | 0 | 0 | 0 | 0 | 0 | 0 | 0 | 0
Optimized - Kept within budgetary constraints | Distribution Stations | CHAT - 07H-601 Burke Line - Heater Replacement | 101354 | -123.08 | -620.7628 | 497.6854 | 0 | 0 | 0 | 0 | 0 | 0 | 0 | 0 | 0 | 0 | 180.7361 | 310.337 | 0 | 0 | 0 | 0 | 0 | 3.6147 | 0 | 2.9976
Optimized - Kept within budgetary constraints | Distribution Stations | CHAT - 07J-301 Ridgetown North Transmission - Replace heater | 101610 | -45.38 | -421.0715 | 375.6935 | 0 | 0 | 0 | 0 | 0 | 0 | 0 | 0 | 0 | 0 | 9.8972 | 359.4131 | 0 | 0 | 0 | 0 | 0 | 3.8922 | 0 | 2.491
Optimized - Kept within budgetary constraints | Distribution Stations | CHAT - 08H-302C Greenhill Produce - rebuild and heater addition | 502775 | 8.25 | -442.5377 | 450.7836 | 0 | 0.089656 | 0 | 0 | 0 | 0.37815 | 0 | 0 | 0 | 0 | 0 | 422.9107 | 0 | 0 | 0 | 0 | 0 | 0.49259 | 0 | 26.9125
Optimized - Kept within budgetary constraints | Distribution Stations | CHAT - 09G-502 Tupperville Trans - heater replacement | 502778 | -604.41 | -604.4058 | 1.9052e-06 | 0 | 0 | 0 | 0 | 0 | 0 | 0 | 0 | 0 | 0 | 0 | 1.9052e-06 | 0 | 0 | 0 | 0 | 0 | 0 | 0 | 0
Optimized - Kept within budgetary constraints | Distribution Stations | CHAT: 06J-103 Blenheim North Gate | 734661 | -167.3 | -167.8215 | 0.51888 | 0 | 0 | 0 | 0 | 0 | 0 | 0 | 0 | 0 | 0 | 0.011908 | 0.33532 | 0 | 0 | 0 | 0 | 0 | 0.17147 | 0 | 0.000181
Optimized - Kept within budgetary constraints | Distribution Stations | CHAT: 07H-501 MAYNARD LINE | 734669 | -279.19 | -279.1932 | 1.3975e-06 | 0 | 0 | 0 | 0 | 0 | 0 | 0 | 0 | 0 | 0 | 0 | 1.3975e-06 | 0 | 0 | 0 | 0 | 0 | 0 | 0 | 0
Optimized - Kept within budgetary constraints | Distribution Stations | CHAT: 07K-409 MCKINLAY RD STATION | 734671 | -597.34 | -597.3447 | 1.2931e-06 | 0 | 0 | 0 | 0 | 0 | 0 | 0 | 0 | 0 | 0 | 0 | 1.2931e-06 | 0 | 0 | 0 | 0 | 0 | 0 | 0 | 0
Optimized - Kept within budgetary constraints | Distribution Stations | CHAT: 09F-501 Wallaceburg Baseline | 734660 | -978.05 | -1312.5615 | 334.5124 | 0 | 0 | 0 | 0 | 0 | 0 | 0 | 0 | 0 | 0 | 0 | 332.6577 | 0 | 0 | 0 | 0 | 0 | 1.8527 | 0 | 0.0019556
Optimized - Kept within budgetary constraints | Distribution Stations | CNG Stations - Project #4 | 48667 | -2413.94 | -2413.9441 | 0 | 0 | 0 | 0 | 0 | 0 | 0 | 0 | 0 | 0 | 0 | 0 | 0 | 0 | 0 | 0 | 0 | 0 | 0 | 0 | 0
Optimized - Kept within budgetary constraints | Distribution Stations | COUNTY RD #55 HWY #9 DISTRICT ( NEW TECUSETH ) | 18911 | 0 | 0 | 0 | 0 | 0 | 0 | 0 | 0 | 0 | 0 | 0 | 0 | 0 | 0 | 0 | 0 | 0 | 0 | 0 | 0 | 0 | 0 | 0
Optimized - Kept within budgetary constraints | Distribution Stations | CROWLAND STORAGE TRANSFER | 3610 | -18539.76 | -18639.4842 | 99.7201 | 0 | 0 | 0 | 0 | 17.6759 | 0 | 0 | 0 | 0 | 0 | 0 | 81.5256 | 0 | 0 | 0 | 0 | 0 | 0 | 0.033797 | 0.48472
Optimized - Kept within budgetary constraints | Distribution Stations | DELORAINE & YONGE DISTRICT | 18887 | -57.75 | -182.9499 | 125.1995 | 0 | 1.3249 | 0 | 0 | 0 | 5.588 | 0 | 0 | 0 | 0 | 0 | 66.9638 | 0 | 0 | 0 | 0 | 0 | 49.1267 | 0 | 2.196
Optimized - Kept within budgetary constraints | Distribution Stations | DOWNSVIEW FEEDER | 7765 | -291.62 | -310.9179 | 19.3005 | 0 | 0 | 0 | 0 | 7.4747 | 0 | 0 | 0 | 0 | 0 | 0 | 11.8207 | 0 | 0 | 0 | 0 | 0 | 0 | 0.0050687 | 0
Optimized - Kept within budgetary constraints | Distribution Stations | DURHAM 23 FEEDER | 7766 | -781.17 | -1066.0636 | 284.8943 | 0 | 0 | 0 | 0 | 60.9029 | 0 | 0 | 0 | 0 | 0 | 0 | 223.8702 | 0.0062945 | 0 | 0 | 0 | 0 | 0 | 0.11483 | 0
Optimized - Kept within budgetary constraints | Distribution Stations | EASTGATE AND DIXIE DISTRICT | 7781 | -476.53 | -485.0096 | 8.4758 | 0 | 0 | 0 | 0 | 4.106 | 0 | 0 | 0 | 0 | 0 | 0 | 4.3646 | 0 | 0 | 0 | 0 | 0 | 0 | 0.0051752 | 0
Optimized - Kept within budgetary constraints | Distribution Stations | FINCH & HALESIA DISTRICT | 20376 | -200.22 | -201.3207 | 1.105 | 0 | 0 | 0 | 0 | 0 | 0 | 0 | 0.15242 | 0 | 0 | 0 | 0.95261 | 0 | 0 | 0 | 0 | 0 | 0 | 0 | 0
Optimized - Kept within budgetary constraints | Distribution Stations | GRASSYBROOK & MCKENNY DISTRICT | 18850 | -92.26 | -92.6707 | 0.40924 | 0 | 0 | 0 | 0 | 0 | 0 | 0 | 0 | 0 | 0 | 0 | 0.4001 | 0 | 0 | 0 | 0 | 0 | 0 | 0 | 0.0091451
Optimized - Kept within budgetary constraints | Distribution Stations | HALT - Centennial and Guelph Line Vault Station | 101125 | 160.47 | -482.7889 | 643.2568 | 0 | 0 | 0 | 0 | 0 | 0 | 0 | 0 | 0 | 0 | 0 | 422.9107 | 0 | 0 | 0 | 0 | 0 | 216.2612 | 0 | 4.0849
Optimized - Kept within budgetary constraints | Distribution Stations | HALT - Dundas and Meadowridge | 101099 | 4.29 | -331.1309 | 335.4238 | 0 | 0.1566 | 0 | 0 | 0 | 0.66049 | 0 | 0.016485 | 0 | 0 | 0.0087487 | 332.6577 | 0 | 0 | 0 | 0 | 0 | 1.8527 | 0.036024 | 0.034995
Optimized - Kept within budgetary constraints | Distribution Stations | HALT - York and Broadway | 101096 | -297.17 | -328.578 | 31.4086 | 0 | 0.071073 | 0 | 0 | 0 | 0.29977 | 0 | 0 | 0 | 0 | 0 | 28.7205 | 0 | 0 | 0 | 0 | 0 | 0.48955 | 0 | 1.8277
Optimized - Kept within budgetary constraints | Distribution Stations | HALT: Ford and Royal Windsor, Maintenance | 735039 | 34.56 | -331.1309 | 365.6868 | 0 | 0 | 0 | 0 | 0 | 0 | 0 | 0 | 0 | 0 | 0 | 329.467 | 0 | 0 | 0 | 0 | 0 | 36.0242 | 0 | 0.19556
Optimized - Kept within budgetary constraints | Distribution Stations | HALT: Affinia Canada Corp, Rebuild | 735066 | -96.61 | -96.6059 | 1.1965e-06 | 0 | 0 | 0 | 0 | 0 | 0 | 0 | 0 | 0 | 0 | 0 | 1.1965e-06 | 0 | 0 | 0 | 0 | 0 | 0 | 0 | 0
Optimized - Kept within budgetary constraints | Distribution Stations | HALT: Burlington Gate, boiler | 735054 | -1314.31 | -1314.3119 | 1.6318e-06 | 0 | 0 | 0 | 0 | 0 | 0 | 0 | 0 | 0 | 0 | 0 | 1.6318e-06 | 0 | 0 | 0 | 0 | 0 | 0 | 0 | 0
Optimized - Kept within budgetary constraints | Distribution Stations | HALT: EC Drury School,Rebuild | 735049 | -28.17 | -28.1703 | 1.3975e-06 | 0 | 0 | 0 | 0 | 0 | 0 | 0 | 0 | 0 | 0 | 0 | 1.3975e-06 | 0 | 0 | 0 | 0 | 0 | 0 | 0 | 0
Optimized - Kept within budgetary constraints | Distribution Stations | HALT: Milton Hydro Dist Inc, Rebuild | 735067 | -112.68 | -112.6811 | 1.3975e-06 | 0 | 0 | 0 | 0 | 0 | 0 | 0 | 0 | 0 | 0 | 0 | 1.3975e-06 | 0 | 0 | 0 | 0 | 0 | 0 | 0 | 0
Optimized - Kept within budgetary constraints | Distribution Stations | HALT: Morgan Thermal Ceramics, Maintenance | 735055 | -28.17 | -28.1703 | 1.3975e-06 | 0 | 0 | 0 | 0 | 0 | 0 | 0 | 0 | 0 | 0 | 0 | 1.3975e-06 | 0 | 0 | 0 | 0 | 0 | 0 | 0 | 0
Optimized - Kept within budgetary constraints | Distribution Stations | Halt: Ninth/Britannia, Rebuild | 735035 | -425.46 | -447.0267 | 21.5697 | 0 | 1.2414 | 0 | 0 | 0 | 5.2359 | 0 | 0.0017793 | 0 | 0 | 0 | 3.5697 | 0 | 0 | 0 | 0 | 0 | 6.6723 | 0.00017793 | 4.8485
Optimized - Kept within budgetary constraints | Distribution Stations | HALT: Saputo, rebuild | 735052 | 159.53 | -153.3014 | 312.8312 | 0 | 1.4493 | 0 | 0 | 0 | 6.113 | 0 | 0.048583 | 0 | 0 | 0.0080972 | 305.1407 | 0 | 0 | 0 | 0 | 0 | 0.039057 | 0 | 0.032389
Optimized - Kept within budgetary constraints | Distribution Stations | HALT-440 Harrop | 101092 | 89.65 | -248.3482 | 338.0028 | 0 | 1.566 | 0 | 0 | 0 | 6.6049 | 0 | 0.016485 | 0 | 0 | 0.0087487 | 329.6935 | 0 | 0 | 0 | 0 | 0 | 0.0422 | 0.036024 | 0.034995
Optimized - Kept within budgetary constraints | Distribution Stations | HALT-Lynden Gate Stn | 101085 | 2379.11 | -413.9136 | 2793.0257 | 0 | 0 | 0 | 0 | 0 | 0 | 0 | 0.018115 | 0 | 0 | 2367.3045 | 362.3005 | 0 | 0 | 0 | 0 | 0 | 18.5267 | 0 | 44.8759
Optimized - Kept within budgetary constraints | Distribution Stations | HALT-Milton TBS | 101089 | -486.98 | -827.8272 | 340.8492 | 0 | 0 | 0 | 0 | 0 | 0 | 0 | 0.016485 | 0 | 0 | 0.0087487 | 332.6577 | 0 | 0 | 0 | 0 | 0 | 6.1756 | 1.6468e-05 | 1.9906
Optimized - Kept within budgetary constraints | Distribution Stations | HALT-Third Line and QEW Vault Station | 101088 | 137.15 | -413.9136 | 551.0673 | 0 | 0 | 0 | 0 | 0 | 0 | 0 | 0 | 0 | 0 | 0 | 362.3005 | 0 | 0 | 0 | 0 | 0 | 185.2673 | 0 | 3.4995
Optimized - Kept within budgetary constraints | Distribution Stations | HALT-Winston Churchill & 10 Side Rd | 101081 | -43.97 | -413.9136 | 369.9445 | 0 | 0.18279 | 0 | 0 | 0 | 0.77099 | 0 | 0 | 0 | 0 | 0 | 330.3934 | 0 | 0 | 0 | 0 | 0 | 3.6024 | 0 | 34.9949
Optimized - Kept within budgetary constraints | Distribution Stations | HAMI - Bancroft and Nash Vault Station | 101132 | 137.15 | -413.9136 | 551.0673 | 0 | 0 | 0 | 0 | 0 | 0 | 0 | 0 | 0 | 0 | 0 | 362.3005 | 0 | 0 | 0 | 0 | 0 | 185.2673 | 0 | 3.4995
Optimized - Kept within budgetary constraints | Distribution Stations | HAMI - Clappison's Corners | 101135 | 137.15 | -413.9136 | 551.0673 | 0 | 0 | 0 | 0 | 0 | 0 | 0 | 0 | 0 | 0 | 0 | 362.3005 | 0 | 0 | 0 | 0 | 0 | 185.2673 | 0 | 3.4995
Optimized - Kept within budgetary constraints | Distribution Stations | HAMI - Diltz Rd IP North | 101101 | -306.6 | -306.6026 | 1.9052e-06 | 0 | 0 | 0 | 0 | 0 | 0 | 0 | 0 | 0 | 0 | 0 | 1.9052e-06 | 0 | 0 | 0 | 0 | 0 | 0 | 0 | 0
Optimized - Kept within budgetary constraints | Distribution Stations | HAMI - Ferrie and Wellington Vault Station | 101133 | 137.15 | -413.9136 | 551.0673 | 0 | 0 | 0 | 0 | 0 | 0 | 0 | 0 | 0 | 0 | 0 | 362.3005 | 0 | 0 | 0 | 0 | 0 | 185.2673 | 0 | 3.4995
Optimized - Kept within budgetary constraints | Distribution Stations | HAMI - Hillcrest Station | 101345 | -964.59 | -1064.5926 | 100 | 0 | 1.3414 | 0 | 0 | 0 | 5.6576 | 0 | 3.2885 | 0 | 0 | 74.9821 | 9.3543 | 0 | 0 | 0 | 0 | 0 | 5.2898 | 0 | 0.086312
Optimized - Kept within budgetary constraints | Distribution Stations | HAMI - Industrial St Vault Station | 101126 | 137.15 | -413.9136 | 551.0673 | 0 | 0 | 0 | 0 | 0 | 0 | 0 | 0 | 0 | 0 | 0 | 362.3005 | 0 | 0 | 0 | 0 | 0 | 185.2673 | 0 | 3.4995
Optimized - Kept within budgetary constraints | Distribution Stations | HAMI - King St E Stn - Dundas | 101130 | 137.15 | -413.9136 | 551.0673 | 0 | 0 | 0 | 0 | 0 | 0 | 0 | 0 | 0 | 0 | 0 | 362.3005 | 0 | 0 | 0 | 0 | 0 | 185.2673 | 0 | 3.4995
Optimized - Kept within budgetary constraints | Distribution Stations | HAMI - Six Nations | 101098 | -19.31 | -19.3116 | 2.4029e-06 | 0 | 0 | 0 | 0 | 0 | 0 | 0 | 0 | 0 | 0 | 0 | 2.4029e-06 | 0 | 0 | 0 | 0 | 0 | 0 | 0 | 0
Optimized - Kept within budgetary constraints | Distribution Stations | HAMI - South Bend & Upper James Stn - Hamilton | 101131 | 137.15 | -413.9136 | 551.0673 | 0 | 0 | 0 | 0 | 0 | 0 | 0 | 0 | 0 | 0 | 0 | 362.3005 | 0 | 0 | 0 | 0 | 0 | 185.2673 | 0 | 3.4995
Optimized - Kept within budgetary constraints | Distribution Stations | HAMI - US Steel Blast Furnace Atm Tank Replacement - Walpole | 101140 | -521.67 | -521.6715 | 1.2931e-06 | 0 | 0 | 0 | 0 | 0 | 0 | 0 | 0 | 0 | 0 | 0 | 1.2931e-06 | 0 | 0 | 0 | 0 | 0 | 0 | 0 | 0
Optimized - Kept within budgetary constraints | Distribution Stations | HAMI :CALEDONIA TRANSMISSION STN, Rebuild | 735048 | -3893.33 | -4258.3704 | 365.0434 | 0 | 8.0694 | 0 | 0 | 0 | 34.0352 | 0 | 0.01412 | 0 | 0 | 0.0074939 | 284.9458 | 0 | 0 | 0 | 0 | 0 | 37.9105 | 0.030857 | 0.029976
Optimized - Kept within budgetary constraints | Distribution Stations | HAMI: 12Z-301 Port Maitland Rymer Station, Haldimand, Heater Installation | 103529 | -446.54 | -447.0267 | 0.4835 | 0 | 0.010631 | 0 | 0 | 0 | 0.044839 | 0 | 0 | 0 | 0 | 0 | 0.036698 | 0 | 0 | 0 | 0 | 0 | 0.38922 | 0 | 0.0021129
Optimized - Kept within budgetary constraints | Distribution Stations | HAMI: Birmingham and Burlington, Maintenance | 735058 | -262.86 | -262.8623 | 1.6318e-06 | 0 | 0 | 0 | 0 | 0 | 0 | 0 | 0 | 0 | 0 | 0 | 1.6318e-06 | 0 | 0 | 0 | 0 | 0 | 0 | 0 | 0
Optimized - Kept within budgetary constraints | Distribution Stations | HAMI: Cascade & Lanark Station Rebuild, Vault | 101084 | -273.71 | -860.9404 | 587.2322 | 0 | 0 | 0 | 0 | 0 | 0 | 0 | 36.0619 | 0 | 0 | 0 | 362.4035 | 0 | 0 | 0 | 0 | 0 | 185.2673 | 0 | 3.4995
Optimized - Kept within budgetary constraints | Distribution Stations | HAMI: Empire Steel, Maintenance | 735050 | -56.34 | -56.3405 | 1.3975e-06 | 0 | 0 | 0 | 0 | 0 | 0 | 0 | 0 | 0 | 0 | 0 | 1.3975e-06 | 0 | 0 | 0 | 0 | 0 | 0 | 0 | 0
Optimized - Kept within budgetary constraints | Distribution Stations | HAMI: Hamilton Gate 2, Noise Issues | 735023 | -738.12 | -738.1176 | 1.7633e-06 | 0 | 0 | 0 | 0 | 0 | 0 | 0 | 0 | 0 | 0 | 0 | 1.7633e-06 | 0 | 0 | 0 | 0 | 0 | 0 | 0 | 0
Optimized - Kept within budgetary constraints | Distribution Stations | HAMI: Hamilton Takeoff & Carlisle Gate, Rebuild | 735038 | -3722.36 | -4599.0401 | 876.6794 | 0 | 0 | 0 | 0 | 0 | 0 | 0 | 0 | 0 | 0 | 0 | 304.9311 | 0 | 0 | 0 | 0 | 0 | 571.5673 | 0 | 0.181
Optimized - Kept within budgetary constraints | Distribution Stations | HAMI: Jarvis trans, full rebuild | 735043 | 0 | 0 | 0 | 0 | 0 | 0 | 0 | 0 | 0 | 0 | 0 | 0 | 0 | 0 | 0 | 0 | 0 | 0 | 0 | 0 | 0 | 0 | 0
Optimized - Kept within budgetary constraints | Distribution Stations | HAMI: Kenora & Bancroft Station Rebuild, Vault | 101103 | 202.68 | -482.7889 | 685.4718 | 0 | 0 | 0 | 0 | 0 | 0 | 0 | 42.0948 | 0 | 0 | 0 | 423.031 | 0 | 0 | 0 | 0 | 0 | 216.2612 | 0 | 4.0849
Optimized - Kept within budgetary constraints | Distribution Stations | HAMI: KIRKWALL/DOMINION, Full Rebuild | 735045 | -3615.39 | -3650.8663 | 35.4727 | 0 | 0 | 0 | 0 | 0 | 0 | 0 | 0 | 0 | 0 | 0.064181 | 2.6579 | 0 | 0 | 0 | 0 | 0 | 32.4683 | 0 | 0.2824
Optimized - Kept within budgetary constraints | Distribution Stations | HAMI: Mye Canada, Maintenance | 735056 | -28.17 | -28.1703 | 1.3975e-06 | 0 | 0 | 0 | 0 | 0 | 0 | 0 | 0 | 0 | 0 | 0 | 1.3975e-06 | 0 | 0 | 0 | 0 | 0 | 0 | 0 | 0
Optimized - Kept within budgetary constraints | Distribution Stations | HAMI: Saint Gobain Abrasives, maintenance | 735065 | -112.68 | -112.6811 | 1.3975e-06 | 0 | 0 | 0 | 0 | 0 | 0 | 0 | 0 | 0 | 0 | 0 | 1.3975e-06 | 0 | 0 | 0 | 0 | 0 | 0 | 0 | 0
Optimized - Kept within budgetary constraints | Distribution Stations | HAMI: SE Corner of HWY 5 & 6, Maintenance | 735041 | 89.65 | -248.3482 | 338.0028 | 0 | 1.566 | 0 | 0 | 0 | 6.6049 | 0 | 0.052492 | 0 | 0 | 0.0087487 | 329.6935 | 0 | 0 | 0 | 0 | 0 | 0.0422 | 0 | 0.034995
Optimized - Kept within budgetary constraints | Distribution Stations | HAMI: Temple Canada, Maintenance | 735057 | -28.17 | -28.1703 | 1.3975e-06 | 0 | 0 | 0 | 0 | 0 | 0 | 0 | 0 | 0 | 0 | 0 | 1.3975e-06 | 0 | 0 | 0 | 0 | 0 | 0 | 0 | 0
Optimized - Kept within budgetary constraints | Distribution Stations | HAMI: Voith Fabrics, Maintenance | 735051 | -56.34 | -56.3405 | 1.3975e-06 | 0 | 0 | 0 | 0 | 0 | 0 | 0 | 0 | 0 | 0 | 0 | 1.3975e-06 | 0 | 0 | 0 | 0 | 0 | 0 | 0 | 0
Optimized - Kept within budgetary constraints | Distribution Stations | HAMI: VOORTMAN STN, heater Replacement | 735047 | -347.21 | -383.2534 | 36.0405 | 0 | 0.071073 | 0 | 0 | 0 | 0.29977 | 0 | 0 | 0 | 0 | 0 | 33.5319 | 0 | 0 | 0 | 0 | 0 | 0.0039057 | 0 | 2.1339
Optimized - Kept within budgetary constraints | Distribution Stations | HAMI: WATERDOWN NORTH DISTR'N STN, Boiler | 735044 | -766.51 | -766.5066 | 1.9052e-06 | 0 | 0 | 0 | 0 | 0 | 0 | 0 | 0 | 0 | 0 | 0 | 1.9052e-06 | 0 | 0 | 0 | 0 | 0 | 0 | 0 | 0
Optimized - Kept within budgetary constraints | Distribution Stations | HAMI: Woodward bio gas, reinforcement | 735037 | -283.85 | -283.8913 | 0.040044 | 0 | 0 | 0 | 0 | 0 | 0 | 0 | 0.00030857 | 0 | 0 | 0 | 0.031034 | 0 | 0 | 0 | 0 | 0 | 0.00036147 | 0 | 0.0083403
Optimized - Kept within budgetary constraints | Distribution Stations | HAMI-Hamilton Gate 3 | 101086 | -3291.84 | -6084.8611 | 2793.0257 | 0 | 0 | 0 | 0 | 0 | 0 | 0 | 0.018115 | 0 | 0 | 2367.3045 | 362.3005 | 0 | 0 | 0 | 0 | 0 | 18.5267 | 0 | 44.8759
Optimized - Kept within budgetary constraints | Distribution Stations | HAMI-Summit Trans Stn, | 101094 | -224.98 | -225.3621 | 0.38059 | 0 | 0 | 0 | 0 | 0 | 0 | 0 | 0 | 0 | 0 | 0.0087342 | 0.24595 | 0 | 0 | 0 | 0 | 0 | 0.12577 | 0 | 0.00013276
Optimized - Kept within budgetary constraints | Distribution Stations | Harmer District Station | 3455 | -2514.5 | -2514.5021 | 0 | 0 | 0 | 0 | 0 | 0 | 0 | 0 | 0 | 0 | 0 | 0 | 0 | 0 | 0 | 0 | 0 | 0 | 0 | 0 | 0
Optimized - Kept within budgetary constraints | Distribution Stations | HARVIE & MORRISON DISTRICT | 18888 | -420.36 | -548.3527 | 127.9879 | 0 | 1.2261 | 0 | 0 | 0 | 5.1713 | 0 | 0 | 0 | 0 | 0 | 66.9638 | 0 | 0 | 0 | 0 | 0 | 49.1267 | 0 | 5.5
Optimized - Kept within budgetary constraints | Distribution Stations | KEELE AND FINCH FEEDER | 1147 | -3341.98 | -3388.0096 | 46.0328 | 0 | 0.17046 | 0 | 0 | 0 | 0.71895 | 0 | 0.00036024 | 0 | 0 | 0 | 36.366 | 0 | 0 | 0 | 0 | 0 | 0 | 0 | 8.777
Optimized - Kept within budgetary constraints | Distribution Stations | KEELE AND STEELES/CNR FEEDER | 7769 | -1136.29 | -1487.6088 | 351.3149 | 0 | 0 | 0 | 0 | 72.3993 | 0 | 0 | 0 | 0 | 0 | 0 | 278.5938 | 0 | 0 | 0 | 0 | 0 | 0 | 0.15236 | 0.16943
Optimized - Kept within budgetary constraints | Distribution Stations | KEMPTVILLE GATE | 7751 | -3738.46 | -3740.1235 | 1.6628 | 0 | 0.00031522 | 0 | 0 | 0 | 0.0013295 | 0 | 0.12387 | 0 | 0 | 0 | 1.1017 | 0 | 0 | 0 | 0 | 0 | 0.18527 | 0.24702 | 0.0033142
Optimized - Kept within budgetary constraints | Distribution Stations | KING - Cornwall East TBS rebuild | 101199 | -1372 | -1376.1271 | 4.1228 | 0 | 0 | 0 | 0 | 0 | 0 | 0 | 1.7793e-06 | 0 | 0 | 0.0044482 | 3.9144 | 0 | 0 | 0 | 0 | 0 | 0.20017 | 0 | 0.003781
Optimized - Kept within budgetary constraints | Distribution Stations | King - corrosion Diamond Head Park PRS 27301037 | 100907 | -67.59 | -67.5904 | 2.4029e-06 | 0 | 0 | 0 | 0 | 0 | 0 | 0 | 0 | 0 | 0 | 0 | 2.4029e-06 | 0 | 0 | 0 | 0 | 0 | 0 | 0 | 0
Optimized - Kept within budgetary constraints | Distribution Stations | KING - Under rated valve Trenton TBS 27601001 | 100777 | -156.14 | -156.1402 | 1.7633e-06 | 0 | 0 | 0 | 0 | 0 | 0 | 0 | 0 | 0 | 0 | 0 | 1.7633e-06 | 0 | 0 | 0 | 0 | 0 | 0 | 0 | 0
Optimized - Kept within budgetary constraints | Distribution Stations | KING: 22-22-704 College and Sidney DRS (27801009) Rebuild | 101198 | 1223.56 | -979.1673 | 2202.7256 | 0 | 16.9191 | 0 | 0 | 0 | 71.3614 | 0 | 0 | 0 | 0 | 0 | 71.1709 | 0 | 0 | 0 | 0 | 0 | 2001.6819 | 0.0017793 | 41.5905
Optimized - Kept within budgetary constraints | Distribution Stations | KING: Belleville Sidney St TBS (27801001) Valve Upgrades | 100835 | -187.79 | -187.7942 | 1.9052e-06 | 0 | 0 | 0 | 0 | 0 | 0 | 0 | 0 | 0 | 0 | 0 | 1.9052e-06 | 0 | 0 | 0 | 0 | 0 | 0 | 0 | 0
Optimized - Kept within budgetary constraints | Distribution Stations | KING: Ingredion Cardinal (18800003) Rebuild | 49888 | -603.49 | -603.486 | 0 | 0 | 0 | 0 | 0 | 0 | 0 | 0 | 0 | 0 | 0 | 0 | 0 | 0 | 0 | 0 | 0 | 0 | 0 | 0 | 0
Optimized - Kept within budgetary constraints | Distribution Stations | LEEDS GATE | 1012 | -629.17 | -631.8391 | 2.6696 | 0 | 0.14587 | 0 | 0 | 0 | 0.61526 | 0 | 0.00048583 | 0 | 0 | 0.080972 | 1.4167 | 0 | 0 | 0 | 0 | 0 | 0.39096 | 0 | 0.019356
Optimized - Kept within budgetary constraints | Distribution Stations | LESLIE & STEELES DISTRICT | 23730 | -97.65 | -166.4462 | 68.8009 | 0 | 1.1488 | 0 | 0 | 0 | 4.8454 | 0 | 0 | 0 | 0 | 0 | 62.0151 | 0 | 0 | 0 | 0 | 0 | 0.42963 | 0 | 0.36199
Optimized - Kept within budgetary constraints | Distribution Stations | Lisgar Station | 503369 | -16320.17 | -16491.1369 | 170.9714 | 0 | 0 | 0 | 0 | 0 | 0 | 0 | 0 | 0 | 0 | 0 | 0.35585 | 0 | 0 | 0 | 0 | 0 | 4.7818 | 165.7393 | 0.094524
Optimized - Kept within budgetary constraints | Distribution Stations | LOND - 12F-501 Payne Kimball Rebuild | 735540 | -4155.56 | -7320.1387 | 3164.5787 | 0 | 0 | 0 | 0 | 0 | 0 | 0 | 3.3675 | 0 | 0 | 49.5358 | 3109.3366 | 0 | 0 | 0 | 0 | 0 | 0.17147 | 0.033494 | 2.1339
Optimized - Kept within budgetary constraints | Distribution Stations | LOND - 17K-601R Grand Bend Northgate | 100978 | -293.35 | -770.4846 | 477.1305 | 0 | 1.8279 | 0 | 0 | 0 | 7.7099 | 0 | 0 | 0 | 0 | 0 | 422.9107 | 0 | 0 | 0 | 0 | 0 | 21.6261 | 0 | 23.0558
Optimized - Kept within budgetary constraints | Distribution Stations | LOND - Mitchell Station Rebuild - London | 48376 | -203.98 | -203.9812 | 0 | 0 | 0 | 0 | 0 | 0 | 0 | 0 | 0 | 0 | 0 | 0 | 0 | 0 | 0 | 0 | 0 | 0 | 0 | 0 | 0
Optimized - Kept within budgetary constraints | Distribution Stations | LOND: 10M-503R Main and Shackleton | 734664 | 3844.81 | -147.5188 | 3992.328 | 0 | 0 | 0 | 0 | 0 | 0 | 0 | 0.038922 | 0 | 0 | 0 | 3558.5457 | 0 | 0 | 0 | 0 | 0 | 0.045594 | 266.8909 | 166.8068
Optimized - Kept within budgetary constraints | Distribution Stations | LOND: 11O-306R Wellington and Fifth Reg Stn | 734694 | 211.69 | -130.3062 | 341.995 | 0 | 0 | 0 | 0 | 0 | 0 | 0 | 0.0033341 | 0 | 0 | 0 | 304.8359 | 0 | 0 | 0 | 0 | 0 | 0.0039057 | 22.8627 | 14.2892
Optimized - Kept within budgetary constraints | Distribution Stations | LOND: 13O-109R Edith and Mt. Pleasant | 734658 | 264.32 | -167.045 | 431.3671 | 0 | 0 | 0 | 0 | 0 | 0 | 0 | 0.0042051 | 0 | 0 | 0 | 384.4643 | 0 | 0 | 0 | 0 | 0 | 0.042051 | 28.8348 | 18.0218
Optimized - Kept within budgetary constraints | Distribution Stations | LOND: 13O-123R Napier and Blackfriars Reg Stn | 734692 | 228.81 | -140.7307 | 369.545 | 0 | 0 | 0 | 0 | 0 | 0 | 0 | 0.0036024 | 0 | 0 | 0 | 329.3641 | 0 | 0 | 0 | 0 | 0 | 0.036024 | 24.7023 | 15.4389
Optimized - Kept within budgetary constraints | Distribution Stations | LOND: 13O-206R London Baseline Reg Station | 734688 | -774.05 | -865.9073 | 91.8534 | 0 | 0 | 0 | 0 | 0 | 0 | 0 | 0 | 0 | 0 | 87.5285 | 4.3229 | 0 | 0 | 0 | 0 | 0 | 0 | 1.6468e-05 | 0.0019556
Optimized - Kept within budgetary constraints | Distribution Stations | LOND: 13O-210R Hale and Burslem | 734668 | 3844.81 | -147.5188 | 3992.328 | 0 | 0 | 0 | 0 | 0 | 0 | 0 | 0.038922 | 0 | 0 | 0 | 3558.5457 | 0 | 0 | 0 | 0 | 0 | 0.045594 | 266.8909 | 166.8068
Optimized - Kept within budgetary constraints | Distribution Stations | LOND: 13O-212R Highbury and Brydges | 734678 | 3844.81 | -147.5188 | 3992.328 | 0 | 0 | 0 | 0 | 0 | 0 | 0 | 0.038922 | 0 | 0 | 0 | 3558.5457 | 0 | 0 | 0 | 0 | 0 | 0.045594 | 266.8909 | 166.8068
Optimized - Kept within budgetary constraints | Distribution Stations | LOND: 13O-401 White Oaks | 735272 | -308.86 | -308.8633 | 1.6318e-06 | 0 | 0 | 0 | 0 | 0 | 0 | 0 | 0 | 0 | 0 | 0 | 1.6318e-06 | 0 | 0 | 0 | 0 | 0 | 0 | 0 | 0
Optimized - Kept within budgetary constraints | Distribution Stations | LOND: 14O-503R Highbury and Cheapside Dist Stn | 734674 | -5613.65 | -6762.6198 | 1148.9676 | 0 | 0 | 0 | 0 | 0 | 0 | 0 | 0 | 0 | 0 | 0 | 359.4131 | 0 | 0 | 0 | 0 | 0 | 789.5523 | 0 | 0.0021129
Optimized - Kept within budgetary constraints | Distribution Stations | LOND: 14O-510R Curry and Oxford | 734681 | 251.75 | -147.5188 | 399.2672 | 0 | 0 | 0 | 0 | 0 | 0 | 0 | 0.0038922 | 0 | 0 | 0 | 355.8546 | 0 | 0 | 0 | 0 | 0 | 0.038922 | 26.6891 | 16.6807
Optimized - Kept within budgetary constraints | Distribution Stations | LOND: 14O-603I 3M Customer Station Rebuild | 49862 | -185.92 | -185.9237 | 0.0027188 | 0 | 0 | 0 | 0 | 0 | 0 | 0 | 0.00024456 | 0 | 0 | 0 | 0.0022367 | 0 | 0 | 0 | 0 | 0 | 0 | 0 | 0.00023757
Optimized - Kept within budgetary constraints | Distribution Stations | LOND: 14O-619I 3M Customer Station Rebuild; 528 | 49861 | -185.92 | -185.9237 | 0.0027188 | 0 | 0 | 0 | 0 | 0 | 0 | 0 | 0.00024456 | 0 | 0 | 0 | 0.0022367 | 0 | 0 | 0 | 0 | 0 | 0 | 0 | 0.00023757
Optimized - Kept within budgetary constraints | Distribution Stations | LOND: 14R-104 Beachville Domtar Trans Stn | 734689 | -5085.37 | -5900.7524 | 815.3784 | 0 | 0 | 0 | 0 | 0 | 0 | 0 | 0.19576 | 0 | 0 | 95.8583 | 718.8262 | 0 | 0 | 0 | 0 | 0 | 0.38922 | 0 | 0.10887
Optimized - Kept within budgetary constraints | Distribution Stations | LOND: 15J-401 Forest Gate Transmission Station | 735276 | -240.07 | -240.0699 | 2.0585e-06 | 0 | 0 | 0 | 0 | 0 | 0 | 0 | 0 | 0 | 0 | 0 | 2.0585e-06 | 0 | 0 | 0 | 0 | 0 | 0 | 0 | 0
Optimized - Kept within budgetary constraints | Distribution Stations | LOND: 15Q-603 Canada Cement Trans Stn | 734695 | -2396.77 | -2402.8565 | 6.0833 | 0 | 0 | 0 | 0 | 0 | 0 | 0 | 0 | 0 | 0 | 0.074939 | 5.6425 | 0 | 0 | 0 | 0 | 0 | 0.036147 | 0 | 0.32973
Optimized - Kept within budgetary constraints | Distribution Stations | LOND: 15R-608R Walter and Fyfe Reg Stn | 734691 | 228.81 | -140.7307 | 369.545 | 0 | 0 | 0 | 0 | 0 | 0 | 0 | 0.0036024 | 0 | 0 | 0 | 329.3641 | 0 | 0 | 0 | 0 | 0 | 0.036024 | 24.7023 | 15.4389
Optimized - Kept within budgetary constraints | Distribution Stations | LOND: 16O-301 St. Mary's Gate | 735275 | -308.86 | -308.8633 | 1.6318e-06 | 0 | 0 | 0 | 0 | 0 | 0 | 0 | 0 | 0 | 0 | 0 | 1.6318e-06 | 0 | 0 | 0 | 0 | 0 | 0 | 0 | 0
Optimized - Kept within budgetary constraints | Distribution Stations | LOND: 17M-601 Centralia Stn | 734690 | 117.32 | -219.3742 | 336.6914 | 0 | 0 | 0 | 0 | 0 | 0 | 0 | 0 | 0 | 0 | 0.41171 | 332.6577 | 0 | 0 | 0 | 0 | 0 | 3.6024 | 0 | 0.019556
Optimized - Kept within budgetary constraints | Distribution Stations | LOND: 19O-601 Mitchell Gate | 734687 | -266.15 | -266.1482 | 1.7633e-06 | 0 | 0 | 0 | 0 | 0 | 0 | 0 | 0 | 0 | 0 | 0 | 1.7633e-06 | 0 | 0 | 0 | 0 | 0 | 0 | 0 | 0
Optimized - Kept within budgetary constraints | Distribution Stations | LOND: 21L-201 Goderich Gate | 735155 | -927.33 | -957.4762 | 30.1446 | 0 | 0 | 0 | 0 | 0 | 0 | 0 | 0 | 0 | 0 | 3.3616 | 26.1357 | 0 | 0 | 0 | 0 | 0 | 0.48955 | 0 | 0.1578
Optimized - Kept within budgetary constraints | Distribution Stations | MARKHAM GATE | 1013 | -3216.04 | -3442.1828 | 226.1386 | 0 | 0 | 0 | 0 | 0.22086 | 0 | 0 | 0 | 0 | 0 | 0 | 224.5375 | 0 | 0 | 0 | 0.8613 | 0 | 0 | 0.22077 | 0.29814
Optimized - Kept within budgetary constraints | Distribution Stations | MCCOWAN AND SHEPPARD DISTRICT | 18965 | -381.17 | -381.9049 | 0.7354 | 0 | 0.016919 | 0 | 0 | 0 | 0.071361 | 0 | 0 | 0 | 0 | 0 | 0.56425 | 0 | 0 | 0 | 0 | 0 | 0.036147 | 0 | 0.046727
Optimized - Kept within budgetary constraints | Distribution Stations | McCreedy West Stn., Sudbury | 49678 | -10.43 | -10.4335 | 0 | 0 | 0 | 0 | 0 | 0 | 0 | 0 | 0 | 0 | 0 | 0 | 0 | 0 | 0 | 0 | 0 | 0 | 0 | 0 | 0
Optimized - Kept within budgetary constraints | Distribution Stations | MISSISSAUGA RD & HWY. #7 DISTRICT | 18625 | -89.41 | -89.4053 | 0 | 0 | 0 | 0 | 0 | 0 | 0 | 0 | 0 | 0 | 0 | 0 | 0 | 0 | 0 | 0 | 0 | 0 | 0 | 0 | 0
Optimized - Kept within budgetary constraints | Distribution Stations | MOUNTAIN RD GATE | 3620 | -2551.51 | -2642.9755 | 91.4672 | 0 | 0 | 0 | 0 | 13.3338 | 0 | 0 | 0 | 0 | 0 | 0 | 77.9431 | 0.00010357 | 0 | 0 | 0 | 0 | 0 | 0.024866 | 0.16537
Optimized - Kept within budgetary constraints | Distribution Stations | NBAY: Callander TBS, Boiler Replacement | 733842 | -64.17 | -64.1656 | 1.2931e-06 | 0 | 0 | 0 | 0 | 0 | 0 | 0 | 0 | 0 | 0 | 0 | 1.2931e-06 | 0 | 0 | 0 | 0 | 0 | 0 | 0 | 0
Optimized - Kept within budgetary constraints | Distribution Stations | NBAY: Earlton TBS, Boiler Replacement | 733822 | -67.54 | -67.541 | 1.5102e-06 | 0 | 0 | 0 | 0 | 0 | 0 | 0 | 0 | 0 | 0 | 0 | 1.5102e-06 | 0 | 0 | 0 | 0 | 0 | 0 | 0 | 0
Optimized - Kept within budgetary constraints | Distribution Stations | NBAY: Eloy TBS, Boiler Replacement | 733764 | -146.87 | -191.6266 | 44.7528 | 0 | 0 | 0 | 0 | 0 | 0 | 0 | 0 | 0 | 0 | 0.080972 | 3.3532 | 0 | 0 | 0 | 0 | 0 | 40.9623 | 0 | 0.35628
Optimized - Kept within budgetary constraints | Distribution Stations | NBAY: Emsdale CMS, Boiler Replacement | 733851 | -64.17 | -64.1656 | 1.2931e-06 | 0 | 0 | 0 | 0 | 0 | 0 | 0 | 0 | 0 | 0 | 0 | 1.2931e-06 | 0 | 0 | 0 | 0 | 0 | 0 | 0 | 0
Optimized - Kept within budgetary constraints | Distribution Stations | NBAY: Englehart TBS, Boiler Replacement | 733761 | -109.95 | -115.8958 | 5.9481 | 0 | 0 | 0 | 0 | 0 | 0 | 0 | 0 | 0 | 0 | 0.087487 | 3.623 | 0 | 0 | 0 | 0 | 0 | 1.8527 | 0 | 0.38494
Optimized - Kept within budgetary constraints | Distribution Stations | NBAY: Ferguson Road, Boiler Replacement | 733820 | -67.54 | -67.541 | 1.5102e-06 | 0 | 0 | 0 | 0 | 0 | 0 | 0 | 0 | 0 | 0 | 0 | 1.5102e-06 | 0 | 0 | 0 | 0 | 0 | 0 | 0 | 0
Optimized - Kept within budgetary constraints | Distribution Stations | NBAY: Haileybury TBS, Boiler Replacement | 733759 | -131.29 | -141.5585 | 10.271 | 0 | 0 | 0 | 0 | 0 | 0 | 0 | 0 | 0 | 0 | 0.087487 | 3.623 | 0 | 0 | 0 | 0 | 0 | 6.1756 | 0 | 0.38494
Optimized - Kept within budgetary constraints | Distribution Stations | NBAY: Madill TBS _ Huntsville, Boiler Replacement | 733840 | -100.85 | -100.8496 | 1.3975e-06 | 0 | 0 | 0 | 0 | 0 | 0 | 0 | 0 | 0 | 0 | 0 | 1.3975e-06 | 0 | 0 | 0 | 0 | 0 | 0 | 0 | 0
Optimized - Kept within budgetary constraints | Distribution Stations | NBAY: Mattawa TBS, Boiler Replacement | 733796 | -69.66 | -69.6585 | 1.6318e-06 | 0 | 0 | 0 | 0 | 0 | 0 | 0 | 0 | 0 | 0 | 0 | 1.6318e-06 | 0 | 0 | 0 | 0 | 0 | 0 | 0 | 0
Optimized - Kept within budgetary constraints | Distribution Stations | NBAY: Muskoka Falls TBS, Boiler Replacement | 733757 | -134.63 | -145.7307 | 11.0971 | 0 | 0 | 0 | 0 | 0 | 0 | 0 | 0 | 0 | 0 | 0.094524 | 3.9144 | 0 | 0 | 0 | 0 | 0 | 6.6723 | 0 | 0.41591
Optimized - Kept within budgetary constraints | Distribution Stations | NBAY: New Liskeard TBS, Boiler Replacement | 733821 | -103.44 | -103.4412 | 1.5102e-06 | 0 | 0 | 0 | 0 | 0 | 0 | 0 | 0 | 0 | 0 | 0 | 1.5102e-06 | 0 | 0 | 0 | 0 | 0 | 0 | 0 | 0
Optimized - Kept within budgetary constraints | Distribution Stations | NBAY: Ravensglen TBS, Boiler Replacement | 733823 | -152.12 | -152.1194 | 1.5102e-06 | 0 | 0 | 0 | 0 | 0 | 0 | 0 | 0 | 0 | 0 | 0 | 1.5102e-06 | 0 | 0 | 0 | 0 | 0 | 0 | 0 | 0
Optimized - Kept within budgetary constraints | Distribution Stations | NBAY: Ski Club/Trout Lake TBS, Boiler Replacement | 733758 | -171.27 | -223.5133 | 52.2428 | 0 | 0 | 0 | 0 | 0 | 0 | 0 | 0 | 0 | 0 | 0.094524 | 3.9144 | 0 | 0 | 0 | 0 | 0 | 47.818 | 0 | 0.41591
Optimized - Kept within budgetary constraints | Distribution Stations | NBAY: South River TBS, Boiler Replacement | 733797 | -69.66 | -69.6585 | 1.6318e-06 | 0 | 0 | 0 | 0 | 0 | 0 | 0 | 0 | 0 | 0 | 0 | 1.6318e-06 | 0 | 0 | 0 | 0 | 0 | 0 | 0 | 0
Optimized - Kept within budgetary constraints | Distribution Stations | NBAY: Sturgeon Falls TBS, Boiler Replacement | 733760 | -105.62 | -115.8958 | 10.271 | 0 | 0 | 0 | 0 | 0 | 0 | 0 | 0 | 0 | 0 | 0.087487 | 3.623 | 0 | 0 | 0 | 0 | 0 | 6.1756 | 0 | 0.38494
Optimized - Kept within budgetary constraints | Distribution Stations | NBAY: TCPL Co-gen North Bay, Boiler Replacement | 733839 | -100.85 | -100.8496 | 1.3975e-06 | 0 | 0 | 0 | 0 | 0 | 0 | 0 | 0 | 0 | 0 | 0 | 1.3975e-06 | 0 | 0 | 0 | 0 | 0 | 0 | 0 | 0
Optimized - Kept within budgetary constraints | Distribution Stations | NBAY: Warren TBS, Boiler Replacement | 735030 | -65.92 | -65.9184 | 1.3975e-06 | 0 | 0 | 0 | 0 | 0 | 0 | 0 | 0 | 0 | 0 | 0 | 1.3975e-06 | 0 | 0 | 0 | 0 | 0 | 0 | 0 | 0
Optimized - Kept within budgetary constraints | Distribution Stations | NBAY: West Ferris TBS, Boiler Replacement | 733838 | -65.92 | -65.9184 | 1.3975e-06 | 0 | 0 | 0 | 0 | 0 | 0 | 0 | 0 | 0 | 0 | 0 | 1.3975e-06 | 0 | 0 | 0 | 0 | 0 | 0 | 0 | 0
Optimized - Kept within budgetary constraints | Distribution Stations | NBAY: West St TBS, Boiler Replacement | 733766 | -125.37 | -166.7861 | 41.4185 | 0 | 0 | 0 | 0 | 0 | 0 | 0 | 0 | 0 | 0 | 0.074939 | 3.1034 | 0 | 0 | 0 | 0 | 0 | 37.9105 | 0 | 0.32973
Optimized - Kept within budgetary constraints | Distribution Stations | NBAY: Widdifield TBS, Boiler Replacement | 733795 | -69.66 | -69.6585 | 1.6318e-06 | 0 | 0 | 0 | 0 | 0 | 0 | 0 | 0 | 0 | 0 | 0 | 1.6318e-06 | 0 | 0 | 0 | 0 | 0 | 0 | 0 | 0
Optimized - Kept within budgetary constraints | Distribution Stations | NE: 45103001 - Airport Rd TBS and DRS, Boiler Replacement | 502660 | -269.33 | -357.6213 | 88.2895 | 0 | 1.3414 | 0 | 0 | 0 | 5.6576 | 0 | 0 | 0 | 0 | 0 | 71.1709 | 0 | 0 | 0 | 0 | 0 | 0.45594 | 0 | 9.6637
Optimized - Kept within budgetary constraints | Distribution Stations | NE: 13403001 - Vale Totten Mine, Rebuild | 101068 | -614.66 | -696.9014 | 82.2381 | 0 | 1.3414 | 0 | 0 | 0 | 5.6576 | 0 | 0 | 0 | 0 | 0 | 65.8728 | 0 | 0 | 0 | 0 | 0 | 0.422 | 0 | 8.9443
Optimized - Kept within budgetary constraints | Distribution Stations | NE: 42601002 - Englehart TBS, Relocation | 101073 | -1390.65 | -1463.5984 | 72.945 | 0 | 6.911 | 0 | 0 | 0 | 29.1493 | 0 | 0 | 0 | 0 | 0 | 36.2301 | 0 | 0 | 0 | 0 | 0 | 0.36024 | 1.6468e-05 | 0.29437
Optimized - Kept within budgetary constraints | Distribution Stations | NE: 42801004 - Cobalt TBS, Rebuild | 502662 | -419.03 | -455.3049 | 36.2731 | 0 | 0.12414 | 0 | 0 | 0 | 0.52359 | 0 | 1.6468e-05 | 0 | 0 | 0.0087487 | 33.2658 | 0 | 0 | 0 | 0 | 0 | 0.36024 | 1.6468e-05 | 1.9906
Optimized - Kept within budgetary constraints | Distribution Stations | NE: 43201030 - Coniston Primary, Control Valve Modifications | 736083 | -172.46 | -172.464 | 1.9052e-06 | 0 | 0 | 0 | 0 | 0 | 0 | 0 | 0 | 0 | 0 | 0 | 1.9052e-06 | 0 | 0 | 0 | 0 | 0 | 0 | 0 | 0
Optimized - Kept within budgetary constraints | Distribution Stations | NE: 43202054 Inco Smelter, Station Modifications | 501160 | 49.87 | -289.7396 | 339.6091 | 0 | 0.94206 | 0 | 0 | 0 | 3.9734 | 0 | 0.036555 | 0 | 0 | 0.0087487 | 332.7607 | 0 | 0 | 0 | 0 | 0 | 1.8527 | 1.6468e-05 | 0.034995
Optimized - Kept within budgetary constraints | Distribution Stations | NE: 43202063 - Vale Engineering & Exploration, Rebuild/Relocation | 49894 | -109.8 | -145.4943 | 35.6936 | 0 | 1.3414 | 0 | 0 | 0 | 5.6576 | 0 | 0 | 0 | 0 | 0 | 28.4946 | 0 | 0 | 0 | 0 | 0 | 0.030857 | 0 | 0.16919
Optimized - Kept within budgetary constraints | Distribution Stations | NE: 43202064 Vale Divisional Shops PRS Replacement | 49611 | 35.12 | -306.6007 | 341.7241 | 0 | 1.566 | 0 | 0 | 0 | 6.6049 | 0 | 0.016485 | 0 | 0 | 0 | 329.6935 | 0 | 0 | 0 | 0 | 0 | 1.8527 | 1.6468e-05 | 1.9906
Optimized - Kept within budgetary constraints | Distribution Stations | NE: 43202154 - Bil-Mur PRS, Rebuild | 501161 | -131.18 | -165.5655 | 34.3862 | 0 | 0.13414 | 0 | 0 | 0 | 0.56576 | 0 | 0.016485 | 0 | 0 | 0.0087487 | 33.2658 | 0 | 0 | 0 | 0 | 0 | 0.36024 | 1.6468e-05 | 0.034995
Optimized - Kept within budgetary constraints | Distribution Stations | NE: 43501002 - Coniston DRS, Rebuild | 101072 | -349.9 | -471.6805 | 121.7787 | 0 | 14.4934 | 0 | 0 | 0 | 61.1303 | 0 | 0 | 0 | 0 | 0 | 38.8309 | 0 | 0 | 0 | 0 | 0 | 7.2087 | 0 | 0.11534
Optimized - Kept within budgetary constraints | Distribution Stations | NE: 43601001 - Balls Dr TBS, Rebuild | 502704 | -529.84 | -624.2982 | 94.4578 | 0 | 1.3414 | 0 | 0 | 0 | 5.6576 | 0 | 0 | 0 | 0 | 0 | 78.4103 | 0 | 0 | 0 | 0 | 0 | 1.8032 | 0 | 7.2454
Optimized - Kept within budgetary constraints | Distribution Stations | NE: 44702001 - Rutherglen TBS, Rebuild | 502663 | -301.48 | -328.578 | 27.0996 | 0 | 0.12414 | 0 | 0 | 0 | 0.52359 | 0 | 0.013068 | 0 | 0 | 0.0069354 | 26.3707 | 0 | 0 | 0 | 0 | 0 | 0.033453 | 1.3055e-05 | 0.027741
Optimized - Kept within budgetary constraints | Distribution Stations | NE: 45101001 - Sault Primary, Control Valve Modifications | 736082 | -98.6 | -98.5959 | 1.3975e-06 | 0 | 0 | 0 | 0 | 0 | 0 | 0 | 0 | 0 | 0 | 0 | 1.3975e-06 | 0 | 0 | 0 | 0 | 0 | 0 | 0 | 0
Optimized - Kept within budgetary constraints | Distribution Stations | NE: 45101125 - Essar #7 BF SMS, Gear Operator Replacement | 502659 | 88.47 | -9.6557 | 98.1304 | 0 | 1.9748 | 0 | 0 | 0 | 8.3295 | 0 | 0 | 0 | 0 | 0 | 76.8929 | 0 | 0 | 0 | 0 | 0 | 0.49259 | 0 | 10.4406
Optimized - Kept within budgetary constraints | Distribution Stations | NE: 45401095 - Great Northern Rd TBS, Boiler Replacement | 502661 | -193.68 | -289.6733 | 95.9969 | 0 | 1.566 | 0 | 0 | 0 | 6.6049 | 0 | 0 | 0 | 0 | 0 | 76.8929 | 0 | 0 | 0 | 0 | 0 | 0.49259 | 0 | 10.4406
Optimized - Kept within budgetary constraints | Distribution Stations | NE: Espanola DRS & Domtar SMS, Station Rebuild | 733843 | -732.17 | -788.5871 | 56.413 | 0 | 0 | 0 | 0 | 0 | 0 | 0 | 0 | 0 | 0 | 0.69354 | 52.2191 | 0 | 0 | 0 | 0 | 0 | 3.3453 | 0 | 0.15503
Optimized - Kept within budgetary constraints | Distribution Stations | NEILSON RD FEEDER | 7773 | -371.58 | -583.6193 | 212.0355 | 0 | 0 | 0 | 0 | 42.6481 | 0 | 0 | 0 | 0 | 0 | 0 | 169.3047 | 0 | 0 | 0 | 0 | 0 | 0 | 0.082793 | 0
Optimized - Kept within budgetary constraints | Distribution Stations | NGT Existing customer Maintenance Capital - (+2027) | 17403 | -1189.91 | -1189.9114 | 0 | 0 | 0 | 0 | 0 | 0 | 0 | 0 | 0 | 0 | 0 | 0 | 0 | 0 | 0 | 0 | 0 | 0 | 0 | 0 | 0
Optimized - Kept within budgetary constraints | Distribution Stations | NGV Rental VRA's - (2026-2032) | 17404 | -600.91 | -600.9139 | 0 | 0 | 0 | 0 | 0 | 0 | 0 | 0 | 0 | 0 | 0 | 0 | 0 | 0 | 0 | 0 | 0 | 0 | 0 | 0 | 0
Optimized - Kept within budgetary constraints | Distribution Stations | NIAGARA GATE | 7752 | -3102.99 | -3253.8173 | 150.8229 | 0 | 0 | 0 | 0 | 0.15762 | 0 | 0 | 0 | 0 | 0 | 0 | 150.656 | 0 | 0 | 0 | 0 | 0 | 0 | 0.009287 | 0
Optimized - Kept within budgetary constraints | Distribution Stations | NOBLETON GATE | 7753 | -2494.08 | -2581.8398 | 87.7642 | 0 | 0 | 0 | 0 | 0 | 0 | 0 | 0 | 0 | 0 | 0 | 33.8463 | 0 | 0 | 0 | 0 | 0 | 0 | 0 | 53.9178
Optimized - Kept within budgetary constraints | Distribution Stations | ONTARIO & DEERE DISTRICT LP | 18851 | 3253.5 | -166.4462 | 3419.95 | 0 | 0 | 0 | 0 | 0 | 0 | 0 | 0.033341 | 0 | 0 | 0 | 3048.3588 | 0 | 0 | 0 | 0 | 0 | 0.039057 | 228.6269 | 142.8918
Optimized - Kept within budgetary constraints | Distribution Stations | OSHAWA GATE | 7754 | -2786.37 | -2788.387 | 2.0131 | 0 | 0 | 0 | 0 | 0 | 0 | 0 | 0 | 0 | 0 | 0 | 1.3327 | 0 | 0 | 0 | 0.54982 | 0 | 0 | 0.093222 | 0.037323
Optimized - Kept within budgetary constraints | Distribution Stations | PETAWAWA GATE | 7755 | -234.86 | -234.9811 | 0.11867 | 0 | 0.00013414 | 0 | 0 | 0 | 0.00056576 | 0 | 0.00030857 | 0 | 0 | 0 | 0.056425 | 0 | 0 | 0 | 0 | 0 | 0.052898 | 0 | 0.0083403
Optimized - Kept within budgetary constraints | Distribution Stations | REPLIN & LAWRENCE DISTRICT | 18845 | -50.17 | -119.1152 | 68.9453 | 0 | 0.72314 | 0 | 0 | 0 | 3.0501 | 0 | 0 | 0 | 0 | 0 | 61.2721 | 0 | 0 | 0 | 0 | 0 | 0.62872 | 0 | 3.2713
Optimized - Kept within budgetary constraints | Distribution Stations | SANDALWOOD GATE | 7757 | 129.49 | -255.3234 | 384.8089 | 0 | 0 | 0 | 0 | 88.4761 | 0 | 0 | 0 | 0 | 0 | 0 | 296.1809 | 0 | 0 | 0 | 0 | 0 | 0 | 0.15192 | 0
Optimized - Kept within budgetary constraints | Distribution Stations | SARN: 11H-201R Oil Spring Reg Stn | 734693 | 212.26 | -130.3062 | 342.5627 | 0 | 0 | 0 | 0 | 0 | 0 | 0 | 0.0033341 | 0 | 0 | 0 | 304.8359 | 0 | 0 | 0 | 0 | 0 | 0.57157 | 22.8627 | 14.2892
Optimized - Kept within budgetary constraints | Distribution Stations | SARN: 12F-106I Suncor Hydrogen/Air Products | 734662 | -1077.01 | -1077.0056 | 1.5102e-06 | 0 | 0 | 0 | 0 | 0 | 0 | 0 | 0 | 0 | 0 | 0 | 1.5102e-06 | 0 | 0 | 0 | 0 | 0 | 0 | 0 | 0
Optimized - Kept within budgetary constraints | Distribution Stations | SARN: 12F-201I Suncor Ethanol | 734679 | -176.46 | -176.4586 | 1.5102e-06 | 0 | 0 | 0 | 0 | 0 | 0 | 0 | 0 | 0 | 0 | 0 | 1.5102e-06 | 0 | 0 | 0 | 0 | 0 | 0 | 0 | 0
Optimized - Kept within budgetary constraints | Distribution Stations | SARN: 12F-205 Novacor Moore Trans | 734683 | -1784.08 | -1791.1442 | 7.0651 | 0 | 0 | 0 | 0 | 0 | 0 | 0 | 0 | 0 | 0 | 0.069354 | 5.2219 | 0 | 0 | 0 | 0 | 0 | 1.4687 | 0 | 0.30516
Optimized - Kept within budgetary constraints | Distribution Stations | SARN: 13F-220R Vidal St | 734676 | -3767.63 | -3767.628 | 1.1965e-06 | 0 | 0 | 0 | 0 | 0 | 0 | 0 | 0 | 0 | 0 | 0 | 1.1965e-06 | 0 | 0 | 0 | 0 | 0 | 0 | 0 | 0
Optimized - Kept within budgetary constraints | Distribution Stations | SARN: 13F-323R McPlank | 734680 | -285.98 | -285.9845 | 1.5102e-06 | 0 | 0 | 0 | 0 | 0 | 0 | 0 | 0 | 0 | 0 | 0 | 1.5102e-06 | 0 | 0 | 0 | 0 | 0 | 0 | 0 | 0
Optimized - Kept within budgetary constraints | Distribution Stations | SARN: 13F-402 Shell Canada | 734685 | -228.18 | -228.1791 | 1.5102e-06 | 0 | 0 | 0 | 0 | 0 | 0 | 0 | 0 | 0 | 0 | 0 | 1.5102e-06 | 0 | 0 | 0 | 0 | 0 | 0 | 0 | 0
Optimized - Kept within budgetary constraints | Distribution Stations | SARN: 13F-501 Sarnia Industrial | 734670 | -6786.32 | -6830.4262 | 44.1057 | 0 | 0 | 0 | 0 | 0 | 0 | 0 | 3.0888 | 0 | 0 | 0 | 3.1034 | 0 | 0 | 0 | 0 | 0 | 37.9105 | 0 | 0.0029976
Optimized - Kept within budgetary constraints | Distribution Stations | SARN: 13F-503 Churchill Rd. Trans Stn | 734697 | -3665.92 | -3673.5542 | 7.6341 | 0 | 0 | 0 | 0 | 0 | 0 | 0 | 0 | 0 | 0 | 0.074939 | 5.6425 | 0 | 0 | 0 | 0 | 0 | 1.587 | 0 | 0.32973
Optimized - Kept within budgetary constraints | Distribution Stations | SARN: 13O-402 Westmount Gate | 734684 | -1116.8 | -1116.8003 | 1.9052e-06 | 0 | 0 | 0 | 0 | 0 | 0 | 0 | 0 | 0 | 0 | 0 | 1.9052e-06 | 0 | 0 | 0 | 0 | 0 | 0 | 0 | 0
Optimized - Kept within budgetary constraints | Distribution Stations | SARN: 14F-503R Point Edward Victoria and St. Clair Reg Stn | 734696 | 192.34 | -124.2024 | 316.5425 | 0 | 0 | 0 | 0 | 0 | 0 | 0 | 0.0030857 | 0 | 0 | 0 | 282.1246 | 0 | 0 | 0 | 0 | 0 | 0.030857 | 21.1593 | 13.2246
Optimized - Kept within budgetary constraints | Distribution Stations | SCHOMBERG GATE | 1011 | -2493.29 | -2918.9055 | 425.6186 | 0 | 0 | 0 | 0 | 22.6302 | 0 | 0 | 0 | 0 | 0 | 0 | 396.9487 | -0.011822 | 0 | 0 | 5.46 | 0 | 0 | 0.13034 | 0.46129
Optimized - Kept within budgetary constraints | Distribution Stations | SHEPPARD AVE E & GRAND MARSHALL DISTRICT | 18844 | -107.79 | -112.2037 | 4.4113 | 0 | 0.082127 | 0 | 0 | 0 | 0.34639 | 0 | 0 | 0 | 0 | 0 | 1.8905 | 0 | 0 | 0 | 0 | 0 | 2.0417 | 0 | 0.050598
Optimized - Kept within budgetary constraints | Distribution Stations | SIGNET & FINCH FEEDER | 7775 | -198.69 | -410.7278 | 212.0355 | 0 | 0 | 0 | 0 | 42.6481 | 0 | 0 | 0 | 0 | 0 | 0 | 169.3047 | 0 | 0 | 0 | 0 | 0 | 0 | 0.082793 | 0
Optimized - Kept within budgetary constraints | Distribution Stations | SPADINA & MACPHERSON DISTRICT | 18886 | -529.33 | -965.5776 | 436.2469 | 0 | 0.11307 | 0 | 0 | 0 | 0.47689 | 0 | 0 | 0 | 0 | 0 | 427.9568 | 0 | 0 | 0 | 0 | 0 | 5.1662 | 0 | 2.5339
Optimized - Kept within budgetary constraints | Distribution Stations | SSM: Blind River TBS, Boiler Replacement | 733854 | -95.16 | -95.1568 | 1.1965e-06 | 0 | 0 | 0 | 0 | 0 | 0 | 0 | 0 | 0 | 0 | 0 | 1.1965e-06 | 0 | 0 | 0 | 0 | 0 | 0 | 0 | 0
Optimized - Kept within budgetary constraints | Distribution Stations | SSM: Elliot Lake TBS, Boiler Replacement | 733852 | -98.07 | -98.0743 | 1.2931e-06 | 0 | 0 | 0 | 0 | 0 | 0 | 0 | 0 | 0 | 0 | 0 | 1.2931e-06 | 0 | 0 | 0 | 0 | 0 | 0 | 0 | 0
Optimized - Kept within budgetary constraints | Distribution Stations | SSM: Goulais Ave TBS Algoma 4, Boiler Replacement | 733756 | -610.6 | -620.8704 | 10.271 | 0 | 0 | 0 | 0 | 0 | 0 | 0 | 0 | 0 | 0 | 0.087487 | 3.623 | 0 | 0 | 0 | 0 | 0 | 6.1756 | 0 | 0.38494
Optimized - Kept within budgetary constraints | Distribution Stations | SSM: Goulais Ave TBS Algoma 4, Station Modifications | 736079 | -26.08 | -26.0836 | 1.2931e-06 | 0 | 0 | 0 | 0 | 0 | 0 | 0 | 0 | 0 | 0 | 0 | 1.2931e-06 | 0 | 0 | 0 | 0 | 0 | 0 | 0 | 0
Optimized - Kept within budgetary constraints | Distribution Stations | ST. PAUL & SANDFIELD DISTRICT ( ALEXANDRIA ) | 23766 | -156.2 | -156.5833 | 0.37875 | 0 | 0 | 0 | 0 | 0 | 0 | 0 | 0 | 0 | 0 | 0 | 0.37029 | 0 | 0 | 0 | 0 | 0 | 0 | 0 | 0.0084637
Optimized - Kept within budgetary constraints | Distribution Stations | SUD: Azilda DRS, Boiler Replacement | 733857 | -62.31 | -62.3108 | 1.1965e-06 | 0 | 0 | 0 | 0 | 0 | 0 | 0 | 0 | 0 | 0 | 0 | 1.1965e-06 | 0 | 0 | 0 | 0 | 0 | 0 | 0 | 0
Optimized - Kept within budgetary constraints | Distribution Stations | SUD: Barrydowne, Boiler Replacement | 733762 | -93.22 | -137.9712 | 44.7528 | 0 | 0 | 0 | 0 | 0 | 0 | 0 | 0 | 0 | 0 | 0.080972 | 3.3532 | 0 | 0 | 0 | 0 | 0 | 40.9623 | 0 | 0.35628
Optimized - Kept within budgetary constraints | Distribution Stations | SUD: Chelmsford, Boiler Replacement | 733765 | -67.88 | -109.2981 | 41.4185 | 0 | 0 | 0 | 0 | 0 | 0 | 0 | 0 | 0 | 0 | 0.074939 | 3.1034 | 0 | 0 | 0 | 0 | 0 | 37.9105 | 0 | 0.32973
Optimized - Kept within budgetary constraints | Distribution Stations | SUD: Coniston TBS, Boiler Replacement | 733813 | -69.66 | -69.6585 | 1.6318e-06 | 0 | 0 | 0 | 0 | 0 | 0 | 0 | 0 | 0 | 0 | 0 | 1.6318e-06 | 0 | 0 | 0 | 0 | 0 | 0 | 0 | 0
Optimized - Kept within budgetary constraints | Distribution Stations | SUD: Copper Cliff TBS, Boiler Replacement | 733841 | -64.17 | -64.1656 | 1.2931e-06 | 0 | 0 | 0 | 0 | 0 | 0 | 0 | 0 | 0 | 0 | 0 | 1.2931e-06 | 0 | 0 | 0 | 0 | 0 | 0 | 0 | 0
Optimized - Kept within budgetary constraints | Distribution Stations | SUD: Frood TBS, Boiler Replacement | 733754 | 735.18 | -122.6283 | 857.8107 | 0 | 0 | 0 | 0 | 0 | 0 | 0 | 0 | 0 | 0 | 0.10212 | 4.2291 | 0 | 0 | 0 | 0 | 0 | 853.0301 | 0 | 0.44934
Optimized - Kept within budgetary constraints | Distribution Stations | SUD: Inco North Mine SMS, Boiler Replacement | 733853 | -62.31 | -62.3108 | 1.1965e-06 | 0 | 0 | 0 | 0 | 0 | 0 | 0 | 0 | 0 | 0 | 0 | 1.1965e-06 | 0 | 0 | 0 | 0 | 0 | 0 | 0 | 0
Optimized - Kept within budgetary constraints | Distribution Stations | SUD: Inco Smelter SMS, Boiler Replacement | 733755 | -179.41 | -186.3564 | 6.9432 | 0 | 0 | 0 | 0 | 0 | 0 | 0 | 0 | 0 | 0 | 0.10212 | 4.2291 | 0 | 0 | 0 | 0 | 0 | 2.1626 | 0 | 0.44934
Optimized - Kept within budgetary constraints | Distribution Stations | SUD: Kelly Lake TBS, Boiler Replacement | 733763 | -73.34 | -121.6906 | 48.3537 | 0 | 0 | 0 | 0 | 0 | 0 | 0 | 0 | 0 | 0 | 0.087487 | 3.623 | 0 | 0 | 0 | 0 | 0 | 44.2583 | 0 | 0.38494
Optimized - Kept within budgetary constraints | Distribution Stations | SUD: Kukagami TBS, Boiler Replacement | 733856 | -62.31 | -62.3108 | 1.1965e-06 | 0 | 0 | 0 | 0 | 0 | 0 | 0 | 0 | 0 | 0 | 0 | 1.1965e-06 | 0 | 0 | 0 | 0 | 0 | 0 | 0 | 0
Optimized - Kept within budgetary constraints | Distribution Stations | SUD: Lasalle TBS, Boiler Replacement | 733753 | -93.22 | -149.6646 | 56.443 | 0 | 0 | 0 | 0 | 0 | 0 | 0 | 0 | 0 | 0 | 0.10212 | 4.2291 | 0 | 0 | 0 | 0 | 0 | 51.6624 | 0 | 0.44934
Optimized - Kept within budgetary constraints | Distribution Stations | SUD: Maley Dr TBS, Boiler Replacement | 733767 | 562.1 | -118.042 | 680.1451 | 0 | 0 | 0 | 0 | 0 | 0 | 0 | 0 | 0 | 0 | 0.080972 | 3.3532 | 0 | 0 | 0 | 0 | 0 | 676.3546 | 0 | 0.35628
Optimized - Kept within budgetary constraints | Distribution Stations | SUD: Walden TBS, Boiler Replacement | 733814 | -69.66 | -69.6585 | 1.6318e-06 | 0 | 0 | 0 | 0 | 0 | 0 | 0 | 0 | 0 | 0 | 0 | 1.6318e-06 | 0 | 0 | 0 | 0 | 0 | 0 | 0 | 0
Optimized - Kept within budgetary constraints | Distribution Stations | SUMMERSTOWN GATE | 3622 | -2138.24 | -2160.0158 | 21.7755 | 0 | 0.00029174 | 0 | 0 | 19.1755 | 0.0012305 | 0 | 0.00048583 | 0 | 0 | 0.080972 | 2.3724 | 0 | 0 | 0 | 0 | 0 | 0.010002 | 0.11431 | 0.020271
Optimized - Kept within budgetary constraints | Distribution Stations | TALISMAN PRODUCTION | 16586 | -975.91 | -1280.9326 | 305.0223 | 0 | 0 | 0 | 0 | 59.9472 | 0 | 0 | 0 | 0 | 0 | 0 | 244.2473 | 0 | 0 | 0 | 0 | 0 | 0 | 0.21115 | 0.61663
Optimized - Kept within budgetary constraints | Distribution Stations | TBAY: 33-23-700 Arthur St TBS, Thunder Bay, Station Rebuild | 100918 | -1669.73 | -1788.1068 | 118.3812 | 0 | 11.8804 | 0 | 0 | 0 | 50.109 | 0 | 0 | 0 | 0 | 0 | 0.12233 | 0 | 0 | 0 | 0 | 0 | 45.5939 | 0 | 10.6756
Optimized - Kept within budgetary constraints | Distribution Stations | TBAY: 500 Toledo St MUB Rebuild | 734565 | -144.84 | -144.8366 | 2.4029e-06 | 0 | 0 | 0 | 0 | 0 | 0 | 0 | 0 | 0 | 0 | 0 | 2.4029e-06 | 0 | 0 | 0 | 0 | 0 | 0 | 0 | 0
Optimized - Kept within budgetary constraints | Distribution Stations | TBAY: Arthur St at Cooper Rd PRS Rebuild | 735729 | -391.25 | -391.2537 | 1.2931e-06 | 0 | 0 | 0 | 0 | 0 | 0 | 0 | 0 | 0 | 0 | 0 | 1.2931e-06 | 0 | 0 | 0 | 0 | 0 | 0 | 0 | 0
Optimized - Kept within budgetary constraints | Distribution Stations | TBAY: Balmertown - Goldcorp SMS, Boiler Replacement | 733872 | -100.85 | -100.8496 | 1.3975e-06 | 0 | 0 | 0 | 0 | 0 | 0 | 0 | 0 | 0 | 0 | 0 | 1.3975e-06 | 0 | 0 | 0 | 0 | 0 | 0 | 0 | 0
Optimized - Kept within budgetary constraints | Distribution Stations | TBAY: Balsam St TBS Filter | 735633 | -82.78 | -82.7827 | 2.0585e-06 | 0 | 0 | 0 | 0 | 0 | 0 | 0 | 0 | 0 | 0 | 0 | 2.0585e-06 | 0 | 0 | 0 | 0 | 0 | 0 | 0 | 0
Optimized - Kept within budgetary constraints | Distribution Stations | TBAY: Belrose PCS, Boiler Replacement | 733869 | -425.93 | -425.9344 | 1.5102e-06 | 0 | 0 | 0 | 0 | 0 | 0 | 0 | 0 | 0 | 0 | 0 | 1.5102e-06 | 0 | 0 | 0 | 0 | 0 | 0 | 0 | 0
Optimized - Kept within budgetary constraints | Distribution Stations | TBAY: Burwood Rd TBS Filter | 735632 | -48.3 | -48.3029 | 1.1965e-06 | 0 | 0 | 0 | 0 | 0 | 0 | 0 | 0 | 0 | 0 | 0 | 1.1965e-06 | 0 | 0 | 0 | 0 | 0 | 0 | 0 | 0
Optimized - Kept within budgetary constraints | Distribution Stations | TBAY: Clark & Niven DRS Rebuild | 48527 | -88.16 | -447.0267 | 358.8638 | 0 | 0 | 0 | 0 | 0 | 0 | 0 | 0.056714 | 0 | 0 | 0 | 356.2104 | 0 | 0 | 0 | 0 | 0 | 0.38922 | 0.056714 | 2.1507
Optimized - Kept within budgetary constraints | Distribution Stations | TBAY: Dewe St DRS Relocation | 735634 | -313 | -313.0029 | 1.2931e-06 | 0 | 0 | 0 | 0 | 0 | 0 | 0 | 0 | 0 | 0 | 0 | 1.2931e-06 | 0 | 0 | 0 | 0 | 0 | 0 | 0 | 0
Optimized - Kept within budgetary constraints | Distribution Stations | TBAY: Dryden Domtar SMS, Station Modifications | 100938 | -112.68 | -112.6811 | 0 | 0 | 0 | 0 | 0 | 0 | 0 | 0 | 0 | 0 | 0 | 0 | 0 | 0 | 0 | 0 | 0 | 0 | 0 | 0 | 0
Optimized - Kept within budgetary constraints | Distribution Stations | TBAY: English River PCS Station Rebuild | 503174 | -859.94 | -912.7166 | 52.7722 | 0 | 6.911 | 0 | 0 | 0 | 29.1493 | 0 | 0.027636 | 0 | 0 | 0 | 4.8325 | 0 | 0 | 0 | 0 | 0 | 4.5305 | 0 | 7.3212
Optimized - Kept within budgetary constraints | Distribution Stations | TBAY: Fisher 621 PRS Rebuild Program | 735629 | -574.88 | -574.88 | 1.9052e-06 | 0 | 0 | 0 | 0 | 0 | 0 | 0 | 0 | 0 | 0 | 0 | 1.9052e-06 | 0 | 0 | 0 | 0 | 0 | 0 | 0 | 0
Optimized - Kept within budgetary constraints | Distribution Stations | TBAY: Geraldton TBS, Boiler Replacement | 733875 | -65.21 | -65.2089 | 1.1965e-06 | 0 | 0 | 0 | 0 | 0 | 0 | 0 | 0 | 0 | 0 | 0 | 1.1965e-06 | 0 | 0 | 0 | 0 | 0 | 0 | 0 | 0
Optimized - Kept within budgetary constraints | Distribution Stations | TBAY: Ignace TBS, Boiler Replacement | 733867 | -67.54 | -67.541 | 1.5102e-06 | 0 | 0 | 0 | 0 | 0 | 0 | 0 | 0 | 0 | 0 | 0 | 1.5102e-06 | 0 | 0 | 0 | 0 | 0 | 0 | 0 | 0
Optimized - Kept within budgetary constraints | Distribution Stations | TBAY: Kenora Airport Rd, Boiler Replacement | 733876 | -65.21 | -65.2089 | 1.1965e-06 | 0 | 0 | 0 | 0 | 0 | 0 | 0 | 0 | 0 | 0 | 0 | 1.1965e-06 | 0 | 0 | 0 | 0 | 0 | 0 | 0 | 0
Optimized - Kept within budgetary constraints | Distribution Stations | TBAY: Kenora TBS, Boiler Replacement | 733865 | -106.46 | -106.4593 | 1.6318e-06 | 0 | 0 | 0 | 0 | 0 | 0 | 0 | 0 | 0 | 0 | 0 | 1.6318e-06 | 0 | 0 | 0 | 0 | 0 | 0 | 0 | 0
Optimized - Kept within budgetary constraints | Distribution Stations | TBAY: Kraft SMS Retirement | 502824 | -90.14 | -90.1448 | 1.3975e-06 | 0 | 0 | 0 | 0 | 0 | 0 | 0 | 0 | 0 | 0 | 0 | 1.3975e-06 | 0 | 0 | 0 | 0 | 0 | 0 | 0 | 0
Optimized - Kept within budgetary constraints | Distribution Stations | TBAY: Longlac TBS, Heater Replacement | 100945 | -178.74 | -180.0078 | 1.2632 | 0 | 0 | 0 | 0 | 0 | 0 | 0 | 0 | 0 | 0 | 0.13901 | 0.71171 | 0 | 0 | 0 | 0 | 0 | 0.38922 | 0 | 0.023242
Optimized - Kept within budgetary constraints | Distribution Stations | TBAY: McIrvine TBS, Boiler Replacement | 733866 | -67.54 | -67.541 | 1.5102e-06 | 0 | 0 | 0 | 0 | 0 | 0 | 0 | 0 | 0 | 0 | 0 | 1.5102e-06 | 0 | 0 | 0 | 0 | 0 | 0 | 0 | 0
Optimized - Kept within budgetary constraints | Distribution Stations | TBAY: Mountdale at Francis DRS Rebuild | 735635 | -289.82 | -289.8175 | 1.1965e-06 | 0 | 0 | 0 | 0 | 0 | 0 | 0 | 0 | 0 | 0 | 0 | 1.1965e-06 | 0 | 0 | 0 | 0 | 0 | 0 | 0 | 0
Optimized - Kept within budgetary constraints | Distribution Stations | TBAY: New Station at Mercury Ave & Maple Station Retirement (Atikokan) | 733375 | -288.72 | -620.8704 | 332.1493 | 0 | 0 | 0 | 0 | 0 | 0 | 0 | 0.052492 | 0 | 0 | 0 | 329.6935 | 0 | 0 | 0 | 0 | 0 | 0.36024 | 0.052492 | 1.9906
Optimized - Kept within budgetary constraints | Distribution Stations | TBAY: Nipigon TBS, Boiler Replacement | 733870 | -65.92 | -65.9184 | 1.3975e-06 | 0 | 0 | 0 | 0 | 0 | 0 | 0 | 0 | 0 | 0 | 0 | 1.3975e-06 | 0 | 0 | 0 | 0 | 0 | 0 | 0 | 0
Optimized - Kept within budgetary constraints | Distribution Stations | TBAY: Paquette Road Station Rebuild | 735631 | -567.06 | -574.88 | 7.8163 | 0 | 0.98372 | 0 | 0 | 0 | 4.1491 | 0 | 0.048583 | 0 | 0 | 0 | 0.4001 | 0 | 0 | 0 | 0 | 0 | 0.33341 | 0 | 1.9014
Optimized - Kept within budgetary constraints | Distribution Stations | TBAY: Vermillion Bay PCS, Boiler Replacement | 733772 | -128.89 | -137.6873 | 8.7979 | 0 | 0 | 0 | 0 | 0 | 0 | 0 | 0 | 0 | 0 | 0.074939 | 3.1034 | 0 | 0 | 0 | 0 | 0 | 5.2898 | 0 | 0.32973
Optimized - Kept within budgetary constraints | Distribution Stations | TBAY: Wright at O'Brien DRS Pipe Supports | 733372 | -11.27 | -11.2681 | 1.3975e-06 | 0 | 0 | 0 | 0 | 0 | 0 | 0 | 0 | 0 | 0 | 0 | 1.3975e-06 | 0 | 0 | 0 | 0 | 0 | 0 | 0 | 0
Optimized - Kept within budgetary constraints | Distribution Stations | THORNTON GATE | 7758 | -3204.08 | -3306.2095 | 102.1339 | 0 | 0 | 0 | 0 | 0.14119 | 0 | 0 | 0 | 0 | 0 | 0 | 101.9834 | 0 | 0 | 0 | -1.7469e-06 | 0 | 0 | 0.0093923 | -3.5149e-06
Optimized - Kept within budgetary constraints | Distribution Stations | THOROLD TOWNLINE GATE | 7759 | -600.58 | -619.925 | 19.3442 | 0 | 0 | 0 | 0 | 0 | 0 | 0 | 0 | 0 | 0 | 0 | 19.3442 | 0 | 0 | 0 | 0 | 0 | 0 | 0 | 0
Optimized - Kept within budgetary constraints | Distribution Stations | THUN: Gorevale Road PRS Station Relocation | 735707 | -313 | -313.0029 | 1.2931e-06 | 0 | 0 | 0 | 0 | 0 | 0 | 0 | 0 | 0 | 0 | 0 | 1.2931e-06 | 0 | 0 | 0 | 0 | 0 | 0 | 0 | 0
Optimized - Kept within budgetary constraints | Distribution Stations | TIMM: 45-22-700 Goldcorp Dome Mine SMS, Rebuild | 101158 | -1534.29 | -1666.2886 | 132.0034 | 0 | 0 | 0 | 0 | 0 | 0 | 0 | 5.6468 | 0 | 0 | 0 | 3.8687 | 0 | 0 | 0 | 0 | 0 | 4.9259 | 14.4174 | 103.1446
Optimized - Kept within budgetary constraints | Distribution Stations | TIMM: 45-22-702 Kirkland Lake (Northland) Power SMS Rebuild | 502088 | -1049.82 | -1049.8248 | 2.0585e-06 | 0 | 0 | 0 | 0 | 0 | 0 | 0 | 0 | 0 | 0 | 0 | 2.0585e-06 | 0 | 0 | 0 | 0 | 0 | 0 | 0 | 0
Optimized - Kept within budgetary constraints | Distribution Stations | TIMM: 45-23-700 2881 Hwy 655 TBS Low-Piping Modifications | 502086 | -304.2 | -304.2389 | 0.035262 | 0 | 0 | 0 | 0 | 0 | 0 | 0 | 0 | 0 | 0 | 0 | 0.0076263 | 0 | 0 | 0 | 0 | 0 | 0 | 0.027636 | 0
Optimized - Kept within budgetary constraints | Distribution Stations | TIMM: 45-23-701 Porcupine Primary Low-Piping Modifications | 502087 | -304.2 | -304.2389 | 0.035262 | 0 | 0 | 0 | 0 | 0 | 0 | 0 | 0 | 0 | 0 | 0 | 0.0076263 | 0 | 0 | 0 | 0 | 0 | 0 | 0.027636 | 0
Optimized - Kept within budgetary constraints | Distribution Stations | TIMM: Cochrane TBS, Boiler Replacement | 733773 | -100.5 | -109.2981 | 8.7979 | 0 | 0 | 0 | 0 | 0 | 0 | 0 | 0 | 0 | 0 | 0.074939 | 3.1034 | 0 | 0 | 0 | 0 | 0 | 5.2898 | 0 | 0.32973
Optimized - Kept within budgetary constraints | Distribution Stations | TIMM: Dalton TBS ( Mcbride St S.), Station Rebuild and Boiler Replacement | 733871 | -422.55 | -422.554 | 1.3975e-06 | 0 | 0 | 0 | 0 | 0 | 0 | 0 | 0 | 0 | 0 | 0 | 1.3975e-06 | 0 | 0 | 0 | 0 | 0 | 0 | 0 | 0
Optimized - Kept within budgetary constraints | Distribution Stations | TIMM: Evergreen Greenhouse SMS Retirement | 734573 | -4.94 | -4.9438 | 2.4029e-06 | 0 | 0 | 0 | 0 | 0 | 0 | 0 | 0 | 0 | 0 | 0 | 2.4029e-06 | 0 | 0 | 0 | 0 | 0 | 0 | 0 | 0
Optimized - Kept within budgetary constraints | Distribution Stations | TIMM: Fauquier TBS Rebuild | 734626 | -356.97 | -365.0866 | 8.1213 | 0 | 1.1488 | 0 | 0 | 0 | 4.8454 | 0 | 0.038509 | 0 | 0 | 0 | 0.31713 | 0 | 0 | 0 | 0 | 0 | 0.26428 | 0 | 1.5071
Optimized - Kept within budgetary constraints | Distribution Stations | TIMM: Glencore Concentrator SMS, Boiler Replacement | 503742 | -137.34 | -142.1545 | 4.814 | 0 | 0 | 0 | 0 | 0 | 0 | 0 | 0 | 0 | 0 | 0.094524 | 3.9144 | 0 | 0 | 0 | 0 | 0 | 0.38922 | 0 | 0.41591
Optimized - Kept within budgetary constraints | Distribution Stations | TIMM: Glencore Mine SMS, Boiler Replacement | 733768 | -108.73 | -113.5447 | 4.814 | 0 | 0 | 0 | 0 | 0 | 0 | 0 | 0 | 0 | 0 | 0.094524 | 3.9144 | 0 | 0 | 0 | 0 | 0 | 0.38922 | 0 | 0.41591
Optimized - Kept within budgetary constraints | Distribution Stations | TIMM: Hallnor Mine PRS Retirement | 734574 | -28.17 | -28.1703 | 1.3975e-06 | 0 | 0 | 0 | 0 | 0 | 0 | 0 | 0 | 0 | 0 | 0 | 1.3975e-06 | 0 | 0 | 0 | 0 | 0 | 0 | 0 | 0
Optimized - Kept within budgetary constraints | Distribution Stations | TIMM: Hwy 655 TBS, Boiler Replacement | 733877 | -107.99 | -107.986 | 1.2931e-06 | 0 | 0 | 0 | 0 | 0 | 0 | 0 | 0 | 0 | 0 | 0 | 1.2931e-06 | 0 | 0 | 0 | 0 | 0 | 0 | 0 | 0
Optimized - Kept within budgetary constraints | Distribution Stations | TIMM: Iroquois Falls TBS, Station Rebuild | 734941 | -1302.05 | -1314.3119 | 12.2581 | 0 | 1.2414 | 0 | 0 | 0 | 5.2359 | 0 | 0.041612 | 0 | 0 | 0 | 2.6925 | 0 | 0 | 0 | 0 | 0 | 1.4687 | 0 | 1.578
Optimized - Kept within budgetary constraints | Distribution Stations | TIMM: Kapuskasing TBS, Boiler Replacement | 733873 | -260.84 | -260.8358 | 1.2931e-06 | 0 | 0 | 0 | 0 | 0 | 0 | 0 | 0 | 0 | 0 | 0 | 1.2931e-06 | 0 | 0 | 0 | 0 | 0 | 0 | 0 | 0
Optimized - Kept within budgetary constraints | Distribution Stations | TIMM: Kirkland Lake CMS (Kenogami) - Long-Term Odorant Solution | 734943 | -386.23 | -386.231 | 2.4029e-06 | 0 | 0 | 0 | 0 | 0 | 0 | 0 | 0 | 0 | 0 | 0 | 2.4029e-06 | 0 | 0 | 0 | 0 | 0 | 0 | 0 | 0
Optimized - Kept within budgetary constraints | Distribution Stations | TIMM: Kirkland Lake TBS, Boiler Replacement | 733771 | -103.17 | -112.6765 | 9.5061 | 0 | 0 | 0 | 0 | 0 | 0 | 0 | 0 | 0 | 0 | 0.080972 | 3.3532 | 0 | 0 | 0 | 0 | 0 | 5.7157 | 0 | 0.35628
Optimized - Kept within budgetary constraints | Distribution Stations | TIMM: Malette Kraft SMS Retirement | 734572 | -21.45 | -21.4494 | 1.3975e-06 | 0 | 0 | 0 | 0 | 0 | 0 | 0 | 0 | 0 | 0 | 0 | 1.3975e-06 | 0 | 0 | 0 | 0 | 0 | 0 | 0 | 0
Optimized - Kept within budgetary constraints | Distribution Stations | TIMM: Matheson TBS, Boiler Replacement | 733864 | -69.66 | -69.6585 | 1.6318e-06 | 0 | 0 | 0 | 0 | 0 | 0 | 0 | 0 | 0 | 0 | 0 | 1.6318e-06 | 0 | 0 | 0 | 0 | 0 | 0 | 0 | 0
Optimized - Kept within budgetary constraints | Distribution Stations | TIMM: Mattice TBS Rebuild | 734624 | -385.52 | -394.2936 | 8.7757 | 0 | 1.2414 | 0 | 0 | 0 | 5.2359 | 0 | 0.041612 | 0 | 0 | 0 | 0.34269 | 0 | 0 | 0 | 0 | 0 | 0.28557 | 0 | 1.6286
Optimized - Kept within budgetary constraints | Distribution Stations | TIMM: Moneta TBS, Boiler Replacement | 733874 | -95.16 | -95.1568 | 1.1965e-06 | 0 | 0 | 0 | 0 | 0 | 0 | 0 | 0 | 0 | 0 | 0 | 1.1965e-06 | 0 | 0 | 0 | 0 | 0 | 0 | 0 | 0
Optimized - Kept within budgetary constraints | Distribution Stations | TIMM: Monteith CMS | 735730 | -790.37 | -827.8272 | 37.4549 | 0 | 0 | 0 | 0 | 0 | 0 | 0 | 0 | 0 | 0 | 0 | 33.0393 | 0 | 0 | 0 | 0 | 0 | 4.22 | 0 | 0.19556
Optimized - Kept within budgetary constraints | Distribution Stations | TIMM: Munoro Mine SMS Retirement | 734576 | -16.91 | -16.906 | 1.1965e-06 | 0 | 0 | 0 | 0 | 0 | 0 | 0 | 0 | 0 | 0 | 0 | 1.1965e-06 | 0 | 0 | 0 | 0 | 0 | 0 | 0 | 0
Optimized - Kept within budgetary constraints | Distribution Stations | TIMM: Opasatika TBS Rebuild | 734623 | -385.52 | -394.2936 | 8.7757 | 0 | 1.2414 | 0 | 0 | 0 | 5.2359 | 0 | 0.041612 | 0 | 0 | 0 | 0.34269 | 0 | 0 | 0 | 0 | 0 | 0.28557 | 0 | 1.6286
Optimized - Kept within budgetary constraints | Distribution Stations | TIMM: Porcupine PCS, Boiler Replacement | 733770 | -97.05 | -141.8038 | 44.7528 | 0 | 0 | 0 | 0 | 0 | 0 | 0 | 0 | 0 | 0 | 0.080972 | 3.3532 | 0 | 0 | 0 | 0 | 0 | 40.9623 | 0 | 0.35628
Optimized - Kept within budgetary constraints | Distribution Stations | TIMM: Schumacher TBS, Boiler Replacement | 733868 | -67.54 | -67.541 | 1.5102e-06 | 0 | 0 | 0 | 0 | 0 | 0 | 0 | 0 | 0 | 0 | 0 | 1.5102e-06 | 0 | 0 | 0 | 0 | 0 | 0 | 0 | 0
Optimized - Kept within budgetary constraints | Distribution Stations | TIMM: Smooth Rock Falls CMS, TBS, and DRS Relocations/Retirements | 734628 | -1488.79 | -2235.1335 | 746.3454 | 0 | 0 | 0 | 0 | 0 | 0 | 0 | 333.4476 | 0 | 0 | 80.9801 | 307.8842 | 0 | 0 | 0 | 0 | 0 | 5.7157 | 0.18576 | 18.132
Optimized - Kept within budgetary constraints | Distribution Stations | TIMM: South Porcupine/Crawford TBS, Boiler Replacement | 733769 | -152.12 | -152.1194 | 1.5102e-06 | 0 | 0 | 0 | 0 | 0 | 0 | 0 | 0 | 0 | 0 | 0 | 1.5102e-06 | 0 | 0 | 0 | 0 | 0 | 0 | 0 | 0
Optimized - Kept within budgetary constraints | Distribution Stations | TIMM: Swastika TBS, Station Rebuild | 100922 | -320.46 | -425.837 | 105.378 | 0 | 1.9371 | 0 | 0 | 0 | 8.1701 | 0 | 3.1307 | 0 | 0 | 0 | 28.3095 | 0 | 0 | 0 | 0 | 0 | 30.8574 | 0 | 32.9733
Optimized - Kept within budgetary constraints | Distribution Stations | TIMM: Tembec Spruce Falls SMS, Rebuild | 733880 | -1341.08 | -1341.0801 | 2.2241e-06 | 0 | 0 | 0 | 0 | 0 | 0 | 0 | 0 | 0 | 0 | 0 | 2.2241e-06 | 0 | 0 | 0 | 0 | 0 | 0 | 0 | 0
Optimized - Kept within budgetary constraints | Distribution Stations | TIMM: Val Gagne TBS Rebuild | 734625 | -356.97 | -365.0866 | 8.1213 | 0 | 1.1488 | 0 | 0 | 0 | 4.8454 | 0 | 0.038509 | 0 | 0 | 0 | 0.31713 | 0 | 0 | 0 | 0 | 0 | 0.26428 | 0 | 1.5071
Optimized - Kept within budgetary constraints | Distribution Stations | TOWNLINE & RUSHOLME DISTRICT | 18917 | -17.29 | -111.5242 | 94.2306 | 0 | 2.2613 | 0 | 0 | 0 | 9.5378 | 0 | 0 | 0 | 0 | 0 | 77.1331 | 0 | 0 | 0 | 0 | 0 | 0.98519 | 0 | 4.3132
Optimized - Kept within budgetary constraints | Distribution Stations | VICTORIA SQUARE GATE | 3624 | -394.58 | -1212.0047 | 817.4203 | 0 | 0 | 0 | 0 | 17.8817 | 0 | 0 | 0 | 0 | 0 | 0 | 799.2161 | 0 | 0 | 0 | 0.088929 | 0 | 0 | 0.055639 | 0.17793
Optimized - Kept within budgetary constraints | Distribution Stations | VINELAND GATE | 7760 | -495.1 | -543.3811 | 48.2837 | 0 | 0 | 0 | 0 | 9.2214 | 0 | 0 | 0 | 0 | 0 | 0 | 39.0459 | 0 | 0 | 0 | 0 | 0 | 0 | 0.016368 | 0
Optimized - Kept within budgetary constraints | Distribution Stations | WATE: 09T-307R Ellis & Alley St LP | 735329 | 354.56 | -44.7027 | 399.2672 | 0 | 0 | 0 | 0 | 0 | 0 | 0 | 0.0038922 | 0 | 0 | 0 | 355.8546 | 0 | 0 | 0 | 0 | 0 | 0.038922 | 26.6891 | 16.6807
Optimized - Kept within budgetary constraints | Distribution Stations | WATE: 12T-102 Norwich-Middleton Town Stn. FIMP | 735269 | -84.51 | -84.5108 | 0 | 0 | 0 | 0 | 0 | 0 | 0 | 0 | 0 | 0 | 0 | 0 | 0 | 0 | 0 | 0 | 0 | 0 | 0 | 0 | 0
Optimized - Kept within budgetary constraints | Distribution Stations | WATE: 17T-201 New Dundee Gate Stn FIMP | 735250 | -84.51 | -84.5108 | 0 | 0 | 0 | 0 | 0 | 0 | 0 | 0 | 0 | 0 | 0 | 0 | 0 | 0 | 0 | 0 | 0 | 0 | 0 | 0 | 0
Optimized - Kept within budgetary constraints | Distribution Stations | WATE: 17T-202 N.Dumphries Trans. Stn FIMP | 735246 | -78.25 | -78.2507 | 0 | 0 | 0 | 0 | 0 | 0 | 0 | 0 | 0 | 0 | 0 | 0 | 0 | 0 | 0 | 0 | 0 | 0 | 0 | 0 | 0
Optimized - Kept within budgetary constraints | Distribution Stations | WATE: 17T-202 North Dumfries Distribution Station, North Dumfries, Station Rebuild (Obsolete Heater) | 100615 | -86.9 | -86.902 | 0 | 0 | 0 | 0 | 0 | 0 | 0 | 0 | 0 | 0 | 0 | 0 | 0 | 0 | 0 | 0 | 0 | 0 | 0 | 0 | 0
Optimized - Kept within budgetary constraints | Distribution Stations | WATE: 17U-211R Stanley @ Glenmorris LP | 735320 | 383.09 | -48.2789 | 431.3671 | 0 | 0 | 0 | 0 | 0 | 0 | 0 | 0.0042051 | 0 | 0 | 0 | 384.4643 | 0 | 0 | 0 | 0 | 0 | 0.042051 | 28.8348 | 18.0218
Optimized - Kept within budgetary constraints | Distribution Stations | WATE: 17U-214R Middleton St at Waterworks LP | 735321 | 383.09 | -48.2789 | 431.3671 | 0 | 0 | 0 | 0 | 0 | 0 | 0 | 0.0042051 | 0 | 0 | 0 | 384.4643 | 0 | 0 | 0 | 0 | 0 | 0.042051 | 28.8348 | 18.0218
Optimized - Kept within budgetary constraints | Distribution Stations | WATE: 18S-401 Markdale Stn. FIMP | 735248 | -95.04 | -98.5734 | 3.5321 | 0 | 0 | 0 | 0 | 0 | 0 | 0 | 0 | 0 | 0 | 0.069354 | 2.8721 | 0 | 0 | 0 | 0 | 0 | 0.28557 | 0 | 0.30516
Optimized - Kept within budgetary constraints | Distribution Stations | WATE: 18T-402 Mannheim Trans Stn | 735252 | -72.45 | -72.4544 | 0 | 0 | 0 | 0 | 0 | 0 | 0 | 0 | 0 | 0 | 0 | 0 | 0 | 0 | 0 | 0 | 0 | 0 | 0 | 0 | 0
Optimized - Kept within budgetary constraints | Distribution Stations | WATE: 18U-205R Hungerford & Walker LP | 735307 | 4265.02 | -48.2789 | 4313.2999 | 0 | 0 | 0 | 0 | 0 | 0 | 0 | 0.042051 | 0 | 0 | 0 | 3844.6428 | 0 | 0 | 0 | 0 | 0 | 0.049259 | 288.3482 | 180.2176
Optimized - Kept within budgetary constraints | Distribution Stations | WATE: 18U-220R Bechtel & Millvue LP | 735308 | 383.77 | -48.2789 | 432.0459 | 0 | 0 | 0 | 0 | 0 | 0 | 0 | 0.0042051 | 0 | 0 | 0 | 384.4643 | 0 | 0 | 0 | 0 | 0 | 0.72087 | 28.8348 | 18.0218
Optimized - Kept within budgetary constraints | Distribution Stations | WATE: 18U-403R Agnes & William LP | 735322 | 4265.02 | -48.2789 | 4313.2999 | 0 | 0 | 0 | 0 | 0 | 0 | 0 | 0.042051 | 0 | 0 | 0 | 3844.6428 | 0 | 0 | 0 | 0 | 0 | 0.049259 | 288.3482 | 180.2176
Optimized - Kept within budgetary constraints | Distribution Stations | WATE: 18U-407R Church & Sherring LP | 735310 | 383.77 | -48.2789 | 432.0459 | 0 | 0 | 0 | 0 | 0 | 0 | 0 | 0.0042051 | 0 | 0 | 0 | 384.4643 | 0 | 0 | 0 | 0 | 0 | 0.72087 | 28.8348 | 18.0218
Optimized - Kept within budgetary constraints | Distribution Stations | WATE: 18U-418R 122 Dolph St N LP | 735324 | 383.09 | -48.2789 | 431.3671 | 0 | 0 | 0 | 0 | 0 | 0 | 0 | 0.0042051 | 0 | 0 | 0 | 384.4643 | 0 | 0 | 0 | 0 | 0 | 0.042051 | 28.8348 | 18.0218
Optimized - Kept within budgetary constraints | Distribution Stations | WATE: 18U-504 Cambridge East Distribution Station, Cambridge, Station Rebuild (Obsolete Heater) | 100617 | -152.04 | -670.54 | 518.5035 | 0 | 0 | 0 | 0 | 0 | 0 | 0 | 0 | 0 | 0 | 44.9266 | 392.5532 | 0 | 0 | 0 | 0 | 0 | 40.0336 | 0 | 40.99
Optimized - Kept within budgetary constraints | Distribution Stations | WATE: 18U-506R Bishop & King LP | 735325 | 383.09 | -48.2789 | 431.3671 | 0 | 0 | 0 | 0 | 0 | 0 | 0 | 0.0042051 | 0 | 0 | 0 | 384.4643 | 0 | 0 | 0 | 0 | 0 | 0.042051 | 28.8348 | 18.0218
Optimized - Kept within budgetary constraints | Distribution Stations | WATE: 19S-201 Heidelburg Gate FIMP | 735239 | -72.45 | -72.4544 | 0 | 0 | 0 | 0 | 0 | 0 | 0 | 0 | 0 | 0 | 0 | 0 | 0 | 0 | 0 | 0 | 0 | 0 | 0 | 0 | 0
Optimized - Kept within budgetary constraints | Distribution Stations | WATE: 19U-201 Guelph West Gate Stn. FIMP | 735226 | -139.64 | -144.8366 | 5.2011 | 0 | 0 | 0 | 0 | 0 | 0 | 0 | 0 | 0 | 0 | 0.10212 | 4.2291 | 0 | 0 | 0 | 0 | 0 | 0.42051 | 0 | 0.44934
Optimized - Kept within budgetary constraints | Distribution Stations | WATE: 19U-601R Rozelle Rd. Dist. Stn FIMP | 735258 | -84.51 | -84.5108 | 0 | 0 | 0 | 0 | 0 | 0 | 0 | 0 | 0 | 0 | 0 | 0 | 0 | 0 | 0 | 0 | 0 | 0 | 0 | 0 | 0
Optimized - Kept within budgetary constraints | Distribution Stations | WATE: 21s-601 Fergus 1st Trans Stn FIMP | 735235 | -134.59 | -134.5912 | 0 | 0 | 0 | 0 | 0 | 0 | 0 | 0 | 0 | 0 | 0 | 0 | 0 | 0 | 0 | 0 | 0 | 0 | 0 | 0 | 0
Optimized - Kept within budgetary constraints | Distribution Stations | WATE: 22S-402 Moorefield Dist. Stn. FIMP | 735260 | -84.51 | -84.5108 | 0 | 0 | 0 | 0 | 0 | 0 | 0 | 0 | 0 | 0 | 0 | 0 | 0 | 0 | 0 | 0 | 0 | 0 | 0 | 0 | 0
Optimized - Kept within budgetary constraints | Distribution Stations | WATE: 22T-501R Alma Distribution Station, Alma, Station Rebuild (Capital Maintenance), Proj# 07-21-707 | 503215 | -246.32 | -246.3167 | 0 | 0 | 0 | 0 | 0 | 0 | 0 | 0 | 0 | 0 | 0 | 0 | 0 | 0 | 0 | 0 | 0 | 0 | 0 | 0 | 0
Optimized - Kept within budgetary constraints | Distribution Stations | WATE: 23Q-301 Harriston Gate Station, Harriston, Station Rebuild (Capital Maintenance), Proj# 07-21-713 | 100912 | -343.36 | -386.231 | 42.8733 | 0 | 0 | 0 | 0 | 0 | 0 | 0 | 0.046256 | 0 | 0 | 0 | 42.2912 | 0 | 0 | 0 | 0 | 0 | 0.42051 | 0 | 0.11534
Optimized - Kept within budgetary constraints | Distribution Stations | WATE: 23R-602 Rothsay Trans Stn,FIMP | 735247 | -124.17 | -124.1741 | 0 | 0 | 0 | 0 | 0 | 0 | 0 | 0 | 0 | 0 | 0 | 0 | 0 | 0 | 0 | 0 | 0 | 0 | 0 | 0 | 0
Optimized - Kept within budgetary constraints | Distribution Stations | WATE: 30N-501 Southhampton Gate Stn. FIMP | 735262 | -72.45 | -72.4544 | 0 | 0 | 0 | 0 | 0 | 0 | 0 | 0 | 0 | 0 | 0 | 0 | 0 | 0 | 0 | 0 | 0 | 0 | 0 | 0 | 0
Optimized - Kept within budgetary constraints | Distribution Stations | WATE: 30Q-105C Sutherland Downs Pit FIMP | 735263 | -72.45 | -72.4544 | 0 | 0 | 0 | 0 | 0 | 0 | 0 | 0 | 0 | 0 | 0 | 0 | 0 | 0 | 0 | 0 | 0 | 0 | 0 | 0 | 0
Optimized - Kept within budgetary constraints | Distribution Stations | WATE: Mt Elgin Dist Stn, Mt Elgin, Station | 100240 | -48.41 | -79.8374 | 31.4269 | 0 | 0 | 0 | 0 | 0 | 0 | 0 | 0 | 0 | 0 | 0 | 31.0337 | 0 | 0 | 0 | 0 | 0 | 0.30857 | 0 | 0.084637
Optimized - Kept within budgetary constraints | Distribution Stations | WIND - 03B-102R County Rd 20 & Concession Rd 3 - Heater addition | 101342 | -165.87 | -167.3086 | 1.4383 | 0 | 0.010631 | 0 | 0 | 0 | 0.044839 | 0 | 0 | 0 | 0 | 0 | 0.89028 | 0 | 0 | 0 | 0 | 0 | 0.49259 | 0 | 0
Optimized - Kept within budgetary constraints | Distribution Stations | WIND - 03D-322C Leamington Hospital - rebuild | 502698 | -188.82 | -210.8407 | 22.0225 | 0 | 1.3414 | 0 | 0 | 0 | 5.6576 | 0 | 1.9223e-05 | 0 | 0 | 0.010212 | 7.6893 | 0 | 0 | 0 | 0 | 0 | 7.2087 | 0 | 0.11534
Optimized - Kept within budgetary constraints | Distribution Stations | WIND - 03E-104C Thiessen Flower Shop - rebuild | 502774 | -123.07 | -126.9639 | 3.8906 | 0 | 0.12414 | 0 | 0 | 0 | 0.52359 | 0 | 1.3055e-05 | 0 | 0 | 0.0069354 | 2.8721 | 0 | 0 | 0 | 0 | 0 | 0.28557 | 0 | 0.078329
Optimized - Kept within budgetary constraints | Distribution Stations | WIND - 04A-302R Texas Rd | 502777 | 136.4 | -248.8679 | 385.2715 | 0 | 0 | 0 | 0 | 0 | 0 | 0 | 0 | 0 | 0 | 0 | 384.8487 | 0 | 0 | 0 | 0 | 0 | 0.42051 | 0 | 0.0022828
Optimized - Kept within budgetary constraints | Distribution Stations | WIND - 04B-401R Howard and Pike - Rebuild with Heater | 101360 | -122 | -179.6316 | 57.6324 | 0 | 0.014493 | 0 | 0 | 0 | 0.06113 | 0 | 0 | 0 | 0 | 0 | 0.4001 | 0 | 0 | 0 | 0 | 0 | 57.1567 | 0 | 0
Optimized - Kept within budgetary constraints | Distribution Stations | WIND - 04D-601R Albuna Station rebuild | 502701 | -467.18 | -467.1811 | 1.3975e-06 | 0 | 0 | 0 | 0 | 0 | 0 | 0 | 0 | 0 | 0 | 0 | 1.3975e-06 | 0 | 0 | 0 | 0 | 0 | 0 | 0 | 0
Optimized - Kept within budgetary constraints | Distribution Stations | WIND - 05A-203 LaSalle Boismier Ave - Heater replacement | 101626 | -1969.52 | -1986.7853 | 17.27 | 0 | 0 | 0 | 0 | 0 | 0 | 0 | 0 | 0 | 0 | 11.4094 | 3.623 | 0 | 0 | 0 | 0 | 0 | 1.8527 | 0 | 0.38494
Optimized - Kept within budgetary constraints | Distribution Stations | WIND - 05A-304R Sprucewood IP - Replace heater | 101611 | -285.36 | -285.358 | 1.3975e-06 | 0 | 0 | 0 | 0 | 0 | 0 | 0 | 0 | 0 | 0 | 0 | 1.3975e-06 | 0 | 0 | 0 | 0 | 0 | 0 | 0 | 0
Optimized - Kept within budgetary constraints | Distribution Stations | WIND - 05A-601 Front & Malden full rebuild | 502699 | -1051.55 | -1088.2435 | 36.6891 | 0 | 0 | 0 | 0 | 0 | 0 | 0 | 0 | 0 | 0 | 0 | 36.2301 | 0 | 0 | 0 | 0 | 0 | 0.36024 | 0 | 0.098809
Optimized - Kept within budgetary constraints | Distribution Stations | WIND - 05B-201 Windsor McGregor Line - rebuild | 502697 | -714.21 | -1028.7125 | 314.5061 | 0 | 0.1566 | 0 | 0 | 0 | 0.66049 | 0 | 0.015257 | 0 | 0 | 0.0080972 | 307.8842 | 0 | 0 | 0 | 0 | 0 | 5.7157 | 0.033341 | 0.032389
Optimized - Kept within budgetary constraints | Distribution Stations | WIND - 05B-401R Smith Ind Park - Station Rebuild with Heater | 101347 | -148.36 | -149.7584 | 1.4015 | 0 | 0.010095 | 0 | 0 | 0 | 0.042578 | 0 | 0 | 0 | 0 | 0 | 0.82403 | 0 | 0 | 0 | 0 | 0 | 0.50153 | 0 | 0.023242
Optimized - Kept within budgetary constraints | Distribution Stations | WIND - 06B-314R Isabelle Place LP - rebuild | 502772 | 278.51 | -152.8499 | 431.3629 | 0 | 0 | 0 | 0 | 0 | 0 | 0 | 0 | 0 | 0 | 0 | 384.4643 | 0 | 0 | 0 | 0 | 0 | 0.042051 | 28.8348 | 18.0218
Optimized - Kept within budgetary constraints | Distribution Stations | WIND - 06B-401 Grand Marais - reg repl & liquid tank | 502700 | 146.23 | -186.7921 | 333.0199 | 0 | 0 | 0 | 0 | 0 | 0 | 0 | 0 | 0 | 0 | 0 | 332.6577 | 0 | 0 | 0 | 0 | 0 | 0.36024 | 0 | 0.0019556
Optimized - Kept within budgetary constraints | Distribution Stations | WIND - 06B-403 California Ave station rebuild | 503332 | -2860.97 | -2860.9709 | 2.2241e-06 | 0 | 0 | 0 | 0 | 0 | 0 | 0 | 0 | 0 | 0 | 0 | 2.2241e-06 | 0 | 0 | 0 | 0 | 0 | 0 | 0 | 0
Optimized - Kept within budgetary constraints | Distribution Stations | WIND - 06B-517R Ypres LP - rebuild | 502773 | 3849.76 | -142.8742 | 3992.6327 | 0 | 0 | 0 | 0 | 0 | 0 | 0 | 0 | 0 | 0 | 0 | 3558.5457 | 0 | 0 | 0 | 0 | 0 | 0.38922 | 266.8909 | 166.8068
Optimized - Kept within budgetary constraints | Distribution Stations | WIND - 06B-548I Chrysler Paint - Heater Replacement | 101357 | -143.75 | -143.7531 | 0 | 0 | 0 | 0 | 0 | 0 | 0 | 0 | 0 | 0 | 0 | 0 | 0 | 0 | 0 | 0 | 0 | 0 | 0 | 0 | 0
Optimized - Kept within budgetary constraints | Distribution Stations | WIND - 06C-401 Manning Rd station rebuild | 503331 | -408.31 | -446.3405 | 38.0265 | 0 | 0 | 0 | 0 | 0 | 0 | 0 | 0 | 0 | 0 | 4.2406 | 32.9693 | 0 | 0 | 0 | 0 | 0 | 0.61756 | 0 | 0.19906
Optimized - Kept within budgetary constraints | Distribution Stations | WIND - 06C-502 Patillo Rd station rebuild | 503333 | -474.89 | -515.977 | 41.085 | 0 | 0 | 0 | 0 | 0 | 0 | 0 | 0 | 0 | 0 | 4.5816 | 35.621 | 0 | 0 | 0 | 0 | 0 | 0.66723 | 0 | 0.21507
Optimized - Kept within budgetary constraints | Distribution Stations | WIND - 06D-401 Belle River Gate - Replace heater | 101608 | -232.92 | -232.9201 | 1.2931e-06 | 0 | 0 | 0 | 0 | 0 | 0 | 0 | 0 | 0 | 0 | 0 | 1.2931e-06 | 0 | 0 | 0 | 0 | 0 | 0 | 0 | 0
Optimized - Kept within budgetary constraints | Distribution Stations | WIND: 04E-438C Protolight Farms | 734654 | -144.34 | -183.3538 | 39.0153 | 0 | 0 | 0 | 0 | 0 | 0 | 0 | 0.015394 | 0 | 0 | 0 | 33.5319 | 0 | 0 | 0 | 0 | 0 | 3.3341 | 0 | 2.1339
Optimized - Kept within budgetary constraints | Distribution Stations | WIND: 05B-205R Howard & Outer | 734663 | -130.39 | -133.662 | 3.2687 | 0 | 0 | 0 | 0 | 0 | 0 | 0 | 0 | 0 | 0 | 0.064181 | 2.6579 | 0 | 0 | 0 | 0 | 0 | 0.26428 | 0 | 0.2824
Optimized - Kept within budgetary constraints | Distribution Stations | WIND: 06A-605R Matchette & Prince | 734666 | -645.97 | -645.9666 | 1.5102e-06 | 0 | 0 | 0 | 0 | 0 | 0 | 0 | 0 | 0 | 0 | 0 | 1.5102e-06 | 0 | 0 | 0 | 0 | 0 | 0 | 0 | 0
Optimized - Kept within budgetary constraints | Distribution Stations | WIND: 06B-404 Bruce Ave | 734667 | -732.11 | -732.1125 | 1.6318e-06 | 0 | 0 | 0 | 0 | 0 | 0 | 0 | 0 | 0 | 0 | 0 | 1.6318e-06 | 0 | 0 | 0 | 0 | 0 | 0 | 0 | 0
Optimized - Kept within budgetary constraints | Distribution Stations | WIND: 06B-502 WALKER RD | 734673 | -247.12 | -247.1206 | 1.1965e-06 | 0 | 0 | 0 | 0 | 0 | 0 | 0 | 0 | 0 | 0 | 0 | 1.1965e-06 | 0 | 0 | 0 | 0 | 0 | 0 | 0 | 0
Optimized - Kept within budgetary constraints | Distribution Stations | WIND: 06B-607I Ford/Nemak Station Rebuild | 502950 | -608.08 | -608.0795 | 1.6318e-06 | 0 | 0 | 0 | 0 | 0 | 0 | 0 | 0 | 0 | 0 | 0 | 1.6318e-06 | 0 | 0 | 0 | 0 | 0 | 0 | 0 | 0
Optimized - Kept within budgetary constraints | Distribution Stations | WIND: 06C-602 Puce Transmission | 734665 | -111.48 | -115.2996 | 3.8166 | 0 | 0 | 0 | 0 | 0 | 0 | 0 | 0 | 0 | 0 | 0.074939 | 3.1034 | 0 | 0 | 0 | 0 | 0 | 0.30857 | 0 | 0.32973
Optimized - Kept within budgetary constraints | Distribution Stations | WIND: 07H-402R Peter St Station LP | 735375 | 3849.16 | -143.1648 | 3992.328 | 0 | 0 | 0 | 0 | 0 | 0 | 0 | 0.038922 | 0 | 0 | 0 | 3558.5457 | 0 | 0 | 0 | 0 | 0 | 0.045594 | 266.8909 | 166.8068
Optimized - Kept within budgetary constraints | Distribution Stations | WOODBINE & CNR FEEDER | 7778 | -1240.32 | -1462.6957 | 222.3729 | 0 | 0 | 0 | 0 | 47.2299 | 0 | 0 | 0 | 0 | 0 | 0 | 175.0551 | 0 | 0 | 0 | 0 | 0 | 0 | 0.0879 | 0
Optimized - Kept within budgetary constraints | Distribution Stations | YONGE AND STEELES FEEDER | 2719 | -83.83 | -342.0462 | 258.2193 | 0 | 0 | 0 | 0 | 55.5266 | 0 | 0 | 0 | 0 | 0 | 0 | 202.5922 | 0 | 0 | 0 | 0 | 0 | 0 | 0.10053 | 0
Optimized - Kept within budgetary constraints | Distribution Stations | YORKGATE & FINCH DISTRICT | 18963 | -179.75 | -260.5761 | 80.8305 | 0 | 0.31055 | 0 | 0 | 0 | 1.3098 | 0 | 0 | 0 | 0 | 0 | 3.1916 | 0 | 0 | 0 | 0 | 0 | 75.821 | 0 | 0.19749
Optimized - Kept within budgetary constraints | Growth | A30: Interchange Way Reinf | 736389 | -448.19 | -448.1889 | 0 | 0 | 0 | 0 | 0 | 0 | 0 | 0 | 0 | 0 | 0 | 0 | 0 | 0 | 0 | 0 | 0 | 0 | 0 | 0 | 0
Optimized - Kept within budgetary constraints | Growth | Brockville Gate Extension | 102119 | -2050.36 | -2050.3615 | 0 | 0 | 0 | 0 | 0 | 0 | 0 | 0 | 0 | 0 | 0 | 0 | 0 | 0 | 0 | 0 | 0 | 0 | 0 | 0 | 0
Optimized - Kept within budgetary constraints | Growth | Erin IP System Reinforcement | 16748 | 3634.89 | -3039.8139 | 6674.7064 | 0 | 0 | 6674.7064 | 0 | 0 | 0 | 0 | 0 | 0 | 0 | 0 | 0 | 0 | 0 | 0 | 0 | 0 | 0 | 0 | 0
Optimized - Kept within budgetary constraints | Growth | Huntmar Drive Reinforcement | 501824 | -2743.1 | -2743.098 | 0 | 0 | 0 | 0 | 0 | 0 | 0 | 0 | 0 | 0 | 0 | 0 | 0 | 0 | 0 | 0 | 0 | 0 | 0 | 0 | 0
Optimized - Kept within budgetary constraints | Growth | King - Chesterville, Crysler, Finch Reinforcement | 100778 | -241.39 | -241.3944 | 0 | 0 | 0 | 0 | 0 | 0 | 0 | 0 | 0 | 0 | 0 | 0 | 0 | 0 | 0 | 0 | 0 | 0 | 0 | 0 | 0
Optimized - Kept within budgetary constraints | Growth | NBAY: Upgrade Maplewood PRS (43801127) | 49164 | -8.59 | -8.5939 | 0 | 0 | 0 | 0 | 0 | 0 | 0 | 0 | 0 | 0 | 0 | 0 | 0 | 0 | 0 | 0 | 0 | 0 | 0 | 0 | 0
Optimized - Kept within budgetary constraints | Growth | NW 6581 Ottawa Reinforcement Phase 2 SRP | 1024 | -16734.83 | -25677.0779 | 8942.2475 | 0 | -12160.081 | 21102.3285 | 0 | 0 | 0 | 0 | 0 | 0 | 0 | 0 | 0 | 0 | 0 | 0 | 0 | 0 | 0 | 0 | 0
Optimized - Kept within budgetary constraints | Growth | Rodinea Road | 2522 | -456.39 | -456.389 | 0 | 0 | 0 | 0 | 0 | 0 | 0 | 0 | 0 | 0 | 0 | 0 | 0 | 0 | 0 | 0 | 0 | 0 | 0 | 0 | 0
Optimized - Kept within budgetary constraints | Growth | SRP_GTA West_Lowville_18X-101STN_Rebuild | 735034 | -262.93 | -625.8373 | 362.9026 | 0 | 0 | 0 | 0 | 0 | 0 | 0 | 0.017811 | 0 | 0 | 0 | 356.2104 | 0 | 0 | 0 | 0 | 0 | 6.6723 | 0 | 0.0021129
Optimized - Kept within budgetary constraints | Growth | SRP_Southwest_Kerwood_12K-301STN_Rebuild | 734672 | -2271.65 | -2319.1426 | 47.4963 | 0 | 0 | 0 | 0 | 0 | 0 | 0 | 0 | 0 | 0 | 0.080972 | 6.0967 | 0 | 0 | 0 | 0 | 0 | 40.9623 | 0 | 0.35628
Optimized - Kept within budgetary constraints | Growth | SRP_Southwest_Windsor_05A-201STN_Rebuild | 101359 | -1655.55 | -1657.6767 | 2.1305 | 0 | 0.12904 | 0 | 0 | 0 | 0.54427 | 0 | 0 | 0 | 0 | 0 | 0.89028 | 0 | 0 | 0 | 0 | 0 | 0.54185 | 0 | 0.02511
Optimized - Kept within budgetary constraints | Growth | THUN: Rosslyn Rd at Sideroad 20 Reinforcement Project | 734531 | -65.21 | -65.209 | 1.2931e-06 | 0 | 0 | 0 | 0 | 0 | 0 | 0 | 0 | 0 | 0 | 0 | 1.2931e-06 | 0 | 0 | 0 | 0 | 0 | 0 | 0 | 0
Optimized - Kept within budgetary constraints | Growth | TIMM 45-21-501 St Jean @ Shirley NPS4 Reinforcement - Timmins | 502816 | -48.4 | -48.3966 | 0 | 0 | 0 | 0 | 0 | 0 | 0 | 0 | 0 | 0 | 0 | 0 | 0 | 0 | 0 | 0 | 0 | 0 | 0 | 0 | 0
Optimized - Kept within budgetary constraints | Growth | TIMM 45-22-502 Shirley St @ Riverside Rd NPS4 Reinforcement - Timmins | 502817 | -87.8 | -87.799 | 0 | 0 | 0 | 0 | 0 | 0 | 0 | 0 | 0 | 0 | 0 | 0 | 0 | 0 | 0 | 0 | 0 | 0 | 0 | 0 | 0
Optimized - Kept within budgetary constraints | Growth | TIMM: West Timmins System Reinforcement (McBride North and Shirley/Riverside Stations) | 100936 | -724.18 | -724.1832 | 0 | 0 | 0 | 0 | 0 | 0 | 0 | 0 | 0 | 0 | 0 | 0 | 0 | 0 | 0 | 0 | 0 | 0 | 0 | 0 | 0
Optimized - Kept within budgetary constraints | Growth | WATE: 21U-101 Fergus Second Stage, Fergus, Station Rebuild (Load Growth), Proj# | 100831 | -249.89 | -690.388 | 440.4999 | 0 | 0 | 0 | 0 | 0 | 0 | 0 | 0 | 0 | 0 | 10.6929 | 422.9107 | 0 | 0 | 0 | 0 | 0 | 4.2051 | 0 | 2.6912
Optimized - Kept within budgetary constraints | Growth | WATE: Listowel System Reinforcement, Proj# 07-21-705 | 49794 | -1351.81 | -1351.8088 | 0 | 0 | 0 | 0 | 0 | 0 | 0 | 0 | 0 | 0 | 0 | 0 | 0 | 0 | 0 | 0 | 0 | 0 | 0 | 0 | 0
Optimized - Kept within budgetary constraints | Compression Stations | Dawn E Siemens MCC replacement | 48275 | 260.61 | -406.6154 | 667.2273 | 0 | 0 | 0 | 0 | 0 | 0 | 0 | 0 | 0 | 0 | 0 | 0 | 0 | 0 | 0 | 0 | 0 | 667.2273 | 0 | 0
Optimized - Kept within budgetary constraints | Compression Stations | SCOR:60004-Fdn Blk-Replace | 5624 | 2219.38 | -2607.0597 | 4826.4365 | 0 | 0 | 0 | 0 | 0 | 0 | 0 | 0 | 0 | 0 | 0 | 0 | 4826.4365 | 0 | 0 | 0 | 0 | 0 | 0 | 0
Optimized - Kept within budgetary constraints | Compression Stations | SCOR:60011-Fdn Blk-Replace | 12884 | 847.18 | -1067.2647 | 1914.449 | 0 | 0 | 0 | 0 | 0 | 0 | 0 | 0 | 0 | 0 | 0 | 1914.449 | 0 | 0 | 0 | 0 | 0 | 0 | 0 | 0
Optimized - Kept within budgetary constraints | Compression Stations | Siemens Valve Controllers Replacement - Dawn I & Parkway D | 48223 | 1694.31 | -468.3052 | 2162.6116 | 0 | 0 | 0 | 0 | 0 | 0 | 0 | 0 | 0 | 0 | 0 | 0 | 0 | 0 | 0 | 0 | 0 | 2162.6116 | 0 | 0
Optimized - Kept within budgetary constraints | Compression Stations | Siemens Valve Controllers Replacement - Lobo D & Dawn H | 101576 | 1017.56 | -835.1122 | 1852.673 | 0 | 0 | 0 | 0 | 0 | 0 | 0 | 0 | 0 | 0 | 0 | 0 | 0 | 0 | 0 | 0 | 0 | 1852.673 | 0 | 0
Optimized - Kept within budgetary constraints | LNG | Hagar Cold Box | 48714 | -4827.94 | -5409.9273 | 581.986 | 0 | 0 | 0 | 0 | 0 | 0 | 581.986 | 0 | 0 | 0 | 0 | 0 | 0 | 0 | 0 | 0 | 0 | 0 | 0 | 0
Optimized - Kept within budgetary constraints | LNG | Hagar JVG Compressor Upgrade | 49955 | -12099.54 | -12628.9602 | 529.4227 | 0 | 0 | 0 | 0 | 0 | 0 | 0 | 0 | 0 | 0 | 0 | 1.7714 | 0 | 0 | 0 | 0 | 0 | 527.1808 | 0 | 0.47051
Optimized - Kept within budgetary constraints | LNG | Hagar KVGR and Cycle Mix Cooler | 48709 | -14443.12 | -14972.5464 | 529.4227 | 0 | 0 | 0 | 0 | 0 | 0 | 0 | 0 | 0 | 0 | 0 | 1.7714 | 0 | 0 | 0 | 0 | 0 | 527.1808 | 0 | 0.47051
Optimized - Kept within budgetary constraints | LNG | Hagar LNG Tank Boil Off Gas Recovery System | 502916 | -3815.2 | -7006.4388 | 3191.2354 | 0 | 0 | 0 | 0 | 0 | 3191.2354 | 0 | 0 | 0 | 0 | 0 | 0 | 0 | 0 | 0 | 0 | 0 | 0 | 0 | 0
Optimized - Kept within budgetary constraints | LNG | Hagar MCC Building - Upgrades | 735293 | -170.74 | -173.4853 | 2.745 | 0 | 0 | 0 | 0 | 0 | 0 | 0 | 0 | 0 | 0 | 0 | 2.5946 | 0 | 0 | 0 | 0 | 0 | 0.14189 | 0 | 0.008473
Optimized - Kept within budgetary constraints | LNG | Hagar Obsolete Electrical-Replace | 736938 | -354.35 | -354.3467 | 0 | 0 | 0 | 0 | 0 | 0 | 0 | 0 | 0 | 0 | 0 | 0 | 0 | 0 | 0 | 0 | 0 | 0 | 0 | 0 | 0
Optimized - Kept within budgetary constraints | LNG | Hagar Obsolete Instrumentation-Replace | 736939 | -354.35 | -354.3467 | 0 | 0 | 0 | 0 | 0 | 0 | 0 | 0 | 0 | 0 | 0 | 0 | 0 | 0 | 0 | 0 | 0 | 0 | 0 | 0 | 0
Optimized - Kept within budgetary constraints | LNG | Hagar Obsolete Mechanical - Replace | 736935 | -354.35 | -354.3467 | 0 | 0 | 0 | 0 | 0 | 0 | 0 | 0 | 0 | 0 | 0 | 0 | 0 | 0 | 0 | 0 | 0 | 0 | 0 | 0 | 0
Optimized - Kept within budgetary constraints | LNG | Hagar Pipeduct Refurbishment | 735291 | 2431.05 | -144.8366 | 2575.883 | 0 | 0 | 0 | 2575.1092 | 0 | 0 | 0 | 0 | 0 | 0 | 0 | 0.76893 | 0 | 0 | 0 | 0 | 0 | 0.0049259 | 0 | 0
Optimized - Kept within budgetary constraints | LNG | Hagar Site Drainage Improvements | 49911 | -353.58 | -353.7322 | 0.15387 | 0 | 0 | 0 | 0 | 0 | 0 | 0 | 0.00013124 | 0 | 0 | 0 | 7.4993e-07 | 0 | 0 | 0 | 0 | 0 | 0.15374 | 0 | 0
Optimized - Kept within budgetary constraints | Real Estate & Workplace Services | 50 Keil Renovations - Phase 4 | 100773 | -2075.56 | -3890.7879 | 1815.2259 | 0 | 0 | 0 | 0 | 1815.2259 | 0 | 0 | 0 | 0 | 0 | 0 | 0 | 0 | 0 | 0 | 0 | 0 | 0 | 0 | 0
Optimized - Kept within budgetary constraints | Real Estate & Workplace Services | 50 Keil Renovations - Phase 5 | 100774 | -1921.82 | -3602.5814 | 1680.7647 | 0 | 0 | 0 | 0 | 1680.7647 | 0 | 0 | 0 | 0 | 0 | 0 | 0 | 0 | 0 | 0 | 0 | 0 | 0 | 0 | 0
Optimized - Kept within budgetary constraints | Real Estate & Workplace Services | 50 Keil Renovations - Phase 6 | 100775 | -1520.5 | -3335.7235 | 1815.2259 | 0 | 0 | 0 | 0 | 1815.2259 | 0 | 0 | 0 | 0 | 0 | 0 | 0 | 0 | 0 | 0 | 0 | 0 | 0 | 0 | 0
Optimized - Kept within budgetary constraints | Real Estate & Workplace Services | 555 Riverview Regional Operations Centre | 100620 | -3526.74 | -5016.7284 | 1489.9868 | 0 | 0 | 0 | 0 | 1489.9868 | 0 | 0 | 0 | 0 | 0 | 0 | 0 | 0 | 0 | 0 | 0 | 0 | 0 | 0 | 0
Optimized - Kept within budgetary constraints | Real Estate & Workplace Services | Ancaster Operations Centre | 100664 | -705.74 | -2763.7575 | 2058.0163 | 0 | 0 | 0 | 0 | 2081.946 | -3.3504 | 0 | 0 | 0 | -20.5794 | 0 | 0 | 0 | 0 | 0 | 0 | 0 | 0 | 0 | 0
Optimized - Kept within budgetary constraints | Real Estate & Workplace Services | Arnprior Operations Centre Obsolescence | 8677 | 142.03 | -1302.1423 | 1444.1717 | 0 | 0 | 0 | 0 | 1478.6228 | -4.82 | 0 | 0 | 0 | -29.6311 | 0 | 0 | 0 | 0 | 0 | 0 | 0 | 0 | 0 | 0
Optimized - Kept within budgetary constraints | Real Estate & Workplace Services | Brantford Regional Operations Centre | 100665 | -2953.97 | -2953.9715 | 0 | 0 | 0 | 0 | 0 | 0 | 0 | 0 | 0 | 0 | 0 | 0 | 0 | 0 | 0 | 0 | 0 | 0 | 0 | 0 | 0
Optimized - Kept within budgetary constraints | Real Estate & Workplace Services | Dawn Administrative Centre | 100621 | -6575.51 | -8595.5996 | 2020.0888 | 0 | 0 | 0 | 0 | 2020.0888 | 0 | 0 | 0 | 0 | 0 | 0 | 0 | 0 | 0 | 0 | 0 | 0 | 0 | 0 | 0
Optimized - Kept within budgetary constraints | Real Estate & Workplace Services | Hamilton - Pritchard Rd. Operations Centre | 100631 | -622.95 | -670.54 | 47.5916 | 0 | 0 | 0 | 0 | 47.5916 | 0 | 0 | 0 | 0 | 0 | 0 | 0 | 0 | 0 | 0 | 0 | 0 | 0 | 0 | 0
Optimized - Kept within budgetary constraints | Real Estate & Workplace Services | Hamilton Facility Decommissioning | 48609 | -289.61 | -289.6105 | 0 | 0 | 0 | 0 | 0 | 0 | 0 | 0 | 0 | 0 | 0 | 0 | 0 | 0 | 0 | 0 | 0 | 0 | 0 | 0 | 0
Optimized - Kept within budgetary constraints | Real Estate & Workplace Services | Kelfield Operations Centre - Land Purchase | 8701 | -19162.67 | -19162.6669 | 0 | 0 | 0 | 0 | 0 | 0 | 0 | 0 | 0 | 0 | 0 | 0 | 0 | 0 | 0 | 0 | 0 | 0 | 0 | 0 | 0
Optimized - Kept within budgetary constraints | Real Estate & Workplace Services | Kelfield Operations Centre - New Building | 737226 | -15088.3 | -15088.3002 | 0 | 0 | 0 | 0 | 0 | 0 | 0 | 0 | 0 | 0 | 0 | 0 | 0 | 0 | 0 | 0 | 0 | 0 | 0 | 0 | 0
Optimized - Kept within budgetary constraints | Real Estate & Workplace Services | Leamington Operations Centre | 100669 | 255.49 | -1500.4609 | 1755.9462 | 0 | 0 | 0 | 0 | 1755.9462 | 0 | 0 | 0 | 0 | 0 | 0 | 0 | 0 | 0 | 0 | 0 | 0 | 0 | 0 | 0
Optimized - Kept within budgetary constraints | Real Estate & Workplace Services | MSB Demolition & New Administrative Parking | 6087 | 2353.05 | -372.5222 | 2725.5687 | 0 | 0 | 0 | 0 | 2488.4447 | 33.1993 | 0 | 0 | 0 | 203.9246 | 0 | 0 | 0 | 0 | 0 | 0 | 0 | 0 | 0 | 0
Optimized - Kept within budgetary constraints | Real Estate & Workplace Services | New London Site | 101136 | -26456.88 | -31986.0171 | 5529.1339 | 0 | 0 | 0 | 0 | 5073.7472 | 63.7571 | 0 | 0 | 0 | 391.6295 | 0 | 0 | 0 | 0 | 0 | 0 | 0 | 0 | 0 | 0
Optimized - Kept within budgetary constraints | Real Estate & Workplace Services | North Bay Regional Operations Centre | 100697 | -2207.18 | -5738.8113 | 3531.635 | 0 | 0 | 0 | 0 | 3496.0635 | 4.9783 | 0 | 0 | 0 | 30.5932 | 0 | 0 | 0 | 0 | 0 | 0 | 0 | 0 | 0 | 0
Optimized - Kept within budgetary constraints | Real Estate & Workplace Services | Operations Centre Retirement No. 4 | 100675 | -130.42 | -130.4179 | 0 | 0 | 0 | 0 | 0 | 0 | 0 | 0 | 0 | 0 | 0 | 0 | 0 | 0 | 0 | 0 | 0 | 0 | 0 | 0 | 0
Optimized - Kept within budgetary constraints | Real Estate & Workplace Services | Oshawa Operations Depot Improvements | 6101 | 720.71 | -1039.2799 | 1759.9926 | 0 | 0 | 0 | 0 | 1759.9926 | 0 | 0 | 0 | 0 | 0 | 0 | 0 | 0 | 0 | 0 | 0 | 0 | 0 | 0 | 0
Optimized - Kept within budgetary constraints | Real Estate & Workplace Services | Owen Sound Operations Centre | 100671 | -523.74 | -939.0088 | 415.267 | 0 | 0 | 0 | 0 | 415.267 | 0 | 0 | 0 | 0 | 0 | 0 | 0 | 0 | 0 | 0 | 0 | 0 | 0 | 0 | 0
Optimized - Kept within budgetary constraints | Real Estate & Workplace Services | Simcoe Operations Centre | 100674 | 711.26 | -2712.7397 | 3423.9968 | 0 | 0 | 0 | 0 | 3390.9526 | 4.6261 | 0 | 0 | 0 | 28.4181 | 0 | 0 | 0 | 0 | 0 | 0 | 0 | 0 | 0 | 0
Optimized - Kept within budgetary constraints | Real Estate & Workplace Services | Sudbury Regional Operations Centre | 100709 | -4949.98 | -8989.5903 | 4039.606 | 0 | 0 | 0 | 0 | 4039.606 | 0 | 0 | 0 | 0 | 0 | 0 | 0 | 0 | 0 | 0 | 0 | 0 | 0 | 0 | 0
Optimized - Kept within budgetary constraints | Real Estate & Workplace Services | Thorold Regional Office - Building & Site | 8681 | 0 | 0 | 0 | 0 | 0 | 0 | 0 | 0 | 0 | 0 | 0 | 0 | 0 | 0 | 0 | 0 | 0 | 0 | 0 | 0 | 0 | 0 | 0
Optimized - Kept within budgetary constraints | Real Estate & Workplace Services | Thunder Bay Regional Operations Centre | 100607 | -1584.5 | -3407.4752 | 1822.9778 | 0 | 0 | 0 | 0 | 1822.9778 | 0 | 0 | 0 | 0 | 0 | 0 | 0 | 0 | 0 | 0 | 0 | 0 | 0 | 0 | 0
Optimized - Kept within budgetary constraints | Real Estate & Workplace Services | Timmins Operations Centre | 100616 | -495.75 | -777.6771 | 281.9224 | 0 | 0 | 0 | 0 | 281.9224 | 0 | 0 | 0 | 0 | 0 | 0 | 0 | 0 | 0 | 0 | 0 | 0 | 0 | 0 | 0
Optimized - Kept within budgetary constraints | Real Estate & Workplace Services | TIS Technology and Innovation Lab | 22004 | -447.03 | -447.0267 | 0 | 0 | 0 | 0 | 0 | 0 | 0 | 0 | 0 | 0 | 0 | 0 | 0 | 0 | 0 | 0 | 0 | 0 | 0 | 0 | 0
Optimized - Kept within budgetary constraints | Real Estate & Workplace Services | Union Rate Zones Micro Operations Sites Program | 102392 | 12627.4 | -5218.169 | 17845.5672 | 0 | 0 | 0 | 0 | 17845.5672 | 0 | 0 | 0 | 0 | 0 | 0 | 0 | 0 | 0 | 0 | 0 | 0 | 0 | 0 | 0
Optimized - Kept within budgetary constraints | Real Estate & Workplace Services | VPC Core and Shell | 8782 | -12943.58 | -13748.9439 | 805.3618 | 0 | 0 | 0 | 0 | 805.3618 | 0 | 0 | 0 | 0 | 0 | 0 | 0 | 0 | 0 | 0 | 0 | 0 | 0 | 0 | 0
Optimized - Kept within budgetary constraints | Real Estate & Workplace Services | VPC-Link and stairwells | 3637 | 1165.12 | -1025.1633 | 2190.2809 | 0 | 0 | 0 | 0 | 2190.2809 | 0 | 0 | 0 | 0 | 0 | 0 | 0 | 0 | 0 | 0 | 0 | 0 | 0 | 0 | 0
Optimized - Kept within budgetary constraints | Real Estate & Workplace Services | Woodstock Operations Centre | 100680 | 22.85 | -680.5936 | 703.4408 | 0 | 0 | 0 | 0 | 703.4408 | 0 | 0 | 0 | 0 | 0 | 0 | 0 | 0 | 0 | 0 | 0 | 0 | 0 | 0 | 0
Optimized - Kept within budgetary constraints | TIS | Attachment Growth Program | 734912 | -696.6 | -2125.3048 | 1428.7006 | 0 | 0 | 0 | 0 | 1428.7006 | 0 | 0 | 0 | 0 | 0 | 0 | 0 | 0 | 0 | 0 | 0 | 0 | 0 | 0 | 0
Optimized - Kept within budgetary constraints | TIS | Auto-Dispatching | 734985 | 1468.03 | -295.2471 | 1763.2786 | 1763.2786 | 0 | 0 | 0 | 0 | 0 | 0 | 0 | 0 | 0 | 0 | 0 | 0 | 0 | 0 | 0 | 0 | 0 | 0 | 0
Optimized - Kept within budgetary constraints | TIS | Call/Voice Analytics 2023 | 102302 | 6.77 | -482.7889 | 489.5542 | 0 | 0 | 0 | 0 | 489.5542 | 0 | 0 | 0 | 0 | 0 | 0 | 0 | 0 | 0 | 0 | 0 | 0 | 0 | 0 | 0
Optimized - Kept within budgetary constraints | TIS | Construction Program | 735071 | -696.6 | -2125.3048 | 1428.7006 | 1428.7006 | 0 | 0 | 0 | 0 | 0 | 0 | 0 | 0 | 0 | 0 | 0 | 0 | 0 | 0 | 0 | 0 | 0 | 0 | 0
Optimized - Kept within budgetary constraints | TIS | Contract Market Harmonization | 102291 | -3546.26 | -12656.1169 | 9109.8523 | 0 | 0 | 0 | 0 | 9109.8523 | 0 | 0 | 0 | 0 | 0 | 0 | 0 | 0 | 0 | 0 | 0 | 0 | 0 | 0 | 0
Optimized - Kept within budgetary constraints | TIS | Corrosion Protection and Leak Survey Enhancement | 734819 | 4198.38 | -1116.0337 | 5314.4183 | 0 | 0 | 0 | 0 | 5291.4837 | 0 | 0 | 0 | 21.5628 | 0 | 0 | 0 | 0 | 0 | 0 | 0 | 0 | 0 | 1.3718 | 0
Optimized - Kept within budgetary constraints | TIS | Cost & Schedule Management (Ecosys) | 735733 | 2378.31 | -894.0534 | 3272.3665 | 0 | 1926.5404 | 0 | 0 | 0 | 0 | 0 | 0 | 1345.8261 | 0 | 0 | 0 | 0 | 0 | 0 | 0 | 0 | 0 | 0 | 0
Optimized - Kept within budgetary constraints | TIS | Crossbore & Locate Technology Advancements | 734916 | -103.01 | -386.2311 | 283.2259 | 0 | -118.9564 | 0 | 0 | 223.9179 | 0 | 0 | 0 | 131.395 | 0 | 0 | 0 | 0 | 0 | 0 | 0 | 0 | 0 | 46.8694 | 0
Optimized - Kept within budgetary constraints | TIS | Customer Account creation Automation | 734982 | 317.25 | -670.54 | 987.7877 | 529.1484 | 0 | 0 | 0 | 264.5742 | 0 | 0 | 0 | 194.0652 | 0 | 0 | 0 | 0 | 0 | 0 | 0 | 0 | 0 | 0 | 0
Optimized - Kept within budgetary constraints | TIS | Customer Inquiry Tool Automation | 734910 | 37.39 | -413.9136 | 451.3084 | 0 | 0 | 0 | 0 | 176.3828 | 0 | 0 | 0 | 274.9257 | 0 | 0 | 0 | 0 | 0 | 0 | 0 | 0 | 0 | 0 | 0
Optimized - Kept within budgetary constraints | TIS | Customer Residential Pre-payment System | 734815 | 1971.99 | -357.6213 | 2329.611 | 1322.8709 | 192.8746 | 0 | 0 | 141.1062 | 0 | 0 | 0 | 672.7592 | 0 | 0 | 0 | 0 | 0 | 0 | 0 | 0 | 0 | 0 | 0
Optimized - Kept within budgetary constraints | TIS | Damage Reduction Technology Support | 734915 | 215083.32 | -675.9043 | 215759.2216 | 0 | 937.0336 | 0 | 0 | 562.2201 | 0 | 0 | 0 | 0 | 0 | 0 | 0 | 0 | 0 | 0 | 0 | 0 | 0 | 214259.9679 | 0
Optimized - Kept within budgetary constraints | TIS | EG - Building Management Systems Solution (2025) | 102245 | 78.66 | -248.3482 | 327.0073 | 0 | 0 | 0 | 0 | 327.0073 | 0 | 0 | 0 | 0 | 0 | 0 | 0 | 0 | 0 | 0 | 0 | 0 | 0 | 0 | 0
Optimized - Kept within budgetary constraints | TIS | EG - Customer Data Analytics Solutions (2023) | 102342 | 3.79 | -270.3617 | 274.1504 | 0 | 0 | 0 | 0 | 274.1504 | 0 | 0 | 0 | 0 | 0 | 0 | 0 | 0 | 0 | 0 | 0 | 0 | 0 | 0 | 0
Optimized - Kept within budgetary constraints | TIS | EG - Customer Data Analytics Solutions (2024) | 102343 | 15.31 | -160.9296 | 176.2395 | 0 | 0 | 0 | 0 | 176.2395 | 0 | 0 | 0 | 0 | 0 | 0 | 0 | 0 | 0 | 0 | 0 | 0 | 0 | 0 | 0
Optimized - Kept within budgetary constraints | TIS | EG - Customer Data Analytics Solutions (2025) | 102345 | 54.46 | -298.0178 | 352.479 | 0 | 0 | 0 | 0 | 352.479 | 0 | 0 | 0 | 0 | 0 | 0 | 0 | 0 | 0 | 0 | 0 | 0 | 0 | 0 | 0
Optimized - Kept within budgetary constraints | TIS | EG - DataStage Analytics (2025) | 102112 | 62.61 | -662.2618 | 724.8729 | 0 | 0 | 0 | 0 | 724.8729 | 0 | 0 | 0 | 0 | 0 | 0 | 0 | 0 | 0 | 0 | 0 | 0 | 0 | 0 | 0
Optimized - Kept within budgetary constraints | TIS | Emergency Dispatch Capability Advancement | 734984 | 4902.03 | -447.0267 | 5349.0551 | 5143.3222 | 0 | 0 | 0 | 205.7329 | 0 | 0 | 0 | 0 | 0 | 0 | 0 | 0 | 0 | 0 | 0 | 0 | 0 | 0 | 0
Optimized - Kept within budgetary constraints | TIS | Enhanced Intelligent Contact Centre, Customer Self Service & Communications | 102304 | 531.5 | -1916.2667 | 2447.7711 | 0 | 0 | 0 | 0 | 2447.7711 | 0 | 0 | 0 | 0 | 0 | 0 | 0 | 0 | 0 | 0 | 0 | 0 | 0 | 0 | 0
Optimized - Kept within budgetary constraints | TIS | Expansion Surcharge Capability Advancement | 734911 | 116.51 | -191.6266 | 308.1319 | 0 | 0 | 0 | 0 | 88.1914 | 0 | 0 | 0 | 219.9405 | 0 | 0 | 0 | 0 | 0 | 0 | 0 | 0 | 0 | 0 | 0
Optimized - Kept within budgetary constraints | TIS | Fleet Alignment Solution | 734913 | 224.39 | -383.2534 | 607.6387 | 0 | 0 | 0 | 0 | 176.3828 | 0 | 0 | 0 | 431.2559 | 0 | 0 | 0 | 0 | 0 | 0 | 0 | 0 | 0 | 0 | 0
Optimized - Kept within budgetary constraints | TIS | Fleet Asset Management Program | 734914 | -251.83 | -632.8168 | 380.9868 | 0 | 0 | 0 | 0 | 380.9868 | 0 | 0 | 0 | 0 | 0 | 0 | 0 | 0 | 0 | 0 | 0 | 0 | 0 | 0 | 0
Optimized - Kept within budgetary constraints | TIS | Forecaster & eWeather Upgrades 2026 | 735347 | 167.94 | -383.2534 | 551.1962 | 0 | 0 | 0 | 0 | 551.1962 | 0 | 0 | 0 | 0 | 0 | 0 | 0 | 0 | 0 | 0 | 0 | 0 | 0 | 0 | 0
Optimized - Kept within budgetary constraints | TIS | Forecasting & Planning Automation | 734816 | 1306.51 | -1448.3665 | 2754.8783 | 0 | 1427.0506 | 0 | 0 | 0 | 0 | 0 | 0 | 1327.8277 | 0 | 0 | 0 | 0 | 0 | 0 | 0 | 0 | 0 | 0 | 0
Optimized - Kept within budgetary constraints | TIS | FRA Rollout to LUG | 734918 | 1396.18 | -993.3927 | 2389.5762 | 0 | 0 | 0 | 0 | 749.6269 | 0 | 0 | 0 | 776.2607 | 0 | 0 | 0 | 0 | 0 | 0 | 0 | 0 | 0 | 863.6886 | 0
Optimized - Kept within budgetary constraints | TIS | General Service Rebasing Changes | 736081 | -8839.81 | -14172.4019 | 5332.5965 | 0 | 0 | 0 | 0 | 5332.5965 | 0 | 0 | 0 | 0 | 0 | 0 | 0 | 0 | 0 | 0 | 0 | 0 | 0 | 0 | 0
Optimized - Kept within budgetary constraints | TIS | HVAC Portal & Get Connected Integration | 734920 | 239.04 | -193.1156 | 432.1599 | 264.5742 | 0 | 0 | 0 | 70.5531 | 0 | 0 | 0 | 97.0326 | 0 | 0 | 0 | 0 | 0 | 0 | 0 | 0 | 0 | 0 | 0
Optimized - Kept within budgetary constraints | TIS | Inventory Management | 734919 | 4117.06 | -496.8099 | 4613.8723 | 0 | 0 | 0 | 1958.2169 | 0 | 0 | 0 | 0 | 2655.6554 | 0 | 0 | 0 | 0 | 0 | 0 | 0 | 0 | 0 | 0 | 0
Optimized - Kept within budgetary constraints | TIS | Material Barcoding Expansion | 736464 | 2677.79 | -2838.9136 | 5516.6989 | 0 | 0 | 0 | 2401.316 | 2401.316 | 0 | 0 | 0 | 714.067 | 0 | 0 | 0 | 0 | 0 | 0 | 0 | 0 | 0 | 0 | 0
Optimized - Kept within budgetary constraints | TIS | Material Traceability | 102359 | -19.19 | -4783.0017 | 4763.8131 | 0 | 0 | 0 | 0 | 4763.8131 | 0 | 0 | 0 | 0 | 0 | 0 | 0 | 0 | 0 | 0 | 0 | 0 | 0 | 0 | 0
Optimized - Kept within budgetary constraints | TIS | Online Customer Appointment Booking | 734813 | 2325.04 | -357.6213 | 2682.6592 | 367.1657 | 1070.6551 | 0 | 0 | 0 | 0 | 0 | 0 | 1244.8385 | 0 | 0 | 0 | 0 | 0 | 0 | 0 | 0 | 0 | 0 | 0
Optimized - Kept within budgetary constraints | TIS | OWP Replacement | 102209 | 877.6 | -519.8755 | 1397.4708 | 0 | 0 | 0 | 1397.4708 | 0 | 0 | 0 | 0 | 0 | 0 | 0 | 0 | 0 | 0 | 0 | 0 | 0 | 0 | 0 | 0
Optimized - Kept within budgetary constraints | TIS | Push to Talk Radios - 2023 | 101827 | -682.13 | -724.1832 | 42.0508 | 0 | 0 | 0 | 0 | 0 | 0 | 0 | 0 | 0 | 0 | 0 | 0 | 0 | 0 | 0 | 0 | 0 | 0 | 42.0508 | 0
Optimized - Kept within budgetary constraints | TIS | Push to Talk Radios - 2029 | 101951 | -912.72 | -912.7166 | 0 | 0 | 0 | 0 | 0 | 0 | 0 | 0 | 0 | 0 | 0 | 0 | 0 | 0 | 0 | 0 | 0 | 0 | 0 | 0 | 0
Optimized - Kept within budgetary constraints | TIS | QR Code for Infractions | 734986 | 1200.72 | -268.216 | 1468.9339 | 264.5742 | -123.468 | 0 | 0 | 0 | 0 | 0 | 0 | 1327.8277 | 0 | 0 | 0 | 0 | 0 | 0 | 0 | 0 | 0 | 0 | 0
Optimized - Kept within budgetary constraints | TIS | Records Management Upgrade (2024-2027) | 102364 | -4060.19 | -17590.715 | 13530.5235 | 0 | 12472.5563 | 0 | 0 | 0 | 0 | 0 | 0 | 0 | 0 | 0 | 0 | 0 | 0 | 0 | 0 | 0 | 0 | 1057.9672 | 0
Optimized - Kept within budgetary constraints | TIS | Reporting & Analytics | 734602 | 3333.82 | -3498.7165 | 6832.54 | 0 | 0 | 0 | 0 | 0 | 0 | 0 | 0 | 6832.54 | 0 | 0 | 0 | 0 | 0 | 0 | 0 | 0 | 0 | 0 | 0
Optimized - Kept within budgetary constraints | TIS | Scheduling and Dispatching Automation | 734817 | 800.42 | -688.4211 | 1488.8436 | 0 | 771.2338 | 0 | 0 | 0 | 0 | 0 | 0 | 717.6099 | 0 | 0 | 0 | 0 | 0 | 0 | 0 | 0 | 0 | 0 | 0
Optimized - Kept within budgetary constraints | TIS | Third Party Locate Management | 734917 | 119.05 | -3122.77 | 3241.8185 | 0 | -55.9795 | 0 | 0 | 559.7946 | 0 | 0 | 0 | 2737.3958 | 0 | 0 | 0 | 0 | 0 | 0 | 0 | 0 | 0 | 0.6075 | 0
Optimized - Kept within budgetary constraints | TIS | UG - Customer Data Analytics Solutions (2025) | 102341 | -142.23 | -494.7095 | 352.479 | 0 | 0 | 0 | 0 | 352.479 | 0 | 0 | 0 | 0 | 0 | 0 | 0 | 0 | 0 | 0 | 0 | 0 | 0 | 0 | 0
Optimized - Kept within budgetary constraints | TIS | Work Management Ops Support Program | 734981 | 160.62 | -2125.3048 | 2285.921 | 1428.7006 | 0 | 0 | 0 | 857.2204 | 0 | 0 | 0 | 0 | 0 | 0 | 0 | 0 | 0 | 0 | 0 | 0 | 0 | 0 | 0
Optimized - not within budgetary contraints | Distribution Pipe | 000046, NRP - HNS Grove A1, 2025 - 2027 - 1612 | 30098 | 0 | 0 | 0 | 0 | 0 | 0 | 0 | 0 | 0 | 0 | 0 | 0 | 0 | 0 | 0 | 0 | 0 | 0 | 0 | 0 | 0 | 0 | 0
Optimized - not within budgetary contraints | Distribution Pipe | 000088, NRP - HNS Grove A2, 2028 - 2030 - 1611 | 30100 | 0 | 0 | 0 | 0 | 0 | 0 | 0 | 0 | 0 | 0 | 0 | 0 | 0 | 0 | 0 | 0 | 0 | 0 | 0 | 0 | 0 | 0 | 0
Optimized - not within budgetary contraints | Distribution Pipe | 000725, NRP - HNS Grove B2, 2028 - 2030 - 1608 | 30103 | 0 | 0 | 0 | 0 | 0 | 0 | 0 | 0 | 0 | 0 | 0 | 0 | 0 | 0 | 0 | 0 | 0 | 0 | 0 | 0 | 0 | 0 | 0
Optimized - not within budgetary contraints | Distribution Pipe | 8th St-Nipigon-1553 | 30135 | 0 | 0 | 0 | 0 | 0 | 0 | 0 | 0 | 0 | 0 | 0 | 0 | 0 | 0 | 0 | 0 | 0 | 0 | 0 | 0 | 0 | 0 | 0
Optimized - not within budgetary contraints | Distribution Pipe | Ann St (MORATORIUM UNTIL 2028) - Southwest - London - 1402 | 30276 | 0 | 0 | 0 | 0 | 0 | 0 | 0 | 0 | 0 | 0 | 0 | 0 | 0 | 0 | 0 | 0 | 0 | 0 | 0 | 0 | 0 | 0 | 0
Optimized - not within budgetary contraints | Distribution Pipe | Anne St S - Area 50 - 1204 | 30081 | 0 | 0 | 0 | 0 | 0 | 0 | 0 | 0 | 0 | 0 | 0 | 0 | 0 | 0 | 0 | 0 | 0 | 0 | 0 | 0 | 0 | 0 | 0
Optimized - not within budgetary contraints | Distribution Pipe | Arthur St (MORATORIUM UNTIL 2026) - Eastern - Area 60 - 1724 | 30335 | 0 | 0 | 0 | 0 | 0 | 0 | 0 | 0 | 0 | 0 | 0 | 0 | 0 | 0 | 0 | 0 | 0 | 0 | 0 | 0 | 0 | 0 | 0
Optimized - not within budgetary contraints | Distribution Pipe | Arthur St N - Southeast - Waterloo - 1800 | 30467 | 0 | 0 | 0 | 0 | 0 | 0 | 0 | 0 | 0 | 0 | 0 | 0 | 0 | 0 | 0 | 0 | 0 | 0 | 0 | 0 | 0 | 0 | 0
Optimized - not within budgetary contraints | Distribution Pipe | Avondale Blvd 1 - GTA West - Area 20 - 1663 | 30112 | 0 | 0 | 0 | 0 | 0 | 0 | 0 | 0 | 0 | 0 | 0 | 0 | 0 | 0 | 0 | 0 | 0 | 0 | 0 | 0 | 0 | 0 | 0
Optimized - not within budgetary contraints | Distribution Pipe | Avondale Blvd 2 - GTA West - Area 20 - 1664 | 30113 | 0 | 0 | 0 | 0 | 0 | 0 | 0 | 0 | 0 | 0 | 0 | 0 | 0 | 0 | 0 | 0 | 0 | 0 | 0 | 0 | 0 | 0 | 0
Optimized - not within budgetary contraints | Distribution Pipe | Bank St (MORATORIUM UNTIL 2026) - Eastern - Area 60 - 1051 | 30336 | 0 | 0 | 0 | 0 | 0 | 0 | 0 | 0 | 0 | 0 | 0 | 0 | 0 | 0 | 0 | 0 | 0 | 0 | 0 | 0 | 0 | 0 | 0
Optimized - not within budgetary contraints | Distribution Pipe | Bartholomew St - Eastern - Area 60 - 1116 | 30337 | 0 | 0 | 0 | 0 | 0 | 0 | 0 | 0 | 0 | 0 | 0 | 0 | 0 | 0 | 0 | 0 | 0 | 0 | 0 | 0 | 0 | 0 | 0
Optimized - not within budgetary contraints | Distribution Pipe | Baseline Rd E-Whitby-1182 | 30177 | 0 | 0 | 0 | 0 | 0 | 0 | 0 | 0 | 0 | 0 | 0 | 0 | 0 | 0 | 0 | 0 | 0 | 0 | 0 | 0 | 0 | 0 | 0
Optimized - not within budgetary contraints | Distribution Pipe | Belle River Rd 2 - Southwest - Windsor - 1368 | 30005 | 0 | 0 | 0 | 0 | 0 | 0 | 0 | 0 | 0 | 0 | 0 | 0 | 0 | 0 | 0 | 0 | 0 | 0 | 0 | 0 | 0 | 0 | 0
Optimized - not within budgetary contraints | Distribution Pipe | Birch St N (MORATORIUM UNTIL 2028) -Timmins-1550 | 30138 | 0 | 0 | 0 | 0 | 0 | 0 | 0 | 0 | 0 | 0 | 0 | 0 | 0 | 0 | 0 | 0 | 0 | 0 | 0 | 0 | 0 | 0 | 0
Optimized - not within budgetary contraints | Distribution Pipe | Blake St - Area 50 - 1209 | 30082 | 0 | 0 | 0 | 0 | 0 | 0 | 0 | 0 | 0 | 0 | 0 | 0 | 0 | 0 | 0 | 0 | 0 | 0 | 0 | 0 | 0 | 0 | 0
Optimized - not within budgetary contraints | Distribution Pipe | Byng Ave-Kapuskasing-1539 | 30139 | 0 | 0 | 0 | 0 | 0 | 0 | 0 | 0 | 0 | 0 | 0 | 0 | 0 | 0 | 0 | 0 | 0 | 0 | 0 | 0 | 0 | 0 | 0
Optimized - not within budgetary contraints | Distribution Pipe | Carden St - Southeast - Waterloo - 1801 | 30468 | 0 | 0 | 0 | 0 | 0 | 0 | 0 | 0 | 0 | 0 | 0 | 0 | 0 | 0 | 0 | 0 | 0 | 0 | 0 | 0 | 0 | 0 | 0
Optimized - not within budgetary contraints | Distribution Pipe | Centre St - Southwest - London - 1479 | 30281 | 0 | 0 | 0 | 0 | 0 | 0 | 0 | 0 | 0 | 0 | 0 | 0 | 0 | 0 | 0 | 0 | 0 | 0 | 0 | 0 | 0 | 0 | 0
Optimized - not within budgetary contraints | Distribution Pipe | Christena Cres 2 - Ajax - Area 40 - 1704 | 30180 | 0 | 0 | 0 | 0 | 0 | 0 | 0 | 0 | 0 | 0 | 0 | 0 | 0 | 0 | 0 | 0 | 0 | 0 | 0 | 0 | 0 | 0 | 0
Optimized - not within budgetary contraints | Distribution Pipe | Circle St-Kapuskasing-1548 | 30140 | 0 | 0 | 0 | 0 | 0 | 0 | 0 | 0 | 0 | 0 | 0 | 0 | 0 | 0 | 0 | 0 | 0 | 0 | 0 | 0 | 0 | 0 | 0
Optimized - not within budgetary contraints | Distribution Pipe | Clarkson Rd 2 (EXECUTE 2025 - ROAD REHABILITATION WORK PLANNED FOR 2025) - GTA West - Area 20 - 1666 | 30116 | 0 | 0 | 0 | 0 | 0 | 0 | 0 | 0 | 0 | 0 | 0 | 0 | 0 | 0 | 0 | 0 | 0 | 0 | 0 | 0 | 0 | 0 | 0
Optimized - not within budgetary contraints | Distribution Pipe | Colborne Ave - GTA East - Area 30 - 1705 | 30165 | 0 | 0 | 0 | 0 | 0 | 0 | 0 | 0 | 0 | 0 | 0 | 0 | 0 | 0 | 0 | 0 | 0 | 0 | 0 | 0 | 0 | 0 | 0
Optimized - not within budgetary contraints | Distribution Pipe | Cumberland St - Area 50 - 1200 | 30084 | 0 | 0 | 0 | 0 | 0 | 0 | 0 | 0 | 0 | 0 | 0 | 0 | 0 | 0 | 0 | 0 | 0 | 0 | 0 | 0 | 0 | 0 | 0
Optimized - not within budgetary contraints | Distribution Pipe | Daniel St S - Eastern - Area 60 - 1213 | 30344 | 0 | 0 | 0 | 0 | 0 | 0 | 0 | 0 | 0 | 0 | 0 | 0 | 0 | 0 | 0 | 0 | 0 | 0 | 0 | 0 | 0 | 0 | 0
Optimized - not within budgetary contraints | Distribution Pipe | Dauw Ave - Southwest - Windsor - 1384 | 30009 | 0 | 0 | 0 | 0 | 0 | 0 | 0 | 0 | 0 | 0 | 0 | 0 | 0 | 0 | 0 | 0 | 0 | 0 | 0 | 0 | 0 | 0 | 0
Optimized - not within budgetary contraints | Distribution Pipe | Deamess Dr - Southwest - London - 1396 | 30286 | 0 | 0 | 0 | 0 | 0 | 0 | 0 | 0 | 0 | 0 | 0 | 0 | 0 | 0 | 0 | 0 | 0 | 0 | 0 | 0 | 0 | 0 | 0
Optimized - not within budgetary contraints | Distribution Pipe | Devonshire Ave-Kapuskasing-1536 | 30141 | 0 | 0 | 0 | 0 | 0 | 0 | 0 | 0 | 0 | 0 | 0 | 0 | 0 | 0 | 0 | 0 | 0 | 0 | 0 | 0 | 0 | 0 | 0
Optimized - not within budgetary contraints | Distribution Pipe | Div. 06 - Brant - High St - Southeast - Waterloo - 1294 | 30235 | 0 | 0 | 0 | 0 | 0 | 0 | 0 | 0 | 0 | 0 | 0 | 0 | 0 | 0 | 0 | 0 | 0 | 0 | 0 | 0 | 0 | 0 | 0
Optimized - not within budgetary contraints | Distribution Pipe | Div. 06 - Brant - Park Rd N - Southeast - Waterloo - 1315 | 30236 | 0 | 0 | 0 | 0 | 0 | 0 | 0 | 0 | 0 | 0 | 0 | 0 | 0 | 0 | 0 | 0 | 0 | 0 | 0 | 0 | 0 | 0 | 0
Optimized - not within budgetary contraints | Distribution Pipe | Div. 06 - Brantford - Bell Lane - Southeast - Waterloo - 1284 | 30239 | 0 | 0 | 0 | 0 | 0 | 0 | 0 | 0 | 0 | 0 | 0 | 0 | 0 | 0 | 0 | 0 | 0 | 0 | 0 | 0 | 0 | 0 | 0
Optimized - not within budgetary contraints | Distribution Pipe | Div. 06 - Brantford - Catherine Ave - Souheast - Waterloo - 1321 | 30240 | 0 | 0 | 0 | 0 | 0 | 0 | 0 | 0 | 0 | 0 | 0 | 0 | 0 | 0 | 0 | 0 | 0 | 0 | 0 | 0 | 0 | 0 | 0
Optimized - not within budgetary contraints | Distribution Pipe | Div. 06 - Brantford - Charing Cross St (MORATORIUM UNTIL 2026) - Southeast - Waterloo - 1241 | 30241 | 0 | 0 | 0 | 0 | 0 | 0 | 0 | 0 | 0 | 0 | 0 | 0 | 0 | 0 | 0 | 0 | 0 | 0 | 0 | 0 | 0 | 0 | 0
Optimized - not within budgetary contraints | Distribution Pipe | Div. 06 - Brantford - Colborne St - Southeast - Waterloo - 1817 | 30242 | 0 | 0 | 0 | 0 | 0 | 0 | 0 | 0 | 0 | 0 | 0 | 0 | 0 | 0 | 0 | 0 | 0 | 0 | 0 | 0 | 0 | 0 | 0
Optimized - not within budgetary contraints | Distribution Pipe | Div. 06 - Brantford - Grand St (MORATORIUM UNTIL 2026) - Southeast - Waterloo - 1738 | 30247 | 0 | 0 | 0 | 0 | 0 | 0 | 0 | 0 | 0 | 0 | 0 | 0 | 0 | 0 | 0 | 0 | 0 | 0 | 0 | 0 | 0 | 0 | 0
Optimized - not within budgetary contraints | Distribution Pipe | Div. 06 - Brantford - N Park St (MORATORIUM UNTIL 2026) - Southeast - Waterloo - 1292 | 30249 | 0 | 0 | 0 | 0 | 0 | 0 | 0 | 0 | 0 | 0 | 0 | 0 | 0 | 0 | 0 | 0 | 0 | 0 | 0 | 0 | 0 | 0 | 0
Optimized - not within budgetary contraints | Distribution Pipe | Div. 06 - Brantford - Ontario St - Southeast - Waterloo - 1298 | 30250 | 0 | 0 | 0 | 0 | 0 | 0 | 0 | 0 | 0 | 0 | 0 | 0 | 0 | 0 | 0 | 0 | 0 | 0 | 0 | 0 | 0 | 0 | 0
Optimized - not within budgetary contraints | Distribution Pipe | Div. 06 - Brantford - Spalding Dr - Southeast - Waterloo - 1387 | 30251 | 0 | 0 | 0 | 0 | 0 | 0 | 0 | 0 | 0 | 0 | 0 | 0 | 0 | 0 | 0 | 0 | 0 | 0 | 0 | 0 | 0 | 0 | 0
Optimized - not within budgetary contraints | Distribution Pipe | Div. 06 - Brantford - St Paul Ave (MORATORIUM UNTIL 2025) - Southeast - Waterloo - 1327 | 30254 | 0 | 0 | 0 | 0 | 0 | 0 | 0 | 0 | 0 | 0 | 0 | 0 | 0 | 0 | 0 | 0 | 0 | 0 | 0 | 0 | 0 | 0 | 0
Optimized - not within budgetary contraints | Distribution Pipe | Div. 06 - Brantford - Terrace Hill St - Southeast - Waterloo - 1290 | 30255 | 0 | 0 | 0 | 0 | 0 | 0 | 0 | 0 | 0 | 0 | 0 | 0 | 0 | 0 | 0 | 0 | 0 | 0 | 0 | 0 | 0 | 0 | 0
Optimized - not within budgetary contraints | Distribution Pipe | Div. 06 - Brantford - Wilkes St (MORATORIUM UNTIL 2027) - Southeast - Waterloo - 1370 | 30257 | 0 | 0 | 0 | 0 | 0 | 0 | 0 | 0 | 0 | 0 | 0 | 0 | 0 | 0 | 0 | 0 | 0 | 0 | 0 | 0 | 0 | 0 | 0
Optimized - not within budgetary contraints | Distribution Pipe | Div. 06 - Delhi - James St (MORATORIUM UNTIL 2026) - Southeast - Waterloo - 1245 | 30258 | 0 | 0 | 0 | 0 | 0 | 0 | 0 | 0 | 0 | 0 | 0 | 0 | 0 | 0 | 0 | 0 | 0 | 0 | 0 | 0 | 0 | 0 | 0
Optimized - not within budgetary contraints | Distribution Pipe | Div. 06 - Langton - Wyecombe - 12th Concession Rd - Southeast - Waterloo - 1256 | 30259 | 0 | 0 | 0 | 0 | 0 | 0 | 0 | 0 | 0 | 0 | 0 | 0 | 0 | 0 | 0 | 0 | 0 | 0 | 0 | 0 | 0 | 0 | 0
Optimized - not within budgetary contraints | Distribution Pipe | Div. 06 - Norfolk County - Atherton - Lynedoch Rd - Southeast - Waterloo - 1267 | 30261 | 0 | 0 | 0 | 0 | 0 | 0 | 0 | 0 | 0 | 0 | 0 | 0 | 0 | 0 | 0 | 0 | 0 | 0 | 0 | 0 | 0 | 0 | 0
Optimized - not within budgetary contraints | Distribution Pipe | Div. 06 - Norfolk County - Halfway House Corner - Vittoria Rd - Southeast - Waterloo - 1272 | 30262 | 0 | 0 | 0 | 0 | 0 | 0 | 0 | 0 | 0 | 0 | 0 | 0 | 0 | 0 | 0 | 0 | 0 | 0 | 0 | 0 | 0 | 0 | 0
Optimized - not within budgetary contraints | Distribution Pipe | Div. 06 - Norfolk County - Marston - 10th Concession Rd 2 - Southeast - Waterloo - 1254 | 30263 | 0 | 0 | 0 | 0 | 0 | 0 | 0 | 0 | 0 | 0 | 0 | 0 | 0 | 0 | 0 | 0 | 0 | 0 | 0 | 0 | 0 | 0 | 0
Optimized - not within budgetary contraints | Distribution Pipe | Div. 06 - Norfolk County - Silver Hill - 10th Concession Rd - Southeast - Waterloo - 1243 | 30264 | 0 | 0 | 0 | 0 | 0 | 0 | 0 | 0 | 0 | 0 | 0 | 0 | 0 | 0 | 0 | 0 | 0 | 0 | 0 | 0 | 0 | 0 | 0
Optimized - not within budgetary contraints | Distribution Pipe | Div. 06 - Norfolk County - Simcoe - Blue Line Rd - Southeast - Waterloo - 1326 | 30265 | 0 | 0 | 0 | 0 | 0 | 0 | 0 | 0 | 0 | 0 | 0 | 0 | 0 | 0 | 0 | 0 | 0 | 0 | 0 | 0 | 0 | 0 | 0
Optimized - not within budgetary contraints | Distribution Pipe | Div. 06 - Tillsonburg - Hyman St - Southeast - Waterloo - 1374 | 30268 | 0 | 0 | 0 | 0 | 0 | 0 | 0 | 0 | 0 | 0 | 0 | 0 | 0 | 0 | 0 | 0 | 0 | 0 | 0 | 0 | 0 | 0 | 0
Optimized - not within budgetary contraints | Distribution Pipe | Div. 06 - Tillsonburg - Tillson Ave - Southeast - Waterloo - 1392 | 30271 | 0 | 0 | 0 | 0 | 0 | 0 | 0 | 0 | 0 | 0 | 0 | 0 | 0 | 0 | 0 | 0 | 0 | 0 | 0 | 0 | 0 | 0 | 0
Optimized - not within budgetary contraints | Distribution Pipe | Div. 07 - Meaford - Louisa St - Southeast - Waterloo - 1278 | 30273 | 0 | 0 | 0 | 0 | 0 | 0 | 0 | 0 | 0 | 0 | 0 | 0 | 0 | 0 | 0 | 0 | 0 | 0 | 0 | 0 | 0 | 0 | 0
Optimized - not within budgetary contraints | Distribution Pipe | Div. 07 - Waterloo - Union St E - Southeast - Waterloo - 1390 | 30274 | 0 | 0 | 0 | 0 | 0 | 0 | 0 | 0 | 0 | 0 | 0 | 0 | 0 | 0 | 0 | 0 | 0 | 0 | 0 | 0 | 0 | 0 | 0
Optimized - not within budgetary contraints | Distribution Pipe | Div. 16 - Haldimand - Jarvis - Talbot St E - Hamilton - 1732 | 30401 | 0 | 0 | 0 | 0 | 0 | 0 | 0 | 0 | 0 | 0 | 0 | 0 | 0 | 0 | 0 | 0 | 0 | 0 | 0 | 0 | 0 | 0 | 0
Optimized - not within budgetary contraints | Distribution Pipe | Div. 16 - Haldimand - Selkirk - Erie St S - Hamilton - 1420 | 30402 | 0 | 0 | 0 | 0 | 0 | 0 | 0 | 0 | 0 | 0 | 0 | 0 | 0 | 0 | 0 | 0 | 0 | 0 | 0 | 0 | 0 | 0 | 0
Optimized - not within budgetary contraints | Distribution Pipe | Div. 16 - Hamilton - Barton St E (MORATORIUM UNTIL 2027) - Hamilton - 1418 | 30403 | 0 | 0 | 0 | 0 | 0 | 0 | 0 | 0 | 0 | 0 | 0 | 0 | 0 | 0 | 0 | 0 | 0 | 0 | 0 | 0 | 0 | 0 | 0
Optimized - not within budgetary contraints | Distribution Pipe | Div. 16 - Hamilton - Kenilworth Ave N - Hamilton - 1733 | 30407 | 0 | 0 | 0 | 0 | 0 | 0 | 0 | 0 | 0 | 0 | 0 | 0 | 0 | 0 | 0 | 0 | 0 | 0 | 0 | 0 | 0 | 0 | 0
Optimized - not within budgetary contraints | Distribution Pipe | Div. 16 - Hamilton - Market St - Hamilton - 1456 | 30408 | 0 | 0 | 0 | 0 | 0 | 0 | 0 | 0 | 0 | 0 | 0 | 0 | 0 | 0 | 0 | 0 | 0 | 0 | 0 | 0 | 0 | 0 | 0
Optimized - not within budgetary contraints | Distribution Pipe | Div. 16 - Hamilton - Wentworth St S 1 - Hamilton - 1742 | 30412 | 0 | 0 | 0 | 0 | 0 | 0 | 0 | 0 | 0 | 0 | 0 | 0 | 0 | 0 | 0 | 0 | 0 | 0 | 0 | 0 | 0 | 0 | 0
Optimized - not within budgetary contraints | Distribution Pipe | Div. 17 - Halton - Oakville - Kerr St (MORATORIUM UNTIL 2028) - Hamilton - 1480 | 30416 | 0 | 0 | 0 | 0 | 0 | 0 | 0 | 0 | 0 | 0 | 0 | 0 | 0 | 0 | 0 | 0 | 0 | 0 | 0 | 0 | 0 | 0 | 0
Optimized - not within budgetary contraints | Distribution Pipe | Downie St 2 - Southwest - London - 1807 | 30463 | 0 | 0 | 0 | 0 | 0 | 0 | 0 | 0 | 0 | 0 | 0 | 0 | 0 | 0 | 0 | 0 | 0 | 0 | 0 | 0 | 0 | 0 | 0
Optimized - not within budgetary contraints | Distribution Pipe | Dubois Ave - Southwest - Windsor - 1385 | 30011 | 0 | 0 | 0 | 0 | 0 | 0 | 0 | 0 | 0 | 0 | 0 | 0 | 0 | 0 | 0 | 0 | 0 | 0 | 0 | 0 | 0 | 0 | 0
Optimized - not within budgetary contraints | Distribution Pipe | Dundas St (MORATORIUM UNTIL 2030) - Southwest - London - 1411 | 30287 | 0 | 0 | 0 | 0 | 0 | 0 | 0 | 0 | 0 | 0 | 0 | 0 | 0 | 0 | 0 | 0 | 0 | 0 | 0 | 0 | 0 | 0 | 0
Optimized - not within budgetary contraints | Distribution Pipe | Dundas St 2 (MORATORIUM UNTIL 2030) - Southwest - London - 1518 | 30288 | 0 | 0 | 0 | 0 | 0 | 0 | 0 | 0 | 0 | 0 | 0 | 0 | 0 | 0 | 0 | 0 | 0 | 0 | 0 | 0 | 0 | 0 | 0
Optimized - not within budgetary contraints | Distribution Pipe | Dundas St 3 (MORATORIUM UNTIL 2029) - Southwest - London - 1521 | 30289 | 0 | 0 | 0 | 0 | 0 | 0 | 0 | 0 | 0 | 0 | 0 | 0 | 0 | 0 | 0 | 0 | 0 | 0 | 0 | 0 | 0 | 0 | 0
Optimized - not within budgetary contraints | Distribution Pipe | Edmund St 1 - Northeast - 1684 | 30202 | 0 | 0 | 0 | 0 | 0 | 0 | 0 | 0 | 0 | 0 | 0 | 0 | 0 | 0 | 0 | 0 | 0 | 0 | 0 | 0 | 0 | 0 | 0
Optimized - not within budgetary contraints | Distribution Pipe | Edmund St 2 - Northeast - 1685 | 30203 | 0 | 0 | 0 | 0 | 0 | 0 | 0 | 0 | 0 | 0 | 0 | 0 | 0 | 0 | 0 | 0 | 0 | 0 | 0 | 0 | 0 | 0 | 0
Optimized - not within budgetary contraints | Distribution Pipe | Elm St PTC - Area 80 - 1157 | 30051 | 0 | 0 | 0 | 0 | 0 | 0 | 0 | 0 | 0 | 0 | 0 | 0 | 0 | 0 | 0 | 0 | 0 | 0 | 0 | 0 | 0 | 0 | 0
Optimized - not within budgetary contraints | Distribution Pipe | Eyre St - Northeast - 1286 | 30204 | 0 | 0 | 0 | 0 | 0 | 0 | 0 | 0 | 0 | 0 | 0 | 0 | 0 | 0 | 0 | 0 | 0 | 0 | 0 | 0 | 0 | 0 | 0
Optimized - not within budgetary contraints | Distribution Pipe | Fanshawe Park Rd E - Southwest - London - 1478 | 30293 | 0 | 0 | 0 | 0 | 0 | 0 | 0 | 0 | 0 | 0 | 0 | 0 | 0 | 0 | 0 | 0 | 0 | 0 | 0 | 0 | 0 | 0 | 0
Optimized - not within budgetary contraints | Distribution Pipe | Frederick_GTA West_Area 20_1481 | 30119 | 0 | 0 | 0 | 0 | 0 | 0 | 0 | 0 | 0 | 0 | 0 | 0 | 0 | 0 | 0 | 0 | 0 | 0 | 0 | 0 | 0 | 0 | 0
Optimized - not within budgetary contraints | Distribution Pipe | Front St W - Southwest - London - 1544 | 30295 | 0 | 0 | 0 | 0 | 0 | 0 | 0 | 0 | 0 | 0 | 0 | 0 | 0 | 0 | 0 | 0 | 0 | 0 | 0 | 0 | 0 | 0 | 0
Optimized - not within budgetary contraints | Distribution Pipe | Front St W 2 - Southwest - London - 1547 | 30296 | 0 | 0 | 0 | 0 | 0 | 0 | 0 | 0 | 0 | 0 | 0 | 0 | 0 | 0 | 0 | 0 | 0 | 0 | 0 | 0 | 0 | 0 | 0
Optimized - not within budgetary contraints | Distribution Pipe | Garden Alley 1-Ganonoque-1460 | 30422 | 0 | 0 | 0 | 0 | 0 | 0 | 0 | 0 | 0 | 0 | 0 | 0 | 0 | 0 | 0 | 0 | 0 | 0 | 0 | 0 | 0 | 0 | 0
Optimized - not within budgetary contraints | Distribution Pipe | Georgina Ave 1 - Northeast - 1693 | 30210 | 0 | 0 | 0 | 0 | 0 | 0 | 0 | 0 | 0 | 0 | 0 | 0 | 0 | 0 | 0 | 0 | 0 | 0 | 0 | 0 | 0 | 0 | 0
Optimized - not within budgetary contraints | Distribution Pipe | Glendon Dr - Southwest - London - 1465 | 30297 | 0 | 0 | 0 | 0 | 0 | 0 | 0 | 0 | 0 | 0 | 0 | 0 | 0 | 0 | 0 | 0 | 0 | 0 | 0 | 0 | 0 | 0 | 0
Optimized - not within budgetary contraints | Distribution Pipe | Gordon Ave - Southwest - London - 1482 | 30299 | 0 | 0 | 0 | 0 | 0 | 0 | 0 | 0 | 0 | 0 | 0 | 0 | 0 | 0 | 0 | 0 | 0 | 0 | 0 | 0 | 0 | 0 | 0
Optimized - not within budgetary contraints | Distribution Pipe | Gore St W - Eastern - Area 60 - 1097 | 30353 | 0 | 0 | 0 | 0 | 0 | 0 | 0 | 0 | 0 | 0 | 0 | 0 | 0 | 0 | 0 | 0 | 0 | 0 | 0 | 0 | 0 | 0 | 0
Optimized - not within budgetary contraints | Distribution Pipe | Grand Marais Rd W - Southwest - Windsor - 1328 | 30017 | 0 | 0 | 0 | 0 | 0 | 0 | 0 | 0 | 0 | 0 | 0 | 0 | 0 | 0 | 0 | 0 | 0 | 0 | 0 | 0 | 0 | 0 | 0
Optimized - not within budgetary contraints | Distribution Pipe | Grand River St S - Southeast - Waterloo - 1805 | 30469 | 0 | 0 | 0 | 0 | 0 | 0 | 0 | 0 | 0 | 0 | 0 | 0 | 0 | 0 | 0 | 0 | 0 | 0 | 0 | 0 | 0 | 0 | 0
Optimized - not within budgetary contraints | Distribution Pipe | Grove St-Belleville-1591 | 30424 | 0 | 0 | 0 | 0 | 0 | 0 | 0 | 0 | 0 | 0 | 0 | 0 | 0 | 0 | 0 | 0 | 0 | 0 | 0 | 0 | 0 | 0 | 0
Optimized - not within budgetary contraints | Distribution Pipe | HAMI - Rainham Road - Walpole | 100862 | 0 | 0 | 0 | 0 | 0 | 0 | 0 | 0 | 0 | 0 | 0 | 0 | 0 | 0 | 0 | 0 | 0 | 0 | 0 | 0 | 0 | 0 | 0
Optimized - not within budgetary contraints | Distribution Pipe | HAMI - Woodburn | 49462 | 0 | 0 | 0 | 0 | 0 | 0 | 0 | 0 | 0 | 0 | 0 | 0 | 0 | 0 | 0 | 0 | 0 | 0 | 0 | 0 | 0 | 0 | 0
Optimized - not within budgetary contraints | Distribution Pipe | HAMI: Lloyminn/Crestview Av, Ancaster, BU Replacement | 733641 | 0 | 0 | 0 | 0 | 0 | 0 | 0 | 0 | 0 | 0 | 0 | 0 | 0 | 0 | 0 | 0 | 0 | 0 | 0 | 0 | 0 | 0 | 0
Optimized - not within budgetary contraints | Distribution Pipe | Hamilton St - Eastern - Area 60 - 1056 | 30355 | 0 | 0 | 0 | 0 | 0 | 0 | 0 | 0 | 0 | 0 | 0 | 0 | 0 | 0 | 0 | 0 | 0 | 0 | 0 | 0 | 0 | 0 | 0
Optimized - not within budgetary contraints | Distribution Pipe | Harriett St (MORATORIUM UNTIL 2028)-Belleville-1600 | 30425 | 0 | 0 | 0 | 0 | 0 | 0 | 0 | 0 | 0 | 0 | 0 | 0 | 0 | 0 | 0 | 0 | 0 | 0 | 0 | 0 | 0 | 0 | 0
Optimized - not within budgetary contraints | Distribution Pipe | Hill St - Southwest - London - 1567 | 30302 | 0 | 0 | 0 | 0 | 0 | 0 | 0 | 0 | 0 | 0 | 0 | 0 | 0 | 0 | 0 | 0 | 0 | 0 | 0 | 0 | 0 | 0 | 0
Optimized - not within budgetary contraints | Distribution Pipe | Homedale Blvd - Southwest - Windsor - 1287 | 30019 | 0 | 0 | 0 | 0 | 0 | 0 | 0 | 0 | 0 | 0 | 0 | 0 | 0 | 0 | 0 | 0 | 0 | 0 | 0 | 0 | 0 | 0 | 0
Optimized - not within budgetary contraints | Distribution Pipe | Homewood Ave PTC - Area 80 - 1149 | 30059 | 0 | 0 | 0 | 0 | 0 | 0 | 0 | 0 | 0 | 0 | 0 | 0 | 0 | 0 | 0 | 0 | 0 | 0 | 0 | 0 | 0 | 0 | 0
Optimized - not within budgetary contraints | Distribution Pipe | Hughes St - Southwest - London - 1394 | 30303 | 0 | 0 | 0 | 0 | 0 | 0 | 0 | 0 | 0 | 0 | 0 | 0 | 0 | 0 | 0 | 0 | 0 | 0 | 0 | 0 | 0 | 0 | 0
Optimized - not within budgetary contraints | Distribution Pipe | Huron St - Southwest - London - 1525 | 30304 | 0 | 0 | 0 | 0 | 0 | 0 | 0 | 0 | 0 | 0 | 0 | 0 | 0 | 0 | 0 | 0 | 0 | 0 | 0 | 0 | 0 | 0 | 0
Optimized - not within budgetary contraints | Distribution Pipe | Iroquois Ave (MORATORIUM UNTIL 2026) - Southwest - London - 1519 | 30305 | 0 | 0 | 0 | 0 | 0 | 0 | 0 | 0 | 0 | 0 | 0 | 0 | 0 | 0 | 0 | 0 | 0 | 0 | 0 | 0 | 0 | 0 | 0
Optimized - not within budgetary contraints | Distribution Pipe | Jacqueline St - Southwest - London - 1426 | 30306 | 0 | 0 | 0 | 0 | 0 | 0 | 0 | 0 | 0 | 0 | 0 | 0 | 0 | 0 | 0 | 0 | 0 | 0 | 0 | 0 | 0 | 0 | 0
Optimized - not within budgetary contraints | Distribution Pipe | Kains St (MORATORIUM UNTIL 2028) - Southwest - London - 1476 | 30308 | 0 | 0 | 0 | 0 | 0 | 0 | 0 | 0 | 0 | 0 | 0 | 0 | 0 | 0 | 0 | 0 | 0 | 0 | 0 | 0 | 0 | 0 | 0
Optimized - not within budgetary contraints | Distribution Pipe | Karl Pl - Southwest - Windsor - 1360 | 30020 | 0 | 0 | 0 | 0 | 0 | 0 | 0 | 0 | 0 | 0 | 0 | 0 | 0 | 0 | 0 | 0 | 0 | 0 | 0 | 0 | 0 | 0 | 0
Optimized - not within budgetary contraints | Distribution Pipe | King - Augusta Lateral 30%SMYS Valve Replacement (Maitland) | 100747 | 0 | 0 | 0 | 0 | 0 | 0 | 0 | 0 | 0 | 0 | 0 | 0 | 0 | 0 | 0 | 0 | 0 | 0 | 0 | 0 | 0 | 0 | 0
Optimized - not within budgetary contraints | Distribution Pipe | King George St - Eastern - Area 60 - 1143 | 30362 | 0 | 0 | 0 | 0 | 0 | 0 | 0 | 0 | 0 | 0 | 0 | 0 | 0 | 0 | 0 | 0 | 0 | 0 | 0 | 0 | 0 | 0 | 0
Optimized - not within budgetary contraints | Distribution Pipe | King St 1 (MORATORIUM UNTIL 2026) - Northeast - 1717 | 30216 | 0 | 0 | 0 | 0 | 0 | 0 | 0 | 0 | 0 | 0 | 0 | 0 | 0 | 0 | 0 | 0 | 0 | 0 | 0 | 0 | 0 | 0 | 0
Optimized - not within budgetary contraints | Distribution Pipe | King St 2 - Northeast - 1718 | 30217 | 0 | 0 | 0 | 0 | 0 | 0 | 0 | 0 | 0 | 0 | 0 | 0 | 0 | 0 | 0 | 0 | 0 | 0 | 0 | 0 | 0 | 0 | 0
Optimized - not within budgetary contraints | Distribution Pipe | King St W (MORATORIUM UNTIL 2030) - Ganonoque - Eastern - 1748 | 30427 | 0 | 0 | 0 | 0 | 0 | 0 | 0 | 0 | 0 | 0 | 0 | 0 | 0 | 0 | 0 | 0 | 0 | 0 | 0 | 0 | 0 | 0 | 0
Optimized - not within budgetary contraints | Distribution Pipe | King Street-40-Peterborough-1064 | 30185 | 0 | 0 | 0 | 0 | 0 | 0 | 0 | 0 | 0 | 0 | 0 | 0 | 0 | 0 | 0 | 0 | 0 | 0 | 0 | 0 | 0 | 0 | 0
Optimized - not within budgetary contraints | Distribution Pipe | King: Fifth & McConnell Concrete Encased Main Replacement (Cornwall) | 734741 | 0 | 0 | 0 | 0 | 0 | 0 | 0 | 0 | 0 | 0 | 0 | 0 | 0 | 0 | 0 | 0 | 0 | 0 | 0 | 0 | 0 | 0 | 0
Optimized - not within budgetary contraints | Distribution Pipe | La Salle Dr STC- Area 80 - 1186 | 30061 | 0 | 0 | 0 | 0 | 0 | 0 | 0 | 0 | 0 | 0 | 0 | 0 | 0 | 0 | 0 | 0 | 0 | 0 | 0 | 0 | 0 | 0 | 0
Optimized - not within budgetary contraints | Distribution Pipe | Lambeth - Southwest - London - 1776 | 30439 | 0 | 0 | 0 | 0 | 0 | 0 | 0 | 0 | 0 | 0 | 0 | 0 | 0 | 0 | 0 | 0 | 0 | 0 | 0 | 0 | 0 | 0 | 0
Optimized - not within budgetary contraints | Distribution Pipe | Lauzon Rd - Southwest - Windsor - 1274 | 30023 | 0 | 0 | 0 | 0 | 0 | 0 | 0 | 0 | 0 | 0 | 0 | 0 | 0 | 0 | 0 | 0 | 0 | 0 | 0 | 0 | 0 | 0 | 0
Optimized - not within budgetary contraints | Distribution Pipe | Lebel Ave-Kirkland-1545 | 30148 | 0 | 0 | 0 | 0 | 0 | 0 | 0 | 0 | 0 | 0 | 0 | 0 | 0 | 0 | 0 | 0 | 0 | 0 | 0 | 0 | 0 | 0 | 0
Optimized - not within budgetary contraints | Distribution Pipe | Leblanc Ave-Timmins-1557 | 30149 | 0 | 0 | 0 | 0 | 0 | 0 | 0 | 0 | 0 | 0 | 0 | 0 | 0 | 0 | 0 | 0 | 0 | 0 | 0 | 0 | 0 | 0 | 0
Optimized - not within budgetary contraints | Distribution Pipe | Lewisham Dr_GTA West_Area 20_1146 | 30124 | 0 | 0 | 0 | 0 | 0 | 0 | 0 | 0 | 0 | 0 | 0 | 0 | 0 | 0 | 0 | 0 | 0 | 0 | 0 | 0 | 0 | 0 | 0
Optimized - not within budgetary contraints | Distribution Pipe | Lilydale Ave N - Southwest - Windsor - 1365 | 30024 | 0 | 0 | 0 | 0 | 0 | 0 | 0 | 0 | 0 | 0 | 0 | 0 | 0 | 0 | 0 | 0 | 0 | 0 | 0 | 0 | 0 | 0 | 0
Optimized - not within budgetary contraints | Distribution Pipe | LOND - Spare BU - London | 48853 | 402.29 | 0 | 402.2869 | 0 | 19.3734 | 0 | 0 | 301.2003 | 81.7131 | 0 | 0 | 0 | 0 | 0 | 0 | 0 | 0 | 0 | 0 | 0 | 0 | 0 | 0
Optimized - not within budgetary contraints | Distribution Pipe | Lorne Ave (MORATORIUM UNTIL 2027) - Southwest - London - 1526 | 30309 | 0 | 0 | 0 | 0 | 0 | 0 | 0 | 0 | 0 | 0 | 0 | 0 | 0 | 0 | 0 | 0 | 0 | 0 | 0 | 0 | 0 | 0 | 0
Optimized - not within budgetary contraints | Distribution Pipe | Malden Rd 1 - Southwest - Windsor - 1659 | 30025 | 0 | 0 | 0 | 0 | 0 | 0 | 0 | 0 | 0 | 0 | 0 | 0 | 0 | 0 | 0 | 0 | 0 | 0 | 0 | 0 | 0 | 0 | 0
Optimized - not within budgetary contraints | Distribution Pipe | Malden Rd 3 - Southwest - Windsor - 1661 | 30027 | 0 | 0 | 0 | 0 | 0 | 0 | 0 | 0 | 0 | 0 | 0 | 0 | 0 | 0 | 0 | 0 | 0 | 0 | 0 | 0 | 0 | 0 | 0
Optimized - not within budgetary contraints | Distribution Pipe | Mary St 2 - Northeast - 1709 | 30223 | 0 | 0 | 0 | 0 | 0 | 0 | 0 | 0 | 0 | 0 | 0 | 0 | 0 | 0 | 0 | 0 | 0 | 0 | 0 | 0 | 0 | 0 | 0
Optimized - not within budgetary contraints | Distribution Pipe | Mckenzie St-Thunder Bay-1556 | 30152 | 0 | 0 | 0 | 0 | 0 | 0 | 0 | 0 | 0 | 0 | 0 | 0 | 0 | 0 | 0 | 0 | 0 | 0 | 0 | 0 | 0 | 0 | 0
Optimized - not within budgetary contraints | Distribution Pipe | Milford Crescent 1 - Northeast - 1711 | 30226 | 0 | 0 | 0 | 0 | 0 | 0 | 0 | 0 | 0 | 0 | 0 | 0 | 0 | 0 | 0 | 0 | 0 | 0 | 0 | 0 | 0 | 0 | 0
Optimized - not within budgetary contraints | Distribution Pipe | Milford Crescent 2 - Northeast - 1712 | 30227 | 0 | 0 | 0 | 0 | 0 | 0 | 0 | 0 | 0 | 0 | 0 | 0 | 0 | 0 | 0 | 0 | 0 | 0 | 0 | 0 | 0 | 0 | 0
Optimized - not within budgetary contraints | Distribution Pipe | Moore Line - Southwest - London - 1516 | 30310 | 0 | 0 | 0 | 0 | 0 | 0 | 0 | 0 | 0 | 0 | 0 | 0 | 0 | 0 | 0 | 0 | 0 | 0 | 0 | 0 | 0 | 0 | 0
Optimized - not within budgetary contraints | Distribution Pipe | Moore Line 2 - Southwest - London - 1564 | 30311 | 0 | 0 | 0 | 0 | 0 | 0 | 0 | 0 | 0 | 0 | 0 | 0 | 0 | 0 | 0 | 0 | 0 | 0 | 0 | 0 | 0 | 0 | 0
Optimized - not within budgetary contraints | Distribution Pipe | Morand St 1 - Southwest - Windsor - 1656 | 30028 | 0 | 0 | 0 | 0 | 0 | 0 | 0 | 0 | 0 | 0 | 0 | 0 | 0 | 0 | 0 | 0 | 0 | 0 | 0 | 0 | 0 | 0 | 0
Optimized - not within budgetary contraints | Distribution Pipe | Morin St - Eastern - Area 60 - 1123 | 30371 | 0 | 0 | 0 | 0 | 0 | 0 | 0 | 0 | 0 | 0 | 0 | 0 | 0 | 0 | 0 | 0 | 0 | 0 | 0 | 0 | 0 | 0 | 0
Optimized - not within budgetary contraints | Distribution Pipe | N Murray St-Trenton-1595 | 30431 | 0 | 0 | 0 | 0 | 0 | 0 | 0 | 0 | 0 | 0 | 0 | 0 | 0 | 0 | 0 | 0 | 0 | 0 | 0 | 0 | 0 | 0 | 0
Optimized - not within budgetary contraints | Distribution Pipe | Niagara Wine Route NOTL - Area 80 - 1167 | 30066 | 0 | 0 | 0 | 0 | 0 | 0 | 0 | 0 | 0 | 0 | 0 | 0 | 0 | 0 | 0 | 0 | 0 | 0 | 0 | 0 | 0 | 0 | 0
Optimized - not within budgetary contraints | Distribution Pipe | Norah St S-Thunder Bay-1495 | 30153 | 0 | 0 | 0 | 0 | 0 | 0 | 0 | 0 | 0 | 0 | 0 | 0 | 0 | 0 | 0 | 0 | 0 | 0 | 0 | 0 | 0 | 0 | 0
Optimized - not within budgetary contraints | Distribution Pipe | Oak St 2 - Area 50 - 1655 | 30090 | 0 | 0 | 0 | 0 | 0 | 0 | 0 | 0 | 0 | 0 | 0 | 0 | 0 | 0 | 0 | 0 | 0 | 0 | 0 | 0 | 0 | 0 | 0
Optimized - not within budgetary contraints | Distribution Pipe | Oakwood St PTC - Area 80 - 1811 | 30068 | 0 | 0 | 0 | 0 | 0 | 0 | 0 | 0 | 0 | 0 | 0 | 0 | 0 | 0 | 0 | 0 | 0 | 0 | 0 | 0 | 0 | 0 | 0
Optimized - not within budgetary contraints | Distribution Pipe | OBrien Ave-Kapuskasing-1541 | 30154 | 0 | 0 | 0 | 0 | 0 | 0 | 0 | 0 | 0 | 0 | 0 | 0 | 0 | 0 | 0 | 0 | 0 | 0 | 0 | 0 | 0 | 0 | 0
Optimized - not within budgetary contraints | Distribution Pipe | Ogden Ave - Eastern - Area 60 - 1076 | 30374 | 0 | 0 | 0 | 0 | 0 | 0 | 0 | 0 | 0 | 0 | 0 | 0 | 0 | 0 | 0 | 0 | 0 | 0 | 0 | 0 | 0 | 0 | 0
Optimized - not within budgetary contraints | Distribution Pipe | Ormond St - Eastern - Area 60 - 1108 | 30375 | 0 | 0 | 0 | 0 | 0 | 0 | 0 | 0 | 0 | 0 | 0 | 0 | 0 | 0 | 0 | 0 | 0 | 0 | 0 | 0 | 0 | 0 | 0
Optimized - not within budgetary contraints | Distribution Pipe | Oxford Ave FE - Area 80 - 1185 | 30069 | 0 | 0 | 0 | 0 | 0 | 0 | 0 | 0 | 0 | 0 | 0 | 0 | 0 | 0 | 0 | 0 | 0 | 0 | 0 | 0 | 0 | 0 | 0
Optimized - not within budgetary contraints | Distribution Pipe | Park Ave - Eastern - Area 60 - 1224 | 30377 | 0 | 0 | 0 | 0 | 0 | 0 | 0 | 0 | 0 | 0 | 0 | 0 | 0 | 0 | 0 | 0 | 0 | 0 | 0 | 0 | 0 | 0 | 0
Optimized - not within budgetary contraints | Distribution Pipe | Parkway WELL - Area 80 - 1155 | 30070 | 0 | 0 | 0 | 0 | 0 | 0 | 0 | 0 | 0 | 0 | 0 | 0 | 0 | 0 | 0 | 0 | 0 | 0 | 0 | 0 | 0 | 0 | 0
Optimized - not within budgetary contraints | Distribution Pipe | Partington Ave - Southwest - Windsor - 1293 | 30030 | 0 | 0 | 0 | 0 | 0 | 0 | 0 | 0 | 0 | 0 | 0 | 0 | 0 | 0 | 0 | 0 | 0 | 0 | 0 | 0 | 0 | 0 | 0
Optimized - not within budgetary contraints | Distribution Pipe | Percival St-Port Hope-1593 | 30433 | 0 | 0 | 0 | 0 | 0 | 0 | 0 | 0 | 0 | 0 | 0 | 0 | 0 | 0 | 0 | 0 | 0 | 0 | 0 | 0 | 0 | 0 | 0
Optimized - not within budgetary contraints | Distribution Pipe | Pine St E (MORATORIUM UNTIL 2025)-Ganonoque-1265 | 30434 | 0 | 0 | 0 | 0 | 0 | 0 | 0 | 0 | 0 | 0 | 0 | 0 | 0 | 0 | 0 | 0 | 0 | 0 | 0 | 0 | 0 | 0 | 0
Optimized - not within budgetary contraints | Distribution Pipe | Pinewood Dr - Southwest - London - 1523 | 30314 | 0 | 0 | 0 | 0 | 0 | 0 | 0 | 0 | 0 | 0 | 0 | 0 | 0 | 0 | 0 | 0 | 0 | 0 | 0 | 0 | 0 | 0 | 0
Optimized - not within budgetary contraints | Distribution Pipe | Pr#60, NRP - 2024 - High Street - Collingwood - 1615 | 30106 | 0 | 0 | 0 | 0 | 0 | 0 | 0 | 0 | 0 | 0 | 0 | 0 | 0 | 0 | 0 | 0 | 0 | 0 | 0 | 0 | 0 | 0 | 0
Optimized - not within budgetary contraints | Distribution Pipe | Pr#61, NRP - 2028 - Third Street - Collingwood - 1618 | 30107 | 0 | 0 | 0 | 0 | 0 | 0 | 0 | 0 | 0 | 0 | 0 | 0 | 0 | 0 | 0 | 0 | 0 | 0 | 0 | 0 | 0 | 0 | 0
Optimized - not within budgetary contraints | Distribution Pipe | Pr#65, NRP - 2026 - Peel Street - Collingwood - 1617 | 30109 | 0 | 0 | 0 | 0 | 0 | 0 | 0 | 0 | 0 | 0 | 0 | 0 | 0 | 0 | 0 | 0 | 0 | 0 | 0 | 0 | 0 | 0 | 0
Optimized - not within budgetary contraints | Distribution Pipe | Princess St W 2 (MORATORIUM UNTIL 2026) - Northeast - 1722 | 30231 | 0 | 0 | 0 | 0 | 0 | 0 | 0 | 0 | 0 | 0 | 0 | 0 | 0 | 0 | 0 | 0 | 0 | 0 | 0 | 0 | 0 | 0 | 0
Optimized - not within budgetary contraints | Distribution Pipe | Regina St - Eastern - Area 60 - 1144 | 30381 | 0 | 0 | 0 | 0 | 0 | 0 | 0 | 0 | 0 | 0 | 0 | 0 | 0 | 0 | 0 | 0 | 0 | 0 | 0 | 0 | 0 | 0 | 0
Optimized - not within budgetary contraints | Distribution Pipe | Riddell Ave S (MORATORIUM UNTIL 2026) - Eastern - Area 60 - 1225 | 30382 | 0 | 0 | 0 | 0 | 0 | 0 | 0 | 0 | 0 | 0 | 0 | 0 | 0 | 0 | 0 | 0 | 0 | 0 | 0 | 0 | 0 | 0 | 0
Optimized - not within budgetary contraints | Distribution Pipe | Ridout St N (MORATORIUM UNTIL 2028) - Southwest - London - 1533 | 30315 | 0 | 0 | 0 | 0 | 0 | 0 | 0 | 0 | 0 | 0 | 0 | 0 | 0 | 0 | 0 | 0 | 0 | 0 | 0 | 0 | 0 | 0 | 0
Optimized - not within budgetary contraints | Distribution Pipe | Riordon Ave - Eastern - Area 60 - 1102 | 30383 | 0 | 0 | 0 | 0 | 0 | 0 | 0 | 0 | 0 | 0 | 0 | 0 | 0 | 0 | 0 | 0 | 0 | 0 | 0 | 0 | 0 | 0 | 0
Optimized - not within budgetary contraints | Distribution Pipe | Riverside Dr WELL- Area 80 - 1810 | 30072 | 0 | 0 | 0 | 0 | 0 | 0 | 0 | 0 | 0 | 0 | 0 | 0 | 0 | 0 | 0 | 0 | 0 | 0 | 0 | 0 | 0 | 0 | 0
Optimized - not within budgetary contraints | Distribution Pipe | Riverview Blvd STC - Area 80 - 1162 | 30073 | 0 | 0 | 0 | 0 | 0 | 0 | 0 | 0 | 0 | 0 | 0 | 0 | 0 | 0 | 0 | 0 | 0 | 0 | 0 | 0 | 0 | 0 | 0
Optimized - not within budgetary contraints | Distribution Pipe | Russel St W-Kawartha Lakes-1105 | 30191 | 0 | 0 | 0 | 0 | 0 | 0 | 0 | 0 | 0 | 0 | 0 | 0 | 0 | 0 | 0 | 0 | 0 | 0 | 0 | 0 | 0 | 0 | 0
Optimized - not within budgetary contraints | Distribution Pipe | Sarnia Rd (MORATORIUM UNTIL 2029) - Southwest - London - 1464 | 30318 | 0 | 0 | 0 | 0 | 0 | 0 | 0 | 0 | 0 | 0 | 0 | 0 | 0 | 0 | 0 | 0 | 0 | 0 | 0 | 0 | 0 | 0 | 0
Optimized - not within budgetary contraints | Distribution Pipe | Service Relay Program - All Areas | 8949 | 0 | 0 | 0 | 0 | 0 | 0 | 0 | 0 | 0 | 0 | 0 | 0 | 0 | 0 | 0 | 0 | 0 | 0 | 0 | 0 | 0 | 0 | 0
Optimized - not within budgetary contraints | Distribution Pipe | Sherbrooke St E - Eastern - Area 60 - 1081 | 30386 | 0 | 0 | 0 | 0 | 0 | 0 | 0 | 0 | 0 | 0 | 0 | 0 | 0 | 0 | 0 | 0 | 0 | 0 | 0 | 0 | 0 | 0 | 0
Optimized - not within budgetary contraints | Distribution Pipe | Spruce Ave - GTA East - Area 30 - 1491 | 30171 | 0 | 0 | 0 | 0 | 0 | 0 | 0 | 0 | 0 | 0 | 0 | 0 | 0 | 0 | 0 | 0 | 0 | 0 | 0 | 0 | 0 | 0 | 0
Optimized - not within budgetary contraints | Distribution Pipe | Spruce St-Timmins-1549 | 30161 | 0 | 0 | 0 | 0 | 0 | 0 | 0 | 0 | 0 | 0 | 0 | 0 | 0 | 0 | 0 | 0 | 0 | 0 | 0 | 0 | 0 | 0 | 0
Optimized - not within budgetary contraints | Distribution Pipe | St Felix St (MORATORIUM UNTIL 2028) - Cornwall - Eastern - 1739 | 30435 | 0 | 0 | 0 | 0 | 0 | 0 | 0 | 0 | 0 | 0 | 0 | 0 | 0 | 0 | 0 | 0 | 0 | 0 | 0 | 0 | 0 | 0 | 0
Optimized - not within budgetary contraints | Distribution Pipe | Stratford - St. David to Cambria-1769 | 30453 | 0 | 0 | 0 | 0 | 0 | 0 | 0 | 0 | 0 | 0 | 0 | 0 | 0 | 0 | 0 | 0 | 0 | 0 | 0 | 0 | 0 | 0 | 0
Optimized - not within budgetary contraints | Distribution Pipe | Stratford-Avon St - Avondale to McLagan-1772 | 30457 | 0 | 0 | 0 | 0 | 0 | 0 | 0 | 0 | 0 | 0 | 0 | 0 | 0 | 0 | 0 | 0 | 0 | 0 | 0 | 0 | 0 | 0 | 0
Optimized - not within budgetary contraints | Distribution Pipe | Stratford-Avondale Ave from Huron to Cemetary-1759 | 30444 | 0 | 0 | 0 | 0 | 0 | 0 | 0 | 0 | 0 | 0 | 0 | 0 | 0 | 0 | 0 | 0 | 0 | 0 | 0 | 0 | 0 | 0 | 0
Optimized - not within budgetary contraints | Distribution Pipe | Stratford-Birmingham - Cambria to Daly-1764 | 30449 | 0 | 0 | 0 | 0 | 0 | 0 | 0 | 0 | 0 | 0 | 0 | 0 | 0 | 0 | 0 | 0 | 0 | 0 | 0 | 0 | 0 | 0 | 0
Optimized - not within budgetary contraints | Distribution Pipe | Stratford-Brunswick St - King to Romeo-1765 | 30450 | 0 | 0 | 0 | 0 | 0 | 0 | 0 | 0 | 0 | 0 | 0 | 0 | 0 | 0 | 0 | 0 | 0 | 0 | 0 | 0 | 0 | 0 | 0
Optimized - not within budgetary contraints | Distribution Pipe | Stratford-Cobourg St - Parkview to Queen-1773 | 30458 | 0 | 0 | 0 | 0 | 0 | 0 | 0 | 0 | 0 | 0 | 0 | 0 | 0 | 0 | 0 | 0 | 0 | 0 | 0 | 0 | 0 | 0 | 0
Optimized - not within budgetary contraints | Distribution Pipe | Stratford-Douglas St-Huntington to John-1768 | 30454 | 0 | 0 | 0 | 0 | 0 | 0 | 0 | 0 | 0 | 0 | 0 | 0 | 0 | 0 | 0 | 0 | 0 | 0 | 0 | 0 | 0 | 0 | 0
Optimized - not within budgetary contraints | Distribution Pipe | Stratford-Grange St - Waterloo to Front-1774 | 30459 | 0 | 0 | 0 | 0 | 0 | 0 | 0 | 0 | 0 | 0 | 0 | 0 | 0 | 0 | 0 | 0 | 0 | 0 | 0 | 0 | 0 | 0 | 0
Optimized - not within budgetary contraints | Distribution Pipe | Stratford-Laurier St - East Gore to Norfolk-1775 | 30460 | 0 | 0 | 0 | 0 | 0 | 0 | 0 | 0 | 0 | 0 | 0 | 0 | 0 | 0 | 0 | 0 | 0 | 0 | 0 | 0 | 0 | 0 | 0
Optimized - not within budgetary contraints | Distribution Pipe | Stratford-McDonald St - Willow to Devon-1766 | 30451 | 0 | 0 | 0 | 0 | 0 | 0 | 0 | 0 | 0 | 0 | 0 | 0 | 0 | 0 | 0 | 0 | 0 | 0 | 0 | 0 | 0 | 0 | 0
Optimized - not within budgetary contraints | Distribution Pipe | Stratford-Perth St - Downie to Taylor-1761 | 30446 | 0 | 0 | 0 | 0 | 0 | 0 | 0 | 0 | 0 | 0 | 0 | 0 | 0 | 0 | 0 | 0 | 0 | 0 | 0 | 0 | 0 | 0 | 0
Optimized - not within budgetary contraints | Distribution Pipe | Stratford-Perth St - Taylor to Borden-1767 | 30452 | 0 | 0 | 0 | 0 | 0 | 0 | 0 | 0 | 0 | 0 | 0 | 0 | 0 | 0 | 0 | 0 | 0 | 0 | 0 | 0 | 0 | 0 | 0
Optimized - not within budgetary contraints | Distribution Pipe | Stratford-Queen St - Brunwick to Douro-1770 | 30455 | 0 | 0 | 0 | 0 | 0 | 0 | 0 | 0 | 0 | 0 | 0 | 0 | 0 | 0 | 0 | 0 | 0 | 0 | 0 | 0 | 0 | 0 | 0
Optimized - not within budgetary contraints | Distribution Pipe | Stratford-W Gore St - St. Vincent to John-1762 | 30447 | 0 | 0 | 0 | 0 | 0 | 0 | 0 | 0 | 0 | 0 | 0 | 0 | 0 | 0 | 0 | 0 | 0 | 0 | 0 | 0 | 0 | 0 | 0
Optimized - not within budgetary contraints | Distribution Pipe | Stratford-Water St - Queen to Parkview-1763 | 30448 | 0 | 0 | 0 | 0 | 0 | 0 | 0 | 0 | 0 | 0 | 0 | 0 | 0 | 0 | 0 | 0 | 0 | 0 | 0 | 0 | 0 | 0 | 0
Optimized - not within budgetary contraints | Distribution Pipe | Stratford-Woods St - Birmingham to St. Vincent-1771 | 30456 | 0 | 0 | 0 | 0 | 0 | 0 | 0 | 0 | 0 | 0 | 0 | 0 | 0 | 0 | 0 | 0 | 0 | 0 | 0 | 0 | 0 | 0 | 0
Optimized - not within budgetary contraints | Distribution Pipe | Sunnidale St - Area 50 - 1219 | 30095 | 0 | 0 | 0 | 0 | 0 | 0 | 0 | 0 | 0 | 0 | 0 | 0 | 0 | 0 | 0 | 0 | 0 | 0 | 0 | 0 | 0 | 0 | 0
Optimized - not within budgetary contraints | Distribution Pipe | Sunset Dr (MORATORIUM UNTIL 2025) - Southwest - London - 1445 | 30322 | 0 | 0 | 0 | 0 | 0 | 0 | 0 | 0 | 0 | 0 | 0 | 0 | 0 | 0 | 0 | 0 | 0 | 0 | 0 | 0 | 0 | 0 | 0
Optimized - not within budgetary contraints | Distribution Pipe | Talbot St (MORATORIUM UNTIL 2028) - Southwest - London - 1433 | 30323 | 0 | 0 | 0 | 0 | 0 | 0 | 0 | 0 | 0 | 0 | 0 | 0 | 0 | 0 | 0 | 0 | 0 | 0 | 0 | 0 | 0 | 0 | 0
Optimized - not within budgetary contraints | Distribution Pipe | Taylor St Shallow Main - Huron St to Cheapside St - Southwest - London - 1793 | 30440 | 0 | 0 | 0 | 0 | 0 | 0 | 0 | 0 | 0 | 0 | 0 | 0 | 0 | 0 | 0 | 0 | 0 | 0 | 0 | 0 | 0 | 0 | 0
Optimized - not within budgetary contraints | Distribution Pipe | Tecumseh Rd E - Southwest - Windsor - 1355 | 30040 | 0 | 0 | 0 | 0 | 0 | 0 | 0 | 0 | 0 | 0 | 0 | 0 | 0 | 0 | 0 | 0 | 0 | 0 | 0 | 0 | 0 | 0 | 0
Optimized - not within budgetary contraints | Distribution Pipe | Tecumseh Rd W - Southwest - Windsor - 1322 | 30041 | 0 | 0 | 0 | 0 | 0 | 0 | 0 | 0 | 0 | 0 | 0 | 0 | 0 | 0 | 0 | 0 | 0 | 0 | 0 | 0 | 0 | 0 | 0
Optimized - not within budgetary contraints | Distribution Pipe | The Parkway - Southwest - London - 1432 | 30324 | 0 | 0 | 0 | 0 | 0 | 0 | 0 | 0 | 0 | 0 | 0 | 0 | 0 | 0 | 0 | 0 | 0 | 0 | 0 | 0 | 0 | 0 | 0
Optimized - not within budgetary contraints | Distribution Pipe | Tiffen St - Area 50 - 1212 | 30096 | 0 | 0 | 0 | 0 | 0 | 0 | 0 | 0 | 0 | 0 | 0 | 0 | 0 | 0 | 0 | 0 | 0 | 0 | 0 | 0 | 0 | 0 | 0
Optimized - not within budgetary contraints | Distribution Pipe | TOR10YR - Avonwick Gate and Beveridge Replacement - Network # 455 | 735875 | 0 | 0 | 0 | 0 | 0 | 0 | 0 | 0 | 0 | 0 | 0 | 0 | 0 | 0 | 0 | 0 | 0 | 0 | 0 | 0 | 0 | 0 | 0
Optimized - not within budgetary contraints | Distribution Pipe | TOR10YR - Broadlands Replacement - Network # 455 | 735877 | 0 | 0 | 0 | 0 | 0 | 0 | 0 | 0 | 0 | 0 | 0 | 0 | 0 | 0 | 0 | 0 | 0 | 0 | 0 | 0 | 0 | 0 | 0
Optimized - not within budgetary contraints | Distribution Pipe | TOR10YR - Cassandra Replacement - Network # 455 | 735873 | 0 | 0 | 0 | 0 | 0 | 0 | 0 | 0 | 0 | 0 | 0 | 0 | 0 | 0 | 0 | 0 | 0 | 0 | 0 | 0 | 0 | 0 | 0
Optimized - not within budgetary contraints | Distribution Pipe | TOR10YR - Castlegrove Replacement - Network # 455 | 735876 | 0 | 0 | 0 | 0 | 0 | 0 | 0 | 0 | 0 | 0 | 0 | 0 | 0 | 0 | 0 | 0 | 0 | 0 | 0 | 0 | 0 | 0 | 0
Optimized - not within budgetary contraints | Distribution Pipe | TOR10YR - Compton and Guild Hall Replacement - Network # 455 | 735846 | 0 | 0 | 0 | 0 | 0 | 0 | 0 | 0 | 0 | 0 | 0 | 0 | 0 | 0 | 0 | 0 | 0 | 0 | 0 | 0 | 0 | 0 | 0
Optimized - not within budgetary contraints | Distribution Pipe | TOR10YR - Cornerbrook and Redwillow Replacement - Network # 455 | 735879 | 0 | 0 | 0 | 0 | 0 | 0 | 0 | 0 | 0 | 0 | 0 | 0 | 0 | 0 | 0 | 0 | 0 | 0 | 0 | 0 | 0 | 0 | 0
Optimized - not within budgetary contraints | Distribution Pipe | TOR10YR - Danube and Wayne Replacement - Network # 455 | 735842 | 0 | 0 | 0 | 0 | 0 | 0 | 0 | 0 | 0 | 0 | 0 | 0 | 0 | 0 | 0 | 0 | 0 | 0 | 0 | 0 | 0 | 0 | 0
Optimized - not within budgetary contraints | Distribution Pipe | TOR10YR - Deanvar and Glasworthy Replacement - Network # 455 | 735881 | 0 | 0 | 0 | 0 | 0 | 0 | 0 | 0 | 0 | 0 | 0 | 0 | 0 | 0 | 0 | 0 | 0 | 0 | 0 | 0 | 0 | 0 | 0
Optimized - not within budgetary contraints | Distribution Pipe | TOR10YR - Elinor Replacement - Network # 455 | 735885 | 0 | 0 | 0 | 0 | 0 | 0 | 0 | 0 | 0 | 0 | 0 | 0 | 0 | 0 | 0 | 0 | 0 | 0 | 0 | 0 | 0 | 0 | 0
Optimized - not within budgetary contraints | Distribution Pipe | TOR10YR - Goldsmith and Townley Replacement - Network # 455 | 735882 | 0 | 0 | 0 | 0 | 0 | 0 | 0 | 0 | 0 | 0 | 0 | 0 | 0 | 0 | 0 | 0 | 0 | 0 | 0 | 0 | 0 | 0 | 0
Optimized - not within budgetary contraints | Distribution Pipe | TOR10YR - Gooderham Replacement - Network # 455 | 735886 | 0 | 0 | 0 | 0 | 0 | 0 | 0 | 0 | 0 | 0 | 0 | 0 | 0 | 0 | 0 | 0 | 0 | 0 | 0 | 0 | 0 | 0 | 0
Optimized - not within budgetary contraints | Distribution Pipe | TOR10YR - Lawrence and Warden East Replacement - Network # 455 | 735845 | 0 | 0 | 0 | 0 | 0 | 0 | 0 | 0 | 0 | 0 | 0 | 0 | 0 | 0 | 0 | 0 | 0 | 0 | 0 | 0 | 0 | 0 | 0
Optimized - not within budgetary contraints | Distribution Pipe | TOR10YR - Lawrence at Wayne Replacement - Network # 455 | 735844 | 0 | 0 | 0 | 0 | 0 | 0 | 0 | 0 | 0 | 0 | 0 | 0 | 0 | 0 | 0 | 0 | 0 | 0 | 0 | 0 | 0 | 0 | 0
Optimized - not within budgetary contraints | Distribution Pipe | TOR10YR - Lawrence Ave E at Pharmacy Replacement - Network # 455 | 735884 | 0 | 0 | 0 | 0 | 0 | 0 | 0 | 0 | 0 | 0 | 0 | 0 | 0 | 0 | 0 | 0 | 0 | 0 | 0 | 0 | 0 | 0 | 0
Optimized - not within budgetary contraints | Distribution Pipe | TOR10YR - Pharmacy North Lawrence Replacement - Network # 455 | 735883 | 0 | 0 | 0 | 0 | 0 | 0 | 0 | 0 | 0 | 0 | 0 | 0 | 0 | 0 | 0 | 0 | 0 | 0 | 0 | 0 | 0 | 0 | 0
Optimized - not within budgetary contraints | Distribution Pipe | TOR10YR - Railside and Lawrence Replacement - Network # 455 | 735880 | 0 | 0 | 0 | 0 | 0 | 0 | 0 | 0 | 0 | 0 | 0 | 0 | 0 | 0 | 0 | 0 | 0 | 0 | 0 | 0 | 0 | 0 | 0
Optimized - not within budgetary contraints | Distribution Pipe | TOR10YR - Roanoke Replacement - Network # 455 | 735878 | 0 | 0 | 0 | 0 | 0 | 0 | 0 | 0 | 0 | 0 | 0 | 0 | 0 | 0 | 0 | 0 | 0 | 0 | 0 | 0 | 0 | 0 | 0
Optimized - not within budgetary contraints | Distribution Pipe | TOR10YR - Tower and Timgren Replacement - Network # 455 | 735888 | 0 | 0 | 0 | 0 | 0 | 0 | 0 | 0 | 0 | 0 | 0 | 0 | 0 | 0 | 0 | 0 | 0 | 0 | 0 | 0 | 0 | 0 | 0
Optimized - not within budgetary contraints | Distribution Pipe | TOR10YR - Underhill Replacement - Network # 455 | 735874 | 0 | 0 | 0 | 0 | 0 | 0 | 0 | 0 | 0 | 0 | 0 | 0 | 0 | 0 | 0 | 0 | 0 | 0 | 0 | 0 | 0 | 0 | 0
Optimized - not within budgetary contraints | Distribution Pipe | TOR10YR - Warden South Lawrence Replacement - Network # 455 | 735843 | 0 | 0 | 0 | 0 | 0 | 0 | 0 | 0 | 0 | 0 | 0 | 0 | 0 | 0 | 0 | 0 | 0 | 0 | 0 | 0 | 0 | 0 | 0
Optimized - not within budgetary contraints | Distribution Pipe | TOR10YR - Warden West Replacement - Network # 455 | 735887 | 0 | 0 | 0 | 0 | 0 | 0 | 0 | 0 | 0 | 0 | 0 | 0 | 0 | 0 | 0 | 0 | 0 | 0 | 0 | 0 | 0 | 0 | 0
Optimized - not within budgetary contraints | Distribution Pipe | Tweedsmuir Ave E - Southwest - Windsor - 1379 | 30043 | 0 | 0 | 0 | 0 | 0 | 0 | 0 | 0 | 0 | 0 | 0 | 0 | 0 | 0 | 0 | 0 | 0 | 0 | 0 | 0 | 0 | 0 | 0
Optimized - not within budgetary contraints | Distribution Pipe | VSM - Queen and Airport Rd | 7657 | 0 | 0 | 0 | 0 | 0 | 0 | 0 | 0 | 0 | 0 | 0 | 0 | 0 | 0 | 0 | 0 | 0 | 0 | 0 | 0 | 0 | 0 | 0
Optimized - not within budgetary contraints | Distribution Pipe | VSM - SUMMERLEA | 7662 | 0 | 0 | 0 | 0 | 0 | 0 | 0 | 0 | 0 | 0 | 0 | 0 | 0 | 0 | 0 | 0 | 0 | 0 | 0 | 0 | 0 | 0 | 0
Optimized - not within budgetary contraints | Distribution Pipe | VSM - Yonge and Davis Dr West - Phase2 | 502190 | 9.49 | 0 | 9.4949 | 0 | 1.566 | 0 | 0 | 1.324 | 6.6049 | 0 | 0 | 0 | 0 | 0 | 0 | 0 | 0 | 0 | 0 | 0 | 0 | 0 | 0
Optimized - not within budgetary contraints | Distribution Pipe | VSM on College from Huron to Elizabeth | 4109 | 21.44 | 0 | 21.4416 | 0 | 0 | 0 | 0 | 0 | 0 | 0 | 0 | 0 | 0 | 0 | 20.5493 | 0 | 0 | 0 | 0.44308 | 0 | 0 | 0.40691 | 0.042237
Optimized - not within budgetary contraints | Distribution Pipe | Wall St-Trent-1271 | 30437 | 0 | 0 | 0 | 0 | 0 | 0 | 0 | 0 | 0 | 0 | 0 | 0 | 0 | 0 | 0 | 0 | 0 | 0 | 0 | 0 | 0 | 0 | 0
Optimized - not within budgetary contraints | Distribution Pipe | Walton St (MORATORIUM UNTIL 2028) - Cornwall - Eastern - 1740 | 30438 | 0 | 0 | 0 | 0 | 0 | 0 | 0 | 0 | 0 | 0 | 0 | 0 | 0 | 0 | 0 | 0 | 0 | 0 | 0 | 0 | 0 | 0 | 0
Optimized - not within budgetary contraints | Distribution Pipe | Wharncliffe Rd S - Southwest - London - 1451 | 30326 | 0 | 0 | 0 | 0 | 0 | 0 | 0 | 0 | 0 | 0 | 0 | 0 | 0 | 0 | 0 | 0 | 0 | 0 | 0 | 0 | 0 | 0 | 0
Optimized - not within budgetary contraints | Distribution Pipe | Whitton Crescent - Eastern - Area 60 - 1140 | 30392 | 0 | 0 | 0 | 0 | 0 | 0 | 0 | 0 | 0 | 0 | 0 | 0 | 0 | 0 | 0 | 0 | 0 | 0 | 0 | 0 | 0 | 0 | 0
Optimized - not within budgetary contraints | Distribution Pipe | William St (MORATORIUM UNTIL 2027)_GTA West_Area 20_1190 | 30133 | 0 | 0 | 0 | 0 | 0 | 0 | 0 | 0 | 0 | 0 | 0 | 0 | 0 | 0 | 0 | 0 | 0 | 0 | 0 | 0 | 0 | 0 | 0
Optimized - not within budgetary contraints | Distribution Pipe | William St N - Kawartha Lakes - Area 40 - 1816 | 30195 | 0 | 0 | 0 | 0 | 0 | 0 | 0 | 0 | 0 | 0 | 0 | 0 | 0 | 0 | 0 | 0 | 0 | 0 | 0 | 0 | 0 | 0 | 0
Optimized - not within budgetary contraints | Distribution Pipe | Woods St - Southwest - Windsor - 1337 | 30045 | 0 | 0 | 0 | 0 | 0 | 0 | 0 | 0 | 0 | 0 | 0 | 0 | 0 | 0 | 0 | 0 | 0 | 0 | 0 | 0 | 0 | 0 | 0
Optimized - not within budgetary contraints | Distribution Stations | 2022 Capacity Related Rebuilds | 8938 | 0 | 0 | 0 | 0 | 0 | 0 | 0 | 0 | 0 | 0 | 0 | 0 | 0 | 0 | 0 | 0 | 0 | 0 | 0 | 0 | 0 | 0 | 0
Optimized - not within budgetary contraints | Distribution Stations | 33010A YONGE & GLEN CAMERON DISTRICT | 735779 | 0 | 0 | 0 | 0 | 0 | 0 | 0 | 0 | 0 | 0 | 0 | 0 | 0 | 0 | 0 | 0 | 0 | 0 | 0 | 0 | 0 | 0 | 0
Optimized - not within budgetary contraints | Distribution Stations | Brockville Gate Station - Integrity Retrofit < 30% | 8189 | 0 | 0 | 0 | 0 | 0 | 0 | 0 | 0 | 0 | 0 | 0 | 0 | 0 | 0 | 0 | 0 | 0 | 0 | 0 | 0 | 0 | 0 | 0
Optimized - not within budgetary contraints | Distribution Stations | CAVERLY & MARTINGROVE DISTRICT | 20379 | 0 | 0 | 0 | 0 | 0 | 0 | 0 | 0 | 0 | 0 | 0 | 0 | 0 | 0 | 0 | 0 | 0 | 0 | 0 | 0 | 0 | 0 | 0
Optimized - not within budgetary contraints | Distribution Stations | HAMI - Hagersville Sandusk Heating Upgrade | 101102 | 0 | 0 | 0 | 0 | 0 | 0 | 0 | 0 | 0 | 0 | 0 | 0 | 0 | 0 | 0 | 0 | 0 | 0 | 0 | 0 | 0 | 0 | 0
Optimized - not within budgetary contraints | Distribution Stations | HAMI: CALEDONIA GATE STN, Rebuild | 735053 | 0 | 0 | 0 | 0 | 0 | 0 | 0 | 0 | 0 | 0 | 0 | 0 | 0 | 0 | 0 | 0 | 0 | 0 | 0 | 0 | 0 | 0 | 0
Optimized - not within budgetary contraints | Distribution Stations | Harmer District Station - Integrity Retrofit < 30% SMYS | 8194 | 0 | 0 | 0 | 0 | 0 | 0 | 0 | 0 | 0 | 0 | 0 | 0 | 0 | 0 | 0 | 0 | 0 | 0 | 0 | 0 | 0 | 0 | 0
Optimized - not within budgetary contraints | Distribution Stations | King - under rated valves Woodbine TBS 28401002 | 100836 | 0 | 0 | 0 | 0 | 0 | 0 | 0 | 0 | 0 | 0 | 0 | 0 | 0 | 0 | 0 | 0 | 0 | 0 | 0 | 0 | 0 | 0 | 0
Optimized - not within budgetary contraints | Distribution Stations | Maidenstone District Stn Raise | 22524 | 0 | 0 | 0 | 0 | 0 | 0 | 0 | 0 | 0 | 0 | 0 | 0 | 0 | 0 | 0 | 0 | 0 | 0 | 0 | 0 | 0 | 0 | 0
Optimized - not within budgetary contraints | Distribution Stations | MARTINGROVE & WATERBURY | 20382 | 0 | 0 | 0 | 0 | 0 | 0 | 0 | 0 | 0 | 0 | 0 | 0 | 0 | 0 | 0 | 0 | 0 | 0 | 0 | 0 | 0 | 0 | 0
Optimized - not within budgetary contraints | Distribution Stations | Perimeter Security - Station A | 100479 | 0 | 0 | 0 | 0 | 0 | 0 | 0 | 0 | 0 | 0 | 0 | 0 | 0 | 0 | 0 | 0 | 0 | 0 | 0 | 0 | 0 | 0 | 0
Optimized - not within budgetary contraints | Distribution Stations | Rideau Heights District Station - Integrity Retrofit | 8183 | 0 | 0 | 0 | 0 | 0 | 0 | 0 | 0 | 0 | 0 | 0 | 0 | 0 | 0 | 0 | 0 | 0 | 0 | 0 | 0 | 0 | 0 | 0
Optimized - not within budgetary contraints | Distribution Stations | RNG-London W12 | 48425 | 0 | 0 | 0 | 0 | 0 | 0 | 0 | 0 | 0 | 0 | 0 | 0 | 0 | 0 | 0 | 0 | 0 | 0 | 0 | 0 | 0 | 0 | 0
Optimized - not within budgetary contraints | Distribution Stations | SARN: Novacor St Clair Heater Replacemnt | 49821 | 0 | 0 | 0 | 0 | 0 | 0 | 0 | 0 | 0 | 0 | 0 | 0 | 0 | 0 | 0 | 0 | 0 | 0 | 0 | 0 | 0 | 0 | 0
Optimized - not within budgetary contraints | Distribution Stations | St. Laurent Control District Station | 8065 | 0 | 0 | 0 | 0 | 0 | 0 | 0 | 0 | 0 | 0 | 0 | 0 | 0 | 0 | 0 | 0 | 0 | 0 | 0 | 0 | 0 | 0 | 0
Optimized - not within budgetary contraints | Distribution Stations | TBAY: Colonization Ave. S. DRS | 735738 | 0 | 0 | 2.6877e-07 | 0 | 0 | 0 | 0 | 0 | 0 | 0 | 0 | 0 | 0 | 0 | 2.6877e-07 | 0 | 0 | 0 | 0 | 0 | 0 | 0 | 0
Optimized - not within budgetary contraints | Distribution Stations | WATE: 17U-201R Salsbury Ave LP | 735288 | 0 | 0 | 0 | 0 | 0 | 0 | 0 | 0 | 0 | 0 | 0 | 0 | 0 | 0 | 0 | 0 | 0 | 0 | 0 | 0 | 0 | 0 | 0
Optimized - not within budgetary contraints | Distribution Stations | WATE: Fergus First Stage, Fergus, Station, Heater | 100242 | 0 | 0 | 0 | 0 | 0 | 0 | 0 | 0 | 0 | 0 | 0 | 0 | 0 | 0 | 0 | 0 | 0 | 0 | 0 | 0 | 0 | 0 | 0
Optimized - not within budgetary contraints | Distribution Stations | WATE: Southampton Trans Stn 30N-501, Southampton, Heating | 100832 | 0 | 0 | 0 | 0 | 0 | 0 | 0 | 0 | 0 | 0 | 0 | 0 | 0 | 0 | 0 | 0 | 0 | 0 | 0 | 0 | 0 | 0 | 0
Optimized - not within budgetary contraints | Growth | BRAN: Oxford Phase 2, Delhi, Reinforcement (2.8km of NPS 8) | 49772 | 0 | 0 | 0 | 0 | 0 | 0 | 0 | 0 | 0 | 0 | 0 | 0 | 0 | 0 | 0 | 0 | 0 | 0 | 0 | 0 | 0 | 0 | 0
Optimized - not within budgetary contraints | Growth | Cambridge Reinforcement | 49795 | 0 | 0 | 0 | 0 | 0 | 0 | 0 | 0 | 0 | 0 | 0 | 0 | 0 | 0 | 0 | 0 | 0 | 0 | 0 | 0 | 0 | 0 | 0
Optimized - not within budgetary contraints | Growth | HALT-Harrop | 49474 | 0 | 0 | 0 | 0 | 0 | 0 | 0 | 0 | 0 | 0 | 0 | 0 | 0 | 0 | 0 | 0 | 0 | 0 | 0 | 0 | 0 | 0 | 0
Optimized - not within budgetary contraints | Growth | Port Dover - Loop existing 2" with 4" ST along Haldimand Rd 3. | 49797 | 0 | 0 | 0 | 0 | 0 | 0 | 0 | 0 | 0 | 0 | 0 | 0 | 0 | 0 | 0 | 0 | 0 | 0 | 0 | 0 | 0 | 0 | 0
Optimized - not within budgetary contraints | Growth | TIMM: Glencore Concentrator, Station Upgrade | 101662 | 0 | 0 | 0 | 0 | 0 | 0 | 0 | 0 | 0 | 0 | 0 | 0 | 0 | 0 | 0 | 0 | 0 | 0 | 0 | 0 | 0 | 0 | 0
Optimized - not within budgetary contraints | Growth | WATE: 18T-101 Kitchener Gate , Kitchener, Station Rebuild (Load Growth), Proj# 07-22-707 | 501258 | 0 | 0 | 2.596e-06 | 0 | 0 | 0 | 0 | 0 | 0 | 0 | 0 | 0 | 0 | 0 | 2.596e-06 | 0 | 0 | 0 | 0 | 0 | 0 | 0 | 0
Optimized - not within budgetary contraints | LNG | Hagar Desication Skid | 49967 | -335.32 | -335.3164 | 0 | 0 | 0 | 0 | 0 | 0 | 0 | 0 | 0 | 0 | 0 | 0 | 0 | 0 | 0 | 0 | 0 | 0 | 0 | 0 | 0
Optimized - not within budgetary contraints | Real Estate & Workplace Services | Burlington Operations Centre | 100666 | -879.18 | -879.1785 | 0 | 0 | 0 | 0 | 0 | 0 | 0 | 0 | 0 | 0 | 0 | 0 | 0 | 0 | 0 | 0 | 0 | 0 | 0 | 0 | 0
Optimized - not within budgetary contraints | Real Estate & Workplace Services | Cambridge Operations Centre | 100619 | -98.65 | -98.645 | 0 | 0 | 0 | 0 | 0 | 0 | 0 | 0 | 0 | 0 | 0 | 0 | 0 | 0 | 0 | 0 | 0 | 0 | 0 | 0 | 0
Optimized - not within budgetary contraints | Real Estate & Workplace Services | Disposition of Micro Site No. 1 | 100667 | -82.19 | -82.1854 | 0 | 0 | 0 | 0 | 0 | 0 | 0 | 0 | 0 | 0 | 0 | 0 | 0 | 0 | 0 | 0 | 0 | 0 | 0 | 0 | 0
Optimized - not within budgetary contraints | Real Estate & Workplace Services | Disposition of Micro Site No. 2 | 100632 | -82.19 | -82.1854 | 0 | 0 | 0 | 0 | 0 | 0 | 0 | 0 | 0 | 0 | 0 | 0 | 0 | 0 | 0 | 0 | 0 | 0 | 0 | 0 | 0
Optimized - not within budgetary contraints | Real Estate & Workplace Services | Elliot Lake Micro Operations Centre | 100696 | -274.14 | -360.9393 | 86.8013 | 0 | 0 | 0 | 0 | 86.8013 | 0 | 0 | 0 | 0 | 0 | 0 | 0 | 0 | 0 | 0 | 0 | 0 | 0 | 0 | 0
Optimized - not within budgetary contraints | Real Estate & Workplace Services | Operations Centre Retirement No. 1 | 100630 | -115.06 | -115.0596 | 0 | 0 | 0 | 0 | 0 | 0 | 0 | 0 | 0 | 0 | 0 | 0 | 0 | 0 | 0 | 0 | 0 | 0 | 0 | 0 | 0
Optimized - not within budgetary contraints | Real Estate & Workplace Services | Operations Centre Retirement No. 2 | 100670 | -82.19 | -82.1854 | 0 | 0 | 0 | 0 | 0 | 0 | 0 | 0 | 0 | 0 | 0 | 0 | 0 | 0 | 0 | 0 | 0 | 0 | 0 | 0 | 0
Optimized - not within budgetary contraints | Real Estate & Workplace Services | Operations Centre Retirements No. 3 | 100679 | -76.1 | -76.0976 | 0 | 0 | 0 | 0 | 0 | 0 | 0 | 0 | 0 | 0 | 0 | 0 | 0 | 0 | 0 | 0 | 0 | 0 | 0 | 0 | 0
Optimized - not within budgetary contraints | Real Estate & Workplace Services | Sault Ste. Marie Operations Centre | 100707 | -137.02 | -953.3506 | 816.3338 | 0 | 0 | 0 | 0 | 816.3338 | 0 | 0 | 0 | 0 | 0 | 0 | 0 | 0 | 0 | 0 | 0 | 0 | 0 | 0 | 0
Optimized - not within budgetary contraints | Real Estate & Workplace Services | TOC MEC Expansion | 3638 | 1709.33 | 0 | 1709.3344 | 0 | 0 | 0 | 0 | 1787.8178 | -10.9956 | 0 | 0 | 0 | -67.4878 | 0 | 0 | 0 | 0 | 0 | 0 | 0 | 0 | 0 | 0
Optimized - not within budgetary contraints | TIS | Harmonize Feasibility Tools | 734909 | 0 | 0 | 0 | 0 | 0 | 0 | 0 | 0 | 0 | 0 | 0 | 0 | 0 | 0 | 0 | 0 | 0 | 0 | 0 | 0 | 0 | 0 | 0
Optimized - not within budgetary contraints | TIS | Increase Efficiency with Innovation | 734983 | 0 | 0 | 0 | 0 | 0 | 0 | 0 | 0 | 0 | 0 | 0 | 0 | 0 | 0 | 0 | 0 | 0 | 0 | 0 | 0 | 0 | 0 | 0
Optimized - not within budgetary contraints | TIS | Records Management Upgrade 2023 | 735002 | 1376.01 | 0 | 1376.0102 | 0 | 0 | 0 | 1376.0102 | 0 | 0 | 0 | 0 | 0 | 0 | 0 | 0 | 0 | 0 | 0 | 0 | 0 | 0 | 0 | 0
Optimized - not within budgetary contraints | TIS | UG - Customer Data Analytics Solutions (2024) | 102340 | 215.4 | 0 | 215.4039 | 0 | 0 | 0 | 0 | 215.4039 | 0 | 0 | 0 | 0 | 0 | 0 | 0 | 0 | 0 | 0 | 0 | 0 | 0 | 0 | 0