{"text_format":"1","workbook":"xlsx","n_sheets":4,"sheets":["Data summary","Hourly load shapes by class","2006 Input to CA model","Revised Inputs to CA model"],"not_rendered":{"charts":0,"images":0,"macros":1,"external_links":1,"defined_names":3,"comments":0,"pivot_tables":0},"unopened":[],"bounds":{"document_bytes":16777216,"sheet_cells":100000,"rows_first":2000,"rows_last":500,"rows_between":2000,"halvings":0,"cell_chars":16384,"cell_head_chars":4096},"cells_cut":0,"cells_raw":0,"read":"whole","date_system":"1900"}

{"sheet":"Data summary","index":0,"n_rows":38,"n_cols":15,"rows_kept":38,"cut":false,"hidden":false,"merged":[[40,0,40,1]]}
["RUN # 2","Rate classes","Weather station used for normalization",null,null,null,null,"Test Year"]
[1,"Residential class","Toronto Pearson",null,null,null,null,2004]
[2,"Streetlights"]
[3,"Sentinellights"]
[4,"General service <50kW"]
[5,"General service >50kW"]
[6,"USL"]
[]
[]
["Monthly kWh by class (with actual weather)",null,"Jan","Feb","Mar","Apr","May","Jun","Jul","Aug","Sep","Oct","Nov","Dec","TOTAL"]
[1,"Residential class",21251120.864019997,16857795.437999997,15546767.98322,12671024.078950001,11018103.216724999,10386892.304250002,11983593.413375001,11617145.553375002,10659766.164000001,11504510.314160001,13431840.750799997,18867670.85416,{"$f":"SUM(C11:N11)","v":165796230.93503502}]
[2,"Streetlights",141715.95997999999,132700.70799999993,141853.19078000041,102957.96105000003,106894.21627499924,103446.01574999928,76353.011624999548,76353.011624999548,74664.305999999968,118301.44484000065,114485.26920000059,118301.44484000065,1308026.539965]
[3,"Sentinellights",14180.516000000158,13265.644000000133,14180.516000000158,10292.310000000052,10635.387000000061,10292.310000000052,7596.7050000000017,7596.7050000000017,7351.65,11648.281000000086,11272.530000000077,11648.281000000086,129960.83500000086]
[4,"General service <50kW",2509740.4800000051,2306020.2999999998,2209198.0499999998,1964935.5,1997330.03,2023516.51,2168451.7599999998,2177971.62,2042857.13,2135678.59,2191752.59,2515230.7000000002,26242683.260000002]
[5,"General service >50kW",3663419.6591999992,3468762.4296000004,3495303.5788999991,3098622.5453999997,3259146.5550000016,3178433.2631999999,3208644.5135000004,3213528.5109000006,3269196.1514999997,3345024.7669999995,3451520.6968000005,3508050.557000001,40159653.228000008]
[6,"USL",65512.52,63599.48,68248.679999999993,64382.6,64382.6,64382.6,64382.6,64382.6,64382.6,64382.6,64003.16,64003.16,776045.2]
[]
[]
["Monthly kWh by class (with normalized weather)",null,"Jan","Feb","Mar","Apr","May","Jun","Jul","Aug","Sep","Oct","Nov","Dec","TOTAL"]
[1,"Residential class",19800921.820950639,17325473.700718418,16443463.32642073,12743767.420580721,11182681.856542461,10864629.470437832,12430005.770611567,11988803.643770896,10537995.808317646,12099413.055130327,14241430.018971004,18625139.011183593,{"$f":"SUM(C20:N20)","v":168283724.9036358}]
[2,"Streetlights",141715.95998000022,132700.70800000097,141853.19078000044,102957.96105000061,106894.21627499934,103446.01574999937,76353.011624999592,76353.011624999592,74664.30600000023,118301.44484000042,114485.2692000004,118301.44484000042,1308026.5399650016]
[3,"Sentinellights",14180.516000000158,13265.644000000133,14180.516000000158,10292.310000000052,10635.387000000061,10292.310000000052,7596.7050000000017,7596.7050000000017,7351.65,11648.281000000086,11272.530000000077,11648.281000000086,129960.83500000086]
[4,"General service <50kW",2428564.7423310308,2332198.8643174781,2259391.0966780344,1969007.3556357536,2011379.7962804157,2103860.5921304608,2243527.7502908744,2240475.7143262504,2027037.3216253873,2168978.6213969737,2237069.825351276,2501654.8414312424,26523146.52179518]
[5,"General service >50kW",3583293.4167383276,3494602.538964103,3544847.6941212351,3102641.7527335244,3273339.8799021253,3261342.0916817077,3286117.0824725586,3278027.861277855,3252975.5940569658,3377894.2696326952,3496252.0364777194,3494650.2135451641,40445984.43160399]
[6,"USL",65512.52,63599.48,68248.679999999993,64382.6,64382.6,64382.6,64382.6,64382.6,64382.6,64382.6,64003.16,64003.16,776045.2]
[]
[]
["Residential class information",null,"Equipment saturation"]
[null,"Electric space heating",0.24495341614906835]
[null,"Electric water heating",0.44962216624685136]
[null,"Air conditioning",0.32185978213078181]
[null,"Baseload",1]
[]
[]
["General service >50kW ",null,"2004 kWh (Actual)","2004 kWh (Weather Corrected)"]
[null,"Weather sensitive load",27275911.547999993,27562242.751603983]
[null,"Non-weather sensitive load",12883741.679999996,12883741.679999996]
[null,"TOTAL",{"$f":"SUM(C36:C37)","v":40159653.227999985},{"$f":"SUM(D36:D37)","v":40445984.431603983}]

{"sheet":"Hourly load shapes by class","index":1,"n_rows":8818,"n_cols":30,"rows_kept":4500,"cut":true,"hidden":false,"merged":[],"bounds":{"rows_first":2000,"rows_last":500,"rows_between":2000,"halvings":0}}
["ALL UNITS IN GWh",null,null,null,"2004 Load Shape",null,null,null,null,null,null,null,"2021 Load Shape"]
["Year","Month","Day","Hour (EST)","Residential","GS>50kW","Street Lighting","Sentinel Lighting","GS<50kW","USL","TOTAL LDC sales",null,{"$f":"E2","v":"Residential"},"GS>50kW","Street Lighting","Sentinel Lighting","GS<50kW","USL","ED",{"$f":"K2","v":"TOTAL LDC sales"},null,null,{"$f":"E2","v":"Residential"},"GS>50kW","Street Lighting","Sentinel Lighting","GS<50kW","USL","ED 2010"]
[2004,1,1,1,1.9743675797705147E-2,3.4930051785780651E-3,3.2653446999999754E-4,3.2674000000000067E-5,3.0121210597727462E-3,8.8054462365591703E-5,{"$f":"SUM(E3:J3)","v":2.6696064968421546E-2},null,{"$f":"E3*W$5","v":2.265110289363672E-2},{"$f":"(F3*X$5)-S3","v":4.8744830803558103E-3},{"$f":"G3*Y$5","v":2.1717384818569611E-4},{"$f":"H3*Z$5","v":2.3948233891653355E-5},{"$f":"I3*AA$5","v":5.2684924417746477E-3},{"$f":"J3*AB$5","v":5.004753472807023E-5},{"$f":"(F3*$AC$7)*$AC$5","v":5.3092336622900913E-5},{"$f":"SUM(M3:R3)","v":3.3085248032572602E-2},null,2004,{"$f":"'Data summary'!O11","v":165796230.93503502},{"$f":"'Data summary'!O15","v":40159653.228000008},{"$f":"'Data summary'!O12","v":1308026.539965},{"$f":"'Data summary'!O13","v":129960.83500000086},{"$f":"'Data summary'!O14","v":26242683.260000002},{"$f":"'Data summary'!O16","v":776045.2},1000000,{"$f":"SUM(W3:AB3)","v":234412599.99800003}]
[2004,1,1,2,1.8012564862581321E-2,3.5201775357023013E-3,3.2653446999999754E-4,3.2674000000000067E-5,3.0353850932397682E-3,8.8054462365591703E-5,2.5015390423888978E-2,null,2.0665070894653678E-2,{"$f":"(F4*X$5)-S4","v":4.9124020607992907E-3},2.1717384818569611E-4,2.3948233891653355E-5,5.3091834970323826E-3,{"$f":"J4*AB$5","v":5.004753472807023E-5},{"$f":"(F4*$AC$7)*$AC$5","v":5.3505346010955961E-5},3.1177826069290773E-2,null,"2024 Forecast",{"$f":"'[1]3.2 LoadForecast'!$K$30","v":190211160.51364359},{"$f":"'[1]3.2 LoadForecast'!$K$32","v":56653142.461483456},{"$f":"'[1]3.2 LoadForecast'!$K$34","v":869951.51603205141},{"$f":"'[1]3.2 LoadForecast'!$K$33","v":95254.100304051652},{"$f":"'[1]3.2 LoadForecast'!$K$31","v":45901003.201254889},{"$f":"'[1]3.2 LoadForecast'!$K$35","v":441080.98617758468},{"$f":"'[1]3.2 LoadForecast'!$K$36","v":935588.9},{"$f":"SUM(W4:AC4)","v":295107181.67889553}]
[2004,1,1,3,1.706681028548945E-2,3.4556029445923795E-3,3.2653446999999754E-4,3.2674000000000067E-5,2.9904121127904549E-3,8.8054462365591703E-5,2.3960088275237872E-2,null,1.9580045772820701E-2,4.822288323288502E-3,2.1717384818569611E-4,2.3948233891653355E-5,5.2305213838970089E-3,5.004753472807023E-5,5.2523837037101589E-5,2.9924025096811632E-2,null,"Scaling Factor",{"$f":"W4/W3","v":1.1472586526298973},{"$f":"X4/X3","v":1.4106979993040354},{"$f":"Y4/Y3","v":0.66508705248085365},0.73294466216726772,1.7490971767821766,0.56837022660224523,{"$f":"AC4/AC3","v":0.93558890000000006}]
[2004,1,1,4,1.6449686176937303E-2,3.536513875936557E-3,3.2653446999999754E-4,3.2674000000000067E-5,3.164333160740781E-3,8.8054462365591703E-5,2.3597796145980229E-2,null,1.8872044799537739E-2,4.9351993971889349E-3,2.1717384818569611E-4,2.3948233891653355E-5,5.5347261978499216E-3,5.004753472807023E-5,5.375365210572574E-5,2.9633140011382016E-2]
[2004,1,1,5,1.6652221180714633E-2,3.5185897238631516E-3,3.2653446999999754E-4,3.2674000000000067E-5,3.1315554115176926E-3,8.8054462365591703E-5,2.3749629248461065E-2,null,1.9104404835081707E-2,4.9101862719444127E-3,2.1717384818569611E-4,2.3948233891653355E-5,5.4773947292225435E-3,5.004753472807023E-5,5.3481211881074052E-5,2.9783155453054082E-2,null,null,null,null,null,null,null,null,{"$f":"AC4/(X4+AC4)","v":1.6246041159117135E-2}]
[2004,1,1,6,1.7276550411821617E-2,3.5152961745836767E-3,3.2653446999999754E-4,3.2674000000000067E-5,3.140395989349066E-3,8.8054462365591703E-5,2.4379505508119948E-2,null,1.9820671947558967E-2,4.9055901292488395E-3,2.1717384818569611E-4,2.3948233891653355E-5,5.4928577589485215E-3,5.004753472807023E-5,5.3431151197482063E-5,3.0510289452561748E-2]
[2004,1,1,7,1.8432381339296894E-2,3.6064433248495869E-3,3.2653446999999754E-4,3.2674000000000067E-5,3.1636925295254669E-3,8.8054462365591703E-5,2.5649780126037535E-2,null,2.1146708980082217E-2,5.0327858301079751E-3,2.1717384818569611E-4,2.3948233891653355E-5,5.5336056715998569E-3,5.004753472807023E-5,5.4816552860730034E-5,3.2004270098595466E-2]
[2004,1,1,8,2.0834947553314623E-2,3.8557923241800181E-3,0,0,3.3671876869106332E-3,8.8054462365591703E-5,2.8145982026770867E-2,null,2.3903073857630311E-2,5.3807519556075736E-3,0,0,5.8895384768710961E-3,5.004753472807023E-5,5.8606561845035029E-5,3.5223411824837056E-2]
[2004,1,1,9,2.3407221439899949E-2,3.805853651258843E-3,0,0,3.1651691250237758E-3,8.8054462365591703E-5,3.0466298678548158E-2,null,2.6854137330949261E-2,5.3110626182706084E-3,0,0,5.5361883806171984E-3,5.004753472807023E-5,5.7847513204199268E-5,3.7751435864565135E-2]
[2004,1,1,10,2.4734014572864171E-2,3.7877477455375637E-3,0,0,2.9839495973155612E-3,8.8054462365591703E-5,3.1593766378082894E-2,null,2.8376312232992393E-2,5.2857958561042771E-3,0,0,5.2192178163249607E-3,5.004753472807023E-5,5.7572310393933751E-5,3.8931373440149707E-2]
[2004,1,1,11,2.5794655173523029E-2,4.1181481862083242E-3,0,0,3.3449835225572702E-3,8.8054462365591703E-5,3.3345841344654216E-2,null,2.9593141339428843E-2,5.7468691369768083E-3,0,0,5.8507012356878215E-3,5.004753472807023E-5,6.2594270144817287E-5,4.1240759246821544E-2,null,null,null,null,null,null,null,null," "]
[2004,1,1,12,2.6442757662607997E-2,4.1831204297656469E-3,0,0,3.3467218274204754E-3,8.8054462365591703E-5,3.4060654382159716E-2,null,3.0336682527822543E-2,5.8375377978351498E-3,0,0,5.85374169981644E-3,5.004753472807023E-5,6.3581823283085111E-5,4.2078009560202211E-2]
[2004,1,1,13,2.6294305583093387E-2,4.122925114660449E-3,0,0,3.1735327817460288E-3,8.8054462365591703E-5,3.367881794186546E-2,null,3.0166369595098507E-2,5.7535353329099701E-3,0,0,5.5508172289776662E-3,5.004753472807023E-5,6.2666877621885795E-5,4.152076969171422E-2]
[2004,1,1,14,2.5412932013102803E-2,4.0613731683939091E-3,0,0,3.094221864060308E-3,8.8054462365591703E-5,3.2656581507922618E-2,null,2.9155206140727506E-2,5.6676396913920958E-3,0,0,5.4120947267655688E-3,5.004753472807023E-5,6.1731311688282412E-5,4.0284988093613243E-2]
[2004,1,1,15,2.4674988443979872E-2,4.1087392059612586E-3,0,0,3.2902240819650923E-3,8.8054462365591703E-5,3.2162006194271814E-2,null,2.8308593995898634E-2,5.7337389202513946E-3,0,0,5.7549216527458718E-3,5.004753472807023E-5,6.2451257260204637E-5,3.9847302103623972E-2]
[2004,1,1,16,2.5576581435650326E-2,4.078472108457765E-3,0,0,3.3028282963557436E-3,8.8054462365591703E-5,3.3045936302829433E-2,null,2.9342954356743039E-2,5.6915012346112261E-3,0,0,5.7769676485521174E-3,5.004753472807023E-5,6.1991209007454027E-5,4.0861470774634451E-2]
[2004,1,1,17,2.7892872719312768E-2,4.0215669761766385E-3,0,0,3.0322886272630941E-3,8.8054462365591703E-5,3.5034782785118096E-2,null,3.2000339573935985E-2,5.6120902144985449E-3,0,0,5.3037674771345793E-3,5.004753472807023E-5,6.1126272861018038E-5,4.2966244800297183E-2]
[2004,1,1,18,3.1884622421557457E-2,4.2808083166399856E-3,3.2653446999999754E-4,3.2674000000000067E-5,3.2258294312888422E-3,8.8054462365591703E-5,3.9838523101851889E-2,null,3.6579908958969024E-2,5.9738610860584213E-3,2.1717384818569611E-4,2.3948233891653355E-5,5.6422891510481679E-3,5.004753472807023E-5,6.5066641629682453E-5,4.8487228812881034E-2]
[2004,1,1,19,3.2584369058497632E-2,4.0917623809550198E-3,3.2653446999999754E-4,3.2674000000000067E-5,3.034576447505143E-3,8.8054462365591703E-5,4.0157970819323395E-2,null,3.7382699342847311E-2,5.7100477883977735E-3,2.1717384818569611E-4,2.3948233891653355E-5,5.3077690970609326E-3,5.004753472807023E-5,6.2193216042989412E-5,4.8691685845111438E-2]
[2004,1,1,20,3.1352084167092752E-2,3.9643265047266769E-3,3.2653446999999754E-4,3.2674000000000067E-5,3.0368315512141679E-3,8.8054462365591703E-5,3.8800505155399193E-2,null,3.5968949838677967E-2,5.5322112291178215E-3,2.1717384818569611E-4,2.3948233891653355E-5,5.3117134925917391E-3,5.004753472807023E-5,6.0256239688060632E-5,4.7104044177192952E-2]
[2004,1,1,21,3.0173201335696481E-2,3.8669076529334765E-3,3.2653446999999754E-4,3.2674000000000067E-5,2.9797232213615815E-3,8.8054462365591703E-5,3.7467095142357132E-2,null,3.4616466309921767E-2,5.3962633789153914E-3,2.1717384818569611E-4,2.3948233891653355E-5,5.2118254740758348E-3,5.004753472807023E-5,5.8775510571327234E-5,4.5515724779718415E-2]
[2004,1,1,22,2.8451820658623901E-2,3.9003578437733959E-3,3.2653446999999754E-4,3.2674000000000067E-5,3.1230253796087162E-3,8.8054462365591703E-5,3.5922466814371612E-2,null,3.2641597433680336E-2,5.442943066161156E-3,2.1717384818569611E-4,2.3948233891653355E-5,5.4624748744926911E-3,5.004753472807023E-5,5.9283940619775159E-5,4.3838184991139603E-2]
[2004,1,1,23,2.5602253498962949E-2,3.7916408309381653E-3,3.2653446999999754E-4,3.2674000000000067E-5,3.0116060850013506E-3,8.8054462365591703E-5,3.2852763347268055E-2,null,2.9372406853509309E-2,5.291228650487749E-3,2.1717384818569611E-4,2.3948233891653355E-5,5.2675917008558858E-3,5.004753472807023E-5,5.7631483796211559E-5,4.0222396821658367E-2]
[2004,1,1,24,2.1705856366886402E-2,3.8713994165232041E-3,3.2653446999999754E-4,3.2674000000000067E-5,3.3398759772329013E-3,8.8054462365591703E-5,2.9364394693008097E-2,null,2.4902231529652173E-2,5.4025316277440403E-3,2.1717384818569611E-4,2.3948233891653355E-5,5.8417676425806808E-3,5.004753472807023E-5,5.8843783652054068E-5,3.6437700416782313E-2]
[2004,1,2,1,1.8413351059668227E-2,3.9497372709991763E-3,3.2653446999999754E-4,3.2674000000000067E-5,2.895293781899469E-3,8.8054462365591703E-5,2.570564504493246E-2,null,2.1124876327116262E-2,5.5118519770342026E-3,2.1717384818569611E-4,2.3948233891653355E-5,5.0641501798753524E-3,5.004753472807023E-5,6.0034488940915744E-5,3.1992048100831234E-2]
[2004,1,2,2,1.6791803118163369E-2,3.9253149344668278E-3,3.2653446999999754E-4,3.2674000000000067E-5,2.9229445959203962E-3,8.8054462365591703E-5,2.4087325580916183E-2,null,1.9264541420570616E-2,5.4777706458813673E-3,2.1717384818569611E-4,2.3948233891653355E-5,5.112514140615085E-3,5.004753472807023E-5,5.9663278809237363E-5,3.0145995823872489E-2]
[2004,1,2,3,1.5903718455512788E-2,3.8455463863135211E-3,3.2653446999999754E-4,3.2674000000000067E-5,2.8746466585896284E-3,8.8054462365591703E-5,2.3071174432781526E-2,null,1.8245678607076835E-2,5.3664537658771622E-3,2.1717384818569611E-4,2.3948233891653355E-5,5.0280363547854368E-3,5.004753472807023E-5,5.8450827526185025E-5,2.8931338344544852E-2]
[2004,1,2,4,1.5372175360366327E-2,3.9070729264437526E-3,3.2653446999999754E-4,3.2674000000000067E-5,2.9958107185249824E-3,8.8054462365591703E-5,2.2722321937700653E-2,null,1.7635861191924378E-2,5.4523139531728864E-3,2.1717384818569611E-4,2.3948233891653355E-5,5.2399640699458301E-3,5.004753472807023E-5,5.9386007296278142E-5,2.8619308831848513E-2]
[2004,1,2,5,1.5465934293517796E-2,3.9213268261691324E-3,3.2653446999999754E-4,3.2674000000000067E-5,3.0339984716952163E-3,8.8054462365591703E-5,2.2868522523747735E-2,null,1.7743426939243748E-2,5.4722052471986044E-3,2.1717384818569611E-4,2.3948233891653355E-5,5.3067581612035409E-3,5.004753472807023E-5,5.9602661095433689E-5,2.8813559964451316E-2]
[2004,1,2,6,1.611467391090763E-2,3.9634998292216537E-3,3.2653446999999754E-4,3.2674000000000067E-5,2.9495926229051376E-3,8.8054462365591703E-5,2.3475029295400008E-2,null,1.8487699078598045E-2,5.531057604786861E-3,2.1717384818569611E-4,2.3948233891653355E-5,5.1591241293809115E-3,5.004753472807023E-5,6.0243674538011689E-5,2.9469050429571236E-2]
[2004,1,2,7,1.7178986473818981E-2,4.2131765000801196E-3,3.2653446999999754E-4,3.2674000000000067E-5,2.8587502754983721E-3,8.8054462365591703E-5,2.4698176181763058E-2,null,1.9708740875500796E-2,5.8794809953741584E-3,2.1717384818569611E-4,2.3948233891653355E-5,5.0002320359994719E-3,5.004753472807023E-5,6.4038664003644006E-5,3.0879623523679844E-2]
[2004,1,2,8,1.9242540195840329E-2,4.767140230293415E-3,0,0,3.0040350357689025E-3,8.8054462365591703E-5,2.710176992426824E-2,null,2.2076170738256417E-2,6.6525364854191898E-3,0,0,5.2543492000181324E-3,5.004753472807023E-5,7.2458699857508633E-5,3.4033103958421809E-2]
[2004,1,2,9,2.1174726688717088E-2,5.1270525879966488E-3,0,0,2.9461703516829056E-3,8.8054462365591703E-5,2.9336004090762233E-2,null,2.4292888410703893E-2,7.1547935988053087E-3,0,0,5.1531382444479227E-3,5.004753472807023E-5,7.7929229408140669E-5,3.6650867788685197E-2]
[2004,1,2,10,2.2345258571945466E-2,5.188243449888252E-3,0,0,2.8000850696750118E-3,8.8054462365591703E-5,3.0421641553874321E-2,null,2.5635791241916821E-2,7.2401853476616422E-3,0,0,4.8976208901184868E-3,5.004753472807023E-5,7.885930699798179E-5,3.782364501442502E-2]
[2004,1,2,11,2.3447568023786364E-2,5.476518637004252E-3,0,0,3.096573788664929E-3,8.8054462365591703E-5,3.2108714911821136E-2,null,2.6900425298417008E-2,7.6424729052928546E-3,0,0,5.4162084714515155E-3,5.004753472807023E-5,8.3240979080306869E-5,4.0009154209889451E-2]
[2004,1,2,12,2.390689463761022E-2,5.5353050484440395E-3,0,0,3.266754551957793E-3,8.8054462365591703E-5,3.2797008700377647E-2,null,2.7427391730509617E-2,7.7245092474304087E-3,0,0,5.7138711640697002E-3,5.004753472807023E-5,8.4134509947124544E-5,4.0915819676737797E-2]
[2004,1,2,13,2.3495370467798215E-2,5.511477479779695E-3,0,0,3.3344365319396161E-3,8.8054462365591703E-5,3.2429338941883122E-2,null,2.695526706592646E-2,7.6912579138759462E-3,0,0,5.8322535241749343E-3,5.004753472807023E-5,8.377234005851658E-5,4.0528826038705411E-2]
[2004,1,2,14,2.3308188261793265E-2,5.2649330846892871E-3,0,0,2.7838534934568008E-3,8.8054462365591703E-5,3.1445029302304944E-2,null,2.674052066046893E-2,7.3472056090597331E-3,0,0,4.8692302859804897E-3,5.004753472807023E-5,8.0024959981067652E-5,3.9007004090237225E-2]
[2004,1,2,15,2.2618478991093986E-2,5.2781701976823423E-3,0,0,2.9840987112795987E-3,8.8054462365591703E-5,3.0968802362421517E-2,null,2.5949245731860127E-2,7.3656779788441006E-3,0,0,5.2194786311384779E-3,5.004753472807023E-5,8.0226159012564293E-5,3.8584449876570774E-2]
[2004,1,2,16,2.3328057411276224E-2,5.1984185872985533E-3,0,0,3.2054052001550637E-3,8.8054462365591703E-5,3.1819935661095436E-2,null,2.6763315714133651E-2,7.2543847354698786E-3,0,0,5.6065651860341299E-3,5.004753472807023E-5,7.9013965177100742E-5,3.9674313170365731E-2]
[2004,1,2,17,2.5649088020261935E-2,4.9826418481326677E-3,0,0,3.0152122912333701E-3,8.8054462365591703E-5,3.3734996621993564E-2,null,2.9426138163311348E-2,6.9532686447612395E-3,0,0,5.2738993059952052E-3,5.004753472807023E-5,7.57342416480762E-5,4.1703353648795863E-2]
[2004,1,2,18,3.0163550046210963E-2,4.9379777803865285E-3,3.2653446999999754E-4,3.2674000000000067E-5,2.8117314347129358E-3,8.8054462365591703E-5,3.8360522193676028E-2,null,3.4605393784550464E-2,6.8909400104197787E-3,2.1717384818569611E-4,2.3948233891653355E-5,4.9179915143260948E-3,5.004753472807023E-5,7.5055364979278536E-5,4.6705494926101758E-2]
[2004,1,2,19,3.0779023432526326E-2,4.7905459762922183E-3,3.2653446999999754E-4,3.2674000000000067E-5,2.6512842639870907E-3,8.8054462365591703E-5,3.8668116605171235E-2,null,3.5311500952464193E-2,6.6851991661257557E-3,2.1717384818569611E-4,2.3948233891653355E-5,4.6373538209868309E-3,5.004753472807023E-5,7.2814458203674179E-5,4.6925223556382199E-2]
[2004,1,2,20,2.9262009394886011E-2,4.8187312045927331E-3,3.2653446999999754E-4,3.2674000000000067E-5,2.8330118111913024E-3,8.8054462365591703E-5,3.7361015343035646E-2,null,3.3571093471620322E-2,6.7245316066584524E-3,2.1717384818569611E-4,2.3948233891653355E-5,4.9552129607452677E-3,5.004753472807023E-5,7.324286284444066E-5,4.5542007655829463E-2]
[2004,1,2,21,2.8154813708314678E-2,4.7063773823835964E-3,3.2653446999999754E-4,3.2674000000000067E-5,2.7686174124103959E-3,8.8054462365591703E-5,3.607707143547427E-2,null,3.230085364004686E-2,6.5677420293825646E-3,2.1717384818569611E-4,2.3948233891653355E-5,4.8425808996369986E-3,5.004753472807023E-5,7.1535127915738005E-5,4.4002346185871843E-2]
[2004,1,2,22,2.6840019265434684E-2,4.5086281775574251E-3,3.2653446999999754E-4,3.2674000000000067E-5,2.7938414666782339E-3,8.8054462365591703E-5,3.4589751842035943E-2,null,3.0792444339023083E-2,6.2917833337039677E-3,2.1717384818569611E-4,2.3948233891653355E-5,4.886700221743874E-3,5.004753472807023E-5,6.8529415982091228E-5,4.2262097511276346E-2]
[2004,1,2,23,2.4450714271123854E-2,4.1098148206938712E-3,3.2653446999999754E-4,3.2674000000000067E-5,2.6261395297795271E-3,8.8054462365591703E-5,3.1633931553962845E-2,null,2.8051293510528156E-2,5.7352399388720518E-3,2.1717384818569611E-4,2.3948233891653355E-5,4.5933732373734434E-3,5.004753472807023E-5,6.2467606190864863E-5,3.867107630357907E-2]
[2004,1,2,24,2.1064215089497643E-2,3.8725555738925877E-3,3.2653446999999754E-4,3.2674000000000067E-5,2.8909465843585929E-3,8.8054462365591703E-5,2.8274980180114411E-2,null,2.4166103022283419E-2,5.4041450434841173E-3,2.1717384818569611E-4,2.3948233891653355E-5,5.0565465089296912E-3,5.004753472807023E-5,5.8861356799846922E-5,3.491796419150265E-2]
[2004,1,3,1,1.92680602590833E-2,3.6931338178274823E-3,3.2653446999999754E-4,3.2674000000000067E-5,2.8813039833417774E-3,8.8054462365591703E-5,2.6289760992618146E-2,null,2.2105448851627577E-2,5.153762272925755E-3,2.1717384818569611E-4,2.3948233891653355E-5,5.0396806627143421E-3,5.004753472807023E-5,5.6134215045548576E-5,3.2590061404073091E-2]
[2004,1,3,2,1.7694395107328544E-2,3.6609009427042067E-3,3.2653446999999754E-4,3.2674000000000067E-5,2.964923621453442E-3,8.8054462365591703E-5,2.4767482603851781E-2,null,2.0300047889934794E-2,5.1087813477948083E-3,2.1717384818569611E-4,2.3948233891653355E-5,5.1859395356590021E-3,5.004753472807023E-5,5.5644287728273449E-5,3.0885938390194025E-2]
[2004,1,3,3,1.6985356095740586E-2,3.6126947009474655E-3,3.2653446999999754E-4,3.2674000000000067E-5,2.9412134274011226E-3,8.8054462365591703E-5,2.3986527156454763E-2,null,1.9486596748838358E-2,5.041509615347382E-3,2.1717384818569611E-4,2.3948233891653355E-5,5.1444681021811326E-3,5.004753472807023E-5,5.491157137549789E-5,2.9963744083172289E-2]
[2004,1,3,4,1.671006267614631E-2,3.6318873871831999E-3,3.2653446999999754E-4,3.2674000000000067E-5,3.0321680500055514E-3,8.8054462365591703E-5,2.3821381045700647E-2,null,1.9170763991196754E-2,5.068292977964883E-3,2.1717384818569611E-4,2.3948233891653355E-5,5.3035565757938276E-3,5.004753472807023E-5,5.5203292832017498E-5,2.9833783161760882E-2]
[2004,1,3,5,1.640164175776038E-2,3.6781297902873742E-3,3.2653446999999754E-4,3.2674000000000067E-5,3.1071822658360771E-3,8.8054462365591703E-5,2.3634216746249419E-2,null,1.8816925423926434E-2,5.1328241767471449E-3,2.1717384818569611E-4,2.3948233891653355E-5,5.4347637289215286E-3,5.004753472807023E-5,5.5906159591825205E-5,2.9675682946400529E-2]
[2004,1,3,6,1.7259715229823818E-2,3.6855298406490572E-3,3.2653446999999754E-4,3.2674000000000067E-5,3.0446823795050766E-3,8.8054462365591703E-5,2.443719038234354E-2,null,1.9801357639343393E-2,5.1431509350648892E-3,2.1717384818569611E-4,2.3948233891653355E-5,5.3254453541907694E-3,5.004753472807023E-5,5.60186375140563E-5,3.0561123545404471E-2]
[2004,1,3,7,1.8403813111167205E-2,3.8214503797506429E-3,3.2653446999999754E-4,3.2674000000000067E-5,3.0454637127301813E-3,8.8054462365591703E-5,2.571799013601362E-2,null,2.1113933833170128E-2,5.3328278276692197E-3,2.1717384818569611E-4,2.3948233891653355E-5,5.3268119819289261E-3,5.004753472807023E-5,5.8084577484659255E-5,3.2064743259573696E-2]
[2004,1,3,8,2.0519154357752808E-2,4.1248245279025325E-3,0,0,3.2179950931087399E-3,8.8054462365591703E-5,2.7950028441129673E-2,null,2.3540777381580374E-2,5.7561859610189472E-3,0,0,5.6285861322553947E-3,5.004753472807023E-5,6.2695747973367985E-5,3.4975597009582783E-2]
[2004,1,3,9,2.2661312432218389E-2,4.0940618811067028E-3,0,0,3.0039430458158869E-3,8.8054462365591703E-5,2.9847371821506572E-2,null,2.599838676781201E-2,5.7132567371423661E-3,0,0,5.2541883006510205E-3,5.004753472807023E-5,6.2228167561775098E-5,3.7015879340333464E-2]
[2004,1,3,10,2.4544383786065577E-2,4.2938147204845444E-3,0,0,3.1054500308744437E-3,8.8054462365591703E-5,3.2031702999790156E-2,null,2.8158756672032693E-2,5.9920115015989969E-3,0,0,5.4317338816406123E-3,5.004753472807023E-5,6.5264333970765611E-5,3.9632549590000378E-2]
[2004,1,3,11,2.5108024619788168E-2,4.4257160445360308E-3,0,0,3.2371032689647605E-3,8.8054462365591703E-5,3.2858898395654555E-2,null,2.8805398495496466E-2,6.1760795860978674E-3,0,0,5.6620081886986171E-3,5.004753472807023E-5,6.7269183416880272E-5,4.0693533805021019E-2]
[2004,1,3,12,2.5154026019954971E-2,4.4423668288188275E-3,0,0,3.2735365548726327E-3,8.8054462365591703E-5,3.2957983866012029E-2,null,2.885817399987092E-2,6.199315728648961E-3,0,0,5.7257335462209749E-3,5.004753472807023E-5,6.7522268940371365E-5,4.0833270809468927E-2]
[2004,1,3,13,2.5320092403419411E-2,4.2944466667830796E-3,0,0,3.0418049084375725E-3,8.8054462365591703E-5,3.2744398441005657E-2,null,2.9048695095211453E-2,5.9928933816370787E-3,0,0,5.3204123776703256E-3,5.004753472807023E-5,6.5273939311695316E-5,4.0412048389246925E-2]
[2004,1,3,14,2.434948795014228E-2,4.1862041595299524E-3,0,0,2.9433437932930473E-3,8.8054462365591703E-5,3.1567090365330876E-2,null,2.7935160737908155E-2,5.8418411377364711E-3,0,0,5.1481943191482114E-3,5.004753472807023E-5,6.3628694790663921E-5,3.8975243729520909E-2]
[2004,1,3,15,2.3883293251493215E-2,4.00733830821397E-3,0,0,2.7010198239829425E-3,8.8054462365591703E-5,3.067970584605572E-2,null,2.7400314836072828E-2,5.5922341313569043E-3,0,0,4.7243461485612561E-3,5.004753472807023E-5,6.0910002574961082E-5,3.776694265071906E-2]
[2004,1,3,16,2.3966979157030405E-2,4.028096762425314E-3,0,0,2.854201238296163E-3,8.8054462365591703E-5,3.0937331620117473E-2,null,2.7496324215303534E-2,5.6212025206533464E-3,0,0,4.9922753278720108E-3,5.004753472807023E-5,6.1225523103106537E-5,3.8159849598556964E-2]
[2004,1,3,17,2.6221540409641277E-2,4.145612064697126E-3,0,0,3.0495954741124038E-3,8.8054462365591703E-5,{"$f":"SUM(E67:J67)","v":3.3504802410816402E-2},null,{"$f":"E67*W$5","v":3.0082889120245457E-2},5.7851949350133025E-3,{"$f":"G67*Y$5","v":0},{"$f":"H67*Z$5","v":0},{"$f":"I67*AA$5","v":5.3340388340977086E-3},{"$f":"J67*AB$5","v":5.004753472807023E-5},6.3011710545604651E-5,{"$f":"SUM(M67:R67)","v":4.1252170424084536E-2}]
[2004,1,3,18,3.0317679203312582E-2,4.4454925493719096E-3,3.2653446999999754E-4,3.2674000000000067E-5,2.9999246064846101E-3,8.8054462365591703E-5,3.8210359291534698E-2,null,3.4782219793657851E-2,{"$f":"(F68*X$5)-S68","v":6.2036776666281436E-3},2.1717384818569611E-4,2.3948233891653355E-5,5.2471596597616138E-3,5.004753472807023E-5,{"$f":"(F68*$AC$7)*$AC$5","v":6.7569778691805782E-5},4.6524226736853032E-2]
[2004,1,3,19,3.0560267863469753E-2,4.6232387712212665E-3,3.2653446999999754E-4,3.2674000000000067E-5,3.1249394555274684E-3,8.8054462365591703E-5,3.8755709022584087E-2,null,3.5060531733053062E-2,6.4517222318968854E-3,2.1717384818569611E-4,2.3948233891653355E-5,5.4658227792783272E-3,5.004753472807023E-5,7.0271452969802839E-5,4.726924636103369E-2]
[2004,1,3,20,2.9084361760478281E-2,4.4185261804625103E-3,3.2653446999999754E-4,3.2674000000000067E-5,2.9250943289131593E-3,8.8054462365591703E-5,3.6875245202219548E-2,null,3.3367285685926819E-2,6.1660461424054933E-3,2.1717384818569611E-4,2.3948233891653355E-5,5.1162742325235626E-3,5.004753472807023E-5,6.7159900245470928E-5,4.494077567766129E-2]
[2004,1,3,21,2.7950539876326258E-2,4.3853621530532188E-3,3.2653446999999754E-4,3.2674000000000067E-5,3.0248731542517468E-3,8.8054462365591703E-5,3.5808038115996824E-2,null,3.2066498718792281E-2,6.1197657957645941E-3,2.1717384818569611E-4,2.3948233891653355E-5,5.2907970942259273E-3,5.004753472807023E-5,6.6655819771218103E-5,4.3768231225588219E-2]
[2004,1,3,22,2.6781026999700572E-2,4.3512353008783597E-3,3.2653446999999754E-4,3.2674000000000067E-5,3.1348792978504688E-3,8.8054462365591703E-5,3.4714404530794996E-2,null,3.072476495172138E-2,6.072141828719727E-3,2.1717384818569611E-4,2.3948233891653355E-5,5.4832085294231466E-3,5.004753472807023E-5,6.613710473046766E-5,4.2571284926669672E-2]
[2004,1,3,23,2.4659638951880235E-2,4.1914817804634477E-3,3.2653446999999754E-4,3.2674000000000067E-5,3.0922339169461577E-3,8.8054462365591703E-5,3.2390617581655429E-2,null,2.8290984158273854E-2,5.8492060492180298E-3,2.1717384818569611E-4,2.3948233891653355E-5,5.4086176140806155E-3,5.004753472807023E-5,6.3708912601071881E-5,3.9839977438377923E-2]
[2004,1,3,24,2.2073250870235761E-2,3.8309945699444656E-3,3.2653446999999754E-4,3.2674000000000067E-5,3.1420842250004283E-3,8.8054462365591703E-5,2.9493592597546241E-2,null,2.5323728052548389E-2,5.3461467296567694E-3,2.1717384818569611E-4,2.3948233891653355E-5,5.4958106471600628E-3,5.004753472807023E-5,5.8229645508511919E-5,3.645685504617064E-2]
[2004,1,4,1,1.8083719010695776E-2,3.3871340581944518E-3,3.2653446999999754E-4,3.2674000000000067E-5,2.8693370495144021E-3,8.8054462365591703E-5,2.4787453050770219E-2,null,2.0746703106748497E-2,4.7267401029983253E-3,2.1717384818569611E-4,2.3948233891653355E-5,5.0187493325421408E-3,5.004753472807023E-5,5.1483136271145743E-5,3.0783362159094385E-2]
[2004,1,4,2,1.6775399068427465E-2,3.4690720133677706E-3,3.2653446999999754E-4,3.2674000000000067E-5,3.0295973820242714E-3,8.8054462365591703E-5,2.3721331396185097E-2,null,1.924572173257293E-2,4.8410843869921682E-3,2.1717384818569611E-4,2.3948233891653355E-5,5.2990602276853267E-3,5.004753472807023E-5,5.2728561707367089E-5,2.9677035964055843E-2]
[2004,1,4,3,1.5968492505242463E-2,3.4502720736381493E-3,3.2653446999999754E-4,3.2674000000000067E-5,3.0620407268012323E-3,8.8054462365591703E-5,2.2928068238047432E-2,null,1.8319991196095082E-2,4.814849101489084E-3,2.1717384818569611E-4,2.3948233891653355E-5,5.3558067904400791E-3,5.004753472807023E-5,5.2442809846838323E-5,2.8781816704829665E-2]
[2004,1,4,4,1.5697817060303598E-2,3.4923201198979819E-3,3.2653446999999754E-4,3.2674000000000067E-5,3.1552671870613055E-3,8.8054462365591703E-5,2.2792667299628474E-2,null,1.8009456449834524E-2,4.873527082075133E-3,2.1717384818569611E-4,2.3948233891653355E-5,5.5188689288823692E-3,5.004753472807023E-5,5.3081923994178671E-5,2.8693022077597448E-2]
[2004,1,4,5,1.6045360560736799E-2,3.4771604719368281E-3,3.2653446999999754E-4,3.2674000000000067E-5,3.1388215053409566E-3,8.8054462365591703E-5,2.3108605470380173E-2,null,1.8408178737871796E-2,4.8523718178505107E-3,2.1717384818569611E-4,2.3948233891653355E-5,5.4901038334150484E-3,5.004753472807023E-5,5.2851503169848282E-5,2.9041824005942775E-2]
[2004,1,4,6,1.6246317077387981E-2,3.4742787582147092E-3,3.2653446999999754E-4,3.2674000000000067E-5,3.1370105448793326E-3,8.8054462365591703E-5,2.3304869312847611E-2,null,1.8638727840402228E-2,4.8483503910095073E-3,2.1717384818569611E-4,2.3948233891653355E-5,5.4869362875843578E-3,5.004753472807023E-5,5.2807702228491581E-5,2.9265184135801512E-2]
[2004,1,4,7,1.705737003831433E-2,3.5338090161016757E-3,3.2653446999999754E-4,3.2674000000000067E-5,3.1082456775115195E-3,8.8054462365591703E-5,2.414668766429311E-2,null,1.9569215367566079E-2,4.9314247696616922E-3,2.1717384818569611E-4,2.3948233891653355E-5,5.4366237392808022E-3,5.004753472807023E-5,5.3712539275503793E-5,3.0228433493313993E-2]
[2004,1,4,8,1.9373165066665581E-2,3.7967364442853748E-3,0,0,3.2945107816389251E-3,8.8054462365591703E-5,2.655246675495547E-2,null,2.222603125155935E-2,5.2983395706768565E-3,0,0,5.7624195070430859E-3,5.004753472807023E-5,5.7708935161239398E-5,3.3336837864007367E-2]
[2004,1,4,9,2.0906212431082399E-2,3.6876481481146689E-3,0,0,2.9818063911119077E-3,8.8054462365591703E-5,2.7663721432674565E-2,null,2.3984833105278006E-2,5.1461070297089623E-3,0,0,5.2154691404048886E-3,5.004753472807023E-5,5.6050834973632025E-5,3.4396456810119928E-2]
[2004,1,4,10,2.3135037420627284E-2,3.7836363897011688E-3,0,0,3.0121653438951968E-3,8.8054462365591703E-5,3.0018893616589243E-2,null,2.6541871859731114E-2,5.2800584656804862E-3,0,0,5.2685698990082028E-3,5.004753472807023E-5,5.7509819364896334E-5,3.7140547759147872E-2]
[2004,1,4,11,2.353027876859198E-2,3.9354862672862558E-3,0,0,3.0695936576452323E-3,8.8054462365591703E-5,3.0623413155889057E-2,null,2.6995315916060716E-2,5.4919647243891903E-3,0,0,5.3690176004557513E-3,5.004753472807023E-5,5.9817879160036865E-5,3.7906345775633732E-2]
[2004,1,4,12,2.3648114489089864E-2,3.8407005928987807E-3,0,0,2.7347102694255864E-3,8.8054462365591703E-5,3.0311579813779823E-2,null,2.7130503965990791E-2,5.3596914689999879E-3,0,0,4.7832740115695185E-3,5.004753472807023E-5,5.8377173328144257E-5,3.7323516981288371E-2]
[2004,1,4,13,2.3379756255743324E-2,3.7490444325787653E-3,0,0,2.57773516276194E-3,8.8054462365591703E-5,2.979459031344962E-2,null,2.6822627660779499E-2,5.2317854454331496E-3,0,0,4.5087092956790538E-3,5.004753472807023E-5,5.6984034907647047E-5,3.6613169936619776E-2]
[2004,1,4,14,2.2687327389071803E-2,3.7791368363651852E-3,0,0,2.6519629903404267E-3,8.8054462365591703E-5,2.9206481678143003E-2,null,2.6028232652159883E-2,5.27377934627353E-3,0,0,4.6385409793352587E-3,5.004753472807023E-5,5.7441427883019402E-5,3.5990600512496744E-2]
[2004,1,4,15,2.2022711608457098E-2,3.8381030160355477E-3,0,0,2.8794426951404741E-3,8.8054462365591703E-5,2.8828311781998708E-2,null,2.5265746447175289E-2,5.3560665546862601E-3,0,0,5.0364250887762647E-3,5.004753472807023E-5,5.8337691157870818E-5,3.5708285625365883E-2]
[2004,1,4,16,2.2937335494333515E-2,3.734324426331934E-3,0,0,2.7298801534703394E-3,8.8054462365591703E-5,2.9489594536501375E-2,null,2.6315056614148988E-2,5.2112437005101949E-3,0,0,4.7748256693886659E-3,5.004753472807023E-5,5.676029646845408E-5,3.6351173518775919E-2]
[2004,1,4,17,2.557954294168727E-2,3.7877840595402466E-3,0,0,2.7490930027884446E-3,8.8054462365591703E-5,3.2204474466381555E-2,null,2.9346351970168737E-2,5.2858465322363213E-3,0,0,4.8084308098889049E-3,5.004753472807023E-5,5.7572862352821872E-5,3.9490676847022031E-2]
[2004,1,4,18,2.8669448843004229E-2,3.7495727195052944E-3,3.2653446999999754E-4,3.2674000000000067E-5,2.5372303512894321E-3,8.8054462365591703E-5,3.5403514846164552E-2,null,3.2891273251266805E-2,5.2325226689851597E-3,2.1717384818569611E-4,2.3948233891653355E-5,4.4378624442863958E-3,5.004753472807023E-5,5.6992064665950518E-5,4.285282798134378E-2]
[2004,1,4,19,2.9471265848595465E-2,3.6090943397047298E-3,3.2653446999999754E-4,3.2674000000000067E-5,2.3621073932483349E-3,8.8054462365591703E-5,3.5889730513914128E-2,null,3.3811164748757144E-2,5.0364853170530325E-3,2.1717384818569611E-4,2.3948233891653355E-5,4.1315553727869691E-3,5.004753472807023E-5,5.4856847267948419E-5,4.3270375055402564E-2]
[2004,1,4,20,2.8275724044557925E-2,3.4252230183829399E-3,3.2653446999999754E-4,3.2674000000000067E-5,2.2302165305613142E-3,8.8054462365591703E-5,3.4378426525867783E-2,null,3.2439569069494315E-2,4.7798931853715709E-3,2.1717384818569611E-4,2.3948233891653355E-5,3.9008654372177354E-3,5.004753472807023E-5,5.2062073831371949E-5,4.1411497308889045E-2]
[2004,1,4,21,2.7357509827739952E-2,3.362235125750246E-3,3.2653446999999754E-4,3.2674000000000067E-5,2.2547153164102999E-3,8.8054462365591703E-5,3.3421723202266086E-2,null,3.1386139864282112E-2,4.6919936830208987E-3,2.1717384818569611E-4,2.3948233891653355E-5,3.9437161943807874E-3,5.004753472807023E-5,5.1104682064726046E-5,4.0313019358489216E-2]
[2004,1,4,22,2.5382146702066063E-2,3.316171736345022E-3,3.2653446999999754E-4,3.2674000000000067E-5,2.2464776527517149E-3,8.8054462365591703E-5,3.1392059023528394E-2,null,2.9119887426266703E-2,4.6277122975661505E-3,2.1717384818569611E-4,2.3948233891653355E-5,3.9293077201322749E-3,5.004753472807023E-5,5.040453624436128E-5,3.7968077060770544E-2]
[2004,1,4,23,2.2327002338363502E-2,3.2708168046629189E-3,3.2653446999999754E-4,3.2674000000000067E-5,2.2532498370672676E-3,8.8054462365591703E-5,2.8298331912459278E-2,null,2.5614846619975481E-2,4.5644195637188148E-3,2.1717384818569611E-4,2.3948233891653355E-5,3.9411529285992572E-3,5.004753472807023E-5,4.9715158709182489E-5,3.4411588729098976E-2]
[2004,1,4,24,1.9021742921353953E-2,3.4704969176287516E-3,3.2653446999999754E-4,3.2674000000000067E-5,2.6412132039324615E-3,8.8054462365591703E-5,2.5580715975280752E-2,null,2.1822859154624823E-2,4.8430728385850481E-3,2.1717384818569611E-4,2.3948233891653355E-5,4.6197385582780756E-3,5.004753472807023E-5,5.2750219704653594E-5,3.1576840168293367E-2]
[2004,1,5,1,2.103001504951035E-2,3.8765486628453221E-3,3.2653446999999754E-4,3.2674000000000067E-5,3.1836936560965755E-3,8.8054462365591703E-5,2.8537520300817833E-2,null,2.4126866730487709E-2,5.4097173926629365E-3,2.1717384818569611E-4,2.3948233891653355E-5,5.5685895856178464E-3,5.004753472807023E-5,5.8922050217693525E-5,3.5396343325573912E-2]
[2004,1,5,2,2.0294207712962375E-2,3.9699905298958308E-3,3.2653446999999754E-4,3.2674000000000067E-5,3.4949506108998747E-3,8.8054462365591703E-5,2.820641178612367E-2,null,2.3282705396964483E-2,5.5401153670856301E-3,2.1717384818569611E-4,2.3948233891653355E-5,6.1130082465181137E-3,5.004753472807023E-5,6.0342330694385374E-5,3.5226998627373649E-2]
[2004,1,5,3,1.9972419621387707E-2,3.8932442367658471E-3,3.2653446999999754E-4,3.2674000000000067E-5,3.3389147026865111E-3,8.8054462365591703E-5,2.7651841493205653E-2,null,2.2913531224592186E-2,5.4330160390810784E-3,2.1717384818569611E-4,2.3948233891653355E-5,5.8400862799854771E-3,5.004753472807023E-5,5.9175816526468891E-5,3.4477803160464164E-2]
[2004,1,5,4,2.0131482195663724E-2,3.9997094981637643E-3,3.2653446999999754E-4,3.2674000000000067E-5,3.5194889904775276E-3,8.8054462365591703E-5,2.8097943616670604E-2,null,2.3096017139239932E-2,5.5815881392636104E-3,2.1717384818569611E-4,2.3948233891653355E-5,6.1559282569601959E-3,5.004753472807023E-5,6.0794047593359091E-5,3.5124703152269156E-2]
[2004,1,5,5,2.0789786817180723E-2,4.0631581054934359E-3,3.2653446999999754E-4,3.2674000000000067E-5,3.5676098070831514E-3,8.8054462365591703E-5,2.8867817662122899E-2,null,2.385126281234156E-2,5.6701305682291822E-3,2.1717384818569611E-4,2.3948233891653355E-5,6.2400962414295462E-3,5.004753472807023E-5,6.1758442046382057E-5,3.6052659238805705E-2]
[2004,1,5,6,2.2562038350247084E-2,4.2610016235419355E-3,3.2653446999999754E-4,3.2674000000000067E-5,3.72282261021082E-3,8.8054462365591703E-5,3.0993125516365429E-2,null,2.5884493718288541E-2,5.9462208778570842E-3,2.1717384818569611E-4,2.3948233891653355E-5,6.5115785171805983E-3,5.004753472807023E-5,6.4765587504770941E-5,3.863346273013165E-2]
[2004,1,5,7,2.5435885400810512E-2,4.6302352459897033E-3,3.2653446999999754E-4,3.2674000000000067E-5,3.736208565975287E-3,8.8054462365591703E-5,3.4249592145141096E-2,null,2.9181539613382344E-2,6.4614858011266228E-3,2.1717384818569611E-4,2.3948233891653355E-5,6.5349918546167588E-3,5.004753472807023E-5,7.0377796698079437E-5,4.246918688593114E-2]
[2004,1,5,8,2.7385010167617154E-2,5.2282491380231545E-3,0,0,3.5781673051702187E-3,8.8054462365591703E-5,3.627948107317612E-2,null,3.1417689867156498E-2,7.2960132207857678E-3,0,0,6.2585623315275186E-3,5.004753472807023E-5,7.9467378086543319E-5,4.5022312954197855E-2]
[2004,1,5,9,2.7653141164380304E-2,5.6588374890022067E-3,0,0,3.5367772736672851E-3,8.8054462365591703E-5,3.6936810389415389E-2,null,3.1725305473231297E-2,7.8968985685424296E-3,0,0,6.1861671442788122E-3,5.004753472807023E-5,8.601215557965482E-5,4.5858418720780607E-2]
[2004,1,5,10,2.6542843781137859E-2,5.8584588101369172E-3,0,0,3.4834811713337055E-3,8.8054462365591703E-5,3.5972838224974081E-2,null,3.0451507193314069E-2,8.1754697995033675E-3,0,0,6.0929470821536541E-3,5.004753472807023E-5,8.9046322961882011E-5,4.4769971609699158E-2]
[2004,1,5,11,2.6081635437473195E-2,5.8475482325251295E-3,0,0,3.1261910797060742E-3,8.8054462365591703E-5,3.5143429212069997E-2,null,2.9922381930379681E-2,8.160244106082775E-3,0,0,5.4680119915955184E-3,5.004753472807023E-5,8.8880486374273202E-5,4.360068556278604E-2]
[2004,1,5,12,2.568213100293372E-2,5.8083969372880705E-3,0,0,3.1945889296618873E-3,8.8054462365591703E-5,3.4773171332249275E-2,null,2.9464047011090254E-2,8.1056085368664856E-3,0,0,5.5876464778512021E-3,5.004753472807023E-5,8.8285401729481846E-5,4.3207349560536019E-2]
[2004,1,5,13,2.5151798814220382E-2,5.6530968489498573E-3,0,0,2.96110241373363E-3,8.8054462365591703E-5,3.3854052539269465E-2,null,2.8855618818820726E-2,7.8888875146289686E-3,0,0,5.1792558720243805E-3,5.004753472807023E-5,8.5924900056542683E-5,4.1973809740202143E-2]
[2004,1,5,14,2.4160546342044887E-2,5.5758231915910162E-3,0,0,2.69621479219186E-3,8.8054462365591703E-5,3.2520638788193362E-2,null,2.7718395843176612E-2,7.7810522506955148E-3,0,0,4.7159416810211253E-3,5.004753472807023E-5,8.4750370154972822E-5,4.0265437309621323E-2]
[2004,1,5,15,2.3705754865043685E-2,5.4836672821884638E-3,0,0,2.7106138124087503E-3,8.8054462365591703E-5,3.1988090422006496E-2,null,2.7196632386044653E-2,7.6524488280918269E-3,0,0,4.7411269666309177E-3,5.004753472807023E-5,8.3349635740435939E-5,3.9640255715495468E-2]
[2004,1,5,16,2.4575930258280108E-2,5.4194289444268167E-3,0,0,2.9624371302279955E-3,8.8054462365591703E-5,3.3045850795300515E-2,null,2.8194948635240764E-2,7.5628043315850114E-3,0,0,5.1815904208764802E-3,5.004753472807023E-5,8.2373237688279207E-5,4.0989390922430327E-2]
[2004,1,5,17,2.7611931480998747E-2,5.1390272470343314E-3,0,0,2.686904748907495E-3,8.8054462365591703E-5,3.5525917939306165E-2,null,3.1678027307399666E-2,7.1715042161356766E-3,0,0,4.6996575105967223E-3,5.004753472807023E-5,7.8111239624578966E-5,4.3599236568860132E-2]
[2004,1,5,18,3.223729356716893E-2,4.9514360678575911E-3,3.2653446999999754E-4,3.2674000000000067E-5,2.4985678791772307E-3,8.8054462365591703E-5,4.0134560446569351E-2,null,3.6984513982304686E-2,6.9097210288306832E-3,2.1717384818569611E-4,2.3948233891653355E-5,4.370238023467525E-3,5.004753472807023E-5,7.5259925777860655E-5,4.8555642651408312E-2]
[2004,1,5,19,3.3586756344878725E-2,4.9386383194382627E-3,3.2653446999999754E-4,3.2674000000000067E-5,2.5320166192773891E-3,8.8054462365591703E-5,4.1504674215959977E-2,null,3.853269683043422E-2,6.8918617915987301E-3,2.1717384818569611E-4,2.3948233891653355E-5,4.4287431203436324E-3,5.004753472807023E-5,7.5065404919070876E-5,5.0144471359182E-2]
[2004,1,5,20,3.2637328980252456E-2,4.9978946075218515E-3,3.2653446999999754E-4,3.2674000000000067E-5,2.9630363291095617E-3,8.8054462365591703E-5,4.104552284924947E-2,null,3.7443458071323134E-2,6.9745538458331662E-3,2.1717384818569611E-4,2.3948233891653355E-5,5.1826384779485582E-3,5.004753472807023E-5,7.5966077730337125E-5,4.9891820011910282E-2]
[2004,1,5,21,3.1094859457197498E-2,4.7956770002972526E-3,3.2653446999999754E-4,3.2674000000000067E-5,2.7699901538349335E-3,8.8054462365591703E-5,3.910778954369528E-2,null,3.5673846564580419E-2,6.6923595018306171E-3,2.1717384818569611E-4,2.3948233891653355E-5,4.8449819577871091E-3,5.004753472807023E-5,7.2892447797095377E-5,4.7502357641003565E-2]
[2004,1,5,22,2.9776705470661746E-2,4.6134079358167279E-3,3.2653446999999754E-4,3.2674000000000067E-5,2.8472896736993843E-3,8.8054462365591703E-5,3.7684666012543458E-2,null,3.416158299802869E-2,6.4380033169811344E-3,2.1717384818569611E-4,2.3948233891653355E-5,4.9801863297486374E-3,5.004753472807023E-5,7.0122028048882868E-5,4.587094226156388E-2]
[2004,1,5,23,2.5951193237013771E-2,4.2988243126592445E-3,3.2653446999999754E-4,3.2674000000000067E-5,2.7286136653472152E-3,8.8054462365591703E-5,3.3425894147385823E-2,null,2.9772730987234524E-2,5.9990023793809188E-3,2.1717384818569611E-4,2.3948233891653355E-5,4.7726104585880808E-3,5.004753472807023E-5,6.5340477847022592E-5,4.0835513442008947E-2]
[2004,1,5,24,2.2482142467666166E-2,4.1628177795597484E-3,3.2653446999999754E-4,3.2674000000000067E-5,2.9043078819136672E-3,8.8054462365591703E-5,2.9996531061505172E-2,null,2.5792832475688081E-2,5.8092054822915119E-3,2.1717384818569611E-4,2.3948233891653355E-5,5.0799167167614187E-3,5.004753472807023E-5,6.3273230800692227E-5,3.6973124291546429E-2]
[2004,1,6,1,2.115161454319394E-2,4.2485383310007152E-3,3.2653446999999754E-4,3.2674000000000067E-5,3.1970517661092874E-3,8.8054462365591703E-5,2.9044467572669531E-2,null,2.4266372801771623E-2,5.9288283732623912E-3,2.1717384818569611E-4,2.3948233891653355E-5,5.5919542181282261E-3,5.004753472807023E-5,6.4576150246822904E-5,3.607832500996766E-2]
[2004,1,6,2,2.0405310843094347E-2,4.3556147221651782E-3,3.2653446999999754E-4,3.2674000000000067E-5,3.4446106706870409E-3,8.8054462365591703E-5,2.8652799168312156E-2,null,2.3410169424342656E-2,6.0782533040462643E-3,2.1717384818569611E-4,2.3948233891653355E-5,6.0249587992124631E-3,5.004753472807023E-5,6.6203670251354732E-5,3.5804551144406803E-2]
[2004,1,6,3,2.0305229762190149E-2,4.2082779015632874E-3,3.2653446999999754E-4,3.2674000000000067E-5,3.2208582578724353E-3,8.8054462365591703E-5,2.8181628853991461E-2,null,2.329535053831076E-2,5.8726450090623742E-3,2.1717384818569611E-4,2.3948233891653355E-5,5.6335940856602363E-3,5.004753472807023E-5,6.396420718834035E-5,3.509275924983879E-2]
[2004,1,6,4,2.0287319105188023E-2,4.2776988137876015E-3,3.2653446999999754E-4,3.2674000000000067E-5,3.4605833753747046E-3,8.8054462365591703E-5,2.8472864226715917E-2,null,2.3274802382090787E-2,5.9695217798543471E-3,2.1717384818569611E-4,2.3948233891653355E-5,6.0528966118872313E-3,5.004753472807023E-5,6.5019378381067441E-5,3.5588390390637784E-2]
[2004,1,6,5,2.1492831839968283E-2,4.2085769649928108E-3,3.2653446999999754E-4,3.2674000000000067E-5,3.3912374383849989E-3,8.8054462365591703E-5,2.9539909175711681E-2,null,2.4657837297922969E-2,5.8730623515948453E-3,2.1717384818569611E-4,2.3948233891653355E-5,5.9316038292772221E-3,5.004753472807023E-5,6.3968752837562182E-5,3.6753673095600459E-2]
[2004,1,6,6,2.2307906778732296E-2,4.4055128364898369E-3,3.2653446999999754E-4,3.2674000000000067E-5,3.4897879005265698E-3,8.8054462365591703E-5,3.0650470448114291E-2,null,2.5592939073961769E-2,6.1478860419273513E-3,2.1717384818569611E-4,2.3948233891653355E-5,6.1039781643796222E-3,5.004753472807023E-5,6.6962102417106981E-5,3.8135972897074162E-2]
[2004,1,6,7,2.5582703737242196E-2,4.8640156608453161E-3,3.2653446999999754E-4,3.2674000000000067E-5,3.750989385976811E-3,8.8054462365591703E-5,3.4644971716429912E-2,null,2.9349978220218322E-2,6.7877259921578139E-3,2.1717384818569611E-4,2.3948233891653355E-5,6.5608449451519503E-3,5.004753472807023E-5,7.3931169180169E-5,4.298971877433351E-2]
[2004,1,6,8,2.8968302795325706E-2,5.3801666860852932E-3,0,0,3.6849131247315352E-3,8.8054462365591703E-5,3.8121437068508131E-2,null,3.3234136033940258E-2,7.5080139135358112E-3,0,0,6.4452711431555168E-3,5.004753472807023E-5,8.1776466446934528E-5,4.7237468625359658E-2]
[2004,1,6,9,2.7767092545046206E-2,5.8119699357131009E-3,0,0,3.6827048569444808E-3,8.8054462365591703E-5,{"$f":"SUM(E131:J131)","v":3.7349821800069384E-2},null,{"$f":"E131*W$5","v":3.1856037180679378E-2},8.1105946503929605E-3,{"$f":"G131*Y$5","v":0},{"$f":"H131*Z$5","v":0},{"$f":"I131*AA$5","v":6.441408668203601E-3},{"$f":"J131*AB$5","v":5.004753472807023E-5},8.833970993271561E-5,{"$f":"SUM(M131:R131)","v":4.6458088034004009E-2}]
[2004,1,6,10,2.6249662333424142E-2,6.0323945052129652E-3,0,0,3.6699676149925657E-3,8.8054462365591703E-5,3.6040078915995269E-2,null,3.0115152240633949E-2,{"$f":"(F132*X$5)-S132","v":8.4181967808195698E-3},0,0,6.4191299942655145E-3,5.004753472807023E-5,{"$f":"(F132*$AC$7)*$AC$5","v":9.1690078697015238E-5},4.5002526550447106E-2]
[2004,1,6,11,2.5097766771742039E-2,6.2437511766448338E-3,0,0,3.6455645545923E-3,8.8054462365591703E-5,3.5075136965344769E-2,null,2.8793630090568179E-2,8.713144674150311E-3,0,0,6.3764466702145653E-3,5.004753472807023E-5,9.4902618894772596E-5,4.3933268969661127E-2]
[2004,1,6,12,2.4616932817639565E-2,6.0908657141573105E-3,0,0,3.4499212164495977E-3,8.8054462365591703E-5,3.4245774210612069E-2,null,2.8241989176245871E-2,8.4997932583842535E-3,0,0,6.0342474598129234E-3,5.004753472807023E-5,9.2578818607010134E-5,4.2826077429171119E-2]
[2004,1,6,13,2.4369735991018198E-2,5.8900832864054306E-3,0,0,3.2283828273054274E-3,8.8054462365591703E-5,3.3576256567094648E-2,null,2.7958390478001853E-2,8.2196017050159536E-3,0,0,5.6467552888119846E-3,5.004753472807023E-5,8.9527002850325348E-5,4.1874795006557865E-2]
[2004,1,6,14,2.3282110782204418E-2,6.0099808209853316E-3,0,0,3.3851603680342133E-3,8.8054462365591703E-5,3.2765306433589554E-2,null,2.6710603046371847E-2,8.3869185207110317E-3,0,0,5.9209744426835563E-3,5.004753472807023E-5,9.1349399308598945E-5,4.1068543544494511E-2]
[2004,1,6,15,2.3396349216576972E-2,6.045354603810461E-3,0,0,3.6790995333158202E-3,8.8054462365591703E-5,3.3208857816068846E-2,null,2.6841664078668653E-2,8.4362825774627233E-3,0,0,6.4351026068233249E-3,5.004753472807023E-5,9.1887067216134564E-5,4.1763096797682774E-2]
[2004,1,6,16,2.4476744176566274E-2,5.7789733234762655E-3,0,0,3.4751844087819147E-3,8.8054462365591703E-5,3.3818956371190048E-2,null,2.8081156544774111E-2,8.0645479313545994E-3,0,0,6.0784352381978842E-3,5.004753472807023E-5,8.7838174104759426E-5,4.2274187249054664E-2]
[2004,1,6,17,2.7490212883688546E-2,5.6041013334715405E-3,0,0,3.418428193639017E-3,8.8054462365591703E-5,3.6600796873164698E-2,null,3.1538384593449563E-2,7.8205143519789241E-3,0,0,5.9791631025266001E-3,5.004753472807023E-5,8.5180187046455968E-5,4.5388109582683162E-2]
[2004,1,6,18,3.1782046747666104E-2,5.5002012438660573E-3,3.2653446999999754E-4,3.2674000000000067E-5,3.290933221275198E-3,8.8054462365591703E-5,4.1020444145172953E-2,null,3.6462228129547823E-2,7.6755219448861999E-3,2.1717384818569611E-4,2.3948233891653355E-5,5.7561620063111231E-3,5.004753472807023E-5,8.3600945605213827E-5,5.0185081697550565E-2]
[2004,1,6,19,3.4097971148847959E-2,5.648471501711853E-3,3.2653446999999754E-4,3.2674000000000067E-5,3.4386917245284093E-3,8.8054462365591703E-5,4.3632397307453823E-2,null,3.9119192437640421E-2,7.8824328500350822E-3,2.1717384818569611E-4,2.3948233891653355E-5,6.0146059871968747E-3,5.004753472807023E-5,8.58545965556879E-5,5.3307400891677792E-2]
[2004,1,6,20,3.3705876732110902E-2,5.5076433182913928E-3,3.2653446999999754E-4,3.2674000000000067E-5,3.4401817616633531E-3,8.8054462365591703E-5,4.3100964744431244E-2,null,3.8669358725390963E-2,7.6859073477168402E-3,2.1717384818569611E-4,2.3948233891653355E-5,6.0172122069429056E-3,5.004753472807023E-5,8.3714062277065834E-5,5.2663647896856132E-2]
[2004,1,6,21,3.3111585852212362E-2,5.3678020736036185E-3,3.2653446999999754E-4,3.2674000000000067E-5,3.3809383534633372E-3,8.8054462365591703E-5,4.2307589211644916E-2,null,3.7987553371248324E-2,7.4907591168047009E-3,2.1717384818569611E-4,2.3948233891653355E-5,5.9135897289173036E-3,5.004753472807023E-5,8.1588529087976466E-5,5.1683071833775747E-2]
[2004,1,6,22,3.099491818447693E-2,4.9508558045937914E-3,3.2653446999999754E-4,3.2674000000000067E-5,2.9527787156547261E-3,8.8054462365591703E-5,3.9345815637091046E-2,null,3.5559188074696907E-2,6.9089112723840313E-3,2.1717384818569611E-4,2.3948233891653355E-5,5.164696915214183E-3,5.004753472807023E-5,7.5251105999201145E-5,4.7923965879100541E-2]
[2004,1,6,23,2.773597050249238E-2,4.5901674539446545E-3,3.2653446999999754E-4,3.2674000000000067E-5,2.8088954818262278E-3,8.8054462365591703E-5,3.558229637062886E-2,null,3.1820332148071985E-2,6.4055712620962766E-3,2.1717384818569611E-4,2.3948233891653355E-5,4.9130311571384663E-3,5.004753472807023E-5,6.97687816539454E-5,4.3430104184112146E-2]
[2004,1,6,24,2.4320317916423421E-2,4.2275062667485892E-3,3.2653446999999754E-4,3.2674000000000067E-5,2.9232782245664371E-3,8.8054462365591703E-5,3.1918365340104039E-2,null,2.7901695164326685E-2,5.8994781615963219E-3,2.1717384818569611E-4,2.3948233891653355E-5,5.1130976895379689E-3,5.004753472807023E-5,6.4256470951184723E-5,3.9205440632266393E-2]
[2004,1,7,1,2.2224809872629054E-2,4.3265784772907817E-3,3.2653446999999754E-4,3.2674000000000067E-5,3.3102621450802595E-3,8.8054462365591703E-5,3.0308913427365681E-2,null,2.5497605429428048E-2,6.0377332712603605E-3,2.1717384818569611E-4,2.3948233891653355E-5,5.7899701723687939E-3,5.004753472807023E-5,6.576233048564502E-5,3.7616478489862618E-2]
[2004,1,7,2,2.1227795275940611E-2,4.4022136306828812E-3,3.2653446999999754E-4,3.2674000000000067E-5,3.4952451422595775E-3,8.8054462365591703E-5,2.9572516981248659E-2,null,2.4353771806578925E-2,6.1432820055568231E-3,2.1717384818569611E-4,2.3948233891653355E-5,6.1135234104878443E-3,5.004753472807023E-5,6.691195575647064E-5,3.6901746839429012E-2]
[2004,1,7,3,2.1634161560484762E-2,4.3187148297146108E-3,3.2653446999999754E-4,3.2674000000000067E-5,3.4015343317845229E-3,8.8054462365591703E-5,2.9801673654349482E-2,null,2.4819979042659264E-2,6.0267595637791913E-3,2.1717384818569611E-4,2.3948233891653355E-5,5.9496140964519564E-3,5.004753472807023E-5,6.5642806063878235E-5,3.708752231969583E-2]
[2004,1,7,4,2.1503235572039876E-2,4.3864343120483644E-3,3.2653446999999754E-4,3.2674000000000067E-5,3.620088860520238E-3,8.8054462365591703E-5,2.9957021676974067E-2,null,2.4669773069561748E-2,6.1212619919092034E-3,2.1717384818569611E-4,2.3948233891653355E-5,6.3318872056365551E-3,5.004753472807023E-5,6.6672116175996613E-5,3.7414091883912926E-2]
[2004,1,7,5,2.2542343780676589E-2,4.2913144334338878E-3,3.2653446999999754E-4,3.2674000000000067E-5,3.4845910375974217E-3,8.8054462365591703E-5,3.0765512184073484E-2,null,2.5861898952938969E-2,5.9885223550614529E-3,2.1717384818569611E-4,2.3948233891653355E-5,6.0948883461021258E-3,5.004753472807023E-5,6.5226330568262395E-5,3.8236479270907966E-2]
[2004,1,7,6,2.4049363371193219E-2,4.5792511432720378E-3,3.2653446999999754E-4,3.2674000000000067E-5,3.787245394555805E-3,8.8054462365591703E-5,3.2863122841386656E-2,null,2.7590840217841937E-2,6.3903375681985649E-3,2.1717384818569611E-4,2.3948233891653355E-5,6.6242602273988592E-3,5.004753472807023E-5,6.9602857926014765E-5,4.0896607630244781E-2]
[2004,1,7,7,2.6936818630545527E-2,4.9655943219647902E-3,3.2653446999999754E-4,3.2674000000000067E-5,3.9224900892891731E-3,8.8054462365591703E-5,3.6272165974165091E-2,null,3.0903498248215578E-2,6.9294788495508379E-3,2.1717384818569611E-4,2.3948233891653355E-5,6.8608163411317605E-3,5.004753472807023E-5,7.5475125800369069E-5,4.4984963055703597E-2]
[2004,1,7,8,2.9739951213467002E-2,5.3909899796835631E-3,0,0,3.6665993034986229E-3,8.8054462365591703E-5,3.888559495901478E-2,null,3.4119416358441033E-2,7.5231178022566302E-3,0,0,6.4132384901409364E-3,5.004753472807023E-5,8.1940976351074362E-5,4.8105820185566674E-2]
[2004,1,7,9,2.8544998322082869E-2,5.8383259833677884E-3,0,0,3.6769623335210153E-3,8.8054462365591703E-5,3.8148341101337267E-2,null,3.2748496314315471E-2,8.1473744722912259E-3,0,0,6.431364436696012E-3,5.004753472807023E-5,8.8740311730478041E-5,4.7377282758030784E-2]
[2004,1,7,10,2.7356725461350109E-2,6.0995567145382982E-3,0,0,3.7671948436392277E-3,8.8054462365591703E-5,3.7311531481893229E-2,null,3.1385239993154533E-2,8.5119215353671503E-3,0,0,6.5891898653977462E-3,5.004753472807023E-5,9.2710918473522483E-5,4.6536398928647506E-2]
[2004,1,7,11,2.6482603090298065E-2,6.3587710286425033E-3,0,0,3.8336657870385242E-3,8.8054462365591703E-5,3.6763094368344684E-2,null,3.0382395539507712E-2,8.8736546916865309E-3,0,0,6.705454004835504E-3,5.004753472807023E-5,9.6650876451912095E-5,4.6011551770757823E-2]
[2004,1,7,12,2.547160249394222E-2,6.1223687543875676E-3,0,0,3.4967026914284314E-3,8.8054462365591703E-5,3.5178728402123813E-2,null,2.9222516357524483E-2,8.5437557001017492E-3,0,0,6.1160728056241075E-3,5.004753472807023E-5,9.305765271433042E-5,4.3932392397978415E-2]
[2004,1,7,13,2.5444138780235201E-2,5.966394568686779E-3,0,0,3.336836973677221E-3,8.8054462365591703E-5,3.4835424784964791E-2,null,2.9191008374340757E-2,8.3260939760844196E-3,0,0,5.8364521300412094E-3,5.004753472807023E-5,9.0686905020483555E-5,4.3403602015194463E-2]
[2004,1,7,14,2.4469545084239933E-2,6.1140135557659547E-3,0,0,3.5467152941011672E-3,8.8054462365591703E-5,3.4218328396472653E-2,null,2.8072897323811633E-2,8.5320960339312461E-3,0,0,6.2035497077625188E-3,5.004753472807023E-5,9.2930656905537934E-5,4.2858590600233469E-2]
[2004,1,7,15,2.3985333749460699E-2,6.058575055534747E-3,0,0,3.6709618439191159E-3,8.8054462365591703E-5,3.3802925111280156E-2,null,2.7517381680284687E-2,8.4547316964734553E-3,0,0,6.4208689972740192E-3,5.004753472807023E-5,9.208801300274755E-5,4.2443029908760227E-2]
[2004,1,7,16,2.517656715600166E-2,5.8024991045867507E-3,0,0,3.4876491946682058E-3,8.8054462365591703E-5,3.4554769917622213E-2,null,2.8884034513240592E-2,8.0973781208654831E-3,0,0,6.1002373600007901E-3,5.004753472807023E-5,8.8195756938502321E-5,4.3131697528834938E-2]
[2004,1,7,17,2.8494114547629568E-2,5.6538700204429079E-3,0,0,3.5029093108338801E-3,8.8054462365591703E-5,3.773894834127195E-2,null,3.2690119463795457E-2,7.8899664741977089E-3,0,0,6.1269287861035393E-3,5.004753472807023E-5,8.5936651966167101E-5,4.6757062258824776E-2]
[2004,1,7,18,3.2839043808520867E-2,5.5558274103911735E-3,3.2653446999999754E-4,3.2674000000000067E-5,3.377834140444787E-3,8.8054462365591703E-5,4.2219968291722421E-2,null,3.7674877153417823E-2,7.7531481703537819E-3,2.1717384818569611E-4,2.3948233891653355E-5,5.9081601586904271E-3,5.004753472807023E-5,8.4446441963565989E-5,5.1627355099267448E-2]
[2004,1,7,19,3.4149099027446235E-2,5.5500129157093781E-3,3.2653446999999754E-4,3.2674000000000067E-5,3.2253912784936988E-3,8.8054462365591703E-5,4.3371766154014911E-2,null,3.9177849338752908E-2,7.7450340524243128E-3,2.1717384818569611E-4,2.3948233891653355E-5,5.6415227792311834E-3,5.004753472807023E-5,8.4358063878462898E-5,5.2855575787213824E-2]
[2004,1,7,20,3.3758235024932533E-2,5.4131979780693363E-3,3.2653446999999754E-4,3.2674000000000067E-5,3.2209426149184825E-3,8.8054462365591703E-5,4.2839638550285948E-2,null,3.8729427229867504E-2,7.5541090281053391E-3,2.1717384818569611E-4,2.3948233891653355E-5,5.6337416343313195E-3,5.004753472807023E-5,8.2278529393723521E-5,5.2208447509109586E-2]
[2004,1,7,21,3.2681947836476918E-2,5.1968636092215026E-3,3.2653446999999754E-4,3.2674000000000067E-5,3.0167441316153835E-3,8.8054462365591703E-5,4.1342818509679399E-2,null,3.74946474401971E-2,7.2522147660769344E-3,2.1717384818569611E-4,2.3948233891653355E-5,5.2765786436826658E-3,5.004753472807023E-5,7.8990330107787271E-5,5.0314610466762125E-2]
[2004,1,7,22,3.1525949836386215E-2,4.9140896849693069E-3,3.2653446999999754E-4,3.2674000000000067E-5,2.8565626454797963E-3,8.8054462365591703E-5,3.9743865099200915E-2,null,3.6168418732170179E-2,6.8576042118795163E-3,2.1717384818569611E-4,2.3948233891653355E-5,4.9964056585101377E-3,5.004753472807023E-5,7.4692275107282586E-5,4.8313598219365254E-2]
[2004,1,7,23,2.8077004774434932E-2,4.5414360268119462E-3,3.2653446999999754E-4,3.2674000000000067E-5,2.6777675538453881E-3,8.8054462365591703E-5,3.5743471287457869E-2,null,3.2211586667401412E-2,6.3375666343056369E-3,2.1717384818569611E-4,2.3948233891653355E-5,4.6836756685098837E-3,5.004753472807023E-5,6.9028082685243232E-5,4.3523998587022356E-2]
[2004,1,7,24,2.4616807669540913E-2,4.1732732725912733E-3,3.2653446999999754E-4,3.2674000000000067E-5,2.791539479482151E-3,8.8054462365591703E-5,3.202888335397993E-2,null,2.8241845599006832E-2,5.8237961059159791E-3,2.1717384818569611E-4,2.3948233891653355E-5,4.8826738224382171E-3,5.004753472807023E-5,6.3432150277534826E-5,3.9239485144166447E-2]
[2004,1,8,1,2.1222596746580374E-2,4.2527445288012364E-3,3.2653446999999754E-4,3.2674000000000067E-5,3.1974064631983181E-3,8.8054462365591703E-5,2.912001067094552E-2,null,2.4347807748789443E-2,5.934698115493812E-3,2.1717384818569611E-4,2.3948233891653355E-5,5.5925746178052621E-3,5.004753472807023E-5,6.4640082837274628E-5,3.6166250098893939E-2]
[2004,1,8,2,2.0473134273414986E-2,4.3618099223831025E-3,3.2653446999999754E-4,3.2674000000000067E-5,3.4451172250269074E-3,8.8054462365591703E-5,2.8727324353190583E-2,null,2.3487980441629048E-2,6.0868986959360018E-3,2.1717384818569611E-4,2.3948233891653355E-5,6.0258448119782102E-3,5.004753472807023E-5,6.6297834914331321E-5,3.5891893566348677E-2]
[2004,1,8,3,2.0374758065189826E-2,4.2128440565910412E-3,3.2653446999999754E-4,3.2674000000000067E-5,3.2200645449445356E-3,8.8054462365591703E-5,2.825492959909099E-2,null,2.3375117485529815E-2,5.8790170710225362E-3,2.1717384818569611E-4,2.3948233891653355E-5,5.632205804618871E-3,5.004753472807023E-5,6.4033610990342306E-5,3.517750997797664E-2]
[2004,1,8,4,2.0353476563990242E-2,4.2861758391425113E-3,3.2653446999999754E-4,3.2674000000000067E-5,3.4600072890938584E-3,8.8054462365591703E-5,2.85469226245922E-2,null,2.3350702099137637E-2,5.9813514550342388E-3,2.1717384818569611E-4,2.3948233891653355E-5,6.0518889809998196E-3,5.004753472807023E-5,6.5148225909397465E-5,3.5675112151977113E-2]
[2004,1,8,5,2.1564138418541254E-2,4.2149720296136674E-3,3.2653446999999754E-4,3.2674000000000067E-5,3.3903675807063034E-3,8.8054462365591703E-5,2.9616740961226812E-2,null,2.4739644387180244E-2,5.8819866539357984E-3,2.1717384818569611E-4,2.3948233891653355E-5,5.9300823636672132E-3,5.004753472807023E-5,6.4065955362670922E-5,3.6842883021588675E-2]
[2004,1,8,6,2.2378926240002782E-2,4.4149279599839776E-3,3.2653446999999754E-4,3.2674000000000067E-5,3.4890708635645874E-3,8.8054462365591703E-5,3.0730187995916935E-2,null,2.5674416765409446E-2,6.1610248315441289E-3,2.1717384818569611E-4,2.3948233891653355E-5,6.1027239970537703E-3,5.004753472807023E-5,6.7105208676714813E-5,3.8229335210812766E-2]
[2004,1,8,7,2.5668811964942424E-2,4.8656612930710139E-3,3.2653446999999754E-4,3.2674000000000067E-5,3.7533480792956218E-3,8.8054462365591703E-5,3.473508426967465E-2,null,2.9448766629510032E-2,6.790022469268654E-3,2.1717384818569611E-4,2.3948233891653355E-5,6.5649705289767771E-3,5.004753472807023E-5,7.3956182157710527E-5,4.3094929244560883E-2]
[2004,1,8,8,2.9064653926975638E-2,5.3796522404621948E-3,0,0,3.6882261565224376E-3,8.8054462365591703E-5,3.8220586786325866E-2,null,3.3344675703416322E-2,7.5072960055003642E-3,0,0,6.4510659577075736E-3,5.004753472807023E-5,8.1768647071125055E-5,4.7353085201352334E-2]
[2004,1,8,9,2.7855425929236503E-2,5.8187131505715931E-3,0,0,3.6847743894619822E-3,8.8054462365591703E-5,3.7446967931635676E-2,null,3.195737842000778E-2,8.120004795827758E-3,0,0,6.4450284816872216E-3,5.004753472807023E-5,8.8442204207669225E-5,4.6572459232250833E-2]
[2004,1,8,10,2.6338702646076125E-2,6.0341053225637349E-3,0,0,3.6729544640099233E-3,8.8054462365591703E-5,3.613381689501538E-2,null,3.0217304509756807E-2,8.4205842236670797E-3,0,0,6.4243542834492495E-3,5.004753472807023E-5,9.1716082463412266E-5,4.5112290551601208E-2]
[2004,1,8,11,2.5186582018626655E-2,6.2422377841676834E-3,0,0,3.6494912902209822E-3,8.8054462365591703E-5,3.516636555538092E-2,null,2.8895524151042015E-2,8.7110327373948072E-3,0,0,6.3833149124166632E-3,5.004753472807023E-5,9.487961591059947E-5,4.4039919335581559E-2]
[2004,1,8,12,2.4703522269506492E-2,6.088717329181214E-3,0,0,3.4545518939473742E-3,8.8054462365591703E-5,3.4334845955000672E-2,null,2.8341329674126683E-2,8.4967951906229165E-3,0,0,6.0423469647508735E-3,5.004753472807023E-5,9.2546163980831495E-5,4.2930519364228543E-2]
[2004,1,8,13,2.4448777197369213E-2,5.8961863765043306E-3,0,0,3.2305671832406264E-3,8.8054462365591703E-5,3.3663585219479764E-2,null,2.8049071185902361E-2,8.2281185573834861E-3,0,0,5.6505759396113285E-3,5.004753472807023E-5,8.9619767474883555E-5,4.1977813217625254E-2]
[2004,1,8,14,2.3356908826787221E-2,6.0174059309990903E-3,0,0,3.3881587827535391E-3,8.8054462365591703E-5,3.2850528002905444E-2,null,2.6796415750219262E-2,8.3972802497327397E-3,0,0,5.9262189614039508E-3,5.004753472807023E-5,9.1462258127913087E-5,4.1169962496084025E-2]
[2004,1,8,15,2.3469483863139004E-2,6.0555884539194114E-3,0,0,3.6821041540756124E-3,8.8054462365591703E-5,3.329523093349962E-2,null,2.692556843474397E-2,8.4505638987470155E-3,0,0,6.440357980511578E-3,5.004753472807023E-5,9.2042617805714245E-5,4.1866537848730637E-2]
[2004,1,8,16,2.4554265847912368E-2,5.7863245135088923E-3,0,0,3.4782744974413671E-3,8.8054462365591703E-5,3.3906919321228225E-2,null,2.8170093952992248E-2,8.0748065051621278E-3,0,0,6.0838401035481389E-3,5.004753472807023E-5,8.794990936876209E-5,4.2378788096430579E-2]
[2004,1,8,17,2.7579274343715227E-2,5.6054770006378754E-3,0,0,3.4231871123732182E-3,8.8054462365591703E-5,3.669599291909191E-2,null,3.1640561124081028E-2,7.8224340932858145E-3,0,0,5.9874869138491276E-3,5.004753472807023E-5,8.5201096658821869E-5,4.5500529665944041E-2]
[2004,1,8,18,3.1878587622115623E-2,5.5047437768877905E-3,3.2653446999999754E-4,3.2674000000000067E-5,3.2965426507098228E-3,8.8054462365591703E-5,4.1127136982078837E-2,null,3.6572985483092492E-2,7.681861042375145E-3,2.1717384818569611E-4,2.3948233891653355E-5,5.765973443498584E-3,5.004753472807023E-5,8.3669990361800382E-5,5.0311989585771641E-2]
[2004,1,8,19,3.4196066608750082E-2,5.6585009078139441E-3,3.2653446999999754E-4,3.2674000000000067E-5,3.4440542731994919E-3,8.8054462365591703E-5,4.3745884722129119E-2,null,3.9231733302796841E-2,7.8964288700382832E-3,2.1717384818569611E-4,2.3948233891653355E-5,6.0239856059378224E-3,5.004753472807023E-5,8.6007039674915322E-5,5.3443317395578366E-2]
[2004,1,8,20,3.3805019686350621E-2,5.5155780328087203E-3,3.2653446999999754E-4,3.2674000000000067E-5,3.4452084349826553E-3,8.8054462365591703E-5,4.3213069086507593E-2,null,3.8783101337489766E-2,7.6969802289995164E-3,2.1717384818569611E-4,2.3948233891653355E-5,6.0260043470543034E-3,5.004753472807023E-5,8.3834666889032682E-5,5.2797255530349002E-2]
[2004,1,8,21,3.3213083579237794E-2,5.3710792614981417E-3,3.2653446999999754E-4,3.2674000000000067E-5,3.3862039185692293E-3,8.8054462365591703E-5,4.2417629691670768E-2,null,3.810399751680052E-2,7.4953324272140206E-3,2.1717384818569611E-4,2.3948233891653355E-5,5.9227997139781824E-3,5.004753472807023E-5,8.1638341084803596E-5,5.1813299274798143E-2]
[2004,1,8,22,3.1089798036214592E-2,4.9562166005429802E-3,3.2653446999999754E-4,3.2674000000000067E-5,2.9548746934413613E-3,8.8054462365591703E-5,3.9448152262564533E-2,null,3.5668039805563184E-2,6.9163922544655393E-3,2.1717384818569611E-4,2.3948233891653355E-5,5.1683629840433842E-3,5.004753472807023E-5,7.5332588037889923E-5,4.8043964660877528E-2]
[2004,1,8,23,2.7821974353976504E-2,4.5951160129002666E-3,3.2653446999999754E-4,3.2674000000000067E-5,2.8104907201884463E-3,8.8054462365591703E-5,3.5674844019430815E-2,null,3.1919000810846643E-2,6.4124769681196195E-3,2.1717384818569611E-4,2.3948233891653355E-5,4.9158213840541174E-3,5.004753472807023E-5,6.9843997848722598E-5,4.3538468779825798E-2]
[2004,1,8,24,2.4397785776227525E-2,4.2326900833134888E-3,3.2653446999999754E-4,3.2674000000000067E-5,2.9236450136944114E-3,8.8054462365591703E-5,3.2001383805601018E-2,null,2.7990570836787663E-2,5.9067121692331376E-3,2.1717384818569611E-4,2.3948233891653355E-5,5.1137392393661831E-3,5.004753472807023E-5,6.4335262971231786E-5,3.9302191862192408E-2]
[2004,1,9,1,2.0981278126575877E-2,4.2180788142585036E-3,3.2653446999999754E-4,3.2674000000000067E-5,3.1743660629398153E-3,8.8054462365591703E-5,{"$f":"SUM(E195:J195)","v":2.8820985936139784E-2},null,{"$f":"E195*W$5","v":2.4070952873948576E-2},5.8863221668856332E-3,{"$f":"G195*Y$5","v":2.1717384818569611E-4},{"$f":"H195*Z$5","v":2.3948233891653355E-5},{"$f":"I195*AA$5","v":5.5522747187611837E-3},{"$f":"J195*AB$5","v":5.004753472807023E-5},6.4113177295575601E-5,{"$f":"SUM(M195:R195)","v":3.5800719376400815E-2}]
[2004,1,9,2,2.0012015057841705E-2,4.3174629608503361E-3,3.2653446999999754E-4,3.2674000000000067E-5,3.4601486620752342E-3,8.8054462365591703E-5,2.8236889613132865E-2,null,2.2958957431668692E-2,{"$f":"(F196*X$5)-S196","v":6.0250125828027086E-3},2.1717384818569611E-4,2.3948233891653355E-5,6.0521362560824179E-3,5.004753472807023E-5,{"$f":"(F196*$AC$7)*$AC$5","v":6.5623778138137562E-5},3.532727588735924E-2]
[2004,1,9,3,1.9934333681791594E-2,4.2444417894684167E-3,3.2653446999999754E-4,3.2674000000000067E-5,3.4105876706050503E-3,8.8054462365591703E-5,2.8036626074230648E-2,null,2.2869836800847004E-2,5.9231116561760189E-3,2.1717384818569611E-4,2.3948233891653355E-5,5.9654492658233931E-3,5.004753472807023E-5,6.4513884389515746E-5,3.5049567339651838E-2]
[2004,1,9,4,2.0453316371366437E-2,4.2326483832361029E-3,3.2653446999999754E-4,3.2674000000000067E-5,3.4023852819750899E-3,8.8054462365591703E-5,2.8535612968943216E-2,null,2.3465244182026879E-2,5.9066539768425535E-3,2.1717384818569611E-4,2.3948233891653355E-5,5.9511024910278596E-3,5.004753472807023E-5,6.4334629146077627E-5,3.5614170266702709E-2]
[2004,1,9,5,2.1064246979265847E-2,4.3306803916423192E-3,3.2653446999999754E-4,3.2674000000000067E-5,3.6296460015861043E-3,8.8054462365591703E-5,2.9471836304859857E-2,null,2.4166139608095921E-2,6.0434574861072963E-3,2.1717384818569611E-4,2.3948233891653355E-5,6.3486035740929706E-3,5.004753472807023E-5,6.5824678007740241E-5,3.6849370285101608E-2]
[2004,1,9,6,2.2270553996286167E-2,4.4070722192416333E-3,3.2653446999999754E-4,3.2674000000000067E-5,3.5101345753857658E-3,8.8054462365591703E-5,3.0635023723279153E-2,null,2.5550085771100642E-2,6.1500621580367837E-3,2.1717384818569611E-4,2.3948233891653355E-5,6.1395664759327472E-3,5.004753472807023E-5,6.6985804435784203E-5,3.8130884021875595E-2]
[2004,1,9,7,2.55496565704743E-2,4.7355117658490712E-3,3.2653446999999754E-4,3.2674000000000067E-5,3.5073041479134191E-3,8.8054462365591703E-5,3.4239735416602385E-2,null,2.931206457219895E-2,6.6083990144136795E-3,2.1717384818569611E-4,2.3948233891653355E-5,6.1346157832317784E-3,5.004753472807023E-5,7.197795935032503E-5,4.2346248986649834E-2]
[2004,1,9,8,2.8803987880873506E-2,5.2189718001017724E-3,0,0,3.3621092798051841E-3,8.8054462365591703E-5,3.7473123423146057E-2,null,3.3045624326578829E-2,7.2830667107130487E-3,0,0,5.8806558493404047E-3,5.004753472807023E-5,7.9326366114701075E-5,4.6259394421360352E-2]
[2004,1,9,9,2.8948682165904967E-2,5.7195909028579968E-3,0,0,3.4335657903487851E-3,8.8054462365591703E-5,3.8189893321477347E-2,null,3.3211626097067272E-2,7.9816798593719089E-3,0,0,6.0056402301949226E-3,5.004753472807023E-5,8.6935584127428996E-5,4.7248993721362174E-2]
[2004,1,9,10,2.6847068354926191E-2,5.8352812463954937E-3,0,0,3.3000510515164014E-3,8.8054462365591703E-5,3.6070455115203681E-2,null,3.0800531467935377E-2,8.1431255467681249E-3,0,0,5.7721099774443911E-3,5.004753472807023E-5,8.8694032898355889E-5,4.4765814526875967E-2]
[2004,1,9,11,2.5854699823099268E-2,5.9915349916984818E-3,0,0,3.3167633086641345E-3,8.8054462365591703E-5,3.5251052585827482E-2,null,2.9662028083199312E-2,8.3611773957584252E-3,0,0,5.8013413392391487E-3,5.004753472807023E-5,9.1069029790743065E-5,4.3874594352924963E-2]
[2004,1,9,12,2.5403769681783529E-2,5.9536755124190901E-3,0,0,3.2648481727727279E-3,8.8054462365591703E-5,3.4710347829340939E-2,null,2.9144694576843207E-2,8.3083445536228755E-3,0,0,5.7105367216192257E-3,5.004753472807023E-5,9.0493580252163391E-5,4.321362338681338E-2]
[2004,1,9,13,2.4375642529114023E-2,5.7931481735096161E-3,0,0,3.1125813055109244E-3,8.8054462365591703E-5,3.336942647050016E-2,null,2.7965166804939379E-2,8.0843289116628737E-3,0,0,5.4442071739741393E-3,5.004753472807023E-5,8.80536263789688E-5,4.1543750425304463E-2]
[2004,1,9,14,2.3762029004905382E-2,5.940294768714458E-3,0,0,3.3253866455642453E-3,8.8054462365591703E-5,3.3115764881549679E-2,null,2.7261193379920289E-2,8.2896717474126771E-3,0,0,5.8164243934655741E-3,5.004753472807023E-5,9.0290198089036932E-5,4.141733705552661E-2]
[2004,1,9,15,2.3395579935542091E-2,5.8767855477792601E-3,0,0,3.4766436585661454E-3,8.8054462365591703E-5,3.2837063604253092E-2,null,2.6840781514345081E-2,8.2010447322585726E-3,0,0,6.0809876078757024E-3,5.004753472807023E-5,8.9324882332499084E-5,4.1172861389207428E-2]
[2004,1,9,16,2.4853648646985329E-2,5.5651353489127187E-3,0,0,3.2647836549905395E-3,8.8054462365591703E-5,3.3771622113254185E-2,null,2.851356345967726E-2,7.7661373835145632E-3,0,0,5.7104238737485484E-3,5.004753472807023E-5,8.4587919052773265E-5,4.2040172251668444E-2]
[2004,1,9,17,2.7725095553076416E-2,5.4232500934241219E-3,0,0,3.2763015813058313E-3,8.8054462365591703E-5,3.6512701690171963E-2,null,3.1807855768257606E-2,7.5681367388339658E-3,0,0,5.7305698461490098E-3,5.004753472807023E-5,8.2431317684866502E-5,4.5156609887968657E-2]
[2004,1,9,18,3.2220580464935866E-2,5.6825428166160695E-3,3.2653446999999754E-4,3.2674000000000067E-5,3.3799690043570443E-3,8.8054462365591703E-5,4.1730355218274583E-2,null,3.6965339731155511E-2,7.9299793149085439E-3,2.1717384818569611E-4,2.3948233891653355E-5,5.9118942431321706E-3,5.004753472807023E-5,8.6372467451263237E-5,5.1098382906001646E-2]
[2004,1,9,19,3.3693324514273378E-2,5.6131051473034431E-3,3.2653446999999754E-4,3.2674000000000067E-5,3.2091013288379285E-3,8.8054462365591703E-5,4.2962793922780344E-2,null,3.8654958084867165E-2,7.8330791596269173E-3,2.1717384818569611E-4,2.3948233891653355E-5,5.6130300742783523E-3,5.004753472807023E-5,8.5317041557232248E-5,5.2392236935577853E-2]
[2004,1,9,20,3.3034289660419422E-2,5.5674976516877188E-3,3.2653446999999754E-4,3.2674000000000067E-5,3.3671996453788849E-3,8.8054462365591703E-5,4.2416249889851626E-2,null,3.7898874646398538E-2,7.7694339732184772E-3,2.1717384818569611E-4,2.3948233891653355E-5,5.889559393394154E-3,5.004753472807023E-5,8.4623825147303179E-5,5.1849037629816588E-2]
[2004,1,9,21,3.1730333973240987E-2,5.3913745502338246E-3,3.2653446999999754E-4,3.2674000000000067E-5,3.2134750984464211E-3,8.8054462365591703E-5,4.0782446554286825E-2,null,3.6402900201637112E-2,7.5236544698378729E-3,2.1717384818569611E-4,2.3948233891653355E-5,5.6206802223524623E-3,5.004753472807023E-5,8.194682167567763E-5,4.9838404510632865E-2]
[2004,1,9,22,3.0855547425628231E-2,5.0827198193467297E-3,3.2653446999999754E-4,3.2674000000000067E-5,3.0201147973838143E-3,8.8054462365591703E-5,3.9405644974724374E-2,null,3.5399293765684139E-2,7.0929272918170867E-3,2.1717384818569611E-4,2.3948233891653355E-5,5.2824742656621048E-3,5.004753472807023E-5,7.7255388358312947E-5,4.8065864939968748E-2]
[2004,1,9,23,2.7799531479258344E-2,4.5740050106324853E-3,3.2653446999999754E-4,3.2674000000000067E-5,2.8866809052210097E-3,8.8054462365591703E-5,3.5707480327477441E-2,null,3.1893253028636347E-2,6.3830165985803034E-3,2.1717384818569611E-4,2.3948233891653355E-5,5.049085421593086E-3,5.004753472807023E-5,6.9523118725576223E-5,4.3616524665615157E-2]
[2004,1,9,24,2.4737101832940769E-2,4.0464196546247007E-3,3.2653446999999754E-4,3.2674000000000067E-5,2.9103707867761371E-3,8.8054462365591703E-5,3.2141155206707198E-2,null,2.837985411882819E-2,5.6467720870991226E-3,2.1717384818569611E-4,2.3948233891653355E-5,5.0905213265394636E-3,5.004753472807023E-5,6.1504024024468164E-5,3.9408317149272197E-2]
[2004,1,10,1,2.4891320197547258E-2,3.8972691507506972E-3,3.2653446999999754E-4,3.2674000000000067E-5,2.9036416035350308E-3,8.8054462365591703E-5,3.2139493884198581E-2,null,2.8556782472017418E-2,5.4386328000407703E-3,2.1717384818569611E-4,2.3948233891653355E-5,5.0787513311303942E-3,5.004753472807023E-5,5.9236993672575754E-5,3.9365336219994003E-2]
[2004,1,10,2,2.3504088084631353E-2,3.9175745490281346E-3,3.2653446999999754E-4,3.2674000000000067E-5,3.0780027556374257E-3,8.8054462365591703E-5,3.0946928321662504E-2,null,2.6965268427268593E-2,5.4669689505137987E-3,2.1717384818569611E-4,2.3948233891653355E-5,5.3837259300131808E-3,5.004753472807023E-5,5.9545627924600147E-5,3.8107132924600995E-2]
[2004,1,10,3,2.305824824734292E-2,3.9505964666313818E-3,3.2653446999999754E-4,3.2674000000000067E-5,3.1581150855800729E-3,8.8054462365591703E-5,3.0614222731919962E-2,null,2.6453774816252332E-2,5.513050983150079E-3,2.1717384818569611E-4,2.3948233891653355E-5,5.5238501801413075E-3,5.004753472807023E-5,6.0047548384402893E-5,3.7781845596349138E-2]
[2004,1,10,4,2.2648866090508025E-2,3.9482308601450277E-3,3.2653446999999754E-4,3.2674000000000067E-5,3.2380522846869246E-3,8.8054462365591703E-5,3.0282412167705566E-2,null,2.5984107594591205E-2,5.5097497831223113E-3,2.1717384818569611E-4,2.3948233891653355E-5,5.6636681094189767E-3,5.004753472807023E-5,6.0011592074729764E-5,3.7448695103937911E-2]
[2004,1,10,5,2.2551969122174925E-2,4.0454997843750529E-3,3.2653446999999754E-4,3.2674000000000067E-5,3.4160733313401271E-3,8.8054462365591703E-5,3.0460805170255692E-2,null,2.5872941709257451E-2,5.6454884096526848E-3,2.1717384818569611E-4,2.3948233891653355E-5,5.9750442195279016E-3,5.004753472807023E-5,6.1490042350108455E-5,3.778464395524346E-2]
[2004,1,10,6,2.3670842362070153E-2,4.0182731480537517E-3,3.2653446999999754E-4,3.2674000000000067E-5,3.2797292231071923E-3,8.8054462365591703E-5,3.1416107665596688E-2,null,2.7156578714923298E-2,5.6074936826774422E-3,2.1717384818569611E-4,2.3948233891653355E-5,5.7365651247467918E-3,5.004753472807023E-5,6.1076207939113325E-5,3.8791807139152958E-2]
[2004,1,10,7,2.4990671056048616E-2,4.1782662441372694E-3,3.2653446999999754E-4,3.2674000000000067E-5,3.3117924517593982E-3,8.8054462365591703E-5,3.2927992684310875E-2,null,2.8670763604079309E-2,5.8307637896374102E-3,2.1717384818569611E-4,2.3948233891653355E-5,5.7926468274608857E-3,5.004753472807023E-5,6.3508041526621527E-5,4.0585343837983019E-2]
[2004,1,10,8,2.736358580800078E-2,4.483556578858885E-3,0,0,3.5019133443471686E-3,8.8054462365591703E-5,3.543711019357243E-2,null,3.1393110585209556E-2,6.2567959582477267E-3,0,0,6.1251867439334629E-3,5.004753472807023E-5,6.8148337314947931E-5,4.3825140822118816E-2]
[2004,1,10,9,3.0408132511001433E-2,4.5003130466047042E-3,0,0,3.3528961489780909E-3,8.8054462365591703E-5,3.834939616894982E-2,null,3.488599313356288E-2,6.2801795819006339E-3,0,0,5.8645411882214107E-3,5.004753472807023E-5,6.8403029186470991E-5,4.7080761438412999E-2]
[2004,1,10,10,3.1976078233376809E-2,4.603354700023864E-3,0,0,3.221450104079654E-3,8.8054462365591703E-5,3.9888937499845921E-2,null,3.6684832430412068E-2,6.423974042682982E-3,0,0,5.6346292821903721E-3,5.004753472807023E-5,6.9969222727511599E-5,4.8793483290013491E-2]
[2004,1,10,11,3.1586993879703117E-2,4.6625365043059912E-3,0,0,3.1820715686735222E-3,8.8054462365591703E-5,3.9519656415048218E-2,null,3.6238452039057012E-2,6.5065621548928785E-3,0,0,5.5657523970856892E-3,5.004753472807023E-5,7.0868763413613995E-5,4.8360814125763651E-2]
[2004,1,10,12,3.1244746480913015E-2,4.6546772889027206E-3,0,0,3.2003676186524864E-3,8.8054462365591703E-5,3.9187845850833819E-2,null,3.5845805749454993E-2,6.4955946325018273E-3,0,0,5.5977539664501617E-3,5.004753472807023E-5,7.0749306359172348E-5,4.7989201883135053E-2]
[2004,1,10,13,3.1318413925133244E-2,4.4608233976197228E-3,0,0,2.8941922664474742E-3,8.8054462365591703E-5,3.8761484051566035E-2,null,3.5930321362253784E-2,6.225071840576058E-3,0,0,5.0622235223080859E-3,5.004753472807023E-5,6.780280169471437E-5,4.7267664259865998E-2]
[2004,1,10,14,3.0421411668936218E-2,4.362610327306591E-3,0,0,2.832420992712208E-3,8.8054462365591703E-5,3.7704497451320609E-2,null,3.4901227762403203E-2,6.0880156597128959E-3,0,0,4.9541795618114927E-3,5.004753472807023E-5,6.63100007616347E-5,4.5993470518655662E-2]
[2004,1,10,15,2.968511674241503E-2,4.202058869560309E-3,0,0,2.6080632207519695E-3,8.8054462365591703E-5,3.6583293295092897E-2,null,3.4056507037064275E-2,5.8639663599551169E-3,0,0,4.5617560162867004E-3,5.004753472807023E-5,6.3869680291387643E-5,4.4532276948034168E-2]
[2004,1,10,16,2.996146100711871E-2,4.2449753809130613E-3,0,0,2.8337956607472924E-3,8.8054462365591703E-5,3.7128286511144658E-2,null,3.4373545385850218E-2,5.9238562821744851E-3,0,0,4.9565839897906718E-3,5.004753472807023E-5,6.4521994774456454E-5,4.5304033192543447E-2]
[2004,1,10,17,3.2852349139641072E-2,4.4244364025612659E-3,0,0,3.1886136492349291E-3,8.8054462365591703E-5,4.0553453653802862E-2,null,3.7690141809671583E-2,6.1742938477905903E-3,0,0,5.577195131725928E-3,5.004753472807023E-5,6.72497333505312E-5,4.9491678323916176E-2]
[2004,1,10,18,3.6871123344157167E-2,4.5977807438027096E-3,3.2653446999999754E-4,3.2674000000000067E-5,2.9241033327311403E-3,8.8054462365591703E-5,4.4840270353056613E-2,null,4.2300715288768505E-2,6.4161955957865117E-3,2.1717384818569611E-4,2.3948233891653355E-5,5.1145408838993911E-3,5.004753472807023E-5,6.9884500734589925E-5,5.4122621385259827E-2]
[2004,1,10,19,3.7047036814933862E-2,4.8546195217825123E-3,3.2653446999999754E-4,3.2674000000000067E-5,3.2013551406732867E-3,8.8054462365591703E-5,4.5550274409755259E-2,null,4.2502533540231223E-2,6.7746136952842803E-3,2.1717384818569611E-4,2.3948233891653355E-5,5.5994812384287532E-3,5.004753472807023E-5,7.3788351476623243E-5,5.5167798090749676E-2]
[2004,1,10,20,3.5655843026314103E-2,4.5776547082838287E-3,3.2653446999999754E-4,3.2674000000000067E-5,2.879529963642971E-3,8.8054462365591703E-5,4.3560290630606499E-2,null,4.090647442875224E-2,6.388109745753115E-3,2.1717384818569611E-4,2.3948233891653355E-5,5.0365777298676043E-3,5.004753472807023E-5,6.9578592727580373E-5,5.262233152117838E-2]
[2004,1,10,21,3.4332942907285752E-2,4.5598008139069706E-3,3.2653446999999754E-4,3.2674000000000067E-5,3.0268236226111194E-3,8.8054462365591703E-5,4.2366830276169443E-2,null,3.9388765820631839E-2,6.3631946650105535E-3,2.1717384818569611E-4,2.3948233891653355E-5,5.2942086529267091E-3,5.004753472807023E-5,6.9307220392921597E-5,5.1337338755374523E-2]
[2004,1,10,22,3.3043307074147987E-2,4.5852969635940769E-3,3.2653446999999754E-4,3.2674000000000067E-5,3.2232749479549658E-3,8.8054462365591703E-5,4.1299141918062623E-2,null,3.7909219952322978E-2,6.3987745006850632E-3,2.1717384818569611E-4,2.3948233891653355E-5,5.6378211114607481E-3,5.004753472807023E-5,6.9694752071969033E-5,5.0236985181274209E-2]
[2004,1,10,23,3.0196466444580877E-2,4.3512768574730737E-3,3.2653446999999754E-4,3.2674000000000067E-5,3.0136564494085598E-3,8.8054462365591703E-5,3.8008662683828111E-2,null,3.4643157407393765E-2,6.0721998208804751E-3,2.1717384818569611E-4,2.3948233891653355E-5,5.2711779874519103E-3,5.004753472807023E-5,6.6137736374740339E-5,4.6277704832531567E-2]
[2004,1,10,24,2.7037897813048887E-2,3.9628289822644805E-3,3.2653446999999754E-4,3.2674000000000067E-5,2.9936775591481043E-3,8.8054462365591703E-5,3.4441667286827064E-2,null,3.1019462214943314E-2,5.5301214389425323E-3,2.1717384818569611E-4,2.3948233891653355E-5,5.2362329669021065E-3,5.004753472807023E-5,6.0233477922017205E-5,4.2076986237593372E-2]
[2004,1,11,1,2.4895774304648986E-2,3.8770027729096404E-3,3.2653446999999754E-4,3.2674000000000067E-5,3.344988633508318E-3,8.8054462365591703E-5,3.2565028643432532E-2,null,2.8561892484929616E-2,5.4103511025236353E-3,2.1717384818569611E-4,2.3948233891653355E-5,5.8507101752378696E-3,5.004753472807023E-5,5.8928952516191812E-5,4.011412337949654E-2]
[2004,1,11,2,2.3262527359538578E-2,3.9564824648219855E-3,3.2653446999999754E-4,3.2674000000000067E-5,3.4981159294910202E-3,8.8054462365591703E-5,3.1164388686217171E-2,null,2.6688135795270351E-2,5.5212648841105067E-3,2.1717384818569611E-4,2.3948233891653355E-5,6.1185446963295028E-3,5.004753472807023E-5,6.0137013295366629E-5,3.8619114992515781E-2]
[2004,1,11,3,2.2227813079162464E-2,3.9211617252379125E-3,3.2653446999999754E-4,3.2674000000000067E-5,3.525983551574581E-3,8.8054462365591703E-5,3.0122221288340547E-2,null,2.5501050884109137E-2,5.4719748491159686E-3,2.1717384818569611E-4,2.3948233891653355E-5,6.1672878754394922E-3,5.004753472807023E-5,5.9600151624714647E-5,3.7431483225470019E-2]
[2004,1,11,4,2.1969014041043927E-2,3.9446523379384297E-3,3.2653446999999754E-4,3.2674000000000067E-5,3.583405010802153E-3,8.8054462365591703E-5,2.9944334322150098E-2,null,2.5204141448335351E-2,5.50475596116759E-3,2.1717384818569611E-4,2.3948233891653355E-5,6.2677235876611509E-3,5.004753472807023E-5,5.9957199912138535E-5,3.7267790613969509E-2]
[2004,1,11,5,2.2458282264018983E-2,3.9129757531971357E-3,3.2653446999999754E-4,3.2674000000000067E-5,3.5408851408659649E-3,8.8054462365591703E-5,3.0359406090447672E-2,null,2.5765458650600339E-2,5.4605513383654703E-3,2.1717384818569611E-4,2.3948233891653355E-5,6.1933522031986186E-3,5.004753472807023E-5,5.9475727994930203E-5,3.7710531808969848E-2]
[2004,1,11,6,2.2718528476186942E-2,3.9153143869535322E-3,3.2653446999999754E-4,3.2674000000000067E-5,3.5361470802666435E-3,8.8054462365591703E-5,3.0617252875772705E-2,null,2.6064028369324185E-2,5.4638148979921823E-3,2.1717384818569611E-4,2.3948233891653355E-5,6.1850648747809227E-3,5.004753472807023E-5,5.9511274329471513E-5,3.8004077758902716E-2]
[2004,1,11,7,2.3746144739562096E-2,3.9999387191819516E-3,3.2653446999999754E-4,3.2674000000000067E-5,3.5298601628433418E-3,8.8054462365591703E-5,3.1723206553952978E-2,null,2.7242970019064536E-2,5.5819080168239615E-3,2.1717384818569611E-4,2.3948233891653355E-5,6.1740684452651629E-3,5.004753472807023E-5,6.0797531664763648E-5,3.9290116097959078E-2]
[2004,1,11,8,2.6669182319099375E-2,4.3169271987343848E-3,0,0,3.8096858677628752E-3,8.8054462365591703E-5,3.488384984796223E-2,null,3.0596450174151031E-2,6.0242649276359434E-3,0,0,6.6635107957310011E-3,5.004753472807023E-5,6.5615634759827004E-5,4.3334273432246044E-2]
[2004,1,11,9,2.8547182984093152E-2,4.2192474110956885E-3,0,0,3.4892957747259708E-3,8.8054462365591703E-5,3.6343780632280401E-2,null,3.2751002686709843E-2,5.887952941882919E-3,0,0,6.1031173885311733E-3,5.004753472807023E-5,6.4130939518499509E-5,4.4792120551852006E-2]
[2004,1,11,10,3.1374787283058043E-2,4.3608533207758361E-3,0,0,3.6142439528287183E-3,8.8054462365591703E-5,3.9437939019028187E-2,null,3.599499618491081E-2,6.0855637599393818E-3,0,0,6.3216638940947652E-3,5.004753472807023E-5,6.6283294937448828E-5,4.8452271373673035E-2]
[2004,1,11,11,3.1839340775797725E-2,4.5545014180810878E-3,0,0,3.7502449356039374E-3,8.8054462365591703E-5,4.023214159184834E-2,null,3.6527959199065846E-2,6.3557993667018664E-3,0,0,6.5595428291065029E-3,5.004753472807023E-5,6.9226671612515768E-5,4.9493348929602284E-2]
[2004,1,11,12,3.1971699708386314E-2,4.4247440879478968E-3,0,0,3.3379650807325695E-3,8.8054462365591703E-5,3.9822463339432373E-2,null,3.6679809129730963E-2,6.1747232222502686E-3,0,0,5.8384252989068276E-3,5.004753472807023E-5,6.7254410050188306E-5,4.8743005185616133E-2]
[2004,1,11,13,3.1515353506026897E-2,4.3485263799281386E-3,0,0,3.1913221297065215E-3,8.8054462365591703E-5,3.9143256478027147E-2,null,3.6156262000479326E-2,6.0683615339125916E-3,0,0,5.5819325272721595E-3,5.004753472807023E-5,6.6095930172852923E-5,4.7856603596392149E-2]
[2004,1,11,14,3.0723302129311958E-2,4.3504151537857964E-3,0,0,3.2088459436764132E-3,8.8054462365591703E-5,3.8370617689139769E-2,null,3.5247574205215695E-2,6.0709973147778E-3,0,0,5.6125833808133531E-3,5.004753472807023E-5,6.6124638809779738E-5,4.698120243553492E-2]
[2004,1,11,15,2.9812394621458536E-2,4.4529694764690693E-3,0,0,3.5203709487985528E-3,8.8054462365591703E-5,3.7873789509091753E-2,null,3.4202527685085318E-2,6.2141117063059751E-3,0,0,6.157470887769541E-3,5.004753472807023E-5,6.7683425110878339E-5,4.6624157813888907E-2]
[2004,1,11,16,3.0943664625940243E-2,4.3357795862277526E-3,0,0,3.3750632150382209E-3,8.8054462365591703E-5,3.8742561889571814E-2,null,3.550038698618762E-2,6.050573403908556E-3,0,0,5.9033135408847279E-3,5.004753472807023E-5,6.5902183806213109E-5,4.7504321465708974E-2]
[2004,1,11,17,3.4192202449274969E-2,4.4717277182176329E-3,0,0,3.5573051536528814E-3,8.8054462365591703E-5,{"$f":"SUM(E259:J259)","v":4.2309289783511075E-2},null,{"$f":"E259*W$5","v":3.9227300112403878E-2},6.240288802343898E-3,{"$f":"G259*Y$5","v":0},{"$f":"H259*Z$5","v":0},{"$f":"I259*AA$5","v":6.2220724012069413E-3},{"$f":"J259*AB$5","v":5.004753472807023E-5},6.7968543178116334E-5,{"$f":"SUM(M259:R259)","v":5.173970885068279E-2}]
[2004,1,11,18,3.8224326904128442E-2,4.4433692991927651E-3,3.2653446999999754E-4,3.2674000000000067E-5,3.3971378353032248E-3,8.8054462365591703E-5,4.6512096970990027E-2,null,4.3853189781715131E-2,{"$f":"(F260*X$5)-S260","v":6.2007146744353248E-3},2.1717384818569611E-4,2.3948233891653355E-5,5.9419241968687855E-3,5.004753472807023E-5,{"$f":"(F260*$AC$7)*$AC$5","v":6.7537506104883467E-5},5.628699826982466E-2]
[2004,1,11,19,3.9080414621089417E-2,4.3525991003845891E-3,3.2653446999999754E-4,3.2674000000000067E-5,3.2705980040208084E-3,8.8054462365591703E-5,4.7150874657860414E-2,null,4.4835343822408787E-2,6.0740450087261241E-3,2.1717384818569611E-4,2.3948233891653355E-5,5.7205937352222177E-3,5.004753472807023E-5,6.6157833958959788E-5,5.692115218316255E-2]
[2004,1,11,20,3.7628124084388127E-2,4.10078042689185E-3,3.2653446999999754E-4,3.2674000000000067E-5,2.9891973945710966E-3,8.8054462365591703E-5,4.5165364838216669E-2,null,4.3169190938045714E-2,5.7226324569251887E-3,2.1717384818569611E-4,2.3948233891653355E-5,5.2283967236889427E-3,5.004753472807023E-5,6.2330286876292301E-5,5.441138973546527E-2]
[2004,1,11,21,3.6403706767502216E-2,4.034067507048697E-3,3.2653446999999754E-4,3.2674000000000067E-5,3.0234375115570909E-3,8.8054462365591703E-5,4.3908474718473603E-2,null,4.1764467576818468E-2,5.6295346851237271E-3,2.1717384818569611E-4,2.3948233891653355E-5,5.2882860156418373E-3,5.004753472807023E-5,6.1316276127287018E-5,5.2973457894389453E-2]
[2004,1,11,22,3.3974800859042288E-2,3.9203617927755854E-3,3.2653446999999754E-4,3.2674000000000067E-5,2.8995393650322536E-3,8.8054462365591703E-5,4.1241964949215726E-2,null,3.8977884256913932E-2,5.4708585446578599E-3,2.1717384818569611E-4,2.3948233891653355E-5,5.0715761173466996E-3,5.004753472807023E-5,5.9587992958639402E-5,4.9811488535723918E-2]
[2004,1,11,23,3.0040934380816772E-2,3.8509103193142286E-3,3.2653446999999754E-4,3.2674000000000067E-5,2.838406217203731E-3,8.8054462365591703E-5,3.7177513849700326E-2,null,3.4464721901479006E-2,5.3739391257089947E-3,2.1717384818569611E-4,2.3948233891653355E-5,4.9646483010720235E-3,5.004753472807023E-5,5.8532357246851569E-5,4.5094478945065443E-2]
[2004,1,11,24,2.6041965160482145E-2,3.9968657226162069E-3,3.2653446999999754E-4,3.2674000000000067E-5,3.1210987214382998E-3,8.8054462365591703E-5,3.3607192536902246E-2,null,2.9876869861849474E-2,5.5776196550838819E-3,2.1717384818569611E-4,2.3948233891653355E-5,5.4591049621261914E-3,5.004753472807023E-5,6.075082329767902E-5,4.1204764095864967E-2]
[2004,1,12,1,2.2436181287019106E-2,3.9481359962077623E-3,3.2653446999999754E-4,3.2674000000000067E-5,3.1908995774146379E-3,8.8054462365591703E-5,3.0022479793007095E-2,null,2.5740103113505657E-2,5.509617400651202E-3,2.1717384818569611E-4,2.3948233891653355E-5,5.581193442251383E-3,5.004753472807023E-5,6.0010150179332203E-5,3.7122083573213664E-2]
[2004,1,12,2,2.1663071876209548E-2,4.049016995038247E-3,3.2653446999999754E-4,3.2674000000000067E-5,3.514788773113493E-3,8.8054462365591703E-5,2.967414057672688E-2,null,2.4853146652524787E-2,5.6503966714476946E-3,2.1717384818569611E-4,2.3948233891653355E-5,6.1477071200385005E-3,5.004753472807023E-5,6.154350260079722E-5,3.6942420060816404E-2]
[2004,1,12,3,2.1352275790325653E-2,3.958866484784127E-3,3.2653446999999754E-4,3.2674000000000067E-5,3.33230932247539E-3,8.8054462365591703E-5,2.9090714529950757E-2,null,2.4496583153790986E-2,5.5245917801139705E-3,2.1717384818569611E-4,2.3948233891653355E-5,5.8285328281066327E-3,5.004753472807023E-5,6.0173249482796863E-5,3.6140877378817014E-2]
[2004,1,12,4,2.1512168530257992E-2,4.0713909800326837E-3,3.2653446999999754E-4,3.2674000000000067E-5,3.5292067013359099E-3,8.8054462365591703E-5,2.9560029143992174E-2,null,2.4680021483171062E-2,5.6816195313404809E-3,2.1717384818569611E-4,2.3948233891653355E-5,6.1729254775873786E-3,5.004753472807023E-5,6.1883578576122278E-5,3.6825736108904342E-2]
[2004,1,12,5,2.2220012396981792E-2,4.1320646725819324E-3,3.2653446999999754E-4,3.2674000000000067E-5,3.5706215957975202E-3,8.8054462365591703E-5,3.0369961597726831E-2,null,2.5492101483980945E-2,5.7662895712155488E-3,2.1717384818569611E-4,2.3948233891653355E-5,6.2453641525669129E-3,5.004753472807023E-5,6.2805795390667737E-5,3.779492482456883E-2]
[2004,1,12,6,2.4079625233399904E-2,4.335494851850594E-3,3.2653446999999754E-4,3.2674000000000067E-5,3.7434810779271984E-3,8.8054462365591703E-5,3.2605864095543287E-2,null,2.7625558401103253E-2,6.050176057545497E-3,2.1717384818569611E-4,2.3948233891653355E-5,6.5477121847399618E-3,5.004753472807023E-5,6.5897855953081684E-5,4.0514616260194133E-2]
[2004,1,12,7,2.7108343542534389E-2,4.7138350645161472E-3,3.2653446999999754E-4,3.2674000000000067E-5,3.7623382401041189E-3,8.8054462365591703E-5,3.6031779779520254E-2,null,3.1100281687636382E-2,6.5781492127433951E-3,2.1717384818569611E-4,2.3948233891653355E-5,6.580695193865737E-3,5.004753472807023E-5,7.1648481818742851E-5,4.4550295711050937E-2]
[2004,1,12,8,2.9159494497576915E-2,5.3131774769099973E-3,0,0,3.60656906702267E-3,8.8054462365591703E-5,3.8167295503875175E-2,null,3.3453482368658999E-2,7.4145305804179584E-3,0,0,6.3082397729992802E-3,5.004753472807023E-5,8.0758256206237258E-5,4.7226300256804313E-2]
[2004,1,12,9,2.9495836610754732E-2,5.7372559175357316E-3,0,0,3.5376829436708735E-3,8.8054462365591703E-5,3.8858829934326926E-2,null,3.3839353768246073E-2,8.0063313587996621E-3,0,0,6.1877512491251849E-3,5.004753472807023E-5,8.7204085563232932E-5,4.8083483910898991E-2]
[2004,1,12,10,2.8298969769489896E-2,5.9550580557317144E-3,0,0,3.5026143361113257E-3,8.8054462365591703E-5,3.7844696623698534E-2,null,3.2466237928559176E-2,8.3102738905807966E-3,0,0,6.1264128466490975E-3,5.004753472807023E-5,9.0514594379310914E-5,4.695297220051714E-2]
[2004,1,12,11,2.7802253900212411E-2,5.951431117932374E-3,0,0,3.1303880882477177E-3,8.8054462365591703E-5,3.6972127568758097E-2,null,3.1896376349632001E-2,8.3052125047446655E-3,0,0,5.475352967386638E-3,5.004753472807023E-5,9.0459466318312356E-5,4.5726989356491374E-2]
[2004,1,12,12,2.7352929559561794E-2,5.9252010467204458E-3,0,0,3.2164201945525149E-3,8.8054462365591703E-5,3.6582605263200355E-2,null,3.1380885111983357E-2,8.2686084827686326E-3,0,0,5.6258314816369833E-3,5.004753472807023E-5,9.0060779314076868E-5,4.5325372611117049E-2]
[2004,1,12,13,2.6794718474985386E-2,5.7669469385961984E-3,0,0,2.9659400839783991E-3,8.8054462365591703E-5,3.5615659959925577E-2,null,3.0740472615209152E-2,8.0477651306947971E-3,0,0,5.1877174273917094E-3,5.004753472807023E-5,8.765537767539111E-5,4.4026002708023732E-2]
[2004,1,12,14,2.5754928411094506E-2,5.6792865853573541E-3,0,0,2.6905904274654438E-3,8.8054462365591703E-5,3.4212859886282899E-2,null,2.9547564467491745E-2,7.9254352494506179E-3,0,0,4.7061041205569577E-3,5.004753472807023E-5,8.6322973987248362E-5,4.2229151372227387E-2]
[2004,1,12,15,2.5248979193202386E-2,5.5959666940999468E-3,0,0,2.7195978532269026E-3,8.8054462365591703E-5,3.3652598202894832E-2,null,2.896710984947368E-2,7.8091624758852927E-3,0,0,4.7568409270620435E-3,5.004753472807023E-5,8.5056543653519928E-5,4.158316078714909E-2]
[2004,1,12,16,2.6167933738313075E-2,5.5297270371344976E-3,0,0,2.9796847216436969E-3,8.8054462365591703E-5,3.4765399959456864E-2,null,3.0021388402725491E-2,7.7167251416646494E-3,0,0,5.2117581343279762E-3,5.004753472807023E-5,8.4049726318417459E-5,4.2999919213446189E-2]
[2004,1,12,17,2.9332109931764216E-2,5.2439786546455078E-3,0,0,2.7103796803042849E-3,8.8054462365591703E-5,3.7374522729079603E-2,null,3.3651516919107845E-2,7.3179637358059173E-3,0,0,4.7407174468280027E-3,5.004753472807023E-5,7.9706460695567522E-5,4.576024563646984E-2]
[2004,1,12,18,3.4185624377759967E-2,5.0440488711998429E-3,3.2653446999999754E-4,3.2674000000000067E-5,2.5460374897741801E-3,8.8054462365591703E-5,4.222297367109959E-2,null,3.9219753362940674E-2,7.0389620461886642E-3,2.1717384818569611E-4,2.3948233891653355E-5,4.4532669853455985E-3,5.004753472807023E-5,7.6667604804732002E-5,5.1003152011280362E-2]
[2004,1,12,19,3.5607407439518027E-2,5.0319227487073967E-3,3.2653446999999754E-4,3.2674000000000067E-5,2.5777882079674927E-3,8.8054462365591703E-5,4.3664381328558516E-2,null,4.0850906282705234E-2,7.0220400618520099E-3,2.1717384818569611E-4,2.3948233891653355E-5,4.5088020768983281E-3,5.004753472807023E-5,7.6483292401976973E-5,5.2672918038260991E-2]
[2004,1,12,20,3.4609029701001229E-2,5.0991723859239464E-3,3.2653446999999754E-4,3.2674000000000067E-5,3.0258730642919699E-3,8.8054462365591703E-5,4.3181338083582745E-2,null,3.970550878359877E-2,7.115886821880457E-3,2.1717384818569611E-4,2.3948233891653355E-5,5.2925460340543179E-3,5.004753472807023E-5,7.7505461048838942E-5,5.2405111256338961E-2]
[2004,1,12,21,3.2983493734043787E-2,4.8947383492007925E-3,3.2653446999999754E-4,3.2674000000000067E-5,2.817277462023374E-3,8.8054462365591703E-5,4.1142772477633545E-2,null,3.784059858034574E-2,6.8305994540954736E-3,2.1717384818569611E-4,2.3948233891653355E-5,4.9276920550371389E-3,5.004753472807023E-5,7.4398142238821444E-5,4.9890059706283775E-2]
[2004,1,12,22,3.1592960708852494E-2,4.7114092181674266E-3,3.2653446999999754E-4,3.2674000000000067E-5,2.8939668006779094E-3,8.8054462365591703E-5,3.9645599660063431E-2,null,3.62452975354274E-2,6.5747639480850705E-3,2.1717384818569611E-4,2.3948233891653355E-5,5.0618291607670788E-3,5.004753472807023E-5,7.1611609886307258E-5,4.817306026108497E-2]
[2004,1,12,23,2.7582666210573824E-2,4.3835591226957949E-3,3.2653446999999754E-4,3.2674000000000067E-5,2.7517329840717852E-3,8.8054462365591703E-5,3.5165221249707002E-2,null,3.1644452472683125E-2,6.1172496698153602E-3,2.1717384818569611E-4,2.3948233891653355E-5,4.8130483936983538E-3,5.004753472807023E-5,6.6628414402550239E-5,4.2865920153002258E-2]
[2004,1,12,24,2.397389636364439E-2,4.2285730815017865E-3,3.2653446999999754E-4,3.2674000000000067E-5,2.9076795167792178E-3,8.8054462365591703E-5,3.1557411894290989E-2,null,2.750426004044346E-2,5.900966899859931E-3,2.1717384818569611E-4,2.3948233891653355E-5,5.0858140337858935E-3,5.004753472807023E-5,6.4272686125538991E-5,3.8782210590894706E-2]
[2004,1,13,1,2.1637851979138728E-2,4.2612183872121224E-3,3.2653446999999754E-4,3.2674000000000067E-5,3.2029050754784853E-3,8.8054462365591703E-5,2.954923837419492E-2,null,2.4824212907391854E-2,5.9465233712084377E-3,2.1717384818569611E-4,2.3948233891653355E-5,5.6021922250207232E-3,5.004753472807023E-5,6.476888222927229E-5,3.6664098120426432E-2]
[2004,1,13,2,2.0879323427672583E-2,4.3701077308608413E-3,3.2653446999999754E-4,3.2674000000000067E-5,3.4540686853041995E-3,8.8054462365591703E-5,2.9150762776203213E-2,null,2.3953984463455497E-2,6.0984782742534993E-3,2.1717384818569611E-4,2.3948233891653355E-5,6.0415017858772993E-3,5.004753472807023E-5,6.6423958414987521E-5,3.6385134140391719E-2]
[2004,1,13,3,2.0787849990718282E-2,4.215475792356733E-3,3.2653446999999754E-4,3.2674000000000067E-5,3.2208172182426956E-3,8.8054462365591703E-5,2.8671405933683298E-2,null,2.3849040771423882E-2,5.8826896540294278E-3,2.1717384818569611E-4,2.3948233891653355E-5,5.6335223033597221E-3,5.004753472807023E-5,6.40736123628085E-5,3.5656422345618451E-2]
[2004,1,13,4,2.07588588564535E-2,4.2962475582311683E-3,3.2653446999999754E-4,3.2674000000000067E-5,3.4653323229542924E-3,8.8054462365591703E-5,2.896770167000455E-2,null,2.3815780441789055E-2,5.9954065227417934E-3,2.1717384818569611E-4,2.3948233891653355E-5,6.0612029826913744E-3,5.004753472807023E-5,6.5301312169763079E-5,3.6163559564027642E-2]
[2004,1,13,5,2.198729583131423E-2,4.2280558840832698E-3,3.2653446999999754E-4,3.2674000000000067E-5,3.3906763581651347E-3,8.8054462365591703E-5,3.0053291005928223E-2,null,2.5225115390408521E-2,5.9002451516984265E-3,2.1717384818569611E-4,2.3948233891653355E-5,5.9306224454487091E-3,5.004753472807023E-5,6.4264824923496476E-5,3.7347152604361077E-2]
[2004,1,13,6,2.2820538799998836E-2,4.4192437698777507E-3,3.2653446999999754E-4,3.2674000000000067E-5,3.4961050777592754E-3,8.8054462365591703E-5,3.1183150580001449E-2,null,2.6181060595974959E-2,6.1670475372744967E-3,2.1717384818569611E-4,2.3948233891653355E-5,6.1150275212425807E-3,5.004753472807023E-5,6.7170807328868521E-5,3.8754305271297453E-2]
[2004,1,13,7,2.6157299176074889E-2,4.875988052222599E-3,3.2653446999999754E-4,3.2674000000000067E-5,3.7665274932052227E-3,8.8054462365591703E-5,3.5247077653868308E-2,null,3.0009187809180802E-2,6.8044334449717603E-3,2.1717384818569611E-4,2.3948233891653355E-5,6.5880226046377043E-3,5.004753472807023E-5,7.4113144929040516E-5,4.3692813475595692E-2]
[2004,1,13,8,2.9596176844510692E-2,5.3973205349547616E-3,0,0,3.7024052704506911E-3,8.8054462365591703E-5,3.878395711228174E-2,null,3.3954469969629503E-2,7.5319520819044136E-3,0,0,6.4758666058487551E-3,5.004753472807023E-5,8.2037198358854245E-5,4.8012336192110747E-2]
[2004,1,13,9,2.8370940908422203E-2,5.8394341582277132E-3,0,0,3.7005044539401431E-3,8.8054462365591703E-5,3.7998933982955653E-2,null,3.2548807440438893E-2,8.1489209285169166E-3,0,0,6.4725418930565741E-3,5.004753472807023E-5,8.8757155562563093E-5,4.7220317796740456E-2]
[2004,1,13,10,2.6836843992006656E-2,6.0538686380187745E-3,0,0,3.6876589118645365E-3,8.8054462365591703E-5,3.6666426004255563E-2,null,3.0788801479108313E-2,8.4481638984377147E-3,0,0,6.450073791677894E-3,5.004753472807023E-5,9.2016477264816678E-5,4.5737086703951997E-2]
[2004,1,13,11,2.5670298685405345E-2,6.2606603935506013E-3,0,0,3.6657014579028089E-3,8.8054462365591703E-5,3.5684714999224348E-2,null,2.9450472282425161E-2,8.7367414590090106E-3,0,0,6.4116680709441114E-3,5.004753472807023E-5,9.5159632494837187E-5,4.4648929347106361E-2]
[2004,1,13,12,2.5173206175383194E-2,6.1053207181696878E-3,0,0,3.4743581974074557E-3,8.8054462365591703E-5,3.4840939553325935E-2,null,2.8880178599144733E-2,8.5199651931173962E-3,0,0,6.0769901142153932E-3,5.004753472807023E-5,9.2798529114059236E-5,4.3527181441205591E-2]
[2004,1,13,13,2.4914692570725389E-2,5.909156120316731E-3,0,0,3.2478829572808511E-3,8.8054462365591703E-5,3.4159786110688567E-2,null,2.8583596629378524E-2,8.2462178139084442E-3,0,0,5.680862911098883E-3,5.004753472807023E-5,8.9816902597563526E-5,4.2560724889113923E-2]
[2004,1,13,14,2.3800864599810834E-2,6.0350998438848001E-3,0,0,3.4107251500035437E-3,8.8054462365591703E-5,3.333474405606477E-2,null,2.7305747852205599E-2,8.4219720765630092E-3,0,0,5.9656897306511643E-3,5.004753472807023E-5,9.1731198805374893E-5,4.1743457194147841E-2]
[2004,1,13,15,2.3918033760570289E-2,6.0711123071920782E-3,0,0,3.7088022673753686E-3,8.8054462365591703E-5,3.378600279750333E-2,null,2.7440171185708268E-2,8.4722274108951275E-3,0,0,6.4870555751095921E-3,5.004753472807023E-5,9.2278574410843719E-5,4.2449501706441059E-2]
[2004,1,13,16,2.5014686685921966E-2,5.8023131565427049E-3,0,0,3.5016523176517305E-3,8.8054462365591703E-5,3.4406706622481999E-2,null,2.8698315743249866E-2,8.0971186306705977E-3,0,0,6.1247301828774069E-3,5.004753472807023E-5,8.8192930599678262E-5,4.2970212091525947E-2]
[2004,1,13,17,2.8079517764660274E-2,5.6207803486978437E-3,0,0,3.448537608608377E-3,8.8054462365591703E-5,3.7236890184332086E-2,null,3.2214469717181414E-2,7.8437898907660463E-3,0,0,6.031827395244071E-3,5.004753472807023E-5,8.5433701669441402E-5,4.6140134537919604E-2]
[2004,1,13,18,3.242926204826746E-2,5.5277851498153931E-3,3.2653446999999754E-4,3.2674000000000067E-5,3.3290397203553884E-3,8.8054462365591703E-5,4.1733349850803833E-2,null,3.720475148327719E-2,7.7140152410498488E-3,2.1717384818569611E-4,2.3948233891653355E-5,5.8228139762693367E-3,5.004753472807023E-5,8.4020210377284033E-5,5.1032750317401801E-2]
[2004,1,13,19,3.4783475457870965E-2,5.6766739016422584E-3,3.2653446999999754E-4,3.2674000000000067E-5,3.4832856403505764E-3,8.8054462365591703E-5,4.4390697932229398E-2,null,3.9905643187582142E-2,7.9217892535495358E-3,2.1717384818569611E-4,2.3948233891653355E-5,6.092605079463089E-3,5.004753472807023E-5,8.6283262198630999E-5,5.4211207137400186E-2]
[2004,1,13,20,3.4385191976205251E-2,5.53888886405326E-3,3.2653446999999754E-4,3.2674000000000067E-5,3.4786851480693624E-3,8.8054462365591703E-5,4.3850028920693472E-2,null,3.9448709017041596E-2,7.7295104563199334E-3,2.1717384818569611E-4,2.3948233891653355E-5,6.0845583714022097E-3,5.004753472807023E-5,8.4188982567401805E-5,5.3553947461569162E-2]
[2004,1,13,21,3.3786780762631329E-2,5.3935734617319413E-3,3.2653446999999754E-4,3.2674000000000067E-5,3.4152473244448518E-3,8.8054462365591703E-5,4.3042864481173719E-2,null,3.8762176574438152E-2,7.5267230472790122E-3,2.1717384818569611E-4,2.3948233891653355E-5,5.9735994531993726E-3,5.004753472807023E-5,8.198024428557755E-5,5.2553668691721955E-2]
[2004,1,13,22,3.1640645689027129E-2,4.9714954811749812E-3,3.2653446999999754E-4,3.2674000000000067E-5,2.9702136079130955E-3,8.8054462365591703E-5,4.0029617710480803E-2,null,3.6300004541533232E-2,6.9377139076895935E-3,2.1717384818569611E-4,2.3948233891653355E-5,5.1951922360407984E-3,5.004753472807023E-5,7.5564821153005304E-5,4.8724080302069046E-2]
[2004,1,13,23,2.8317411267536986E-2,4.6144854959988824E-3,3.2653446999999754E-4,3.2674000000000067E-5,2.8215306282895702E-3,8.8054462365591703E-5,3.6200690324191036E-2,null,3.2487395096761157E-2,6.4395070504734836E-3,2.1717384818569611E-4,2.3948233891653355E-5,4.9351312561457276E-3,5.004753472807023E-5,7.013840654962865E-5,4.4153203020185786E-2]
[2004,1,13,24,2.4851435022354363E-2,4.2447226333057675E-3,3.2653446999999754E-4,3.2674000000000067E-5,2.9296629309684906E-3,8.8054462365591703E-5,3.2473083518994215E-2,null,2.851102385966571E-2,5.9235035732970653E-3,2.1717384818569611E-4,2.3948233891653355E-5,5.124265161480384E-3,5.004753472807023E-5,6.4518153107936927E-5,3.9849962211248584E-2]
[2004,1,14,1,2.1018988198284703E-2,4.2542143309846191E-3,3.2653446999999754E-4,3.2674000000000067E-5,3.1935171546472099E-3,8.8054462365591703E-5,2.8913982616282124E-2,null,2.4114216080007824E-2,5.9367492220648273E-3,2.1717384818569611E-4,2.3948233891653355E-5,5.5857718391988847E-3,5.004753472807023E-5,6.466242326573084E-5,3.5927906758076958E-2]
[2004,1,14,2,2.0274558396378442E-2,4.3624832650216118E-3,3.2653446999999754E-4,3.2674000000000067E-5,3.4397688304344466E-3,8.8054462365591703E-5,2.8524073424200089E-2,null,2.3260162548495302E-2,6.0878383444996007E-3,2.1717384818569611E-4,2.3948233891653355E-5,6.0164899500962203E-3,5.004753472807023E-5,6.6308069463723228E-5,3.5655660459896543E-2]
[2004,1,14,3,2.0173335574277303E-2,4.2156341336135605E-3,3.2653446999999754E-4,3.2674000000000067E-5,3.2187880659129385E-3,8.8054462365591703E-5,2.805502070616939E-2,null,2.3144033789996157E-2,5.8829106189973767E-3,2.1717384818569611E-4,2.3948233891653355E-5,5.6299731187484832E-3,5.004753472807023E-5,6.4076019089073991E-5,3.4948087144547439E-2]
[2004,1,14,4,2.0156024057674048E-2,4.285046447901281E-3,3.2653446999999754E-4,3.2674000000000067E-5,3.4566143290350182E-3,8.8054462365591703E-5,2.8344947766975933E-2,null,2.3124173002782925E-2,5.9797753913827315E-3,2.1717384818569611E-4,2.3948233891653355E-5,6.0459543641399683E-3,5.004753472807023E-5,6.5131059596468382E-5,3.5441072375111043E-2]
[2004,1,14,5,2.1355581737687725E-2,4.2157205494502805E-3,3.2653446999999754E-4,3.2674000000000067E-5,3.38863276691608E-3,8.8054462365591703E-5,2.9407197986419675E-2,null,2.4500375930507263E-2,5.8830312121578299E-3,2.1717384818569611E-4,2.3948233891653355E-5,5.9270480057644912E-3,5.004753472807023E-5,6.407733257658921E-5,3.6601624765235007E-2]
[2004,1,14,6,2.2170362079956249E-2,4.4084565209163151E-3,3.2653446999999754E-4,3.2674000000000067E-5,3.4866886182614346E-3,8.8054462365591703E-5,3.0512770151499585E-2,null,2.5435139728167574E-2,6.1519939487861153E-3,2.1717384818569611E-4,2.3948233891653355E-5,6.0985572185196235E-3,5.004753472807023E-5,6.7006845289359411E-5,3.7976860512278734E-2]
[2004,1,14,7,2.5432472934334194E-2,4.8631121317474118E-3,3.2653446999999754E-4,3.2674000000000067E-5,3.7464780543968066E-3,8.8054462365591703E-5,3.4489326052844001E-2,null,2.9177624631690581E-2,6.786465118762219E-3,2.1717384818569611E-4,2.3948233891653355E-5,6.5529541878218359E-3,5.004753472807023E-5,7.3917435885037148E-5,4.2808213555080056E-2]
[2004,1,14,8,2.8806425961832183E-2,5.3751766280804164E-3,0,0,3.6805168463781819E-3,8.8054462365591703E-5,3.7950173898656375E-2,null,3.3048421436054486E-2,7.5010502956563011E-3,0,0,6.4375816250993182E-3,5.004753472807023E-5,8.1700619482553383E-5,4.7037100891538175E-2]
[2004,1,14,9,2.7604035319197754E-2,5.8138595895045782E-3,0,0,3.6760739494609003E-3,8.8054462365591703E-5,{"$f":"SUM(E323:J323)","v":3.7182023320528827E-2},null,{"$f":"E323*W$5","v":3.1668968367450916E-2},8.113231659204391E-3,{"$f":"G323*Y$5","v":0},{"$f":"H323*Z$5","v":0},{"$f":"I323*AA$5","v":6.4298105666445666E-3},{"$f":"J323*AB$5","v":5.004753472807023E-5},8.8368431944298382E-5,{"$f":"SUM(M323:R323)","v":4.6262058128027944E-2}]
[2004,1,14,10,2.609287614275593E-2,6.033298673437164E-3,0,0,3.6639369261367242E-3,8.8054462365591703E-5,3.5878166204695409E-2,null,2.993527792677696E-2,{"$f":"(F324*X$5)-S324","v":8.4194585461148767E-3},0,0,6.4085817334137108E-3,5.004753472807023E-5,{"$f":"(F324*$AC$7)*$AC$5","v":9.1703821706621202E-5},4.4813365741033617E-2]
[2004,1,14,11,2.494855498647694E-2,6.240943547218456E-3,0,0,3.6400062093476667E-3,8.8054462365591703E-5,3.4917559205408656E-2,null,2.8622445578848441E-2,8.70922663182426E-3,0,0,6.3667245842395966E-3,5.004753472807023E-5,9.4859944006246282E-5,4.3748444329640368E-2]
[2004,1,14,12,2.4472046105923004E-2,6.0885343512783168E-3,0,0,3.4432869492952989E-3,8.8054462365591703E-5,3.4091921868862216E-2,null,2.8075766642577951E-2,8.4965398452552035E-3,0,0,6.0226434818633212E-3,5.004753472807023E-5,9.2543382787011708E-5,4.2644997504424548E-2]
[2004,1,14,13,2.4221875102688889E-2,5.8941792802423999E-3,0,0,3.2213040302048659E-3,8.8054462365591703E-5,3.3425412875501749E-2,null,2.7788755794480511E-2,8.2253176577943791E-3,0,0,5.6343737847883782E-3,5.004753472807023E-5,8.9589260382873925E-5,4.1698494771791342E-2]
[2004,1,14,14,2.3139779735229259E-2,6.014120315886805E-3,0,0,3.3761514099521295E-3,8.8054462365591703E-5,3.2618105923433789E-2,null,2.6547312521191722E-2,8.392695179154655E-3,0,0,5.9052168995364345E-3,5.004753472807023E-5,9.1412318040613903E-5,4.0895272134610881E-2]
[2004,1,14,15,2.3251497829728698E-2,6.0516057728572901E-3,0,0,3.6685066351850718E-3,8.8054462365591703E-5,3.3059664700136653E-2,null,2.6675482071761528E-2,8.4450060737627248E-3,0,0,6.4165745986088912E-3,5.004753472807023E-5,9.1982082583806033E-5,4.1587110278861215E-2]
[2004,1,14,16,2.4334337887862469E-2,5.7772629067524431E-3,0,0,3.4673663839279397E-3,8.8054462365591703E-5,3.3667021640908443E-2,null,2.7917779697869759E-2,8.0621610475813486E-3,0,0,6.0647607529977837E-3,5.004753472807023E-5,8.7812176427738052E-5,4.2094749033176962E-2]
[2004,1,14,17,2.7338485209734788E-2,5.599001628785902E-3,0,0,3.4108224915195494E-3,8.8054462365591703E-5,3.6436363792405835E-2,null,3.1364313706662712E-2,7.8133977223336509E-3,0,0,5.9658599904219931E-3,5.004753472807023E-5,8.5102673494655986E-5,4.5193618954146426E-2]
[2004,1,14,18,3.1612660659190418E-2,5.4957583470439664E-3,3.2653446999999754E-4,3.2674000000000067E-5,3.2804764269682846E-3,8.8054462365591703E-5,4.0836158365568268E-2,null,3.626789847390896E-2,7.6693218895527967E-3,2.1717384818569611E-4,2.3948233891653355E-5,5.7378720569107085E-3,5.004753472807023E-5,8.3533415280579362E-5,4.996626203717789E-2]
[2004,1,14,19,3.3917747160354061E-2,5.6450822257258851E-3,3.2653446999999754E-4,3.2674000000000067E-5,3.4262836514999061E-3,8.8054462365591703E-5,4.343637596994545E-2,null,3.8912428907429325E-2,7.8777031208753408E-3,2.1717384818569611E-4,2.3948233891653355E-5,5.9929030616934125E-3,5.004753472807023E-5,8.5803080862937567E-5,5.3074204706803497E-2]
[2004,1,14,20,3.3528766286781211E-2,5.5015130120367427E-3,3.2653446999999754E-4,3.2674000000000067E-5,3.4297895458708914E-3,8.8054462365591703E-5,4.2907331777054449E-2,null,3.846616723451534E-2,7.6773525152479538E-3,2.1717384818569611E-4,2.3948233891653355E-5,5.9990352116397992E-3,5.004753472807023E-5,8.3620883977397279E-5,5.2433724578208517E-2]
[2004,1,14,21,3.2937413344924789E-2,5.3606683317456551E-3,3.2653446999999754E-4,3.2674000000000067E-5,3.3721765515812591E-3,8.8054462365591703E-5,4.2117521160617302E-2,null,3.7787732455212414E-2,7.4808039915734165E-3,2.1717384818569611E-4,2.3948233891653355E-5,5.8982644859818358E-3,5.004753472807023E-5,8.1480098952680155E-5,5.1457970549573087E-2]
[2004,1,14,22,3.0824990477136348E-2,4.9494033046386336E-3,3.2653446999999754E-4,3.2674000000000067E-5,2.9473950023652718E-3,8.8054462365591703E-5,3.9169051716505851E-2,null,3.5364237042128863E-2,6.906884311044535E-3,2.1717384818569611E-4,2.3948233891653355E-5,5.1552802774989933E-3,5.004753472807023E-5,7.5229028557966045E-5,4.7717571247477809E-2]
[2004,1,14,23,2.758071290659839E-2,4.5902803721364358E-3,3.2653446999999754E-4,3.2674000000000067E-5,2.8041845350923809E-3,8.8054462365591703E-5,3.5422440746192808E-2,null,3.1642211527796088E-2,6.4057288392503778E-3,2.1717384818569611E-4,2.3948233891653355E-5,4.9047912535063239E-3,5.004753472807023E-5,6.9770497967074779E-5,4.3243901237358211E-2]
[2004,1,14,24,2.4178665216160883E-2,4.2286866990126079E-3,3.2653446999999754E-4,3.2674000000000067E-5,2.920357170090317E-3,8.8054462365591703E-5,3.1774972017629396E-2,null,2.7739182878282101E-2,5.9011254529126225E-3,2.1717384818569611E-4,2.3948233891653355E-5,5.10798848140056E-3,5.004753472807023E-5,6.427441306804906E-5,3.9039466429400704E-2]
[2004,1,15,1,2.1079348517290805E-2,4.2547092149538461E-3,3.2653446999999754E-4,3.2674000000000067E-5,3.1944731482337297E-3,8.8054462365591703E-5,2.8975793812843969E-2,null,2.4183464978263073E-2,5.9374398318439168E-3,2.1717384818569611E-4,2.3948233891653355E-5,5.5874439648820884E-3,5.004753472807023E-5,6.4669945311917503E-5,3.5999518391794501E-2]
[2004,1,15,2,2.033406855795036E-2,4.3623640481203442E-3,3.2653446999999754E-4,3.2674000000000067E-5,3.4413550334779692E-3,8.8054462365591703E-5,2.8585050571914263E-2,null,2.3328436096278091E-2,6.0876719775065924E-3,2.1717384818569611E-4,2.3948233891653355E-5,6.0192643733614484E-3,5.004753472807023E-5,6.6306257412629771E-5,3.5726542063951552E-2]
[2004,1,15,3,2.0231717790464648E-2,4.2174388673005747E-3,3.2653446999999754E-4,3.2674000000000067E-5,3.2185748352371391E-3,8.8054462365591703E-5,2.811499442536795E-2,null,2.3211013292676795E-2,5.8854291219403009E-3,2.1717384818569611E-4,2.3948233891653355E-5,5.629600157575439E-3,5.004753472807023E-5,6.4103450347697156E-5,3.5017212188997955E-2]
[2004,1,15,4,2.0214470582317918E-2,4.286406303201859E-3,3.2653446999999754E-4,3.2674000000000067E-5,3.4574019483144948E-3,8.8054462365591703E-5,2.840554176619986E-2,null,2.3191226283896752E-2,5.9816730672565188E-3,2.1717384818569611E-4,2.3948233891653355E-5,6.0473319867980794E-3,5.004753472807023E-5,6.5151728874550058E-5,3.5511400954756772E-2]
[2004,1,15,5,2.1417161590883912E-2,4.2167729246725526E-3,3.2653446999999754E-4,3.2674000000000067E-5,3.3888651597805122E-3,8.8054462365591703E-5,2.9470062607702564E-2,null,2.4571023949914266E-2,5.8844998000793748E-3,2.1717384818569611E-4,2.3948233891653355E-5,5.9274544834675737E-3,5.004753472807023E-5,6.4093328275621433E-5,3.6674147850266632E-2]
[2004,1,15,6,2.2229372847821848E-2,4.4149953364882102E-3,3.2653446999999754E-4,3.2674000000000067E-5,3.486365626372927E-3,8.8054462365591703E-5,3.0577996743048574E-2,null,2.5502840342199719E-2,6.1611188553468733E-3,2.1717384818569611E-4,2.3948233891653355E-5,6.0979922743193112E-3,5.004753472807023E-5,6.7106232773691575E-5,3.8053121088671329E-2]
[2004,1,15,7,2.550304526301218E-2,4.8643034549304852E-3,3.2653446999999754E-4,3.2674000000000067E-5,3.7484429189070145E-3,8.8054462365591703E-5,3.4563054569215275E-2,null,2.9258589346402641E-2,6.7881276083384557E-3,2.1717384818569611E-4,2.3948233891653355E-5,6.5563909267894E-3,5.004753472807023E-5,7.3935543539686583E-5,4.2894277498335916E-2]
[2004,1,15,8,2.8883105329326621E-2,5.3775403564039143E-3,0,0,3.682599369064561E-3,8.8054462365591703E-5,3.8031299517160687E-2,null,3.3136392503890666E-2,7.5043488747108386E-3,0,0,6.4412241596506483E-3,5.004753472807023E-5,8.173654724487274E-5,4.7132013072980226E-2]
[2004,1,15,9,2.7682421488180203E-2,5.811483615198133E-3,0,0,3.6795497781034955E-3,8.8054462365591703E-5,3.7261509343847428E-2,null,3.1758897578062537E-2,8.1099159909004456E-3,0,0,6.4358901287103086E-3,5.004753472807023E-5,8.8332318047743423E-5,4.6354751232401362E-2]
[2004,1,15,10,2.6167941666063357E-2,6.0318381384111639E-3,0,0,3.6670263506190497E-3,8.8054462365591703E-5,3.5954860617459165E-2,null,3.0021397497905597E-2,8.4174203718470099E-3,0,0,6.4139854370536282E-3,5.004753472807023E-5,9.168162213539655E-5,4.4902850841534302E-2]
[2004,1,15,11,2.5021281009728429E-2,6.2396292258243159E-3,0,0,3.6432358050514616E-3,8.8054462365591703E-5,3.4992200502969806E-2,null,2.8705881138295076E-2,8.7073924984433018E-3,0,0,6.372373460967252E-3,5.004753472807023E-5,9.4839966826047327E-5,4.3835694632433704E-2]
[2004,1,15,12,2.4541752524928254E-2,6.0882517684622455E-3,0,0,3.4467430957477664E-3,8.8054462365591703E-5,3.4164801851503862E-2,null,2.8155737934925571E-2,8.4961455013921622E-3,0,0,6.0286886178658773E-3,5.004753472807023E-5,9.2539087636782125E-5,4.2730619588911688E-2]
[2004,1,15,13,2.4290800999545541E-2,5.8936758402389662E-3,0,0,3.2243322252229708E-3,8.8054462365591703E-5,3.3496863527373071E-2,null,2.786783162603958E-2,8.2246151080833836E-3,0,0,5.6396703921452913E-3,5.004753472807023E-5,8.9581608288254763E-5,4.1782164660996331E-2]
[2004,1,15,14,2.3205776002358822E-2,6.0140008802940887E-3,0,0,3.3800033983517751E-3,8.8054462365591703E-5,3.2687834743370281E-2,null,2.662302730969739E-2,8.3925285069780843E-3,0,0,5.9119544015712525E-3,5.004753472807023E-5,9.1410502665494468E-5,4.0977557752974798E-2]
[2004,1,15,15,2.3313791909504996E-2,6.056806975560991E-3,0,0,3.6716812227139614E-3,8.8054462365591703E-5,3.3130334570145539E-2,null,2.6746949493792502E-2,8.452264343728132E-3,0,0,6.4221272606931204E-3,5.004753472807023E-5,9.2061138866482724E-5,4.1671388632941828E-2]
[2004,1,15,16,2.4392663738208479E-2,5.7898674559348426E-3,0,0,3.4684071575124811E-3,8.8054462365591703E-5,3.3738992814021394E-2,null,2.7984694534351214E-2,8.0797506755904691E-3,0,0,6.0665811671361744E-3,5.004753472807023E-5,8.8003760732358025E-5,4.2181073911805929E-2]
[2004,1,15,17,2.7402478312776472E-2,5.6115954986568177E-3,0,0,3.4121277376569846E-3,8.8054462365591703E-5,3.6514256011455866E-2,null,3.1437730347835917E-2,7.8309724473808601E-3,0,0,5.9681429927559869E-3,5.004753472807023E-5,8.5294095477844652E-5,4.5286893322700833E-2]
[2004,1,15,18,3.1690327113042559E-2,5.5011808010665244E-3,3.2653446999999754E-4,3.2674000000000067E-5,3.2846804265280788E-3,8.8054462365591703E-5,4.0923451273002766E-2,null,3.635700198510991E-2,7.6768889153760239E-3,2.1717384818569611E-4,2.3948233891653355E-5,5.7452252606719385E-3,5.004753472807023E-5,8.3615834498292928E-5,5.007028577796329E-2]
[2004,1,15,19,3.3997288457886264E-2,5.6542169603823588E-3,3.2653446999999754E-4,3.2674000000000067E-5,3.4304615532782376E-3,8.8054462365591703E-5,4.3529229903912461E-2,null,3.9003683349264559E-2,7.8904506283223926E-3,2.1717384818569611E-4,2.3948233891653355E-5,6.0002106178987658E-3,5.004753472807023E-5,8.5941925319944591E-5,5.3185514212291139E-2]
[2004,1,15,20,3.3606103764227215E-2,5.5128890515187441E-3,3.2653446999999754E-4,3.2674000000000067E-5,3.4328001421179396E-3,8.8054462365591703E-5,4.2999055890229503E-2,null,3.8554893324687839E-2,7.6932277599560213E-3,2.1717384818569611E-4,2.3948233891653355E-5,6.004301037035943E-3,5.004753472807023E-5,8.3793795406592386E-5,5.2543591738485218E-2]
[2004,1,15,21,3.3015962017695681E-2,5.369156664639262E-3,3.2653446999999754E-4,3.2674000000000067E-5,3.3751738340735507E-3,8.8054462365591703E-5,4.2207555448774088E-2,null,3.7877848099701412E-2,7.4926494464052805E-3,2.1717384818569611E-4,2.3948233891653355E-5,5.9035070243271216E-3,5.004753472807023E-5,8.1609118351253762E-5,5.1565174187239229E-2]
[2004,1,15,22,3.0900280005755929E-2,4.9568124901617832E-3,3.2653446999999754E-4,3.2674000000000067E-5,2.948428017341903E-3,8.8054462365591703E-5,3.925278344562521E-2,null,3.5450613605290102E-2,6.9172238174653395E-3,2.1717384818569611E-4,2.3948233891653355E-5,5.1570871210781929E-3,5.004753472807023E-5,7.5341645331141493E-5,4.7816094160639054E-2]
[2004,1,15,23,2.764741920552213E-2,4.5990578663172793E-3,3.2653446999999754E-4,3.2674000000000067E-5,2.8044220977626109E-3,8.8054462365591703E-5,3.5498162101967622E-2,null,3.1718740906421267E-2,6.4179778181911598E-3,2.1717384818569611E-4,2.3948233891653355E-5,4.9052067737021324E-3,5.004753472807023E-5,6.9903912506112065E-5,4.3333095115119978E-2]
[2004,1,15,24,2.4238927970864143E-2,4.2369588331885545E-3,3.2653446999999754E-4,3.2674000000000067E-5,2.9197472660907825E-3,8.8054462365591703E-5,3.1842897002509071E-2,null,2.7808319845046729E-2,5.912669202783472E-3,2.1717384818569611E-4,2.3948233891653355E-5,5.1069217000368665E-3,5.004753472807023E-5,6.4400146329182664E-5,3.9119080364672487E-2]
[2004,1,16,1,2.4368394521668196E-2,4.2535780394012939E-3,3.2653446999999754E-4,3.2674000000000067E-5,3.147922589736406E-3,8.8054462365591703E-5,3.2217158083171486E-2,null,2.7956851465682827E-2,5.9358612781888441E-3,2.1717384818569611E-4,2.3948233891653355E-5,5.5060225144367859E-3,5.004753472807023E-5,6.4652751878141904E-5,3.9689904875113875E-2]
[2004,1,16,2,2.3296255647716705E-2,4.3658052451577677E-3,3.2653446999999754E-4,3.2674000000000067E-5,3.4549111493299657E-3,8.8054462365591703E-5,3.1564234974570025E-2,null,2.6726830865721102E-2,6.0924741624097129E-3,2.1717384818569611E-4,2.3948233891653355E-5,6.0429753373263074E-3,5.004753472807023E-5,6.6358562285412991E-5,3.9153449982262542E-2]
[2004,1,16,3,2.3245174830489858E-2,4.2697143156967734E-3,3.2653446999999754E-4,3.2674000000000067E-5,3.3782199800148375E-3,8.8054462365591703E-5,3.1340372058567059E-2,null,2.6668227956174198E-2,5.9583794256753255E-3,2.1717384818569611E-4,2.3948233891653355E-5,5.908835029593093E-3,5.004753472807023E-5,6.4898017077911365E-5,3.8826612028248039E-2]
[2004,1,16,4,2.3838893346238153E-2,4.2544240327033614E-3,3.2653446999999754E-4,3.2674000000000067E-5,3.3575793193603995E-3,8.8054462365591703E-5,3.1898159630667507E-2,null,2.7349376660593009E-2,5.9370418604743546E-3,2.1717384818569611E-4,2.3948233891653355E-5,5.8727325083154968E-3,5.004753472807023E-5,6.46656106512836E-5,3.945032064618828E-2]
[2004,1,16,5,2.4543742791400772E-2,4.3567034704445782E-3,3.2653446999999754E-4,3.2674000000000067E-5,3.5969920350544726E-3,8.8054462365591703E-5,3.2944701229265412E-2,null,2.8158021285357205E-2,6.079772650510234E-3,2.1717384818569611E-4,2.3948233891653355E-5,6.291488613421754E-3,5.004753472807023E-5,6.6220218806879936E-5,4.0820452166094617E-2]
[2004,1,16,6,2.5925046018989855E-2,4.4279767869079513E-3,3.2653446999999754E-4,3.2674000000000067E-5,3.4446686747558303E-3,8.8054462365591703E-5,3.4244954413019231E-2,null,2.9742733365114384E-2,6.1792344484234525E-3,2.1717384818569611E-4,2.3948233891653355E-5,6.0250602539654247E-3,5.004753472807023E-5,6.7303545832305179E-5,4.2238197684308677E-2]
[2004,1,16,7,2.9569577402372951E-2,4.7780820541479087E-3,3.2653446999999754E-4,3.2674000000000067E-5,3.4795117124551988E-3,8.8054462365591703E-5,3.8274434101341653E-2,null,3.3923953529481854E-2,6.6678057829209691E-3,2.1717384818569611E-4,2.3948233891653355E-5,6.0860041128359046E-3,5.004753472807023E-5,7.2625011376001083E-5,4.696893304204415E-2]
[2004,1,16,8,3.3271995508463353E-2,5.2433368208689287E-3,0,0,3.2854517252617231E-3,8.8054462365591703E-5,4.1888838516959598E-2,null,3.8171584737347664E-2,7.3170680578082091E-3,0,0,5.7465743371094107E-3,5.004753472807023E-5,7.9696705068770557E-5,5.1285274666993362E-2]
[2004,1,16,9,3.3492412872897739E-2,5.7630193051770801E-3,0,0,3.3465807852199108E-3,8.8054462365591703E-5,4.2690067425660325E-2,null,3.8424460465884887E-2,8.0422841246073334E-3,0,0,5.8534950033016257E-3,5.004753472807023E-5,8.7595679156505981E-5,5.2370287128521917E-2]
[2004,1,16,10,3.1136760171798446E-2,5.8853181317574353E-3,0,0,3.2107525578274759E-3,8.8054462365591703E-5,4.0320885323748952E-2,null,3.572191752195774E-2,8.2129519394074212E-3,0,0,5.61591823424219E-3,5.004753472807023E-5,8.9454574330555866E-5,4.9600835230335427E-2]
[2004,1,16,11,2.9986220916476191E-2,6.0590872296447645E-3,0,0,3.2715620938015928E-3,8.8054462365591703E-5,3.9404924702288138E-2,null,3.4401951406098918E-2,8.455446434616069E-3,0,0,5.7222800219359519E-3,5.004753472807023E-5,9.2095797852430951E-5,4.862972539737901E-2]
[2004,1,16,12,2.9421522114427875E-2,6.0397245810329663E-3,0,0,3.2512039975727625E-3,8.8054462365591703E-5,3.8800505155399199E-2,null,3.3754095819319256E-2,8.4284258897775119E-3,0,0,5.6866717332974452E-3,5.004753472807023E-5,9.1801493033098557E-5,4.7919240977122288E-2]
[2004,1,16,13,2.8275800134167736E-2,5.8586364395198393E-3,0,0,3.0790837248904691E-3,8.8054462365591703E-5,3.7301574760943638E-2,null,3.2439656363957549E-2,8.1757176810201022E-3,0,0,5.3856166502818676E-3,5.004753472807023E-5,8.9049022860253222E-5,4.6051038229987587E-2]
[2004,1,16,14,2.7584979622330873E-2,6.0240051864838377E-3,0,0,3.3209787398613888E-3,8.8054462365591703E-5,3.7018018011041695E-2,null,3.1647106554338493E-2,8.4064895000941827E-3,0,0,5.8087145380451852E-3,5.004753472807023E-5,9.1562564275698231E-5,4.5912358127205934E-2]
[2004,1,16,15,2.7157921591853013E-2,5.9793434925103804E-3,0,0,3.4811613614020324E-3,8.8054462365591703E-5,3.6706480908131014E-2,null,3.1157160533697683E-2,8.3441641783486634E-3,0,0,6.0888895091514928E-3,5.004753472807023E-5,9.0883723687333276E-5,4.5640261755925907E-2]
[2004,1,16,16,2.8677410655973474E-2,5.683161910903233E-3,0,0,3.3025344037833811E-3,8.8054462365591703E-5,3.7751161433025676E-2,null,3.2900407510086389E-2,7.9308432599855313E-3,0,0,5.7764536018835204E-3,5.004753472807023E-5,8.6381877446558119E-5,4.6657751906683517E-2]
[2004,1,16,17,3.1876313616854578E-2,5.5174283344541341E-3,0,0,3.3334467168690827E-3,8.8054462365591703E-5,4.081524313054339E-2,null,3.6570376610880632E-2,7.6995623219547277E-3,0,0,5.8305222414295277E-3,5.004753472807023E-5,8.3862790763115284E-5,5.0150508708992958E-2]
[2004,1,16,18,3.6968919736323741E-2,5.762895054772869E-3,3.2653446999999754E-4,3.2674000000000067E-5,3.4686479723967786E-3,8.8054462365591703E-5,4.6647725695858989E-2,null,4.2412913045877597E-2,8.0421107333691049E-3,2.1717384818569611E-4,2.3948233891653355E-5,6.0670023757704262E-3,5.004753472807023E-5,8.7593790598101783E-5,5.6813195771822547E-2]
[2004,1,16,19,3.8576589182993178E-2,5.6887366157770047E-3,3.2653446999999754E-4,3.2674000000000067E-5,3.312804833677011E-3,8.8054462365591703E-5,4.8025393564812793E-2,null,4.4257325729137827E-2,7.9386227516255181E-3,2.1717384818569611E-4,2.3948233891653355E-5,5.7944175818148078E-3,5.004753472807023E-5,8.6466610818711917E-5,5.8281535679383573E-2]
[2004,1,16,20,3.7837876578767304E-2,5.6446446124804621E-3,3.2653446999999754E-4,3.2674000000000067E-5,3.4846625859757318E-3,8.8054462365591703E-5,4.7414446709589095E-2,null,4.3409831302132926E-2,7.8770924322987424E-3,2.1717384818569611E-4,2.3948233891653355E-5,6.0950134911686316E-3,5.004753472807023E-5,8.5796429309748046E-5,5.7673106842405716E-2]
[2004,1,16,21,3.6378858761904768E-2,5.4593326826375462E-3,3.2653446999999754E-4,3.2674000000000067E-5,3.3026645904628994E-3,8.8054462365591703E-5,4.5588118967370812E-2,null,4.1735960487396202E-2,7.6184899337547541E-3,2.1717384818569611E-4,2.3948233891653355E-5,5.7766813110371211E-3,5.004753472807023E-5,8.2979759177164784E-5,5.5422301348993494E-2]
[2004,1,16,22,3.5436806746001907E-2,5.1164459504068945E-3,3.2653446999999754E-4,3.2674000000000067E-5,3.0485647732801935E-3,8.8054462365591703E-5,4.4049080402054595E-2,null,4.0655183160924202E-2,7.1399920531941543E-3,2.1717384818569611E-4,2.3948233891653355E-5,5.3322360381819825E-3,5.004753472807023E-5,7.7768012592086124E-5,5.341858086910576E-2]
[2004,1,16,23,3.1988729444389387E-2,4.5982312458790475E-3,3.2653446999999754E-4,3.2674000000000067E-5,2.8809121224867419E-3,8.8054462365591703E-5,3.9915135745120775E-2,null,3.6699346641712489E-2,6.4168242707058169E-3,2.1717384818569611E-4,2.3948233891653355E-5,5.0389952599991083E-3,5.004753472807023E-5,6.989134819305719E-5,4.8446335789222833E-2]
[2004,1,16,24,2.8609384445448596E-2,4.0444695937532108E-3,3.2653446999999754E-4,3.2674000000000067E-5,2.8274491462400892E-3,8.8054462365591703E-5,3.5928566117807495E-2,null,3.28223638514561E-2,5.6440507803051801E-3,2.1717384818569611E-4,2.3948233891653355E-5,4.9454833191837156E-3,5.004753472807023E-5,6.1474383848478964E-5,4.3703067567750414E-2]
[2004,1,17,1,2.7568605921272155E-2,3.9937907214944003E-3,3.2653446999999754E-4,3.2674000000000067E-5,2.8978716530528264E-3,8.8054462365591703E-5,{"$f":"SUM(E387:J387)","v":3.4907531228184976E-2},null,{"$f":"E387*W$5","v":3.1628321684123301E-2},5.5733284959890578E-3,{"$f":"G387*Y$5","v":2.1717384818569611E-4},{"$f":"H387*Z$5","v":2.3948233891653355E-5},{"$f":"I387*AA$5","v":5.0686591270317979E-3},{"$f":"J387*AB$5","v":5.004753472807023E-5},6.0704084462112441E-5,{"$f":"SUM(M387:R387)","v":4.2561478923949576E-2}]
[2004,1,17,2,2.6094411524249649E-2,4.0060230968337381E-3,3.2653446999999754E-4,3.2674000000000067E-5,3.0645607204739969E-3,8.8054462365591703E-5,3.3612258273922974E-2,null,2.9937039406480719E-2,{"$f":"(F388*X$5)-S388","v":5.5903987560017949E-3},2.1717384818569611E-4,2.3948233891653355E-5,5.3602145042586213E-3,5.004753472807023E-5,{"$f":"(F388*$AC$7)*$AC$5","v":6.0890011867315475E-5},4.1178822283546558E-2]
[2004,1,17,3,2.5612437002701837E-2,4.0439006549220476E-3,3.2653446999999754E-4,3.2674000000000067E-5,3.147297726917369E-3,8.8054462365591703E-5,3.3250898316906842E-2,null,2.9384089966287837E-2,5.6432568270859667E-3,2.1717384818569611E-4,2.3948233891653355E-5,5.5049295686441322E-3,5.004753472807023E-5,6.1465736196844435E-5,4.0823445978823356E-2]
[2004,1,17,4,2.517220980015078E-2,4.0391393452613444E-3,3.2653446999999754E-4,3.2674000000000067E-5,3.231896068322158E-3,8.8054462365591703E-5,3.2890508146099874E-2,null,2.8879035499038083E-2,5.6366124271509856E-3,2.1717384818569611E-4,2.3948233891653355E-5,5.6529002887557031E-3,5.004753472807023E-5,6.139336611940446E-5,4.0459717831750189E-2]
[2004,1,17,5,2.5063314016431425E-2,4.1471764125478629E-3,3.2653446999999754E-4,3.2674000000000067E-5,3.4265122753911171E-3,8.8054462365591703E-5,3.3084265636735999E-2,null,2.8754103868931138E-2,5.7873779799102786E-3,2.1717384818569611E-4,2.3948233891653355E-5,5.993302947096075E-3,5.004753472807023E-5,6.3035488031878062E-5,4.0825954412742914E-2]
[2004,1,17,6,2.6310824428075107E-2,4.1089654972117397E-3,3.2653446999999754E-4,3.2674000000000067E-5,3.2547924410437482E-3,8.8054462365591703E-5,3.4121845298696184E-2,null,3.0185320982935235E-2,5.7340547093256465E-3,2.1717384818569611E-4,2.3948233891653355E-5,5.6929482696415892E-3,5.004753472807023E-5,6.245469680026573E-5,4.1903493578707894E-2]
[2004,1,17,7,2.7730607029266528E-2,4.2797776856327773E-3,3.2653446999999754E-4,3.2674000000000067E-5,3.3062966190641535E-3,8.8054462365591703E-5,3.5763944266329055E-2,null,3.1814178857005479E-2,5.9724228421538491E-3,2.1717384818569611E-4,2.3948233891653355E-5,5.7830340820095661E-3,5.004753472807023E-5,6.5050976434364606E-5,4.3860805397974316E-2]
[2004,1,17,8,3.0280691069638307E-2,4.6003028099977335E-3,0,0,3.5201119856133811E-3,8.8054462365591703E-5,3.848916032761502E-2,null,3.4739784837255407E-2,6.4197151350848152E-3,0,0,6.1570179359934666E-3,5.004753472807023E-5,6.9922835171719487E-5,4.736656544306176E-2]
[2004,1,17,9,3.3597550793267587E-2,4.6124935642419106E-3,0,0,3.3541716705958254E-3,8.8054462365591703E-5,4.1652270490470919E-2,null,3.8545080854748712E-2,6.4367273129265351E-3,0,0,5.8667721994819146E-3,5.004753472807023E-5,7.0108129952267846E-5,5.0898627901885235E-2]
[2004,1,17,10,3.5324466642489616E-2,4.7113918945627534E-3,0,0,3.200493898558364E-3,8.8054462365591703E-5,4.3324406897976328E-2,null,4.0526300005132389E-2,6.574739773022753E-3,0,0,5.5979748422770167E-3,5.004753472807023E-5,7.1611346574172358E-5,5.2749062155160231E-2]
[2004,1,17,11,3.4857708092712977E-2,4.7871622469595572E-3,0,0,3.1903954811617488E-3,8.8054462365591703E-5,4.2923320283199874E-2,null,3.9990807220212157E-2,6.6804771773117354E-3,0,0,5.5803117289186287E-3,5.004753472807023E-5,7.2763026817922958E-5,5.2301643661170599E-2]
[2004,1,17,12,3.444795558693807E-2,4.7916805676590513E-3,0,0,3.2352394954301752E-3,8.8054462365591703E-5,4.2562930112392892E-2,null,3.9520715112525112E-2,6.6867824865441345E-3,0,0,5.6587482676711126E-3,5.004753472807023E-5,7.2831703556514406E-5,5.191629340146843E-2]
[2004,1,17,13,3.4523979859122512E-2,4.5811607331718721E-3,0,0,2.9066552508617517E-3,8.8054462365591703E-5,4.2099850305521727E-2,null,3.960793461659861E-2,6.3930023978169834E-3,0,0,5.0840224931613795E-3,5.004753472807023E-5,6.9631882958784685E-5,5.1135007042305045E-2]
[2004,1,17,14,3.3555926108022403E-2,4.4762789428040815E-3,0,0,2.8315681108017333E-3,8.8054462365591703E-5,4.0951827623993811E-2,null,3.8497326574438176E-2,6.2466400288973527E-3,0,0,4.9526877884697529E-3,5.004753472807023E-5,6.8037720043147068E-5,4.9746701926533354E-2]
[2004,1,17,15,3.2701714207053367E-2,4.3244334541320244E-3,0,0,2.6198597477235827E-3,8.8054462365591703E-5,3.9734061871274567E-2,null,3.7517324579872016E-2,6.0347398949096879E-3,0,0,4.5823892883085837E-3,5.004753472807023E-5,6.5729726957798273E-5,4.8184501297818358E-2]
[2004,1,17,16,3.3001915089422289E-2,4.3755121547275986E-3,0,0,2.860508369984621E-3,8.8054462365591703E-5,4.0325990076500104E-2,null,3.7861732639696895E-2,6.1060201390234518E-3,0,0,5.0033071141018862E-3,5.004753472807023E-5,6.6506103581260515E-5,4.9021107427550302E-2]
[2004,1,17,17,3.6113107402598009E-2,4.5781313397062467E-3,0,0,3.2668603167226563E-3,8.8054462365591703E-5,4.404615352139251E-2,null,4.1431074940983366E-2,6.3887748841326367E-3,0,0,5.7140561569213252E-3,5.004753472807023E-5,6.9585837342068559E-5,5.3583953516765398E-2]
[2004,1,17,18,4.0484543330841553E-2,4.7586711160626178E-3,3.2653446999999754E-4,3.2674000000000067E-5,3.0116956610862504E-3,8.8054462365591703E-5,4.8702173040356019E-2,null,4.6446242634077976E-2,6.6407178502002106E-3,2.1717384818569611E-4,2.3948233891653355E-5,5.2677483781330917E-3,5.004753472807023E-5,7.2329972575225493E-5,5.86458784792167E-2]
[2004,1,17,19,4.0614290517999994E-2,5.0528105498270472E-3,3.2653446999999754E-4,3.2674000000000067E-5,3.3589645304138338E-3,8.8054462365591703E-5,4.9473328530606479E-2,null,4.6595096217199893E-2,7.0511889545499078E-3,2.1717384818569611E-4,2.3948233891653355E-5,5.8751553770583064E-3,5.004753472807023E-5,7.6800778953430685E-5,5.9812610165613525E-2]
[2004,1,17,20,3.9178321502358199E-2,4.7336152734395254E-3,3.2653446999999754E-4,3.2674000000000067E-5,2.9527571165562012E-3,8.8054462365591703E-5,4.7311956824719524E-2,null,4.49476683390964E-2,6.6057524623217879E-3,2.1717384818569611E-4,2.3948233891653355E-5,5.164659136291932E-3,5.004753472807023E-5,7.1949133394375161E-5,5.7009249554515536E-2]
[2004,1,17,21,3.7734574074353315E-2,4.7191446432065694E-3,3.2653446999999754E-4,3.2674000000000067E-5,3.1147251918819097E-3,8.8054462365591703E-5,4.6015706841807398E-2,null,4.3291316610105643E-2,6.5855587212230856E-3,2.1717384818569611E-4,2.3948233891653355E-5,5.4479570395729714E-3,5.004753472807023E-5,7.1729185374777205E-5,5.5616001987707123E-2]
[2004,1,17,22,3.6319282616954086E-2,4.7559167618744409E-3,3.2653446999999754E-4,3.2674000000000067E-5,3.3336005348473439E-3,8.8054462365591703E-5,4.4856062846041475E-2,null,4.1667611239611199E-2,6.6368741533829496E-3,2.1717384818569611E-4,2.3948233891653355E-5,5.8307912840210429E-3,5.004753472807023E-5,7.2288107449850297E-5,5.442644629382061E-2]
[2004,1,17,23,3.3256419495450266E-2,4.4958411712131621E-3,3.2653446999999754E-4,3.2674000000000067E-5,3.0826637647130713E-3,8.8054462365591703E-5,4.1282187363742097E-2,null,3.8153715021644927E-2,6.273939087020404E-3,2.1717384818569611E-4,2.3948233891653355E-5,5.391878487828349E-3,5.004753472807023E-5,6.8335058398715079E-5,5.0110702213299101E-2]
[2004,1,17,24,2.9844014064016874E-2,4.0808670797191533E-3,3.2653446999999754E-4,3.2674000000000067E-5,3.0358420010584211E-3,8.8054462365591703E-5,3.7407986077160046E-2,null,3.4238803364151707E-2,5.6948434131350858E-3,2.1717384818569611E-4,2.3948233891653355E-5,5.3099826732080375E-3,5.004753472807023E-5,6.2027611650425073E-5,4.553479906730025E-2]
[2004,1,18,1,2.6649764390853807E-2,4.0393952957548046E-3,3.2653446999999754E-4,3.2674000000000067E-5,3.6036596358540026E-3,8.8054462365591703E-5,3.4740082254828206E-2,null,3.0574172787955156E-2,5.6369696056508727E-3,2.1717384818569611E-4,2.3948233891653355E-5,6.3031508951561224E-3,5.004753472807023E-5,6.1397256468563084E-5,4.2805462905567575E-2]
[2004,1,18,2,2.556062678968106E-2,4.2041058247205953E-3,3.2653446999999754E-4,3.2674000000000067E-5,3.9301194751986072E-3,8.8054462365591703E-5,3.4142115021965853E-2,null,2.9324650251105151E-2,5.8668228825724481E-3,2.1717384818569611E-4,2.3948233891653355E-5,6.8741608784865333E-3,5.004753472807023E-5,6.3900793223337595E-5,4.2356803628969548E-2]
[2004,1,18,3,2.5030105060664568E-2,4.2503966764973807E-3,3.2653446999999754E-4,3.2674000000000067E-5,4.1153686050241674E-3,8.8054462365591703E-5,3.3843133274551712E-2,null,2.8716004607082807E-2,5.9314216913990232E-3,2.1717384818569611E-4,2.3948233891653355E-5,7.1981796084657759E-3,5.004753472807023E-5,6.4604396384353895E-5,4.2136775523753028E-2]
[2004,1,18,4,2.5031324734751354E-2,4.3009548230319491E-3,3.2653446999999754E-4,3.2674000000000067E-5,4.2420445300062701E-3,8.8054462365591703E-5,3.4021587020155161E-2,null,2.871740388873226E-2,6.0019755031621149E-3,2.1717384818569611E-4,2.3948233891653355E-5,7.4197481112182424E-3,5.004753472807023E-5,6.5372860786097495E-5,4.2430297119918033E-2]
[2004,1,18,5,2.5630311083634189E-2,4.28156290235613E-3,3.2653446999999754E-4,3.2674000000000067E-5,4.2202411783066286E-3,8.8054462365591703E-5,3.457937809666254E-2,null,2.9404596160295286E-2,5.9749141092055322E-3,2.1717384818569611E-4,2.3948233891653355E-5,7.3816119303160106E-3,5.004753472807023E-5,6.5078111042638967E-5,4.3052291816622248E-2]
[2004,1,18,6,2.6232972369401992E-2,4.3374346778340678E-3,3.2653446999999754E-4,3.2674000000000067E-5,4.3119736040162998E-3,8.8054462365591703E-5,3.5329643583617953E-2,null,3.0096004534997455E-2,6.0528830815697572E-3,2.1717384818569611E-4,2.3948233891653355E-5,7.5420608571441774E-3,5.004753472807023E-5,6.5927340562705526E-5,4.398211809051681E-2]
[2004,1,18,7,2.7415536758564001E-2,4.4336371520296543E-3,3.2653446999999754E-4,3.2674000000000067E-5,4.344065427897113E-3,8.8054462365591703E-5,3.664050227085637E-2,null,3.1452711762755561E-2,6.1871334788009599E-3,2.1717384818569611E-4,2.3948233891653355E-5,7.5981925756918979E-3,5.004753472807023E-5,6.738958120731493E-5,4.5529207434053844E-2]
[2004,1,18,8,2.9486485983933879E-2,4.6245697798572918E-3,0,0,4.3614330014624097E-3,8.8054462365591703E-5,3.8560543227619176E-2,null,3.3828626180718337E-2,6.4535796522969188E-3,0,0,7.6285701495825151E-3,5.004753472807023E-5,7.0291683789666852E-5,4.7960823517325842E-2]
[2004,1,18,9,3.1858099974855766E-2,4.596464542819167E-3,0,0,4.1668688592624336E-3,8.8054462365591703E-5,4.0709487839302963E-2,null,3.6549480852501592E-2,6.4143588394415824E-3,0,0,7.288258557757491E-3,5.004753472807023E-5,6.9864494985354226E-5,5.0302145784428737E-2]
[2004,1,18,10,3.2826930593403983E-2,4.4514781398048041E-3,0,0,3.73637913507018E-3,8.8054462365591703E-5,4.1102842330644561E-2,null,3.7660980162563813E-2,6.2120305484016994E-3,0,0,6.5352901965390828E-3,5.004753472807023E-5,6.7660757366586735E-5,5.0458348442232667E-2]
[2004,1,18,11,3.2577155543849719E-2,4.5488987622521598E-3,0,0,3.6738363208458922E-3,8.8054462365591703E-5,4.0887945089313364E-2,null,3.7374423575751617E-2,6.3479808695491415E-3,0,0,6.4258967367513686E-3,5.004753472807023E-5,6.9141513396582971E-5,5.0198348716780201E-2]
[2004,1,18,12,3.2502112892251418E-2,4.3881313437111888E-3,0,0,3.1874149912779516E-3,8.8054462365591703E-5,4.0165713689606156E-2,null,3.7288330244389177E-2,6.1236301968514689E-3,0,0,5.5750985624774515E-3,5.004753472807023E-5,6.6697910405233638E-5,4.9037106538446174E-2]
[2004,1,18,13,3.2024045141213126E-2,4.3084622287496658E-3,0,0,3.0453400176739314E-3,8.8054462365591703E-5,3.9465901850002316E-2,null,3.6739862880467183E-2,6.0124520757056672E-3,0,0,5.3265956272552572E-3,5.004753472807023E-5,6.5486970468491934E-5,4.8128958118156179E-2]
[2004,1,18,14,3.0870533274491803E-2,4.2585775279923039E-3,0,0,2.952828865983294E-3,8.8054462365591703E-5,3.8169994130832996E-2,null,3.5416486410459878E-2,5.9428380564360587E-3,0,0,5.1647846330122957E-3,5.004753472807023E-5,6.4728742183808803E-5,4.65741566346363E-2]
[2004,1,18,15,2.9771687409324347E-2,4.3355676779457293E-3,0,0,3.2356306264970437E-3,8.8054462365591703E-5,3.7430940176132715E-2,null,3.4155825983739931E-2,6.0502776862435366E-3,0,0,5.659432393915924E-3,5.004753472807023E-5,6.5898962881746299E-5,4.5915583598627463E-2]
[2004,1,18,16,3.0490001696936629E-2,4.1609979782042152E-3,0,0,2.9600390510846758E-3,8.8054462365591703E-5,3.7699093188591118E-2,null,3.49799182655108E-2,5.8066659524415257E-3,0,0,5.1773959474171998E-3,5.004753472807023E-5,6.3245570519296907E-5,4.6014027700097597E-2]
[2004,1,18,17,3.3201871969678762E-2,4.2230660919490987E-3,0,0,2.9834731653092406E-3,8.8054462365591703E-5,4.0496465689302694E-2,null,3.8091134900724015E-2,5.8932819048410565E-3,0,0,5.2183844904477765E-3,5.004753472807023E-5,6.4188982000247912E-5,4.9252848830740922E-2]
[2004,1,18,18,3.6277922789518288E-2,4.0334461373087325E-3,3.2653446999999754E-4,3.2674000000000067E-5,2.5071722435734286E-3,8.8054462365591703E-5,4.3265804102766044E-2,null,4.1620160819714196E-2,5.628667564656035E-3,2.1717384818569611E-4,2.3948233891653355E-5,4.3852878929409199E-3,5.004753472807023E-5,6.1306831545983843E-5,5.1925285894116567E-2]
[2004,1,18,19,3.857345646668793E-2,4.1552926892430694E-3,3.2653446999999754E-4,3.2674000000000067E-5,2.8058786284667799E-3,8.8054462365591703E-5,4.5981890716763382E-2,null,4.4253731693250399E-2,5.7987042309186948E-3,2.1717384818569611E-4,2.3948233891653355E-5,4.9077543874446903E-3,5.004753472807023E-5,6.3158852319188379E-5,5.5251359928419203E-2]
[2004,1,18,20,3.8030418894646728E-2,4.0356621806396358E-3,3.2653446999999754E-4,3.2674000000000067E-5,2.7771405399530341E-3,8.8054462365591703E-5,4.5290484547604995E-2,null,4.3630727140022994E-2,5.6317600495421356E-3,2.1717384818569611E-4,2.3948233891653355E-5,4.8574886779591811E-3,5.004753472807023E-5,6.1340514553159662E-5,5.441114548432973E-2]
[2004,1,18,21,3.7137008136271708E-2,4.0202600530408307E-3,3.2653446999999754E-4,3.2674000000000067E-5,2.9244801447503416E-3,8.8054462365591703E-5,4.4529011266428484E-2,null,4.2605753917124616E-2,5.6102664053751319E-3,2.1717384818569611E-4,2.3948233891653355E-5,5.1151999647383534E-3,5.004753472807023E-5,6.1106408131503143E-5,5.362238990404352E-2]
[2004,1,18,22,3.5040206887392331E-2,3.9587486989722063E-3,3.2653446999999754E-4,3.2674000000000067E-5,2.9002062968081581E-3,8.8054462365591703E-5,4.234642481553829E-2,null,4.0200180541502574E-2,5.5244274102038329E-3,2.1717384818569611E-4,2.3948233891653355E-5,5.0727426458330406E-3,5.004753472807023E-5,6.0171459183711634E-5,5.1088520214344867E-2]
[2004,1,18,23,3.1526582726447851E-2,3.9691561265715524E-3,3.2653446999999754E-4,3.2674000000000067E-5,2.9931393373241223E-3,8.8054462365591703E-5,3.8936141122709128E-2,null,3.6169144820769557E-2,5.5389509585953905E-3,2.1717384818569611E-4,2.3948233891653355E-5,5.2352915646292969E-3,5.004753472807023E-5,6.0329648084452936E-5,4.7234556960799666E-2]
[2004,1,18,24,2.7947686432256879E-2,4.1797630266793249E-3,3.2653446999999754E-4,3.2674000000000067E-5,3.4145671091921469E-3,8.8054462365591703E-5,3.5989279500493951E-2,null,3.2063225080393887E-2,5.8328525472553404E-3,2.1717384818569611E-4,2.3948233891653355E-5,5.9724096906212621E-3,5.004753472807023E-5,6.3530792046163109E-5,4.4159656935075904E-2]
[2004,1,19,1,2.1520391853227145E-2,3.895922191810593E-3,3.2653446999999754E-4,3.2674000000000067E-5,3.1873999143120727E-3,8.8054462365591703E-5,2.9050976891715399E-2,null,2.4689455761600795E-2,5.4367531210171771E-3,2.1717384818569611E-4,2.3948233891653355E-5,5.5750721913989977E-3,5.004753472807023E-5,5.9216520414218226E-5,3.5992450690822388E-2]
[2004,1,19,2,2.0767198626466268E-2,3.9977338280397677E-3,3.2653446999999754E-4,3.2674000000000067E-5,3.5017161992619283E-3,8.8054462365591703E-5,2.8713911586133553E-2,null,2.3825348315097146E-2,5.5788310947991922E-3,2.1717384818569611E-4,2.3948233891653355E-5,6.1248419180214529E-3,5.004753472807023E-5,6.0764018166571427E-5,3.5820190944723211E-2]
[2004,1,19,3,2.0448995818172524E-2,3.9166306077101755E-3,3.2653446999999754E-4,3.2674000000000067E-5,3.3364739539489983E-3,8.8054462365591703E-5,2.8149363312197286E-2,null,2.3460287389991015E-2,5.465651681930442E-3,2.1717384818569611E-4,2.3948233891653355E-5,5.835817173259459E-3,5.004753472807023E-5,5.9531280379250744E-5,3.5052925861986335E-2]
[2004,1,19,4,2.0607799308133366E-2,4.0258964576433253E-3,3.2653446999999754E-4,3.2674000000000067E-5,3.5225329975092402E-3,8.8054462365591703E-5,2.8603491695651517E-2,null,2.3642476067916415E-2,5.6181319988868154E-3,2.1717384818569611E-4,2.3948233891653355E-5,6.1612525210654702E-3,5.004753472807023E-5,6.1192079315827106E-5,3.5713030204674118E-2]
[2004,1,19,5,2.1284139935354943E-2,4.0872147356813679E-3,3.2653446999999754E-4,3.2674000000000067E-5,3.568599422878559E-3,8.8054462365591703E-5,2.9387217026280461E-2,null,2.4418413704621503E-2,5.7037015567695396E-3,2.1717384818569611E-4,2.3948233891653355E-5,6.2418271756233918E-3,5.004753472807023E-5,6.2124093582137946E-5,3.6655112053819855E-2]
[2004,1,19,6,2.3087742222197123E-2,4.2855141679084656E-3,3.2653446999999754E-4,3.2674000000000067E-5,3.730247515412434E-3,8.8054462365591703E-5,3.1550766837883618E-2,null,2.6487612034104265E-2,5.9804280938967015E-3,2.1717384818569611E-4,2.3948233891653355E-5,6.5245653979066169E-3,5.004753472807023E-5,6.5138168760869007E-5,3.9283775142713008E-2]
[2004,1,19,7,2.6014782708260915E-2,4.6583553902269656E-3,3.2653446999999754E-4,3.2674000000000067E-5,3.7454212133884121E-3,8.8054462365591703E-5,3.4865822244241881E-2,null,2.984568455833897E-2,6.500727416954258E-3,2.1717384818569611E-4,2.3948233891653355E-5,6.551105670197746E-3,5.004753472807023E-5,7.0805212086091267E-5,4.3188687262296396E-2]
[2004,1,19,8,2.7999713754738073E-2,5.2561449476246054E-3,0,0,3.5883200019914538E-3,8.8054462365591703E-5,3.693223316671973E-2,null,3.2122913876283604E-2,7.3349417779917598E-3,0,0,6.2763203848742663E-3,5.004753472807023E-5,7.9891383674285252E-5,4.5784223573877701E-2]
[2004,1,19,9,2.8295373072397965E-2,5.6793908396571098E-3,0,0,3.5385724164119204E-3,8.8054462365591703E-5,3.7601390790832592E-2,null,3.2462111586699566E-2,7.9255807361574039E-3,0,0,6.1893070233853742E-3,5.004753472807023E-5,8.6324558612547788E-5,4.6627046880970413E-2]
[2004,1,19,10,2.7155017955406601E-2,5.8854606839835975E-3,0,0,3.4915424484007525E-3,8.8054462365591703E-5,3.6620075550156547E-2,null,3.1153829311660448E-2,8.2131508708085978E-3,0,0,6.1070470391128848E-3,5.004753472807023E-5,8.9456741069621743E-5,4.5524074756310005E-2]
[2004,1,19,11,2.6685477463799703E-2,5.8719736819590994E-3,0,0,3.1302382299414834E-3,8.8054462365591703E-5,3.5775743838065879E-2,null,3.0615144919904337E-2,8.1943297812847923E-3,0,0,5.4750908506462862E-3,5.004753472807023E-5,8.9251743820860174E-5,4.4334613086563487E-2]
[2004,1,19,12,2.6259928427763375E-2,5.84867852994541E-3,0,0,3.2021619597288049E-3,8.8054462365591703E-5,3.5398823379803185E-2,null,3.0126930106193349E-2,8.1618214343056796E-3,0,0,5.6008924433609344E-3,5.004753472807023E-5,8.8897666460775672E-5,4.3939691518588037E-2]
[2004,1,19,13,2.572617882241442E-2,5.6843196691753776E-3,0,0,2.9646141029713016E-3,8.8054462365591703E-5,3.4463167056926695E-2,null,2.9514581253118968E-2,7.9324589097828236E-3,0,0,5.1853981577557285E-3,5.004753472807023E-5,8.6399474927457832E-5,4.2682485855385588E-2]
[2004,1,19,14,2.4721890412927328E-2,5.5986153209723801E-3,0,0,2.6972017061634114E-3,8.8054462365591703E-5,3.3105761902428713E-2,null,2.8362402685598982E-2,7.8128586304043388E-3,0,0,4.7176678894624924E-3,5.004753472807023E-5,8.5096801764318646E-5,4.0942976740193884E-2]
[2004,1,19,15,2.4243064758348677E-2,5.5177104923415732E-3,0,0,2.7148013728958051E-3,8.8054462365591703E-5,3.2563631085951651E-2,null,2.781306581028245E-2,7.6999560728305489E-3,0,0,4.7484514168564295E-3,5.004753472807023E-5,8.3867079454592918E-5,4.0311520834697502E-2]
[2004,1,19,16,2.5135016766557775E-2,5.4464388498439726E-3,0,0,2.970914048104165E-3,8.8054462365591703E-5,3.3640424126871508E-2,null,2.8836365469430952E-2,7.6004966109338599E-3,0,0,5.1964173740015026E-3,5.004753472807023E-5,8.2783777872804252E-5,4.1683326989094389E-2]
[2004,1,19,17,2.8213412563454852E-2,5.1666722930925309E-3,0,0,2.6969735653145353E-3,8.8054462365591703E-5,{"$f":"SUM(E451:J451)","v":3.6165112884227517E-2},null,{"$f":"E451*W$5","v":3.236808168364063E-2},7.2100828332224143E-3,{"$f":"G451*Y$5","v":0},{"$f":"H451*Z$5","v":0},{"$f":"I451*AA$5","v":4.717268848947815E-3},{"$f":"J451*AB$5","v":5.004753472807023E-5},7.8531433702812485E-5,{"$f":"SUM(M451:R451)","v":4.4345480900538935E-2}]
[2004,1,19,18,3.2916042058211352E-2,4.9769084700768632E-3,3.2653446999999754E-4,3.2674000000000067E-5,2.5164606375501215E-3,8.8054462365591703E-5,4.0856674098203934E-2,null,3.7763214061612586E-2,{"$f":"(F452*X$5)-S452","v":6.9452677249522169E-3},2.1717384818569611E-4,2.3948233891653355E-5,4.4015341966223941E-3,5.004753472807023E-5,{"$f":"(F452*$AC$7)*$AC$5","v":7.5647096504521309E-5},4.9401185599992618E-2]
[2004,1,19,19,3.4291647022767831E-2,4.9628754895447227E-3,3.2653446999999754E-4,3.2674000000000067E-5,2.5496535893483148E-3,8.8054462365591703E-5,4.2251439034026464E-2,null,3.9341388759800651E-2,6.9256847233035547E-3,2.1717384818569611E-4,2.3948233891653355E-5,4.4595918949016803E-3,5.004753472807023E-5,7.5433800592220862E-5,5.1017834994811308E-2]
[2004,1,19,20,3.3321656762919517E-2,5.029595075269528E-3,3.2653446999999754E-4,3.2674000000000067E-5,2.9855132432709702E-3,8.8054462365591703E-5,4.1784028013825615E-2,null,3.8228559041222951E-2,7.0187917973320866E-3,2.1717384818569611E-4,2.3948233891653355E-5,5.2219527850510539E-3,5.004753472807023E-5,7.6447912660066087E-5,5.0760473240411511E-2]
[2004,1,19,21,3.1749718251386123E-2,4.8275763179618089E-3,3.2653446999999754E-4,3.2674000000000067E-5,2.7868725629625122E-3,8.8054462365591703E-5,3.9811430064676044E-2,null,3.6425138982464106E-2,6.7368749480671069E-3,2.1717384818569611E-4,2.3948233891653355E-5,4.8745109319294384E-3,5.004753472807023E-5,7.337730516915828E-5,4.8327694479266069E-2]
[2004,1,19,22,3.0405562777764499E-2,4.64620110767001E-3,3.2653446999999754E-4,3.2674000000000067E-5,2.8636769859990427E-3,8.8054462365591703E-5,3.836270380379915E-2,null,3.488304498487186E-2,6.4837661352931007E-3,2.1717384818569611E-4,2.3948233891653355E-5,5.0088493314270179E-3,5.004753472807023E-5,7.0620471661175419E-5,4.6666830068397398E-2]
[2004,1,19,23,2.6515687715491881E-2,4.3276363273906581E-3,3.2653446999999754E-4,3.2674000000000067E-5,2.7367180688696959E-3,8.8054462365591703E-5,3.4027305044117828E-2,null,3.0420352162030335E-2,6.039209499364752E-3,2.1717384818569611E-4,2.3948233891653355E-5,4.7867858479087554E-3,5.004753472807023E-5,6.5778409400713247E-5,4.1537517126109265E-2]
[2004,1,19,24,2.2994000951657729E-2,4.1906545146404781E-3,3.2653446999999754E-4,3.2674000000000067E-5,2.9043228686431708E-3,8.8054462365591703E-5,3.0536241267306967E-2,null,2.6380066550369424E-2,5.8480516010993291E-3,2.1717384818569611E-4,2.3948233891653355E-5,5.0799429300076825E-3,5.004753472807023E-5,6.3696338478416961E-5,3.7599230698281853E-2]
[2004,1,20,1,2.4155803746185266E-2,4.6294171946127524E-3,3.2653446999999754E-4,3.2674000000000067E-5,3.9186836952576848E-3,8.8054462365591703E-5,3.3151167568421298E-2,null,2.7712954859040736E-2,6.460344211752447E-3,2.1717384818569611E-4,2.3948233891653355E-5,6.854158588077564E-3,5.004753472807023E-5,7.0365362631463603E-5,4.1318627275676166E-2]
[2004,1,20,2,2.3504363240833263E-2,4.7602374382263628E-3,3.2653446999999754E-4,3.2674000000000067E-5,4.2020514030217809E-3,8.8054462365591703E-5,3.2913915014447001E-2,null,2.6965584102602056E-2,6.6429036502477987E-3,2.1717384818569611E-4,2.3948233891653355E-5,7.3497962457189812E-3,5.004753472807023E-5,7.2353780070298073E-5,4.1249453615374257E-2]
[2004,1,20,3,2.3863874128616489E-2,4.6662495425846837E-3,3.2653446999999754E-4,3.2674000000000067E-5,4.0986798891050951E-3,8.8054462365591703E-5,3.3076066492671856E-2,null,2.7378036079326019E-2,6.5117436938087669E-3,2.1717384818569611E-4,2.3948233891653355E-5,7.1689894225676065E-3,5.004753472807023E-5,7.0925200168816949E-5,4.1349938812507814E-2]
[2004,1,20,4,2.3852679125794599E-2,4.7492439449347166E-3,3.2653446999999754E-4,3.2674000000000067E-5,4.3494760989738037E-3,8.8054462365591703E-5,3.339866210206871E-2,null,2.736519251547239E-2,6.6275622481299958E-3,2.1717384818569611E-4,2.3948233891653355E-5,7.6076563651966351E-3,5.004753472807023E-5,7.2186683196213473E-5,4.1891580745604444E-2]
[2004,1,20,5,2.5039631672638788E-2,4.6807524731657252E-3,3.2653446999999754E-4,3.2674000000000067E-5,4.2610903488739232E-3,8.8054462365591703E-5,3.4428737427044026E-2,null,2.8726934095100479E-2,6.531982509991009E-3,2.1717384818569611E-4,2.3948233891653355E-5,7.4530610992291592E-3,5.004753472807023E-5,7.1145639141295265E-5,4.3003147321126062E-2]
[2004,1,20,6,2.6643188565220348E-2,4.9871498536041264E-3,3.2653446999999754E-4,3.2674000000000067E-5,4.5913700206272256E-3,8.8054462365591703E-5,3.6668971371817301E-2,null,3.0566628615098984E-2,6.9595595591095891E-3,2.1717384818569611E-4,2.3948233891653355E-5,8.0307523406414043E-3,5.004753472807023E-5,7.5802761599164854E-5,4.5848110131655399E-2]
[2004,1,20,7,2.9270136527627923E-2,5.3344509783513627E-3,3.2653446999999754E-4,3.2674000000000067E-5,4.6535960813865098E-3,8.8054462365591703E-5,3.9705446519731395E-2,null,3.358041739497955E-2,7.4442177172913361E-3,2.1717384818569611E-4,2.3948233891653355E-5,8.1395917678377446E-3,5.004753472807023E-5,8.1081605254386261E-5,4.945539649691405E-2]
[2004,1,20,8,3.1613363465288202E-2,5.6979256911025098E-3,0,0,4.2681168403358536E-3,8.8054462365591703E-5,4.1667460459092157E-2,null,3.6268704774285766E-2,7.9514460913883648E-3,0,0,7.4653511156079055E-3,5.004753472807023E-5,8.6606281233009297E-5,5.1735549516010108E-2]
[2004,1,20,9,2.985352283638007E-2,6.05280967879979E-3,0,0,4.1113123417418438E-3,8.8054462365591703E-5,4.0105699319287293E-2,null,3.4249712385521269E-2,8.4466861225594003E-3,0,0,7.191084809810378E-3,5.004753472807023E-5,9.2000381491564155E-5,4.9937530852619122E-2]
[2004,1,20,10,2.7339483904581043E-2,6.1219162975062651E-3,0,0,3.8133467579778272E-3,8.8054462365591703E-5,3.736280142243073E-2,null,3.1365459467966414E-2,8.5431242972552786E-3,0,0,6.6699140484704836E-3,5.004753472807023E-5,9.3050775543578778E-5,4.6628545348420244E-2]
[2004,1,20,11,2.5877850608421571E-2,6.2859163138573671E-3,0,0,3.7062511385731172E-3,8.8054462365591703E-5,3.595807252321765E-2,null,2.96885880219755E-2,8.7719860549715801E-3,0,0,6.4825934029239668E-3,5.004753472807023E-5,9.5543512779605009E-5,4.4993215014599117E-2]
[2004,1,20,12,2.4781224647119855E-2,6.0440563520582618E-3,0,0,3.341304664956391E-3,8.8054462365591703E-5,3.4254640126500105E-2,null,2.8430474399173528E-2,8.4344708692411178E-3,0,0,5.8442665562443395E-3,5.004753472807023E-5,9.186733428831878E-5,4.2759259359387063E-2]
[2004,1,20,13,2.3969037820874957E-2,5.7731052859445811E-3,0,0,2.9531469813455433E-3,8.8054462365591703E-5,3.2783344550530676E-2,null,2.7498686035212053E-2,8.0563590944646608E-3,0,0,5.1653410476942968E-3,5.004753472807023E-5,8.7748982188910377E-5,4.0770433712099083E-2]
[2004,1,20,14,2.2390040956528724E-2,5.8278478277707579E-3,0,0,2.9822033364101442E-3,8.8054462365591703E-5,3.1288146583075223E-2,null,2.5687168220115363E-2,8.132752223093228E-3,0,0,5.2161634363053705E-3,5.004753472807023E-5,8.8581047791347226E-5,3.9086131414242033E-2]
[2004,1,20,15,2.148883882993546E-2,5.7144884847344663E-3,0,0,2.9837545410165557E-3,8.8054462365591703E-5,3.0275136318052075E-2,null,2.4653256282612775E-2,7.9745594431284445E-3,0,0,5.2188766439030566E-3,5.004753472807023E-5,8.6858029332415621E-5,3.7896739904372347E-2]
[2004,1,20,16,2.2345950034664053E-2,5.4051451298944954E-3,0,0,2.705665288733468E-3,8.8054462365591703E-5,3.0544814915657605E-2,null,2.5636584528503689E-2,7.5428712914945633E-3,0,0,4.7324715178412415E-3,5.004753472807023E-5,8.2156129195552088E-5,3.7961974872567569E-2]
[2004,1,20,17,2.4798431338812252E-2,5.130843817882245E-3,0,0,2.4724374467859308E-3,8.8054462365591703E-5,3.2489767065846019E-2,null,2.8450214925100765E-2,7.160084253982236E-3,0,0,4.3245333579438041E-3,5.004753472807023E-5,7.7986854645725577E-5,3.998488007175488E-2]
[2004,1,20,18,2.8452095817346371E-2,4.9330112305428836E-3,3.2653446999999754E-4,3.2674000000000067E-5,2.1487423830915111E-3,8.8054462365591703E-5,3.5981112363346363E-2,null,3.2641913111905535E-2,6.8840091981412681E-3,2.1717384818569611E-4,2.3948233891653355E-5,3.7583592358975682E-3,5.004753472807023E-5,7.4979875329915757E-5,4.3575451162749794E-2]
[2004,1,20,19,3.1944946421974936E-2,5.250631690631823E-3,3.2653446999999754E-4,3.2674000000000067E-5,2.6343959560423255E-3,8.8054462365591703E-5,4.0277237001014682E-2,null,3.6649116190409226E-2,7.3272480367703643E-3,2.1717384818569611E-4,2.3948233891653355E-5,4.6078145292400147E-3,5.004753472807023E-5,7.9807584286312817E-5,4.8875348373225026E-2]
[2004,1,20,20,3.2559200446963414E-2,5.2603035015288662E-3,3.2653446999999754E-4,3.2674000000000067E-5,2.9244841603854547E-3,8.8054462365591703E-5,4.1191251041243333E-2,null,3.7353824435489999E-2,7.340745033242964E-3,2.1717384818569611E-4,2.3948233891653355E-5,5.1152069884743932E-3,5.004753472807023E-5,7.9954592095819667E-5,5.0100946074012782E-2]
[2004,1,20,21,3.1748860819635898E-2,5.081723653450834E-3,3.2653446999999754E-4,3.2674000000000067E-5,2.7988372935296851E-3,8.8054462365591703E-5,4.0076684698982012E-2,null,3.6424155286469619E-2,7.0915371439196403E-3,2.1717384818569611E-4,2.3948233891653355E-5,4.8954384083854403E-3,5.004753472807023E-5,7.7240247019444774E-5,4.8702300455580119E-2]
[2004,1,20,22,3.0399702634909473E-2,4.7722238975348866E-3,3.2653446999999754E-4,3.2674000000000067E-5,2.5850880453234569E-3,8.8054462365591703E-5,3.8204277510133416E-2,null,3.4876321885275785E-2,6.6596307348370512E-3,2.1717384818569611E-4,2.3948233891653355E-5,4.521570201808614E-3,5.004753472807023E-5,7.253596964631922E-5,4.6348692438726871E-2]
[2004,1,20,23,2.7704121752626133E-2,4.5120016765584515E-3,3.2653446999999754E-4,3.2674000000000067E-5,2.6213363323661924E-3,8.8054462365591703E-5,3.5284722693916373E-2,null,3.1783793394212487E-2,6.2964910461067291E-3,2.1717384818569611E-4,2.3948233891653355E-5,4.5849719783382526E-3,5.004753472807023E-5,6.858069187073232E-5,4.2956426035462889E-2]
[2004,1,20,24,2.4774882795142211E-2,4.2234571068954603E-3,3.2653446999999754E-4,3.2674000000000067E-5,2.8871354952579057E-3,8.8054462365591703E-5,3.2332738329661166E-2,null,2.8423198654618478E-2,5.8938275655666394E-3,2.1717384818569611E-4,2.3948233891653355E-5,5.0498805437432142E-3,5.004753472807023E-5,6.4194925277195848E-5,3.9658076380733757E-2]
[2004,1,21,1,1.6274236756879744E-2,4.0854354711386421E-3,3.2653446999999754E-4,3.2674000000000067E-5,2.9703789027686598E-3,8.8054462365591703E-5,2.3777314063152633E-2,null,1.8670758934277804E-2,5.7012185959762996E-3,2.1717384818569611E-4,2.3948233891653355E-5,5.1954813528060024E-3,5.004753472807023E-5,6.2097049444722132E-5,2.9858628499865526E-2]
[2004,1,21,2,1.5269739942201949E-2,3.9849403081629398E-3,3.2653446999999754E-4,3.2674000000000067E-5,2.9871684250695669E-3,8.8054462365591703E-5,2.2689111607800044E-2,null,1.7518341272099534E-2,5.5609777584914623E-3,2.1717384818569611E-4,2.3948233891653355E-5,5.22484785886204E-3,5.004753472807023E-5,6.0569561580002955E-5,2.8595336506258458E-2]
[2004,1,21,3,1.4855852072064706E-2,3.9906322620981679E-3,3.2653446999999754E-4,3.2674000000000067E-5,3.0726404705813531E-3,8.8054462365591703E-5,2.2366387737109816E-2,null,1.7043504831866021E-2,5.5689208710071811E-3,2.1717384818569611E-4,2.3948233891653355E-5,5.3743467723605031E-3,5.004753472807023E-5,6.0656077092841147E-5,2.8277942092039127E-2]
[2004,1,21,4,1.4701751452317058E-2,3.9694228153043104E-3,3.2653446999999754E-4,3.2674000000000067E-5,3.1257612128035421E-3,8.8054462365591703E-5,2.2244198412790499E-2,null,1.6866711562484905E-2,5.5393231222908594E-3,2.1717384818569611E-4,2.3948233891653355E-5,5.4672601126099073E-3,5.004753472807023E-5,6.0333701650723023E-5,2.8164464414191091E-2]
[2004,1,21,5,1.5425822152148053E-2,3.9874938801161119E-3,3.2653446999999754E-4,3.2674000000000067E-5,3.118194069932077E-3,8.8054462365591703E-5,2.297877303456183E-2,null,1.7697407937981798E-2,5.5645412640243329E-3,2.1717384818569611E-4,2.3948233891653355E-5,5.4540244443771211E-3,5.004753472807023E-5,6.0608374892551139E-5,2.9007143263188671E-2]
[2004,1,21,6,1.6785545033649787E-2,4.1677819422007469E-3,3.2653446999999754E-4,3.2674000000000067E-5,3.2349230388485474E-3,8.8054462365591703E-5,2.4635512947064668E-2,null,1.9257361778963519E-2,5.8161329632325882E-3,2.1717384818569611E-4,2.3948233891653355E-5,5.6581947543576138E-3,5.004753472807023E-5,6.3348684165491991E-5,3.1022859113359141E-2]
[2004,1,21,7,1.9627555106196733E-2,4.5124713310093715E-3,3.2653446999999754E-4,3.2674000000000067E-5,3.3998047163281203E-3,8.8054462365591703E-5,2.7987094085899816E-2,null,2.2517882425554327E-2,6.2971464481338035E-3,2.1717384818569611E-4,2.3948233891653355E-5,5.9465888309402437E-3,5.004753472807023E-5,6.8587830437934455E-5,3.5052787321433798E-2]
[2004,1,21,8,2.2388459237728774E-2,5.1220211043522665E-3,0,0,3.2420392060187528E-3,8.8054462365591703E-5,3.0840574010465385E-2,null,2.568535357953609E-2,7.1477721715128319E-3,0,0,5.6706416222645295E-3,5.004753472807023E-5,7.785275278995571E-5,3.8553814908041523E-2]
[2004,1,21,9,2.2760821968573978E-2,5.5980203087521354E-3,0,0,3.3740692170390798E-3,8.8054462365591703E-5,3.1820965956730791E-2,null,2.6112549944415149E-2,7.8120282918128087E-3,0,0,5.9015749417907033E-3,5.004753472807023E-5,8.5087757807188061E-5,3.987620071274673E-2]
[2004,1,21,10,2.1326117406183242E-2,5.825755499038467E-3,0,0,3.4346094782570185E-3,8.8054462365591703E-5,3.067453684584432E-2,null,2.4466572721244789E-2,8.1298323817295109E-3,0,0,6.0074657417686552E-3,5.004753472807023E-5,8.8549245198536356E-5,3.8653918379471026E-2]
[2004,1,21,11,2.0745393192103816E-2,6.0159723165900793E-3,0,0,3.5016764696924078E-3,8.8054462365591703E-5,3.0351096440751894E-2,null,2.3800331841850469E-2,8.3952796431423643E-3,0,0,6.1247724271435693E-3,5.004753472807023E-5,9.1440467739723166E-5,3.8370431446864479E-2]
[2004,1,21,12,2.0575568891868571E-2,5.8530418779944044E-3,0,0,3.2227659498804181E-3,8.8054462365591703E-5,2.9739431182108988E-2,null,2.3605499443978765E-2,8.1679104794548166E-3,0,0,5.6369308243655689E-3,5.004753472807023E-5,8.8963987674623506E-5,3.7460388282527221E-2]
[2004,1,21,13,2.051306499795718E-2,5.7195917249656392E-3,0,0,3.1211533289219294E-3,8.8054462365591703E-5,2.9441864514210339E-2,null,2.3533791310865863E-2,7.9816810066217943E-3,0,0,5.4592004759216389E-3,5.004753472807023E-5,8.6935596623149289E-5,3.7024720328137369E-2]
[2004,1,21,14,1.9651085345247964E-2,5.7907553910440911E-3,0,0,3.1421791422394313E-3,8.8054462365591703E-5,2.8672074340897077E-2,null,2.2544877695904301E-2,8.0809897876001017E-3,0,0,5.4959766666348303E-3,5.004753472807023E-5,8.8017257004853889E-5,3.6171891684867306E-2]
[2004,1,21,15,1.9896866877277701E-2,5.8079258457015446E-3,0,0,3.3536075066143843E-3,8.8054462365591703E-5,2.9146454691959221E-2,null,2.2826852685182048E-2,8.1049511293189956E-3,0,0,5.8657854218547344E-3,5.004753472807023E-5,8.8278241318370666E-5,3.6847636771083853E-2]
[2004,1,21,16,2.0878352871497217E-2,5.7173546522770267E-3,0,0,3.4121720449900189E-3,8.8054462365591703E-5,3.0095934031129853E-2,null,2.3952870984485446E-2,7.9785591753010043E-3,0,0,5.968220490587108E-3,5.004753472807023E-5,8.6901593977816246E-5,3.7949698185101632E-2]
[2004,1,21,17,2.4506853991482159E-2,5.6789660050853572E-3,0,0,3.5768661821670143E-3,8.8054462365591703E-5,3.3850740641100122E-2,null,2.8115700290465444E-2,7.9249878801992552E-3,0,0,6.2562865409559673E-3,5.004753472807023E-5,8.6318101290288192E-5,4.2347022246348738E-2]
[2004,1,21,18,2.9556457794851349E-2,5.5527137345860039E-3,3.2653446999999754E-4,3.2674000000000067E-5,3.5376659339426447E-3,8.8054462365591703E-5,3.9094100395745596E-2,null,3.3908901946233583E-2,7.7488030408008422E-3,2.1717384818569611E-4,2.3948233891653355E-5,6.1877214974575623E-3,5.004753472807023E-5,8.439911528767199E-5,4.8136596101297405E-2]
[2004,1,21,19,3.0449983360275986E-2,5.3059540809701818E-3,3.2653446999999754E-4,3.2674000000000067E-5,3.3257462241892818E-3,8.8054462365591703E-5,3.9528946597801047E-2,null,3.4934006882513025E-2,7.4044503430603734E-3,2.1717384818569611E-4,2.3948233891653355E-5,5.8170533314234564E-3,5.004753472807023E-5,8.0648463363343942E-5,4.844668017380227E-2]
[2004,1,21,20,2.9568054639439453E-2,5.2470050696630938E-3,3.2653446999999754E-4,3.2674000000000067E-5,3.4824563695502807E-3,8.8054462365591703E-5,3.8744779011018429E-2,null,3.3922206526530489E-2,7.3221870930708392E-3,2.1717384818569611E-4,2.3948233891653355E-5,6.0911546042475041E-3,5.004753472807023E-5,7.9752461041017827E-5,4.7626717840654247E-2]
[2004,1,21,21,2.8592249337877872E-2,5.0868228918545281E-3,3.2653446999999754E-4,3.2674000000000067E-5,3.4231476525099715E-3,8.8054462365591703E-5,3.7549482814607966E-2,null,3.2802705451031838E-2,7.0986531228692112E-3,2.1717384818569611E-4,2.3948233891653355E-5,5.9874178947137259E-3,5.004753472807023E-5,7.7317753483938361E-5,4.6179946085420198E-2]
[2004,1,21,22,2.638742238579881E-2,4.854734534506429E-3,3.2653446999999754E-4,3.2674000000000067E-5,3.281869153308145E-3,8.8054462365591703E-5,3.4971289005978977E-2,null,3.0273198652707535E-2,6.7747741953545909E-3,2.1717384818569611E-4,2.3948233891653355E-5,5.7403080706197891E-3,5.004753472807023E-5,7.3790099625836291E-5,4.3079450535487333E-2]
[2004,1,21,23,2.3676850566772129E-2,4.3943791262067225E-3,3.2653446999999754E-4,3.2674000000000067E-5,2.9840594139571267E-3,8.8054462365591703E-5,3.1502552039301572E-2,null,2.7163471679754414E-2,6.1323489672246113E-3,2.1717384818569611E-4,2.3948233891653355E-5,5.219409896302687E-3,5.004753472807023E-5,6.6792874298626613E-5,3.8806400160087129E-2]
[2004,1,21,24,1.891394062995444E-2,4.027158363481562E-3,3.2653446999999754E-4,3.2674000000000067E-5,2.6681408358530693E-3,8.8054462365591703E-5,2.6056502761654658E-2,null,2.1699182043043403E-2,5.6198929864442367E-3,2.1717384818569611E-4,2.3948233891653355E-5,4.6668376032478406E-3,5.004753472807023E-5,6.1211259799715575E-5,3.22770822495409E-2]
[2004,1,22,1,2.2532401577548308E-2,4.3314034330974357E-3,3.2653446999999754E-4,3.2674000000000067E-5,3.3158066324091252E-3,8.8054462365591703E-5,3.062687457542046E-2,null,2.5850492674373844E-2,6.0444664892891336E-3,2.1717384818569611E-4,2.3948233891653355E-5,5.7996680195024171E-3,5.004753472807023E-5,6.5835667960049166E-5,3.7985796799970814E-2]
[2004,1,22,2,2.1520690410677976E-2,4.413855813215988E-3,3.2653446999999754E-4,3.2674000000000067E-5,3.5009422230329614E-3,8.8054462365591703E-5,2.9882751379292513E-2,null,2.4689798284219567E-2,6.1595286524624955E-3,2.1717384818569611E-4,2.3948233891653355E-5,6.1234881583844703E-3,5.004753472807023E-5,6.7088912457784371E-5,3.726398471187195E-2]
[2004,1,22,3,2.1941853335312018E-2,4.3210828809530713E-3,3.2653446999999754E-4,3.2674000000000067E-5,3.4041117587761799E-3,8.8054462365591703E-5,3.0114310907406856E-2,null,2.5172981093672886E-2,6.0300641754545709E-3,2.1717384818569611E-4,2.3948233891653355E-5,5.9541222667264257E-3,5.004753472807023E-5,6.5678799532844069E-5,3.74483371526593E-2]
[2004,1,22,4,2.1801564154472153E-2,4.3975606051245546E-3,3.2653446999999754E-4,3.2674000000000067E-5,3.6249019554239741E-3,8.8054462365591703E-5,3.0271289647386273E-2,null,2.5012033117083988E-2,6.1367887159116709E-3,2.1717384818569611E-4,2.3948233891653355E-5,6.3403057763442641E-3,5.004753472807023E-5,6.6841231555781594E-5,3.7780297226145343E-2]
[2004,1,22,5,2.2859686107698958E-2,4.2937891565680364E-3,3.2653446999999754E-4,3.2674000000000067E-5,3.4875228562338536E-3,8.8054462365591703E-5,3.1088261052866436E-2,null,2.622597268346109E-2,5.9919758271948335E-3,2.1717384818569611E-4,2.3948233891653355E-5,6.1000163818019457E-3,5.004753472807023E-5,6.5263945409056923E-5,3.8609134509263288E-2]
[2004,1,22,6,2.4374142246086944E-2,4.5931478297438558E-3,3.2653446999999754E-4,3.2674000000000067E-5,3.7933245084425249E-3,8.8054462365591703E-5,3.3207877516638916E-2,null,2.7963445592255168E-2,6.4097303717063634E-3,2.1717384818569611E-4,2.3948233891653355E-5,6.6348931883354577E-3,5.004753472807023E-5,6.9814082220965584E-5,4.1299238769102416E-2]
[2004,1,22,7,2.7300941739616398E-2,4.969913821781728E-3,3.2653446999999754E-4,3.2674000000000067E-5,3.9345648619298068E-3,8.8054462365591703E-5,3.6652683355693529E-2,null,3.1321241635719636E-2,6.9355067045630192E-3,2.1717384818569611E-4,2.3948233891653355E-5,6.8819362918677799E-3,5.004753472807023E-5,7.5540780537937112E-5,4.5429854248955855E-2]
[2004,1,22,8,3.0130674153383139E-2,5.3967790972085268E-3,0,0,3.6780221728428763E-3,8.8054462365591703E-5,3.9293529885800135E-2,null,3.4567676632040814E-2,7.5311965064047632E-3,0,0,6.4332181986617217E-3,5.004753472807023E-5,8.2028968713144092E-5,4.8582138871835372E-2]
[2004,1,22,9,2.8928038634278612E-2,5.8417747952296973E-3,0,0,3.6906725084069176E-3,8.8054462365591703E-5,{"$f":"SUM(E515:J515)","v":3.8548540400280822E-2},null,{"$f":"E515*W$5","v":3.3187942626788099E-2},8.1521872836696069E-3,{"$f":"G515*Y$5","v":0},{"$f":"H515*Z$5","v":0},{"$f":"I515*AA$5","v":6.4553448648821329E-3},{"$f":"J515*AB$5","v":5.004753472807023E-5},8.8792732345667643E-5,{"$f":"SUM(M515:R515)","v":4.784552231006791E-2}]
[2004,1,22,10,2.7728750231079641E-2,6.1055149416709333E-3,0,0,3.7806342417684392E-3,8.8054462365591703E-5,3.7702953876884604E-2,null,3.1812048629219387E-2,{"$f":"(F516*X$5)-S516","v":8.5202362316994275E-3},0,0,6.6126966787232021E-3,5.004753472807023E-5,{"$f":"(F516*$AC$7)*$AC$5","v":9.2801481236653101E-5},4.6995029074370094E-2]
[2004,1,22,11,2.6846007992625112E-2,6.3659504349507668E-3,0,0,3.8487503381084412E-3,8.8054462365591703E-5,3.7148763228049914E-2,null,3.079931495811054E-2,8.8836735415843918E-3,0,0,6.731838350524922E-3,5.004753472807023E-5,9.6760000669307642E-5,4.6464874384947931E-2]
[2004,1,22,12,2.5806513327648883E-2,6.1441349794039979E-3,0,0,3.5090749593918724E-3,8.8054462365591703E-5,3.5547777728810348E-2,null,2.9606745709353947E-2,8.5741304319276561E-3,0,0,6.1377131045893549E-3,5.004753472807023E-5,9.3388490971504874E-5,4.4368636780599026E-2]
[2004,1,22,13,2.5780891925237737E-2,5.9831866307452379E-3,0,0,3.3487334231891196E-3,8.8054462365591703E-5,3.5200866441537693E-2,null,2.9577351333745248E-2,8.3495272715430752E-3,0,0,5.8572601762962029E-3,5.004753472807023E-5,9.0942137911882609E-5,4.3834186316312598E-2]
[2004,1,22,14,2.4791061618977955E-2,6.1355310424264144E-3,0,0,3.5626526259601083E-3,8.8054462365591703E-5,3.4577299749730075E-2,null,2.8441759950253411E-2,8.5621236517834723E-3,0,0,6.2314256499224332E-3,5.004753472807023E-5,9.3257714435272544E-5,4.3285356786687386E-2]
[2004,1,22,15,2.4296523731469784E-2,6.0870378376912141E-3,0,0,3.6859207171716724E-3,8.8054462365591703E-5,3.4157536748698265E-2,null,2.787439707975635E-2,8.4944514629634749E-3,0,0,6.4470335202479077E-3,5.004753472807023E-5,9.2520636355482064E-5,4.28659295976958E-2]
[2004,1,22,16,2.5499935892463722E-2,5.8280579790617546E-3,0,0,3.501222108387137E-3,8.8054462365591703E-5,3.4917270442278207E-2,null,2.925502209413669E-2,8.1330454888801119E-3,0,0,6.1239777050672807E-3,5.004753472807023E-5,8.8584242010225503E-5,4.3562092822812148E-2]
[2004,1,22,17,2.8851208019719545E-2,5.676290369701284E-3,0,0,3.5192988527957669E-3,8.8054462365591703E-5,3.8134851704582196E-2,null,3.3099798039448333E-2,7.9212540353458746E-3,0,0,6.1555956876778286E-3,5.004753472807023E-5,8.627743266048982E-5,4.7226695297200111E-2]
[2004,1,22,18,3.3233559851780128E-2,5.5824256957087391E-3,3.2653446999999754E-4,3.2674000000000067E-5,3.3996331586601284E-3,8.8054462365591703E-5,4.2662881638514595E-2,null,3.8127489097648321E-2,7.7902660345190245E-3,2.1717384818569611E-4,2.3948233891653355E-5,5.9462887599075042E-3,5.004753472807023E-5,8.485072568073099E-5,5.215521350888027E-2]
[2004,1,22,19,3.4555943594565569E-2,5.5756649976354137E-3,3.2653446999999754E-4,3.2674000000000067E-5,3.2478893022939324E-3,8.8054462365591703E-5,4.382676082686051E-2,null,3.9644605288656029E-2,7.7808314912861882E-3,2.1717384818569611E-4,2.3948233891653355E-5,5.6808740091433508E-3,5.004753472807023E-5,8.4747965667629363E-5,5.3397480405890985E-2]
[2004,1,22,20,3.4164023590617515E-2,5.4372843964468004E-3,3.2653446999999754E-4,3.2674000000000067E-5,3.2404797834732989E-3,8.8054462365591703E-5,4.328905070290321E-2,null,3.9194971672987876E-2,7.5877215860160356E-3,2.1717384818569611E-4,2.3948233891653355E-5,5.6679140406928662E-3,5.004753472807023E-5,8.2644633698514998E-5,5.2741776916502198E-2]
[2004,1,22,21,3.3078857610866534E-2,5.2185674274479281E-3,3.2653446999999754E-4,3.2674000000000067E-5,3.0318394441947298E-3,8.8054462365591703E-5,4.1776527414874788E-2,null,3.7950005613178968E-2,7.2825024093282672E-3,2.1717384818569611E-4,2.3948233891653355E-5,5.3029818122978453E-3,5.004753472807023E-5,7.9320219805731755E-5,5.0826659451610502E-2]
[2004,1,22,22,3.1914904782020727E-2,4.934425096673154E-3,3.2653446999999754E-4,3.2674000000000067E-5,2.8642121389560911E-3,8.8054462365591703E-5,4.0160804950015574E-2,null,3.661465065903257E-2,6.8859822460405826E-3,2.1717384818569611E-4,2.3948233891653355E-5,5.0097853659533381E-3,5.004753472807023E-5,7.5001365551856562E-5,4.8801587887831913E-2]
[2004,1,22,23,2.8427539706517489E-2,4.5607959204932028E-3,3.2653446999999754E-4,3.2674000000000067E-5,2.6828468387392378E-3,8.8054462365591703E-5,3.6118445398115533E-2,null,3.2613740901282162E-2,6.3645833346430781E-3,2.1717384818569611E-4,2.3948233891653355E-5,4.6925598313777885E-3,5.004753472807023E-5,6.9322345630689906E-5,4.3962053684108444E-2]
[2004,1,22,24,2.4933760681451665E-2,4.1918218404534639E-3,3.2653446999999754E-4,3.2674000000000067E-5,2.792040902739133E-3,8.8054462365591703E-5,3.2364886357009855E-2,null,2.8605472684398548E-2,5.8496806023843996E-3,2.1717384818569611E-4,2.3948233891653355E-5,4.8835508604413774E-3,5.004753472807023E-5,6.371408138226141E-5,3.9629873764029745E-2]
[2004,1,23,1,2.1391326581929028E-2,4.2233074014642177E-3,3.2653446999999754E-4,3.2674000000000067E-5,3.1709505183099341E-3,8.8054462365591703E-5,2.923284743406877E-2,null,2.4541384512350006E-2,5.8936186518793359E-3,2.1717384818569611E-4,2.3948233891653355E-5,5.5463005992918849E-3,5.004753472807023E-5,6.419264981216115E-5,3.6272473380326645E-2]
[2004,1,23,2,2.0409174411288554E-2,4.3247804326221693E-3,3.2653446999999754E-4,3.2674000000000067E-5,3.4591844357322295E-3,8.8054462365591703E-5,2.8640402212008538E-2,null,2.3414601936383485E-2,6.0352241028318035E-3,2.1717384818569611E-4,2.3948233891653355E-5,6.0504497305080892E-3,5.004753472807023E-5,6.5735000897531486E-5,3.57914453865288E-2]
[2004,1,23,3,2.0337452643350438E-2,4.2454317047451772E-3,3.2653446999999754E-4,3.2674000000000067E-5,3.4071306284603228E-3,8.8054462365591703E-5,2.8437277908921525E-2,null,2.3332318517534568E-2,5.9244930813445677E-3,2.1717384818569611E-4,2.3948233891653355E-5,5.9594025631680338E-3,5.004753472807023E-5,6.4528930721374702E-5,3.550738377885259E-2]
[2004,1,23,4,2.0864019137993798E-2,4.2351259395809089E-3,3.2653446999999754E-4,3.2674000000000067E-5,3.3969882617820792E-3,8.8054462365591703E-5,2.8943396271722373E-2,null,2.3936426484699156E-2,5.910111402716826E-3,2.1717384818569611E-4,2.3948233891653355E-5,5.9416625782452281E-3,5.004753472807023E-5,6.4372287050585571E-5,3.607937008246663E-2]
[2004,1,23,5,2.1487578248928517E-2,4.3320714935559355E-3,3.2653446999999754E-4,3.2674000000000067E-5,3.6260839548953763E-3,8.8054462365591703E-5,2.9892996629745417E-2,null,2.4651810070145219E-2,6.045398766579068E-3,2.1717384818569611E-4,2.3948233891653355E-5,6.3423732082826517E-3,5.004753472807023E-5,6.5845822222334438E-5,3.7330751661812357E-2]
[2004,1,23,6,2.2713696296109233E-2,4.4096663446187827E-3,3.2653446999999754E-4,3.2674000000000067E-5,3.5021817461238576E-3,8.8054462365591703E-5,3.1072807319217462E-2,null,2.6058484608918967E-2,6.1536822558072605E-3,2.1717384818569611E-4,2.3948233891653355E-5,6.1256562047233131E-3,5.004753472807023E-5,6.7025234144795312E-5,3.8628992686254963E-2]
[2004,1,23,7,2.6036375115977398E-2,4.7416887488021062E-3,3.2653446999999754E-4,3.2674000000000067E-5,3.503704427265034E-3,8.8054462365591703E-5,3.472903122441013E-2,null,2.9870456634922816E-2,6.6170189841397112E-3,2.1717384818569611E-4,2.3948233891653355E-5,6.1283195220084834E-3,5.004753472807023E-5,7.2071847117874798E-5,4.2906964757876434E-2]
[2004,1,23,8,2.9344132013454476E-2,5.2241237484018446E-3,0,0,3.352316714655587E-3,8.8054462365591703E-5,3.80086269388775E-2,null,3.3665309356349621E-2,7.2902562462378133E-3,0,0,5.8635277012837883E-3,5.004753472807023E-5,7.9404673749367279E-5,4.6869140838599298E-2]
[2004,1,23,9,2.9499688071288901E-2,5.7248859799883117E-3,0,0,3.4230103032390964E-3,8.8054462365591703E-5,3.8735638816881905E-2,null,3.3843772389669159E-2,7.9890691309479102E-3,0,0,5.9871776574918056E-3,5.004753472807023E-5,8.7016067265321549E-5,4.7870066712836952E-2]
[2004,1,23,10,2.7366126988364839E-2,5.8428492746245607E-3,0,0,3.2888826979806641E-3,8.8054462365591703E-5,3.6585913423335663E-2,null,3.1396025976370118E-2,8.1536867179282727E-3,0,0,5.7525754418057276E-3,5.004753472807023E-5,8.8809064019630305E-5,4.5352335670832189E-2]
[2004,1,23,11,2.6357054771686053E-2,5.998025802781924E-3,0,0,3.3116652973249083E-3,8.8054462365591703E-5,3.5754800334158475E-2,null,3.0238359144656949E-2,8.3702353121331459E-3,0,0,5.7924244219985047E-3,5.004753472807023E-5,9.1167687625295167E-5,4.445106641351667E-2]
[2004,1,23,12,2.589244386373412E-2,5.9622608899490863E-3,0,0,3.2636112470021306E-3,8.8054462365591703E-5,3.5206370463050932E-2,null,2.9705330260402861E-2,8.3203254340879496E-3,0,0,5.7083732182459856E-3,5.004753472807023E-5,9.062407469192336E-5,4.3784076447464869E-2]
[2004,1,23,13,2.4854048044402569E-2,5.7940850146099582E-3,0,0,3.11010065391278E-3,8.8054462365591703E-5,3.3846288175290902E-2,null,2.8514021671820027E-2,8.0856362719040221E-3,0,0,5.4398682732672444E-3,5.004753472807023E-5,8.8067866003738483E-5,4.2089573751719365E-2]
[2004,1,23,14,2.423132082004827E-2,5.9431156508735726E-3,0,0,3.3265064892435453E-3,8.8054462365591703E-5,3.3588997422530985E-2,null,2.7799592475451357E-2,8.293608283905839E-3,0,0,5.818383108883475E-3,5.004753472807023E-5,9.033307441400884E-5,4.1961631402968741E-2]
[2004,1,23,15,2.3854330858994688E-2,5.8860132725830653E-3,0,0,3.4779156105180296E-3,8.8054462365591703E-5,3.3306314204461375E-2,null,2.7367087480678027E-2,8.2139220073059113E-3,0,0,6.0832123754437457E-3,5.004753472807023E-5,8.9465140204016635E-5,4.1714269398155757E-2]
[2004,1,23,16,2.5315077285655942E-2,5.5824002627625205E-3,0,0,3.2686945956991276E-3,8.8054462365591703E-5,3.4254226606483182E-2,null,2.9042941457963354E-2,7.7902305428836881E-3,0,0,5.717264489100502E-3,5.004753472807023E-5,8.4850339109720382E-5,4.2600484024675617E-2]
[2004,1,23,17,2.8226536565119281E-2,5.4372373657797721E-3,0,0,3.2826523869927179E-3,8.8054462365591703E-5,3.7034480780257367E-2,null,3.2383138308107275E-2,7.5876559547962217E-3,0,0,5.7416780224462359E-3,5.004753472807023E-5,8.2643918850446415E-5,4.5762519820077806E-2]
[2004,1,23,18,3.279181816128876E-2,5.6982317581527765E-3,3.2653446999999754E-4,3.2674000000000067E-5,3.3893805173648632E-3,8.8054462365591703E-5,4.2326693369171997E-2,null,3.7620697121004743E-2,7.9518732074622626E-3,2.1717384818569611E-4,2.3948233891653355E-5,5.9283558939633952E-3,5.004753472807023E-5,8.6610933334575478E-5,5.1792095839235816E-2]
[2004,1,23,19,3.4281871812177137E-2,5.6270001676517042E-3,3.2653446999999754E-4,3.2674000000000067E-5,3.2206112451867732E-3,8.8054462365591703E-5,4.3576746157381212E-2,null,3.9330174064869196E-2,7.852469638061986E-3,2.1717384818569611E-4,2.3948233891653355E-5,5.6331620364691156E-3,5.004753472807023E-5,8.5528240527745153E-5,5.3106975356205718E-2]
[2004,1,23,20,3.3614759350190523E-2,5.5795289513978896E-3,3.2653446999999754E-4,3.2674000000000067E-5,3.3808402683485135E-3,8.8054462365591703E-5,4.3022391502302526E-2,null,3.8564823520577822E-2,7.7862236325157439E-3,2.1717384818569611E-4,2.3948233891653355E-5,5.9134181685198814E-3,5.004753472807023E-5,8.4806696280200679E-5,5.2555634938418867E-2]
[2004,1,23,21,3.2292386062191605E-2,5.4017928890137791E-3,3.2653446999999754E-4,3.2674000000000067E-5,3.2237996906186914E-3,8.8054462365591703E-5,4.1365241574189679E-2,null,3.7047719323914416E-2,7.5381932447643315E-3,2.1717384818569611E-4,2.3948233891653355E-5,5.638738937372407E-3,5.004753472807023E-5,8.2105176422171862E-5,5.0515821122856575E-2]
[2004,1,23,22,3.1407609115906406E-2,5.0913509148831282E-3,3.2653446999999754E-4,3.2674000000000067E-5,3.0225390857181642E-3,8.8054462365591703E-5,3.9968762048873299E-2,null,3.6032651316641268E-2,7.1049719716861949E-3,2.1717384818569611E-4,2.3948233891653355E-5,5.2867145815434224E-3,5.004753472807023E-5,7.7386577694204357E-5,4.8715507486676302E-2]
[2004,1,23,23,2.8306105245536572E-2,4.5788282718388154E-3,3.2653446999999754E-4,3.2674000000000067E-5,2.885555429995283E-3,8.8054462365591703E-5,3.6217751879736262E-2,null,3.247442416519436E-2,6.3897474517970645E-3,2.1717384818569611E-4,2.3948233891653355E-5,5.0471168560532291E-3,5.004753472807023E-5,6.9596430442706532E-5,4.4202458089850079E-2]
[2004,1,23,24,2.5204783177489559E-2,4.0486622031213598E-3,3.2653446999999754E-4,3.2674000000000067E-5,2.8997550242442073E-3,8.8054462365591703E-5,3.260046333722072E-2,null,2.8916405588035373E-2,5.6499015599011911E-3,2.1717384818569611E-4,2.3948233891653355E-5,5.0719533262654753E-3,5.004753472807023E-5,6.1538109899979599E-5,3.992943009100746E-2]
[2004,1,24,1,2.158677785845696E-2,3.7645953614693544E-3,3.2653446999999754E-4,3.2674000000000067E-5,2.9137584928982567E-3,8.8054462365591703E-5,2.8712394645190157E-2,null,2.4765617680514232E-2,5.2534867415623045E-3,2.1717384818569611E-4,2.3948233891653355E-5,5.0964467537534305E-3,5.004753472807023E-5,5.722040305176587E-5,3.5406720792635391E-2]
[2004,1,24,2,2.0308510561102056E-2,3.7932248284531117E-3,3.2653446999999754E-4,3.2674000000000067E-5,3.0979968101375408E-3,8.8054462365591703E-5,2.7646995132058299E-2,null,2.3299114463249986E-2,5.2934391164593661E-3,2.1717384818569611E-4,2.3948233891653355E-5,5.4186974742917613E-3,5.004753472807023E-5,5.7655559949831114E-5,3.4302420670806535E-2]
[2004,1,24,3,1.9907711357178871E-2,3.8198475856367807E-3,3.2653446999999754E-4,3.2674000000000067E-5,3.1749469837041929E-3,8.8054462365591703E-5,2.7349768858885432E-2,null,2.2839294108581938E-2,5.3305911310741983E-3,2.1717384818569611E-4,2.3948233891653355E-5,5.5532908056300911E-3,5.004753472807023E-5,5.8060215629958248E-5,3.4014345662091647E-2]
[2004,1,24,4,1.9539461888462593E-2,3.8166414787267565E-3,3.2653446999999754E-4,3.2674000000000067E-5,3.2499713192749007E-3,8.8054462365591703E-5,2.7053337618829835E-2,null,2.2416816719270823E-2,5.3261170140638456E-3,2.1717384818569611E-4,2.3948233891653355E-5,5.6845156591667743E-3,5.004753472807023E-5,5.8011484036784569E-5,3.3718619009306859E-2]
[2004,1,24,5,1.9452585442409777E-2,3.906823284417122E-3,3.2653446999999754E-4,3.2674000000000067E-5,3.4060370414095149E-3,8.8054462365591703E-5,2.7212708700602002E-2,null,2.2317146964826996E-2,5.4519655781282627E-3,2.1717384818569611E-4,2.3948233891653355E-5,5.9574897731449004E-3,5.004753472807023E-5,5.9382212833391456E-5,3.4017771932905581E-2]
[2004,1,24,6,2.0406222082696122E-2,3.9009103507574791E-3,3.2653446999999754E-4,3.2674000000000067E-5,3.3117494960593903E-3,8.8054462365591703E-5,2.806614486187858E-2,null,2.3411214851860412E-2,5.4437140887643315E-3,2.1717384818569611E-4,2.3948233891653355E-5,5.7925716937672752E-3,5.004753472807023E-5,5.9292338513647554E-5,3.4938670251197436E-2]
[2004,1,24,7,2.1594313640223652E-2,4.0578244430689216E-3,3.2653446999999754E-4,3.2674000000000067E-5,3.3174149323752004E-3,8.8054462365591703E-5,2.9416815948033359E-2,null,2.47742631713504E-2,5.6626874509374961E-3,2.1717384818569611E-4,2.3948233891653355E-5,5.8024810924324982E-3,5.004753472807023E-5,6.1677372426843013E-5,3.6530601331525817E-2]
[2004,1,24,8,2.3740010776818518E-2,4.3544083971076841E-3,0,0,3.4759058285014142E-3,8.8054462365591703E-5,3.1658379464793211E-2,null,2.7235932777232057E-2,6.0765698793785235E-3,0,0,6.0796970713925362E-3,5.004753472807023E-5,6.6185334573978159E-5,3.9442247262731191E-2]
[2004,1,24,9,2.6428960499865664E-2,4.4006460523544622E-3,0,0,3.34246187335894E-3,8.8054462365591703E-5,3.4260122887944659E-2,null,3.0320853613484661E-2,6.1410944525334627E-3,0,0,5.8462906261941873E-3,5.004753472807023E-5,6.6888129168177674E-5,4.2358286226940385E-2]
[2004,1,24,10,2.7790572609838537E-2,4.5211089217162808E-3,0,0,3.235766151630209E-3,8.8054462365591703E-5,3.563550214555062E-2,null,3.1882974888176686E-2,6.3092001920028607E-3,0,0,5.6596694405437265E-3,5.004753472807023E-5,6.8719118497922023E-5,4.3901892055451343E-2]
[2004,1,24,11,2.7495261782031176E-2,4.5628440366338677E-3,0,0,3.159438398553083E-3,8.8054462365591703E-5,3.5305598679583716E-2,null,3.1544176985759398E-2,6.3674414774066504E-3,0,0,5.5261647831263989E-3,5.004753472807023E-5,6.9353476209095538E-5,4.3487830781020517E-2]
[2004,1,24,12,2.7235028736097532E-2,4.5416766230358448E-3,0,0,3.1444092534190426E-3,8.8054462365591703E-5,3.5009169074918016E-2,null,3.124562237211179E-2,6.3379023859471695E-3,0,0,5.4998773478029993E-3,5.004753472807023E-5,6.9031739655403993E-5,4.313344964059003E-2]
[2004,1,24,13,2.7312326065459292E-2,4.360001695286571E-3,0,0,2.8678879571777767E-3,8.8054462365591703E-5,3.4628270180289231E-2,null,3.1334302402047251E-2,6.0843753179457422E-3,0,0,5.016214729227253E-3,5.004753472807023E-5,6.6270350557225745E-5,4.2484939983948318E-2]
[2004,1,24,14,2.6502188626061612E-2,4.2714699368036424E-3,0,0,2.822280925659856E-3,8.8054462365591703E-5,3.3683993950890702E-2,null,3.0404865214878837E-2,5.9608293920920472E-3,0,0,4.9364435991578418E-3,5.004753472807023E-5,6.4924701844186491E-5,4.1352185740856792E-2]
[2004,1,24,15,2.5909150131113917E-2,4.1036760502846563E-3,0,0,2.5814640957205681E-3,8.8054462365591703E-5,3.2682344739484732E-2,null,2.9724496670207479E-2,5.7266732946891523E-3,0,0,4.5152315617894003E-3,5.004753472807023E-5,6.2374299239299053E-5,4.0016449061414106E-2]
[2004,1,24,16,2.615340606645819E-2,4.1397784077530937E-3,0,0,2.7879847380743944E-3,8.8054462365591703E-5,3.316922367465127E-2,null,3.0004721405487406E-2,5.7770540761778559E-3,0,0,4.8764562342777191E-3,5.004753472807023E-5,6.2923041201478122E-5,4.0708279250671053E-2]
[2004,1,24,17,2.8772686038010746E-2,4.2890849915911905E-3,0,0,3.0793339331844452E-3,8.8054462365591703E-5,3.6229159425151973E-2,null,3.3009713016511268E-2,5.9854111725738028E-3,0,0,5.3860542889024683E-3,5.004753472807023E-5,6.5192443908855308E-5,4.4431226012715611E-2]
[2004,1,24,18,3.2358836197712376E-2,4.4483445112045231E-3,3.2653446999999754E-4,3.2674000000000067E-5,2.8044204476147588E-3,8.8054462365591703E-5,4.0058864088897257E-2,null,3.7123954816859053E-2,6.2076575747554343E-3,2.1717384818569611E-4,2.3948233891653355E-5,4.9052038874331828E-3,5.004753472807023E-5,6.7613127415873348E-5,4.8527985895853089E-2]
[2004,1,24,19,3.2590804220241708E-2,4.660427832685738E-3,3.2653446999999754E-4,3.2674000000000067E-5,2.9946623177488289E-3,8.8054462365591703E-5,4.0693157303041877E-2,null,3.7390082137839273E-2,6.5036195070554267E-3,2.1717384818569611E-4,2.3948233891653355E-5,5.2379554053904459E-3,5.004753472807023E-5,7.0836712415185408E-5,4.9422826667090566E-2]
[2004,1,24,20,3.1257935660021413E-2,4.4320169415851454E-3,3.2653446999999754E-4,3.2674000000000067E-5,2.7781530998874145E-3,8.8054462365591703E-5,3.8915368633859575E-2,null,3.5860937149308186E-2,6.1848724777446738E-3,2.1717384818569611E-4,2.3948233891653355E-5,4.8592597436817294E-3,5.004753472807023E-5,6.7364954631079848E-5,4.719623898754001E-2]
[2004,1,24,21,3.008418356528841E-2,4.4105827229812882E-3,3.2653446999999754E-4,3.2674000000000067E-5,2.9071411289411132E-3,8.8054462365591703E-5,3.7849170349576411E-2,null,3.4514339902583284E-2,6.1549610603308363E-3,2.1717384818569611E-4,2.3948233891653355E-5,5.0848723411382512E-3,5.004753472807023E-5,6.703916274381214E-5,4.6045342920857796E-2]
[2004,1,24,22,2.8967021322905892E-2,4.4002918344540221E-3,3.2653446999999754E-4,3.2674000000000067E-5,3.0807570738579661E-3,8.8054462365591703E-5,3.6895333163583476E-2,null,3.3232665853618518E-2,6.1406001420259834E-3,2.1717384818569611E-4,2.3948233891653355E-5,5.388543500236688E-3,5.004753472807023E-5,6.6882745192189505E-5,4.505297911268661E-2]
[2004,1,24,23,2.6398759002506388E-2,4.184162341256327E-3,3.2653446999999754E-4,3.2674000000000067E-5,2.9255381167907608E-3,8.8054462365591703E-5,3.3955722392919066E-2,null,3.028620468431685E-2,5.8389917836361716E-3,2.1717384818569611E-4,2.3948233891653355E-5,5.1170504606473655E-3,5.004753472807023E-5,6.3597659937417506E-5,4.1533416545405807E-2]
[2004,1,24,24,2.3572809043194635E-2,3.8048691701214046E-3,3.2653446999999754E-4,3.2674000000000067E-5,2.944142963554885E-3,8.8054462365591703E-5,3.0769084109236514E-2,null,2.7044109141597338E-2,5.3096887764347012E-3,2.1717384818569611E-4,2.3948233891653355E-5,5.1495921455969604E-3,5.004753472807023E-5,5.7832549469170086E-5,3.7794559680434422E-2]
[2004,1,25,1,2.7443295096579817E-2,4.1069047185818674E-3,3.2653446999999754E-4,3.2674000000000067E-5,3.6611254963234605E-3,8.8054462365591703E-5,{"$f":"SUM(E579:J579)","v":3.5658588243850743E-2},null,{"$f":"E579*W$5","v":3.1484557756226828E-2},5.7311788960788534E-3,{"$f":"G579*Y$5","v":2.1717384818569611E-4},{"$f":"H579*Z$5","v":2.3948233891653355E-5},{"$f":"I579*AA$5","v":6.4036642694646094E-3},{"$f":"J579*AB$5","v":5.004753472807023E-5},6.2423373756889365E-5,{"$f":"SUM(M579:R579)","v":4.3910570538575708E-2}]
[2004,1,25,2,2.6335323420035778E-2,4.2700436345351192E-3,3.2653446999999754E-4,3.2674000000000067E-5,3.992180775405303E-3,8.8054462365591703E-5,3.504481076234179E-2,null,3.0213427663442826E-2,{"$f":"(F580*X$5)-S580","v":5.9588389895819018E-3},2.1717384818569611E-4,2.3948233891653355E-5,6.9827121234654959E-3,5.004753472807023E-5,{"$f":"(F580*$AC$7)*$AC$5","v":6.4903022597722479E-5},4.3446148393295643E-2]
[2004,1,25,3,2.5789472332563502E-2,4.3211055630352326E-3,3.2653446999999754E-4,3.2674000000000067E-5,4.1800810768094212E-3,8.8054462365591703E-5,3.4737921904773747E-2,null,2.958719528029282E-2,6.030095828263562E-3,2.1717384818569611E-4,2.3948233891653355E-5,7.3113680101679589E-3,5.004753472807023E-5,6.5679144291777954E-5,4.3219828735529757E-2]
[2004,1,25,4,2.5794842207040355E-2,4.3755443899414067E-3,3.2653446999999754E-4,3.2674000000000067E-5,4.3034460899008574E-3,8.8054462365591703E-5,3.4921095619248214E-2,null,2.9593355915249926E-2,6.1060651232122138E-3,2.1717384818569611E-4,2.3948233891653355E-5,7.5271454062798863E-3,5.004753472807023E-5,6.6506593544124904E-5,4.3517736061547442E-2]
[2004,1,25,5,2.6410901865205293E-2,4.356608204452393E-3,3.2653446999999754E-4,3.2674000000000067E-5,4.2788616398269736E-3,8.8054462365591703E-5,3.549363464185025E-2,null,3.0300135688615868E-2,6.0796397069721349E-3,2.1717384818569611E-4,2.3948233891653355E-5,7.4841448140629142E-3,5.004753472807023E-5,6.6218770800402071E-5,4.4155089826456335E-2]
[2004,1,25,6,2.7035620086560436E-2,4.4061533770304064E-3,3.2653446999999754E-4,3.2674000000000067E-5,4.3746986760333289E-3,8.8054462365591703E-5,3.6263735071989767E-2,null,3.1016849073521115E-2,6.1487799152162995E-3,2.1717384818569611E-4,2.3948233891653355E-5,7.6517731035226216E-3,5.004753472807023E-5,6.6971838387213501E-5,4.5108571709065459E-2]
[2004,1,25,7,2.8240207007431149E-2,4.5132550534579879E-3,3.2653446999999754E-4,3.2674000000000067E-5,4.4085299203401622E-3,8.8054462365591703E-5,3.7609254913594896E-2,null,3.2398821841334843E-2,6.2982401315439815E-3,2.1717384818569611E-4,2.3948233891653355E-5,7.7109472374267312E-3,5.004753472807023E-5,6.859974271802956E-5,4.6699178827110978E-2]
[2004,1,25,8,3.0354511350053792E-2,4.708565431060522E-3,0,0,4.4289247930215736E-3,8.8054462365591703E-5,3.9580056036501478E-2,null,3.4824475792701641E-2,6.5707954477742924E-3,0,0,7.7466198516546198E-3,5.004753472807023E-5,7.1568385414929548E-5,4.9191938626858625E-2]
[2004,1,25,9,3.2786981213998624E-2,4.6711440726781572E-3,0,0,4.2396413529921656E-3,8.8054462365591703E-5,4.1785821102034541E-2,null,3.7615147891373817E-2,6.5185740026423317E-3,0,0,7.4155447210875643E-3,5.004753472807023E-5,7.0999595145648735E-5,5.1599314149831786E-2]
[2004,1,25,10,3.3768365456760117E-2,4.5295546844088966E-3,0,0,3.8035997333176479E-3,8.8054462365591703E-5,4.2189574336852255E-2,null,3.8741049455436577E-2,6.320986240188055E-3,0,0,6.6528655551553375E-3,5.004753472807023E-5,6.8847490845797005E-5,5.1764948785508046E-2]
[2004,1,25,11,3.3506519115912292E-2,4.6301655375745399E-3,0,0,3.7442554670294539E-3,8.8054462365591703E-5,4.1968994582881877E-2,null,3.8440643975239434E-2,6.4613885231459443E-3,0,0,6.5490666665324482E-3,5.004753472807023E-5,7.0376737156952509E-5,5.1501146699645894E-2]
[2004,1,25,12,3.343035587505068E-2,4.4611502758255313E-3,0,0,3.248109159253693E-3,8.8054462365591703E-5,4.12276697724955E-2,null,3.8353265038148614E-2,6.2255279985838742E-3,0,0,5.6812585603309637E-3,5.004753472807023E-5,6.7807770117848666E-5,5.0310099131791526E-2]
[2004,1,25,13,3.2930954303506933E-2,4.38303335497399E-3,0,0,3.1073141788816767E-3,8.8054462365591703E-5,4.0509356299728197E-2,null,3.7780322264058086E-2,6.1165159618094718E-3,0,0,5.4349944576571677E-3,5.004753472807023E-5,6.6620422935190649E-5,4.9381880218252794E-2]
[2004,1,25,14,3.1762296545820322E-2,4.3216297269955215E-3,0,0,3.0072024553658983E-3,8.8054462365591703E-5,3.9179183190547334E-2,null,3.6439569539589066E-2,6.0308272982228482E-3,0,0,5.2598893246929221E-3,5.004753472807023E-5,6.5687111382578707E-5,4.7780333697232905E-2]
[2004,1,25,15,3.062747439122979E-2,4.4076036504790174E-3,0,0,3.2974575605328512E-3,8.8054462365591703E-5,3.8420590064607255E-2,null,3.5137635003538975E-2,6.1508037694695079E-3,0,0,5.7675737096870528E-3,5.004753472807023E-5,6.6993881986404565E-5,4.7106060017423602E-2]
[2004,1,25,16,3.1353994455748907E-2,4.2363094449917333E-3,0,0,3.0174750636731322E-3,8.8054462365591703E-5,3.8695833426779368E-2,null,3.5971141433867759E-2,5.9117629826045256E-3,0,0,5.2778571148812941E-3,5.004753472807023E-5,6.4390275878100595E-5,4.7210809066081653E-2]
[2004,1,25,17,3.4124019540866433E-2,4.2988113615512417E-3,0,0,3.0562810708172497E-3,8.8054462365591703E-5,4.1567166435600517E-2,null,3.9149076680770716E-2,5.9989843061306353E-3,0,0,5.3457325924192592E-3,5.004753472807023E-5,6.5340280995157055E-5,5.0543841114048679E-2]
[2004,1,25,18,3.7278756910098201E-2,4.1064587252767504E-3,3.2653446999999754E-4,3.2674000000000067E-5,2.5772450233008453E-3,8.8054462365591703E-5,4.4409723591041395E-2,null,4.2768376424396737E-2,5.7305565131424985E-3,2.1717384818569611E-4,2.3948233891653355E-5,4.5078519941314232E-3,5.004753472807023E-5,6.2416594830012293E-5,5.3297954548476079E-2]
[2004,1,25,19,3.962010633048782E-2,4.23716814355664E-3,3.2653446999999754E-4,3.2674000000000067E-5,2.8930834699045565E-3,8.8054462365591703E-5,4.7197620876314614E-2,null,4.545450980576872E-2,5.9129612950637898E-3,2.1717384818569611E-4,2.3948233891653355E-5,5.0602841294052426E-3,5.004753472807023E-5,6.4403327766355791E-5,5.6718924847043169E-2]
[2004,1,25,20,3.9074359651711778E-2,4.1113531482568442E-3,3.2653446999999754E-4,3.2674000000000067E-5,2.8549620909558938E-3,8.8054462365591703E-5,4.648793782329011E-2,null,4.4828397206398876E-2,5.737386672499515E-3,2.1717384818569611E-4,2.3948233891653355E-5,4.9936061331110936E-3,5.004753472807023E-5,6.2490988178761861E-5,5.5850559628814904E-2]
[2004,1,25,21,3.8153492247851854E-2,4.0998783476456921E-3,3.2653446999999754E-4,3.2674000000000067E-5,3.0056963274608865E-3,8.8054462365591703E-5,4.5706329855324031E-2,null,4.3771924109395753E-2,5.7213736067953623E-3,2.1717384818569611E-4,2.3948233891653355E-5,5.2572549606263929E-3,5.004753472807023E-5,6.2316575618349919E-5,5.5041722293622926E-2]
[2004,1,25,22,3.6015625588365081E-2,4.0317919250361699E-3,3.2653446999999754E-4,3.2674000000000067E-5,2.9713586933917567E-3,8.8054462365591703E-5,4.3466039139158606E-2,null,4.1319238086130576E-2,5.6263591141036632E-3,2.1717384818569611E-4,2.3948233891653355E-5,5.1971951018186984E-3,5.004753472807023E-5,6.1281688155026613E-5,5.2433961918858359E-2]
[2004,1,25,23,3.2420226187565605E-2,4.0359684931753894E-3,3.2653446999999754E-4,3.2674000000000067E-5,3.0621280413317049E-3,8.8054462365591703E-5,3.99655856544383E-2,null,3.7194385013903028E-2,5.6321875081906331E-3,2.1717384818569611E-4,2.3948233891653355E-5,5.3559595120388215E-3,5.004753472807023E-5,6.1345170386010927E-5,4.8473701650937902E-2]
[2004,1,25,24,2.8773077743292703E-2,4.2456470930136245E-3,3.2653446999999754E-4,3.2674000000000067E-5,3.4748225508053707E-3,8.8054462365591703E-5,3.6940810319477296E-2,null,3.3010162403785272E-2,5.9247936553250159E-3,2.1717384818569611E-4,2.3948233891653355E-5,6.0778023134327149E-3,5.004753472807023E-5,6.4532204540298068E-5,4.5303927989348423E-2]
[2004,1,26,1,2.2355414044812175E-2,3.9538367587770825E-3,3.2653446999999754E-4,3.2674000000000067E-5,3.1883911036423153E-3,8.8054462365591703E-5,2.9944904839597161E-2,null,2.5647442196034698E-2,5.5175728056015578E-3,2.1717384818569611E-4,2.3948233891653355E-5,5.5768058778581818E-3,5.004753472807023E-5,6.0096799580024121E-5,3.7032990496299857E-2]
[2004,1,26,2,2.1581636240701269E-2,4.0577108490463054E-3,3.2653446999999754E-4,3.2674000000000067E-5,3.5108574019186299E-3,8.8054462365591703E-5,2.9597467424031791E-2,null,2.47597189150555E-2,5.6625289306625574E-3,2.1717384818569611E-4,2.3948233891653355E-5,6.1408307697806827E-3,5.004753472807023E-5,6.1675645841344646E-5,3.6854248232304161E-2]
[2004,1,26,3,2.1273598340327701E-2,3.9639553720817724E-3,3.2653446999999754E-4,3.2674000000000067E-5,3.3307309265761089E-3,8.8054462365591703E-5,2.901554757135117E-2,null,2.4406319768513977E-2,5.5316933141117842E-3,2.1717384818569611E-4,2.3948233891653355E-5,5.8257720602953554E-3,5.004753472807023E-5,6.0250598614455633E-5,3.6054954759726539E-2]
[2004,1,26,4,2.1431657326798931E-2,4.0784764236933158E-3,3.2653446999999754E-4,3.2674000000000067E-5,3.5262534449936474E-3,8.8054462365591703E-5,2.9483650127851483E-2,null,2.4587654308369011E-2,5.6915072565154618E-3,2.1717384818569611E-4,2.3948233891653355E-5,6.167759945256813E-3,5.004753472807023E-5,6.1991274597376396E-5,3.6738091126946704E-2]
[2004,1,26,5,2.2136791030263742E-2,4.139454844552558E-3,3.2653446999999754E-4,3.2674000000000067E-5,3.5679830452340004E-3,8.8054462365591703E-5,3.0291491852415888E-2,null,2.5396625050929978E-2,5.7766025442545403E-3,2.1717384818569611E-4,2.3948233891653355E-5,6.2407490712254633E-3,5.004753472807023E-5,6.2918123165150262E-5,3.7705146283215397E-2]
[2004,1,26,6,2.3990697108015685E-2,4.3440682200336089E-3,3.2653446999999754E-4,3.2674000000000067E-5,3.7395873228014721E-3,8.8054462365591703E-5,3.2521615583216354E-2,null,2.7523534839794049E-2,6.0621401789862726E-3,2.1717384818569611E-4,2.3948233891653355E-5,6.5409016286424732E-3,5.004753472807023E-5,6.6028167855381801E-5,4.0417746264228213E-2]
[2004,1,26,7,2.7011573457137918E-2,4.721612499328811E-3,3.2653446999999754E-4,3.2674000000000067E-5,3.7582309473549232E-3,8.8054462365591703E-5,3.5938679836187253E-2,null,3.0989261369849547E-2,6.5890026104524508E-3,2.1717384818569611E-4,2.3948233891653355E-5,6.5735111397139008E-3,5.004753472807023E-5,7.176669583962922E-5,4.4442944736821317E-2]
[2004,1,26,8,2.9057077438969858E-2,5.3212945285429202E-3,0,0,3.6022506242686008E-3,8.8054462365591703E-5,3.8068677054146974E-2,null,3.3335983511995147E-2,7.4258579128507049E-3,0,0,6.3006863969700426E-3,5.004753472807023E-5,8.0881632272303118E-5,4.7112575356543965E-2]
[2004,1,26,9,2.9393334295384335E-2,5.7412182459738318E-3,0,0,3.5358148970729706E-3,8.8054462365591703E-5,3.875842190079673E-2,null,3.3721757100022787E-2,8.0118607817300323E-3,0,0,6.1844838540946953E-3,5.004753472807023E-5,8.7264311433075966E-5,4.7968149270575584E-2]
[2004,1,26,10,2.8206296991603621E-2,5.9512185310082247E-3,0,0,3.5013422378405508E-3,8.8054462365591703E-5,3.7746912222817987E-2,null,3.23599182822659E-2,8.3049158400356569E-3,0,0,6.1241878231550959E-3,5.004753472807023E-5,9.0456235078745982E-5,4.6839069480184722E-2]
[2004,1,26,11,2.7718437047802542E-2,5.9381706201027482E-3,0,0,3.1319376420379593E-3,8.8054462365591703E-5,3.6876599772308845E-2,null,3.1800216740468575E-2,8.2867075014586653E-3,0,0,5.4780632875464216E-3,5.004753472807023E-5,9.0257911846284826E-5,4.5615035064201732E-2]
[2004,1,26,12,2.726754918147465E-2,5.9166455222587899E-3,0,0,3.2158335981847096E-3,8.8054462365591703E-5,3.6488082764283745E-2,null,3.1282931734458064E-2,8.2566692622121681E-3,0,0,5.6248054675861444E-3,5.004753472807023E-5,8.993073862948543E-5,4.5214453998984452E-2]
[2004,1,26,13,2.6711899708771081E-2,5.7571152400644494E-3,0,0,2.966563654791244E-3,8.8054462365591703E-5,3.5523633065992363E-2,null,3.0645458069069657E-2,8.0340450112864215E-3,0,0,5.1888081133399802E-3,5.004753472807023E-5,8.7505939635269166E-5,4.3918358728424131E-2]
[2004,1,26,14,2.5675048561845236E-2,5.6694768872115895E-3,0,0,2.691878273075537E-3,8.8054462365591703E-5,3.4124458184497955E-2,null,2.945592161926975E-2,7.91174583154532E-3,0,0,4.7083566876777025E-3,5.004753472807023E-5,8.6173870344540338E-5,4.2126071673220848E-2]
[2004,1,26,15,2.5167668474365607E-2,5.590998840717027E-3,0,0,2.7189257817549087E-3,8.8054462365591703E-5,3.3565647559203139E-2,null,2.8873825423736631E-2,7.8022298445198307E-3,0,0,4.7556654087477831E-3,5.004753472807023E-5,8.4981034190861031E-5,4.1481768211732321E-2]
[2004,1,26,16,2.6080755599266724E-2,5.5291492049456357E-3,0,0,2.9776131647305834E-3,8.8054462365591703E-5,3.4675572431308532E-2,null,2.9921372528384393E-2,7.7159187777791427E-3,0,0,5.2081347799797055E-3,5.004753472807023E-5,8.4040943491162925E-5,4.2895473620871309E-2]
[2004,1,26,17,2.9230247724293487E-2,5.2539948484348915E-3,0,0,2.7056533506461945E-3,8.8054462365591703E-5,3.7277950385740166E-2,null,3.3534654620211067E-2,7.331941318048092E-3,0,0,4.7324506369664952E-3,5.004753472807023E-5,7.9858702992718257E-5,4.5649094109953721E-2]
[2004,1,26,18,3.4059710010350921E-2,5.0703860858715647E-3,3.2653446999999754E-4,3.2674000000000067E-5,2.5365189505920887E-3,8.8054462365591703E-5,4.2113877979180168E-2,null,3.9075297015440227E-2,7.0757155866896454E-3,2.1717384818569611E-4,2.3948233891653355E-5,4.4366181353351119E-3,5.004753472807023E-5,7.7067920348389418E-5,5.0878800354270406E-2]
[2004,1,26,19,3.5482217360331546E-2,5.0524085838097319E-3,3.2653446999999754E-4,3.2674000000000067E-5,2.5696713419459741E-3,8.8054462365591703E-5,4.3551560218452849E-2,null,4.0707280881135122E-2,7.0506280116225117E-3,2.1717384818569611E-4,2.3948233891653355E-5,4.4946048894557705E-3,5.004753472807023E-5,7.6794669224411913E-5,5.2543683399018826E-2]
[2004,1,26,20,3.4485858826160731E-2,5.1199351629001681E-3,3.2653446999999754E-4,3.2674000000000067E-5,3.0167080881694269E-3,8.8054462365591703E-5,4.3069765009595931E-2,null,3.9564199931686014E-2,7.1448612435882986E-3,2.1717384818569611E-4,2.3948233891653355E-5,5.2765156001931017E-3,5.004753472807023E-5,7.7821047281349652E-5,5.2276746392272831E-2]
[2004,1,26,21,3.2866532377224061E-2,4.9132028517859866E-3,3.2653446999999754E-4,3.2674000000000067E-5,2.8094700012662142E-3,8.8054462365591703E-5,4.1036468162641865E-2,null,3.7706413651710971E-2,6.8563666376057356E-3,2.1717384818569611E-4,2.3948233891653355E-5,4.9140360474689533E-3,5.004753472807023E-5,7.4678795583637455E-5,4.9767985953591082E-2]
[2004,1,26,22,3.1480447020167293E-2,4.7290638677225348E-3,3.2653446999999754E-4,3.2674000000000067E-5,2.886385717516734E-3,8.8054462365591703E-5,3.9543159537772161E-2,null,3.6116215232543998E-2,6.5994009830009541E-3,2.1717384818569611E-4,2.3948233891653355E-5,5.0485691096129161E-3,5.004753472807023E-5,7.1879953776229783E-5,4.8055354941963294E-2]
[2004,1,26,23,2.7481048982777073E-2,4.4003026148022846E-3,3.2653446999999754E-4,3.2674000000000067E-5,2.7457453915714311E-3,8.8054462365591703E-5,3.5074359921516383E-2,null,3.1527871228837039E-2,6.1406151859845579E-3,2.1717384818569611E-4,2.3948233891653355E-5,4.8025755125602624E-3,5.004753472807023E-5,6.6882909049341052E-5,4.2762231544187276E-2]
[2004,1,26,24,2.3875592583305724E-2,4.2514522814880848E-3,3.2653446999999754E-4,3.2674000000000067E-5,2.9015612205763172E-3,8.8054462365591703E-5,3.1475869017735719E-2,null,2.7391480177863695E-2,5.932894786457193E-3,2.1717384818569611E-4,2.3948233891653355E-5,5.0751125391706826E-3,5.004753472807023E-5,6.4620441174625316E-5,3.8690657120296991E-2]
[2004,1,27,1,2.141652950257622E-2,4.2594158290309029E-3,3.2653446999999754E-4,3.2674000000000067E-5,3.1993989463772166E-3,8.8054462365591703E-5,2.9322607210349926E-2,null,2.457029878113404E-2,5.9440079041803325E-3,2.1717384818569611E-4,2.3948233891653355E-5,5.5960596645082596E-3,5.004753472807023E-5,6.474148403750132E-5,3.6401535966628054E-2]
[2004,1,27,2,2.0664135796852844E-2,4.366655648688259E-3,3.2653446999999754E-4,3.2674000000000067E-5,3.4491326100341058E-3,8.8054462365591703E-5,2.8927186987940799E-2,null,2.3707108592058625E-2,6.0936608991618594E-3,2.1717384818569611E-4,2.3948233891653355E-5,6.0328681105579944E-3,5.004753472807023E-5,6.6371488092332209E-5,3.6124807218583903E-2]
[2004,1,27,3,2.0572000661863443E-2,4.2111617832667489E-3,3.2653446999999754E-4,3.2674000000000067E-5,3.2210799562788044E-3,8.8054462365591703E-5,2.8451505333774583E-2,null,2.360140576123081E-2,5.8766694613178365E-3,2.1717384818569611E-4,2.3948233891653355E-5,5.6339818577169137E-3,5.004753472807023E-5,6.4008041082180478E-5,3.540322669707098E-2]
[2004,1,27,4,2.0550800393679437E-2,4.2832010243602347E-3,3.2653446999999754E-4,3.2674000000000067E-5,3.4642658640044745E-3,8.8054462365591703E-5,2.8745530214409735E-2,null,2.3577083570118635E-2,5.9772001058142794E-3,2.1717384818569611E-4,2.3948233891653355E-5,6.059337642353094E-3,5.004753472807023E-5,6.5103009867697889E-5,3.5904790935091427E-2]
[2004,1,27,5,2.1769801890364298E-2,4.2134834512556158E-3,3.2653446999999754E-4,3.2674000000000067E-5,3.3922436373632707E-3,8.8054462365591703E-5,2.9822791911348772E-2,null,2.4975593584759138E-2,5.879909345243386E-3,2.1717384818569611E-4,2.3948233891653355E-5,5.9333637690693981E-3,5.004753472807023E-5,6.4043329543573971E-5,3.7080036315877342E-2]
[2004,1,27,6,2.2589072933425922E-2,4.4147627362943779E-3,3.2653446999999754E-4,3.2674000000000067E-5,3.4928885876597203E-3,8.8054462365591703E-5,3.0943987189745607E-2,null,2.5915509377760704E-2,6.1607942621523717E-3,2.1717384818569611E-4,2.3948233891653355E-5,6.1094015674903008E-3,5.004753472807023E-5,6.7102697340115565E-5,3.8476874824208793E-2]
[2004,1,27,7,2.590096941460614E-2,4.8684777715887698E-3,3.2653446999999754E-4,3.2674000000000067E-5,3.7600331463534097E-3,8.8054462365591703E-5,3.4976743264913915E-2,null,2.9715111272409223E-2,6.7939528604874207E-3,2.1717384818569611E-4,2.3948233891653355E-5,6.5766633608941539E-3,5.004753472807023E-5,7.3998991549025766E-5,4.3376897110596217E-2]
[2004,1,27,8,2.9308674051114959E-2,5.3968500653605849E-3,0,0,3.6929188667666779E-3,8.8054462365591703E-5,3.8486497445607816E-2,null,3.3624629902250985E-2,7.5312955423462421E-3,0,0,6.4592739639472308E-3,5.004753472807023E-5,8.2030047401787803E-5,4.7665246943272531E-2]
[2004,1,27,9,2.8099127535176377E-2,5.8280038242830082E-3,0,0,3.6923097664318142E-3,8.8054462365591703E-5,3.7707495588256791E-2,null,3.22369671960821E-2,8.1329699159739116E-3,0,0,6.4582085882711445E-3,5.004753472807023E-5,8.8583418878396055E-5,4.6878193235055231E-2]
[2004,1,27,10,2.657769632881932E-2,6.0384330457423432E-3,0,0,3.6810240249796396E-3,8.8054462365591703E-5,3.6385207861906903E-2,null,3.0491492080207822E-2,8.4266235543671783E-3,0,0,6.4384687297592523E-3,5.004753472807023E-5,9.1781862192918129E-5,4.5406631899062321E-2]
[2004,1,27,11,2.5410272452140354E-2,6.2569047061515745E-3,0,0,3.6557943376786229E-3,8.8054462365591703E-5,3.5411025958336145E-2,null,2.915215493640114E-2,8.7315004033146383E-3,0,0,6.3943395549299464E-3,5.004753472807023E-5,9.5102547489391915E-5,4.4328042429373798E-2]
[2004,1,27,12,2.4909747079765072E-2,6.116532105001001E-3,0,0,3.4593906730284491E-3,8.8054462365591703E-5,3.4573724320160121E-2,null,2.8577922872082797E-2,8.5356106653175848E-3,0,0,6.0508104595806541E-3,5.004753472807023E-5,9.2968937886227132E-5,4.3214391531709105E-2]
[2004,1,27,13,2.4651542323373948E-2,5.9244564898292646E-3,0,0,3.2337401027777032E-3,8.8054462365591703E-5,3.3897793378346509E-2,null,2.8281695231162883E-2,8.2675694548305454E-3,0,0,5.6561256842157862E-3,5.004753472807023E-5,9.0049462335406482E-5,4.2255437904937285E-2]
[2004,1,27,14,2.354656262208988E-2,6.0514529196722859E-3,0,0,3.3930088767350941E-3,8.8054462365591703E-5,3.3079078880862853E-2,null,2.7013997707884339E-2,8.4447927673901337E-3,0,0,5.9347022470942175E-3,5.004753472807023E-5,9.1979759274123603E-5,4.1443540257096768E-2]
[2004,1,27,15,2.3664299214752844E-2,6.0847447305630411E-3,0,0,3.689777561461409E-3,8.8054462365591703E-5,3.3526875969142889E-2,null,2.7149072032548086E-2,8.4912514356728572E-3,0,0,6.4537795157063749E-3,5.004753472807023E-5,9.2485782008197394E-5,4.2144150518655388E-2]
[2004,1,27,16,2.4753290191737429E-2,5.8174985976102008E-3,0,0,3.4839740533999953E-3,8.8054462365591703E-5,3.4142817305113218E-2,null,2.8398426353529536E-2,8.1183098891334272E-3,0,0,6.0938091807842881E-3,5.004753472807023E-5,8.8423743469314748E-5,4.2660592958175328E-2]
[2004,1,27,17,2.7799540990532407E-2,5.6331714624239804E-3,0,0,3.4305311595672857E-3,8.8054462365591703E-5,{"$f":"SUM(E643:J643)","v":3.6951298074889262E-2},null,{"$f":"E643*W$5","v":3.1893263940527813E-2},7.8610816699409627E-3,{"$f":"G643*Y$5","v":0},{"$f":"H643*Z$5","v":0},{"$f":"I643*AA$5","v":6.0003323660624257E-3},{"$f":"J643*AB$5","v":5.004753472807023E-5},8.5622041837132907E-5,{"$f":"SUM(M643:R643)","v":4.5804725511259275E-2}]
[2004,1,27,18,3.2117462456653374E-2,5.5427973664912162E-3,3.2653446999999754E-4,3.2674000000000067E-5,3.3057448465419565E-3,8.8054462365591703E-5,4.1413267602052141E-2,null,3.6847036703911464E-2,{"$f":"(F644*X$5)-S644","v":7.7349647651541115E-3},2.1717384818569611E-4,2.3948233891653355E-5,5.7820689782487654E-3,5.004753472807023E-5,{"$f":"(F644*$AC$7)*$AC$5","v":8.4248390302723826E-5},5.0655240064119762E-2]
[2004,1,27,19,3.4456867870837141E-2,5.6883312609548728E-3,3.2653446999999754E-4,3.2674000000000067E-5,3.4577731567916616E-3,8.8054462365591703E-5,4.4050235220949273E-2,null,3.953093980734302E-2,7.9380570796264774E-3,2.1717384818569611E-4,2.3948233891653355E-5,6.0479812664974899E-3,5.004753472807023E-5,8.6460449581161994E-5,5.3808147770272409E-2]
[2004,1,27,20,3.4056303966411974E-2,5.5557170642437891E-3,3.2653446999999754E-4,3.2674000000000067E-5,3.4544316978159313E-3,8.8054462365591703E-5,4.3513715660837296E-2,null,3.9071389402060029E-2,7.7529941824834797E-3,2.1717384818569611E-4,2.3948233891653355E-5,6.0421367300367065E-3,5.004753472807023E-5,8.4444764744523234E-5,5.3157689931385636E-2]
[2004,1,27,21,3.3455439842811449E-2,5.4184147593828273E-3,3.2653446999999754E-4,3.2674000000000067E-5,3.3916224693836491E-3,8.8054462365591703E-5,4.2712740003943525E-2,null,3.838204283720445E-2,7.5613890379955277E-3,2.1717384818569611E-4,2.3948233891653355E-5,5.9322772859099343E-3,5.004753472807023E-5,8.2357822465283377E-5,5.2166878777915329E-2]
[2004,1,27,22,3.1325739909030786E-2,4.9945024448361458E-3,3.2653446999999754E-4,3.2674000000000067E-5,2.9550990434209115E-3,8.8054462365591703E-5,3.9722604329653438E-2,null,3.593872616066926E-2,6.9698200882886046E-3,2.1717384818569611E-4,2.3948233891653355E-5,5.1687553939592269E-3,5.004753472807023E-5,7.5914518160859928E-5,4.8368471259722511E-2]
[2004,1,27,23,2.80409136491757E-2,4.623513106279782E-3,3.2653446999999754E-4,3.2674000000000067E-5,2.8113546528114449E-3,8.8054462365591703E-5,3.5923044340632523E-2,null,3.217018081166461E-2,6.4521050660275876E-3,2.1717384818569611E-4,2.3948233891653355E-5,4.9173324861659347E-3,5.004753472807023E-5,7.0275622757286549E-5,4.3830787980663553E-2]
[2004,1,27,24,2.4601291605695928E-2,4.2520832880524944E-3,3.2653446999999754E-4,3.2674000000000067E-5,2.9233898291350299E-3,8.8054462365591703E-5,3.2224027655249045E-2,null,2.8224044660505914E-2,5.9337753550978214E-3,2.1717384818569611E-4,2.3948233891653355E-5,5.1132928967738108E-3,5.004753472807023E-5,6.4630032231957374E-5,3.9562282529182966E-2]
[2004,1,28,1,2.3766419580636342E-2,4.372493661195926E-3,3.2653446999999754E-4,3.2674000000000067E-5,3.3335009822310223E-3,8.8054462365591703E-5,3.1919677156428884E-2,null,2.7266230505917657E-2,6.1018078361793167E-3,2.1717384818569611E-4,2.3948233891653355E-5,5.8306171568208937E-3,5.004753472807023E-5,6.6460223639352477E-5,3.9489825115723284E-2]
[2004,1,28,2,2.2719620899329118E-2,4.4508124284632529E-3,3.2653446999999754E-4,3.2674000000000067E-5,3.5264512052991959E-3,8.8054462365591703E-5,3.1144147465457152E-2,null,2.6065281661226378E-2,6.2111015493006702E-3,2.1717384818569611E-4,2.3948233891653355E-5,6.1681058472489274E-3,5.004753472807023E-5,6.7650638809976492E-5,3.873565867458139E-2]
[2004,1,28,3,2.3175550850738948E-2,4.3531363778581186E-3,3.2653446999999754E-4,3.2674000000000067E-5,3.4095315580255619E-3,8.8054462365591703E-5,3.1385481718988223E-2,null,2.6588351242974435E-2,6.0747947785719401E-3,2.1717384818569611E-4,2.3948233891653355E-5,5.9636020222922463E-3,5.004753472807023E-5,6.6166000370123287E-5,3.8917917660644043E-2]
[2004,1,28,4,2.3025152376501271E-2,4.4291051584923347E-3,3.2653446999999754E-4,3.2674000000000067E-5,3.6475637879471346E-3,8.8054462365591703E-5,3.1549084255306337E-2,null,2.6415805292062926E-2,6.1808090891454772E-3,2.1717384818569611E-4,2.3948233891653355E-5,6.3799435236312346E-3,5.004753472807023E-5,6.7320696646841951E-5,3.9267727521645056E-2]
[2004,1,28,5,2.4135889902408159E-2,4.3220534007767045E-3,3.2653446999999754E-4,3.2674000000000067E-5,3.4953358265108637E-3,8.8054462365591703E-5,3.2400542062061319E-2,null,2.7690108529460328E-2,6.0314185342996316E-3,2.1717384818569611E-4,2.3948233891653355E-5,6.1136820260557475E-3,5.004753472807023E-5,6.5693551061267658E-5,4.0126378706621127E-2]
[2004,1,28,6,2.5715034388864411E-2,4.6233528009282324E-3,3.2653446999999754E-4,3.2674000000000067E-5,3.8239794168262622E-3,8.8054462365591703E-5,3.4609629538984492E-2,null,2.9501795705300059E-2,6.4518813601686298E-3,2.1717384818569611E-4,2.3948233891653355E-5,6.6885116020439696E-3,5.004753472807023E-5,7.0273186177535922E-5,4.2933358284318081E-2]
[2004,1,28,7,2.8753814007973881E-2,5.0231661559272424E-3,3.2653446999999754E-4,3.2674000000000067E-5,3.9756032081261624E-3,8.8054462365591703E-5,3.8199846304392888E-2,null,3.2988061916758786E-2,7.0098202507821042E-3,2.1717384818569611E-4,2.3948233891653355E-5,6.9537163473396349E-3,5.004753472807023E-5,7.6350195556199353E-5,4.7242768131685944E-2]
[2004,1,28,8,3.1691807985365528E-2,5.4558605780334508E-3,0,0,3.716443123937989E-3,8.8054462365591703E-5,4.0952166149702561E-2,null,3.6358700928695878E-2,7.6136446173923032E-3,0,0,6.5004201757514696E-3,5.004753472807023E-5,8.2926984521243541E-5,5.0522813256567725E-2]
[2004,1,28,9,3.044248229720814E-2,5.9113079996496046E-3,0,0,3.7338861607586048E-3,8.8054462365591703E-5,4.0175730919981945E-2,null,3.4925401223004512E-2,8.2492207580390133E-3,0,0,6.5309297422089163E-3,5.004753472807023E-5,8.9849610336622564E-5,4.9755599257980516E-2]
[2004,1,28,10,2.9197441020922917E-2,6.1864875872101564E-3,0,0,3.8224663716780504E-3,8.8054462365591703E-5,3.9294449442176721E-2,null,3.349701684590492E-2,8.633233427659287E-3,0,0,6.6858651390468878E-3,5.004753472807023E-5,9.403223433732996E-5,4.8866162947339163E-2]
[2004,1,28,11,2.8276451037047907E-2,6.456023265810816E-3,0,0,3.8963374110254191E-3,8.8054462365591703E-5,3.871686617624974E-2,null,3.2440403117918848E-2,9.009370031449259E-3,0,0,6.8150727654153354E-3,5.004753472807023E-5,9.8129073090364295E-5,4.8314893449511516E-2]
[2004,1,28,12,2.7168584192163552E-2,6.2321788816445357E-3,0,0,3.5594806533267454E-3,8.8054462365591703E-5,3.7048298189500423E-2,null,3.1169393294163485E-2,8.6969955551837019E-3,0,0,6.2258775615445881E-3,5.004753472807023E-5,9.4726724457105187E-5,4.6142313945619844E-2]
[2004,1,28,13,2.7135760052949171E-2,6.0700152592628774E-3,0,0,3.3929194535599469E-3,8.8054462365591703E-5,3.668674922813759E-2,null,3.113173551643466E-2,8.4706964822832773E-3,0,0,5.934545837271028E-3,5.004753472807023E-5,9.226189970383047E-5,4.5587025370717037E-2]
[2004,1,28,14,2.609102990721688E-2,6.2324455440048061E-3,0,0,3.6253263498015999E-3,8.8054462365591703E-5,3.6036856263388886E-2,null,2.9933159817079991E-2,8.6973676820764068E-3,0,0,6.3410480833520121E-3,5.004753472807023E-5,9.473077762252358E-5,4.5021623117236481E-2]
[2004,1,28,15,2.5577882850875127E-2,6.1820096192715945E-3,0,0,3.7514322537304597E-3,8.8054462365591703E-5,3.5599379186242779E-2,null,2.9344447416620355E-2,8.6269844306395387E-3,0,0,6.5616195638895447E-3,5.004753472807023E-5,9.3964170945200239E-5,4.458309894587751E-2]
[2004,1,28,16,2.6821753952097536E-2,5.9229140786419623E-3,0,0,3.5584566445714351E-3,8.8054462365591703E-5,3.6391179137676526E-2,null,3.0771489300254043E-2,8.2654170225119322E-3,0,0,6.2240864707216745E-3,5.004753472807023E-5,9.0026018277988696E-5,4.5311040328215722E-2]
[2004,1,28,17,3.0316964772464202E-2,5.7495848097460136E-3,0,0,3.5899740846203755E-3,8.8054462365591703E-5,3.9744578129196184E-2,null,3.4781400156685342E-2,8.023536307949785E-3,0,0,6.2792135361306777E-3,5.004753472807023E-5,8.7391479987790363E-5,4.9134197535493876E-2]
[2004,1,28,18,3.486628241394496E-2,5.6535800766261942E-3,3.2653446999999754E-4,3.2674000000000067E-5,3.4966202362123368E-3,8.8054462365591703E-5,4.4463745659149095E-2,null,4.0000644184435982E-2,7.8895618580701703E-3,2.1717384818569611E-4,2.3948233891653355E-5,6.1159285834384257E-3,5.004753472807023E-5,8.5932244931556011E-5,5.4297304242749998E-2]
[2004,1,28,19,3.6233998620459625E-2,5.6491698499725488E-3,3.2653446999999754E-4,3.2674000000000067E-5,3.3463207908420137E-3,8.8054462365591703E-5,4.5676752193639786E-2,null,4.156976843670207E-2,7.8834073939040225E-3,2.1717384818569611E-4,2.3948233891653355E-5,5.8530402478692662E-3,5.004753472807023E-5,8.5865211180929303E-5,5.5597385695280777E-2]
[2004,1,28,20,3.5838475885543217E-2,5.503532440570307E-3,3.2653446999999754E-4,3.2674000000000067E-5,3.3270732348174808E-3,8.8054462365591703E-5,4.5116344493296601E-2,null,4.1116001556757376E-2,7.6801706245021896E-3,2.1717384818569611E-4,2.3948233891653355E-5,5.8193744019667997E-3,5.004753472807023E-5,8.3651578515197419E-5,5.4906716200031784E-2]
[2004,1,28,21,3.4716524624362026E-2,5.2760179165607431E-3,3.2653446999999754E-4,3.2674000000000067E-5,3.1001726802840058E-3,8.8054462365591703E-5,4.3539978153572377E-2,null,3.9828833264538233E-2,7.3626744740180146E-3,2.1717384818569611E-4,2.3948233891653355E-5,5.4225032826219878E-3,5.004753472807023E-5,8.0193445166471011E-5,5.2905180637983655E-2]
[2004,1,28,22,3.3532016745955316E-2,4.9710609421057357E-3,3.2653446999999754E-4,3.2674000000000067E-5,2.905708329090235E-3,8.8054462365591703E-5,4.1856048949516882E-2,null,3.8469896351927851E-2,6.9371075091208823E-3,2.1717384818569611E-4,2.3948233891653355E-5,5.0823662349641857E-3,5.004753472807023E-5,7.5558216326112497E-5,5.0780539712818339E-2]
[2004,1,28,23,2.9891790278799846E-2,4.5891314149620411E-3,3.2653446999999754E-4,3.2674000000000067E-5,2.7148723948837469E-3,8.8054462365591703E-5,3.7643057021011228E-2,null,3.4293615039951375E-2,6.4041254713707689E-3,2.1717384818569611E-4,2.3948233891653355E-5,4.7485756412150278E-3,5.004753472807023E-5,6.9753034259479267E-5,4.5737485769342598E-2]
[2004,1,28,24,2.6266289985083631E-2,4.2106423409476075E-3,3.2653446999999754E-4,3.2674000000000067E-5,2.8068586721812336E-3,8.8054462365591703E-5,3.3731053930578063E-2,null,3.0134228457873214E-2,5.8759445804011387E-3,2.1717384818569611E-4,2.3948233891653355E-5,4.9094685791387649E-3,5.004753472807023E-5,6.4000145758510998E-5,4.121081123421854E-2]
[2004,1,29,1,2.3029493855985583E-2,4.3477587206087369E-3,3.2653446999999754E-4,3.2674000000000067E-5,3.3229758615831565E-3,8.8054462365591703E-5,3.1147491370543064E-2,null,2.6420786091966519E-2,6.0672902665732682E-3,2.1717384818569611E-4,2.3948233891653355E-5,5.8122076980104201E-3,5.004753472807023E-5,6.6084262046150078E-5,3.8591453673355626E-2]
[2004,1,29,2,2.2005901815186368E-2,4.425640679511956E-3,3.2653446999999754E-4,3.2674000000000067E-5,3.5119144082576431E-3,8.8054462365591703E-5,3.0390719835321555E-2,null,2.5246461266396524E-2,6.1759744143285965E-3,2.1717384818569611E-4,2.3948233891653355E-5,6.142679576584092E-3,5.004753472807023E-5,6.7268037897471274E-5,3.7856284874114632E-2]
[2004,1,29,3,2.2442667228590424E-2,4.3288272773702608E-3,3.2653446999999754E-4,3.2674000000000067E-5,3.4074611121181946E-3,8.8054462365591703E-5,3.0626218550444465E-2,null,2.5747544166093803E-2,6.0408714681361476E-3,2.1717384818569611E-4,2.3948233891653355E-5,5.9599806112009901E-3,5.004753472807023E-5,6.5796511382813325E-5,3.8039565862236356E-2]
[2004,1,29,4,2.2299640831837133E-2,4.4033769353927785E-3,3.2653446999999754E-4,3.2674000000000067E-5,3.6355834444967757E-3,8.8054462365591703E-5,3.0785864144092272E-2,null,2.5583455894864111E-2,6.1449053953990338E-3,2.1717384818569611E-4,2.3948233891653355E-5,6.3589887387253312E-3,5.004753472807023E-5,6.6929637541093129E-5,3.8378519645793897E-2]
[2004,1,29,5,2.3371022254217673E-2,4.3085226975946474E-3,3.2653446999999754E-4,3.2674000000000067E-5,3.4899125928776501E-3,8.8054462365591703E-5,3.1616720477055563E-2,null,2.6812607501957113E-2,6.0125364598810922E-3,2.1717384818569611E-4,2.3948233891653355E-5,6.1041962634188632E-3,5.004753472807023E-5,6.5487889571702167E-5,3.922050984206249E-2]
[2004,1,29,6,2.4913714627098082E-2,4.605839430054515E-3,3.2653446999999754E-4,3.2674000000000067E-5,3.8055501606478102E-3,8.8054462365591703E-5,3.3772367150166002E-2,null,2.858247467509031E-2,6.4274414794242545E-3,2.1717384818569611E-4,2.3948233891653355E-5,6.6562770420920429E-3,5.004753472807023E-5,7.0006989669288083E-5,4.1957362813412023E-2]
[2004,1,29,7,2.7883890999505216E-2,4.9941078623562509E-3,3.2653446999999754E-4,3.2674000000000067E-5,3.9504712364393678E-3,8.8054462365591703E-5,3.7275733030666433E-2,null,3.1990035218171273E-2,6.9692694490757429E-3,2.1717384818569611E-4,2.3948233891653355E-5,6.9097580866152924E-3,5.004753472807023E-5,7.5908520658773019E-5,4.6160232370667728E-2]
[2004,1,29,8,3.0755613449715748E-2,5.4253945758984019E-3,0,0,3.6924057219511848E-3,8.8054462365591703E-5,3.9961468209930927E-2,null,3.5284643647126836E-2,7.5711293606603239E-3,0,0,6.458376423799172E-3,5.004753472807023E-5,8.2463912994516943E-5,4.9364196966314403E-2]
[2004,1,29,9,2.9538969204557054E-2,5.8684091076902705E-3,0,0,3.7083835930774517E-3,8.8054462365591703E-5,3.9203816367690367E-2,null,3.3888838009696158E-2,8.1893554236546796E-3,0,0,6.4863232730771152E-3,5.004753472807023E-5,8.9197563661563923E-5,4.8614564241156032E-2]
[2004,1,29,10,2.8323790727397952E-2,6.1334793139840443E-3,0,0,3.7985283943314501E-3,8.8054462365591703E-5,3.8343852898079039E-2,null,3.2494713987285755E-2,8.5592604680587107E-3,0,0,6.6439952904520736E-3,5.004753472807023E-5,9.3226528951268926E-5,4.7748017280524607E-2]
[2004,1,29,11,2.7419678773181289E-2,6.4052884443250111E-3,0,0,3.8672221253262442E-3,8.8054462365591703E-5,3.7780243805198142E-2,null,3.1457463724864562E-2,8.9385696700773048E-3,0,0,6.7641473013977027E-3,5.004753472807023E-5,9.7357923297244415E-5,4.7210228231067644E-2]
[2004,1,29,12,2.6358485490593934E-2,6.1751211833943869E-3,0,0,3.5303831135764172E-3,8.8054462365591703E-5,3.6152044249930335E-2,null,3.0240000549303495E-2,8.6173716295078698E-3,0,0,6.1749831369159814E-3,5.004753472807023E-5,9.3859469366559329E-5,4.5082402850455415E-2]
[2004,1,29,13,2.63225815591056E-2,6.0232162389098386E-3,0,0,3.3653841871880206E-3,8.8054462365591703E-5,3.5799236447569056E-2,null,3.0198809453240074E-2,8.405388525029981E-3,0,0,5.8863839805979468E-3,5.004753472807023E-5,9.1550572575704937E-5,4.4540629493596072E-2]
[2004,1,29,14,2.5316959971268971E-2,6.1714628542874524E-3,0,0,3.5885907023888736E-3,8.8054462365591703E-5,3.516506799031089E-2,null,2.9045101385323086E-2,8.6122664371527345E-3,0,0,6.2767938661751465E-3,5.004753472807023E-5,9.3803864169746609E-5,4.3984209223379041E-2]
[2004,1,29,15,2.4816798905965935E-2,6.119771175854799E-3,0,0,3.7135471079874582E-3,8.8054462365591703E-5,3.4738171652173785E-2,null,2.8471287275445588E-2,8.5401307834581889E-3,0,0,6.4953547624284798E-3,5.004753472807023E-5,9.3018170518680674E-5,4.3556820356060323E-2]
[2004,1,29,16,2.6035346870097932E-2,5.8622418164202923E-3,0,0,3.5251778053981323E-3,8.8054462365591703E-5,3.5510820954281951E-2,null,2.9869276970940568E-2,8.1807489786566868E-3,0,0,6.1658785470770621E-3,5.004753472807023E-5,8.9103823203872857E-5,4.4265952031402392E-2]
[2004,1,29,17,2.943554252087352E-2,5.71346646587858E-3,0,0,3.5460308781796158E-3,8.8054462365591703E-5,3.8783094327297311E-2,null,3.3770180851927407E-2,7.973133217467121E-3,0,0,6.2023525978063881E-3,5.004753472807023E-5,8.6842495038488886E-5,4.7995714201928989E-2]
[2004,1,29,18,3.3883980879078221E-2,5.6202279458593424E-3,3.2653446999999754E-4,3.2674000000000067E-5,3.4366251665999921E-3,8.8054462365591703E-5,4.3388096923903149E-2,null,3.8873690249068484E-2,7.8430190134978605E-3,2.1717384818569611E-4,2.3948233891653355E-5,6.0109913765586231E-3,5.004753472807023E-5,8.5425305358541841E-5,5.3018870255930391E-2]
[2004,1,29,19,3.5226767149770626E-2,5.6116418018844951E-3,3.2653446999999754E-4,3.2674000000000067E-5,3.2860891752069872E-3,8.8054462365591703E-5,4.4571761059227707E-2,null,4.0414213416752977E-2,7.8310370634602361E-3,2.1717384818569611E-4,2.3948233891653355E-5,5.7476892990090123E-3,5.004753472807023E-5,8.5294799269114598E-5,5.4284109396027645E-2]
[2004,1,29,20,3.4835099806257624E-2,5.4681387425210976E-3,3.2653446999999754E-4,3.2674000000000067E-5,3.2744090263624567E-3,8.8054462365591703E-5,4.402491050750678E-2,null,3.9964869667955122E-2,7.6307787760874881E-3,2.1717384818569611E-4,2.3948233891653355E-5,5.727259583640649E-3,5.004753472807023E-5,8.3113607903907648E-5,5.3614077644488681E-2]
[2004,1,29,21,3.3734094874889452E-2,5.2472030989052284E-3,3.2653446999999754E-4,3.2674000000000067E-5,3.0581165823682821E-3,8.8054462365591703E-5,4.2486677488528565E-2,null,3.8701732233854799E-2,7.3224634425581294E-3,2.1717384818569611E-4,2.3948233891653355E-5,5.3489430804911208E-3,5.004753472807023E-5,7.9755471009410956E-5,5.1664308373709472E-2]
[2004,1,29,22,3.2560352272136717E-2,4.9566282991818618E-3,3.2653446999999754E-4,3.2674000000000067E-5,2.8792407077430238E-3,8.8054462365591703E-5,4.0843484211427201E-2,null,3.7355145876886389E-2,6.916966779250599E-3,2.1717384818569611E-4,2.3948233891653355E-5,5.0360717931896386E-3,5.004753472807023E-5,7.5338845699017031E-5,4.959935406613205E-2]
[2004,1,29,23,2.90124810341164E-2,4.5782996560607718E-3,3.2653446999999754E-4,3.2674000000000067E-5,2.6943680278012946E-3,8.8054462365591703E-5,3.6732411650344063E-2,null,3.3284819900650832E-2,6.3890097693332978E-3,2.1717384818569611E-4,2.3948233891653355E-5,4.7127115106394054E-3,5.004753472807023E-5,6.9588395685986403E-5,4.4677710797428959E-2]
[2004,1,29,24,2.5459934605610916E-2,4.2128870898325834E-3,3.2653446999999754E-4,3.2674000000000067E-5,2.7949639454639282E-3,8.8054462365591703E-5,3.2915048573273022E-2,null,2.9209130271678475E-2,5.8790771238415463E-3,2.1717384818569611E-4,2.3948233891653355E-5,4.88866354621893E-3,5.004753472807023E-5,6.4034265079079418E-5,4.0268040558544375E-2]
[2004,1,30,1,2.0001636070065335E-2,4.2251768317122336E-3,3.2653446999999754E-4,3.2674000000000067E-5,3.1780203201338406E-3,8.8054462365591703E-5,2.7852096154276997E-2,null,2.294705004813671E-2,5.8962274387685575E-3,2.1717384818569611E-4,2.3948233891653355E-5,5.5586663697024894E-3,5.004753472807023E-5,6.4221064433653678E-5,3.4693113473413174E-2]
[2004,1,30,2,1.9071932167528866E-2,4.30770934771169E-3,3.2653446999999754E-4,3.2674000000000067E-5,3.4607305756534047E-3,8.8054462365591703E-5,2.7287635023259548E-2,null,2.1880439201567965E-2,6.0114014314341839E-3,2.1717384818569611E-4,2.3948233891653355E-5,6.0531540794791271E-3,5.004753472807023E-5,6.5475526965988606E-5,3.4236164329286695E-2]
[2004,1,30,3,1.8991752818221852E-2,4.2346937281236034E-3,3.2653446999999754E-4,3.2674000000000067E-5,3.4203942049724763E-3,8.8054462365591703E-5,2.7094103683683521E-2,null,2.1788452749313257E-2,5.9095082523268139E-3,2.1717384818569611E-4,2.3948233891653355E-5,5.9826018473994758E-3,5.004753472807023E-5,6.4365717602499935E-5,3.3971732465844964E-2]
[2004,1,30,4,1.948782446015045E-2,4.225952387022361E-3,3.2653446999999754E-4,3.2674000000000067E-5,3.4152763710530052E-3,8.8054462365591703E-5,2.7576316150591404E-2,null,2.2357575232840161E-2,5.8973097249501753E-3,2.1717384818569611E-4,2.3948233891653355E-5,5.9736502585396884E-3,5.004753472807023E-5,6.4232852576381745E-5,3.4519704833135448E-2]
[2004,1,30,5,2.0071046193516229E-2,4.3239521842244975E-3,3.2653446999999754E-4,3.2674000000000067E-5,3.6388039296907605E-3,8.8054462365591703E-5,2.8481065239797078E-2,null,2.3026681412845858E-2,6.0340682835316939E-3,2.1717384818569611E-4,2.3948233891653355E-5,6.3646216802859985E-3,5.004753472807023E-5,6.5722411840118613E-5,3.5716540993468972E-2]
[2004,1,30,6,2.122209006616789E-2,4.4086989253317452E-3,3.2653446999999754E-4,3.2674000000000067E-5,3.5270959920060984E-3,8.8054462365591703E-5,2.9605147915871322E-2,null,2.4347226455302101E-2,6.1523322237560067E-3,2.1717384818569611E-4,2.3948233891653355E-5,6.1692336418575971E-3,5.004753472807023E-5,6.7010529743336691E-5,3.6959961937721122E-2]
[2004,1,30,7,2.4400958597399915E-2,4.7257675744970867E-3,3.2653446999999754E-4,3.2674000000000067E-5,3.5146899825522133E-3,8.8054462365591703E-5,3.3088679086814808E-2,null,2.7994210883330935E-2,6.5948010111332106E-3,2.1717384818569611E-4,2.3948233891653355E-5,6.1475343257466741E-3,5.004753472807023E-5,7.1829851385713292E-5,4.102771583701624E-2]
[2004,1,30,8,2.7525040662344163E-2,5.2175442217248522E-3,0,0,3.3827313237665582E-3,8.8054462365591703E-5,3.6213370670201167E-2,null,3.1578341063864104E-2,7.2810745273957003E-3,0,0,5.9167258082127219E-3,5.004753472807023E-5,7.9304667471879754E-5,4.4826188934200602E-2]
[2004,1,30,9,2.7654551700174061E-2,5.7044297690490402E-3,0,0,3.4590062322971587E-3,8.8054462365591703E-5,{"$f":"SUM(E707:J707)","v":3.6906042163885856E-2},null,{"$f":"E707*W$5","v":3.1726923722625533E-2},7.9605225216490775E-3,{"$f":"G707*Y$5","v":0},{"$f":"H707*Z$5","v":0},{"$f":"I707*AA$5","v":6.0501380353829137E-3},{"$f":"J707*AB$5","v":5.004753472807023E-5},8.6705140718782917E-5,{"$f":"SUM(M707:R707)","v":4.5787631814385596E-2}]
[2004,1,30,10,2.5625304891607612E-2,5.818378718789324E-3,0,0,3.3261202899333023E-3,8.8054462365591703E-5,3.485785836269583E-2,null,2.9398852763176067E-2,{"$f":"(F708*X$5)-S708","v":8.1195380968162E-3},0,0,5.8177076087602541E-3,5.004753472807023E-5,{"$f":"(F708*$AC$7)*$AC$5","v":8.8437120973074976E-5},4.3386146003480598E-2]
[2004,1,30,11,2.4683997399865935E-2,5.9619664632220761E-3,0,0,3.3319833144163312E-3,8.8054462365591703E-5,3.4066001639869933E-2,null,2.831892959849008E-2,8.3199145620663408E-3,0,0,5.8279626083309246E-3,5.004753472807023E-5,9.0619599518798206E-5,4.2516854303615417E-2]
[2004,1,30,12,2.4261442382499689E-2,5.9240987832512217E-3,0,0,3.2698748759423524E-3,8.8054462365591703E-5,3.3543470504058856E-2,null,2.7834149698604479E-2,8.2670702758791091E-3,0,0,5.7193289139417383E-3,5.004753472807023E-5,9.0044025332859177E-5,4.1870596423153397E-2]
[2004,1,30,13,2.3276895412448175E-2,5.7564832276542077E-3,0,0,3.1261974342887489E-3,8.8054462365591703E-5,3.2247630536756729E-2,null,2.6704619668292334E-2,8.033163038989561E-3,0,0,5.4680231063781344E-3,5.004753472807023E-5,8.7496333289466938E-5,4.0255853348388097E-2]
[2004,1,30,14,2.2683489139373753E-2,5.9007757054364632E-3,0,0,3.3301732927756436E-3,8.8054462365591703E-5,3.2002492599951457E-2,null,2.6023829186982841E-2,8.2345229584897487E-3,0,0,5.8247967045892829E-3,5.004753472807023E-5,8.9689523511328148E-5,4.0133196384789946E-2]
[2004,1,30,15,2.2328558052952561E-2,5.8393499135461577E-3,0,0,3.4772008460382539E-3,8.8054462365591703E-5,3.1733163274902568E-2,null,2.5616631426998798E-2,8.1488033651999844E-3,0,0,6.0819621829101061E-3,5.004753472807023E-5,8.8755875075772152E-5,3.9897444509836962E-2]
[2004,1,30,16,2.3764783487080995E-2,5.5288634881884915E-3,0,0,3.2545996001699662E-3,8.8054462365591703E-5,3.2636301037805043E-2,null,2.7264353483429777E-2,7.715520060506402E-3,0,0,5.6926109722136888E-3,5.004753472807023E-5,8.4036600706233175E-5,4.072253205087794E-2]
[2004,1,30,17,2.6541792903917311E-2,5.3951009735604934E-3,0,0,3.2602876328736369E-3,8.8054462365591703E-5,3.5285235972717037E-2,null,3.0450301565329945E-2,7.5288546875665746E-3,0,0,5.7025598941571236E-3,5.004753472807023E-5,8.2003461878466999E-5,4.3731763681781721E-2]
[2004,1,30,18,3.0871011921005373E-2,5.6530551820366936E-3,3.2653446999999754E-4,3.2674000000000067E-5,3.3561503485432073E-3,8.8054462365591703E-5,4.0327480383950877E-2,null,3.5417035541814121E-2,7.8888293685190018E-3,2.1717384818569611E-4,2.3948233891653355E-5,5.870233099493442E-3,5.004753472807023E-5,8.5924266735471966E-5,4.9467267626631985E-2]
[2004,1,30,19,3.2319559409179015E-2,5.566504093597391E-3,3.2653446999999754E-4,3.2674000000000067E-5,3.1851651900610266E-3,8.8054462365591703E-5,4.1518491625203033E-2,null,3.7078894181366638E-2,7.7680474645094848E-3,2.1717384818569611E-4,2.3948233891653355E-5,5.5711634415206062E-3,5.004753472807023E-5,8.4608723446077662E-5,5.0709274704202154E-2]
[2004,1,30,20,3.1684425784616978E-2,5.5189530780287823E-3,3.2653446999999754E-4,3.2674000000000067E-5,3.3396791691330139E-3,8.8054462365591703E-5,4.0990320964144372E-2,null,3.6350231635011651E-2,7.7016900991484418E-3,2.1717384818569611E-4,2.3948233891653355E-5,5.8414234060887998E-3,5.004753472807023E-5,8.3885966279609021E-5,5.0184514757054315E-2]
[2004,1,30,21,3.0414552734987412E-2,5.3585662380424143E-3,3.2653446999999754E-4,3.2674000000000067E-5,3.1910593583795751E-3,8.8054462365591703E-5,3.9411441263775E-2,null,3.4893358791082615E-2,7.4778705232085218E-3,2.1717384818569611E-4,2.3948233891653355E-5,5.5814729146860583E-3,5.004753472807023E-5,8.1448147936062784E-5,4.8243871845782618E-2]
[2004,1,30,22,2.9531949781079713E-2,5.0945612128011943E-3,3.2653446999999754E-4,3.2674000000000067E-5,3.0071521982319399E-3,8.8054462365591703E-5,3.8080926124478442E-2,null,3.38807849153753E-2,7.1094519372414946E-3,2.1717384818569611E-4,2.3948233891653355E-5,5.2598014200818024E-3,5.004753472807023E-5,7.7435372989089979E-5,4.654120788950402E-2]
[2004,1,30,23,2.6586298070140006E-2,4.5904746397936571E-3,3.2653446999999754E-4,3.2674000000000067E-5,2.8830470067963765E-3,8.8054462365591703E-5,3.4507082649095633E-2,null,3.0501360502365665E-2,6.4059999394520022E-3,2.1717384818569611E-4,2.3948233891653355E-5,5.0427293801178471E-3,5.004753472807023E-5,6.9773450760822505E-5,4.2241259438740936E-2]
[2004,1,30,24,2.3631749926454431E-2,4.0477928028286305E-3,3.2653446999999754E-4,3.2674000000000067E-5,2.9338418328003105E-3,8.8054462365591703E-5,3.1060647494448961E-2,null,2.7111729579910787E-2,5.6486883131980498E-3,2.1717384818569611E-4,2.3948233891653355E-5,5.1315744668764696E-3,5.004753472807023E-5,6.1524895349573361E-5,3.8183161976790725E-2]
[2004,1,31,1,2.128922887540953E-2,3.7469120273171466E-3,3.2653446999999754E-4,3.2674000000000067E-5,2.9159386352608364E-3,8.8054462365591703E-5,2.8399342470353101E-2,null,2.4424252035131842E-2,5.2288096773375368E-3,2.1717384818569611E-4,2.3948233891653355E-5,5.1002600346048022E-3,5.004753472807023E-5,5.6951623166988705E-5,3.5044491363879604E-2]
[2004,1,31,2,2.0020894354573816E-2,3.7763279853905776E-3,3.2653446999999754E-4,3.2674000000000067E-5,3.1010733920781783E-3,8.8054462365591703E-5,2.7345558664408159E-2,null,2.2969144281673876E-2,5.2698595992788965E-3,2.1717384818569611E-4,2.3948233891653355E-5,5.4240787150782697E-3,5.004753472807023E-5,5.7398734427429355E-5,3.3954252212836461E-2]
[2004,1,31,3,1.9625275578832476E-2,3.8009889858992172E-3,3.2653446999999754E-4,3.2674000000000067E-5,3.1780455360332621E-3,8.8054462365591703E-5,2.7051573033130546E-2,null,2.2515267218061776E-2,5.3042739856248534E-3,2.1717384818569611E-4,2.3948233891653355E-5,5.5587104747609776E-3,5.004753472807023E-5,5.7773572159847269E-5,3.3669421295253028E-2]
[2004,1,31,4,1.9260104942730692E-2,3.7985824719837654E-3,3.2653446999999754E-4,3.2674000000000067E-5,3.2524232100592798E-3,8.8054462365591703E-5,2.6758373557139326E-2,null,2.209632204610764E-2,5.3009156993459056E-3,2.1717384818569611E-4,2.3948233891653355E-5,5.6888042544155108E-3,5.004753472807023E-5,5.7736994072969398E-5,3.3377211616674472E-2]
[2004,1,31,5,1.917378726172567E-2,3.8885788146238004E-3,3.2653446999999754E-4,3.2674000000000067E-5,3.4063793133796627E-3,8.8054462365591703E-5,2.6916008322094721E-2,null,2.1997293339699683E-2,5.426505450023383E-3,2.1717384818569611E-4,2.3948233891653355E-5,5.9580884400815774E-3,5.004753472807023E-5,5.9104903902470358E-5,3.367305684661006E-2]
[2004,1,31,6,2.0112425349453983E-2,3.8844889911403913E-3,3.2653446999999754E-4,3.2674000000000067E-5,3.3159613746409173E-3,8.8054462365591703E-5,2.7760138647600879E-2,null,2.3074154007533969E-2,5.4207981079633762E-3,2.1717384818569611E-4,2.3948233891653355E-5,5.7999386787031737E-3,5.004753472807023E-5,5.9042740156925084E-5,3.4586060411005939E-2]
[2004,1,31,7,2.1288772546958615E-2,4.0407478312227884E-3,3.2653446999999754E-4,3.2674000000000067E-5,3.3192999708097758E-3,8.8054462365591703E-5,2.9096083281356769E-2,null,2.4423728508368089E-2,5.6388570667101059E-3,2.1717384818569611E-4,2.3948233891653355E-5,5.8057782078365398E-3,5.004753472807023E-5,6.1417814488001768E-5,3.6159533399720153E-2]
[2004,1,31,8,2.3413803497126913E-2,4.3364222973151945E-3,0,0,3.474927508309412E-3,8.8054462365591703E-5,3.1313207765117111E-2,null,2.6861688653055001E-2,6.0514703061921556E-3,0,0,6.0779858943067156E-3,5.004753472807023E-5,6.5911952767798101E-5,3.9041192388281944E-2]
[2004,1,31,9,2.6073264637378746E-2,4.3814870149042435E-3,0,0,3.3437792358497146E-3,8.8054462365591703E-5,3.3886585350498301E-2,null,2.9912778457541887E-2,6.1143580467417575E-3,0,0,5.8485948212075997E-3,5.004753472807023E-5,6.6596919160269284E-5,4.1925778860219316E-2]
[2004,1,31,10,2.7418733543447107E-2,4.5000461477453417E-3,0,0,3.2401329946786248E-3,8.8054462365591703E-5,3.524696714823667E-2,null,3.1456379301873297E-2,6.2798071249738283E-3,0,0,5.6673074733911621E-3,5.004753472807023E-5,6.8398972426357256E-5,4.345354143496636E-2]
[2004,1,31,11,2.713223284527521E-2,4.5398717982576865E-3,0,0,3.1605014996370041E-3,8.8054462365591703E-5,3.4920660605535496E-2,null,3.1127688896911084E-2,6.3353837558867013E-3,0,0,5.5280242502309188E-3,5.004753472807023E-5,6.9004307012230436E-5,4.3041144437756779E-2]
[2004,1,31,12,2.6880345535439928E-2,4.516384246660018E-3,0,0,3.1426768850787304E-3,8.8054462365591703E-5,3.4627461129544269E-2,null,3.0838709001214888E-2,6.3026069155991569E-3,0,0,5.4968472672298121E-3,5.004753472807023E-5,6.864730525239371E-5,4.2688210718771928E-2]
[2004,1,31,13,2.6959663585905486E-2,4.3336435237911848E-3,0,0,2.8693571230909995E-3,8.8054462365591703E-5,3.4250718695153261E-2,null,3.0929707320921235E-2,6.0475925322312132E-3,0,0,5.0187844431782954E-3,5.004753472807023E-5,6.5869716477900706E-5,4.2046131831058819E-2]
[2004,1,31,14,2.6156852974838853E-2,4.246777286383621E-3,0,0,2.8250494844181046E-3,8.8054462365591703E-5,3.3316734208006175E-2,null,3.0008675900951944E-2,5.9263708383459181E-3,0,0,4.9412860774656507E-3,5.004753472807023E-5,6.4549383045276197E-5,4.0926380351491584E-2]
[2004,1,31,15,2.557560124774954E-2,4.0800018080137191E-3,0,0,2.5823502475960359E-3,8.8054462365591703E-5,3.232600776572489E-2,null,2.9341829827692657E-2,5.6936359278688406E-3,0,0,4.5167815275329809E-3,5.004753472807023E-5,6.2014459852959415E-5,3.9602294817822549E-2]
[2004,1,31,16,2.5817746325724943E-2,4.1144228612852397E-3,0,0,2.7873550431629711E-3,8.8054462365591703E-5,3.2807578692538746E-2,null,2.9619632863591681E-2,5.7416704520685318E-3,0,0,4.8753548366859143E-3,5.004753472807023E-5,6.2537646637340381E-5,4.0286705687074195E-2]
[2004,1,31,17,2.8414236635189358E-2,4.2583636823077756E-3,0,0,3.0734958402528797E-3,8.8054462365591703E-5,3.5834150620115607E-2,null,3.2598478837594411E-2,5.9425396351289756E-3,0,0,5.3758428970380754E-3,5.004753472807023E-5,6.4725491811568319E-5,4.3966908904489531E-2]
[2004,1,31,18,3.1962233441499503E-2,4.4145733304310729E-3,3.2653446999999754E-4,3.2674000000000067E-5,2.7980303374502413E-3,8.8054462365591703E-5,3.9622100041746412E-2,null,3.6668948873136965E-2,6.1605299465762988E-3,2.1717384818569611E-4,2.3948233891653355E-5,4.8940269637850978E-3,5.004753472807023E-5,6.7099818443767351E-5,4.8014675400303783E-2]
[2004,1,31,19,3.2196561740492985E-2,4.6261334359263412E-3,3.2653446999999754E-4,3.2674000000000067E-5,2.979519316857162E-3,8.8054462365591703E-5,4.0249477425642083E-2,null,3.6937784041713287E-2,6.4557617318136687E-3,2.1717384818569611E-4,2.3948233891653355E-5,5.2114688252828216E-3,5.004753472807023E-5,7.0315450761124411E-5,4.8896184215615195E-2]
[2004,1,31,20,3.0868555575620238E-2,4.4027615585267212E-3,3.2653446999999754E-4,3.2674000000000067E-5,2.7724946017909174E-3,8.8054462365591703E-5,3.8491074668303475E-2,null,3.5414217478317182E-2,6.1440466379771913E-3,2.1717384818569611E-4,2.3948233891653355E-5,4.8493624806363184E-3,5.004753472807023E-5,6.6920284049170757E-5,4.6698796213736113E-2]
[2004,1,31,21,2.9711292886600894E-2,4.3772996438401655E-3,3.2653446999999754E-4,3.2674000000000067E-5,2.9006459734857038E-3,8.8054462365591703E-5,3.743650143629236E-2,null,3.4086537844973994E-2,6.1085145771906102E-3,2.1717384818569611E-4,2.3948233891653355E-5,5.0735116830684327E-3,5.004753472807023E-5,6.6533272728977837E-5,4.5559733722038455E-2]
[2004,1,31,22,2.8608159633921833E-2,4.3659638923476528E-3,3.2653446999999754E-4,3.2674000000000067E-5,3.0716727971064279E-3,8.8054462365591703E-5,3.6493059255741513E-2,null,3.2820958675834178E-2,6.0926955543067493E-3,2.1717384818569611E-4,2.3948233891653355E-5,5.3726542174174644E-3,5.004753472807023E-5,6.6360973661743402E-5,4.457747806436381E-2]
[2004,1,31,23,2.6061210953214693E-2,4.1568089451163599E-3,3.2653446999999754E-4,3.2674000000000067E-5,2.9202174273523316E-3,8.8054462365591703E-5,3.3585500258048975E-2,null,2.9898949764088609E-2,5.8008201635388846E-3,2.1717384818569611E-4,2.3948233891653355E-5,5.1077440577720745E-3,5.004753472807023E-5,6.3181898825882636E-5,4.1098683602204991E-2]
[2004,1,31,24,2.3268152971779647E-2,3.7751146410427471E-3,3.2653446999999754E-4,3.2674000000000067E-5,2.943078324701203E-3,8.8054462365591703E-5,3.0433608869889182E-2,null,2.6694589827590258E-2,5.2681663792028387E-3,2.1717384818569611E-4,2.3948233891653355E-5,5.1477299887836923E-3,5.004753472807023E-5,5.7380292059536633E-5,3.7401655812382209E-2]
[2004,2,1,1,2.0253160118615814E-2,3.7120939672378832E-3,3.2685067000000546E-4,3.2674163497165099E-5,3.1530265493887248E-3,9.1378563218390916E-5,2.7569184031957985E-2,null,2.323561318918075E-2,5.1802211307793921E-3,2.1738414871169581E-4,2.3948353726027746E-5,5.5149498358550665E-3,5.1936854683024439E-5,5.6422402031669013E-5,3.4224053512935955E-2]
[2004,2,1,2,1.8836187058560092E-2,3.7973356245314094E-3,3.2685067000000546E-4,3.2674163497165099E-5,3.2989928744473476E-3,9.1378563218390916E-5,2.638341895425441E-2,null,2.1609978585488361E-2,5.2991757257416384E-3,2.1738414871169581E-4,2.3948353726027746E-5,5.7702591229203733E-3,5.1936854683024439E-5,5.7718042470760543E-5,3.2972682791271114E-2]
[2004,2,1,3,1.7955979975743223E-2,3.7685845741356398E-3,3.2685067000000546E-4,3.2674163497165099E-5,3.3256658524810525E-3,9.1378563218390916E-5,2.5501133799075478E-2,null,2.0600153393620587E-2,5.2590536813896492E-3,2.1738414871169581E-4,2.3948353726027746E-5,5.8169127534954991E-3,5.1936854683024439E-5,5.7281037551547798E-5,3.196938918562648E-2]
[2004,2,1,4,1.7690485322258746E-2,3.8038808920029476E-3,3.2685067000000546E-4,3.2674163497165099E-5,3.4052676218018652E-3,9.1378563218390916E-5,2.5350537232779122E-2,null,2.0295562355183545E-2,5.3083096359179188E-3,2.1738414871169581E-4,2.3948353726027746E-5,5.9561439834813993E-3,5.1936854683024439E-5,5.7817528021488321E-5,3.1853285331703611E-2]
[2004,2,1,5,1.8066847573062275E-2,3.7935982849223288E-3,3.2685067000000546E-4,3.2674163497165099E-5,3.3905803591445681E-3,9.1378563218390916E-5,2.5701929613844734E-2,null,2.0727347203941156E-2,5.2939602743584764E-3,2.1738414871169581E-4,2.3948353726027746E-5,5.9304545338328624E-3,5.1936854683024439E-5,5.7661236344672805E-5,3.2245031369253239E-2]
[2004,2,1,6,1.8290919196663702E-2,3.7935535917715227E-3,3.2685067000000546E-4,3.2674163497165099E-5,3.3848429388268339E-3,9.1378563218390916E-5,2.5920219123977621E-2,null,2.0984415312926722E-2,5.2938979051387718E-3,2.1738414871169581E-4,2.3948353726027746E-5,5.9204192281531011E-3,5.1936854683024439E-5,5.7660557025952673E-5,3.2492001803339339E-2]
[2004,2,1,7,1.9159838374050012E-2,3.8820545610602762E-3,3.2685067000000546E-4,3.2674163497165099E-5,3.3637145819489294E-3,9.1378563218390916E-5,2.6856510913774782E-2,null,2.198129035761922E-2,5.4174008647217666E-3,2.1738414871169581E-4,2.3948353726027746E-5,5.8834636787879115E-3,5.1936854683024439E-5,5.9005737755070354E-5,3.3575424258249643E-2]
[2004,2,1,8,2.1680003054197657E-2,4.1740725154714112E-3,0,0,3.5868205538405061E-3,9.1378563218390916E-5,2.9532274686727963E-2,null,2.4872571092970863E-2,5.824911448063257E-3,0,0,6.273697704346712E-3,5.1936854683024439E-5,6.3444298462225757E-5,3.7023117100063854E-2]
[2004,2,1,9,2.3366814314779709E-2,4.0549153873069505E-3,0,0,3.2551272102322735E-3,9.1378563218390916E-5,3.0768235475537323E-2,null,2.6807779907027166E-2,5.658627868324077E-3,0,0,5.6935338134841123E-3,5.1936854683024439E-5,6.1633155896985978E-5,3.8211878443518379E-2]
[2004,2,1,10,2.5800428091397102E-2,4.1727904648062794E-3,0,0,3.3231157792528096E-3,9.1378563218390916E-5,3.3387712898674579E-2,null,2.9599764369410794E-2,5.8231223484324661E-3,0,0,5.8124524276113917E-3,5.1936854683024439E-5,6.3424811784708581E-5,4.1287276000137672E-2]
[2004,2,1,11,2.6188272340420711E-2,4.3575752884553107E-3,0,0,3.4228505831137741E-3,9.1378563218390916E-5,3.4060076775208184E-2,null,3.0044722039975873E-2,6.0809892711349402E-3,0,0,5.9868982914715293E-3,5.1936854683024439E-5,6.6233470105670904E-5,4.2164546457265369E-2]
[2004,2,1,12,2.6293462897897194E-2,4.2533969575020434E-3,0,0,3.0750105940587857E-3,9.1378563218390916E-5,3.3713249012676416E-2,null,3.016540281721573E-2,5.9356085786911542E-3,0,0,5.3784923486435059E-3,5.1936854683024439E-5,6.4649999502849041E-5,4.1531440599233416E-2]
[2004,2,1,13,2.5945076074083598E-2,4.1689423838867125E-3,0,0,2.9328425895794705E-3,9.1378563218390916E-5,3.3138239610768172E-2,null,2.9765713019133336E-2,5.8177523577295307E-3,0,0,5.1298266933799798E-3,5.1936854683024439E-5,6.336632243325077E-5,4.0765228924925873E-2]
[2004,2,1,14,2.5221752519902923E-2,4.1859643963266593E-3,0,0,2.9850349557303331E-3,9.1378563218390916E-5,3.248413043517831E-2,null,2.8935873812948546E-2,5.8415065485738467E-3,0,0,5.2211162136640349E-3,5.1936854683024439E-5,6.3625050482096315E-5,4.0050433429869449E-2]
[2004,2,1,15,2.4472400235637098E-2,4.2617973867702446E-3,0,0,3.2379450268944115E-3,9.1378563218390916E-5,3.2063521212520145E-2,null,2.8076172920956599E-2,5.9473313641558593E-3,0,0,5.6634805051169043E-3,5.1936854683024439E-5,6.4777682800091051E-5,3.9738921644912384E-2]
[2004,2,1,16,2.5469210215796557E-2,4.1485761199622226E-3,0,0,3.0898504019750712E-3,9.1378563218390916E-5,3.2799015300952243E-2,null,2.9219771795722375E-2,5.7893312693444278E-3,0,0,5.4044486147738708E-3,5.1936854683024439E-5,6.3056763046777131E-5,4.0465488534523697E-2]
[2004,2,1,17,2.8333903170187864E-2,4.2309987381437394E-3,0,0,3.1622856441093977E-3,9.1378563218390916E-5,3.5818566115659395E-2,null,3.2506315574775707E-2,5.9043518997827669E-3,0,0,5.5311448922905539E-3,5.1936854683024439E-5,6.4309555174504618E-5,4.3993749221532048E-2]
[2004,2,1,18,3.1803377177609157E-2,4.1712055767529422E-3,3.2685067000000546E-4,3.2674163497165099E-5,2.951130543485172E-3,9.1378563218390916E-5,3.9376616694562827E-2,null,3.6486699649864313E-2,5.8209106397159637E-3,2.1738414871169581E-4,2.3948353726027746E-5,5.161814101925565E-3,5.1936854683024439E-5,6.3400722095247633E-5,4.7762693748626593E-2]
[2004,2,1,19,3.2577114819299882E-2,4.0671854017360447E-3,3.2685067000000546E-4,3.2674163497165099E-5,2.822194442801137E-3,9.1378563218390916E-5,3.9917398060552625E-2,null,3.7374376854159445E-2,5.6757506536257258E-3,2.1738414871169581E-4,2.3948353726027746E-5,4.936292332233817E-3,5.1936854683024439E-5,6.181965540189153E-5,4.8279689197139736E-2]
[2004,2,1,20,3.1290074033959718E-2,3.8538888806212558E-3,3.2685067000000546E-4,3.2674163497165099E-5,2.6416239445178754E-3,9.1378563218390916E-5,3.8236490255814409E-2,null,3.589780817689036E-2,5.3780957031981857E-3,2.1738414871169581E-4,2.3948353726027746E-5,4.6204569834764134E-3,5.1936854683024439E-5,5.8577630234287858E-5,4.6189630220685708E-2]
[2004,2,1,21,3.0267424647492325E-2,3.7846470175873699E-3,3.2685067000000546E-4,3.2674163497165099E-5,2.6694442708074177E-3,9.1378563218390916E-5,3.7172419332602673E-2,null,3.4724564819658993E-2,5.2814687952620265E-3,2.1738414871169581E-4,2.3948353726027746E-5,4.6691174376466103E-3,5.1936854683024439E-5,5.7525180520460527E-5,4.4968420409688376E-2]
[2004,2,1,22,2.8163314417445871E-2,3.6942281578418732E-3,3.2685067000000546E-4,3.2674163497165099E-5,2.6065376801598103E-3,9.1378563218390916E-5,3.4914983652163112E-2,null,3.231060615215111E-2,5.1552894226468658E-3,2.1738414871169581E-4,2.3948353726027746E-5,4.559087697543888E-3,5.1936854683024439E-5,5.615084859329717E-5,4.2318252629462608E-2]
[2004,2,1,23,2.4805914043560525E-2,3.6396896324821237E-3,3.2685067000000546E-4,3.2674163497165099E-5,2.5775571872307941E-3,9.1378563218390916E-5,3.1474064259989006E-2,null,2.8458799522868297E-2,5.07918099866741E-3,2.1738414871169581E-4,2.3948353726027746E-5,4.5083979991799904E-3,5.1936854683024439E-5,5.5321883962762276E-5,3.8339647877836447E-2]
[2004,2,1,24,2.124391441585409E-2,3.8335022858195966E-3,3.2685067000000546E-4,3.2674163497165099E-5,2.9231493245721477E-3,9.1378563218390916E-5,2.8451469422961395E-2,null,2.4372264629317617E-2,5.3496462431068589E-3,2.1738414871169581E-4,2.3948353726027746E-5,5.1128722309218702E-3,5.1936854683024439E-5,5.8267761826292829E-5,3.5128052460467095E-2]
[2004,2,2,1,1.9453511607871073E-2,3.9534627903297379E-3,3.2685067000000546E-4,3.2674163497165099E-5,3.0923749983546244E-3,9.1378563218390916E-5,{"$f":"SUM(E771:J771)","v":2.6950252793270995E-2},null,{"$f":"E771*W$5","v":2.2318209516166233E-2},5.5170509332377986E-3,{"$f":"G771*Y$5","v":2.1738414871169581E-4},{"$f":"H771*Z$5","v":2.3948353726027746E-5},{"$f":"I771*AA$5","v":5.4088643791738618E-3},{"$f":"J771*AB$5","v":5.1936854683024439E-5},6.0091115403311613E-5,{"$f":"SUM(M771:R771)","v":3.3537394185698635E-2}]
[2004,2,2,2,1.8250946897858292E-2,3.9916603548778053E-3,3.2685067000000546E-4,3.2674163497165099E-5,3.2614204222666697E-3,9.1378563218390916E-5,2.595493107171833E-2,null,2.0938556747256708E-2,{"$f":"(F772*X$5)-S772","v":5.5703555728192806E-3},2.1738414871169581E-4,2.3948353726027746E-5,5.704541252886366E-3,5.1936854683024439E-5,{"$f":"(F772*$AC$7)*$AC$5","v":6.0671703708075172E-5},3.2506722930083103E-2]
[2004,2,2,3,1.8068969570575261E-2,3.9429887030050029E-3,3.2685067000000546E-4,3.2674163497165099E-5,3.1595002941093224E-3,9.1378563218390916E-5,2.5622361964405149E-2,null,2.0729781683948789E-2,5.5024343613072147E-3,2.1738414871169581E-4,2.3948353726027746E-5,5.5262730444690725E-3,5.1936854683024439E-5,5.9931913300356558E-5,3.2051758446845824E-2]
[2004,2,2,4,1.802568870846466E-2,3.9992810141239081E-3,3.2685067000000546E-4,3.2674163497165099E-5,3.2653203262935143E-3,9.1378563218390916E-5,2.5741193445597645E-2,null,2.0680127340399122E-2,5.5809901904786243E-3,2.1738414871169581E-4,2.3948353726027746E-5,5.7113625640094418E-3,5.1936854683024439E-5,6.0787534800586526E-5,3.2265749452007934E-2]
[2004,2,2,5,1.8591767907690314E-2,4.048113210190607E-3,3.2685067000000546E-4,3.2674163497165099E-5,3.2948169951720141E-3,9.1378563218390916E-5,2.6385601509768496E-2,null,2.1329566599784557E-2,5.6491354411537572E-3,2.1738414871169581E-4,2.3948353726027746E-5,5.7629551042693043E-3,5.1936854683024439E-5,6.1529765418367658E-5,3.3034926502328366E-2]
[2004,2,2,6,2.0180497841803105E-2,4.2732061335410982E-3,3.2685067000000546E-4,3.2674163497165099E-5,3.4126184969843925E-3,9.1378563218390916E-5,2.8317225869044158E-2,null,2.3152250763387582E-2,5.9632522518326498E-3,2.1738414871169581E-4,2.3948353726027746E-5,5.9690013785100356E-3,5.1936854683024439E-5,6.4951091367509812E-5,3.5377773750851015E-2]
[2004,2,2,7,2.2615705704658276E-2,4.6036904207080514E-3,3.2685067000000546E-4,3.2674163497165099E-5,3.3027134286568766E-3,9.1378563218390916E-5,3.0973012950738767E-2,null,2.5946064055000537E-2,6.4244425403550808E-3,2.1738414871169581E-4,2.3948353726027746E-5,5.776766733784325E-3,5.1936854683024439E-5,6.9974325552919778E-5,3.8440542686260695E-2]
[2004,2,2,8,2.5776071352610931E-2,5.4476557846584363E-3,0,0,3.5211595061694547E-3,9.1378563218390916E-5,3.4836265206657217E-2,null,2.9571820890088512E-2,7.6021948415003014E-3,0,0,6.1588501512407166E-3,5.1936854683024439E-5,8.2802274814410253E-5,4.3384802737512551E-2]
[2004,2,2,9,2.5919591695988984E-2,5.871469272291009E-3,0,0,3.4714262027511962E-3,9.1378563218390916E-5,3.5353865734249583E-2,null,2.9736475845857396E-2,8.1936258784083369E-3,0,0,6.0718617706397885E-3,5.1936854683024439E-5,8.9244076987710791E-5,4.4053900349588539E-2]
[2004,2,2,10,2.4852232435594503E-2,6.0832936874482164E-3,0,0,3.4089994229669789E-3,9.1378563218390916E-5,3.4435904109228088E-2,null,2.8511938698905181E-2,8.4892265073516909E-3,0,0,5.9626712663636118E-3,5.1936854683024439E-5,9.2463726710375591E-5,4.3015773327303511E-2]
[2004,2,2,11,2.4405015527802353E-2,6.0676345534449883E-3,0,0,3.0623765904262547E-3,9.1378563218390916E-5,3.3626405234891986E-2,null,2.7998865231838251E-2,8.4673742111627589E-3,0,0,5.3563942485583896E-3,5.1936854683024439E-5,9.2225713890119497E-5,4.1874570546242419E-2]
[2004,2,2,12,2.4021815937218135E-2,6.0434249605543708E-3,0,0,3.1308350204758998E-3,9.1378563218390916E-5,3.3287454481466798E-2,null,2.7559236185856272E-2,8.4335897634180649E-3,0,0,5.4761346952851642E-3,5.1936854683024439E-5,9.1857737380054516E-5,4.1520897499242523E-2]
[2004,2,2,13,2.371390037514258E-2,5.9176682700006677E-3,0,0,2.9663566513112674E-3,9.1378563218390916E-5,3.2689303859672905E-2,null,2.7205977392985692E-2,8.2580965050327148E-3,0,0,5.1884460441375688E-3,5.1936854683024439E-5,8.9946284002199195E-5,4.0704456796838998E-2]
[2004,2,2,14,2.34343942311321E-2,5.9512562748126026E-3,0,0,2.922773127903257E-3,9.1378563218390916E-5,3.2399802197066348E-2,null,2.6885311550806451E-2,8.3049685114536548E-3,0,0,5.1122142263903981E-3,5.1936854683024439E-5,9.0456808770070503E-5,4.0354431143333522E-2]
[2004,2,2,15,2.3015494335555109E-2,5.8628603129078439E-3,0,0,2.940381114276502E-3,9.1378563218390916E-5,3.1910114325957847E-2,null,2.6404725021019988E-2,8.181612089505283E-3,0,0,5.1430123056446604E-3,5.1936854683024439E-5,8.9113224112843313E-5,3.978128627085295E-2]
[2004,2,2,16,2.3882293243835555E-2,5.7872729357249632E-3,0,0,3.1835716650431213E-3,9.1378563218390916E-5,3.2944516407822033E-2,null,2.7399167568634877E-2,8.0761300268315551E-3,0,0,5.5683762114106562E-3,5.1936854683024439E-5,8.7964325022041128E-5,4.1095610661560103E-2]
[2004,2,2,17,2.7841462050592423E-2,5.6665336559970948E-3,0,0,3.1892546437349845E-3,9.1378563218390916E-5,3.6788628913542898E-2,null,3.1941358239409086E-2,7.9076385571431457E-3,0,0,5.5783162933963079E-3,5.1936854683024439E-5,8.6129134360935926E-5,4.547924994463156E-2]
[2004,2,2,18,3.2671509603379244E-2,5.5109086259905104E-3,3.2685067000000546E-4,3.2674163497165099E-5,3.0968259208471209E-3,9.1378563218390916E-5,4.1730147546932432E-2,null,3.7482672086957623E-2,7.690464079332676E-3,2.1738414871169581E-4,2.3948353726027746E-5,5.4166494751395631E-3,5.1936854683024439E-5,8.3763693699487465E-5,5.0883054998550607E-2]
[2004,2,2,19,3.3788657498687612E-2,5.4362338867020629E-3,3.2685067000000546E-4,3.2674163497165099E-5,3.0720009327051437E-3,9.1378563218390916E-5,4.2747795714810376E-2,null,3.8764329676117426E-2,7.586255601365376E-3,2.1738414871169581E-4,2.3948353726027746E-5,5.3732281584667804E-3,5.1936854683024439E-5,8.2628666354024553E-5,5.2017082793070331E-2]
[2004,2,2,20,3.285762126174243E-2,5.5035603465447298E-3,3.2685067000000546E-4,3.2674163497165099E-5,3.513816715410891E-3,9.1378563218390916E-5,4.232590172041361E-2,null,3.7696190297370084E-2,7.6802095672443881E-3,2.1738414871169581E-4,2.3948353726027746E-5,6.14600689665521E-3,5.1936854683024439E-5,8.3652002675286524E-5,5.1815676118390434E-2]
[2004,2,2,21,3.1404860959194043E-2,5.2920755397817421E-3,3.2685067000000546E-4,3.2674163497165099E-5,3.3365575526591519E-3,9.1378563218390916E-5,4.0484397448350494E-2,null,3.6029498470074223E-2,7.3850828612661984E-3,2.1738414871169581E-4,2.3948353726027746E-5,5.8359633955273708E-3,5.1936854683024439E-5,8.0437514869728655E-5,4.9543814083988544E-2]
[2004,2,2,22,2.9541235046200435E-2,5.0469938209325386E-3,3.2685067000000546E-4,3.2674163497165099E-5,3.2297182980440802E-3,9.1378563218390916E-5,3.8268850561892616E-2,null,3.3891437516127013E-2,7.0430717187802087E-3,2.1738414871169581E-4,2.3948353726027746E-5,5.6490911569106374E-3,5.1936854683024439E-5,7.6712366909152766E-5,4.6876869748938607E-2]
[2004,2,2,23,2.5779671570744116E-2,4.6846581650175747E-3,3.2685067000000546E-4,3.2674163497165099E-5,3.100371155803579E-3,9.1378563218390916E-5,3.4015604288280828E-2,null,2.9575951271493164E-2,6.5374328966568184E-3,2.1738414871169581E-4,2.3948353726027746E-5,5.422850435592934E-3,5.1936854683024439E-5,7.1205004156788351E-5,4.182950396086367E-2]
[2004,2,2,24,2.1782396800146618E-2,4.4132504489897634E-3,3.2685067000000546E-4,3.2674163497165099E-5,3.0982596696487582E-3,9.1378563218390916E-5,2.9744810315500702E-2,null,2.4990043203985995E-2,6.1586838676633551E-3,2.1738414871169581E-4,2.3948353726027746E-5,5.4191572411207223E-3,5.1936854683024439E-5,6.7079711154140377E-5,3.6861153669890817E-2]
[2004,2,3,1,1.9222538500296944E-2,4.4865963883807744E-3,3.2685067000000546E-4,3.2674163497165099E-5,3.4018769287785678E-3,9.1378563218390916E-5,2.7561915214171846E-2,null,2.2053223619977001E-2,6.2610380075217523E-3,2.1738414871169581E-4,2.3948353726027746E-5,5.9502133318870146E-3,5.1936854683024439E-5,6.819454125171717E-5,3.4557744316506517E-2]
[2004,2,3,2,1.8310509783095508E-2,4.4983466539655027E-3,3.2685067000000546E-4,3.2674163497165099E-5,3.4486988239602586E-3,9.1378563218390916E-5,2.6708458657736831E-2,null,2.1006890782720705E-2,6.2774354841512491E-3,2.1738414871169581E-4,2.3948353726027746E-5,6.0321093765609004E-3,5.1936854683024439E-5,6.83731407738876E-5,3.3609705000553595E-2]
[2004,2,3,3,1.7810406771045988E-2,4.519041344904994E-3,3.2685067000000546E-4,3.2674163497165099E-5,3.5337767869346986E-3,9.1378563218390916E-5,2.6314128299601246E-2,null,2.043314327494062E-2,6.3063148919048923E-3,2.1738414871169581E-4,2.3948353726027746E-5,6.1809190014058728E-3,5.1936854683024439E-5,6.8687692124800182E-5,3.3213646525372127E-2]
[2004,2,3,4,1.7851871472273764E-2,4.5319198845117448E-3,3.2685067000000546E-4,3.2674163497165099E-5,3.6524985250556297E-3,9.1378563218390916E-5,2.6487193278556698E-2,null,2.0480714012202899E-2,6.3242868731082967E-3,2.1738414871169581E-4,2.3948353726027746E-5,6.3885748583758662E-3,5.1936854683024439E-5,6.8883440978596993E-5,3.3486845100807808E-2]
[2004,2,3,5,1.8510366805049153E-2,4.4762700112232073E-3,3.2685067000000546E-4,3.2674163497165099E-5,3.5941262637112321E-3,9.1378563218390916E-5,2.7031666476699155E-2,null,2.1236178480445869E-2,6.2466275648906814E-3,2.1738414871169581E-4,2.3948353726027746E-5,6.2864761008559885E-3,5.1936854683024439E-5,6.8037584286549495E-5,3.4062551503313283E-2]
[2004,2,3,6,1.9746318626192874E-2,4.6823115757214078E-3,3.2685067000000546E-4,3.2674163497165099E-5,3.6551648845665656E-3,9.1378563218390916E-5,2.8534698483196411E-2,null,2.2654134901486683E-2,6.5341582350872162E-3,2.1738414871169581E-4,2.3948353726027746E-5,6.3932385802687305E-3,5.1936854683024439E-5,7.1169336901099231E-5,3.5874801073963375E-2]
[2004,2,3,7,2.305448011107649E-2,5.1315530778756179E-3,3.2685067000000546E-4,3.2674163497165099E-5,3.8971577451577108E-3,9.1378563218390916E-5,3.253409433082538E-2,null,2.6449451789316382E-2,7.1610740251564879E-3,2.1738414871169581E-4,2.3948353726027746E-5,6.8165076095301454E-3,5.1936854683024439E-5,7.7997635125111133E-5,4.0720302781123763E-2]
[2004,2,3,8,2.645250593487199E-2,5.6937425631987367E-3,0,0,3.858857490424607E-3,9.1378563218390916E-5,3.6096484551713721E-2,null,3.0347866317525601E-2,7.9456085431605632E-3,0,0,6.749516742106435E-3,5.1936854683024439E-5,8.654269929612418E-5,4.5094928457475619E-2]
[2004,2,3,9,2.5475172394069316E-2,5.9578366367688332E-3,0,0,3.5645460863158755E-3,9.1378563218390916E-5,3.5088933680372414E-2,null,2.922661195633432E-2,8.3141513959265941E-3,0,0,6.2347374960850547E-3,5.1936854683024439E-5,9.055682774348151E-5,4.3827437703028986E-2]
[2004,2,3,10,2.4112206571323049E-2,6.2161525367383881E-3,0,0,3.7058947705499662E-3,9.1378563218390916E-5,3.4125632441829798E-2,null,2.7662937622949836E-2,8.6746308167733321E-3,0,0,6.4819700806207784E-3,5.1936854683024439E-5,9.4483130172215424E-5,4.2871475375026967E-2]
[2004,2,3,11,2.3073169941767269E-2,6.4281641560375519E-3,0,0,3.6723488716164147E-3,9.1378563218390916E-5,3.3265061532639625E-2,null,2.6470893859292563E-2,8.970492688794178E-3,0,0,6.4232950435034828E-3,5.1936854683024439E-5,9.7705625325909909E-5,4.1916618446273243E-2]
[2004,2,3,12,2.3096577808636207E-2,6.24801210881357E-3,0,0,3.4497790530919384E-3,9.1378563218390916E-5,3.2885747533760105E-2,null,2.6497748737097562E-2,8.719090798104099E-3,0,0,6.0339988022854001E-3,5.1936854683024439E-5,9.4967383426590988E-5,4.1302775192170085E-2]
[2004,2,3,13,2.2433202007178351E-2,6.0016686890028434E-3,0,0,3.1662377515505489E-3,9.1378563218390916E-5,3.1692487010950135E-2,null,2.5736685108929742E-2,8.3753189539658105E-3,0,0,5.5380575122582114E-3,5.1936854683024439E-5,9.122305809617398E-5,3.9701998429836786E-2]
[2004,2,3,14,2.1760245643324769E-2,6.106941337831592E-3,0,0,3.2700521306146969E-3,9.1378563218390916E-5,3.1228617674989446E-2,null,2.4964630097656367E-2,8.5222267652358945E-3,0,0,5.719638949588708E-3,5.1936854683024439E-5,9.2823161910241483E-5,3.9258432667163987E-2]
[2004,2,3,15,2.1304606386513519E-2,5.9920578268697648E-3,0,0,3.290570908838305E-3,9.1378563218390916E-5,3.0678613685439983E-2,null,2.4441894017801807E-2,8.3619070113948018E-3,0,0,5.7555282866506401E-3,5.1936854683024439E-5,9.107697668446149E-5,3.8611266170530276E-2]
[2004,2,3,16,2.2601803532580303E-2,5.900275436239626E-3,0,0,3.4807149287097252E-3,9.1378563218390916E-5,3.2074172460748042E-2,null,2.5930114667793734E-2,8.2338248336342335E-3,0,0,6.0881086549897552E-3,5.1936854683024439E-5,8.9681919611750936E-5,4.0303985011100746E-2]
[2004,2,3,17,2.5448025921741776E-2,5.7107801808975959E-3,0,0,3.3385252133464145E-3,9.1378563218390916E-5,3.4588709879204177E-2,null,2.919546793106817E-2,7.9693845111184665E-3,0,0,5.8394050252803271E-3,5.1936854683024439E-5,8.6801664538909291E-5,4.3056194322149979E-2]
[2004,2,3,18,3.0995518089374303E-2,5.6643234621452992E-3,3.2685067000000546E-4,3.2674163497165099E-5,3.3510112281162178E-3,9.1378563218390916E-5,4.0461756176351379E-2,null,3.555987632078117E-2,7.9045542351956852E-3,2.1738414871169581E-4,2.3948353726027746E-5,5.8612442784634509E-3,5.1936854683024439E-5,8.6095540263595046E-5,4.961894419156105E-2]
[2004,2,3,19,3.2245729021956611E-2,5.7437444507037212E-3,3.2685067000000546E-4,3.2674163497165099E-5,3.2699543469408088E-3,9.1378563218390916E-5,4.1710331216316697E-2,null,3.6994191630798721E-2,8.0153860963470495E-3,2.1738414871169581E-4,2.3948353726027746E-5,5.7194679164407746E-3,5.1936854683024439E-5,8.7302708774345366E-5,5.1022315000707294E-2]
[2004,2,3,20,3.1490579863683657E-2,5.7154480898708136E-3,3.2685067000000546E-4,3.2674163497165099E-5,3.52315112857397E-3,9.1378563218390916E-5,4.1180082478844006E-2,null,3.6127840224943891E-2,7.9758985705450404E-3,2.1738414871169581E-4,2.3948353726027746E-5,6.1623336923656699E-3,5.1936854683024439E-5,8.6872614961786143E-5,5.0559341844975347E-2]
[2004,2,3,21,3.0057703447358305E-2,5.4916603867488974E-3,3.2685067000000546E-4,3.2674163497165099E-5,3.3298691672344477E-3,9.1378563218390916E-5,3.9330136398057207E-2,null,3.4483960358165311E-2,7.6636031925852721E-3,2.1738414871169581E-4,2.3948353726027746E-5,5.8242647594637896E-3,5.1936854683024439E-5,8.3471127858623212E-5,4.8265097667335125E-2]
[2004,2,3,22,2.8262067473534262E-2,5.3092647838325468E-3,3.2685067000000546E-4,3.2674163497165099E-5,3.3251916153234657E-3,9.1378563218390916E-5,3.7347427269405833E-2,null,3.2423901450222163E-2,7.4090704235531407E-3,2.1738414871169581E-4,2.3948353726027746E-5,5.8160832666220392E-3,5.1936854683024439E-5,8.0698784774805083E-5,4.5942324497518089E-2]
[2004,2,3,23,2.5393290961724511E-2,4.8316558849627027E-3,3.2685067000000546E-4,3.2674163497165099E-5,2.97563586767991E-3,9.1378563218390916E-5,3.3651486111082686E-2,null,2.9132672774587014E-2,6.7425679772223426E-3,2.1738414871169581E-4,2.3948353726027746E-5,5.204676295290713E-3,5.1936854683024439E-5,7.3439313020110089E-5,4.1373186404220816E-2]
[2004,2,3,24,2.1774375809812025E-2,4.3922966432344227E-3,3.2685067000000546E-4,3.2674163497165099E-5,3.0424201933842072E-3,9.1378563218390916E-5,2.965999604314622E-2,null,2.4980841053421975E-2,6.1294428656030464E-3,2.1738414871169581E-4,2.3948353726027746E-5,5.3214885708334006E-3,5.1936854683024439E-5,6.676122135758464E-5,3.6725041846979167E-2]
[2004,2,4,1,1.8600787839670729E-2,4.4187511979346681E-3,3.2685067000000546E-4,3.2674163497165099E-5,3.3982815931781845E-3,9.1378563218390916E-5,2.6868724027499142E-2,null,2.1339914794795221E-2,6.1663601539241547E-3,2.1738414871169581E-4,2.3948353726027746E-5,5.9439247405387993E-3,5.1936854683024439E-5,6.7163320424590934E-5,3.374346904637892E-2]
[2004,2,4,2,1.7770788621240648E-2,4.3473740742062264E-3,3.2685067000000546E-4,3.2674163497165099E-5,3.4676654151226918E-3,9.1378563218390916E-5,2.6036731507285128E-2,null,2.0387691009775256E-2,6.0667534931403352E-3,2.1738414871169581E-4,2.3948353726027746E-5,6.0652837876162945E-3,5.1936854683024439E-5,6.6078415568621751E-5,3.2812997647652629E-2]
[2004,2,4,3,1.7293092267925199E-2,4.3560320867338208E-3,3.2685067000000546E-4,3.2674163497165099E-5,3.5522907602373462E-3,9.1378563218390916E-5,2.5652318511611927E-2,null,1.983964973510436E-2,6.0788357356271463E-3,2.1738414871169581E-4,2.3948353726027746E-5,6.2133017398405543E-3,5.1936854683024439E-5,6.6210014032437204E-5,3.2425056567692803E-2]
[2004,2,4,4,1.7334055343506346E-2,4.370035266478247E-3,3.2685067000000546E-4,3.2674163497165099E-5,3.6660354565893646E-3,9.1378563218390916E-5,2.582102946328952E-2,null,1.9886644978003163E-2,6.0983771503247261E-3,2.1738414871169581E-4,2.3948353726027746E-5,6.412252267103815E-3,5.1936854683024439E-5,6.6422856984214545E-5,3.2690543752552453E-2]
[2004,2,4,5,1.7940441052145407E-2,4.3600287724976849E-3,3.2685067000000546E-4,3.2674163497165099E-5,3.6004374710676208E-3,9.1378563218390916E-5,2.6351810692426276E-2,null,2.0582326229070438E-2,6.0844131041500821E-3,2.1738414871169581E-4,2.3948353726027746E-5,6.2975150158251355E-3,5.1936854683024439E-5,6.6270762120431001E-5,3.32575237061664E-2]
[2004,2,4,6,1.9170734578119082E-2,4.5276460433051283E-3,3.2685067000000546E-4,3.2674163497165099E-5,3.6677557816521171E-3,9.1378563218390916E-5,2.7817039799791887E-2,null,2.1993791122018283E-2,6.318322734613014E-3,2.1738414871169581E-4,2.3948353726027746E-5,6.4152612828142237E-3,5.1936854683024439E-5,6.8818480234362751E-5,3.5020644496566264E-2]
[2004,2,4,7,2.2350740605965952E-2,5.0275048162435358E-3,3.2685067000000546E-4,3.2674163497165099E-5,3.8866989644967577E-3,9.1378563218390916E-5,3.1715847783421805E-2,null,2.5642080552880833E-2,7.0158748442401622E-3,2.1738414871169581E-4,2.3948353726027746E-5,6.7982141858034884E-3,5.1936854683024439E-5,7.6416141525995724E-5,3.9749438940045227E-2]
[2004,2,4,8,2.5606650668660833E-2,5.6645717266876217E-3,0,0,3.8260442620563599E-3,9.1378563218390916E-5,3.5188645220623205E-2,null,2.9377451544492287E-2,7.9049006879631841E-3,0,0,6.6921232170064253E-3,5.1936854683024439E-5,8.6099313789249498E-5,4.4026412304144918E-2]
[2004,2,4,9,2.4608080375465996E-2,5.9708170776689674E-3,0,0,3.5361583802170321E-3,9.1378563218390916E-5,3.4206434396570388E-2,null,2.8231833135365338E-2,8.332265580220195E-3,0,0,6.1850846394922452E-3,5.1936854683024439E-5,9.0754125457784968E-5,4.2801120209760797E-2]
[2004,2,4,10,2.3257297361537903E-2,6.2512428569025122E-3,0,0,3.6674422754343823E-3,9.1378563218390916E-5,3.3267361057093187E-2,null,2.6682135634810842E-2,8.7235993018398E-3,0,0,6.4147129299738795E-3,5.1936854683024439E-5,9.5016489556216528E-5,4.187238472130754E-2]
[2004,2,4,11,2.2283775638036699E-2,6.4073477988187723E-3,0,0,3.6459325897733792E-3,9.1378563218390916E-5,3.242843458984724E-2,null,2.5565254414000912E-2,8.9414434959444577E-3,0,0,6.3770903995107467E-3,5.1936854683024439E-5,9.7389224694299081E-5,4.0935725164139139E-2]
[2004,2,4,12,2.2291121779261396E-2,6.262444131989571E-3,0,0,3.413715216503205E-3,9.1378563218390916E-5,3.205865969097256E-2,null,2.5573682338084387E-2,8.7392306631172284E-3,0,0,5.9709196475241123E-3,5.1936854683024439E-5,9.5186744633756937E-5,4.0335769503408753E-2]
[2004,2,4,13,2.1662919920156811E-2,6.0021529096679479E-3,0,0,3.1389585619554113E-3,9.1378563218390916E-5,3.0895409954998562E-2,null,2.4852972319628467E-2,8.3759946831212326E-3,0,0,5.4903435587524505E-3,5.1936854683024439E-5,9.1230418064235037E-5,3.8771247416185171E-2]
[2004,2,4,14,2.0996190280449144E-2,6.1231750105571383E-3,0,0,3.2324627657560759E-3,9.1378563218390916E-5,3.0443206619980748E-2,null,2.4088060971509031E-2,8.5448808292830948E-3,0,0,5.6538914976374584E-3,5.1936854683024439E-5,9.3069907498326065E-5,3.8338770153112607E-2]
[2004,2,4,15,2.0532787207351057E-2,6.029356014871032E-3,0,0,3.2535131295590124E-3,9.1378563218390916E-5,2.9907034914999492E-2,null,2.3556417786241967E-2,8.4139565724590422E-3,0,0,5.6907106295354124E-3,5.1936854683024439E-5,9.1643894811274478E-5,3.7713021842919442E-2]
[2004,2,4,16,2.178314175435813E-2,5.970399338465401E-3,0,0,3.4225750985617935E-3,9.1378563218390916E-5,3.126749475460372E-2,null,2.4990897859150967E-2,8.3316826258368823E-3,0,0,5.9864164422194126E-3,5.1936854683024439E-5,9.0747775982395599E-5,3.9360933781890282E-2]
[2004,2,4,17,2.4552755860746109E-2,5.7974810084870654E-3,0,0,3.2771749837332271E-3,9.1378563218390916E-5,{"$f":"SUM(E835:J835)","v":3.3718790416184793E-2},null,{"$f":"E835*W$5","v":2.8168361607150395E-2},8.0903753758699917E-3,{"$f":"G835*Y$5","v":0},{"$f":"H835*Z$5","v":0},{"$f":"I835*AA$5","v":5.7320975118689632E-3},{"$f":"J835*AB$5","v":5.1936854683024439E-5},8.8119483805852966E-5,{"$f":"SUM(M835:R835)","v":4.2042771349572371E-2}]
[2004,2,4,18,2.9990938454013499E-2,5.7168313295265227E-3,3.2685067000000546E-4,3.2674163497165099E-5,3.2854532225268765E-3,9.1378563218390916E-5,3.9444126402782463E-2,null,3.4407363641857702E-2,{"$f":"(F836*X$5)-S836","v":7.9778288792486125E-3},2.1738414871169581E-4,2.3948353726027746E-5,5.7465769559716636E-3,5.1936854683024439E-5,{"$f":"(F836*$AC$7)*$AC$5","v":8.6893639673080994E-5},4.8425038834198728E-2]
[2004,2,4,19,3.1297010545516819E-2,5.6867476702945619E-3,3.2685067000000546E-4,3.2674163497165099E-5,3.2266400372284129E-3,9.1378563218390916E-5,4.0661301649755351E-2,null,3.5905766149793315E-2,7.9358471814198455E-3,2.1738414871169581E-4,2.3948353726027746E-5,5.6437069796085541E-3,5.1936854683024439E-5,8.6436379611576559E-5,4.9778589667942463E-2]
[2004,2,4,20,3.0558872486122806E-2,5.6646202564556479E-3,3.2685067000000546E-4,3.2674163497165099E-5,3.4699924112129616E-3,9.1378563218390916E-5,4.0144388550506976E-2,null,3.5058930874318092E-2,7.9049684111760169E-3,2.1738414871169581E-4,2.3948353726027746E-5,6.0693539299081683E-3,5.1936854683024439E-5,8.6100051423077255E-5,4.9326522572523027E-2]
[2004,2,4,21,2.9172600939133767E-2,5.4293044812412945E-3,3.2685067000000546E-4,3.2674163497165099E-5,3.2881608782056701E-3,9.1378563218390916E-5,3.8340969695296295E-2,null,3.3468518847140284E-2,7.5765856272460731E-3,2.1738414871169581E-4,2.3948353726027746E-5,5.7513129088751398E-3,5.1936854683024439E-5,8.2523342053454973E-5,4.7089686740382247E-2]
[2004,2,4,22,2.741847627660644E-2,5.2505600843883223E-3,3.2685067000000546E-4,3.2674163497165099E-5,3.2881875448980652E-3,9.1378563218390916E-5,3.6408127302608381E-2,null,3.145608415026431E-2,7.3271481103733089E-3,2.1738414871169581E-4,2.3948353726027746E-5,5.7513595515115224E-3,5.1936854683024439E-5,7.9806495898924342E-5,4.4827861169269886E-2]
[2004,2,4,23,2.4642617491028446E-2,4.7484469734400056E-3,3.2685067000000546E-4,3.2674163497165099E-5,2.9631720372027249E-3,9.1378563218390916E-5,3.2805139898386737E-2,null,2.8271456140031237E-2,6.62645007569741E-3,2.1738414871169581E-4,2.3948353726027746E-5,5.1828758445911765E-3,5.1936854683024439E-5,7.2174569535708326E-5,4.0374051417440576E-2]
[2004,2,4,24,2.1056706053090197E-2,4.380866029738739E-3,3.2685067000000546E-4,3.2674163497165099E-5,3.0255605849789017E-3,9.1378563218390916E-5,2.8914036064523401E-2,null,2.4157488215292063E-2,6.1134914629471012E-3,2.1738414871169581E-4,2.3948353726027746E-5,5.2919994773700275E-3,5.1936854683024439E-5,6.6587480424350141E-5,3.5856248512729935E-2]
[2004,2,5,1,1.9677786933287814E-2,4.4713342948377102E-3,3.2685067000000546E-4,3.2674163497165099E-5,3.4182140137474617E-3,9.1378563218390916E-5,2.8018238638588547E-2,null,2.2575511323821979E-2,6.2397397806531743E-3,2.1738414871169581E-4,2.3948353726027746E-5,5.978788481082957E-3,5.1936854683024439E-5,6.7962563293903666E-5,3.5087308942678856E-2]
[2004,2,5,2,1.8748609445096345E-2,4.4897540373654296E-3,3.2685067000000546E-4,3.2674163497165099E-5,3.4613860153942366E-3,9.1378563218390916E-5,2.7150652894571574E-2,null,2.15095044106654E-2,6.2654445015755825E-3,2.1738414871169581E-4,2.3948353726027746E-5,6.0543005072793664E-3,5.1936854683024439E-5,6.824253630304386E-5,3.4122518776641089E-2]
[2004,2,5,3,1.8243548623750997E-2,4.5056024473072503E-3,3.2685067000000546E-4,3.2674163497165099E-5,3.5497387964289603E-3,9.1378563218390916E-5,2.6749793264202772E-2,null,2.0930069013272587E-2,6.2875609320308607E-3,2.1738414871169581E-4,2.3948353726027746E-5,6.2088381071480556E-3,5.1936854683024439E-5,6.8483426044842473E-5,3.3719737409572251E-2]
[2004,2,5,4,1.8282719842825316E-2,4.5211599254750493E-3,3.2685067000000546E-4,3.2674163497165099E-5,3.6709394022129702E-3,9.1378563218390916E-5,2.6925722567228898E-2,null,2.0975008533289659E-2,6.3092713676657754E-3,2.1738414871169581E-4,2.3948353726027746E-5,6.420829744549157E-3,5.1936854683024439E-5,6.8719893735458515E-5,3.3998379002625333E-2]
[2004,2,5,5,1.895583450315708E-2,4.4611339652585952E-3,3.2685067000000546E-4,3.2674163497165099E-5,3.6113397057354136E-3,9.1378563218390916E-5,2.7479211570866649E-2,null,2.1747245151567313E-2,6.2255052372140801E-3,2.1738414871169581E-4,2.3948353726027746E-5,6.3165840837031886E-3,5.1936854683024439E-5,6.7807522203498118E-5,3.4582603829605325E-2]
[2004,2,5,6,2.022295249630314E-2,4.6566855134163292E-3,3.2685067000000546E-4,3.2674163497165099E-5,3.6765868411565679E-3,9.1378563218390916E-5,2.90071282475916E-2,null,2.320095723310716E-2,6.4983971065643272E-3,2.1738414871169581E-4,2.3948353726027746E-5,6.4307076640614533E-3,5.1936854683024439E-5,7.0779830600173989E-5,3.6423331360853684E-2]
[2004,2,5,7,2.3571525077907017E-2,5.1299186386908032E-3,3.2685067000000546E-4,3.2674163497165099E-5,3.9203910704623856E-3,9.1378563218390916E-5,3.307273818377577E-2,null,2.704263610131144E-2,7.1587931679161065E-3,2.1738414871169581E-4,2.3948353726027746E-5,6.8571449532278134E-3,5.1936854683024439E-5,7.797279227749039E-5,4.1351843579576109E-2]
[2004,2,5,8,2.7011492378929389E-2,5.7101222390940568E-3,0,0,3.8811165753359625E-3,9.1378563218390916E-5,3.6694109756577803E-2,null,3.0989168352173271E-2,7.9684663543951734E-3,0,0,6.7884500446826418E-3,5.1936854683024439E-5,8.67916640762916E-5,4.579802160593411E-2]
[2004,2,5,9,2.6002087933386431E-2,6.0065175851089832E-3,0,0,3.569892580176778E-3,9.1378563218390916E-5,3.5669876661890587E-2,null,2.9831120368021029E-2,8.3820855806438169E-3,0,0,6.2440890334028425E-3,5.1936854683024439E-5,9.1296759453931886E-5,4.4509231836750714E-2]
[2004,2,5,10,2.4602727108571868E-2,6.287280850059836E-3,0,0,3.7092407997419597E-3,9.1378563218390916E-5,3.469062732159206E-2,null,2.8225691553601211E-2,8.773890263036389E-3,0,0,6.4878226108339241E-3,5.1936854683024439E-5,9.5564253205596893E-5,4.3539341282154545E-2]
[2004,2,5,11,2.3551708782708226E-2,6.4954829786225843E-3,0,0,3.6772401671557068E-3,9.1378563218390916E-5,3.3815810491704908E-2,null,2.701990168518156E-2,9.0644359968925052E-3,0,0,6.431850394722066E-3,5.1936854683024439E-5,9.8728845563790245E-5,4.256812493147915E-2]
[2004,2,5,12,2.3566494347563922E-2,6.3171583298873117E-3,0,0,3.455185953865807E-3,9.1378563218390916E-5,3.3430217194535435E-2,null,2.7036864552396279E-2,8.8155842378394803E-3,0,0,6.0434559971641148E-3,5.1936854683024439E-5,9.6018379419371939E-5,4.19478416420829E-2]
[2004,2,5,13,2.2894874008230353E-2,6.0605511394553379E-3,0,0,3.170394171377509E-3,9.1378563218390916E-5,3.2217197882281591E-2,null,2.6266342306813611E-2,8.4574893183903526E-3,0,0,5.545327494443069E-3,5.1936854683024439E-5,9.2118048719084459E-5,4.0321095974330048E-2]
[2004,2,5,14,2.2200689108542674E-2,6.1777937767926198E-3,0,0,3.2757881812194383E-3,9.1378563218390916E-5,3.1745649629773123E-2,null,2.5469932674121905E-2,8.6211012292749262E-3,0,0,5.7296718595073407E-3,5.1936854683024439E-5,9.3900091759341735E-5,3.987264261758719E-2]
[2004,2,5,15,2.1741485361337989E-2,6.0603544010635344E-3,0,0,3.2933197733877604E-3,9.1378563218390916E-5,3.1186538099007673E-2,null,2.4943107201821257E-2,8.4572147702826131E-3,0,0,5.7603363178734494E-3,5.1936854683024439E-5,9.2115058371120378E-5,3.9212595144660335E-2]
[2004,2,5,16,2.3052755756234906E-2,5.9688219018615013E-3,0,0,3.492246027566411E-3,9.1378563218390916E-5,3.2605202248881207E-2,null,2.6447473508304169E-2,8.3294813156060254E-3,0,0,6.1082776674451804E-3,5.1936854683024439E-5,9.0723799552103106E-5,4.0937169346038395E-2]
[2004,2,5,17,2.5960078323469023E-2,5.754503197397275E-3,0,0,3.3554129793281454E-3,9.1378563218390916E-5,3.516137306341284E-2,null,2.9782924479549677E-2,8.0303999099666755E-3,0,0,5.8689433690811308E-3,5.1936854683024439E-5,8.7466237590333901E-5,4.3734204613280502E-2]
[2004,2,5,18,3.160502871350173E-2,5.6972980545883416E-3,3.2685067000000546E-4,3.2674163497165099E-5,3.3784215133018328E-3,9.1378563218390916E-5,4.1131651678107464E-2,null,3.6259142658181212E-2,7.9505702256474006E-3,2.1738414871169581E-4,2.3948353726027746E-5,5.9091875308964047E-3,5.1936854683024439E-5,8.6596741399146078E-5,5.0412169771845768E-2]
[2004,2,5,19,3.2888940297352259E-2,5.7569099138780186E-3,3.2685067000000546E-4,3.2674163497165099E-5,3.3041457194106011E-3,9.1378563218390916E-5,4.2400899327356439E-2,null,3.773212133196549E-2,8.0337584789251602E-3,2.1738414871169581E-4,2.3948353726027746E-5,5.7792719494979957E-3,5.1936854683024439E-5,8.7502818756126377E-5,5.1838421117509394E-2]
[2004,2,5,20,3.2109643913150028E-2,5.7414370074083676E-3,3.2685067000000546E-4,3.2674163497165099E-5,3.5598862915892562E-3,9.1378563218390916E-5,4.1861870608863212E-2,null,3.6838066812226289E-2,8.0121660629583046E-3,2.1738414871169581E-4,2.3948353726027746E-5,6.2265870622843405E-3,5.1936854683024439E-5,8.726763652282783E-5,5.1370089294589687E-2]
[2004,2,5,21,3.0647841278860173E-2,5.5229537855644023E-3,3.2685067000000546E-4,3.2674163497165099E-5,3.3596000140456079E-3,9.1378563218390916E-5,3.9981298475185743E-2,null,3.5161001091600072E-2,7.7072730800473626E-3,2.1738414871169581E-4,2.3948353726027746E-5,5.8762668996845333E-3,5.1936854683024439E-5,8.3946775496988239E-5,4.9037810428452719E-2]
[2004,2,5,22,2.8830559550801389E-2,5.3307494804551974E-3,3.2685067000000546E-4,3.2674163497165099E-5,3.3535525099176642E-3,9.1378563218390916E-5,3.7965764937889813E-2,null,3.3076108904818421E-2,7.4390522829606096E-3,2.1738414871169581E-4,2.3948353726027746E-5,5.8656892272877688E-3,5.1936854683024439E-5,8.1025343908563646E-5,4.667411977218755E-2]
[2004,2,5,23,2.5923150370311288E-2,4.839886826741184E-3,3.2685067000000546E-4,3.2674163497165099E-5,2.9946923943807184E-3,9.1378563218390916E-5,3.4208632988148753E-2,null,2.9740558565765553E-2,6.7540542431691157E-3,2.1738414871169581E-4,2.3948353726027746E-5,5.2380080123423708E-3,5.1936854683024439E-5,7.356442017262925E-5,4.2025890178397786E-2]
[2004,2,5,24,2.2239757314881155E-2,4.4090217234975422E-3,3.2685067000000546E-4,3.2674163497165099E-5,3.0513742134281596E-3,9.1378563218390916E-5,3.0151056648522419E-2,null,2.5514754011886458E-2,6.1527826880745824E-3,2.1738414871169581E-4,2.3948353726027746E-5,5.3371500220131289E-3,5.1936854683024439E-5,6.701543615143045E-5,3.7297956079094918E-2]
[2004,2,6,1,2.0213080462109682E-2,4.41836769399405E-3,3.2685067000000546E-4,3.2674163497165099E-5,3.2940947941559923E-3,9.1378563218390916E-5,2.8376446346975285E-2,null,2.3189631456459657E-2,6.1658249747949465E-3,2.1738414871169581E-4,2.3948353726027746E-5,5.7616919045111112E-3,5.1936854683024439E-5,6.7157491312044414E-5,3.5410417692886456E-2]
[2004,2,6,2,1.9231945045371714E-2,4.5327678210274353E-3,3.2685067000000546E-4,3.2674163497165099E-5,3.585741680753284E-3,9.1378563218390916E-5,2.7801357943867993E-2,null,2.2064015360205382E-2,6.3254701671452765E-3,2.1738414871169581E-4,2.3948353726027746E-5,6.2718106504757454E-3,5.1936854683024439E-5,6.8896329287839115E-5,3.4954565534947149E-2]
[2004,2,6,3,1.9177626357412086E-2,4.4418017874732147E-3,3.2685067000000546E-4,3.2674163497165099E-5,3.533852379781534E-3,9.1378563218390916E-5,2.7604183921382395E-2,null,2.2001697775444196E-2,6.1985272143645328E-3,2.1738414871169581E-4,2.3948353726027746E-5,6.1810512206408571E-3,5.1936854683024439E-5,6.7513680529019708E-5,3.4674545567570332E-2]
[2004,2,6,4,1.9679148022771365E-2,4.441556466839215E-3,3.2685067000000546E-4,3.2674163497165099E-5,3.5238668051198424E-3,9.1378563218390916E-5,2.8095474691445986E-2,null,2.2577072845508986E-2,6.1981848698163403E-3,2.1738414871169581E-4,2.3948353726027746E-5,6.1635854801915446E-3,5.1936854683024439E-5,6.7509951749640626E-5,3.5232112552637612E-2]
[2004,2,6,5,2.0255420225585685E-2,4.5521825208228919E-3,3.2685067000000546E-4,3.2674163497165099E-5,3.7587517089571411E-3,9.1378563218390916E-5,2.9017257852081282E-2,null,2.3238206116457806E-2,6.3525633493264899E-3,2.1738414871169581E-4,2.3948353726027746E-5,6.5744220023621174E-3,5.1936854683024439E-5,6.9191425265163886E-5,3.6458460825267158E-2]
[2004,2,6,6,2.1431616061307824E-2,4.6390442890252952E-3,3.2685067000000546E-4,3.2674163497165099E-5,3.6409393498305865E-3,9.1378563218390916E-5,3.0162503096879269E-2,null,2.4587606966177282E-2,6.4737788064432086E-3,2.1738414871169581E-4,2.3948353726027746E-5,6.3683567376238122E-3,5.1936854683024439E-5,7.0511690767587136E-5,3.7723011867365056E-2]
[2004,2,6,7,2.4638732649441865E-2,4.9966809353287666E-3,3.2685067000000546E-4,3.2674163497165099E-5,3.6252982392289447E-3,9.1378563218390916E-5,3.3711615220715141E-2,null,2.8266999221906935E-2,6.9728601682495853E-3,2.1738414871169581E-4,2.3948353726027746E-5,6.3409989152287431E-3,5.1936854683024439E-5,7.5947630379322509E-5,4.1874127662506005E-2]
[2004,2,6,8,2.7807694640402301E-2,5.5170273147308133E-3,0,0,3.4790300295444998E-3,9.1378563218390916E-5,3.6895130547896005E-2,null,3.1902618285891561E-2,7.6990026995790717E-3,0,0,6.0851616026166974E-3,5.1936854683024439E-5,8.3856695417401647E-5,4.5738719442770352E-2]
[2004,2,6,9,2.792064025854164E-2,6.0389154700206662E-3,0,0,3.5499137314148918E-3,9.1378563218390916E-5,3.7600848023195584E-2,null,3.2032196123578549E-2,8.4272967766677517E-3,0,0,6.2091440854380687E-3,5.1936854683024439E-5,9.178919485659032E-5,4.6720573840367388E-2]
[2004,2,6,10,2.5864613582805635E-2,6.149649740309163E-3,0,0,3.408456673901192E-3,9.1378563218390916E-5,3.5514098560234381E-2,null,2.9673401729802536E-2,8.5818262718563507E-3,0,0,5.9617219455049431E-3,5.1936854683024439E-5,9.3472313218367694E-5,4.4268886801846846E-2]
[2004,2,6,11,2.487746435934856E-2,6.3057727187216571E-3,0,0,3.4327189010436793E-3,9.1378563218390916E-5,3.470733454233229E-2,null,2.8540886241754521E-2,8.7996956358623469E-3,0,0,6.0041589385023148E-3,5.1936854683024439E-5,9.5845322504262961E-5,4.33966776708022E-2]
[2004,2,6,12,2.4457897304748347E-2,6.2549008839427279E-3,0,0,3.3707932357623957E-3,9.1378563218390916E-5,3.417496998767186E-2,null,2.8059534308005986E-2,8.7287040726613183E-3,0,0,5.8958449321884644E-3,5.1936854683024439E-5,9.5072090161731204E-5,4.2736020167538788E-2]
[2004,2,6,13,2.3451633384110031E-2,6.0832952892995937E-3,0,0,3.2284256055069784E-3,9.1378563218390916E-5,3.2854732842134998E-2,null,2.6905089318224395E-2,8.4892287427326997E-3,0,0,5.6468301120435448E-3,5.1936854683024439E-5,9.2463751057901051E-5,4.1093085027683662E-2]
[2004,2,6,14,2.2841404366349925E-2,6.2578489295127661E-3,0,0,3.4143470640225146E-3,9.1378563218390916E-5,3.26049789231036E-2,null,2.6204998797513271E-2,8.7328180654888694E-3,0,0,5.9720248102362941E-3,5.1936854683024439E-5,9.5116899321690077E-5,4.0961778527921454E-2]
[2004,2,6,15,2.247325302605211E-2,6.1879234396006559E-3,0,0,3.5780246668152358E-3,9.1378563218390916E-5,3.2330579695686396E-2,null,2.5782633986879307E-2,8.6352371573492123E-3,0,0,6.2583128431835172E-3,5.1936854683024439E-5,9.4054058741978639E-5,4.072812084209506E-2]
[2004,2,6,16,2.3958809676972719E-2,5.8364439356335864E-3,0,0,3.3640898138014726E-3,9.1378563218390916E-5,3.325072198962617E-2,null,2.7486951708619867E-2,8.1447480777204258E-3,0,0,5.8841199957618343E-3,5.1936854683024439E-5,8.8711705328043419E-5,4.156775663678515E-2]
[2004,2,6,17,2.6796570703221681E-2,5.6859642109606656E-3,0,0,3.3756090348219369E-3,9.1378563218390916E-5,3.5949522512222679E-2,null,3.0742597600079885E-2,7.9347538651858354E-3,0,0,5.9042682327274578E-3,5.1936854683024439E-5,8.6424471330724109E-5,4.4633556552676201E-2]
[2004,2,6,18,3.1224802632579429E-2,5.9426561438406331E-3,3.2685067000000546E-4,3.2674163497165099E-5,3.4683347569935629E-3,9.1378563218390916E-5,4.1086696930129181E-2,null,3.5822924996887551E-2,8.292967042584155E-3,2.1738414871169581E-4,2.3948353726027746E-5,6.066454531592937E-3,5.1936854683024439E-5,9.0326090083661141E-5,5.0475615928185391E-2]
[2004,2,6,19,3.2631702201268827E-2,5.8783507320966134E-3,3.2685067000000546E-4,3.2674163497165099E-5,3.3391735484307955E-3,9.1378563218390916E-5,4.2300129878511797E-2,null,3.7437002700447732E-2,8.2032289444433602E-3,2.1738414871169581E-4,2.3948353726027746E-5,5.8405390263460274E-3,5.1936854683024439E-5,8.9348672532743687E-5,5.1774040028357865E-2]
[2004,2,6,20,3.1980877693901406E-2,5.8318986948190897E-3,3.2685067000000546E-4,3.2674163497165099E-5,3.4983351944222895E-3,9.1378563218390916E-5,4.176201497985834E-2,null,3.6690338653026865E-2,8.1384052015110574E-3,2.1738414871169581E-4,2.3948353726027746E-5,6.118928212001753E-3,5.1936854683024439E-5,8.8642619414047258E-5,5.1240941423660424E-2]
[2004,2,6,21,3.0709152210207254E-2,5.6513649481202298E-3,3.2685067000000546E-4,3.2674163497165099E-5,3.3419892249221435E-3,9.1378563218390916E-5,4.0153409779965191E-2,null,3.5231340588088807E-2,7.886470649820794E-3,2.1738414871169581E-4,2.3948353726027746E-5,5.8454639181477761E-3,5.1936854683024439E-5,8.5898575829367759E-5,4.9256544513178124E-2]
[2004,2,6,22,2.9834351656478506E-2,5.3643861954185881E-3,3.2685067000000546E-4,3.2674163497165099E-5,3.1482060586160475E-3,9.1378563218390916E-5,3.8797847307228704E-2,null,3.4227718083498074E-2,7.4859922643191667E-3,2.1738414871169581E-4,2.3948353726027746E-5,5.506518329053872E-3,5.1936854683024439E-5,8.1536609052021544E-5,4.7513498033991859E-2]
[2004,2,6,23,2.6856317169836174E-2,4.8308429230312071E-3,3.2685067000000546E-4,3.2674163497165099E-5,3.0186605301340901E-3,9.1378563218390916E-5,3.5156724019717027E-2,null,3.0811142250867427E-2,6.7414334901610721E-3,2.1738414871169581E-4,2.3948353726027746E-5,5.2799306109213252E-3,5.1936854683024439E-5,7.3426956311109685E-5,4.3125775709070571E-2]
[2004,2,6,24,2.3864588582667639E-2,4.2569258400698877E-3,3.2685067000000546E-4,3.2674163497165099E-5,3.072987778405205E-3,9.1378563218390916E-5,3.1645405597858292E-2,null,2.7378855742918106E-2,5.9405331286102366E-3,2.1738414871169581E-4,2.3948353726027746E-5,5.374954247494677E-3,5.1936854683024439E-5,6.4703637162003897E-5,3.8987612476143768E-2]
[2004,2,7,1,2.4566047156479635E-2,4.0391508391953357E-3,3.2685067000000546E-4,3.2674163497165099E-5,3.0364156184261373E-3,9.1378563218390916E-5,3.2092517010816668E-2,null,2.8183610161185348E-2,5.6366284669172907E-3,2.1738414871169581E-4,2.3948353726027746E-5,5.3109859857264638E-3,5.1936854683024439E-5,6.1393540822784885E-5,3.9424493970949853E-2]
[2004,2,7,2,2.3200013264091494E-2,4.050634710377218E-3,3.2685067000000546E-4,3.2674163497165099E-5,3.200141419471367E-3,9.1378563218390916E-5,3.090169279065564E-2,null,2.6616415958357353E-2,5.6526541905882362E-3,2.1738414871169581E-4,2.3948353726027746E-5,5.5973583221010752E-3,5.1936854683024439E-5,6.1568091252386822E-5,3.8159697828167416E-2]
[2004,2,7,3,2.274098111823061E-2,4.0914793180420453E-3,3.2685067000000546E-4,3.2674163497165099E-5,3.2861142945398436E-3,9.1378563218390916E-5,3.0569478127528062E-2,null,2.6089787357183186E-2,5.7096527745602813E-3,2.1738414871169581E-4,2.3948353726027746E-5,5.7477332351631941E-3,5.1936854683024439E-5,6.2188913595471364E-5,3.7840442724027409E-2]
[2004,2,7,4,2.2325223440959118E-2,4.091572399264898E-3,3.2685067000000546E-4,3.2674163497165099E-5,3.3704492767147533E-3,9.1378563218390916E-5,3.023814851365433E-2,null,2.5612805764536159E-2,5.7097826692563093E-3,2.1738414871169581E-4,2.3948353726027746E-5,5.8952433143893042E-3,5.1936854683024439E-5,6.2190328394294816E-5,3.7511101105302522E-2]
[2004,2,7,5,2.2212650886816846E-2,4.2061148000794414E-3,3.2685067000000546E-4,3.2674163497165099E-5,3.5466143993812134E-3,9.1378563218390916E-5,3.0416283482993061E-2,null,2.5483655927747789E-2,5.8696264044382626E-3,2.1738414871169581E-4,2.3948353726027746E-5,6.2033732330926952E-3,5.1936854683024439E-5,6.3931328876898338E-5,3.7849924922399497E-2]
[2004,2,7,6,2.3333084057834835E-2,4.1788894635099846E-3,3.2685067000000546E-4,3.2674163497165099E-5,3.4073090190329543E-3,9.1378563218390916E-5,3.1370185937093335E-2,null,2.6769082577891731E-2,5.8316334912646168E-3,2.1738414871169581E-4,2.3948353726027746E-5,5.9597145856149876E-3,5.1936854683024439E-5,6.3517514221631837E-5,3.8853700011892082E-2]
[2004,2,7,7,2.4610626880302432E-2,4.3841501621269272E-3,3.2685067000000546E-4,3.2674163497165099E-5,3.4341837456183838E-3,9.1378563218390916E-5,3.2879864184763304E-2,null,2.8234754635072901E-2,6.1180744643861062E-3,2.1738414871169581E-4,2.3948353726027746E-5,6.0067210940123556E-3,5.1936854683024439E-5,6.6637397974812765E-5,4.0652819550592106E-2]
[2004,2,7,8,2.6967449695409259E-2,4.7004645253028885E-3,0,0,3.6260192007330026E-3,9.1378563218390916E-5,3.5385311984663541E-2,null,3.0938640002419762E-2,6.5594906468844126E-3,0,0,6.3422599469600592E-3,5.1936854683024439E-5,7.1445254759964485E-5,4.3892327450947261E-2]
[2004,2,7,9,2.9995841922590173E-2,4.7358670734218081E-3,0,0,3.470253846017052E-3,9.1378563218390916E-5,{"$f":"SUM(E899:J899)","v":3.8293341405247427E-2},null,{"$f":"E899*W$5","v":3.4412989188610195E-2},6.6088948455570885E-3,{"$f":"G899*Y$5","v":0},{"$f":"H899*Z$5","v":0},{"$f":"I899*AA$5","v":6.0698112047859153E-3},{"$f":"J899*AB$5","v":5.1936854683024439E-5},7.1983359888913435E-5,{"$f":"SUM(M899:R899)","v":4.7143632093636215E-2}]
[2004,2,7,10,3.1545874440934089E-2,4.8517984857844951E-3,0,0,3.3415820298547299E-3,9.1378563218390916E-5,3.9830633519791707E-2,null,3.6191277407137956E-2,{"$f":"(F900*X$5)-S900","v":6.7706769441091769E-3},0,0,5.8447516944049628E-3,5.1936854683024439E-5,{"$f":"(F900*$AC$7)*$AC$5","v":7.3745472813359123E-5},4.885864290033512E-2]
[2004,2,7,11,3.1126009831772584E-2,4.9210629706820091E-3,0,0,3.3234437038107021E-3,9.1378563218390916E-5,3.9461895069483686E-2,null,3.5709584101344352E-2,6.8673354208194613E-3,0,0,5.8130259995297995E-3,5.1936854683024439E-5,7.4798266370821773E-5,4.8441882376376637E-2]
[2004,2,7,12,3.0787068316481685E-2,4.9117130113034545E-3,0,0,3.3404058004308872E-3,9.1378563218390916E-5,3.9130565691434416E-2,null,3.5320730515191377E-2,6.854287567620649E-3,0,0,5.8426943548404719E-3,5.1936854683024439E-5,7.4656150580733332E-5,4.8069649292335523E-2]
[2004,2,7,13,3.0860842570683313E-2,4.7081496750595048E-3,0,0,3.0444578924354389E-3,9.1378563218390916E-5,3.8704828701396646E-2,null,3.5405368666665514E-2,6.5702152609469306E-3,0,0,5.3250527044910413E-3,5.1936854683024439E-5,7.1562066083456934E-5,4.7352573486786502E-2]
[2004,2,7,14,3.0002831772829624E-2,4.5913618089035591E-3,0,0,2.9638146865899892E-3,9.1378563218390916E-5,3.7649386831541565E-2,null,3.4421008354777988E-2,6.4072379825107851E-3,0,0,5.1839999008201016E-3,5.1936854683024439E-5,6.9786935390422615E-5,4.6064183092791894E-2]
[2004,2,7,15,2.9297912662368687E-2,4.4164051378746075E-3,0,0,2.7241250936385409E-3,9.1378563218390916E-5,3.652982145710023E-2,null,3.3612283805897508E-2,6.163086230902684E-3,0,0,4.764759510484654E-3,5.1936854683024439E-5,6.7127661213087277E-5,4.4592066401967868E-2]
[2004,2,7,16,2.9563166597824205E-2,4.4662715951838119E-3,0,0,2.9532008052583969E-3,9.1378563218390916E-5,3.7074017561484804E-2,null,3.3916598678492983E-2,6.232674791469878E-3,0,0,5.1654351909483122E-3,5.1936854683024439E-5,6.7885612204367961E-5,4.5366645515594189E-2]
[2004,2,7,17,3.2429562857235847E-2,4.6616819093519965E-3,0,0,3.3115544669867973E-3,9.1378563218390916E-5,4.0494177796793034E-2,null,3.7205096588968964E-2,6.5053695690160092E-3,0,0,5.792230568967013E-3,5.1936854683024439E-5,7.0855773898667953E-5,4.9554633581635012E-2]
[2004,2,7,18,3.646048558579764E-2,4.81631230705946E-3,3.2685067000000546E-4,3.2674163497165099E-5,3.0470274818200386E-3,9.1378563218390916E-5,4.4774728771392693E-2,null,4.1829607567393998E-2,6.7211560390608533E-3,2.1738414871169581E-4,2.3948353726027746E-5,5.3295471660291345E-3,5.1936854683024439E-5,7.3206096531329984E-5,5.4173580129604729E-2]
[2004,2,7,19,3.658308929583045E-2,5.1043220759679426E-3,3.2685067000000546E-4,3.2674163497165099E-5,3.345380903616307E-3,9.1378563218390916E-5,4.5483695672130259E-2,null,4.1970265734573659E-2,7.1230732060125167E-3,2.1738414871169581E-4,2.3948353726027746E-5,5.8513962937762898E-3,5.1936854683024439E-5,7.7583734358880474E-5,5.5238004591483217E-2]
[2004,2,7,20,3.5224867040592682E-2,4.8004678397201971E-3,3.2685067000000546E-4,3.2674163497165099E-5,3.0203798538796347E-3,9.1378563218390916E-5,4.3496618130908077E-2,null,4.0412033500057641E-2,6.6990451105010717E-3,2.1738414871169581E-4,2.3948353726027746E-5,5.2829378752306316E-3,5.1936854683024439E-5,7.2965266715575424E-5,5.2687285842910096E-2]
[2004,2,7,21,3.3884698320305683E-2,4.7945889595697108E-3,3.2685067000000546E-4,3.2674163497165099E-5,3.1747144117106542E-3,9.1378563218390916E-5,4.2304905088301606E-2,null,3.8874513339724442E-2,6.6908411427541213E-3,2.1738414871169581E-4,2.3948353726027746E-5,5.5528840146127937E-3,5.1936854683024439E-5,7.2875909996086564E-5,5.1411507854212106E-2]
[2004,2,7,22,3.2614843161291901E-2,4.8017860836551372E-3,3.2685067000000546E-4,3.2674163497165099E-5,3.3712432474113977E-3,9.1378563218390916E-5,4.1238775889074E-2,null,3.741766102095917E-2,6.7008847177813741E-3,2.1738414871169581E-4,2.3948353726027746E-5,5.8966320462932528E-3,5.1936854683024439E-5,7.2985303516887411E-5,5.0308447142154544E-2]
[2004,2,7,23,2.9792191777044782E-2,4.5405754555979559E-3,3.2685067000000546E-4,3.2674163497165099E-5,3.169435250725328E-3,9.1378563218390916E-5,3.7953105880083625E-2,null,3.4179349797023903E-2,6.3363657085676039E-3,2.1738414871169581E-4,2.3948353726027746E-5,5.5436502490375811E-3,5.1936854683024439E-5,6.901500233344148E-5,4.6352635111749835E-2]
[2004,2,7,24,2.6681897361533896E-2,4.1205866064796381E-3,3.2685067000000546E-4,3.2674163497165099E-5,3.1379397873293113E-3,9.1378563218390916E-5,3.4391327152058407E-2,null,3.0611037616602589E-2,5.7502719485237851E-3,2.1738414871169581E-4,2.3948353726027746E-5,5.4885616229301618E-3,5.1936854683024439E-5,6.2631333196045127E-5,4.2143140545177281E-2]
[2004,2,8,1,2.4202548238895703E-2,4.03634124853877E-3,3.2685067000000546E-4,3.2674163497165099E-5,3.4353327559167733E-3,9.1378563218390916E-5,3.2125125640066809E-2,null,2.7766582882765577E-2,5.6327076876976825E-3,2.1738414871169581E-4,2.3948353726027746E-5,6.0087308246813626E-3,5.1936854683024439E-5,6.1350836124313287E-5,3.9701290752265368E-2]
[2004,2,8,2,2.2595628294461594E-2,4.1200666599249874E-3,3.2685067000000546E-4,3.2674163497165099E-5,3.5768116461506608E-3,9.1378563218390916E-5,3.0743409997252804E-2,null,2.5923030072429992E-2,5.7495463639472494E-3,2.1738414871169581E-4,2.3948353726027746E-5,6.2561911521637308E-3,5.1936854683024439E-5,6.2623430208189643E-5,3.8222036945661717E-2]
[2004,2,8,3,2.157846811283716E-2,4.0865020099007752E-3,3.2685067000000546E-4,3.2674163497165099E-5,3.5994478887739169E-3,9.1378563218390916E-5,2.9715321408227413E-2,null,2.4756084252950762E-2,5.7027069490948254E-3,2.1738414871169581E-4,2.3948353726027746E-5,6.2957841402290242E-3,5.1936854683024439E-5,6.2113260424118285E-5,3.7047844699395358E-2]
[2004,2,8,4,2.132076078183074E-2,4.1106247065350737E-3,3.2685067000000546E-4,3.2674163497165099E-5,3.6575496358506676E-3,9.1378563218390916E-5,2.9539838520932043E-2,null,2.4460427287607493E-2,5.7363701332542915E-3,2.1738414871169581E-4,2.3948353726027746E-5,6.3974097420070805E-3,5.1936854683024439E-5,6.2479916144474705E-5,3.6887476519989609E-2]
[2004,2,8,5,2.1781719552253172E-2,4.0890656563095495E-3,3.2685067000000546E-4,3.2674163497165099E-5,3.6276112437401463E-3,9.1378563218390916E-5,2.9949299849018431E-2,null,2.4989266225480266E-2,5.7062845135142032E-3,2.1738414871169581E-4,2.3948353726027746E-5,6.3450445848891703E-3,5.1936854683024439E-5,6.2152226864520778E-5,3.7333864681004386E-2]
[2004,2,8,6,2.2043297095472043E-2,4.0884733711597033E-3,3.2685067000000546E-4,3.2674163497165099E-5,3.6209876791152467E-3,9.1378563218390916E-5,3.0203661542462554E-2,null,2.5289363325271787E-2,5.705457980545006E-3,2.1738414871169581E-4,2.3948353726027746E-5,6.3334593267035241E-3,5.1936854683024439E-5,6.2143224357812457E-5,3.7621549989641061E-2]
[2004,2,8,7,2.3049386037851633E-2,4.177555481925178E-3,3.2685067000000546E-4,3.2674163497165099E-5,3.6168359193884158E-3,9.1378563218390916E-5,3.1294680835880787E-2,null,2.6443607569732033E-2,5.8297719221193662E-3,2.1738414871169581E-4,2.3948353726027746E-5,6.3261974954866461E-3,5.1936854683024439E-5,6.3497238214088638E-5,3.889284634445879E-2]
[2004,2,8,8,2.5911469908873257E-2,4.5166569046105479E-3,0,0,3.8931207344448725E-3,9.1378563218390916E-5,3.4412626111147065E-2,null,2.9727158055314062E-2,6.3029874093283771E-3,0,0,6.80944648548968E-3,5.1936854683024439E-5,6.8651449548480422E-5,4.2891528804815143E-2]
[2004,2,8,9,2.7799749461249534E-2,4.4048486548261771E-3,0,0,3.5568606281626441E-3,9.1378563218390916E-5,3.5852837307456746E-2,null,3.1893503110361855E-2,6.1469591774893466E-3,0,0,6.2212948829269603E-3,5.1936854683024439E-5,6.6952007111012942E-5,4.4313694025461182E-2]
[2004,2,8,10,3.0587849582908527E-2,4.5419964593210842E-3,0,0,3.6839735400675004E-3,9.1378563218390916E-5,3.8905198145515504E-2,null,3.5092175099333607E-2,6.3383487169662153E-3,0,0,6.4436277182723057E-3,5.1936854683024439E-5,6.9036601044051302E-5,4.7926088389255148E-2]
[2004,2,8,11,3.1013350890444338E-2,4.7533123403247545E-3,0,0,3.830627986056127E-3,9.1378563218390916E-5,3.9688669780043616E-2,null,3.5580335156109401E-2,6.6332396873203404E-3,0,0,6.7001405957135664E-3,5.1936854683024439E-5,7.2248521242972643E-5,4.896565229382633E-2]
[2004,2,8,12,3.1130812671297345E-2,4.6254336356247308E-3,0,0,3.4369016595475143E-3,9.1378563218390916E-5,3.9284526529687981E-2,null,3.5715094200546325E-2,6.4547851616239792E-3,0,0,6.0114749895925348E-3,5.1936854683024439E-5,7.0304814065419021E-5,4.8233291206445858E-2]
[2004,2,8,13,3.0680136498036366E-2,4.5397412822566459E-3,0,0,3.3032381420495961E-3,9.1378563218390916E-5,3.8614494485561E-2,null,3.5198052061238536E-2,6.3352016210182251E-3,0,0,5.7776845084981506E-3,5.1936854683024439E-5,6.9002323219161818E-5,4.736287504543793E-2]
[2004,2,8,14,2.9901782004465288E-2,4.5372385823431727E-3,0,0,3.3218938895087729E-3,9.1378563218390916E-5,3.7852293039535627E-2,null,3.4305078133675754E-2,6.3317091073345202E-3,0,0,5.8103152237097581E-3,5.1936854683024439E-5,6.8964283142070851E-5,4.6499039319403052E-2]
[2004,2,8,15,2.9003804513178317E-2,4.6426343849623498E-3,0,0,3.6243596856463355E-3,9.1378563218390916E-5,3.736217714700539E-2,null,3.3274865686929889E-2,6.4787887795200736E-3,0,0,6.3393572938071421E-3,5.1936854683024439E-5,7.0566258846434428E-5,4.6144948614940125E-2]
[2004,2,8,16,3.012398649153248E-2,4.5258928024462103E-3,0,0,3.4779563692439275E-3,9.1378563218390916E-5,3.8219214226441006E-2,null,3.456000415411678E-2,6.3158760898284613E-3,0,0,6.0832836664161428E-3,5.1936854683024439E-5,6.8791831646941931E-5,4.7011100765044403E-2]
[2004,2,8,17,3.3340301100145464E-2,4.6571771803505004E-3,0,0,3.6489050038597606E-3,9.1378563218390916E-5,4.1737761847574113E-2,null,3.8249948918427971E-2,6.4990832269761958E-3,0,0,6.3822894405974641E-3,5.1936854683024439E-5,7.0787303748663847E-5,5.1183258440684651E-2]
[2004,2,8,18,3.7351709746289485E-2,4.6142666210646352E-3,3.2685067000000546E-4,3.2674163497165099E-5,3.4669142970247986E-3,9.1378563218390916E-5,4.5883794061094482E-2,null,4.2852072196951078E-2,6.4392016108565479E-3,2.1738414871169581E-4,2.3948353726027746E-5,6.0639700090718398E-3,5.1936854683024439E-5,7.0135079734724782E-5,5.5648513174000214E-2]
[2004,2,8,19,3.8156130017749555E-2,4.5396963581790691E-3,3.2685067000000546E-4,3.2674163497165099E-5,3.3672153481738719E-3,9.1378563218390916E-5,4.6513945120818058E-2,null,4.3774950313734538E-2,6.3351389295405848E-3,2.1738414871169581E-4,2.3948353726027746E-5,5.8895868591085331E-3,5.1936854683024439E-5,6.9001640390443486E-5,5.6292945459504404E-2]
[2004,2,8,20,3.6727898922885381E-2,4.2780958433006394E-3,3.2685067000000546E-4,3.2674163497165099E-5,3.0983572594948309E-3,9.1378563218390916E-5,4.4555255422396411E-2,null,4.2136399832196539E-2,5.9700758338980036E-3,2.1738414871169581E-4,2.3948353726027746E-5,5.4193279352449707E-3,5.1936854683024439E-5,6.5025413077117916E-5,5.3819072958460265E-2]
[2004,2,8,21,3.5523091147566681E-2,4.2103544080504176E-3,3.2685067000000546E-4,3.2674163497165099E-5,3.1309963287752592E-3,9.1378563218390916E-5,4.331534528110792E-2,null,4.0754173687206387E-2,5.8755427705085468E-3,2.1738414871169581E-4,2.3948353726027746E-5,5.4764168391761656E-3,5.1936854683024439E-5,6.3995769289104031E-5,5.2399402654011849E-2]
[2004,2,8,22,3.3151104468668625E-2,4.0861008412193065E-3,3.2685067000000546E-4,3.2674163497165099E-5,2.9967444976236285E-3,9.1378563218390916E-5,4.0684853204227114E-2,null,3.8032891445917739E-2,5.7021471188483134E-3,2.1738414871169581E-4,2.3948353726027746E-5,5.2415973403310105E-3,5.1936854683024439E-5,6.2107162814298021E-5,4.9269905262217806E-2]
[2004,2,8,23,2.9289090153279181E-2,4.006476084895497E-3,3.2685067000000546E-4,3.2674163497165099E-5,2.9288385437868094E-3,9.1378563218390916E-5,3.6675308178677049E-2,null,3.3602162106006667E-2,5.5910309001097362E-3,2.1738414871169581E-4,2.3948353726027746E-5,5.1228232281883297E-3,5.1936854683024439E-5,6.0896897111805972E-5,4.4609285591425477E-2]
[2004,2,8,24,2.5326489932945732E-2,4.1642020649806542E-3,3.2685067000000546E-4,3.2674163497165099E-5,3.2116209568705308E-3,9.1378563218390916E-5,3.3153216351512478E-2,null,2.905603471631598E-2,5.8111372503587251E-3,2.1738414871169581E-4,2.3948353726027746E-5,5.6174371485567176E-3,5.1936854683024439E-5,6.3294271407216275E-5,4.0777878472352175E-2]
[2004,2,9,1,2.1279718153164345E-2,4.0964235616841429E-3,3.2685067000000546E-4,3.2674163497165099E-5,3.3032759550566115E-3,9.1378563218390916E-5,2.9130321066620661E-2,null,2.4413340776743293E-2,5.7165524585705901E-3,2.1738414871169581E-4,2.3948353726027746E-5,5.777750647121967E-3,5.1936854683024439E-5,6.2264064199141173E-5,3.6200913239556598E-2]
[2004,2,9,2,2.0516420903497576E-2,4.1990608664915739E-3,3.2685067000000546E-4,3.2674163497165099E-5,3.6259494327681315E-3,9.1378563218390916E-5,2.8792334599472842E-2,null,2.353764140253449E-2,5.8597826515188892E-3,2.1738414871169581E-4,2.3948353726027746E-5,6.3421379160096738E-3,5.1936854683024439E-5,6.3824111796643358E-5,3.6032831327183795E-2]
[2004,2,9,3,2.0204789128141994E-2,4.1112743279184362E-3,3.2685067000000546E-4,3.2674163497165099E-5,3.4592772264247702E-3,9.1378563218390916E-5,2.8226244079200765E-2,null,2.3180119151823383E-2,5.7372766788446779E-3,2.1738414871169581E-4,2.3948353726027746E-5,6.0506120304464435E-3,5.1936854683024439E-5,6.2489790139902608E-5,3.526127721823525E-2]
[2004,2,9,4,2.0360476236948671E-2,4.2309082285489222E-3,3.2685067000000546E-4,3.2674163497165099E-5,3.6393259672282971E-3,9.1378563218390916E-5,2.8681613829441451E-2,null,2.3358732534504774E-2,5.9042255937895062E-3,2.1738414871169581E-4,2.3948353726027746E-5,6.3655347746690788E-3,5.1936854683024439E-5,6.4308179463439221E-5,3.5921762260084103E-2]
[2004,2,9,5,2.1035993257353832E-2,4.2965678223032605E-3,3.2685067000000546E-4,3.2674163497165099E-5,3.6840155493138211E-3,9.1378563218390916E-5,2.9467480025686478E-2,null,2.4133725281163362E-2,5.9958534507366995E-3,2.1738414871169581E-4,2.3948353726027746E-5,6.443701196526444E-3,5.1936854683024439E-5,6.5306180060606197E-5,3.6866549285547251E-2]
[2004,2,9,6,2.2813608312341631E-2,4.5198759297265844E-3,3.2685067000000546E-4,3.2674163497165099E-5,3.8525473797649044E-3,9.1378563218390916E-5,3.1636935018548681E-2,null,2.6173109534043285E-2,6.3074795536743377E-3,2.1738414871169581E-4,2.3948353726027746E-5,6.7384797453663662E-3,5.1936854683024439E-5,6.8700377493422022E-5,3.9512338190204735E-2]
[2004,2,9,7,2.573698429143496E-2,4.9160326064935254E-3,3.2685067000000546E-4,3.2674163497165099E-5,3.8571264805288188E-3,9.1378563218390916E-5,3.4961046775172866E-2,null,2.9526977920948504E-2,6.8603155557258825E-3,2.1738414871169581E-4,2.3948353726027746E-5,6.7464890375847301E-3,5.1936854683024439E-5,7.4721806767936357E-5,4.3427051871379865E-2]
[2004,2,9,8,2.7700714636720268E-2,5.5526992721987691E-3,0,0,3.6883114295689322E-3,9.1378563218390916E-5,3.703310390170636E-2,null,3.1779884551008969E-2,7.7487828585628346E-3,0,0,6.4512151085524532E-3,5.1936854683024439E-5,8.4398895464942797E-5,4.603181937280728E-2]
[2004,2,9,9,2.7972392300682773E-2,6.003272871311114E-3,0,0,3.6370423474299369E-3,9.1378563218390916E-5,3.7704086082642217E-2,null,3.2091569101716233E-2,8.3775575877838848E-3,0,0,6.3615405017269228E-3,5.1936854683024439E-5,9.1247441050896613E-5,4.6882604045910062E-2]
[2004,2,9,10,2.6825606829925911E-2,6.2154845442262486E-3,0,0,3.5876203657692497E-3,9.1378563218390916E-5,3.6720090303139802E-2,null,3.0775909547680173E-2,8.6736986343024357E-3,0,0,6.2750966531332341E-3,5.1936854683024439E-5,9.4472976942688733E-5,4.5776641689798864E-2]
[2004,2,9,11,2.634060288089432E-2,6.2158763901712681E-3,0,0,3.2255945412845693E-3,9.1378563218390916E-5,3.5873452375568549E-2,null,3.0219484570594011E-2,8.6742454546853004E-3,0,0,5.6418783056048404E-3,5.1936854683024439E-5,9.4478932850496962E-5,4.4587545185567172E-2]
[2004,2,9,12,2.5902329279031182E-2,6.1970021954271181E-3,0,0,3.3047956493171137E-3,9.1378563218390916E-5,3.5495505686993806E-2,null,2.9716671388637254E-2,8.6479065464294732E-3,0,0,5.7804087400625832E-3,5.1936854683024439E-5,9.4192052342277806E-5,4.4196923529812332E-2]
[2004,2,9,13,2.5371788844537772E-2,6.029060400640677E-3,0,0,3.065064590979296E-3,9.1378563218390916E-5,3.4557292399376133E-2,null,2.9108004284594664E-2,8.4135440432784349E-3,0,0,5.3610958227369035E-3,5.1936854683024439E-5,9.1639401588554736E-5,4.2934581005293022E-2]
[2004,2,9,14,2.4366851310235152E-2,5.9338457865062977E-3,0,0,2.8041053167882552E-3,9.1378563218390916E-5,3.3196180976748098E-2,null,2.7955081003013429E-2,8.280672203165796E-3,0,0,4.9046526929942278E-3,5.1936854683024439E-5,9.0192176037317529E-5,4.119234275385647E-2]
[2004,2,9,15,2.389160583564251E-2,5.8397665449129435E-3,0,0,2.8298168866913173E-3,9.1378563218390916E-5,3.2652567830465162E-2,null,2.7409851520163817E-2,8.1493847735988612E-3,0,0,4.9496247273223114E-3,5.1936854683024439E-5,8.8762207712468117E-5,4.0560797875768009E-2]
[2004,2,9,16,2.4804895832348895E-2,5.7539814438340407E-3,0,0,3.0820466117149046E-3,9.1378563218390916E-5,3.3732302451116233E-2,null,2.8457631371245549E-2,8.029671803712583E-3,0,0,5.390799027261613E-3,5.1936854683024439E-5,8.7458307136642252E-5,4.1930039056902763E-2]
[2004,2,9,17,2.7920763294863288E-2,5.4470014047015387E-3,0,0,2.8047460088423061E-3,9.1378563218390916E-5,3.6263889271625521E-2,null,3.203233727806315E-2,7.6012816553282384E-3,0,0,4.9057733256571553E-3,5.1936854683024439E-5,8.2792328490492961E-5,4.4591329113731565E-2]
[2004,2,9,18,3.2629498139931483E-2,5.2487751167064976E-3,3.2685067000000546E-4,3.2674163497165099E-5,2.6390861598231592E-3,9.1378563218390916E-5,4.0968262813176698E-2,null,3.7434474072007534E-2,7.3246571908586753E-3,2.1738414871169581E-4,2.3948353726027746E-5,4.6160181514316037E-3,5.1936854683024439E-5,7.9779365075985511E-5,4.966841877141856E-2]
[2004,2,9,19,3.4012254571937919E-2,5.2281465855886734E-3,3.2685067000000546E-4,3.2674163497165099E-5,2.6755325218015902E-3,9.1378563218390916E-5,4.2366837076043738E-2,null,3.9020853353106566E-2,7.2958701090292235E-3,2.1738414871169581E-4,2.3948353726027746E-5,4.6797663802720588E-3,5.1936854683024439E-5,7.9465819328942161E-5,5.1289759199528599E-2]
[2004,2,9,20,3.3015391857032644E-2,5.3077352223825248E-3,3.2685067000000546E-4,3.2674163497165099E-5,3.1241191341081173E-3,9.1378563218390916E-5,4.1898149610238841E-2,null,3.7877193977947358E-2,7.4069359230221309E-3,2.1738414871169581E-4,2.3948353726027746E-5,5.4643879573996858E-3,5.1936854683024439E-5,8.0675536028456792E-5,5.1041787215489923E-2]
[2004,2,9,21,3.1454445859601575E-2,5.0934279530411488E-3,3.2685067000000546E-4,3.2674163497165099E-5,2.9213844782142811E-3,9.1378563218390916E-5,3.9920161687572564E-2,null,3.6086385176106558E-2,7.1078704750782359E-3,2.1738414871169581E-4,2.3948353726027746E-5,5.1097853431398711E-3,5.1936854683024439E-5,7.7418147876161291E-5,4.8597310351445412E-2]
[2004,2,9,22,3.012463063506406E-2,4.897605259497062E-3,3.2685067000000546E-4,3.2674163497165099E-5,2.9943391509885372E-3,9.1378563218390916E-5,3.8467478442265217E-2,null,3.4560743153356922E-2,6.8346002227796339E-3,2.1738414871169581E-4,2.3948353726027746E-5,5.2373901553223901E-3,5.1936854683024439E-5,7.4441718173793046E-5,4.692600288857969E-2]
[2004,2,9,23,2.62549800518696E-2,4.5563045396716552E-3,3.2685067000000546E-4,3.2674163497165099E-5,2.8580504403613555E-3,9.1378563218390916E-5,3.4120238428618173E-2,null,3.012125303913275E-2,6.3583156199668051E-3,2.1738414871169581E-4,2.3948353726027746E-5,4.999007956337103E-3,5.1936854683024439E-5,6.9254078367892333E-5,4.1771845972557411E-2]
[2004,2,9,24,2.2751074052935916E-2,4.3937961299854774E-3,3.2685067000000546E-4,3.2674163497165099E-5,3.023866064448052E-3,9.1378563218390916E-5,3.0619639644085008E-2,null,2.6101366563854277E-2,6.1315353969402624E-3,2.1738414871169581E-4,2.3948353726027746E-5,5.289035596293519E-3,5.1936854683024439E-5,6.6784012980064007E-5,3.7815206914208803E-2]
[2004,2,10,1,2.0208544258943972E-2,4.4977793422161204E-3,3.2685067000000546E-4,3.2674163497165099E-5,3.3978743114052648E-3,9.1378563218390916E-5,{"$f":"SUM(E963:J963)","v":2.855510130928092E-2},null,{"$f":"E963*W$5","v":2.3184427258127711E-2},6.2766438015220303E-3,{"$f":"G963*Y$5","v":2.1738414871169581E-4},{"$f":"H963*Z$5","v":2.3948353726027746E-5},{"$f":"I963*AA$5","v":5.943212365139631E-3},{"$f":"J963*AB$5","v":5.1936854683024439E-5},6.8364517853270978E-5,{"$f":"SUM(M963:R963)","v":3.569755278191012E-2}]
[2004,2,10,2,1.9609373758605633E-2,4.5660583983874892E-3,3.2685067000000546E-4,3.2674163497165099E-5,3.5436959887367708E-3,9.1378563218390916E-5,2.8170031542445455E-2,null,2.2497023717213963E-2,{"$f":"(F964*X$5)-S964","v":6.3719271140378992E-3},2.1738414871169581E-4,2.3948353726027746E-5,6.1982686492738099E-3,5.1936854683024439E-5,{"$f":"(F964*$AC$7)*$AC$5","v":6.9402333272720196E-5},3.536048883764642E-2]
[2004,2,10,3,1.9061618055854268E-2,4.56809179258022E-3,3.2685067000000546E-4,3.2674163497165099E-5,3.6261878098368902E-3,9.1378563218390916E-5,2.7706801054986942E-2,null,2.1868606247705091E-2,6.3747647123469278E-3,2.1738414871169581E-4,2.3948353726027746E-5,6.3425548606676485E-3,5.1936854683024439E-5,6.943324008317373E-5,3.4879195177840411E-2]
[2004,2,10,4,1.9167947963928792E-2,4.6017455742307263E-3,3.2685067000000546E-4,3.2674163497165099E-5,3.772532056936834E-3,9.1378563218390916E-5,2.7993128991811916E-2,null,2.199059415477693E-2,6.4217285102397669E-3,2.1738414871169581E-4,2.3948353726027746E-5,6.5985251701084742E-3,5.1936854683024439E-5,6.9944764633718382E-5,3.5304117192245917E-2]
[2004,2,10,5,2.0191919763305786E-2,4.5882211680735221E-3,3.2685067000000546E-4,3.2674163497165099E-5,3.811150311423022E-3,9.1378563218390916E-5,2.904219463951789E-2,null,2.316535466166119E-2,6.4028552233092303E-3,2.1738414871169581E-4,2.3948353726027746E-5,6.6660722500025207E-3,5.1936854683024439E-5,6.9739198856511191E-5,3.6527551492093691E-2]
[2004,2,10,6,2.1170480255338679E-2,4.7318222618506203E-3,3.2685067000000546E-4,3.2674163497165099E-5,3.7808374137090635E-3,9.1378563218390916E-5,3.0134043327613925E-2,null,2.4288016653267699E-2,6.6032503175478255E-3,2.1738414871169581E-4,2.3948353726027746E-5,6.613052046190949E-3,5.1936854683024439E-5,7.1921880307139363E-5,3.7797588374127222E-2]
[2004,2,10,7,2.4419216577933174E-2,5.2124211285022141E-3,3.2685067000000546E-4,3.2674163497165099E-5,3.9787015882605551E-3,9.1378563218390916E-5,3.4061242691411503E-2,null,2.8015157509477265E-2,7.2739252590848522E-3,2.1738414871169581E-4,2.3948353726027746E-5,6.9591357152852988E-3,5.1936854683024439E-5,7.922679842330378E-5,4.2541487840968166E-2]
[2004,2,10,8,2.7764514039882868E-2,5.7330217396195631E-3,0,0,3.8902178301312433E-3,9.1378563218390916E-5,3.7479132172852064E-2,null,3.1853078968319889E-2,8.000422570362084E-3,0,0,6.8043690237502424E-3,5.1936854683024439E-5,8.7139727685773963E-5,4.6709807417115237E-2]
[2004,2,10,9,2.6958392321497514E-2,6.040618622092239E-3,0,0,3.6301288177533822E-3,9.1378563218390916E-5,3.6720518324561524E-2,null,3.0928248851829408E-2,8.4296735226305312E-3,0,0,6.3494480664880613E-3,5.1936854683024439E-5,9.1815082113688734E-5,4.5759307295631019E-2]
[2004,2,10,10,2.5317906056112977E-2,6.3138921038525479E-3,0,0,3.7096666276693517E-3,9.1378563218390916E-5,3.5432843350853269E-2,null,2.9046186789346493E-2,8.811026224687735E-3,0,0,6.4885674252595209E-3,5.1936854683024439E-5,9.5968734038601346E-5,4.439771729397677E-2]
[2004,2,10,11,2.4204670203323154E-2,6.521636090730241E-3,0,0,3.6664736559857058E-3,9.1378563218390916E-5,3.4484158513257493E-2,null,2.7769017324815546E-2,9.1009326225629308E-3,0,0,6.413018720430823E-3,5.1936854683024439E-5,9.9126362819210235E-5,4.3334905522492327E-2]
[2004,2,10,12,2.3925900762243667E-2,6.2916453856898752E-3,0,0,3.3598480414055248E-3,9.1378563218390916E-5,3.366877275255746E-2,null,2.7449196671448305E-2,8.7799809654529534E-3,0,0,5.8767007236395288E-3,5.1936854683024439E-5,9.5630592470220322E-5,4.2157815215223805E-2]
[2004,2,10,13,2.3620045865308581E-2,6.1109898074388587E-3,0,0,3.1881184036770547E-3,9.1378563218390916E-5,3.3010532639642889E-2,null,2.7098301994490301E-2,8.5278763980285929E-3,0,0,5.576328899118836E-3,5.1936854683024439E-5,9.2884697092758477E-5,4.1254444146320748E-2]
[2004,2,10,14,2.2696070663597929E-2,6.1901871869412192E-3,0,0,3.2356140026407153E-3,9.1378563218390916E-5,3.2213250416398255E-2,null,2.6038263449512301E-2,8.6383962131036801E-3,0,0,5.659403317175753E-3,5.1936854683024439E-5,9.4088466831772333E-5,4.0387999834474754E-2]
[2004,2,10,15,2.2916424403932264E-2,6.1846253784729709E-3,0,0,3.4568973699622709E-3,9.1378563218390916E-5,3.2649325715585896E-2,null,2.6291066184750227E-2,8.6306347183767538E-3,0,0,6.0464494302267394E-3,5.1936854683024439E-5,9.4003929480027397E-5,4.1020087188036743E-2]
[2004,2,10,16,2.3648753705027739E-2,6.0224837502013216E-3,0,0,3.4865299562137691E-3,9.1378563218390916E-5,3.3249145974661221E-2,null,2.7131237312006416E-2,8.4043663382212929E-3,0,0,6.0982797031799889E-3,5.1936854683024439E-5,9.1539439028774183E-5,4.1685820208090724E-2]
[2004,2,10,17,2.6714613325045624E-2,5.7999046187388811E-3,0,0,3.3782174466538781E-3,9.1378563218390916E-5,3.598411395365677E-2,null,3.0648571288820543E-2,8.0937575200586993E-3,0,0,5.9088305984985913E-3,5.1936854683024439E-5,8.8156321750474761E-5,4.4703096262060857E-2]
[2004,2,10,18,3.1272883984026827E-2,5.5630716512845221E-3,3.2685067000000546E-4,3.2674163497165099E-5,3.0424366592610615E-3,9.1378563218390916E-5,4.0329295691287972E-2,null,3.5878086743365713E-2,7.7632574968103281E-3,2.1738414871169581E-4,2.3948353726027746E-5,5.3215173712521198E-3,5.1936854683024439E-5,8.4556551641743917E-5,4.925613096854891E-2]
[2004,2,10,19,3.3464776448716801E-2,5.7425297054083755E-3,3.2685067000000546E-4,3.2674163497165099E-5,3.2390309635311745E-3,9.1378563218390916E-5,4.2897240514371909E-2,null,3.8392754339115556E-2,8.0136909212509995E-3,2.1738414871169581E-4,2.3948353726027746E-5,5.6653799138224308E-3,5.1936854683024439E-5,8.72842451125887E-5,5.2365094531309733E-2]
[2004,2,10,20,3.267514554517164E-2,5.7423720570490746E-3,3.2685067000000546E-4,3.2674163497165099E-5,3.5063433168271924E-3,9.1378563218390916E-5,4.2374764315763466E-2,null,3.7486843452639411E-2,8.0134709232204289E-3,2.1738414871169581E-4,2.3948353726027746E-5,6.1329351962914952E-3,5.1936854683024439E-5,8.7281848918099384E-5,5.1926518929272088E-2]
[2004,2,10,21,3.1961856572424549E-2,5.6457260705383323E-3,3.2685067000000546E-4,3.2674163497165099E-5,3.536268309022211E-3,9.1378563218390916E-5,4.1594754348700649E-2,null,3.6668516506829819E-2,7.8786016052703519E-3,2.1738414871169581E-4,2.3948353726027746E-5,6.1852769156550309E-3,5.1936854683024439E-5,8.5812867056707056E-5,5.1025664384875949E-2]
[2004,2,10,22,2.9530864655044915E-2,5.3497085509253478E-3,3.2685067000000546E-4,3.2674163497165099E-5,3.3514091029815231E-3,9.1378563218390916E-5,3.8682885705667344E-2,null,3.3879539995142684E-2,7.4655096351548709E-3,2.1738414871169581E-4,2.3948353726027746E-5,5.8619402002670689E-3,5.1936854683024439E-5,8.1313514495206827E-5,4.750025918768537E-2]
[2004,2,10,23,2.6652903081202738E-2,4.8738339643784115E-3,3.2685067000000546E-4,3.2674163497165099E-5,3.0051333133865542E-3,9.1378563218390916E-5,3.4982773755683261E-2,null,3.0577773677615893E-2,6.8014274188672227E-3,2.1738414871169581E-4,2.3948353726027746E-5,5.25627019429849E-3,5.1936854683024439E-5,7.408040362145807E-5,4.292874064790235E-2]
[2004,2,10,24,2.3270207778921304E-2,4.4921007181901963E-3,3.2685067000000546E-4,3.2674163497165099E-5,3.1673661203963938E-3,9.1378563218390916E-5,3.1380578014223455E-2,null,2.6696947222863011E-2,6.2687192908731978E-3,2.1738414871169581E-4,2.3948353726027746E-5,5.5400311390208477E-3,5.1936854683024439E-5,6.827820494993254E-5,3.8798967009877811E-2]
[2004,2,11,1,2.0749860935570061E-2,4.4601730185871869E-3,3.2685067000000546E-4,3.2674163497165099E-5,3.3135624582127563E-3,9.1378563218390916E-5,2.8974499809085563E-2,null,2.380545749919985E-2,6.2241642376874746E-3,2.1738414871169581E-4,2.3948353726027746E-5,5.7957427407513409E-3,5.1936854683024439E-5,6.7792916183310144E-5,3.6118633834759412E-2]
[2004,2,11,2,1.9993579867046852E-2,4.5815092743872101E-3,3.2685067000000546E-4,3.2674163497165099E-5,3.5577807824239398E-3,9.1378563218390916E-5,2.8583773320573561E-2,null,2.2937807499516412E-2,6.3934887865195796E-3,2.1738414871169581E-4,2.3948353726027746E-5,6.2229043221475964E-3,5.1936854683024439E-5,6.9637180651340401E-5,3.5847469965304336E-2]
[2004,2,11,3,1.9903144498254456E-2,4.4271944651818797E-3,3.2685067000000546E-4,3.2674163497165099E-5,3.3324978801636692E-3,9.1378563218390916E-5,2.8113740240315568E-2,null,2.283405474016556E-2,6.1781427197193216E-3,2.1738414871169581E-4,2.3948353726027746E-5,5.8288626338268623E-3,5.1936854683024439E-5,6.7291654842654565E-5,3.5134329450832488E-2]
[2004,2,11,4,1.9883646831048388E-2,4.5045573467255313E-3,3.2685067000000546E-4,3.2674163497165099E-5,3.5651653530363705E-3,9.1378563218390916E-5,2.8404272927525849E-2,null,2.2811685872757302E-2,6.2861024958584498E-3,2.1738414871169581E-4,2.3948353726027746E-5,6.2358206537575477E-3,5.1936854683024439E-5,6.8467540917551588E-5,3.5626878379494048E-2]
[2004,2,11,5,2.1096565084278412E-2,4.4211748711088725E-3,3.2685067000000546E-4,3.2674163497165099E-5,3.5001032868376657E-3,9.1378563218390916E-5,2.9468746638940512E-2,null,2.4203216833708189E-2,6.1697423859209538E-3,2.1738414871169581E-4,2.3948353726027746E-5,6.1220207774537782E-3,5.1936854683024439E-5,6.7200159325608866E-5,3.6788249354203668E-2]
[2004,2,11,6,2.1891866526695027E-2,4.6344323238617828E-3,3.2685067000000546E-4,3.2674163497165099E-5,3.5994293798736515E-3,9.1378563218390916E-5,3.0576631627146023E-2,null,2.5115633294969689E-2,6.4673428165126457E-3,2.1738414871169581E-4,2.3948353726027746E-5,6.2957517663638244E-3,5.1936854683024439E-5,7.0441590669122946E-5,3.8171997234966906E-2]
[2004,2,11,7,2.5134909742379516E-2,5.1273290694581527E-3,3.2685067000000546E-4,3.2674163497165099E-5,3.8483709772725162E-3,9.1378563218390916E-5,3.4561513185825746E-2,null,2.8836242685016403E-2,7.1551794282379124E-3,2.1738414871169581E-4,2.3948353726027746E-5,6.7311748115578239E-3,5.1936854683024439E-5,7.7933431820125109E-5,4.3015866281932894E-2]
[2004,2,11,8,2.849074578816525E-2,5.667528063374146E-3,0,0,3.7799480860345848E-3,9.1378563218390916E-5,3.8029600500792377E-2,null,3.2686254625351387E-2,7.9090262510303887E-3,0,0,6.6114965256662845E-3,5.1936854683024439E-5,8.6144248970993338E-5,4.7258714256731081E-2]
[2004,2,11,9,2.7256893830729247E-2,6.1336273070960717E-3,0,0,3.7779463674450608E-3,9.1378563218390916E-5,3.7259846068488769E-2,null,3.1270707291118596E-2,8.559466992207318E-3,0,0,6.6079953253326352E-3,5.1936854683024439E-5,9.3228778389709441E-5,4.649010646334157E-2]
[2004,2,11,10,2.5720877095737924E-2,6.3739810331232532E-3,0,0,3.7670210439991478E-3,9.1378563218390916E-5,3.5953257736078714E-2,null,2.9508498801315477E-2,8.8948802283528496E-3,0,0,6.5888858729379572E-3,5.1936854683024439E-5,9.6882062675992229E-5,4.5044201757289307E-2]
[2004,2,11,11,2.4548143833491777E-2,6.610036271489538E-3,0,0,3.7410812486642973E-3,9.1378563218390916E-5,3.4990639916864005E-2,null,2.8163070418976699E-2,9.2242949319159915E-3,0,0,6.5435146501514625E-3,5.1936854683024439E-5,1.0047001160140543E-4,4.3982816855727171E-2]
[2004,2,11,12,2.408815902027802E-2,6.4518684056064871E-3,0,0,3.5318692270401709E-3,9.1378563218390916E-5,3.4163275216143069E-2,null,2.7635348861938868E-2,9.0035719307503381E-3,0,0,6.1775824937798113E-3,5.1936854683024439E-5,9.8065920811649644E-5,4.2868440141152035E-2]
[2004,2,11,13,2.3851632211188006E-2,6.2485239944219733E-3,0,0,3.3038350683012689E-3,9.1378563218390916E-5,3.349536983712964E-2,null,2.7363991433631409E-2,8.719805133643177E-3,0,0,5.7787285905196986E-3,5.1936854683024439E-5,9.4975163891160725E-5,4.191446201247731E-2]
[2004,2,11,14,2.2776325135328401E-2,6.3716401527789922E-3,0,0,3.447030832545884E-3,9.1378563218390916E-5,3.2686374683871672E-2,null,2.6130336086617325E-2,8.8916135336164041E-3,0,0,6.0291918974871217E-3,5.1936854683024439E-5,9.6846482194178548E-5,4.1103078372403873E-2]
[2004,2,11,15,2.285618066172819E-2,6.4172632948994281E-3,0,0,3.7640362291399047E-3,9.1378563218390916E-5,3.3128858748985912E-2,null,2.6221951030239797E-2,8.9552805546968782E-3,0,0,6.5836651416944373E-3,5.1936854683024439E-5,9.7539936424967491E-5,4.1812833581314129E-2]
[2004,2,11,16,2.3967083820832711E-2,6.1032533450628371E-3,0,0,3.5757720305537497E-3,9.1378563218390916E-5,3.3737487759667693E-2,null,2.7496444291756347E-2,8.5170801772886402E-3,0,0,6.2543727634582344E-3,5.1936854683024439E-5,9.2767105837166547E-5,4.2319834087186245E-2]
[2004,2,11,17,2.6998382835060977E-2,5.9037312209219333E-3,0,0,3.5191320455490423E-3,9.1378563218390916E-5,3.6512624664750346E-2,null,3.0974128314538205E-2,8.2386473755722105E-3,0,0,6.1553039255935159E-3,5.1936854683024439E-5,8.9734446211131485E-5,4.5420016470386959E-2]
[2004,2,11,18,3.1293461698715608E-2,5.7866314548788026E-3,3.2685067000000546E-4,3.2674163497165099E-5,3.3906274923140392E-3,9.1378563218390916E-5,4.0921624042624005E-2,null,3.590169470459377E-2,8.0752348413476761E-3,2.1738414871169581E-4,2.3948353726027746E-5,5.9305369743265172E-3,5.1936854683024439E-5,8.7954574759650916E-5,5.0200735877388707E-2]
[2004,2,11,19,3.3535856318770478E-2,5.9666251889194111E-3,3.2685067000000546E-4,3.2674163497165099E-5,3.5739024352721858E-3,9.1378563218390916E-5,4.3527287339677631E-2,null,3.8474301335062445E-2,8.3264158062462644E-3,2.1738414871169581E-4,2.3948353726027746E-5,6.251102659629526E-3,5.1936854683024439E-5,9.0690410359410055E-5,5.3345089158058981E-2]
[2004,2,11,20,3.3146269922951506E-2,5.8197848599450368E-3,3.2685067000000546E-4,3.2674163497165099E-5,3.5801775822764462E-3,9.1378563218390916E-5,4.2997135761888544E-2,null,3.8027344971512236E-2,8.1215003645260086E-3,2.1738414871169581E-4,2.3948353726027746E-5,6.262078501538571E-3,5.1936854683024439E-5,8.8458493778370621E-5,5.2704193194697567E-2]
[2004,2,11,21,3.2560646563617755E-2,5.6728574509153674E-3,3.2685067000000546E-4,3.2674163497165099E-5,3.5212646246614724E-3,9.1378563218390916E-5,4.2205672035910156E-2,null,3.7355483505334401E-2,7.9164634027293502E-3,2.1738414871169581E-4,2.3948353726027746E-5,6.1590340136983323E-3,5.1936854683024439E-5,8.6225253613948834E-5,5.1724250278882833E-2]
[2004,2,11,22,3.0488753414194304E-2,5.2261003000480064E-3,3.2685067000000546E-4,3.2674163497165099E-5,3.0852757402261167E-3,9.1378563218390916E-5,3.9251032851183983E-2,null,3.497848616233374E-2,7.2930145208649887E-3,2.1738414871169581E-4,2.3948353726027746E-5,5.3964470868240405E-3,5.1936854683024439E-5,7.9434716574953155E-5,4.7961217127143518E-2]
[2004,2,11,23,2.7274387518965895E-2,4.8338273204474548E-3,3.2685067000000546E-4,3.2674163497165099E-5,2.9374597447517211E-3,9.1378563218390916E-5,3.5496577980880628E-2,null,3.1290777076314502E-2,6.7455982119312471E-3,2.1738414871169581E-4,2.3948353726027746E-5,5.1379025464565282E-3,5.1936854683024439E-5,7.3472318005163751E-5,4.3467547191823025E-2]
[2004,2,11,24,2.3884865163899819E-2,4.4454615367368671E-3,3.2685067000000546E-4,3.2674163497165099E-5,3.0602449211517674E-3,9.1378563218390916E-5,3.1841475018504019E-2,null,2.7402118226182479E-2,6.2036343885460716E-3,2.1738414871169581E-4,2.3948353726027746E-5,5.3526657518485508E-3,5.1936854683024439E-5,6.7569307311668886E-5,3.9251687723697845E-2]
[2004,2,12,1,2.3402667602407376E-2,4.584331391785719E-3,3.2685067000000546E-4,3.2674163497165099E-5,3.4575125238872164E-3,9.1378563218390916E-5,3.1895414914795875E-2,null,2.6848912901483238E-2,6.3974270467873212E-3,2.1738414871169581E-4,2.3948353726027746E-5,6.0475253942201485E-3,5.1936854683024439E-5,6.9680075751476486E-5,3.9587134699611455E-2]
[2004,2,12,2,2.2346297908973307E-2,4.6778276203734617E-3,3.2685067000000546E-4,3.2674163497165099E-5,3.645446247878493E-3,9.1378563218390916E-5,3.1120475173940825E-2,null,2.5636983630315011E-2,6.5279008826473516E-3,2.1738414871169581E-4,2.3948353726027746E-5,6.3762397402754509E-3,5.1936854683024439E-5,7.1101182502647363E-5,3.8834393610358564E-2]
[2004,2,12,3,2.2810780159260993E-2,4.5696110157386911E-3,3.2685067000000546E-4,3.2674163497165099E-5,3.5303307011191232E-3,9.1378563218390916E-5,3.136162527283437E-2,null,2.6169864910950563E-2,6.3768847858087898E-3,2.1738414871169581E-4,2.3948353726027746E-5,6.1748914624349003E-3,5.1936854683024439E-5,6.9456331691462633E-5,3.9014910516314998E-2]
[2004,2,12,4,2.2658474162341083E-2,4.6540095756662054E-3,3.2685067000000546E-4,3.2674163497165099E-5,3.761716852167175E-3,9.1378563218390916E-5,3.1525103986890027E-2,null,2.5995130538136773E-2,6.4946628397596108E-3,2.1738414871169581E-4,2.3948353726027746E-5,6.5796083259795418E-3,5.1936854683024439E-5,7.0739157374527826E-5,3.9362671060996675E-2]
[2004,2,12,5,2.3776965086792848E-2,4.5385539649358871E-3,3.2685067000000546E-4,3.2674163497165099E-5,3.609489786028972E-3,9.1378563218390916E-5,3.2375912234473274E-2,null,2.7278328929102074E-2,6.3335447216163725E-3,2.1738414871169581E-4,2.3948353726027746E-5,6.3133483943673772E-3,5.1936854683024439E-5,6.8984276452080414E-5,4.0218491402206569E-2]
[2004,2,12,6,2.5312753403598624E-2,4.8780400952995349E-3,3.2685067000000546E-4,3.2674163497165099E-5,3.9416262809375442E-3,9.1378563218390916E-5,3.4583323176551266E-2,null,2.9040275364165404E-2,6.8072970677685515E-3,2.1738414871169581E-4,2.3948353726027746E-5,6.8942873999182893E-3,5.1936854683024439E-5,7.4144335195368641E-5,4.3035129188972995E-2]
[2004,2,12,7,2.8340826586853926E-2,5.2969882036910292E-3,3.2685067000000546E-4,3.2674163497165099E-5,4.0820942448543483E-3,9.1378563218390916E-5,3.8170812432114863E-2,null,3.2514258524451604E-2,7.3919384758104178E-3,2.1738414871169581E-4,2.3948353726027746E-5,7.1399795190335118E-3,5.1936854683024439E-5,8.0512185473593384E-5,4.7339445876416281E-2]
[2004,2,12,8,3.1265059636821302E-2,5.7483349944247942E-3,0,0,3.8162678900578646E-3,9.1378563218390916E-5,4.0921041084522353E-2,null,3.5869110193332991E-2,8.0217921926893157E-3,0,0,6.6750233923446849E-3,5.1936854683024439E-5,8.7372483275115093E-5,5.0617862633050015E-2]
[2004,2,12,9,2.9984859596088619E-2,6.2331371221667877E-3,0,0,3.8358193170879712E-3,9.1378563218390916E-5,4.0145194598561772E-2,null,3.4400389619505277E-2,8.6983327782835344E-3,0,0,6.7092207381651073E-3,5.1936854683024439E-5,9.4741289344865768E-5,4.9859879990636936E-2]
[2004,2,12,10,2.8707818724453819E-2,6.5386025190784158E-3,0,0,3.9267809246849722E-3,9.1378563218390916E-5,3.92645807314356E-2,null,3.2935293429760225E-2,9.124609245897029E-3,0,0,6.8683214292085898E-3,5.1936854683024439E-5,9.9384246011217497E-5,4.8980160959548866E-2]
[2004,2,12,11,2.7755968845079075E-2,6.8393616208364243E-3,0,0,4.0007285605456605E-3,9.1378563218390916E-5,3.8687437589679553E-2,null,3.1843275419642825E-2,9.5443180862312491E-3,0,0,6.9976630303222364E-3,5.1936854683024439E-5,1.0395566879949913E-4,4.8437193390879332E-2]
[2004,2,12,12,2.6718572683838718E-2,6.5501418594324651E-3,0,0,3.6600456372423503E-3,9.1378563218390916E-5,3.7020138743731924E-2,null,3.0653113697454788E-2,9.1407123767080697E-3,0,0,6.4017754909945169E-3,5.1936854683024439E-5,9.9559639550923844E-5,4.6247538419840396E-2]
[2004,2,12,13,2.6695193751047216E-2,6.3834582035821276E-3,0,0,3.4888329127295082E-3,9.1378563218390916E-5,3.665886343057724E-2,null,3.0626292014520485E-2,8.9081056044086147E-3,0,0,6.1023077979199206E-3,5.1936854683024439E-5,9.7026112025624158E-5,4.5688642271532041E-2]
[2004,2,12,14,2.5660535131895829E-2,6.546375250663484E-3,0,0,3.7111792046360423E-3,9.1378563218390916E-5,3.6009468150413747E-2,null,2.9439270961180954E-2,9.1354560802595786E-3,0,0,6.491213069361625E-3,5.1936854683024439E-5,9.9502388544851509E-5,4.5117876965485179E-2]
[2004,2,12,15,2.5122443235142105E-2,6.5021678091399518E-3,0,0,3.8563309498388381E-3,9.1378563218390916E-5,3.5572320557339283E-2,null,2.8821940376720211E-2,9.0737646670736409E-3,0,0,6.7450975771008413E-3,5.1936854683024439E-5,9.8830452419191358E-5,4.4692739475577711E-2]
[2004,2,12,16,2.6374557330412277E-2,6.2254611397048413E-3,0,0,3.6721245415172682E-3,9.1378563218390916E-5,3.6363521574852779E-2,null,3.0258439106598773E-2,8.6876209571659091E-3,0,0,6.4229026683603986E-3,5.1936854683024439E-5,9.4624617360730009E-5,4.5420899586808096E-2]
[2004,2,12,17,2.9868929455041732E-2,6.0530510530434536E-3,0,0,3.7010103883525622E-3,9.1378563218390916E-5,{"$f":"SUM(E1027:J1027)","v":3.9714369459656139E-2},null,{"$f":"E1027*W$5","v":3.4267387762088632E-2},8.4470229599262585E-3,{"$f":"G1027*Y$5","v":0},{"$f":"H1027*Z$5","v":0},{"$f":"I1027*AA$5","v":6.4734268215089737E-3},{"$f":"J1027*AB$5","v":5.1936854683024439E-5},9.2004050287326409E-5,{"$f":"SUM(M1027:R1027)","v":4.9239774398206884E-2}]
[2004,2,12,18,3.4417238907788188E-2,5.9556458539750459E-3,3.2685067000000546E-4,3.2674163497165099E-5,3.6061602784721561E-3,9.1378563218390916E-5,4.4429948436950951E-2,null,3.9485475136590356E-2,{"$f":"(F1028*X$5)-S1028","v":8.3110941620792057E-3},2.1738414871169581E-4,2.3948353726027746E-5,6.307524762099676E-3,5.1936854683024439E-5,{"$f":"(F1028*$AC$7)*$AC$5","v":9.0523528686764181E-5},5.4397363417889984E-2]
[2004,2,12,19,3.5737145563958538E-2,5.9677873805068036E-3,3.2685067000000546E-4,3.2674163497165099E-5,3.4861994296995795E-3,9.1378563218390916E-5,4.5642035770880475E-2,null,4.0999749468545586E-2,8.3280376427278206E-3,2.1738414871169581E-4,2.3948353726027746E-5,6.0977015801871688E-3,5.1936854683024439E-5,9.0708075224998173E-5,5.571875804858132E-2]
[2004,2,12,20,3.5344409909906567E-2,5.8161097621637582E-3,3.2685067000000546E-4,3.2674163497165099E-5,3.4706302715437798E-3,9.1378563218390916E-5,4.5082053340329664E-2,null,4.0549180091238202E-2,8.1163717715129324E-3,2.1738414871169581E-4,2.3948353726027746E-5,6.0704696096119844E-3,5.1936854683024439E-5,8.8402633704150771E-5,5.5029290829483865E-2]
[2004,2,12,21,3.424449646848686E-2,5.5706967339440305E-3,3.2685067000000546E-4,3.2674163497165099E-5,3.2407879144466787E-3,9.1378563218390916E-5,4.3506884513593129E-2,null,3.9287294878425513E-2,7.7738982873359281E-3,2.1738414871169581E-4,2.3948353726027746E-5,5.6684529917084836E-3,5.1936854683024439E-5,8.4672449968439467E-5,5.3022915514590672E-2]
[2004,2,12,22,3.3079908118177015E-2,5.2531593900163806E-3,3.2685067000000546E-4,3.2674163497165099E-5,3.0402640043752345E-3,9.1378563218390916E-5,4.1824234909284191E-2,null,3.7951210816780566E-2,7.3307754371755565E-3,2.1738414871169581E-4,2.3948353726027746E-5,5.3177171867251974E-3,5.1936854683024439E-5,7.9846004345758895E-5,5.0892972797802069E-2]
[2004,2,12,23,2.9481539946713681E-2,4.8383163763863436E-3,3.2685067000000546E-4,3.2674163497165099E-5,2.8436831127020843E-3,9.1378563218390916E-5,3.7614442832517664E-2,null,3.3822951796721235E-2,6.7518626822375269E-3,2.1738414871169581E-4,2.3948353726027746E-5,4.9738781040903676E-3,5.1936854683024439E-5,7.3540549930638181E-5,4.584196194016988E-2]
[2004,2,12,24,2.588555405509339E-2,4.4241985320908261E-3,3.2685067000000546E-4,3.2674163497165099E-5,2.9447594113734114E-3,9.1378563218390916E-5,3.3705415395273192E-2,null,2.9697425867824818E-2,6.1739618999336028E-3,2.1738414871169581E-4,2.3948353726027746E-5,5.1506703727359779E-3,5.1936854683024439E-5,6.7246117810775715E-5,4.1315327497615149E-2]
[2004,2,13,1,1.9895197563751455E-2,4.4133141760800635E-3,3.2685067000000546E-4,3.2674163497165099E-5,3.2967110621595517E-3,9.1378563218390916E-5,2.8056126198706635E-2,null,2.2824937550795111E-2,6.1587727987148554E-3,2.1738414871169581E-4,2.3948353726027746E-5,5.7662680114898427E-3,5.1936854683024439E-5,6.7080679781427547E-5,3.5043247718120556E-2]
[2004,2,13,2,1.8932745638979731E-2,4.5148537554230601E-3,3.2685067000000546E-4,3.2674163497165099E-5,3.5890265447982516E-3,9.1378563218390916E-5,2.7487529335916604E-2,null,2.1720756252360453E-2,6.3004711175519805E-3,2.1738414871169581E-4,2.3948353726027746E-5,6.2775561969029116E-3,5.1936854683024439E-5,6.8624042373641257E-5,3.4592052923936092E-2]
[2004,2,13,3,1.8874200936810557E-2,4.4282096468585786E-3,3.2685067000000546E-4,3.2674163497165099E-5,3.539266808614805E-3,9.1378563218390916E-5,2.7292580788999505E-2,null,2.1653590336231227E-2,6.1795594041081413E-3,2.1738414871169581E-4,2.3948353726027746E-5,6.1905215828270193E-3,5.1936854683024439E-5,6.7307085214084661E-5,3.4316940680287129E-2]
[2004,2,13,4,1.9367115256692009E-2,4.4302929743913269E-3,3.2685067000000546E-4,3.2674163497165099E-5,3.530014754564222E-3,9.1378563218390916E-5,2.7778326382363119E-2,null,2.2219090554720402E-2,6.182466684312448E-3,2.1738414871169581E-4,2.3948353726027746E-5,6.1743388412077091E-3,5.1936854683024439E-5,6.7338750992120932E-5,3.4869165437361307E-2]
[2004,2,13,5,1.9933385959097744E-2,4.542063480986438E-3,3.2685067000000546E-4,3.2674163497165099E-5,3.7633502437755917E-3,9.1378563218390916E-5,2.8689703080575335E-2,null,2.286874951778619E-2,6.3384422455918773E-3,2.1738414871169581E-4,2.3948353726027746E-5,6.5824652866304035E-3,5.1936854683024439E-5,6.9037619747613454E-5,3.6082926407129214E-2]
[2004,2,13,6,2.1091260850248688E-2,4.631682807163905E-3,3.2685067000000546E-4,3.2674163497165099E-5,3.6481738451867147E-3,9.1378563218390916E-5,2.982202089931487E-2,null,2.4197131505322014E-2,6.4635058704052778E-3,2.1738414871169581E-4,2.3948353726027746E-5,6.3810105730266603E-3,5.1936854683024439E-5,7.0399799071741611E-5,3.7334917305874696E-2]
[2004,2,13,7,2.4268635378357339E-2,4.9812987756007723E-3,3.2685067000000546E-4,3.2674163497165099E-5,3.6302329032280789E-3,9.1378563218390916E-5,3.3331070453901754E-2,null,2.7842401925340498E-2,6.95139438921402E-3,2.1738414871169581E-4,2.3948353726027746E-5,6.3496301220979968E-3,5.1936854683024439E-5,7.5713827461630192E-5,4.1436695793773265E-2]
[2004,2,13,8,2.7389104193905094E-2,5.5113763780975881E-3,0,0,3.4867931273414817E-3,9.1378563218390916E-5,3.6478652262562555E-2,null,3.1422386774239426E-2,7.691116826641994E-3,0,0,6.0987400150564822E-3,5.1936854683024439E-5,8.3770803351794124E-5,4.5264180470620925E-2]
[2004,2,13,9,2.7492380088853213E-2,6.0347315152047675E-3,0,0,3.557908939162675E-3,9.1378563218390916E-5,3.7176399106439051E-2,null,3.1540870938326755E-2,8.4214580744854158E-3,0,0,6.2231284807375033E-3,5.1936854683024439E-5,9.172560035095861E-5,4.6237394348232694E-2]
[2004,2,13,10,2.5463216691451299E-2,6.1410185414434142E-3,0,0,3.417594712395223E-3,9.1378563218390916E-5,3.5113208508508326E-2,null,2.9212895673057529E-2,8.5697814477913008E-3,0,0,5.9777052628361797E-3,5.1936854683024439E-5,9.3341122311909868E-5,4.3812319238368036E-2]
[2004,2,13,11,2.4485939110109385E-2,6.3022062128242715E-3,0,0,3.436028145670181E-3,9.1378563218390916E-5,3.4315552031822225E-2,null,2.80917055118418E-2,8.7947185826477078E-3,0,0,6.0099471289358107E-3,5.1936854683024439E-5,9.5791112984954839E-5,4.2948308078108337E-2]
[2004,2,13,12,2.4051057010562687E-2,6.2836459091389525E-3,0,0,3.3631117361409813E-3,9.1378563218390916E-5,3.3789193219061014E-2,null,2.7592783260262994E-2,8.7688177088570806E-3,0,0,5.8824092428871946E-3,5.1936854683024439E-5,9.5509003500225876E-5,4.2295947066690293E-2]
[2004,2,13,13,2.3061788408157192E-2,6.1061962951290362E-3,0,0,3.2244973854745457E-3,9.1378563218390916E-5,3.2483860651979168E-2,null,2.6457836296378205E-2,8.5211870593488188E-3,0,0,5.6399592734750377E-3,5.1936854683024439E-5,9.2811837547424877E-5,4.0670919483885085E-2]
[2004,2,13,14,2.2476535153854182E-2,6.2560528912334167E-3,0,0,3.4129612928335568E-3,9.1378563218390916E-5,3.2236927901139543E-2,null,2.5786399436399272E-2,8.7303116969732839E-3,0,0,5.9696009617620218E-3,5.1936854683024439E-5,9.5089600229922443E-5,4.0538248949817599E-2]
[2004,2,13,15,2.2096687714276565E-2,6.2070767249034972E-3,0,0,3.570480160081959E-3,9.1378563218390916E-5,3.1965623162480417E-2,null,2.5350616174664539E-2,8.6619655360285503E-3,0,0,6.245116767756128E-3,5.1936854683024439E-5,9.4345181319456986E-5,4.030963533313224E-2]
[2004,2,13,16,2.3577772073693604E-2,5.8525435850750058E-3,0,0,3.3536862320373158E-3,9.1378563218390916E-5,3.2875380454024314E-2,null,2.7049803021280544E-2,8.1672151124912735E-3,0,0,5.8659231202697251E-3,5.1936854683024439E-5,8.895641381370404E-5,4.1134878108724564E-2]
[2004,2,13,17,2.6397235958165614E-2,5.6880122391213895E-3,0,0,3.3670901746389271E-3,9.1378563218390916E-5,3.5543716935144319E-2,null,3.0284457358518559E-2,7.937611885173541E-3,0,0,5.8893679184319533E-3,5.1936854683024439E-5,8.6455600571868426E-5,4.4163374016807075E-2]
[2004,2,13,18,3.0771108905969388E-2,5.943641199433203E-3,3.2685067000000546E-4,3.2674163497165099E-5,3.4572460185151536E-3,9.1378563218390916E-5,4.0622899520633304E-2,null,3.5302420943390277E-2,8.2943416860712695E-3,2.1738414871169581E-4,2.3948353726027746E-5,6.0470592504262757E-3,5.1936854683024439E-5,9.0341062550187585E-5,4.9937091237008575E-2]
[2004,2,13,19,3.2167441098941832E-2,5.8770366143698054E-3,3.2685067000000546E-4,3.2674163497165099E-5,3.3272525510732454E-3,9.1378563218390916E-5,4.1822633661100443E-2,null,3.6904375133723591E-2,8.2013950952798363E-3,2.1738414871169581E-4,2.3948353726027746E-5,5.8196880435235085E-3,5.1936854683024439E-5,8.9328698448209922E-5,5.1218727629647687E-2]
[2004,2,13,20,3.1526232674638277E-2,5.8277433985984544E-3,3.2685067000000546E-4,3.2674163497165099E-5,3.4857169608587214E-3,9.1378563218390916E-5,4.1290596430811011E-2,null,3.6168743220802158E-2,8.1326064923520867E-3,2.1738414871169581E-4,2.3948353726027746E-5,6.0968576952997386E-3,5.1936854683024439E-5,8.8579460508052258E-5,5.0691476765574735E-2]
[2004,2,13,21,3.0268293694319045E-2,5.6490476532400722E-3,3.2685067000000546E-4,3.2674163497165099E-5,3.331903792078832E-3,9.1378563218390916E-5,3.9700148536353508E-2,null,3.4725561841150485E-2,7.8832368685613791E-3,2.1738414871169581E-4,2.3948353726027746E-5,5.8278235160349129E-3,5.1936854683024439E-5,8.5863353837546395E-5,4.8729891582867522E-2]
[2004,2,13,22,2.9394721337951218E-2,5.3717430334390215E-3,3.2685067000000546E-4,3.2674163497165099E-5,3.1425185874349349E-3,9.1378563218390916E-5,3.8359886355540739E-2,null,3.3723348396609204E-2,7.4962587198845491E-3,2.1738414871169581E-4,2.3948353726027746E-5,5.4965703892679582E-3,5.1936854683024439E-5,8.1648430163268804E-5,4.7009446862882456E-2]
[2004,2,13,23,2.6456577453211977E-2,4.8351235316440987E-3,3.2685067000000546E-4,3.2674163497165099E-5,3.0172595908688582E-3,9.1378563218390916E-5,3.4759863972440491E-2,null,3.0352537402170494E-2,6.7474070725608726E-3,2.1738414871169581E-4,2.3948353726027746E-5,5.277480232007665E-3,5.1936854683024439E-5,7.349201991731913E-5,4.2670694063859781E-2]
[2004,2,13,24,2.3492447620990675E-2,4.2663478845870956E-3,3.2685067000000546E-4,3.2674163497165099E-5,3.0784830827114795E-3,9.1378563218390916E-5,3.1288181985004812E-2,null,2.6951913804636199E-2,5.9536815765035165E-3,2.1738414871169581E-4,2.3948353726027746E-5,5.3845660687423403E-3,5.1936854683024439E-5,6.4846848618503142E-5,3.85834308070028E-2]
[2004,2,14,1,2.2567161884846754E-2,3.9807737375155122E-3,3.2685067000000546E-4,3.2674163497165099E-5,3.0355432347229112E-3,9.1378563218390916E-5,3.0034382253800743E-2,null,2.5890371737690061E-2,5.5551633158881274E-3,2.1738414871169581E-4,2.3948353726027746E-5,5.3094601018540801E-3,5.1936854683024439E-5,6.0506231307052599E-5,3.7048264512553018E-2]
[2004,2,14,2,2.1268370106948122E-2,3.9945898298842028E-3,3.2685067000000546E-4,3.2674163497165099E-5,3.2060650413023601E-3,9.1378563218390916E-5,2.8919928374850246E-2,null,2.4400321632531287E-2,5.5744436504552904E-3,2.1738414871169581E-4,2.3948353726027746E-5,5.60771931232199E-3,5.1936854683024439E-5,6.0716230602601941E-5,3.5875753952429312E-2]
[2004,2,14,3,2.0837591702022009E-2,4.0300506436518188E-3,3.2685067000000546E-4,3.2674163497165099E-5,3.2904721165603816E-3,9.1378563218390916E-5,2.8609017858949773E-2,null,2.39061073801137E-2,5.6239291587465374E-3,2.1738414871169581E-4,2.3948353726027746E-5,5.7553554893562363E-3,5.1936854683024439E-5,6.1255221347024106E-5,3.5578661385337218E-2]
[2004,2,14,4,2.0441335057350553E-2,4.0365008037096797E-3,3.2685067000000546E-4,3.2674163497165099E-5,3.3701996023715766E-3,9.1378563218390916E-5,2.8298938860147373E-2,null,2.3451498515852282E-2,5.6329303466807696E-3,2.1738414871169581E-4,2.3948353726027746E-5,5.894806609700539E-3,5.1936854683024439E-5,6.1353261301606404E-5,3.5272504829354331E-2]
[2004,2,14,5,2.0343481045991815E-2,4.1359255896385129E-3,3.2685067000000546E-4,3.2674163497165099E-5,3.5353369222147772E-3,9.1378563218390916E-5,2.8465646954560667E-2,null,2.3339234654626423E-2,5.7716774747269368E-3,2.1738414871169581E-4,2.3948353726027746E-5,6.1836478296196564E-3,5.1936854683024439E-5,6.2864479846476233E-5,3.5587829316093764E-2]
[2004,2,14,6,2.1363890776632657E-2,4.1217251612490069E-3,3.2685067000000546E-4,3.2674163497165099E-5,3.4218574411303635E-3,9.1378563218390916E-5,2.9358376775727592E-2,null,2.4509908547331875E-2,5.7518607998639955E-3,2.1738414871169581E-4,2.3948353726027746E-5,5.9851611896322016E-3,5.1936854683024439E-5,6.2648638791081081E-5,3.6540199893948813E-2]
[2004,2,14,7,2.2586551415366328E-2,4.2942444402047555E-3,3.2685067000000546E-4,3.2674163497165099E-5,3.4395373255167276E-3,9.1378563218390916E-5,3.0771236577803375E-2,null,2.5912616544349076E-2,5.9926111747739211E-3,2.1738414871169581E-4,2.3948353726027746E-5,6.0160850254982268E-3,5.1936854683024439E-5,6.5270865545404802E-5,3.8214582101741973E-2]
[2004,2,14,8,2.4797240096429259E-2,4.6188631171578719E-3,0,0,3.6085271323741228E-3,9.1378563218390916E-5,3.3116008909179644E-2,null,2.8448848261969497E-2,6.4456160137245453E-3,0,0,6.3116646195774621E-3,5.1936854683024439E-5,7.020494470926437E-5,4.1258065749954526E-2]
[2004,2,14,9,2.7620087035838077E-2,4.6614772323751935E-3,0,0,3.4645974856440205E-3,9.1378563218390916E-5,3.5837540317075679E-2,null,3.1687383838256089E-2,6.5050839426257353E-3,0,0,6.0599176808265841E-3,5.1936854683024439E-5,7.0852662887262068E-5,4.4304322316391434E-2]
[2004,2,14,10,2.90546851280928E-2,4.7764333913923023E-3,0,0,3.3537503421817139E-3,9.1378563218390916E-5,3.7276247424885209E-2,null,3.3333238912641665E-2,6.6655050767105402E-3,0,0,5.8660352551422948E-3,5.1936854683024439E-5,7.2599952335569332E-5,4.5916716099177524E-2]
[2004,2,14,11,2.8692674924308936E-2,4.8339651594443952E-3,0,0,3.3131355043937113E-3,9.1378563218390916E-5,3.6931154151365435E-2,null,3.2917919574010315E-2,6.7457905660286647E-3,0,0,5.794995957031833E-3,5.1936854683024439E-5,7.3474413104956379E-5,4.5510642951753832E-2]
[2004,2,14,12,2.8401583142776153E-2,4.8191370839917131E-3,0,0,3.3089744759809809E-3,9.1378563218390916E-5,3.6621073265967238E-2,null,3.2583962008937373E-2,6.7250980107036356E-3,0,0,5.7877179139826157E-3,5.1936854683024439E-5,7.3249032055357137E-5,4.5148714788306649E-2]
[2004,2,14,13,2.8477168397636449E-2,4.6226980395372447E-3,0,0,3.0313957407007812E-3,9.1378563218390916E-5,3.6222640741092868E-2,null,3.2670677846587087E-2,6.4509676417059108E-3,0,0,5.302205731769251E-3,5.1936854683024439E-5,7.0263234055967033E-5,4.4475788074745275E-2]
[2004,2,14,14,2.7668956979100597E-2,4.5143694700544726E-3,0,0,2.9601797279666178E-3,9.1378563218390916E-5,3.5234884740340082E-2,null,3.1743450303517544E-2,6.2997952981029507E-3,0,0,5.1776420049542424E-3,5.1936854683024439E-5,6.8616681422112091E-5,4.3272824461257756E-2]
[2004,2,14,15,2.705325666263611E-2,4.3311583272540232E-3,0,0,2.7113246965571347E-3,9.1378563218390916E-5,3.4187118249665659E-2,null,3.1037082788026697E-2,6.0441244444808589E-3,0,0,4.7423703720878762E-3,5.1936854683024439E-5,6.58319424454045E-5,4.1875514459278451E-2]
[2004,2,14,16,2.729598776012403E-2,4.3816347063459476E-3,0,0,2.9274124812168787E-3,9.1378563218390916E-5,3.4696413510905244E-2,null,3.1315558139882065E-2,6.1145641499099155E-3,0,0,5.1203289061733494E-3,5.1936854683024439E-5,6.6599164013436801E-5,4.2602388050648352E-2]
[2004,2,14,17,3.000738862960952E-2,4.5500164528001581E-3,0,0,3.2484535297844764E-3,9.1378563218390916E-5,3.7897237175412546E-2,null,3.4426236248147522E-2,6.349540604902156E-3,0,0,5.6818608978541239E-3,5.1936854683024439E-5,6.9158501863470585E-5,4.6509574605586822E-2]
[2004,2,14,18,3.3773412323631215E-2,4.7034215665807148E-3,3.2685067000000546E-4,3.2674163497165099E-5,2.9755292427651194E-3,9.1378563218390916E-5,4.1903266529692604E-2,null,3.874683951712312E-2,6.5636171932076407E-3,2.1738414871169581E-4,2.3948353726027746E-5,5.2044897979532777E-3,5.1936854683024439E-5,7.1490200651225393E-5,5.0808215865404786E-2]
[2004,2,14,19,3.3934185013940396E-2,4.9605977072412983E-3,3.2685067000000546E-4,3.2674163497165099E-5,3.2210812970933159E-3,9.1378563218390916E-5,4.2566767414990568E-2,null,3.8931287377186916E-2,6.9225060817811003E-3,2.1738414871169581E-4,2.3948353726027746E-5,5.6339842029317902E-3,5.1936854683024439E-5,7.539917917638422E-5,5.1781047019020553E-2]
[2004,2,14,20,3.2596738309276917E-2,4.7020624743934116E-3,3.2685067000000546E-4,3.2674163497165099E-5,2.957423117133116E-3,9.1378563218390916E-5,4.0707127297519005E-2,null,3.7396890072830397E-2,6.5617205822571956E-3,2.1738414871169581E-4,2.3948353726027746E-5,5.1728204247278777E-3,5.1936854683024439E-5,7.1469542972172313E-5,4.9424700436936218E-2]
[2004,2,14,21,3.135008586879557E-2,4.6891704373839774E-3,3.2685067000000546E-4,3.2674163497165099E-5,3.1016772462613635E-3,9.1378563218390916E-5,3.9591836949156467E-2,null,3.5966657273665992E-2,6.5437297654501649E-3,2.1738414871169581E-4,2.3948353726027746E-5,5.4251349147252667E-3,5.1936854683024439E-5,7.1273588963040711E-5,4.8228791310962173E-2]
[2004,2,14,22,3.0175468300932148E-2,4.6861211571947222E-3,3.2685067000000546E-4,3.2674163497165099E-5,3.2815879567082255E-3,9.1378563218390916E-5,3.8594080811550649E-2,null,3.4619067105403592E-2,6.5394744998751395E-3,2.1738414871169581E-4,2.3948353726027746E-5,5.739816230440749E-3,5.1936854683024439E-5,7.1227241075766365E-5,4.719162719284023E-2]
[2004,2,14,23,2.7511594551784039E-2,4.4453030584343002E-3,3.2685067000000546E-4,3.2674163497165099E-5,3.1113246236293556E-3,9.1378563218390916E-5,3.5519125630563253E-2,null,3.1562914897179779E-2,6.203413232331016E-3,2.1738414871169581E-4,2.3948353726027746E-5,5.4420091152429743E-3,5.1936854683024439E-5,6.7566898502360821E-5,4.3501606601874514E-2]
[2004,2,14,24,2.4593810425679777E-2,4.0390991689709475E-3,3.2685067000000546E-4,3.2674163497165099E-5,3.1019530257942983E-3,9.1378563218390916E-5,3.2185766017160583E-2,null,2.8215461812000502E-2,5.6365563612026798E-3,2.1738414871169581E-4,2.3948353726027746E-5,5.425617279927737E-3,5.1936854683024439E-5,6.1392755455227059E-5,3.9570904810251668E-2]
[2004,2,15,1,2.532482012806616E-2,4.1198349959085667E-3,3.2685067000000546E-4,3.2674163497165099E-5,3.5170048536631452E-3,9.1378563218390916E-5,3.3412563374353436E-2,null,2.9054119018219686E-2,5.7492230771868137E-3,2.1738414871169581E-4,2.3948353726027746E-5,6.1515832602714194E-3,5.1936854683024439E-5,6.2619909004150602E-5,4.1248194712798669E-2]
[2004,2,15,2,2.366577206440082E-2,4.2011105341625962E-3,3.2685067000000546E-4,3.2674163497165099E-5,3.6576861405661324E-3,9.1378563218390916E-5,3.1975472135845111E-2,null,2.7150761772050749E-2,5.8626429594405682E-3,2.1738414871169581E-4,2.3948353726027746E-5,6.3976485020195177E-3,5.1936854683024439E-5,6.3855265957714284E-5,3.9704322590631579E-2]
[2004,2,15,3,2.2609785794976231E-2,4.1663506712427542E-3,3.2685067000000546E-4,3.2674163497165099E-5,3.6791437331943227E-3,9.1378563218390916E-5,3.0906183596128872E-2,null,2.5939272387395022E-2,5.8141356269243213E-3,2.1738414871169581E-4,2.3948353726027746E-5,6.4351799167060271E-3,5.1936854683024439E-5,6.3326929396857133E-5,3.8481857288146119E-2]
[2004,2,15,4,2.2353228777663856E-2,4.1886867739490364E-3,3.2685067000000546E-4,3.2674163497165099E-5,3.7308504179650189E-3,9.1378563218390916E-5,3.0723669366293473E-2,null,2.5644935129390482E-2,5.8453056221452219E-3,2.1738414871169581E-4,2.3948353726027746E-5,6.5256199330592183E-3,5.1936854683024439E-5,6.3666429575957471E-5,3.8309130041715669E-2]
[2004,2,15,5,2.2837563563105765E-2,4.1646310261268327E-3,3.2685067000000546E-4,3.2674163497165099E-5,3.6964413753868652E-3,9.1378563218390916E-5,3.1149539361335025E-2,null,2.6200592402758356E-2,5.8117358649448139E-3,2.1738414871169581E-4,2.3948353726027746E-5,6.4654351738299915E-3,5.1936854683024439E-5,6.3300791451821622E-5,3.8771032798653911E-2]
[2004,2,15,6,2.3109596094300723E-2,4.1640741969993901E-3,3.2685067000000546E-4,3.2674163497165099E-5,3.6895234737550488E-3,9.1378563218390916E-5,3.1414097161770724E-2,null,2.6512684077968585E-2,5.8109588107975669E-3,2.1738414871169581E-4,2.3948353726027746E-5,6.4533350916165244E-3,5.1936854683024439E-5,6.3292327863030822E-5,3.9070247337503423E-2]
[2004,2,15,7,2.4150917122613677E-2,4.2579200601540581E-3,3.2685067000000546E-4,3.2674163497165099E-5,3.6890963183829439E-3,9.1378563218390916E-5,3.2548836897866237E-2,null,2.7707348637866086E-2,5.9419205611305663E-3,2.1738414871169581E-4,2.3948353726027746E-5,6.4525879553611288E-3,5.1936854683024439E-5,6.4718748925281464E-5,4.039512651147853E-2]
[2004,2,15,8,2.7112755289782017E-2,4.6062414980825549E-3,0,0,3.9813610140807592E-3,9.1378563218390916E-5,3.5791736365163723E-2,null,3.1105343102839439E-2,6.4280025647074522E-3,0,0,6.9637873094792798E-3,5.1936854683024439E-5,7.001310094883067E-5,4.4549069831709191E-2]
[2004,2,15,9,2.9062000758524144E-2,4.4912495307854227E-3,0,0,3.6450369849722036E-3,9.1378563218390916E-5,{"$f":"SUM(E1091:J1091)","v":3.7289665837500166E-2},null,{"$f":"E1091*W$5","v":3.3341631832953467E-2},6.2675314602257575E-3,{"$f":"G1091*Y$5","v":0},{"$f":"H1091*Z$5","v":0},{"$f":"I1091*AA$5","v":6.3755238996814978E-3},{"$f":"J1091*AB$5","v":5.1936854683024439E-5},6.8265267228425407E-5,{"$f":"SUM(M1091:R1091)","v":4.6036624047543745E-2}]
[2004,2,15,10,3.1940827379508305E-2,4.6461583921949554E-3,0,0,3.7859863823012539E-3,9.1378563218390916E-5,4.0464350717222902E-2,null,3.6644390583298832E-2,{"$f":"(F1092*X$5)-S1092","v":6.4837065259167109E-3},0,0,6.6220580926188892E-3,5.1936854683024439E-5,{"$f":"(F1092*$AC$7)*$AC$5","v":7.0619822402366838E-5},4.9802092056517457E-2]
[2004,2,15,11,3.2378455063255131E-2,4.8630376117998197E-3,0,0,3.9463506706456332E-3,9.1378563218390916E-5,4.1279221908918973E-2,null,3.7146462730107757E-2,6.7863611262958144E-3,0,0,6.9025508166187261E-3,5.1936854683024439E-5,7.3916303210465987E-5,5.0887311527705315E-2]
[2004,2,15,12,3.2499794232753114E-2,4.7279270636249784E-3,0,0,3.539782609863467E-3,9.1378563218390916E-5,4.0858882469459956E-2,null,3.7285670142217245E-2,6.5978145747204271E-3,0,0,6.1914237693348351E-3,5.1936854683024439E-5,7.1862674790732742E-5,5.0126845340955524E-2]
[2004,2,15,13,3.2015902214503227E-2,4.6475069159898092E-3,0,0,3.4072112852741761E-3,9.1378563218390916E-5,4.0161998978985605E-2,null,3.6730520837341518E-2,6.485588388692576E-3,0,0,5.9595436397734325E-3,5.1936854683024439E-5,7.0640319445915332E-5,4.9227589720490551E-2]
[2004,2,15,14,3.1225087775939846E-2,4.6354549246100697E-3,0,0,3.4173296891492704E-3,9.1378563218390916E-5,3.936925095291758E-2,null,3.5823252130075027E-2,6.4687698542038735E-3,0,0,5.977241711424902E-3,5.1936854683024439E-5,7.0457133807590584E-5,4.8321200550386821E-2]
[2004,2,15,15,3.0285472558990549E-2,4.7487311753948904E-3,0,0,3.733909055683314E-3,9.1378563218390916E-5,3.8859491353287146E-2,null,3.4745270442287229E-2,6.6268466790660461E-3,0,0,6.5309697876570873E-3,5.1936854683024439E-5,7.2178889296225756E-5,4.7955023763693386E-2]
[2004,2,15,16,3.1437947027997779E-2,4.6343473936184482E-3,0,0,3.5872021035174085E-3,9.1378563218390916E-5,3.9750875088352025E-2,null,3.6067456748790819E-2,6.4672242964953601E-3,0,0,6.2743650718093845E-3,5.1936854683024439E-5,7.0440299762056374E-5,4.8860982971778585E-2]
[2004,2,15,17,3.4751815198895149E-2,4.7817996341962613E-3,0,0,3.7854396145718928E-3,9.1378563218390916E-5,4.3410433010881697E-2,null,3.986932068152764E-2,6.6729936598690764E-3,0,0,6.621101742727108E-3,5.1936854683024439E-5,7.2681517164357811E-5,5.3215352938806845E-2]
[2004,2,15,18,3.8919235408808497E-2,4.7399198066568147E-3,3.2685067000000546E-4,3.2674163497165099E-5,3.6125624057145424E-3,9.1378563218390916E-5,4.7722621017895414E-2,null,4.4650429576495426E-2,6.614550428235404E-3,2.1738414871169581E-4,2.3948353726027746E-5,6.3187227047847338E-3,5.1936854683024439E-5,7.2044959876933895E-5,5.7876972066636313E-2]
[2004,2,15,19,3.9733374476798096E-2,4.6723000308432775E-3,3.2685067000000546E-4,3.2674163497165099E-5,3.5214443714256692E-3,9.1378563218390916E-5,4.8378022275782598E-2,null,4.5584457666690538E-2,6.5201871403931808E-3,2.1738414871169581E-4,2.3948353726027746E-5,6.1593484082561245E-3,5.1936854683024439E-5,7.1017165265613316E-5,5.8557262572460592E-2]
[2004,2,15,20,3.8263109474605685E-2,4.3998393707935088E-3,3.2685067000000546E-4,3.2674163497165099E-5,3.2269885170605602E-3,9.1378563218390916E-5,4.6340840759175314E-2,null,4.3897683421266376E-2,6.1399687297191323E-3,2.1738414871169581E-4,2.3948353726027746E-5,5.6443165046991288E-3,5.1936854683024439E-5,6.6875867918396453E-5,5.5975238012805385E-2]
[2004,2,15,21,3.7007932352395967E-2,4.3310760263200205E-3,3.2685067000000546E-4,3.2674163497165099E-5,3.2613249658318207E-3,9.1378563218390916E-5,4.5051236741263365E-2,null,4.2457670607228187E-2,6.0440095936604953E-3,2.1738414871169581E-4,2.3948353726027746E-5,5.7043742903056657E-3,5.1936854683024439E-5,6.5830691502829537E-5,5.4499323848315101E-2]
[2004,2,15,22,3.4563725885685251E-2,4.1927307259547048E-3,3.2685067000000546E-4,3.2674163497165099E-5,3.1079694650292559E-3,9.1378563218390916E-5,4.2315329473384768E-2,null,3.9653533589480365E-2,5.8509489506321918E-3,2.1738414871169581E-4,2.3948353726027746E-5,5.4361406168078833E-3,5.1936854683024439E-5,6.3727896092665925E-5,5.1233892514041188E-2]
[2004,2,15,23,3.0553621410615284E-2,4.1131799408720528E-3,3.2685067000000546E-4,3.2674163497165099E-5,3.0273933831819907E-3,9.1378563218390916E-5,3.8145098131384884E-2,null,3.5052906532506478E-2,5.7399359586410778E-3,2.1738414871169581E-4,2.3948353726027746E-5,5.2952052195326619E-3,5.1936854683024439E-5,6.2518754724618048E-5,4.6381317067800965E-2]
[2004,2,15,24,2.64797349820255E-2,4.2582041954435301E-3,3.2685067000000546E-4,3.2674163497165099E-5,3.2930093398850788E-3,9.1378563218390916E-5,3.4481851914069675E-2,null,3.0379105077475335E-2,5.9423170714677275E-3,2.1738414871169581E-4,2.3948353726027746E-5,5.7597933395103305E-3,5.1936854683024439E-5,6.4723067672510252E-5,4.2374484845574142E-2]
[2004,2,16,1,2.3775072016051495E-2,4.2541557874297342E-3,3.2685067000000546E-4,3.2674163497165099E-5,3.312455989738566E-3,9.1378563218390916E-5,3.1792587189935356E-2,null,2.7276157087314016E-2,5.9366675246286188E-3,2.1738414871169581E-4,2.3948353726027746E-5,5.7938074198669361E-3,5.1936854683024439E-5,6.4661533426190341E-5,3.9299901388930324E-2]
[2004,2,16,2,2.2945374956151739E-2,4.3687546805704592E-3,3.2685067000000546E-4,3.2674163497165099E-5,3.6586789279941983E-3,9.1378563218390916E-5,3.1423711961431962E-2,null,2.6324279956282434E-2,6.0965900947604406E-3,2.1738414871169581E-4,2.3948353726027746E-5,6.3993849837070925E-3,5.1936854683024439E-5,6.6403392570446197E-5,3.9113524391870713E-2]
[2004,2,16,3,2.2658669355146242E-2,4.2518868565075826E-3,3.2685067000000546E-4,3.2674163497165099E-5,3.4444294894070459E-3,9.1378563218390916E-5,3.0805889097776432E-2,null,2.5995354474771422E-2,5.9335012351944228E-3,2.1738414871169581E-4,2.3948353726027746E-5,6.024641895547138E-3,5.1936854683024439E-5,6.4627046547948157E-5,3.8246766962633731E-2]
[2004,2,16,4,2.2815297847259209E-2,4.3819936322548707E-3,3.2685067000000546E-4,3.2674163497165099E-5,3.654679445202879E-3,9.1378563218390916E-5,3.1302874321432521E-2,null,2.6175047867596397E-2,6.1150650304356248E-3,2.1738414871169581E-4,2.3948353726027746E-5,6.3923894996482074E-3,5.1936854683024439E-5,6.6604619549344988E-5,3.8975771754800978E-2]
[2004,2,16,5,2.3581106150933152E-2,4.4410809550552788E-3,3.2685067000000546E-4,3.2674163497165099E-5,3.6874687079963583E-3,9.1378563218390916E-5,3.2160559210700351E-2,null,2.7053628070242152E-2,6.1975212938905093E-3,2.1738414871169581E-4,2.3948353726027746E-5,6.4497411066290504E-3,5.1936854683024439E-5,6.7502724153227175E-5,3.9994159827882458E-2]
[2004,2,16,6,2.5507863949459003E-2,4.682746261401566E-3,3.2685067000000546E-4,3.2674163497165099E-5,3.8867756829447618E-3,9.1378563218390916E-5,3.4528289290520889E-2,null,2.9264117626123069E-2,6.5347648382512195E-3,2.1738414871169581E-4,2.3948353726027746E-5,6.7983483738242988E-3,5.1936854683024439E-5,7.1175943956421569E-5,4.2890500195319335E-2]
[2004,2,16,7,2.8709274789077411E-2,5.0939761211917668E-3,3.2685067000000546E-4,3.2674163497165099E-5,3.9020412525343439E-3,9.1378563218390916E-5,3.8156195559519081E-2,null,3.2936963912498431E-2,7.1086354428463241E-3,2.1738414871169581E-4,2.3948353726027746E-5,6.8250493384954094E-3,5.1936854683024439E-5,7.7426479821432099E-5,4.7163918050960915E-2]
[2004,2,16,8,3.0846193859758442E-2,5.745290698495953E-3,0,0,3.7347552028809475E-3,9.1378563218390916E-5,4.0417618324353734E-2,null,3.5388562806307082E-2,8.0175438826416406E-3,0,0,6.5324497813316106E-3,5.1936854683024439E-5,8.7326211146683969E-5,4.9990493324963359E-2]
[2004,2,16,9,3.1246710762910766E-2,6.1773340713042009E-3,0,0,3.63450090427793E-3,9.1378563218390916E-5,4.1149924301711285E-2,null,3.5848059288973118E-2,8.6204597110089397E-3,0,0,6.357095270684795E-3,5.1936854683024439E-5,9.3893104412546985E-5,5.0877551125349869E-2]
[2004,2,16,10,2.995005201641212E-2,6.4141829780667743E-3,0,0,3.6203875458949266E-3,9.1378563218390916E-5,4.0076001103592218E-2,null,3.4360456322544308E-2,8.9509819775361599E-3,0,0,6.3324096353821685E-3,5.1936854683024439E-5,9.7493116792638464E-5,4.9695784790145657E-2]
[2004,2,16,11,2.9431557879632118E-2,6.389393552563149E-3,0,0,3.239657048011844E-3,9.1378563218390916E-5,3.9151987043425505E-2,null,3.3765609437785581E-2,8.9163883743172967E-3,0,0,5.6664749964199963E-3,5.1936854683024439E-5,9.7116327049640553E-5,4.8400409663205898E-2]
[2004,2,16,12,2.8919457621857676E-2,6.3724147293965326E-3,0,0,3.3562446921900722E-3,9.1378563218390916E-5,3.873949560666267E-2,null,3.3178097986039851E-2,8.8926944540340981E-3,0,0,5.8703981156998201E-3,5.1936854683024439E-5,9.6858255461155336E-5,4.799312741045679E-2]
[2004,2,16,13,2.831785423617578E-2,6.2278843185586989E-3,0,0,3.0784224877804501E-3,9.1378563218390916E-5,3.7715539605733324E-2,null,3.2487903296364855E-2,8.6910024993394636E-3,0,0,5.3844600823195494E-3,5.1936854683024439E-5,9.46614487482686E-5,4.6615302732706886E-2]
[2004,2,16,14,2.7234093988856737E-2,6.1041899218353809E-3,0,0,2.8003694778708978E-3,9.1378563218390916E-5,3.6230031951781407E-2,null,3.1244549975251768E-2,8.5183871686607734E-3,0,0,4.8981183476909653E-3,5.1936854683024439E-5,9.2781341444255253E-5,4.4712992346286527E-2]
[2004,2,16,15,2.6674590395288272E-2,6.0153765646647171E-3,0,0,2.8553935551721265E-3,9.1378563218390916E-5,3.5636739078343513E-2,null,3.0602654636352825E-2,8.3944482722935389E-3,0,0,4.9943608059535884E-3,5.1936854683024439E-5,9.1431412539358996E-5,4.4043400569282978E-2]
[2004,2,16,16,2.7660976941257305E-2,5.944041554246781E-3,0,0,3.1187555051478267E-3,9.1378563218390916E-5,3.6815152563870301E-2,null,3.1734295136053518E-2,8.2949003805664542E-3,0,0,5.4550064491279346E-3,5.1936854683024439E-5,9.0347147789528615E-5,4.5536138820430928E-2]
[2004,2,16,17,3.0992302965007164E-2,5.6454165340985201E-3,0,0,2.8490072993149142E-3,9.1378563218390916E-5,3.9578105361638992E-2,null,3.5556187741531693E-2,7.8781696476689506E-3,0,0,4.9831906238635296E-3,5.1936854683024439E-5,8.5808162221752784E-5,4.8469484867747194E-2]
[2004,2,16,18,3.6075033651593813E-2,5.4685724493851381E-3,3.2685067000000546E-4,3.2674163497165099E-5,2.7179094951474327E-3,9.1378563218390916E-5,4.4712418992841944E-2,null,4.1387394500705721E-2,7.6313840133151812E-3,2.1738414871169581E-4,2.3948353726027746E-5,4.7538878247118457E-3,5.1936854683024439E-5,8.3120200081601085E-5,5.4065935695853495E-2]
[2004,2,16,19,3.7584902881800018E-2,5.4523969825593568E-3,3.2685067000000546E-4,3.2674163497165099E-5,2.7506085107359313E-3,9.1378563218390916E-5,4.623881177181087E-2,null,4.3119605039399433E-2,7.6088111755070152E-3,2.1738414871169581E-4,2.3948353726027746E-5,4.8110815805612449E-3,5.1936854683024439E-5,8.2874339200828917E-5,5.5832767152588447E-2]
[2004,2,16,20,3.6496774957120982E-2,5.5498610981858975E-3,3.2685067000000546E-4,3.2674163497165099E-5,3.229749460560078E-3,9.1378563218390916E-5,4.5727288912582521E-2,null,4.1871240862643197E-2,7.7448221913157048E-3,2.1738414871169581E-4,2.3948353726027746E-5,5.6491456631793903E-3,5.1936854683024439E-5,8.43557563104377E-5,5.5558478074259038E-2]
[2004,2,16,21,3.4798724687562219E-2,5.317431777382E-3,3.2685067000000546E-4,3.2674163497165099E-5,3.0014722353589162E-3,9.1378563218390916E-5,4.3568532097018699E-2,null,3.9923137998291378E-2,7.4204674498496749E-3,2.1738414871169581E-4,2.3948353726027746E-5,5.2498666130563693E-3,5.1936854683024439E-5,8.0822919938813379E-5,5.2886741418318166E-2]
[2004,2,16,22,3.3341533632873226E-2,5.1168125974795729E-3,3.2685067000000546E-4,3.2674163497165099E-5,3.0738328752357882E-3,9.1378563218390916E-5,4.1983082502304141E-2,null,3.8251362952264542E-2,7.1405037085914011E-3,2.1738414871169581E-4,2.3948353726027746E-5,5.3764324039751576E-3,5.1936854683024439E-5,7.7773585486716755E-5,5.106156842195185E-2]
[2004,2,16,23,2.9154739096516762E-2,4.7353522770230243E-3,3.2685067000000546E-4,3.2674163497165099E-5,2.8975488017776302E-3,9.1378563218390916E-5,3.7238543572032975E-2,null,3.3448026693646014E-2,6.6081764480147411E-3,2.1738414871169581E-4,2.3948353726027746E-5,5.0680944287778314E-3,5.1936854683024439E-5,7.197553518144834E-5,4.5417566927559341E-2]
[2004,2,16,24,2.5393961974366018E-2,4.5488183006381121E-3,3.2685067000000546E-4,3.2674163497165099E-5,3.024335030208828E-3,9.1378563218390916E-5,3.3418018701928523E-2,null,2.9133442599646005E-2,6.3478685854968016E-3,2.1738414871169581E-4,2.3948353726027746E-5,5.2898558629816995E-3,5.1936854683024439E-5,6.914029041096461E-5,4.106443640524525E-2]
[2004,2,17,1,1.5693367009780929E-2,4.2504292754110499E-3,3.2685067000000546E-4,3.2674163497165099E-5,3.0809259120622443E-3,9.1378563218390916E-5,2.3475625593969787E-2,null,1.8004351090867749E-2,5.9314671831303531E-3,2.1738414871169581E-4,2.3948353726027746E-5,5.3888388146631242E-3,5.1936854683024439E-5,6.4604891875316432E-5,2.9617926445781977E-2]
[2004,2,17,2,1.4708082494564281E-2,4.1463983266231139E-3,3.2685067000000546E-4,3.2674163497165099E-5,3.0958465289981875E-3,9.1378563218390916E-5,2.2401230746901146E-2,null,1.6873974905483195E-2,5.7862921622600467E-3,2.1738414871169581E-4,2.3948353726027746E-5,5.4149364236216304E-3,5.1936854683024439E-5,6.3023661424780068E-5,2.8368472848485621E-2]
[2004,2,17,3,1.4302696994295388E-2,4.1487413658310556E-3,3.2685067000000546E-4,3.2674163497165099E-5,3.1802601749236119E-3,9.1378563218390916E-5,2.2082601931765616E-2,null,1.6408892882649007E-2,5.7895618696872696E-3,2.1738414871169581E-4,2.3948353726027746E-5,5.5625840933916804E-3,5.1936854683024439E-5,6.3059274720492198E-5,2.8054308202848707E-2]
[2004,2,17,4,1.4159302733117647E-2,4.1285362624160927E-3,3.2685067000000546E-4,3.2674163497165099E-5,3.2232197562512186E-3,9.1378563218390916E-5,2.1961962148500519E-2,null,1.6244382575775373E-2,5.7613656805326997E-3,2.1738414871169581E-4,2.3948353726027746E-5,5.6377245758075416E-3,5.1936854683024439E-5,6.2752164911841857E-5,2.7936742189236363E-2]
[2004,2,17,5,1.4874948998231781E-2,4.1442041634624366E-3,3.2685067000000546E-4,3.2674163497165099E-5,3.2171604156523859E-3,9.1378563218390916E-5,2.2687216974062167E-2,null,1.7065413945649834E-2,5.7832302111161284E-3,2.1738414871169581E-4,2.3948353726027746E-5,5.6271262002729619E-3,5.1936854683024439E-5,6.2990310987784818E-5,2.8769039714159672E-2]
[2004,2,17,6,1.6193745786959285E-2,4.3424623081559973E-3,3.2685067000000546E-4,3.2674163497165099E-5,3.3358246011122613E-3,9.1378563218390916E-5,2.4322936092943108E-2,null,1.8578414972577985E-2,6.0598991315569794E-3,2.1738414871169581E-4,2.3948353726027746E-5,5.8346813920459864E-3,5.1936854683024439E-5,6.6003758611869718E-5,3.0766264853301702E-2]
[2004,2,17,7,1.8981349029099259E-2,4.7156517621359025E-3,3.2685067000000546E-4,3.2674163497165099E-5,3.4840862689018873E-3,9.1378563218390916E-5,2.7631990456852613E-2,null,2.1776516912222228E-2,6.5806844113351195E-3,2.1738414871169581E-4,2.3948353726027746E-5,6.0940054566018384E-3,5.1936854683024439E-5,7.167609492454687E-5,3.4744476137279927E-2]
[2004,2,17,8,2.1683000398489839E-2,5.3562520930645766E-3,0,0,3.3186353109118803E-3,9.1378563218390916E-5,3.0449266365684687E-2,null,2.4876009822144982E-2,7.4746411376327036E-3,0,0,5.8046156530856107E-3,5.1936854683024439E-5,8.1412973821546418E-5,3.8207203467546316E-2]
[2004,2,17,9,2.1997514048417693E-2,5.8671515541631478E-3,0,0,3.4611727179483468E-3,9.1378563218390916E-5,3.141721688374758E-2,null,2.523683832839492E-2,8.1876005097403833E-3,0,0,6.0539274293189465E-3,5.1936854683024439E-5,8.9178449331132122E-5,3.9530303122137275E-2]
[2004,2,17,10,2.0559862765966011E-2,6.1101137215413496E-3,0,0,3.5239828836298704E-3,9.1378563218390916E-5,3.028533793435562E-2,null,2.3587480455137762E-2,8.5266538215747877E-3,0,0,6.16378851278572E-3,5.1936854683024439E-5,9.2871380923728337E-5,3.8329859644181292E-2]
[2004,2,17,11,1.9938634210569482E-2,6.3504935562894273E-3,0,0,3.585493664947129E-3,9.1378563218390916E-5,2.9965999995024431E-2,null,2.287477061969832E-2,8.8621034923981271E-3,0,0,6.2713768467294023E-3,5.1936854683024439E-5,9.6525062052537169E-5,3.8060187813508874E-2]
[2004,2,17,12,1.9832091509128992E-2,6.1345300711074038E-3,0,0,3.3040955842400768E-3,9.1378563218390916E-5,2.9362095727694864E-2,null,2.2752538583596153E-2,8.5607267979258359E-3,0,0,5.7791842582127747E-3,5.1936854683024439E-5,9.324250005581937E-5,3.7144386494417786E-2]
[2004,2,17,13,1.9782431685139167E-2,5.9951078508135771E-3,0,0,3.1993865545454142E-3,9.1378563218390916E-5,2.9068304653716549E-2,null,2.2695565920835752E-2,8.3661633148781091E-3,0,0,5.596037989990239E-3,5.1936854683024439E-5,9.1123335876519348E-5,3.6709704080387123E-2]
[2004,2,17,14,1.8940149658702304E-2,6.0745131152449708E-3,0,0,3.2022387662521989E-3,9.1378563218390916E-5,2.8308280103417866E-2,null,2.1729250578051414E-2,8.4769732330356225E-3,0,0,5.6010267854341616E-3,5.1936854683024439E-5,9.233026538658042E-5,3.5859187451204221E-2]
[2004,2,17,15,1.9159624550049575E-2,6.0859200564612262E-3,0,0,3.4397189617183929E-3,9.1378563218390916E-5,2.8776642131447587E-2,null,2.1981045046184578E-2,8.4928916010638903E-3,0,0,6.0164027248657609E-3,5.1936854683024439E-5,9.2503646510263041E-5,3.6542276226797253E-2]
[2004,2,17,16,2.0121164085380967E-2,6.0014559872683358E-3,0,0,3.5000776191328798E-3,9.1378563218390916E-5,2.9714076255000575E-2,null,2.308417959793925E-2,8.3750221290391311E-3,0,0,6.1219758821438024E-3,5.1936854683024439E-5,9.1219825111534268E-5,3.7633114463805205E-2]
[2004,2,17,17,2.3716418234807024E-2,5.9464251194204995E-3,0,0,3.6670172035101912E-3,9.1378563218390916E-5,3.3421239120956105E-2,null,2.7208866029271833E-2,8.2982266419134084E-3,0,0,6.413969437871348E-3,5.1936854683024439E-5,9.0383377064349557E-5,4.1972998963739613E-2]
[2004,2,17,18,2.871376500298424E-2,5.8034506632846294E-3,3.2685067000000546E-4,3.2674163497165099E-5,3.6299523703284386E-3,9.1378563218390916E-5,3.8598071433312869E-2,null,3.2942115349255202E-2,8.0987060194902035E-3,2.1738414871169581E-4,2.3948353726027746E-5,6.3491394427952416E-3,5.1936854683024439E-5,8.8210220265099736E-5,4.7683230168661397E-2]
[2004,2,17,19,2.9568789619265051E-2,5.557613268519699E-3,3.2685067000000546E-4,3.2674163497165099E-5,3.4500970471438774E-3,9.1378563218390916E-5,3.9027403331644187E-2,null,3.3923049738494915E-2,7.7556403324853468E-3,2.1738414871169581E-4,2.3948353726027746E-5,6.0345550047838804E-3,5.1936854683024439E-5,8.4473586320952553E-5,4.8006514432884888E-2]
[2004,2,17,20,2.8695253696130414E-2,5.5006137183095079E-3,3.2685067000000546E-4,3.2674163497165099E-5,3.6064122801061985E-3,9.1378563218390916E-5,3.8253183091261682E-2,null,3.2920878092295658E-2,7.6760975523052812E-3,2.1738414871169581E-4,2.3948353726027746E-5,6.307965537446324E-3,5.1936854683024439E-5,8.3607215058272271E-5,4.7198210539168006E-2]
[2004,2,17,21,2.7739822273710982E-2,5.3350754902120236E-3,3.2685067000000546E-4,3.2674163497165099E-5,3.5472521145688742E-3,9.1378563218390916E-5,3.7073053275207442E-2,null,3.182475112593048E-2,7.4450892225833808E-3,2.1738414871169581E-4,2.3948353726027746E-5,6.2044886589270242E-3,5.1936854683024439E-5,8.1091097594716745E-5,4.576759836456163E-2]
[2004,2,17,22,2.559274156122816E-2,5.080290756559842E-3,3.2685067000000546E-4,3.2674163497165099E-5,3.4036373770874261E-3,9.1378563218390916E-5,3.4527573091590991E-2,null,2.9361494200639795E-2,7.0895375386245E-3,2.1738414871169581E-4,2.3948353726027746E-5,5.9532925270539098E-3,5.1936854683024439E-5,7.7218467537253045E-5,4.2697593623438959E-2]
[2004,2,17,23,2.2951177249894879E-2,4.592643684663565E-3,3.2685067000000546E-4,3.2674163497165099E-5,3.1081222557036146E-3,9.1378563218390916E-5,3.1102846586977623E-2,null,2.6330936687984353E-2,6.4090268380617545E-3,2.1738414871169581E-4,2.3948353726027746E-5,5.4364078625450422E-3,5.1936854683024439E-5,6.9806419409449067E-5,3.8469640745711894E-2]
[2004,2,17,24,1.8278682647551479E-2,4.2002058608946163E-3,3.2685067000000546E-4,3.2674163497165099E-5,2.796104785879406E-3,9.1378563218390916E-5,2.5725896691041063E-2,null,2.0970376826079395E-2,5.8613804893574819E-3,2.1738414871169581E-4,2.3948353726027746E-5,4.8906589869688018E-3,5.1936854683024439E-5,6.3841515271636896E-5,3.2015685659526422E-2]
[2004,2,18,1,1.6006345359751022E-2,4.2573964056462337E-3,3.2685067000000546E-4,3.2674163497165099E-5,3.0847603609951099E-3,9.1378563218390916E-5,{"$f":"SUM(E1155:J1155)","v":2.3799405523107928E-2},null,{"$f":"E1155*W$5","v":1.8363418210956769E-2},5.9411898021113707E-3,{"$f":"G1155*Y$5","v":2.1738414871169581E-4},{"$f":"H1155*Z$5","v":2.3948353726027746E-5},{"$f":"I1155*AA$5","v":5.3955456384661149E-3},{"$f":"J1155*AB$5","v":5.1936854683024439E-5},6.4710789577962429E-5,{"$f":"SUM(M1155:R1155)","v":2.9993423008655002E-2}]
[2004,2,18,2,1.5010142482246662E-2,4.1516170574112709E-3,3.2685067000000546E-4,3.2674163497165099E-5,3.0975315953888152E-3,9.1378563218390916E-5,2.2710194531762311E-2,null,1.7220515839965089E-2,{"$f":"(F1156*X$5)-S1156","v":5.7935748926389811E-3},2.1738414871169581E-4,2.3948353726027746E-5,5.4178837684881681E-3,5.1936854683024439E-5,{"$f":"(F1156*$AC$7)*$AC$5","v":6.3102984127605803E-5},2.8725243858212984E-2]
[2004,2,18,3,1.4599061525557301E-2,4.1534141850352894E-3,3.2685067000000546E-4,3.2674163497165099E-5,3.1837910769332129E-3,9.1378563218390916E-5,2.2387170184241363E-2,null,1.6748899655471841E-2,5.7960827813332899E-3,2.1738414871169581E-4,2.3948353726027746E-5,5.5687599841281682E-3,5.1936854683024439E-5,6.3130299776993878E-5,2.8407011778054048E-2]
[2004,2,18,4,1.4453155930404839E-2,4.1324434266567728E-3,3.2685067000000546E-4,3.2674163497165099E-5,3.2283631980560973E-3,9.1378563218390916E-5,2.226486595183327E-2,null,1.6581508198966064E-2,5.7668181219147421E-3,2.1738414871169581E-4,2.3948353726027746E-5,5.6467209553473985E-3,5.1936854683024439E-5,6.2811552307079444E-5,2.8288316633348954E-2]
[2004,2,18,5,1.517921933211229E-2,4.1487740389646623E-3,3.2685067000000546E-4,3.2674163497165099E-5,3.2212276838225521E-3,9.1378563218390916E-5,2.3000124451615065E-2,null,1.7414490718932835E-2,5.7896074649924018E-3,2.1738414871169581E-4,2.3948353726027746E-5,5.6342402475466156E-3,5.1936854683024439E-5,6.3059771339569264E-5,2.9131607788592601E-2]
[2004,2,18,6,1.6517074177603557E-2,4.3486803409128324E-3,3.2685067000000546E-4,3.2674163497165099E-5,3.3417460394683262E-3,9.1378563218390916E-5,2.465840395470028E-2,null,1.8949356266385525E-2,6.068576386217858E-3,2.1738414871169581E-4,2.3948353726027746E-5,5.845038563157069E-3,5.1936854683024439E-5,6.6098270320664985E-5,3.1156240572881203E-2]
[2004,2,18,7,1.934383081714254E-2,4.7242888263795933E-3,3.2685067000000546E-4,3.2674163497165099E-5,3.4940753322740838E-3,9.1378563218390916E-5,2.8013098372511779E-2,null,2.2192377279975636E-2,6.5927374205256061E-3,2.1738414871169581E-4,2.3948353726027746E-5,6.1114772991448458E-3,5.1936854683024439E-5,7.1807374982495818E-5,3.5189861356766834E-2]
[2004,2,18,8,2.2081558275366935E-2,5.3669670407222097E-3,0,0,3.3293241350275701E-3,9.1378563218390916E-5,3.0869228014335108E-2,null,2.5333258794966031E-2,7.4895938297685032E-3,0,0,5.8233114451694849E-3,5.1936854683024439E-5,8.1575836909017542E-5,3.8698100924587038E-2]
[2004,2,18,9,2.2407549971896059E-2,5.8816111690645108E-3,0,0,3.4699923891034394E-3,9.1378563218390916E-5,3.1850532093282403E-2,null,2.5707255589494566E-2,8.2077788789616506E-3,0,0,6.0693538912364661E-3,5.1936854683024439E-5,8.93982299219222E-5,4.0036325214375702E-2]
[2004,2,18,10,2.0923157301518051E-2,6.1631304049543489E-3,0,0,3.5253734073734371E-3,9.1378563218390916E-5,3.0703039677064232E-2,null,2.4004273254502998E-2,8.6006385175775701E-3,0,0,6.1662206739398406E-3,5.1936854683024439E-5,9.3677214141398669E-5,3.8823069300703429E-2]
[2004,2,18,11,2.0343757704518906E-2,6.3406818603005937E-3,0,0,3.6034810025754862E-3,9.1378563218390916E-5,3.037929913061338E-2,null,2.3339552053515452E-2,8.8484112865060537E-3,0,0,6.3028384481929904E-3,5.1936854683024439E-5,9.6375928043382117E-5,3.8542738642897513E-2]
[2004,2,18,12,2.0212764440217218E-2,6.1459249832336955E-3,0,0,3.3169966128673975E-3,9.1378563218390916E-5,2.9767064599536704E-2,null,2.3189268897609108E-2,8.5766283793785054E-3,0,0,5.8017494109624075E-3,5.1936854683024439E-5,9.3415698341956378E-5,3.7619583542633041E-2]
[2004,2,18,13,2.0160786416586571E-2,6.004534368653191E-3,0,0,3.2125222409745669E-3,9.1378563218390916E-5,2.9469221589432718E-2,null,2.3129636660252244E-2,8.379318005285576E-3,0,0,5.6190135820385657E-3,5.1936854683024439E-5,9.1266615325800407E-5,3.7179905102259408E-2]
[2004,2,18,14,1.9310712937794496E-2,6.0776080184885466E-3,0,0,3.2190155933776083E-3,9.1378563218390916E-5,2.8698715112879043E-2,null,2.2154382506336841E-2,8.4812921655092049E-3,0,0,5.6303710863945776E-3,5.1936854683024439E-5,9.237730672675104E-5,3.6317982612923641E-2]
[2004,2,18,15,1.9522727615500477E-2,6.1066260099262096E-3,0,0,3.452803948803416E-3,9.1378563218390916E-5,2.9173536137448493E-2,null,2.2397618179819567E-2,8.5217867256536534E-3,0,0,6.0392896388344062E-3,5.1936854683024439E-5,9.2818369047235782E-5,3.7010631398990648E-2]
[2004,2,18,16,2.0496298183869922E-2,6.0160333012517888E-3,0,0,3.5201892894911723E-3,9.1378563218390916E-5,3.0123899337831272E-2,null,2.3514555438327218E-2,8.3953647471392001E-3,0,0,6.1571531479878653E-3,5.1936854683024439E-5,9.1441394683149465E-5,3.8119010188137299E-2]
[2004,2,18,17,2.4129794681079238E-2,5.9721537123341422E-3,0,0,3.6888667097767502E-3,9.1378563218390916E-5,3.3882193666408524E-2,null,2.7683115734051029E-2,8.3341308517348115E-3,0,0,6.4521863475962707E-3,5.1936854683024439E-5,9.0774441791130407E-5,4.252136978806513E-2]
[2004,2,18,18,2.9187328325863571E-2,5.8363874635747898E-3,3.2685067000000546E-4,3.2674163497165099E-5,3.655806189718001E-3,9.1378563218390916E-5,3.913042537587192E-2,null,3.348541496899668E-2,8.1446692710536624E-3,2.1738414871169581E-4,2.3948353726027746E-5,6.3943602852985617E-3,5.1936854683024439E-5,8.8710846974447564E-5,4.8317713882469651E-2]
[2004,2,18,19,3.0038467547099466E-2,5.6041269242150093E-3,3.2685067000000546E-4,3.2674163497165099E-5,3.4721786004901852E-3,9.1378563218390916E-5,3.9565676468520217E-2,null,3.4461891805152231E-2,7.8205500638200663E-3,2.1738414871169581E-4,2.3948353726027746E-5,6.0731777874008719E-3,5.1936854683024439E-5,8.5180576015924148E-5,4.8648889013493922E-2]
[2004,2,18,20,2.9145159282649789E-2,5.5548395987248837E-3,3.2685067000000546E-4,3.2674163497165099E-5,3.6298777044252487E-3,9.1378563218390916E-5,3.878077998251548E-2,null,3.3437036169296545E-2,7.7517696807702461E-3,2.1738414871169581E-4,2.3948353726027746E-5,6.3490088448747706E-3,5.1936854683024439E-5,8.443142760577794E-5,4.7831084052062309E-2]
[2004,2,18,21,2.8196254722118713E-2,5.3631764292329659E-3,3.2685067000000546E-4,3.2674163497165099E-5,3.5740399564426193E-3,9.1378563218390916E-5,3.7584374504509861E-2,null,3.2348397201707298E-2,7.4843040375626863E-3,2.1738414871169581E-4,2.3948353726027746E-5,6.2513431975204786E-3,5.1936854683024439E-5,8.1518221070819583E-5,4.6377313793911211E-2]
[2004,2,18,22,2.6021081276194975E-2,5.1060175796538692E-3,3.2685067000000546E-4,3.2674163497165099E-5,3.4257827563482883E-3,9.1378563218390916E-5,3.5003785008912686E-2,null,2.9852910644900497E-2,7.1254392786654899E-3,2.1738414871169581E-4,2.3948353726027746E-5,5.9920269473978539E-3,5.1936854683024439E-5,7.7609505363455749E-5,4.3263646228084589E-2]
[2004,2,18,23,2.3347564683293132E-2,4.6109778864410495E-3,3.2685067000000546E-4,3.2674163497165099E-5,3.1223799612694015E-3,9.1378563218390916E-5,3.1531825927719144E-2,null,2.6785695600744255E-2,6.434612187005485E-3,2.1738414871169581E-4,2.3948353726027746E-5,5.4613459750975524E-3,5.1936854683024439E-5,7.0085092232052417E-5,3.8974923119968037E-2]
[2004,2,18,24,1.8622952738134895E-2,4.2052344761323492E-3,3.2685067000000546E-4,3.2674163497165099E-5,2.8016242832689916E-3,9.1378563218390916E-5,2.6080714894251796E-2,null,2.1365343666342896E-2,5.8683979137931159E-3,2.1738414871169581E-4,2.3948353726027746E-5,4.9003131242701817E-3,5.1936854683024439E-5,6.3917948291142881E-5,3.2427324061526937E-2]
[2004,2,19,1,1.937936314307798E-2,4.4896071397861441E-3,3.2685067000000546E-4,3.2674163497165099E-5,3.405759610489729E-3,9.1378563218390916E-5,2.7725633290069416E-2,null,2.2233142048353135E-2,6.2652395062411459E-3,2.1738414871169581E-4,2.3948353726027746E-5,5.9570045195063504E-3,5.1936854683024439E-5,6.8240303516280099E-5,3.4748655431221374E-2]
[2004,2,19,2,1.8463878347797176E-2,4.5002348931182197E-3,3.2685067000000546E-4,3.2674163497165099E-5,3.4520915205669927E-3,9.1378563218390916E-5,2.6867108158197952E-2,null,2.1182844195616123E-2,6.2800705188365774E-3,2.1738414871169581E-4,2.3948353726027746E-5,6.0380435326174179E-3,5.1936854683024439E-5,6.8401841283504772E-5,3.379422760419086E-2]
[2004,2,19,3,1.7961793492121132E-2,4.5194558282663352E-3,3.2685067000000546E-4,3.2674163497165099E-5,3.5382828742758295E-3,9.1378563218390916E-5,2.647043559137886E-2,null,2.0606823000587349E-2,6.3068933027656425E-3,2.1738414871169581E-4,2.3948353726027746E-5,6.1888005860525784E-3,5.1936854683024439E-5,6.8693992112638693E-5,3.3395786246526317E-2]
[2004,2,19,4,1.8003399288384469E-2,4.5320377608735266E-3,3.2685067000000546E-4,3.2674163497165099E-5,3.6581871399484181E-3,9.1378563218390916E-5,2.6644527585921975E-2,null,2.0654555610350019E-2,6.3244513693806181E-3,2.1738414871169581E-4,2.3948353726027746E-5,6.398524798624643E-3,5.1936854683024439E-5,6.8885232654005316E-5,3.3670801135476026E-2]
[2004,2,19,5,1.8668023151091249E-2,4.4736663996231708E-3,3.2685067000000546E-4,3.2674163497165099E-5,3.5996428767794703E-3,9.1378563218390916E-5,2.7192235824209453E-2,null,2.1417051087584679E-2,6.2429942291114988E-3,2.1738414871169581E-4,2.3948353726027746E-5,6.2961251931990441E-3,5.1936854683024439E-5,6.7998010390595321E-5,3.4249439867015966E-2]
[2004,2,19,6,1.9915342814155974E-2,4.6757012898205842E-3,3.2685067000000546E-4,3.2674163497165099E-5,3.6622479371563248E-3,9.1378563218390916E-5,2.8704195437848447E-2,null,2.2848049363631093E-2,6.5249335917979684E-3,2.1738414871169581E-4,2.3948353726027746E-5,6.4056275275564773E-3,5.1936854683024439E-5,7.1068863095227861E-5,3.6071879840106284E-2]
[2004,2,19,7,2.324082545272755E-2,5.1298683513884705E-3,3.2685067000000546E-4,3.2674163497165099E-5,3.9057489198148685E-3,9.1378563218390916E-5,3.2727346120646449E-2,null,2.6663238094902831E-2,7.1587229920669895E-3,2.1738414871169581E-4,2.3948353726027746E-5,6.8315344088682225E-3,5.1936854683024439E-5,7.7972027929816464E-5,4.094676485295879E-2]
[2004,2,19,8,2.6659213440400106E-2,5.691591881100533E-3,0,0,3.8687146377090497E-3,9.1378563218390916E-5,3.6310898522428081E-2,null,3.0585013291806275E-2,7.9426072697690413E-3,0,0,6.7667578505927802E-3,5.1936854683024439E-5,8.651000975457212E-5,4.5346315266851116E-2]
[2004,2,19,9,2.5676844211658532E-2,5.9588350224670352E-3,0,0,3.5703022703281592E-3,9.1378563218390916E-5,3.5297360067672118E-2,null,2.9457981694055144E-2,8.3155446415545727E-3,0,0,6.2448056212899786E-3,5.1936854683024439E-5,9.0572002822491846E-5,4.4070268811582713E-2]
[2004,2,19,10,2.4313296340708765E-2,6.2089399417967683E-3,0,0,3.7147259473655986E-3,9.1378563218390916E-5,3.4328340793089523E-2,null,2.7893639600832951E-2,8.6645656521912705E-3,0,0,6.4974166670566649E-3,5.1936854683024439E-5,9.4373501500344696E-5,4.310755877476391E-2]
[2004,2,19,11,2.326745994448471E-2,6.4228475719211066E-3,0,0,3.6809741953800876E-3,9.1378563218390916E-5,3.3462660275004295E-2,null,2.6693794746029634E-2,8.9630734042537956E-3,0,0,6.4383815729473553E-3,5.1936854683024439E-5,9.7624815290091649E-5,4.214718657791381E-2]
[2004,2,19,12,2.3269691601975076E-2,6.2669274769062318E-3,0,0,3.4530922654503918E-3,9.1378563218390916E-5,3.3081089907550092E-2,null,2.6696355034395162E-2,8.745487163701219E-3,0,0,6.0397939326676505E-3,5.1936854683024439E-5,9.5254889753887802E-5,4.1533572985447055E-2]
[2004,2,19,13,2.2595844644577246E-2,6.0267028867097353E-3,0,0,3.1668181797144617E-3,9.1378563218390916E-5,3.1880744274219837E-2,null,2.5923278281972172E-2,8.4102541363986639E-3,0,0,5.5390727375210363E-3,5.1936854683024439E-5,9.1603568282614526E-5,3.9924542010574895E-2]
[2004,2,19,14,2.1929609427878215E-2,6.1175690688877963E-3,0,0,3.2755580244464102E-3,9.1378563218390916E-5,3.1414115084430809E-2,null,2.5158934164927454E-2,8.5370577467453832E-3,0,0,5.72926929294542E-3,5.1936854683024439E-5,9.2984699338881485E-5,3.9477198059301277E-2]
[2004,2,19,15,2.1470710824651101E-2,6.0043515774361282E-3,0,0,3.2944027814776561E-3,9.1378563218390916E-5,3.0860843746783276E-2,null,2.4632458771695374E-2,8.3790629204376424E-3,0,0,5.7622306042659178E-3,5.1936854683024439E-5,9.1263836969533566E-5,3.8825689151081956E-2]
[2004,2,19,16,2.2776800705520094E-2,5.9076476979670308E-3,0,0,3.4888662006211653E-3,9.1378563218390916E-5,3.2264693167326677E-2,null,2.6130881688634679E-2,8.2441128129577632E-3,0,0,6.1023660216772387E-3,5.1936854683024439E-5,8.9793975157418017E-5,4.0529297377952703E-2]
[2004,2,19,17,2.5637436209143372E-2,5.719036800260229E-3,0,0,3.3463158995688958E-3,9.1378563218390916E-5,3.4794167472190884E-2,null,2.9412770522186767E-2,7.9809066100924152E-3,0,0,5.8530316925572649E-3,5.1936854683024439E-5,8.6927161980841666E-5,4.3298645679519465E-2]
[2004,2,19,18,3.1219829630308744E-2,5.6688094748632064E-3,3.2685067000000546E-4,3.2674163497165099E-5,3.3625577253026243E-3,9.1378563218390916E-5,4.0702100227190133E-2,null,3.5817219677002958E-2,7.9108144586920066E-3,2.1738414871169581E-4,2.3948353726027746E-5,5.8814402240939178E-3,5.1936854683024439E-5,8.6163725933279819E-5,4.9902743716909635E-2]
[2004,2,19,19,3.2487076509075126E-2,5.7346748038652239E-3,3.2685067000000546E-4,3.2674163497165099E-5,3.2854370014068768E-3,9.1378563218390916E-5,4.1958091711062788E-2,null,3.7271079623685921E-2,8.0027294188447697E-3,2.1738414871169581E-4,2.3948353726027746E-5,5.7465485836564684E-3,5.1936854683024439E-5,8.7164853627163375E-5,5.1313626983307908E-2]
[2004,2,19,20,3.1718118438798758E-2,5.7176905006377007E-3,3.2685067000000546E-4,3.2674163497165099E-5,3.5379819090508081E-3,9.1378563218390916E-5,4.1424694245202828E-2,null,3.6388885824051767E-2,7.979027851145435E-3,2.1738414871169581E-4,2.3948353726027746E-5,6.1882741686271839E-3,5.1936854683024439E-5,8.6906698743857965E-5,5.0849457200945129E-2]
[2004,2,19,21,3.0272641493860268E-2,5.498701960652044E-3,3.2685067000000546E-4,3.2674163497165099E-5,3.341511656838954E-3,9.1378563218390916E-5,3.9563758508066829E-2,null,3.4730549891794055E-2,7.6734296975845958E-3,2.1738414871169581E-4,2.3948353726027746E-5,5.8446286051617481E-3,5.1936854683024439E-5,8.35781570764193E-5,4.8541877551661144E-2]
[2004,2,19,22,2.8468489638281771E-2,5.3137645602809236E-3,3.2685067000000546E-4,3.2674163497165099E-5,3.3361144740422437E-3,9.1378563218390916E-5,3.7569272069320495E-2,null,3.2660721064823338E-2,7.4153498543130811E-3,2.1738414871169581E-4,2.3948353726027746E-5,5.8351884079694445E-3,5.1936854683024439E-5,8.0767179647904647E-5,4.6204528684226615E-2]
[2004,2,19,23,2.5583542896809152E-2,4.8344125258330982E-3,3.2685067000000546E-4,3.2674163497165099E-5,2.9825182479843969E-3,9.1378563218390916E-5,3.385137706734221E-2,null,2.9350940953292447E-2,6.7464148651009441E-3,2.1738414871169581E-4,2.3948353726027746E-5,5.2167142472508326E-3,5.1936854683024439E-5,7.3481212902176408E-5,4.1607339422764976E-2]
[2004,2,19,24,2.1944513740806419E-2,4.394163904739944E-3,3.2685067000000546E-4,3.2674163497165099E-5,3.0465961644494787E-3,9.1378563218390916E-5,2.9836177206711403E-2,null,2.5176033266895839E-2,6.1320486260156223E-3,2.1738414871169581E-4,2.3948353726027746E-5,5.3287927500339912E-3,5.1936854683024439E-5,6.6789603015024525E-5,3.6930144000066202E-2]
[2004,2,20,1,1.6367741358531206E-2,4.4234077626527611E-3,3.2685067000000546E-4,3.2674163497165099E-5,3.433348249996011E-3,9.1378563218390916E-5,2.4675400767895539E-2,null,1.8778032897583157E-2,6.172858382461041E-3,2.1738414871169581E-4,2.3948353726027746E-5,6.0052597309780496E-3,5.1936854683024439E-5,6.7234098419148604E-5,3.1249420368142999E-2]
[2004,2,20,2,1.5659587761306885E-2,4.5299689052579507E-3,3.2685067000000546E-4,3.2674163497165099E-5,3.7419287947014932E-3,9.1378563218390916E-5,2.4382388857981892E-2,null,1.7965597555776567E-2,6.3215642847133336E-3,2.1738414871169581E-4,2.3948353726027746E-5,6.5449970905323146E-3,5.1936854683024439E-5,6.8853786843549612E-5,3.1125428288142964E-2]
[2004,2,20,3,1.5473694385028953E-2,4.4606389660288301E-3,3.2685067000000546E-4,3.2674163497165099E-5,3.695043507004751E-3,9.1378563218390916E-5,2.4080280254778097E-2,null,1.7752329771375124E-2,6.2248144665890959E-3,2.1738414871169581E-4,2.3948353726027746E-5,6.4629901661893228E-3,5.1936854683024439E-5,6.7799998405395582E-5,3.073340376127429E-2]
[2004,2,20,4,1.5748492188109885E-2,4.4164013955507505E-3,3.2685067000000546E-4,3.2674163497165099E-5,3.6602916373540402E-3,9.1378563218390916E-5,2.427608861773024E-2,null,1.8067593928683411E-2,6.1630810084957908E-3,2.1738414871169581E-4,2.3948353726027746E-5,6.4022057690953623E-3,5.1936854683024439E-5,6.7127604331202549E-5,3.0926150063395313E-2]
[2004,2,20,5,1.618940122686929E-2,4.5187673086705838E-3,3.2685067000000546E-4,3.2674163497165099E-5,3.8736802653589189E-3,9.1378563218390916E-5,2.5032752197614357E-2,null,1.8573430638422869E-2,6.3059324747827446E-3,2.1738414871169581E-4,2.3948353726027746E-5,6.7754432158961177E-3,5.1936854683024439E-5,6.8683526879328069E-5,3.1948075686222474E-2]
[2004,2,20,6,1.7453491067302363E-2,4.692894242748393E-3,3.2685067000000546E-4,3.2674163497165099E-5,3.8907410412024239E-3,9.1378563218390916E-5,2.6488029747968742E-2,null,2.0023668645561259E-2,6.5489263298167746E-3,2.1738414871169581E-4,2.3948353726027746E-5,6.8052841707577057E-3,5.1936854683024439E-5,7.1330189373809707E-5,3.3671148503256483E-2]
[2004,2,20,7,2.034560431253811E-2,5.038777019163527E-3,3.2685067000000546E-4,3.2674163497165099E-5,3.8682051300860448E-3,9.1378563218390916E-5,2.9703489858503244E-2,null,2.3341670590543501E-2,7.0316051851937941E-3,2.1738414871169581E-4,2.3948353726027746E-5,6.7658666722478326E-3,5.1936854683024439E-5,7.6587474679344636E-5,3.743241180510587E-2]
[2004,2,20,8,2.2972934914061806E-2,5.5706482666971775E-3,0,0,3.7888704954200654E-3,9.1378563218390916E-5,3.2423832239397439E-2,null,2.6355898356460874E-2,7.7738306513712918E-3,0,0,6.6271026867325234E-3,5.1936854683024439E-5,8.4671713284909506E-5,4.0808768549247705E-2]
[2004,2,20,9,2.2282321063748098E-2,5.934803686529766E-3,0,0,3.6572783230311989E-3,9.1378563218390916E-5,3.1965781636527454E-2,null,2.5563585641062425E-2,8.2820089511001279E-3,0,0,6.3969351895205228E-3,5.1936854683024439E-5,9.0206735749627411E-5,4.02944666363661E-2]
[2004,2,20,10,2.1037678233287085E-2,6.1199417563766092E-3,0,0,3.6699054154163985E-3,9.1378563218390916E-5,3.0918903968298481E-2,null,2.4135658384382259E-2,8.540368828300636E-3,0,0,6.4190212011624439E-3,5.1936854683024439E-5,9.3020763277071309E-5,3.9146985268528361E-2]
[2004,2,20,11,2.0430826178740751E-2,6.2851088984518374E-3,0,0,3.6933954762021302E-3,9.1378563218390916E-5,3.0500709116613109E-2,null,2.3439442113937746E-2,8.7708593080783291E-3,0,0,6.4601076001652089E-3,5.1936854683024439E-5,9.5531240375668186E-5,3.8722345876864302E-2]
[2004,2,20,12,1.9577444267692146E-2,6.1227622090856823E-3,0,0,3.4160871618255694E-3,9.1378563218390916E-5,2.9207672201821789E-2,null,2.24603923324894E-2,8.5443047654969601E-3,0,0,5.9750684103909418E-3,5.1936854683024439E-5,9.3063633074567581E-5,3.7031702363060325E-2]
[2004,2,20,13,1.9040126182605012E-2,6.0407382470880847E-3,0,0,3.3976532364436776E-3,9.1378563218390916E-5,2.8569896229355164E-2,null,2.1843949510158656E-2,8.4298404591188654E-3,0,0,5.9428256835484614E-3,5.1936854683024439E-5,9.181690036766297E-5,3.6268552507509003E-2]
[2004,2,20,14,1.8305833514426027E-2,6.1297409697467576E-3,0,0,3.479292265883505E-3,9.1378563218390916E-5,2.800624531327468E-2,null,2.1001525893027621E-2,8.5540436147185112E-3,0,0,6.0856202794569011E-3,5.1936854683024439E-5,9.3169707555218465E-5,3.5693126641886057E-2]
[2004,2,20,15,1.7645465399387338E-2,6.0201914470633128E-3,0,0,3.519823904894805E-3,9.1378563218390916E-5,2.7276859314563848E-2,null,2.0243912859128591E-2,8.4011674328976493E-3,0,0,6.1565140548219197E-3,5.1936854683024439E-5,9.1504596901831087E-5,3.4853531201531181E-2]
[2004,2,20,16,1.925930047396248E-2,5.7031832264882567E-3,0,0,3.3251210830058352E-3,9.1378563218390916E-5,2.8378983346674963E-2,null,2.2095399112352539E-2,7.9587829735205066E-3,0,0,5.8159598987444E-3,5.1936854683024439E-5,8.6686193750808816E-5,3.5922078839300466E-2]
[2004,2,20,17,2.134888365747252E-2,5.5195202336799833E-3,0,0,3.2073553009112224E-3,9.1378563218390916E-5,{"$f":"SUM(E1219:J1219)","v":3.0167137755282118E-2},null,{"$f":"E1219*W$5","v":2.4492691500024359E-2},7.7024815639429008E-3,{"$f":"G1219*Y$5","v":0},{"$f":"H1219*Z$5","v":0},{"$f":"I1219*AA$5","v":5.6099761017611672E-3},{"$f":"J1219*AB$5","v":5.1936854683024439E-5},8.3894586827593253E-5,{"$f":"SUM(M1219:R1219)","v":3.7857086020411448E-2}]
[2004,2,20,18,2.4238024976432571E-2,5.6796264806797921E-3,3.2685067000000546E-4,3.2674163497165099E-5,3.016139019920535E-3,9.1378563218390916E-5,3.3384693873748456E-2,null,2.7807283876871831E-2,{"$f":"(F1220*X$5)-S1220","v":7.925909572823648E-3},2.1738414871169581E-4,2.3948353726027746E-5,5.2755202445255688E-3,5.1936854683024439E-5,{"$f":"(F1220*$AC$7)*$AC$5","v":8.632814026555395E-5},4.1301983051341792E-2]
[2004,2,20,19,2.5948881127922759E-2,5.6986724580799101E-3,3.2685067000000546E-4,3.2674163497165099E-5,3.0107538292936335E-3,9.1378563218390916E-5,3.5109210812011862E-2,null,2.9770078400074035E-2,7.9524882034981981E-3,2.1738414871169581E-4,2.3948353726027746E-5,5.2661010228036214E-3,5.1936854683024439E-5,8.6617631804141042E-5,4.3281936983496604E-2]
[2004,2,20,20,2.5415774175970771E-2,5.6216046803750684E-3,3.2685067000000546E-4,3.2674163497165099E-5,3.1579803533882647E-3,9.1378563218390916E-5,3.4646262606449665E-2,null,2.9158466836669967E-2,7.844940244289101E-3,2.1738414871169581E-4,2.3948353726027746E-5,5.523614520444994E-3,5.1936854683024439E-5,8.5446231194208371E-5,4.2820290958524812E-2]
[2004,2,20,21,2.4932868335964819E-2,5.5491922823563879E-3,3.2685067000000546E-4,3.2674163497165099E-5,3.2195771784877553E-3,9.1378563218390916E-5,3.4152541193524524E-2,null,2.8604448933317629E-2,7.7438888599067474E-3,2.1738414871169581E-4,2.3948353726027746E-5,5.6313533533252583E-3,5.1936854683024439E-5,8.4345590566803312E-5,4.2272960503670381E-2]
[2004,2,20,22,2.2980774025442397E-2,5.1051202497010032E-3,3.2685067000000546E-4,3.2674163497165099E-5,2.7513446946340865E-3,9.1378563218390916E-5,3.1288142366493049E-2,null,2.6364891844821187E-2,7.1241870561667758E-3,2.1738414871169581E-4,2.3948353726027746E-5,4.8123692377391005E-3,5.1936854683024439E-5,7.7595866292946616E-5,3.8594717495847815E-2]
[2004,2,20,23,2.102845707250409E-2,4.6721584728167832E-3,3.2685067000000546E-4,3.2674163497165099E-5,2.8302765688253901E-3,9.1378563218390916E-5,2.8981795510861826E-2,null,2.4125079327886677E-2,6.5199895963960336E-3,2.1738414871169581E-4,2.3948353726027746E-5,4.9504287560452357E-3,5.1936854683024439E-5,7.1015013638000394E-5,3.5888767037448692E-2]
[2004,2,20,24,1.8222078548904168E-2,4.1042607778312345E-3,3.2685067000000546E-4,3.2674163497165099E-5,2.9212594174773229E-3,9.1378563218390916E-5,2.5698502140928288E-2,null,2.090543728413195E-2,5.7274892810352052E-3,2.1738414871169581E-4,2.3948353726027746E-5,5.1095665997579311E-3,5.1936854683024439E-5,6.2383186873341497E-5,3.2035762522045833E-2]
[2004,2,21,1,2.220872717978243E-2,3.9421041249979548E-3,3.2685067000000546E-4,3.2674163497165099E-5,3.0418076322204241E-3,9.1378563218390916E-5,2.9643542333716369E-2,null,2.5479154420902171E-2,5.5011999341282756E-3,2.1738414871169581E-4,2.3948353726027746E-5,5.3204171418312213E-3,5.1936854683024439E-5,5.9918468054524275E-5,3.6594040853982414E-2]
[2004,2,21,2,2.0918437382086725E-2,3.961926582147955E-3,3.2685067000000546E-4,3.2674163497165099E-5,3.2123226482432543E-3,9.1378563218390916E-5,2.8543590009193497E-2,null,2.3998858286095694E-2,5.5288621410386259E-3,2.1738414871169581E-4,2.3948353726027746E-5,5.6186644749557212E-3,5.1936854683024439E-5,6.0219761786968529E-5,3.5439654259210786E-2]
[2004,2,21,3,2.0493059478378546E-2,3.9963197858213029E-3,3.2685067000000546E-4,3.2674163497165099E-5,3.2964433445403581E-3,9.1378563218390916E-5,2.8236726005455768E-2,null,2.3510839805428917E-2,5.5768578011690852E-3,2.1738414871169581E-4,2.3948353726027746E-5,5.7657997473579362E-3,5.1936854683024439E-5,6.0742525268157714E-5,3.5146766711076687E-2]
[2004,2,21,4,2.010693526087997E-2,3.9955920153653089E-3,3.2685067000000546E-4,3.2674163497165099E-5,3.3772501113336351E-3,9.1378563218390916E-5,2.7930680784294476E-2,null,2.3067855455913729E-2,5.5758421986741675E-3,2.1738414871169581E-4,2.3948353726027746E-5,5.9071386350209526E-3,5.1936854683024439E-5,6.0731463436852464E-5,3.4844105646729594E-2]
[2004,2,21,5,2.0006746683256155E-2,4.0988367623414736E-3,3.2685067000000546E-4,3.2674163497165099E-5,3.5387341019979318E-3,9.1378563218390916E-5,2.8095220944311123E-2,null,2.2952913243340124E-2,5.719920076187021E-3,2.1738414871169581E-4,2.3948353726027746E-5,6.1895898271873938E-3,5.1936854683024439E-5,6.2300743921926403E-5,3.5155692503835281E-2]
[2004,2,21,6,2.1011912590122851E-2,4.0822181084645935E-3,3.2685067000000546E-4,3.2674163497165099E-5,3.4312990132494927E-3,9.1378563218390916E-5,2.89763331085525E-2,null,2.4106098527321519E-2,5.6967287715654459E-3,2.1738414871169581E-4,2.3948353726027746E-5,6.0016754167701563E-3,5.1936854683024439E-5,6.2048146768260007E-5,3.6097772072777867E-2]
[2004,2,21,7,2.2210356123878467E-2,4.2665083815986481E-3,3.2685067000000546E-4,3.2674163497165099E-5,3.4430391890838876E-3,9.1378563218390916E-5,3.0370807091276562E-2,null,2.5481023241111001E-2,5.9539055498236985E-3,2.1738414871169581E-4,2.3948353726027746E-5,6.0222101251770225E-3,5.1936854683024439E-5,6.4849288111412158E-5,3.7750408273232471E-2]
[2004,2,21,8,2.4404898863340116E-2,4.5775691366749527E-3,0,0,3.6112183515052739E-3,9.1378563218390916E-5,3.2685064914738736E-2,null,2.7998731387524494E-2,6.3879903307112523E-3,0,0,6.3163718233618608E-3,5.1936854683024439E-5,6.9577292072003994E-5,4.0755030396280624E-2]
[2004,2,21,9,2.7189572841865902E-2,4.6204353735357908E-3,0,0,3.4697979050573127E-3,9.1378563218390916E-5,3.5371184683677392E-2,null,3.1193472704141523E-2,6.4478100949584213E-3,0,0,6.0690137197404563E-3,5.1936854683024439E-5,7.0228842402112319E-5,4.3762233373523418E-2]
[2004,2,21,10,2.85950541798583E-2,4.7445848678911327E-3,0,0,3.3601480664502735E-3,9.1378563218390916E-5,3.6791165677418101E-2,null,3.2805923330263151E-2,6.6210605136469477E-3,0,0,5.8772254965982632E-3,5.1936854683024439E-5,7.2115867015273632E-5,4.5356146195191384E-2]
[2004,2,21,11,2.8244849201837435E-2,4.7988217083505388E-3,0,0,3.3155137359651894E-3,9.1378563218390916E-5,3.6450563209371553E-2,null,3.2404147639034646E-2,6.6967479368356415E-3,0,0,5.7991557151592394E-3,5.1936854683024439E-5,7.2940246151237457E-5,4.4951988145712544E-2]
[2004,2,21,12,2.7966245920430854E-2,4.7785193643880789E-3,0,0,3.3083757909442568E-3,9.1378563218390916E-5,3.6144519638981583E-2,null,3.2084517613789866E-2,6.6684160486542264E-3,0,0,5.7866707556751005E-3,5.1936854683024439E-5,7.2631658323627196E-5,4.459154127280221E-2]
[2004,2,21,13,2.8038957901029931E-2,4.5876286629263942E-3,0,0,3.0333072954839392E-3,9.1378563218390916E-5,3.5751272422658659E-2,null,3.2167937062682013E-2,6.4020283833341827E-3,0,0,5.3055492268437379E-3,5.1936854683024439E-5,6.9730193005928702E-5,4.3927451527542953E-2]
[2004,2,21,14,2.7237515982219126E-2,4.4844108382717371E-3,0,0,2.9630644153700115E-3,9.1378563218390916E-5,3.4776369799079263E-2,null,3.1248475886746008E-2,6.2579880758774735E-3,0,0,5.1826876035474178E-3,5.1936854683024439E-5,6.8161321729797521E-5,4.2741088420853925E-2]
[2004,2,21,15,2.6641300468035697E-2,4.2963172306380946E-3,0,0,2.7132414743465116E-3,9.1378563218390916E-5,3.3742237736238696E-2,null,3.0564462479266887E-2,5.9955037504730354E-3,0,0,4.7457230027077935E-3,5.1936854683024439E-5,6.5302371163578651E-5,4.1357626087130735E-2]
[2004,2,21,16,2.6884421750676006E-2,4.3408260747761912E-3,0,0,2.9282820634866633E-3,9.1378563218390916E-5,3.4244908452157254E-2,null,3.084338547441446E-2,6.0576157705203876E-3,0,0,5.121849890066409E-3,5.1936854683024439E-5,6.5978888493174485E-5,4.2074787989684274E-2]
[2004,2,21,17,2.956102575535766E-2,4.5110657413570988E-3,0,0,3.2406069648042361E-3,9.1378563218390916E-5,3.7404077024737387E-2,null,3.3914142578449324E-2,6.2951849500461551E-3,0,0,5.6681364931997474E-3,5.1936854683024439E-5,6.8566466015279202E-5,4.592940087637825E-2]
[2004,2,21,18,3.3278225127999182E-2,4.6623101263226028E-3,3.2685067000000546E-4,3.2674163497165099E-5,2.9665377845321758E-3,9.1378563218390916E-5,4.1357976435569516E-2,null,3.8178731722262736E-2,6.5062462447829936E-3,2.1738414871169581E-4,2.3948353726027746E-5,5.1887628637428814E-3,5.1936854683024439E-5,7.0865322555246015E-5,5.016701018790936E-2]
[2004,2,21,19,3.3443327300098198E-2,4.9174384349309486E-3,3.2685067000000546E-4,3.2674163497165099E-5,3.2011755983989932E-3,9.1378563218390916E-5,4.2012844730143696E-2,null,3.8368146617771319E-2,6.8622773870378219E-3,2.1738414871169581E-4,2.3948353726027746E-5,5.5991672015436736E-3,5.1936854683024439E-5,7.4743174820034153E-5,5.1122860563473566E-2]
[2004,2,21,20,3.2117702428454874E-2,4.6572335160535491E-3,3.2685067000000546E-4,3.2674163497165099E-5,2.9515608625605362E-3,9.1378563218390916E-5,4.0177400203784519E-2,null,3.6847312013637119E-2,6.4991618433587351E-3,2.1738414871169581E-4,2.3948353726027746E-5,5.1625667718053995E-3,5.1936854683024439E-5,7.0788160029704739E-5,4.8802309985921999E-2]
[2004,2,21,21,3.0890465695055321E-2,4.6408521422951574E-3,3.2685067000000546E-4,3.2674163497165099E-5,3.0944045610765262E-3,9.1378563218390916E-5,3.9076625795142567E-2,null,3.5439354052419235E-2,6.4763016627589539E-3,2.1738414871169581E-4,2.3948353726027746E-5,5.4124142816008424E-3,5.1936854683024439E-5,7.0539169442670991E-5,4.7621339353899783E-2]
[2004,2,21,22,2.9736886796557529E-2,4.6320053110462736E-3,3.2685067000000546E-4,3.2674163497165099E-5,3.2720572338518876E-3,9.1378563218390916E-5,3.8091852738171242E-2,null,3.4115900679626374E-2,6.4639559240518034E-3,2.1738414871169581E-4,2.3948353726027746E-5,5.7231460700000346E-3,5.1936854683024439E-5,7.0404701006840329E-5,4.6596272030798955E-2]
[2004,2,21,23,2.7098019420708164E-2,4.401768978065863E-3,3.2685067000000546E-4,3.2674163497165099E-5,3.1062197511014635E-3,9.1378563218390916E-5,3.5056911546591053E-2,null,3.108843724954044E-2,6.1426614935485438E-3,2.1738414871169581E-4,2.3948353726027746E-5,5.433080197116605E-3,5.1936854683024439E-5,6.6905197207537542E-5,4.2957448297326339E-2]
[2004,2,21,24,2.4219233117670783E-2,3.9950024059795669E-3,3.2685067000000546E-4,3.2674163497165099E-5,3.1017917458357989E-3,9.1378563218390916E-5,3.1766930666201711E-2,null,2.778572475430837E-2,5.5750193997294523E-3,2.1738414871169581E-4,2.3948353726027746E-5,5.4253351856076541E-3,5.1936854683024439E-5,6.0722501600730433E-5,3.9079348696766228E-2]
[2004,2,22,1,2.217526248870335E-2,3.8512457569115054E-3,3.2685067000000546E-4,3.2674163497165099E-5,3.2935499566520226E-3,9.1378563218390916E-5,2.9770961598982439E-2,null,2.5440761764504109E-2,5.3744072283337689E-3,2.1738414871169581E-4,2.3948353726027746E-5,5.7607389307711126E-3,5.1936854683024439E-5,5.853745576944747E-5,3.6869177280729734E-2]
[2004,2,22,2,2.066619745925424E-2,3.9361371915938486E-3,3.2685067000000546E-4,3.2674163497165099E-5,3.4372577319045417E-3,9.1378563218390916E-5,2.8490495779468192E-2,null,2.3709473852087427E-2,5.4928730882082338E-3,2.1738414871169581E-4,2.3948353726027746E-5,6.0120977947469411E-3,5.1936854683024439E-5,5.9827772959412461E-5,3.5507714092163349E-2]
[2004,2,22,3,1.9721100892681385E-2,3.9033700458257982E-3,3.2685067000000546E-4,3.2674163497165099E-5,3.4623740584226455E-3,9.1378563218390916E-5,2.7537748393645391E-2,null,2.2625203638515914E-2,5.4471465892561395E-3,2.1738414871169581E-4,2.3948353726027746E-5,6.0560286905508957E-3,5.1936854683024439E-5,5.9329724933615606E-5,3.4421648275443695E-2]
[2004,2,22,4,1.945923559853854E-2,3.933440812106768E-3,3.2685067000000546E-4,3.2674163497165099E-5,3.5315445001254603E-3,9.1378563218390916E-5,2.7375124307486329E-2,null,2.2324776413987061E-2,5.489110294992639E-3,2.1738414871169581E-4,2.3948353726027746E-5,6.177014514850066E-3,5.1936854683024439E-5,5.9786789027218738E-5,3.4284170580950513E-2]
[2004,2,22,5,1.9878232674454061E-2,3.9154253320988737E-3,3.2685067000000546E-4,3.2674163497165099E-5,3.5100193410801156E-3,9.1378563218390916E-5,2.7754580744348611E-2,null,2.2805474434757767E-2,5.4639697217631665E-3,2.1738414871169581E-4,2.3948353726027746E-5,6.139364919934066E-3,5.1936854683024439E-5,5.9512960653053073E-5,3.4702078433575742E-2]
[2004,2,22,6,2.0120068620601155E-2,3.9155885185083537E-3,3.2685067000000546E-4,3.2674163497165099E-5,3.5037437504279265E-3,9.1378563218390916E-5,2.7990304286253001E-2,null,2.308292281649196E-2,5.4641974481338092E-3,2.1738414871169581E-4,2.3948353726027746E-5,6.128388302041681E-3,5.1936854683024439E-5,5.951544102377726E-5,3.4968777923788191E-2]
[2004,2,22,7,2.105470962258774E-2,4.0051109992264335E-3,3.2685067000000546E-4,3.2674163497165099E-5,3.4906468103345929E-3,9.1378563218390916E-5,2.900137082886433E-2,null,2.4155197793123744E-2,5.5891259252651825E-3,2.1738414871169581E-4,2.3948353726027746E-5,6.1054804810999463E-3,5.1936854683024439E-5,6.0876148334132945E-5,3.6143073556609617E-2]
[2004,2,22,8,2.3739692495730151E-2,4.3204352865818113E-3,0,0,3.7393241414758064E-3,9.1378563218390916E-5,3.189083048700616E-2,null,2.7235567626499459E-2,6.0291604585562967E-3,0,0,6.540441298928769E-3,5.1936854683024439E-5,6.5668956347221299E-5,3.9857106238667547E-2]
[2004,2,22,9,2.5520004116139711E-2,4.2098690103043335E-3,0,0,3.4042491082105289E-3,9.1378563218390916E-5,3.3225500797872967E-2,null,2.927804553739188E-2,5.8748653987385187E-3,0,0,5.9543625042342788E-3,5.1936854683024439E-5,6.3988391429864336E-5,4.1159210295047696E-2]
[2004,2,22,10,2.8126366035229347E-2,4.3351867895067174E-3,0,0,3.5012469604572367E-3,9.1378563218390916E-5,3.6054178348411688E-2,null,3.2268216800952529E-2,6.0497461570425907E-3,0,0,6.1240211737529299E-3,5.1936854683024439E-5,6.5893173523819256E-5,4.4493920986431068E-2]
[2004,2,22,11,2.8535579575369705E-2,4.5286624306891156E-3,0,0,3.6246205393467251E-3,9.1378563218390916E-5,3.6780241108623934E-2,null,3.2737690575651866E-2,6.3197411015644047E-3,0,0,6.3398135522780468E-3,5.1936854683024439E-5,6.8833928932080356E-5,4.5449182084177343E-2]
[2004,2,22,12,2.8646043233448205E-2,4.413885750535103E-3,0,0,3.2544051486094283E-3,9.1378563218390916E-5,3.6405712695811124E-2,null,3.2864420963183573E-2,6.1595704299429281E-3,0,0,5.6922708575381309E-3,5.1936854683024439E-5,6.708936749353233E-5,4.4768199105347649E-2]
[2004,2,22,13,2.8246647855711994E-2,4.3308859735875869E-3,0,0,3.1158683297621247E-3,9.1378563218390916E-5,3.5784780722280099E-2,null,3.240621116025532E-2,6.0437443753795991E-3,0,0,5.4499564988119281E-3,5.1936854683024439E-5,6.5827802774319098E-5,4.3951848889129869E-2]
[2004,2,22,14,2.7497175303084938E-2,4.3378909069703674E-3,0,0,3.1519888223591548E-3,9.1378563218390916E-5,3.5078433595632848E-2,null,3.1546372289345315E-2,6.0535197485919812E-3,0,0,5.5131347504373748E-3,5.1936854683024439E-5,6.5934275070283726E-5,4.3164963643057691E-2]
[2004,2,22,15,2.6675564053336209E-2,4.4285739891402878E-3,0,0,3.4287166932677263E-3,9.1378563218390916E-5,3.4624233298962616E-2,null,3.0603771673973022E-2,6.1800678431733168E-3,0,0,5.9971586881805003E-3,5.1936854683024439E-5,6.7312623076778102E-5,4.2832935060009861E-2]
[2004,2,22,16,2.7731798493272578E-2,4.3139114391898235E-3,0,0,3.2813792310143813E-3,9.1378563218390916E-5,3.5418467726695178E-2,null,3.1815545774395715E-2,6.0200564400664028E-3,0,0,5.7394511489189236E-3,5.1936854683024439E-5,6.5569796373472614E-5,4.3626990218064064E-2]
[2004,2,22,17,3.0767021885302615E-2,4.4191619306464874E-3,0,0,3.4016060253039045E-3,9.1378563218390916E-5,3.8679168404471401E-2,null,3.5297732073566838E-2,6.1669333307595607E-3,0,0,5.9497394953843003E-3,5.1936854683024439E-5,6.7169563403997806E-5,4.7466341754393716E-2]
[2004,2,22,18,3.4499373840739707E-2,4.3662587389759824E-3,3.2685067000000546E-4,3.2674163497165099E-5,3.2048413586005971E-3,9.1378563218390916E-5,4.2521377335031849E-2,null,3.9579705149102161E-2,6.0931070122999713E-3,2.1738414871169581E-4,2.3948353726027746E-5,5.6055789723630598E-3,5.1936854683024439E-5,6.6365455217207278E-5,5.1571660490885941E-2]
[2004,2,22,19,3.5282790825395899E-2,4.2831860939468178E-3,3.2685067000000546E-4,3.2674163497165099E-5,3.088469873343712E-3,9.1378563218390916E-5,4.3105350189401988E-2,null,4.0478487063366202E-2,5.9771792704464916E-3,2.1738414871169581E-4,2.3948353726027746E-5,5.4020339360422928E-3,5.1936854683024439E-5,6.5102782931150549E-5,5.2150969626975734E-2]
[2004,2,22,20,3.3929567117491469E-2,4.0438709136216824E-3,3.2685067000000546E-4,3.2674163497165099E-5,2.8658555163220173E-3,9.1378563218390916E-5,4.1290196944150731E-2,null,3.8925989455528935E-2,5.6432153231493823E-3,2.1738414871169581E-4,2.3948353726027746E-5,5.0126597926644671E-3,5.1936854683024439E-5,6.1465284140506149E-5,4.987513392846353E-2]
[2004,2,22,21,3.2820087661594936E-2,3.9737853277943217E-3,3.2685067000000546E-4,3.2674163497165099E-5,2.8963700495228881E-3,9.1378563218390916E-5,4.0141146435627703E-2,null,3.7653129549836524E-2,5.5454110014187845E-3,2.1738414871169581E-4,2.3948353726027746E-5,5.0660326765369365E-3,5.1936854683024439E-5,6.0400010164395372E-5,4.855784258491299E-2]
[2004,2,22,22,3.0584985689209681E-2,3.869013174638153E-3,3.2685067000000546E-4,3.2674163497165099E-5,2.7985180895865225E-3,9.1378563218390916E-5,3.7703420350149917E-2,null,3.5088889472507392E-2,5.3992016310507474E-3,2.1738414871169581E-4,2.3948353726027746E-5,4.8948800896696371E-3,5.1936854683024439E-5,5.8807513692249322E-5,4.5676240550348524E-2]
[2004,2,22,23,2.6980483356802316E-2,3.8065693856603623E-3,3.2685067000000546E-4,3.2674163497165099E-5,2.7497425673529731E-3,9.1378563218390916E-5,3.3987698706531212E-2,null,3.0953592983228397E-2,5.3120614244709635E-3,2.1738414871169581E-4,2.3948353726027746E-5,4.8095669614348592E-3,5.1936854683024439E-5,5.7858392092101036E-5,4.1368490726254967E-2]
[2004,2,22,24,2.3226047250154109E-2,3.981423950460871E-3,3.2685067000000546E-4,3.2674163497165099E-5,3.0653341516502244E-3,9.1378563218390916E-5,3.0723708748980765E-2,null,2.6646283674130137E-2,5.5560706870023246E-3,2.1738414871169581E-4,2.3948353726027746E-5,5.3615673105453961E-3,5.1936854683024439E-5,6.0516114293995561E-5,3.7857191028798601E-2]
[2004,2,23,1,2.261477400285352E-2,4.1521351349967268E-3,3.2685067000000546E-4,3.2674163497165099E-5,3.3144869212153481E-3,9.1378563218390916E-5,3.0532299455781158E-2,null,2.5944995152043359E-2,5.7942978690720256E-3,2.1738414871169581E-4,2.3948353726027746E-5,5.797359716379214E-3,5.1936854683024439E-5,6.3110858707847624E-5,3.7829922094615345E-2]
[2004,2,23,2,2.1812821387745998E-2,4.2658790131415878E-3,3.2685067000000546E-4,3.2674163497165099E-5,3.6484406038130549E-3,9.1378563218390916E-5,3.0178044401416203E-2,null,2.5024948075362083E-2,5.9530272671592284E-3,2.1738414871169581E-4,2.3948353726027746E-5,6.3814771597868738E-3,5.1936854683024439E-5,6.4839721952682417E-5,3.7652721859428931E-2]
[2004,2,23,3,2.1512878621167578E-2,4.1646518740534131E-3,3.2685067000000546E-4,3.2674163497165099E-5,3.456276602583123E-3,9.1378563218390916E-5,2.9584710494519679E-2,null,2.4680836141111238E-2,5.8117649581926559E-3,2.1738414871169581E-4,2.3948353726027746E-5,6.0453636477564333E-3,5.1936854683024439E-5,6.3301108332295401E-5,3.6831234104181071E-2]
[2004,2,23,4,2.1673760065887837E-2,4.2836730714160406E-3,3.2685067000000546E-4,3.2674163497165099E-5,3.6536579358842913E-3,9.1378563218390916E-5,3.0061994469903732E-2,null,2.4865408770614154E-2,5.9778588467176057E-3,2.1738414871169581E-4,2.3948353726027746E-5,6.3906027805830084E-3,5.1936854683024439E-5,6.5110184801574995E-5,3.7527139755035514E-2]
[2004,2,23,5,2.2391775273210259E-2,4.3524593110007646E-3,3.2685067000000546E-4,3.2674163497165099E-5,3.6905453936096995E-3,9.1378563218390916E-5,3.0885683374536288E-2,null,2.5689157929934654E-2,6.0738499328669635E-3,2.1738414871169581E-4,2.3948353726027746E-5,6.4551225287491918E-3,5.1936854683024439E-5,6.6155709214035894E-5,3.8511399748671557E-2]
[2004,2,23,6,2.4248673245876356E-2,4.5844629618048624E-3,3.2685067000000546E-4,3.2674163497165099E-5,3.8755098133859077E-3,9.1378563218390916E-5,3.3159549417782687E-2,null,2.7819500196126747E-2,6.3976106525363563E-3,2.1738414871169581E-4,2.3948353726027746E-5,6.7786432731849113E-3,5.1936854683024439E-5,6.9682075565215301E-5,4.1289023478968769E-2]
[2004,2,23,7,2.731225559029854E-2,4.9966549119765443E-3,3.2685067000000546E-4,3.2674163497165099E-5,3.883828476686434E-3,9.1378563218390916E-5,3.6643642375677077E-2,null,3.1334221548809285E-2,6.9728238527036251E-3,2.1738414871169581E-4,2.3948353726027746E-5,6.7931934236784633E-3,5.1936854683024439E-5,7.594723483436747E-5,4.5393508182312123E-2]
[2004,2,23,8,2.9376555875858402E-2,5.6288212003534682E-3,0,0,3.7186660151324472E-3,9.1378563218390916E-5,3.8815421654562705E-2,null,3.3702507913044202E-2,7.8550108862536459E-3,0,0,6.5043082284639902E-3,5.1936854683024439E-5,8.5555919525130074E-5,4.8113763882444864E-2]
[2004,2,23,9,2.9714032643234425E-2,6.0723100677356522E-3,0,0,3.6409782514822283E-3,9.1378563218390916E-5,{"$f":"SUM(E1283:J1283)","v":3.9518699525670699E-2},null,{"$f":"E1283*W$5","v":3.4089681054477912E-2},8.4738988837975357E-3,{"$f":"G1283*Y$5","v":0},{"$f":"H1283*Z$5","v":0},{"$f":"I1283*AA$5","v":6.3684247803928711E-3},{"$f":"J1283*AB$5","v":5.1936854683024439E-5},9.2296779910899397E-5,{"$f":"SUM(M1283:R1283)","v":4.8983941573351342E-2}]
[2004,2,23,10,2.8490458865798183E-2,6.2947082924835049E-3,0,0,3.6107995178184722E-3,9.1378563218390916E-5,3.848734523931855E-2,null,3.2685925451183137E-2,{"$f":"(F1284*X$5)-S1284","v":8.7842552469323543E-3},0,0,6.3156392425427338E-3,5.1936854683024439E-5,{"$f":"(F1284*$AC$7)*$AC$5","v":9.5677147476645519E-5},4.7837756795341246E-2]
[2004,2,23,11,2.7993367786639241E-2,6.2746055931500082E-3,0,0,3.2406107951096215E-3,9.1378563218390916E-5,3.7599962738117262E-2,null,3.2115633409472905E-2,8.7562019625079396E-3,0,0,5.6681431927760838E-3,5.1936854683024439E-5,9.537159417068751E-5,4.6591915419439953E-2]
[2004,2,23,12,2.7520067616629458E-2,6.2517056082155619E-3,0,0,3.3406708748988127E-3,9.1378563218390916E-5,3.7203822662962224E-2,null,3.1572635694137985E-2,8.7242450705491362E-3,0,0,5.8431579958439575E-3,5.1936854683024439E-5,9.5023523198375372E-5,4.6191975615214098E-2]
[2004,2,23,13,2.6948064943924419E-2,6.1013607210926414E-3,0,0,3.0796523065720043E-3,9.1378563218390916E-5,3.622045653480746E-2,null,3.0916400678549699E-2,8.5144390235976086E-3,0,0,5.3866111548958109E-3,5.1936854683024439E-5,9.2738338680008442E-5,4.486938771172614E-2]
[2004,2,23,14,2.5891436193205049E-2,6.0044259646322568E-3,0,0,2.8065958893970754E-3,9.1378563218390916E-5,3.479383661045278E-2,null,2.9704174201669382E-2,8.3791667276495937E-3,0,0,4.9090089465128866E-3,5.1936854683024439E-5,9.1264967626333482E-5,4.3044286730514886E-2]
[2004,2,23,15,2.5370651961650264E-2,5.9146435944464051E-3,0,0,2.8473888642185133E-3,9.1378563218390916E-5,3.4224062983533574E-2,null,2.9106699985864945E-2,8.2538755751860489E-3,0,0,4.9803598236056101E-3,5.1936854683024439E-5,8.9900310095923064E-5,4.2392872239339623E-2]
[2004,2,23,16,2.6320179776234874E-2,5.8394082582943095E-3,0,0,3.1047954011037102E-3,9.1378563218390916E-5,3.5355761998851286E-2,null,3.0196053987059896E-2,8.1488847852017182E-3,0,0,5.4305888705567847E-3,5.1936854683024439E-5,8.8756761893526691E-5,4.3827464497501419E-2]
[2004,2,23,17,2.9548378462577955E-2,5.5383021540738363E-3,0,0,2.8311276469118415E-3,9.1378563218390916E-5,3.8009186826782025E-2,null,3.3899632862375462E-2,7.7286917034920487E-3,0,0,4.951917374323469E-3,5.1936854683024439E-5,8.4180064801141785E-5,4.6632178794874003E-2]
[2004,2,23,18,3.4452814929764972E-2,5.3529640955573572E-3,3.2685067000000546E-4,3.2674163497165099E-5,2.683289015515128E-3,9.1378563218390916E-5,4.2939971437553015E-2,null,3.9526290035629373E-2,7.4700527424263396E-3,2.1738414871169581E-4,2.3948353726027746E-5,4.6933332415281361E-3,5.1936854683024439E-5,8.1362997522759596E-5,5.1982945376704601E-2]
[2004,2,23,19,3.5895279494431664E-2,5.3441103733400238E-3,3.2685067000000546E-4,3.2674163497165099E-5,2.7155640515936518E-3,9.1378563218390916E-5,4.4405857316080898E-2,null,4.1181169988555255E-2,7.4576973873838569E-3,2.1738414871169581E-4,2.3948353726027746E-5,4.7497854160136249E-3,5.1936854683024439E-5,8.1228424346856186E-5,5.368192214907349E-2]
[2004,2,23,20,3.4855886935297557E-2,5.425898328486169E-3,3.2685067000000546E-4,3.2674163497165099E-5,3.1819226921682301E-3,9.1378563218390916E-5,4.3914611352667512E-2,null,3.9988717881609515E-2,7.5718323465822504E-3,2.1738414871169581E-4,2.3948353726027746E-5,5.5654919976105936E-3,5.1936854683024439E-5,8.247156984029789E-5,5.341931158292311E-2]
[2004,2,23,21,3.3225134696416567E-2,5.1989251627409796E-3,3.2685067000000546E-4,3.2674163497165099E-5,2.966464672569372E-3,9.1378563218390916E-5,4.1841427928442476E-2,null,3.8117823265257721E-2,7.2550916606809188E-3,2.1738414871169581E-4,2.3948353726027746E-5,5.1886349838151527E-3,5.1936854683024439E-5,7.9021664929187897E-5,5.0854819266874539E-2]
[2004,2,23,22,3.1824033264092257E-2,5.0060681883062211E-3,3.2685067000000546E-4,3.2674163497165099E-5,3.0378268385789949E-3,9.1378563218390916E-5,4.0318831687693027E-2,null,3.6510397523811515E-2,6.9859600646053777E-3,2.1738414871169581E-4,2.3948353726027746E-5,5.3134543469116448E-3,5.1936854683024439E-5,7.6090313017785193E-5,4.9103081292449287E-2]
[2004,2,23,23,2.7791099908985442E-2,4.638756750452556E-3,3.2685067000000546E-4,3.2674163497165099E-5,2.8816097946392839E-3,9.1378563218390916E-5,3.5762369850792841E-2,null,3.1883579836685501E-2,6.4733775468297488E-3,2.1738414871169581E-4,2.3948353726027746E-5,5.0402155563914388E-3,5.1936854683024439E-5,7.0507320291760312E-5,4.369044229702744E-2]
[2004,2,23,24,2.4154725631754571E-2,4.4599411240796314E-3,3.2685067000000546E-4,3.2674163497165099E-5,3.0277241357357762E-3,9.1378563218390916E-5,3.2093294288285543E-2,null,2.7711717982931594E-2,6.223840629277032E-3,2.1738414871169581E-4,2.3948353726027746E-5,5.2957837378907018E-3,5.1936854683024439E-5,6.7789391475894396E-5,3.9524611707220075E-2]
[2004,2,24,1,2.1295272788878931E-2,4.4673727387254305E-3,3.2685067000000546E-4,3.2674163497165099E-5,3.3224590996682778E-3,9.1378563218390916E-5,2.9536008023988203E-2,null,2.443118596715536E-2,6.2342114355022375E-3,2.1738414871169581E-4,2.3948353726027746E-5,5.8113038312040373E-3,5.1936854683024439E-5,6.7902349163116349E-5,3.676997059098238E-2]
[2004,2,24,2,2.052191613499571E-2,4.5951287579221499E-3,3.2685067000000546E-4,3.2674163497165099E-5,3.5697621010799792E-3,9.1378563218390916E-5,2.91377103907134E-2,null,2.3543945854418928E-2,6.4124947537770559E-3,2.1738414871169581E-4,2.3948353726027746E-5,6.2438608127830027E-3,5.1936854683024439E-5,6.9844191568158286E-5,3.6493570778099733E-2]
[2004,2,24,3,2.0443627621385907E-2,4.4297250848402345E-3,3.2685067000000546E-4,3.2674163497165099E-5,3.3343098931061092E-3,9.1378563218390916E-5,2.8658565996047814E-2,null,2.3454128679778547E-2,6.1816741953618767E-3,2.1738414871169581E-4,2.3948353726027746E-5,5.8320320205487762E-3,5.1936854683024439E-5,6.7330119289140327E-5,3.5761104252809948E-2]
[2004,2,24,4,2.0418173960825795E-2,4.5112271283273934E-3,3.2685067000000546E-4,3.2674163497165099E-5,3.5744256858470866E-3,9.1378563218390916E-5,2.8954730171715837E-2,null,2.3424926747459857E-2,6.2954101653023235E-3,2.1738414871169581E-4,2.3948353726027746E-5,6.2520178757328347E-3,5.1936854683024439E-5,6.8568919035219154E-5,3.6265624145615759E-2]
[2004,2,24,5,2.1655365591236448E-2,4.4306657968013578E-3,3.2685067000000546E-4,3.2674163497165099E-5,3.5028971368350542E-3,9.1378563218390916E-5,3.0039831921588423E-2,null,2.4844305550409767E-2,6.1829869573829885E-3,2.1738414871169581E-4,2.3948353726027746E-5,6.1269074925965625E-3,5.1936854683024439E-5,6.7344417749506616E-5,3.7447469357510067E-2]
[2004,2,24,6,2.2464030296369546E-2,4.6461430779179552E-3,3.2685067000000546E-4,3.2674163497165099E-5,3.6081098347992805E-3,9.1378563218390916E-5,3.1169186605802344E-2,null,2.5772053130450119E-2,6.4836851548679122E-3,2.1738414871169581E-4,2.3948353726027746E-5,6.3109347255674271E-3,5.1936854683024439E-5,7.061958963124053E-5,3.885994236800621E-2]
[2004,2,24,7,2.5766744773635768E-2,5.1486667534499349E-3,3.2685067000000546E-4,3.2674163497165099E-5,3.864978445612401E-3,9.1378563218390916E-5,3.5231293369413663E-2,null,2.9561120891659819E-2,7.1849561317566465E-3,2.1738414871169581E-4,2.3948353726027746E-5,6.7602228875446157E-3,5.1936854683024439E-5,7.825775641838006E-5,4.3799569268081831E-2]
[2004,2,24,8,2.9185898746180335E-2,5.6891883116358686E-3,0,0,3.8001259819557803E-3,9.1378563218390916E-5,3.8766591602990376E-2,null,3.3483774871335463E-2,7.9392530924664081E-3,0,0,6.6467896264554519E-3,5.1936854683024439E-5,8.6473476422214895E-5,4.8121754444940344E-2]
[2004,2,24,9,2.7932640699294277E-2,6.1572323309480089E-3,0,0,3.8006666134781076E-3,9.1378563218390916E-5,3.7981918206938789E-2,null,3.2045963733067388E-2,8.5924077648358039E-3,0,0,6.6477352435248341E-3,5.1936854683024439E-5,9.3587565682675558E-5,4.7338043596111046E-2]
[2004,2,24,10,2.6376215404211374E-2,6.3933918712596712E-3,0,0,3.7890219112108811E-3,9.1378563218390916E-5,3.6650007749900321E-2,null,3.0260341346111483E-2,8.9219680215951187E-3,0,0,6.6273675276647594E-3,5.1936854683024439E-5,9.7177099957583329E-5,4.5861613750054382E-2]
[2004,2,24,11,2.5189569061333114E-2,6.6211818249833779E-3,0,0,3.7666065293711958E-3,9.1378563218390916E-5,3.5668735978906081E-2,null,2.8898951061632778E-2,9.2398485338001553E-3,0,0,6.588160846572471E-3,5.1936854683024439E-5,1.0063941973213838E-4,4.4778897296688422E-2]
[2004,2,24,12,2.4712459611645709E-2,6.4588779298111743E-3,0,0,3.5626242973632975E-3,9.1378563218390916E-5,3.4825340402038572E-2,null,2.8351583117227411E-2,9.0133537104472704E-3,0,0,6.2313761004537289E-3,5.1936854683024439E-5,9.8172462886343358E-5,4.3648249782811427E-2]
[2004,2,24,13,2.4481765481107157E-2,6.2368695362077543E-3,0,0,3.3344744430019771E-3,9.1378563218390916E-5,3.4144488023535279E-2,null,2.8086917279856127E-2,8.7035413560443541E-3,0,0,5.832319834307079E-3,5.1936854683024439E-5,9.4798020604210676E-5,4.2674715324890582E-2]
[2004,2,24,14,2.3385740221392934E-2,6.3555081126531144E-3,0,0,3.4871914276476679E-3,9.1378563218390916E-5,3.3319818324912112E-2,null,2.6829492817148054E-2,8.8691012976977544E-3,0,0,6.0994366809975437E-3,5.1936854683024439E-5,9.6601281382559403E-5,4.1849967650526371E-2]
[2004,2,24,15,2.3461825435848443E-2,6.410829342694874E-3,0,0,3.8068403246250024E-3,9.1378563218390916E-5,3.377087366638671E-2,null,2.6916782237769339E-2,8.9463019847957348E-3,0,0,6.6585336642621361E-3,5.1936854683024439E-5,9.7442142823528035E-5,4.2573554741510228E-2]
[2004,2,24,16,2.4562810008938656E-2,6.1307549482073412E-3,0,0,3.606354861108088E-3,9.1378563218390916E-5,3.4391298381472479E-2,null,2.817989631565912E-2,8.5554586200211856E-3,0,0,6.307865106038835E-3,5.1936854683024439E-5,9.3185119638225904E-5,4.3095156896402163E-2]
[2004,2,24,17,2.764868257473645E-2,5.926935487275623E-3,0,0,3.5532203193939667E-3,9.1378563218390916E-5,3.7220216944624428E-2,null,3.1720190317683861E-2,8.271028891759704E-3,0,0,6.2149276291370509E-3,5.1936854683024439E-5,9.0087142144104314E-5,4.6258083693263639E-2]
[2004,2,24,18,3.2018230710801905E-2,5.8084336140743834E-3,3.2685067000000546E-4,3.2674163497165099E-5,3.4370925246083785E-3,9.1378563218390916E-5,4.1714660246200228E-2,null,3.6733192224867796E-2,8.105659719262498E-3,2.1738414871169581E-4,2.3948353726027746E-5,6.0118088311316388E-3,5.1936854683024439E-5,8.8285959202541748E-5,5.1143930132382678E-2]
[2004,2,24,19,3.4294689841602367E-2,5.999903340501842E-3,3.2685067000000546E-4,3.2674163497165099E-5,3.6253231159207463E-3,9.1378563218390916E-5,4.4370819694740514E-2,null,3.9344879660036962E-2,8.3728554129863016E-3,2.1738414871169581E-4,2.3948353726027746E-5,6.3410424269801403E-3,5.1936854683024439E-5,9.1196225477245516E-5,5.4352046857124151E-2]
[2004,2,24,20,3.390456461973957E-2,5.8484392304808501E-3,3.2685067000000546E-4,3.2674163497165099E-5,3.6264874125961333E-3,9.1378563218390916E-5,4.3830394659532111E-2,null,3.8897305123645705E-2,8.1614874922897093E-3,2.1738414871169581E-4,2.3948353726027746E-5,6.3430788950079968E-3,5.1936854683024439E-5,8.8894029200858616E-5,5.3695140868064165E-2]
[2004,2,24,21,3.3315365956218916E-2,5.6942882004510833E-3,3.2685067000000546E-4,3.2674163497165099E-5,3.5630334697327147E-3,9.1378563218390916E-5,4.3023591023118271E-2,null,3.8221341858803666E-2,7.9463699790642047E-3,2.1738414871169581E-4,2.3948353726027746E-5,6.2320917826898942E-3,5.1936854683024439E-5,8.655099277271369E-5,5.2693072977678515E-2]
[2004,2,24,22,3.1215600093150386E-2,5.2361773321323163E-3,3.2685067000000546E-4,3.2674163497165099E-5,3.1090133055663122E-3,9.1378563218390916E-5,4.001169412756457E-2,null,3.5812367303901409E-2,7.3070770028493886E-3,2.1738414871169581E-4,2.3948353726027746E-5,5.4379663953442589E-3,5.1936854683024439E-5,7.9587883590811326E-5,4.8850680059215806E-2]
[2004,2,24,23,2.7929977954593975E-2,4.847964699485733E-3,3.2685067000000546E-4,3.2674163497165099E-5,2.9556338096132354E-3,9.1378563218390916E-5,3.6184479860408507E-2,null,3.2042908876170222E-2,6.7653269015264675E-3,2.1738414871169581E-4,2.3948353726027746E-5,5.1696907519964592E-3,5.1936854683024439E-5,7.3687200734645243E-5,4.4271195886813899E-2]
[2004,2,24,24,2.4487134465241506E-2,4.448571221482899E-3,3.2685067000000546E-4,3.2674163497165099E-5,3.0719332171023819E-3,9.1378563218390916E-5,3.2458542300542348E-2,null,2.8093076893360092E-2,6.2079739485824369E-3,2.1738414871169581E-4,2.3948353726027746E-5,5.3731097172971653E-3,5.1936854683024439E-5,6.761657332499746E-5,3.9967429916360445E-2]
[2004,2,25,1,1.6776555087224403E-2,4.2696018147989762E-3,3.2685067000000546E-4,3.2674163497165099E-5,3.0952859190329202E-3,9.1378563218390916E-5,2.4592346217771861E-2,null,1.924704798514032E-2,5.9582224308543036E-3,2.1738414871169581E-4,2.3948353726027746E-5,5.4139558623141053E-3,5.1936854683024439E-5,6.4896307107490233E-5,3.0912495635429475E-2]
[2004,2,25,2,1.5752315593102997E-2,4.161226499817621E-3,3.2685067000000546E-4,3.2674163497165099E-5,3.102398236717287E-3,9.1378563218390916E-5,2.3466843726353468E-2,null,1.8071980363144266E-2,5.8069848539836341E-3,2.1738414871169581E-4,2.3948353726027746E-5,5.4263959970962091E-3,5.1936854683024439E-5,6.3249043960017515E-5,2.9598630571344858E-2]
[2004,2,25,3,1.5325703075776109E-2,4.1637527308956953E-3,3.2685067000000546E-4,3.2674163497165099E-5,3.1926971464162055E-3,9.1378563218390916E-5,2.3133056349803574E-2,null,1.7582545461320771E-2,5.8105102053695014E-3,2.1738414871169581E-4,2.3948353726027746E-5,5.5843375651170963E-3,5.1936854683024439E-5,6.3287441701769215E-5,2.9270662588928117E-2]
[2004,2,25,4,1.5167254086452605E-2,4.1492470312989947E-3,3.2685067000000546E-4,3.2674163497165099E-5,3.239274442599924E-3,9.1378563218390916E-5,2.3006678957067088E-2,null,1.7400763487318921E-2,5.7902675250303829E-3,2.1738414871169581E-4,2.3948353726027746E-5,5.6658057823741857E-3,5.1936854683024439E-5,6.3066960641316774E-5,2.9150106151844237E-2]
[2004,2,25,5,1.5919118516431231E-2,4.1668218379874444E-3,3.2685067000000546E-4,3.2674163497165099E-5,3.229591623803704E-3,9.1378563218390916E-5,2.3766435374937941E-2,null,1.8263346460216545E-2,5.8147931393549073E-3,2.1738414871169581E-4,2.3948353726027746E-5,5.6488695913544237E-3,5.1936854683024439E-5,6.3334090950343516E-5,3.0020278548046626E-2]
[2004,2,25,6,1.7306225160072398E-2,4.367399312228272E-3,3.2685067000000546E-4,3.2674163497165099E-5,3.3554347878359037E-3,9.1378563218390916E-5,2.5479962656852137E-2,null,1.985471655925429E-2,6.0946986804298348E-3,2.1738414871169581E-4,2.3948353726027746E-5,5.8689815142804807E-3,5.1936854683024439E-5,6.6382791492408075E-5,3.2111666111085346E-2]
[2004,2,25,7,2.0221201778439325E-2,4.7589282592132767E-3,3.2685067000000546E-4,3.2674163497165099E-5,3.5153952441864893E-3,9.1378563218390916E-5,2.894642867855465E-2,null,2.3198948706889582E-2,6.6410766930512901E-3,2.1738414871169581E-4,2.3948353726027746E-5,6.1487678968800783E-3,5.1936854683024439E-5,7.2333881052315306E-5,3.6282062653941696E-2]
[2004,2,25,8,2.3050784697601665E-2,5.4021305800729443E-3,0,0,3.3534241357235767E-3,9.1378563218390916E-5,3.1897717976616578E-2,null,2.6445212194232341E-2,7.5386644920915286E-3,0,0,5.8654646883473183E-3,5.1936854683024439E-5,8.2110309196522659E-5,3.9901278229354208E-2]
[2004,2,25,9,2.3414154787725131E-2,5.9138516188100131E-3,0,0,3.4923320268182441E-3,9.1378563218390916E-5,3.2911716996571777E-2,null,2.6862091674233392E-2,8.2527703744656716E-3,0,0,6.1084280884937678E-3,5.1936854683024439E-5,8.9888272370544837E-5,4.127522699187585E-2]
[2004,2,25,10,2.1913941603898035E-2,6.1611629564786302E-3,0,0,3.5595086496093896E-3,9.1378563218390916E-5,3.1725991773204447E-2,null,2.514095911829831E-2,8.597892946410033E-3,0,0,6.2259265297635209E-3,5.1936854683024439E-5,9.3647309680505895E-5,4.0016715449154888E-2]
[2004,2,25,11,2.1292873223483857E-2,6.3727585185236382E-3,0,0,3.6344528951044374E-3,9.1378563218390916E-5,3.1391463200330323E-2,null,2.4428433044993307E-2,8.893174211205248E-3,0,0,6.3570112979749798E-3,5.1936854683024439E-5,9.6863480923795793E-5,3.9730555408856554E-2]
[2004,2,25,12,2.1123473072640821E-2,6.2019417317027842E-3,0,0,3.3420395503413959E-3,9.1378563218390916E-5,3.0758832917903392E-2,null,2.4234087256181827E-2,8.6547996613175349E-3,0,0,5.8455519421965101E-3,5.1936854683024439E-5,9.4267131395786528E-5,3.8786375714378894E-2]
[2004,2,25,13,2.1062641397644549E-2,6.0598709931708123E-3,0,0,3.2371747523935067E-3,9.1378563218390916E-5,3.045106570642726E-2,null,2.4164297590688385E-2,8.4565401753497367E-3,0,0,5.6621332201620238E-3,5.1936854683024439E-5,9.2107710756887228E-5,3.833490784088317E-2]
[2004,2,25,14,2.0186379323060642E-2,6.1267080115885077E-3,0,0,3.2504240737507508E-3,9.1378563218390916E-5,2.965488997161829E-2,null,2.315899834365057E-2,8.54981112651137E-3,0,0,5.6853075707422596E-3,5.1936854683024439E-5,9.3123607756544089E-5,3.7446053895587222E-2]
[2004,2,25,15,2.0414611875033163E-2,6.1538839486421758E-3,0,0,3.4856550075888114E-3,9.1378563218390916E-5,3.0145529394482545E-2,null,2.342084011371285E-2,8.5877351027405843E-3,0,0,6.0967493330102464E-3,5.1936854683024439E-5,9.3536671558151015E-5,3.81572614041467E-2]
[2004,2,25,16,2.1408300486652473E-2,6.0604701098156662E-3,0,0,3.5674075874074407E-3,9.1378563218390916E-5,3.1127556747093971E-2,null,2.4560857971412893E-2,8.4573762416591727E-3,0,0,6.2397425395656703E-3,5.1936854683024439E-5,9.2116817099694868E-5,3.9309913607320758E-2]
[2004,2,25,17,2.5153505170618692E-2,6.020354916205695E-3,0,0,3.7458293261245289E-3,9.1378563218390916E-5,3.5011067976167307E-2,null,2.8857576450963159E-2,8.4013955538216004E-3,0,0,6.5518194990322968E-3,5.1936854683024439E-5,9.1507081569986771E-5,4.3862728358500074E-2]
[2004,2,25,18,3.0371797985711949E-2,5.8848172895140513E-3,3.2685067000000546E-4,3.2674163497165099E-5,3.7266377870039885E-3,9.1378563218390916E-5,4.0434156458945547E-2,null,3.4844308035035319E-2,8.2122530148663764E-3,2.1738414871169581E-4,2.3948353726027746E-5,6.5182516321384545E-3,5.1936854683024439E-5,8.944696172089133E-5,4.9868082039160898E-2]
[2004,2,25,19,3.124388604661647E-2,5.6460906700281531E-3,3.2685067000000546E-4,3.2674163497165099E-5,3.5430327658528744E-3,9.1378563218390916E-5,4.0883912879213058E-2,null,3.5844818608763263E-2,7.8791104032690309E-3,2.1738414871169581E-4,2.3948353726027746E-5,6.1971086080000086E-3,5.1936854683024439E-5,8.5818408828864978E-5,5.0214306977153053E-2]
[2004,2,25,20,3.0322268253352221E-2,5.5894604348399081E-3,3.2685067000000546E-4,3.2674163497165099E-5,3.7102346755902324E-3,9.1378563218390916E-5,4.007286676049792E-2,null,3.4787484621023178E-2,7.8000830016051025E-3,2.1738414871169581E-4,2.3948353726027746E-5,6.48956099627421E-3,5.1936854683024439E-5,8.4957651012619104E-5,4.9370397976023238E-2]
[2004,2,25,21,2.9326677481554965E-2,5.4155313534065743E-3,3.2685067000000546E-4,3.2674163497165099E-5,3.6434824517047448E-3,9.1378563218390916E-5,3.8836594683381846E-2,null,3.3645284493600297E-2,7.5573652496166146E-3,2.1738414871169581E-4,2.3948353726027746E-5,6.3728048699321724E-3,5.1936854683024439E-5,8.231399580231403E-5,4.7868723970269832E-2]
[2004,2,25,22,2.7083653096759711E-2,5.151327782216243E-3,3.2685067000000546E-4,3.2674163497165099E-5,3.4841442609024986E-3,9.1378563218390916E-5,3.6170028536594005E-2,null,3.1071955360084093E-2,7.1886695930985468E-3,2.1738414871169581E-4,2.3948353726027746E-5,6.0941068902463837E-3,5.1936854683024439E-5,7.8298203033200578E-5,4.4648001200549771E-2]
[2004,2,25,23,2.4326127601945621E-2,4.6456879918075214E-3,3.2685067000000546E-4,3.2674163497165099E-5,3.159672900264966E-3,9.1378563218390916E-5,3.258239189073367E-2,null,2.790836037631109E-2,6.4830500829364361E-3,2.1738414871169581E-4,2.3948353726027746E-5,5.5265749494086041E-3,5.1936854683024439E-5,7.0612672497216301E-5,4.0211254765776881E-2]
[2004,2,25,24,1.9460221240289167E-2,4.2251721359531959E-3,3.2685067000000546E-4,3.2674163497165099E-5,2.8133659874771716E-3,9.1378563218390916E-5,2.6949662760435096E-2,null,2.2325907200013859E-2,5.8962208858444115E-3,2.1738414871169581E-4,2.3948353726027746E-5,4.9208505059513208E-3,5.1936854683024439E-5,6.4220993059920515E-5,3.3436247948930339E-2]
[2004,2,26,1,1.8125206296962525E-2,4.3898839511083516E-3,3.2685067000000546E-4,3.2674163497165099E-5,3.390671258628701E-3,9.1378563218390916E-5,{"$f":"SUM(E1347:J1347)","v":2.635666490341514E-2},null,{"$f":"E1347*W$5","v":2.0794299754892158E-2},6.1260759576411659E-3,{"$f":"G1347*Y$5","v":2.1738414871169581E-4},{"$f":"H1347*Z$5","v":2.3948353726027746E-5},{"$f":"I1347*AA$5","v":5.93061352586393E-3},{"$f":"J1347*AB$5","v":5.1936854683024439E-5},6.6724549364279172E-5,{"$f":"SUM(M1347:R1347)","v":3.3144258595517999E-2}]
[2004,2,26,2,1.7308714755295978E-2,4.318503751462738E-3,3.2685067000000546E-4,3.2674163497165099E-5,3.4624070815865598E-3,9.1378563218390916E-5,2.5540528985060838E-2,null,1.9857572768916087E-2,{"$f":"(F1348*X$5)-S1348","v":6.0264650044199045E-3},2.1738414871169581E-4,2.3948353726027746E-5,6.0560864512736673E-3,5.1936854683024439E-5,{"$f":"(F1348*$AC$7)*$AC$5","v":6.5639597755550813E-5},3.2233393581730406E-2]
[2004,2,26,3,1.6847238613598971E-2,4.3187030991915648E-3,3.2685067000000546E-4,3.2674163497165099E-5,3.5465972388395136E-3,9.1378563218390916E-5,2.516344234834561E-2,null,1.9328140272371935E-2,6.0267431938532418E-3,2.1738414871169581E-4,2.3948353726027746E-5,6.2033432176376562E-3,5.1936854683024439E-5,6.5642627764435073E-5,3.1851496040983578E-2]
[2004,2,26,4,1.6890794764597501E-2,4.3296732141898135E-3,3.2685067000000546E-4,3.2674163497165099E-5,3.6575664578067167E-3,9.1378563218390916E-5,2.5328937833309594E-2,null,1.9378110443480253E-2,6.0420519716003996E-3,2.1738414871169581E-4,2.3948353726027746E-5,6.3974391652429144E-3,5.1936854683024439E-5,6.5809369297442486E-5,3.2110870937444316E-2]
[2004,2,26,5,1.7483264848912078E-2,4.3213337939608729E-3,3.2685067000000546E-4,3.2674163497165099E-5,3.5941022753100535E-3,9.1378563218390916E-5,2.5849604314898567E-2,null,2.0057826874134516E-2,6.0304143241513633E-3,2.1738414871169581E-4,2.3948353726027746E-5,6.2864341428112112E-3,5.1936854683024439E-5,6.5682613314156201E-5,3.2667944698217835E-2]
[2004,2,26,6,1.8688391165514733E-2,4.4879360219226994E-3,3.2685067000000546E-4,3.2674163497165099E-5,3.6596790978770128E-3,9.1378563218390916E-5,2.7286909682030007E-2,null,2.1440418468368909E-2,6.2629074639640268E-3,2.1738414871169581E-4,2.3948353726027746E-5,6.4011343780254262E-3,5.1936854683024439E-5,6.8214903166836967E-5,3.4397729667479102E-2]
[2004,2,26,7,2.1806905924975382E-2,4.9819236646297498E-3,3.2685067000000546E-4,3.2674163497165099E-5,3.8716813396501354E-3,9.1378563218390916E-5,3.1111414325970831E-2,null,2.5018161509514181E-2,6.9522664208438419E-3,2.1738414871169581E-4,2.3948353726027746E-5,6.7719469005822867E-3,5.1936854683024439E-5,7.5723325534774165E-5,3.9035644188061061E-2]
[2004,2,26,8,2.5008525757835378E-2,5.6081992190835346E-3,0,0,3.8099231408901392E-3,9.1378563218390916E-5,3.4518026681027443E-2,null,2.8691247565194297E-2,7.8262329447263395E-3,0,0,6.6639258094880255E-3,5.1936854683024439E-5,8.5242473333258068E-5,4.3233343174091686E-2]
[2004,2,26,9,2.4019911556961371E-2,5.9121426255054187E-3,0,0,3.5311019147995504E-3,9.1378563218390916E-5,3.3554534660484733E-2,null,2.7557051369128803E-2,8.250385477071652E-3,0,0,6.1762403901060312E-3,5.1936854683024439E-5,8.986229632894882E-5,4.2035614090989507E-2]
[2004,2,26,10,2.2694847259237018E-2,6.18709977591274E-3,0,0,3.660034092801732E-3,9.1378563218390916E-5,3.2633359691169879E-2,null,2.6036859888273579E-2,8.6340877360041555E-3,0,0,6.401755298646024E-3,5.1936854683024439E-5,9.4041539370392509E-5,4.1124639777606782E-2]
[2004,2,26,11,2.1740621520114547E-2,6.3398516846354435E-3,0,0,3.6385691762232299E-3,9.1378563218390916E-5,3.1810420944191613E-2,null,2.4942116152503167E-2,8.8472527777072943E-3,0,0,6.3642110736587014E-3,5.1936854683024439E-5,9.6363309692244084E-5,4.0205516858552184E-2]
[2004,2,26,12,2.1763353234605105E-2,6.1854546218757045E-3,0,0,3.4075088908178414E-3,9.1378563218390916E-5,3.144769531051704E-2,null,2.4968195308641573E-2,8.6317919262048209E-3,0,0,5.9600641807896525E-3,5.1936854683024439E-5,9.4016533661134898E-5,3.9611988270319066E-2]
[2004,2,26,13,2.1133338845633839E-2,5.9511057454183051E-3,0,0,3.130792043322075E-3,9.1378563218390916E-5,3.0306615197592611E-2,null,2.4245405849612947E-2,8.3047584479272393E-3,0,0,5.4760595240667433E-3,5.1936854683024439E-5,9.0454520781113978E-5,3.8078160676289954E-2]
[2004,2,26,14,2.0482051716477229E-2,6.0696199778589588E-3,0,0,3.2199762730839108E-3,9.1378563218390916E-5,2.9863026530638492E-2,null,2.3498211055341542E-2,8.4701448677230711E-3,0,0,5.6320514085566632E-3,5.1936854683024439E-5,9.2255891578366938E-5,3.7652344186304296E-2]
[2004,2,26,15,2.0021228958129703E-2,5.9805178084859625E-3,0,0,3.2439470628419461E-3,9.1378563218390916E-5,2.9337072392676005E-2,null,2.2969528158498564E-2,8.3458029343943391E-3,0,0,5.6739786492476822E-3,5.1936854683024439E-5,9.0901572838963414E-5,3.7041246596823604E-2]
[2004,2,26,16,2.125675095830468E-2,5.9200321071857555E-3,0,0,3.4034459474099367E-3,9.1378563218390916E-5,3.0671607576118764E-2,null,2.4386991463713908E-2,8.2613952360034246E-3,0,0,5.9529576979454601E-3,5.1936854683024439E-5,8.9982213419172885E-5,3.8653281252345816E-2]
[2004,2,26,17,2.3981371666547603E-2,5.7442355152454551E-3,0,0,3.2591997209366515E-3,9.1378563218390916E-5,3.3076185465948101E-2,null,2.7512836146380198E-2,8.0160713761212466E-3,0,0,5.7006570304595546E-3,5.1936854683024439E-5,8.7310172766701637E-5,4.1281501407644021E-2]
[2004,2,26,18,2.9319922353329531E-2,5.6629564426185297E-3,3.2685067000000546E-4,3.2674163497165099E-5,3.25862846354008E-3,9.1378563218390916E-5,3.8692410656203699E-2,null,3.3637534614294043E-2,7.9026465616558288E-3,2.1738414871169581E-4,2.3948353726027746E-5,5.6996578457599954E-3,5.1936854683024439E-5,8.6074762092027915E-5,4.7533108378830617E-2]
[2004,2,26,19,3.0597208763100816E-2,5.6433237300613764E-3,3.2685067000000546E-4,3.2674163497165099E-5,3.1949512522413503E-3,9.1378563218390916E-5,3.9886387142119097E-2,null,3.510291249979073E-2,7.8752491430180791E-3,2.1738414871169581E-4,2.3948353726027746E-5,5.5882802152520256E-3,5.1936854683024439E-5,8.5776352404490788E-5,4.8859711215181581E-2]
[2004,2,26,20,2.9887554074192673E-2,5.604997867755211E-3,3.2685067000000546E-4,3.2674163497165099E-5,3.4358709791146107E-3,9.1378563218390916E-5,3.9379326317778053E-2,null,3.4288755017561484E-2,7.8217654641225612E-3,2.1738414871169581E-4,2.3948353726027746E-5,6.009672229357178E-3,5.1936854683024439E-5,8.5193814023099031E-5,4.8413462068161973E-2]
[2004,2,26,21,2.8522750183878821E-2,5.3780644095424383E-3,3.2685067000000546E-4,3.2674163497165099E-5,3.2585578239114968E-3,9.1378563218390916E-5,3.7610275814048313E-2,null,3.2722971945255974E-2,7.5050801900185312E-3,2.1738414871169581E-4,2.3948353726027746E-5,5.6995342901850722E-3,5.1936854683024439E-5,8.1744512651225258E-5,4.6220855782580325E-2]
[2004,2,26,22,2.6796914721875491E-2,5.2051144905839505E-3,3.2685067000000546E-4,3.2674163497165099E-5,3.2613375384438971E-3,9.1378563218390916E-5,3.5714270147618896E-2,null,3.0742992278457136E-2,7.2637288576809008E-3,2.1738414871169581E-4,2.3948353726027746E-5,5.7043962810259538E-3,5.1936854683024439E-5,7.9115740334321507E-5,4.400438677428474E-2]
[2004,2,26,23,2.4070830914625148E-2,4.7094975241991606E-3,3.2685067000000546E-4,3.2674163497165099E-5,2.9487154485300063E-3,9.1378563218390916E-5,3.2179947284069879E-2,null,2.7615469042794927E-2,6.5720961822425582E-3,2.1738414871169581E-4,2.3948353726027746E-5,5.1575898661578232E-3,5.1936854683024439E-5,7.158255287250561E-5,3.9638424448316056E-2]
[2004,2,26,24,2.0548040377547292E-2,4.3444212371078319E-3,3.2685067000000546E-4,3.2674163497165099E-5,3.0196341524037179E-3,9.1378563218390916E-5,2.8362999163774404E-2,null,2.3573917117729635E-2,6.0626328137427079E-3,2.1738414871169581E-4,2.3948353726027746E-5,5.281633570884384E-3,5.1936854683024439E-5,6.6033533579272857E-5,3.5211452859477473E-2]
[2004,2,27,1,1.9732298474904719E-2,4.3936294334015573E-3,3.2685067000000546E-4,3.2674163497165099E-5,3.3020954400375109E-3,9.1378563218390916E-5,2.7878926745059349E-2,null,2.2638050161610166E-2,6.1313027721268624E-3,2.1738414871169581E-4,2.3948353726027746E-5,5.7756858116349095E-3,5.1936854683024439E-5,6.6781479256037006E-5,3.4838308102492686E-2]
[2004,2,27,2,1.8771296264579223E-2,4.4996417238870349E-3,3.2685067000000546E-4,3.2674163497165099E-5,3.592079632189439E-3,9.1378563218390916E-5,2.7313921017371259E-2,null,2.1535532060617785E-2,6.2792427521333018E-3,2.1738414871169581E-4,2.3948353726027746E-5,6.282896343439307E-3,5.1936854683024439E-5,6.8392825339099776E-5,3.4390940513311138E-2]
[2004,2,27,3,1.8709554401805651E-2,4.4165108056928998E-3,3.2685067000000546E-4,3.2674163497165099E-5,3.5432365207697198E-3,9.1378563218390916E-5,2.7120205124983834E-2,null,2.1464698174321315E-2,6.163233690172301E-3,2.1738414871169581E-4,2.3948353726027746E-5,6.1974649951498191E-3,5.1936854683024439E-5,6.7129267323325355E-5,3.4118666216764182E-2]
[2004,2,27,4,1.9202495566180759E-2,4.4136362641051348E-3,3.2685067000000546E-4,3.2674163497165099E-5,3.5358459999822651E-3,9.1378563218390916E-5,2.7602881226983723E-2,null,2.2030229190388113E-2,6.1592222720331952E-3,2.1738414871169581E-4,2.3948353726027746E-5,6.1845382561055316E-3,5.1936854683024439E-5,6.7085575395655139E-5,3.4667259075647584E-2]
[2004,2,27,5,1.9764581502258891E-2,4.5242831439056067E-3,3.2685067000000546E-4,3.2674163497165099E-5,3.7687341143599301E-3,9.1378563218390916E-5,2.850850215723999E-2,null,2.2675087144075328E-2,6.3136298139370188E-3,2.1738414871169581E-4,2.3948353726027746E-5,6.5918821994696303E-3,5.1936854683024439E-5,6.8767365455591923E-5,3.5873868514602725E-2]
[2004,2,27,6,2.091172932603403E-2,4.6161998142154491E-3,3.2685067000000546E-4,3.2674163497165099E-5,3.6548358259923101E-3,9.1378563218390916E-5,2.9633668362957354E-2,null,2.3991162410746912E-2,6.4418993787735534E-3,2.1738414871169581E-4,2.3948353726027746E-5,6.3926630248455039E-3,5.1936854683024439E-5,7.0164463527840691E-5,3.7118994171486716E-2]
[2004,2,27,7,2.4066018075867036E-2,4.97002575168487E-3,3.2685067000000546E-4,3.2674163497165099E-5,3.6336064941901317E-3,9.1378563218390916E-5,3.3120553718457603E-2,null,2.7609947471885971E-2,6.9356629025619223E-3,2.1738414871169581E-4,2.3948353726027746E-5,6.3555308605253418E-3,5.1936854683024439E-5,7.5542481829458889E-5,4.1194410592093986E-2]
[2004,2,27,8,2.7168955400698643E-2,5.4933632400827083E-3,0,0,3.4945569049478899E-3,9.1378563218390916E-5,3.6248254108947636E-2,null,3.1169819166367296E-2,7.6659795216599876E-3,0,0,6.1123196165490147E-3,5.1936854683024439E-5,8.3497010575022415E-5,4.5000055159259325E-2]
[2004,2,27,9,2.7270100584513766E-2,6.0133382343527282E-3,0,0,3.5667793128482633E-3,9.1378563218390916E-5,3.6941596694933146E-2,null,3.1285858853671036E-2,8.391603785638066E-3,0,0,6.2386436263079693E-3,5.1936854683024439E-5,9.1400430701789323E-5,4.5968043120300089E-2]
[2004,2,27,10,2.5252164009305269E-2,6.1219004517393521E-3,0,0,3.4259928466199301E-3,9.1378563218390916E-5,3.4891435870882941E-2,null,2.8970763657304749E-2,8.5431021845131638E-3,0,0,5.9923944156988519E-3,5.1936854683024439E-5,9.3050534694010014E-5,4.3558197112199784E-2]
[2004,2,27,11,2.4290443987664476E-2,6.2727233209233964E-3,0,0,3.4442712048208205E-3,9.1378563218390916E-5,3.4098817076627083E-2,null,2.7867422041069938E-2,8.7535752546583443E-3,0,0,6.0243650404242432E-3,5.1936854683024439E-5,9.5342984356054522E-5,4.269729919083555E-2]
[2004,2,27,12,2.3882234957441545E-2,6.2262143322629401E-3,0,0,3.3759588375800358E-3,9.1378563218390916E-5,3.3575786690502915E-2,null,2.739910069906502E-2,8.6886720361632197E-3,0,0,5.9048800717440789E-3,5.1936854683024439E-5,9.4636065598219517E-5,4.2044589661655342E-2]
[2004,2,27,13,2.2898627699670358E-2,6.0504044057775831E-3,0,0,3.2382838693769678E-3,9.1378563218390916E-5,3.2278694538043301E-2,null,2.6270648761797459E-2,8.44332956794497E-3,0,0,5.6640731735465169E-3,5.1936854683024439E-5,9.1963822265786845E-5,4.0429988357971965E-2]
[2004,2,27,14,2.2316755242576616E-2,6.2002079078996653E-3,0,0,3.4249817031809884E-3,9.1378563218390916E-5,3.2033323416875661E-2,null,2.5603090550669647E-2,8.6523801130029623E-3,0,0,5.9906258275644773E-3,5.1936854683024439E-5,9.4240777940153382E-5,4.0298033345920109E-2]
[2004,2,27,15,2.1944661147538114E-2,6.1442744374769973E-3,0,0,3.5834175589678262E-3,9.1378563218390916E-5,3.1763731707201329E-2,null,2.5176202380544233E-2,8.5743250454430962E-3,0,0,6.2677455356223034E-3,5.1936854683024439E-5,9.3390610680631523E-5,4.0070209816292654E-2]
[2004,2,27,16,2.3408828688371481E-2,5.8068837150043904E-3,0,0,3.360651225525067E-3,9.1378563218390916E-5,3.2667742192119334E-2,null,2.6855981260665154E-2,8.1034968376156938E-3,0,0,5.8781055707154565E-3,5.1936854683024439E-5,8.8262401332184082E-5,4.0889520523679321E-2]
[2004,2,27,17,2.6195861554890301E-2,5.6636712517571519E-3,0,0,3.3683162297036317E-3,9.1378563218390916E-5,3.5319227599569479E-2,null,3.0053428831942775E-2,7.9036440766533066E-3,0,0,5.8915124078842071E-3,5.1936854683024439E-5,8.6085626916289159E-5,4.390052217116331E-2]
[2004,2,27,18,3.0541953826059131E-2,5.9157266649680759E-3,3.2685067000000546E-4,3.2674163497165099E-5,3.4577466223624695E-3,9.1378563218390916E-5,4.0366330510105235E-2,null,3.5039520795169136E-2,8.255386998348286E-3,2.1738414871169581E-4,2.3948353726027746E-5,6.0479348552023027E-3,5.1936854683024439E-5,8.9916772351712301E-5,4.9636112005840477E-2]
[2004,2,27,19,3.1926945765035637E-2,5.855014591713073E-3,3.2685067000000546E-4,3.2674163497165099E-5,3.3256224417865985E-3,9.1378563218390916E-5,4.155848619525087E-2,null,3.6628464780982591E-2,8.1706633982603794E-3,2.1738414871169581E-4,2.3948353726027746E-5,5.8168368239723874E-3,5.1936854683024439E-5,8.8993972165186101E-5,5.0909234360336106E-2]
[2004,2,27,20,3.1290099810752127E-2,5.8053965753144922E-3,3.2685067000000546E-4,3.2674163497165099E-5,3.4834101525938205E-3,9.1378563218390916E-5,4.1029809935375999E-2,null,3.5897837749538489E-2,8.1014215365823629E-3,2.1738414871169581E-4,2.3948353726027746E-5,6.0928228634762223E-3,5.1936854683024439E-5,8.8239797380290289E-5,5.0385351506717815E-2]
[2004,2,27,21,3.0040630541085345E-2,5.6266204801305323E-3,3.2685067000000546E-4,3.2674163497165099E-5,3.3312542172616159E-3,9.1378563218390916E-5,3.9449408635193056E-2,null,3.4464373318718121E-2,7.8519397847399437E-3,2.1738414871169581E-4,2.3948353726027746E-5,5.8266873465560119E-3,5.1936854683024439E-5,8.5522469423307855E-5,4.8436269807134821E-2]
[2004,2,27,22,2.9175470452909032E-2,5.3445831564061241E-3,3.2685067000000546E-4,3.2674163497165099E-5,3.1466529529249245E-3,9.1378563218390916E-5,3.8117609958955641E-2,null,3.3471810921647797E-2,7.458357155388359E-3,2.1738414871169581E-4,2.3948353726027746E-5,5.5038017962742844E-3,5.1936854683024439E-5,8.1235610467806979E-5,4.6727239230431192E-2]
[2004,2,27,23,2.6253049612195319E-2,4.8145364865118034E-3,3.2685067000000546E-4,3.2674163497165099E-5,3.0218365121154407E-3,9.1378563218390916E-5,3.4540326007538126E-2,null,3.0119038325513051E-2,6.7186778843571649E-3,2.1738414871169581E-4,2.3948353726027746E-5,5.2854857120384173E-3,5.1936854683024439E-5,7.3179104741315974E-5,4.241647127902938E-2]
[2004,2,27,24,2.3305659337543728E-2,4.2466837153951487E-3,3.2685067000000546E-4,3.2674163497165099E-5,3.087322407692729E-3,9.1378563218390916E-5,3.1090568857347168E-2,null,2.6737619330241803E-2,5.9262402601827609E-3,2.1738414871169581E-4,2.3948353726027746E-5,5.4000269071117039E-3,5.1936854683024439E-5,6.4547960802203495E-5,3.8357155854657016E-2]
[2004,2,28,1,1.7957548792859768E-2,3.8165673084885545E-3,3.2685067000000546E-4,3.2674163497165099E-5,3.0059323226768828E-3,9.1378563218390916E-5,2.5230951820740768E-2,null,2.0601953232631937E-2,5.3260135096163293E-3,2.1738414871169581E-4,2.3948353726027746E-5,5.2576677391924266E-3,5.1936854683024439E-5,5.801035667766178E-5,3.1478903838561438E-2]
[2004,2,28,2,1.6450430872296647E-2,3.7863719279574983E-3,3.2685067000000546E-4,3.2674163497165099E-5,3.0822752705954933E-3,9.1378563218390916E-5,2.3769981467565201E-2,null,1.8872899157732319E-2,5.2838759048952693E-3,2.1738414871169581E-4,2.3948353726027746E-5,5.3911989738640968E-3,5.1936854683024439E-5,5.7551398495336953E-5,2.9841243393612434E-2]
[2004,2,28,3,1.5761832781275277E-2,3.742393469729371E-3,3.2685067000000546E-4,3.2674163497165099E-5,3.0653490501375514E-3,9.1378563218390916E-5,2.3020478697857762E-2,null,1.8082899039623623E-2,5.2225040375279246E-3,2.1738414871169581E-4,2.3948353726027746E-5,5.3615933694475182E-3,5.1936854683024439E-5,5.6882942827786406E-5,2.8960265803719815E-2]
[2004,2,28,4,1.5489870802866786E-2,3.7621648916194338E-3,3.2685067000000546E-4,3.2674163497165099E-5,3.1590448070503174E-3,9.1378563218390916E-5,2.28619838982521E-2,null,1.7770888306708137E-2,5.2500950248155296E-3,2.1738414871169581E-4,2.3948353726027746E-5,5.525476353340106E-3,5.1936854683024439E-5,5.71834608438885E-5,2.8839729041984518E-2]
[2004,2,28,5,1.5189035187733834E-2,3.8149872580133556E-3,3.2685067000000546E-4,3.2674163497165099E-5,3.2274314966476286E-3,9.1378563218390916E-5,2.2682357339110379E-2,null,1.7425752044227617E-2,5.3238085517322989E-3,2.1738414871169581E-4,2.3948353726027746E-5,5.6450913190442421E-3,5.1936854683024439E-5,5.798634051752984E-5,2.8687921272124908E-2]
[2004,2,28,6,1.600199977630179E-2,3.8220809164462208E-3,3.2685067000000546E-4,3.2674163497165099E-5,3.1780091938371428E-3,9.1378563218390916E-5,2.3452993283300715E-2,null,1.8358432702743909E-2,5.3337077406086517E-3,2.1738414871169581E-4,2.3948353726027746E-5,5.5586469087283473E-3,5.1936854683024439E-5,5.8094161400165602E-5,2.9544056709201655E-2]
[2004,2,28,7,1.7081203531062506E-2,3.9810916203837201E-3,3.2685067000000546E-4,3.2674163497165099E-5,3.1690085857248385E-3,9.1378563218390916E-5,2.4682207133886625E-2,null,1.9596558548343815E-2,5.555606920916863E-3,2.1738414871169581E-4,2.3948353726027746E-5,5.5429039704897936E-3,5.1936854683024439E-5,6.0511063004511578E-5,3.0988338796871219E-2]
[2004,2,28,8,1.9119360792321096E-2,4.2792816377319092E-3,0,0,3.3343310085266415E-3,9.1378563218390916E-5,2.6824352001798037E-2,null,2.1934852101743188E-2,5.971730608110036E-3,0,0,5.8320689534712162E-3,5.1936854683024439E-5,6.5043436696864211E-5,3.379058851800746E-2]
[2004,2,28,9,2.1178182829150963E-2,4.2495700176847628E-3,0,0,3.1261494142069911E-3,9.1378563218390916E-5,2.8645280824261106E-2,null,2.4296853497721361E-2,5.9302680903622861E-3,0,0,5.4679391145887029E-3,5.1936854683024439E-5,6.4591831488023093E-5,3.5746997557355373E-2]
[2004,2,28,10,2.2956338887553735E-2,4.4545508841643206E-3,0,0,3.23936779061706E-3,9.1378563218390916E-5,3.0741636125553508E-2,null,2.6336858421450216E-2,6.216318558188395E-3,0,0,5.6659690571274164E-3,5.1936854683024439E-5,6.7707461900233591E-5,3.8271082891449044E-2]
[2004,2,28,11,2.3468196870181521E-2,4.6021034313593204E-3,0,0,3.3738388951125879E-3,9.1378563218390916E-5,3.1535517759871817E-2,null,2.6924091920937625E-2,6.4222278992842538E-3,0,0,5.9011720863593256E-3,5.1936854683024439E-5,6.995020392457622E-5,3.9299428761264223E-2]
[2004,2,28,12,2.3539659655002976E-2,4.6003175130947304E-3,0,0,3.3992603704308703E-3,9.1378563218390916E-5,3.1630616101746965E-2,null,2.7006078219165067E-2,6.4197356532329072E-3,0,0,5.9456367170681711E-3,5.1936854683024439E-5,6.9923058653144585E-5,3.9423387444149166E-2]
[2004,2,28,13,2.3690333833221257E-2,4.4591277030416624E-3,0,0,3.1847898224040311E-3,9.1378563218390916E-5,3.1425629921885342E-2,null,2.7178940473853889E-2,6.2227055015334201E-3,0,0,5.5705068870115001E-3,5.1936854683024439E-5,6.7777027788652007E-5,3.9024089717081829E-2]
[2004,2,28,14,2.2799724469665206E-2,4.3290222117107115E-3,0,0,3.0756120774501398E-3,9.1378563218390916E-5,3.0295737322044446E-2,null,2.6157181175401004E-2,6.0411434986931412E-3,0,0,5.3795444015452042E-3,5.1936854683024439E-5,6.579947430989E-5,3.762980593032237E-2]
[2004,2,28,15,2.2408595584951098E-2,4.1311263065983194E-3,0,0,2.8129935652281947E-3,9.1378563218390916E-5,2.9444094019996002E-2,null,2.5708455178119264E-2,5.7649800830022599E-3,0,0,4.9201991032470646E-3,5.1936854683024439E-5,6.2791532588258233E-5,3.6445571219051606E-2]
[2004,2,28,16,2.2485964777286118E-2,4.1490701190390125E-3,0,0,2.9649300235617239E-3,9.1378563218390916E-5,2.9691343483105245E-2,null,2.5797217653472603E-2,5.7900206442575517E-3,0,0,5.1859507335685236E-3,5.1936854683024439E-5,6.3064271642938738E-5,3.6825125885981705E-2]
[2004,2,28,17,2.4655452346642851E-2,4.2651823160428553E-3,0,0,3.1433965215649645E-3,9.1378563218390916E-5,{"$f":"SUM(E1411:J1411)","v":3.2155409747469062E-2},null,{"$f":"E1411*W$5","v":2.8286181039190117E-2},5.9520550274841395E-3,{"$f":"G1411*Y$5","v":0},{"$f":"H1411*Z$5","v":0},{"$f":"I1411*AA$5","v":5.4981059813761935E-3},{"$f":"J1411*AB$5","v":5.1936854683024439E-5},6.4829132424468444E-5,{"$f":"SUM(M1411:R1411)","v":3.9788278902733468E-2}]
[2004,2,28,18,2.8580364122892228E-2,4.558347567971386E-3,3.2685067000000546E-4,3.2674163497165099E-5,3.0818357101639136E-3,9.1378563218390916E-5,3.6671450797743088E-2,null,3.2789070035301196E-2,{"$f":"(F1412*X$5)-S1412","v":6.3611666626565786E-3},2.1738414871169581E-4,2.3948353726027746E-5,5.3904301399541957E-3,5.1936854683024439E-5,{"$f":"(F1412*$AC$7)*$AC$5","v":6.9285131613070633E-5},4.4833936195032717E-2]
[2004,2,28,19,2.8793247693866767E-2,4.7530499460516247E-3,3.2685067000000546E-4,3.2674163497165099E-5,3.1976362421902186E-3,9.1378563218390916E-5,3.7194837278824167E-2,null,3.3033302554104485E-2,6.6328735165363415E-3,2.1738414871169581E-4,2.3948353726027746E-5,5.5929765235912792E-3,5.1936854683024439E-5,7.2244532950838878E-5,4.5552421951352853E-2]
[2004,2,28,20,2.7359231904636534E-2,4.5509610975048723E-3,3.2685067000000546E-4,3.2674163497165099E-5,3.029015792990709E-3,9.1378563218390916E-5,3.5390112191847678E-2,null,3.1388115531902211E-2,6.3508588550605918E-3,2.1738414871169581E-4,2.3948353726027746E-5,5.2980429719486754E-3,5.1936854683024439E-5,6.9172860100028411E-5,4.3330286716032229E-2]
[2004,2,28,21,2.6264976486559007E-2,4.5174591008996885E-3,3.2685067000000546E-4,3.2674163497165099E-5,3.132543886177808E-3,9.1378563218390916E-5,3.4365882870352069E-2,null,3.0132721535325622E-2,6.3041068729531432E-3,2.1738414871169581E-4,2.3948353726027746E-5,5.4791236674598719E-3,5.1936854683024439E-5,6.8663642623853412E-5,4.2209221432859385E-2]
[2004,2,28,22,2.5155407091195233E-2,4.4807722749799148E-3,3.2685067000000546E-4,3.2674163497165099E-5,3.2292128160171427E-3,9.1378563218390916E-5,3.3316295578907855E-2,null,2.8859758445801208E-2,6.2529104666853765E-3,2.1738414871169581E-4,2.3948353726027746E-5,5.6482070197244067E-3,5.1936854683024439E-5,6.8106016965780033E-5,4.1054145289331739E-2]
[2004,2,28,23,2.3101116719613683E-2,4.3276231013239111E-3,3.2685067000000546E-4,3.2674163497165099E-5,3.2064565300724658E-3,9.1378563218390916E-5,3.108609974772562E-2,null,2.6502956041989989E-2,6.0391910424099863E-3,2.1738414871169581E-4,2.3948353726027746E-5,5.6084040642245241E-3,5.1936854683024439E-5,6.577820836958044E-5,3.8443820505745248E-2]
[2004,2,28,24,2.0640784888560301E-2,3.960193849653227E-3,3.2685067000000546E-4,3.2674163497165099E-5,3.253866628576494E-3,9.1378563218390916E-5,2.8305748763505584E-2,null,2.3680319060473236E-2,5.5264441156431497E-3,2.1738414871169581E-4,2.3948353726027746E-5,5.6913289336688851E-3,5.1936854683024439E-5,6.0193424918803612E-5,3.5191361466906018E-2]
[2004,2,29,1,1.7404223079301926E-2,3.4872145703310096E-3,3.2680324000000551E-4,3.2669422079395728E-5,2.9478768131725279E-3,9.1378563218390916E-5,2.4290165688103257E-2,null,1.9967145520030091E-2,4.8664022959074085E-3,2.1735260363279669E-4,2.3944878529182578E-5,5.1561230114217085E-3,5.1936854683024439E-5,5.3004321602428156E-5,3.0282905164204212E-2]
[2004,2,29,2,1.6122013250858293E-2,3.5760870798953758E-3,3.2680324000000551E-4,3.2669422079395728E-5,3.0964810515964635E-3,9.1378563218390916E-5,2.3245432607647928E-2,null,1.8496119199861036E-2,4.9904237393444363E-3,2.1735260363279669E-4,2.3944878529182578E-5,5.4160462653068796E-3,5.1936854683024439E-5,5.4355149600980987E-5,2.9195823541357354E-2]
[2004,2,29,3,1.5339276345121677E-2,3.5522305933291852E-3,3.2680324000000551E-4,3.2669422079395728E-5,3.1257255202098589E-3,9.1378563218390916E-5,2.2468083683958515E-2,null,1.7598117512021953E-2,4.9571320509046923E-3,2.1735260363279669E-4,2.3944878529182578E-5,5.4671976827950644E-3,5.1936854683024439E-5,5.3992540171375871E-5,2.8315681582566712E-2]
[2004,2,29,4,1.5065235348522173E-2,3.5994058073590351E-3,3.2680324000000551E-4,3.2669422079395728E-5,3.2199074919384701E-3,9.1378563218390916E-5,2.233539987311747E-2,null,1.7283721607497849E-2,5.0229649858258701E-3,2.1735260363279669E-4,2.3944878529182578E-5,5.6319311036493571E-3,5.1936854683024439E-5,5.4709585298846825E-5,2.8231852033818079E-2]
[2004,2,29,5,1.5386274181711094E-2,3.5899855660320298E-3,3.2680324000000551E-4,3.2669422079395728E-5,3.217887760248304E-3,9.1378563218390916E-5,2.2644998733289221E-2,null,1.7652036186704047E-2,5.0098190542816039E-3,2.1735260363279669E-4,2.3944878529182578E-5,5.6283983966522299E-3,5.1936854683024439E-5,5.4566401250145834E-5,2.8583487974482884E-2]
[2004,2,29,6,1.5587163483354644E-2,3.5853623573969306E-3,3.2680324000000551E-4,3.2669422079395728E-5,3.2139469026995038E-3,9.1378563218390916E-5,2.2837323968748872E-2,null,1.7882508176235386E-2,5.0033673741046161E-3,2.1735260363279669E-4,2.3944878529182578E-5,5.621505453839523E-3,5.1936854683024439E-5,5.4496130255233508E-5,2.880061534102453E-2]
[2004,2,29,7,1.6370895031469518E-2,3.6557932160959047E-3,3.2680324000000551E-4,3.2669422079395728E-5,3.1847150163779253E-3,9.1378563218390916E-5,2.3662254489241141E-2,null,1.87816509761492E-2,5.1016535235694259E-3,2.1735260363279669E-4,2.3944878529182578E-5,5.5703760440024321E-3,5.1936854683024439E-5,5.5566652246331194E-5,2.974691488056606E-2]
[2004,2,29,8,1.86396654481987E-2,3.9207912291426613E-3,0,0,3.3679336480789551E-3,9.1378563218390916E-5,2.601976888863871E-2,null,2.1384517467572493E-2,5.4714578224139424E-3,0,0,5.8908432354445968E-3,5.1936854683024439E-5,5.9594520226419796E-5,3.279875538011405E-2]
[2004,2,29,9,2.0182720784415312E-2,3.7947226394533821E-3,0,0,3.0399060323581697E-3,9.1378563218390916E-5,2.7108728019445257E-2,null,2.3154801053533736E-2,5.295529309289072E-3,0,0,5.3170910588807825E-3,5.1936854683024439E-5,5.7678326101542416E-5,3.3819358276386616E-2]
[2004,2,29,10,2.2367722691582208E-2,3.8902263325234251E-3,0,0,3.0673233027174039E-3,9.1378563218390916E-5,2.9416650890041428E-2,null,2.5661563397543784E-2,5.42880455858914E-3,0,0,5.3650465290611925E-3,5.1936854683024439E-5,5.9129945541531061E-5,3.6507351339877134E-2]
[2004,2,29,11,2.2733329094315351E-2,4.0495686778176899E-3,0,0,3.1347677577566141E-3,9.1378563218390916E-5,3.0009044093108048E-2,null,2.6081008506536274E-2,5.6511665438746276E-3,0,0,5.4830134349598877E-3,5.1936854683024439E-5,6.1551887967075785E-5,3.726712534005381E-2]
[2004,2,29,12,2.2834127521157908E-2,3.9566594324571061E-3,0,0,2.821302645818161E-3,9.1378563218390916E-5,2.9703468162651566E-2,null,2.6196650373902879E-2,5.5215118421592544E-3,0,0,4.9347324926486309E-3,5.1936854683024439E-5,6.0139703135425496E-5,3.6704831563393783E-2]
[2004,2,29,13,2.2567089628180371E-2,3.8630166451510293E-3,0,0,2.6753634935285718E-3,9.1378563218390916E-5,2.9196848330078365E-2,null,2.5890288840604344E-2,5.3908334838446963E-3,0,0,4.6794707333969255E-3,5.1936854683024439E-5,5.8716368748047117E-5,3.6012529912528984E-2]
[2004,2,29,14,2.1890659281658592E-2,3.8845937910761599E-3,0,0,2.7539083710098849E-3,9.1378563218390916E-5,2.8620540006963031E-2,null,2.5114248272655793E-2,5.4209443561043348E-3,0,0,4.8168533568501929E-3,5.1936854683024439E-5,5.9044333075682269E-5,3.5403982840293342E-2]
[2004,2,29,15,2.1241400192660995E-2,3.9481151282800761E-3,0,0,2.9690616385069672E-3,9.1378563218390916E-5,2.8249955522666431E-2,null,2.4369380165004697E-2,5.5095882794918491E-3,0,0,5.1931773296047994E-3,5.1936854683024439E-5,6.0009832994849294E-5,3.5124082628784366E-2]
[2004,2,29,16,2.2146338624481055E-2,3.8414415419466283E-3,0,0,2.8188139149532372E-3,9.1378563218390916E-5,2.8897972644599312E-2,null,2.5407578611007588E-2,5.3607254621985349E-3,0,0,4.9303794605190217E-3,5.1936854683024439E-5,5.8388435468982181E-5,3.5750620388408171E-2]
[2004,2,29,17,2.4763880007191989E-2,3.8809812300862499E-3,0,0,2.8221458586945637E-3,9.1378563218390916E-5,3.1558385659191196E-2,null,2.8410575610939532E-2,5.4159030330825243E-3,0,0,4.9362073539101726E-3,5.1936854683024439E-5,5.8989423536663159E-5,3.8814622852615249E-2]
[2004,2,29,18,2.7832881249405972E-2,3.8226841642421652E-3,3.2680324000000551E-4,3.2669422079395728E-5,2.5868302209119671E-3,9.1378563218390916E-5,3.4693246859857904E-2,null,3.193151384100143E-2,5.3345495719327582E-3,2.1735260363279669E-4,2.3944878529182578E-5,4.5246174362119362E-3,5.1936854683024439E-5,5.8103330534882521E-5,4.2083915185991125E-2]
[2004,2,29,19,2.8581418835498917E-2,3.7015371378625378E-3,3.2680324000000551E-4,3.2669422079395728E-5,2.4359034390594161E-3,9.1378563218390916E-5,3.5169710637718669E-2,null,3.2790280063465259E-2,5.1654890924509311E-3,2.1735260363279669E-4,2.3944878529182578E-5,4.2606318281728194E-3,5.1936854683024439E-5,5.6261942281336056E-5,4.2509635320934006E-2]
[2004,2,29,20,2.7405726292924461E-2,3.5103112452046946E-3,3.2680324000000551E-4,3.2669422079395728E-5,2.3218335605744858E-3,9.1378563218390916E-5,3.3688722324001434E-2,null,3.1441456621164265E-2,4.8986336683584757E-3,2.1735260363279669E-4,2.3944878529182578E-5,4.061112525758942E-3,5.1936854683024439E-5,5.335538218624399E-5,4.0694437152126686E-2]
[2004,2,29,21,2.6508221761543951E-2,3.4477632604584109E-3,3.2680324000000551E-4,3.2669422079395728E-5,2.3443743668960862E-3,9.1378563218390916E-5,3.2751210614196238E-2,null,3.0411786781763438E-2,4.8113480567521889E-3,2.1735260363279669E-4,2.3944878529182578E-5,4.1005385864584468E-3,5.1936854683024439E-5,5.2404676850448988E-5,3.9616907761819073E-2]
[2004,2,29,22,2.4587358968868704E-2,3.394145405447949E-3,3.2680324000000551E-4,3.2669422079395728E-5,2.3299137525354249E-3,9.1378563218390916E-5,3.076226935214987E-2,null,2.820806032235193E-2,4.7365244267569247E-3,2.1735260363279669E-4,2.3944878529182578E-5,4.0752455667056788E-3,5.1936854683024439E-5,5.1589706055480917E-5,3.7313064652659537E-2]
[2004,2,29,23,2.1599559838430166E-2,3.3492966129463858E-3,3.2680324000000551E-4,3.2669422079395728E-5,2.3309003306905478E-3,9.1378563218390916E-5,2.7730608007364894E-2,null,2.4780281917636236E-2,4.6739380093178727E-3,2.1735260363279669E-4,2.3944878529182578E-5,4.0769711877714785E-3,5.1936854683024439E-5,5.0908021641376233E-5,3.3824425451570585E-2]
[2004,2,29,24,1.832875333762549E-2,3.5653391177430252E-3,3.2680324000000551E-4,3.2669422079395728E-5,2.7225706953018861E-3,9.1378563218390916E-5,2.5067514375968193E-2,null,2.1027820858509953E-2,4.9754249755346253E-3,2.1735260363279669E-4,2.3944878529182578E-5,4.7620407167424167E-3,5.1936854683024439E-5,5.4191784705875084E-5,3.1058520887631998E-2]
[2004,3,1,1,1.6988443045645923E-2,3.5903996607203831E-3,3.2685067000000459E-4,3.2674000000000717E-5,2.5999929591324043E-3,9.1732096774193865E-5,2.3630092432272907E-2,null,1.9490138278827493E-2,5.0103969227498282E-3,2.1738414871169524E-4,2.3948233891653832E-5,4.5476403444720251E-3,5.2137792630247657E-5,5.4572695330304272E-5,2.9341645721282946E-2]
[2004,3,1,2,1.6196079154498503E-2,3.6808062910998795E-3,3.2685067000000459E-4,3.2674000000000717E-5,2.8371242706668508E-3,9.1732096774193865E-5,2.3165266483039428E-2,null,1.858109194867712E-2,5.1365592293045031E-3,2.1738414871169524E-4,2.3948233891653832E-5,4.9624060520035802E-3,5.2137792630247657E-5,5.5946841375803219E-5,2.8973527405218802E-2]
[2004,3,1,3,1.6077714778247654E-2,3.8252366727503013E-3,3.2685067000000459E-4,3.2674000000000717E-5,3.0523718331585156E-3,9.1732096774193865E-5,2.3406580050930669E-2,null,1.844529739386019E-2,5.3381115934298005E-3,2.1738414871169524E-4,2.3948233891653832E-5,5.3388949558669969E-3,5.2137792630247657E-5,5.8142127683474775E-5,2.9415774118390588E-2]
[2004,3,1,4,1.6480462688408366E-2,3.9508024056062862E-3,3.2685067000000459E-4,3.2674000000000717E-5,3.2323319426082841E-3,9.1732096774193865E-5,2.4114853803397136E-2,null,1.8907353418620678E-2,5.5133383706566629E-3,2.1738414871169524E-4,2.3948233891653832E-5,5.6536626752389978E-3,5.2137792630247657E-5,6.0050678577695048E-5,3.0367824639749935E-2]
[2004,3,1,5,1.805103649983314E-2,4.0526158661634091E-3,3.2685067000000459E-4,3.2674000000000717E-5,3.3067919733162461E-3,9.1732096774193865E-5,2.5861701106086991E-2,null,2.0709207813371665E-2,5.6554188902853799E-3,2.1738414871169524E-4,2.3948233891653832E-5,5.7839005047334085E-3,5.2137792630247657E-5,6.1598204059132116E-5,3.2441997383624049E-2]
[2004,3,1,6,2.0060554335282511E-2,4.3147775567144667E-3,3.2685067000000459E-4,3.2674000000000717E-5,3.4475220386403762E-3,9.1732096774193865E-5,2.827411069741155E-2,null,2.3014644537705058E-2,6.0212651056719873E-3,2.1738414871169524E-4,2.3948233891653832E-5,6.0300510646802159E-3,5.2137792630247657E-5,6.558296102706527E-5,3.5359430883290861E-2]
[2004,3,1,7,2.262629330266263E-2,4.5914171500396677E-3,3.2685067000000459E-4,3.2674000000000717E-5,3.1706001704919569E-3,9.1732096774193865E-5,3.0839567389968452E-2,null,2.59582107684216E-2,6.4073152109767667E-3,2.1738414871169524E-4,2.3948233891653832E-5,5.5456878069125694E-3,5.2137792630247657E-5,6.9787776554428144E-5,3.8204683961544535E-2]
[2004,3,1,8,2.5007419314011188E-2,5.0199433081117399E-3,0,0,2.9755666904800215E-3,9.1732096774193865E-5,3.3094661409377148E-2,null,2.8689978187943346E-2,7.0053227718652172E-3,0,0,5.2045552976456898E-3,5.2137792630247657E-5,7.630120950769464E-5,4.0951994050084504E-2]
[2004,3,1,9,2.4068046989852675E-2,5.3680458999916126E-3,0,0,3.0770943583522531E-3,9.1732096774193865E-5,3.2604919344970736E-2,null,2.7612275161011435E-2,7.4910993761350079E-3,0,0,5.3821370548862886E-3,5.2137792630247657E-5,8.1592235155390359E-5,4.0537649384662977E-2]
[2004,3,1,10,2.3548535606695759E-2,5.609665146593985E-3,0,0,2.9613382916273117E-3,9.1732096774193865E-5,3.2211271141691256E-2,null,2.7016261231544939E-2,7.8282786441975383E-3,0,0,5.179668445382285E-3,5.2137792630247657E-5,8.5264754868174454E-5,4.0076346113755011E-2]
[2004,3,1,11,2.24614029710145E-2,5.6976828259399509E-3,0,0,2.9425273422286334E-3,9.1732096774193865E-5,3.1193345235957279E-2,null,2.576903890870327E-2,7.951107173446598E-3,0,0,5.1467662668964638E-3,5.2137792630247657E-5,8.6602589775852676E-5,3.8919050141676584E-2]
[2004,3,1,12,2.1999624866499486E-2,5.5904560906679815E-3,0,0,2.7733630805665517E-3,9.1732096774193865E-5,3.0455176134508211E-2,null,2.5239259982703384E-2,7.8014724377037277E-3,0,0,4.8508815344108754E-3,5.2137792630247657E-5,8.497278459865235E-5,3.794375174744824E-2]
[2004,3,1,13,2.1528997125740648E-2,5.508510766861356E-3,0,0,2.5635580429547952E-3,9.1732096774193865E-5,2.9692798032330995E-2,null,2.4699328234950149E-2,7.6871178707940161E-3,0,0,4.4839121354494742E-3,5.2137792630247657E-5,8.3727247162035948E-5,3.6922496033823887E-2]
[2004,3,1,14,2.0670697222806449E-2,5.7193194631727749E-3,0,0,2.9042457434593151E-3,9.1732096774193865E-5,2.9385994526212732E-2,null,2.3714636244757486E-2,7.9813010657299559E-3,0,0,5.0798080305663419E-3,5.2137792630247657E-5,8.6931458348506879E-5,3.6827883133684028E-2]
[2004,3,1,15,2.0691646155701914E-2,5.5168120574289742E-3,0,0,2.7825640123915144E-3,9.1732096774193865E-5,2.9082754322296598E-2,null,2.3738670089285173E-2,7.6987023083623122E-3,0,0,4.8669748582896829E-3,5.2137792630247657E-5,8.3853423589120416E-5,3.6356485048567415E-2]
[2004,3,1,16,2.1890995585914064E-2,5.2952875541081492E-3,0,0,2.7194501203477045E-3,9.1732096774193865E-5,2.9997465357144114E-2,null,2.5114634100622799E-2,7.3895652220665638E-3,0,0,4.75658252790012E-3,5.2137792630247657E-5,8.0486336253361596E-5,3.7312919643219727E-2]
[2004,3,1,17,2.4271732325470849E-2,4.9099407787439433E-3,0,0,2.5669998604993796E-3,9.1732096774193865E-5,3.1840405061488365E-2,null,2.7845954924713211E-2,6.8518144199486179E-3,0,0,4.4899322087997061E-3,5.2137792630247657E-5,7.4629213326760533E-5,3.9239839346091786E-2]
[2004,3,1,18,2.6273539805351322E-2,4.684919021513574E-3,3.2685067000000459E-4,3.2674000000000717E-5,2.4060339803357441E-3,9.1732096774193865E-5,3.3815749573974846E-2,null,3.0142545876905333E-2,6.5377969214753173E-3,2.1738414871169524E-4,2.3948233891653832E-5,4.2083872422472328E-3,5.2137792630247657E-5,7.1208969075300596E-5,4.1182200215861477E-2]
[2004,3,1,19,2.7590737017351364E-2,4.4270391331861867E-3,3.2685067000000459E-4,3.2674000000000717E-5,2.1254651758109708E-3,9.1732096774193865E-5,3.4594498093122726E-2,null,3.1653711775592355E-2,6.1779259541704231E-3,2.1738414871169524E-4,2.3948233891653832E-5,3.7176451383598018E-3,5.2137792630247657E-5,6.7289293856002098E-5,4.1842753043356176E-2]
[2004,3,1,20,2.8683330075677312E-2,4.6455342235086619E-3,3.2685067000000459E-4,3.2674000000000717E-5,2.3441105193632507E-3,9.1732096774193865E-5,3.6124231585323428E-2,null,3.2907198615560164E-2,6.4828354995239406E-3,2.1738414871169524E-4,2.3948233891653832E-5,4.1000770914836632E-3,5.2137792630247657E-5,7.0610335278154893E-5,4.3783581381801363E-2]
[2004,3,1,21,2.797187198940285E-2,4.5548194017567215E-3,3.2685067000000459E-4,3.2674000000000717E-5,2.3056065694989167E-3,9.1732096774193865E-5,3.5283554727432692E-2,null,3.2090972170098278E-2,6.3562431124072009E-3,2.1738414871169524E-4,2.3948233891653832E-5,4.0327299414809944E-3,5.2137792630247657E-5,6.9231504842208892E-5,4.2773415399220069E-2]
[2004,3,1,22,2.5043479074131968E-2,4.0323627131040769E-3,3.2685067000000459E-4,3.2674000000000717E-5,1.98159053486826E-3,9.1732096774193865E-5,3.1508689088878508E-2,null,2.8731348059753671E-2,5.6271556479297637E-3,2.1738414871169524E-4,2.3948233891653832E-5,3.465994410076357E-3,5.2137792630247657E-5,6.1290363914349126E-5,3.8117968292993389E-2]
[2004,3,1,23,2.1065313409314598E-2,3.6811565460159361E-3,3.2685067000000459E-4,3.2674000000000717E-5,1.7452503979567627E-3,9.1732096774193865E-5,2.6942977120061492E-2,null,2.4167363079196775E-2,5.1370480094736831E-3,2.1738414871169524E-4,2.3948233891653832E-5,3.0526125438441439E-3,5.2137792630247657E-5,5.5952165115951431E-5,3.2650493807748204E-2]
[2004,3,1,24,1.8159281211705555E-2,3.8034104852810681E-3,3.2685067000000459E-4,3.2674000000000717E-5,2.3016938045694207E-3,9.1732096774193865E-5,2.4715642268330243E-2,null,2.0833392495668724E-2,5.3076531840979364E-3,2.1738414871169524E-4,2.3948233891653832E-5,4.0258861353894004E-3,5.2137792630247657E-5,5.781037802005664E-5,3.0460401990389661E-2]
[2004,3,2,1,1.7195856738038647E-2,4.0913164692031765E-3,3.2685067000000459E-4,3.2674000000000717E-5,3.0177433061738573E-3,9.1732096774193865E-5,2.4756173280189878E-2,null,1.9728095432098958E-2,5.7094255192688802E-3,2.1738414871169524E-4,2.3948233891653832E-5,5.2783262970820055E-3,5.2137792630247657E-5,6.2186438355690766E-5,3.1009317423683441E-2]
[2004,3,2,2,1.6794597276575708E-2,3.9971280328706931E-3,3.2685067000000459E-4,3.2674000000000717E-5,3.0046071058486795E-3,9.1732096774193865E-5,2.424758918206928E-2,null,1.9267747042985992E-2,5.5779857086199992E-3,2.1738414871169524E-4,2.3948233891653832E-5,5.2553498061795913E-3,5.2137792630247657E-5,6.0754810312761682E-5,3.0394552733019182E-2]
[2004,3,2,3,1.6222028723361155E-2,4.0414116797039094E-3,3.2685067000000459E-4,3.2674000000000717E-5,3.1615934416649649E-3,9.1732096774193865E-5,2.3876290611504227E-2,null,1.8610862816086812E-2,5.6397834661924169E-3,2.1738414871169524E-4,2.3948233891653832E-5,5.5299341629492351E-3,5.2137792630247657E-5,6.1427904729849232E-5,3.0074050620462062E-2]
[2004,3,2,4,1.6594713294770594E-2,4.085121167692672E-3,3.2685067000000459E-4,3.2674000000000717E-5,3.2708534711946876E-3,9.1732096774193865E-5,2.4401944700432152E-2,null,1.9038428415337955E-2,5.7007799860255108E-3,2.1738414871169524E-4,2.3948233891653832E-5,5.7210405721348102E-3,5.2137792630247657E-5,6.2092272153105866E-5,3.0753719148731873E-2]
[2004,3,2,5,1.7458439247678013E-2,4.1175795635767466E-3,3.2685067000000459E-4,3.2674000000000717E-5,3.2559696686597509E-3,9.1732096774193865E-5,2.5283245246688707E-2,null,2.0029345488311995E-2,5.746075625013604E-3,2.1738414871169524E-4,2.3948233891653832E-5,5.6950073551411693E-3,5.2137792630247657E-5,6.2585627299294972E-5,3.176389864370037E-2]
[2004,3,2,6,1.9094650187267036E-2,4.3193983236086836E-3,3.2685067000000459E-4,3.2674000000000717E-5,3.2417221503551808E-3,9.1732096774193865E-5,2.7107027428005099E-2,null,2.1906502646283198E-2,6.02771337840352E-3,2.1738414871169524E-4,2.3948233891653832E-5,5.6700870610984933E-3,5.2137792630247657E-5,6.5653194908454356E-5,3.389777326101881E-2]
[2004,3,2,7,2.238724773319356E-2,4.693885554212034E-3,3.2685067000000459E-4,3.2674000000000717E-5,3.1546201308383149E-3,9.1732096774193865E-5,3.0687010185018106E-2,null,2.5683963670475367E-2,6.5503097033618573E-3,2.1738414871169524E-4,2.3948233891653832E-5,5.5177371646695167E-3,5.2137792630247657E-5,7.134525692717279E-5,3.8045480713740337E-2]
[2004,3,2,8,2.4558795687956957E-2,5.327965871606292E-3,0,0,3.0835536499637922E-3,9.1732096774193865E-5,3.3062047306301239E-2,null,2.8175290851178432E-2,7.4351677613115914E-3,0,0,5.3934349836080447E-3,5.2137792630247657E-5,8.0983034123585678E-5,4.1056031388728313E-2]
[2004,3,2,9,2.305969203103056E-2,5.633194634114643E-3,0,0,3.1258322245695581E-3,9.1732096774193865E-5,{"$f":"SUM(E1475:J1475)","v":3.191045098648896E-2},null,{"$f":"E1475*W$5","v":2.64554312095805E-2},7.8611140059978261E-3,{"$f":"G1475*Y$5","v":0},{"$f":"H1475*Z$5","v":0},{"$f":"I1475*AA$5","v":5.4673843190893648E-3},{"$f":"J1475*AB$5","v":5.2137792630247657E-5},8.5622394037927898E-5,{"$f":"SUM(M1475:R1475)","v":3.9836067327297935E-2}]
[2004,3,2,10,2.1791927123687306E-2,6.1258246843866188E-3,0,0,3.4058984289606587E-3,9.1732096774193865E-5,3.1415382333808778E-2,null,2.5000976950130413E-2,{"$f":"(F1476*X$5)-S1476","v":8.5485784448290081E-3},0,0,5.9572473265019389E-3,5.2137792630247657E-5,{"$f":"(F1476*$AC$7)*$AC$5","v":9.311018152246963E-5},3.9558940514091603E-2]
[2004,3,2,11,2.0881328910754754E-2,6.1083246153546544E-3,0,0,3.2364582809478412E-3,9.1732096774193865E-5,3.0317843903831444E-2,null,2.3956285271274223E-2,8.5241571267832984E-3,0,0,5.660880041979165E-3,5.2137792630247657E-5,9.2844187197105575E-5,3.8193460232666933E-2]
[2004,3,2,12,2.0557906249034866E-2,6.1053716969663241E-3,0,0,3.2427484251034916E-3,9.1732096774193865E-5,2.9997758467878874E-2,null,2.3585235824159487E-2,8.5200363339456974E-3,0,0,5.6718821153633669E-3,5.2137792630247657E-5,9.2799303972180899E-5,3.7829292066098801E-2]
[2004,3,2,13,1.9869145387668923E-2,6.0906877846633907E-3,0,0,3.2163975777660665E-3,9.1732096774193865E-5,2.9267962846872574E-2,null,2.2795048966364587E-2,8.4995449580631058E-3,0,0,5.6257919226796581E-3,5.2137792630247657E-5,9.2576114147067086E-5,3.6972523639737603E-2]
[2004,3,2,14,1.9052351328673146E-2,6.0984532672331542E-3,0,0,3.2422814605135774E-3,9.1732096774193865E-5,2.8484818153194074E-2,null,2.1857974914764988E-2,8.5103816764365153E-3,0,0,5.6710653489174907E-3,5.2137792630247657E-5,9.2694146498453685E-5,3.6091559732749239E-2]
[2004,3,2,15,1.8739610388687461E-2,5.9411360572550276E-3,0,0,3.2208286653546206E-3,9.1732096774193865E-5,2.7993307208071302E-2,null,2.1499180165334805E-2,8.2908457642111213E-3,0,0,5.6335423254708725E-3,5.2137792630247657E-5,9.0302985351611533E-5,3.5475706047647042E-2]
[2004,3,2,16,2.040801667942993E-2,5.8216438184796465E-3,0,0,3.3427645053112571E-3,9.1732096774193865E-5,2.9664157099995026E-2,null,2.3413273718491254E-2,8.1240945381560997E-3,0,0,5.8468199588875888E-3,5.2137792630247657E-5,8.8486749233842834E-5,3.743632600816519E-2]
[2004,3,2,17,2.2468769175738659E-2,5.389863768040527E-3,0,0,3.0880309149633792E-3,9.1732096774193865E-5,3.1038395955516759E-2,null,2.5777489850810104E-2,7.521546175729265E-3,0,0,5.4012661551785281E-3,5.2137792630247657E-5,8.1923858366816165E-5,3.8752439974348143E-2]
[2004,3,2,18,2.5063635789936384E-2,5.3086495347718973E-3,3.2685067000000459E-4,3.2674000000000717E-5,3.0878005012932616E-3,9.1732096774193865E-5,3.3911342592775742E-2,null,2.8754473026368889E-2,7.4082118444835383E-3,2.1738414871169524E-4,2.3948233891653832E-5,5.4008631392786334E-3,5.2137792630247657E-5,8.0689433225475784E-5,4.1857018185364657E-2]
[2004,3,2,19,2.6503338137538433E-2,5.1059026564970345E-3,3.2685067000000459E-4,3.2674000000000717E-5,2.6162092149565339E-3,9.1732096774193865E-5,3.4676706775766203E-2,null,3.0406184001866916E-2,7.1252789035858976E-3,2.1738414871169524E-4,2.3948233891653832E-5,4.5760041517519875E-3,5.2137792630247657E-5,7.7607758575627922E-5,4.2400937232438395E-2]
[2004,3,2,20,2.6897607846257519E-2,5.5277069052243541E-3,3.2685067000000459E-4,3.2674000000000717E-5,3.2775091994195669E-3,9.1732096774193865E-5,3.6154080717675646E-2,null,3.0858513336664756E-2,7.7139060508495342E-3,2.1738414871169524E-4,2.3948233891653832E-5,5.7326820875823765E-3,5.2137792630247657E-5,8.4019021089563577E-5,4.4598571650330258E-2]
[2004,3,2,21,2.6911510285858746E-2,5.193212421439445E-3,3.2685067000000459E-4,3.2674000000000717E-5,2.9116945249318886E-3,9.1732096774193865E-5,3.5467673999004287E-2,null,3.0874463030789927E-2,7.2471195394291209E-3,2.1738414871169524E-4,2.3948233891653832E-5,5.0928366732104872E-3,5.2137792630247657E-5,7.8934833456368821E-5,4.3507889418663126E-2]
[2004,3,2,22,2.485220493272566E-2,4.5656213982590513E-3,3.2685067000000459E-4,3.2674000000000717E-5,2.481663753276935E-3,9.1732096774193865E-5,3.2350746851035846E-2,null,2.851190714600093E-2,6.3713172810650632E-3,2.1738414871169524E-4,2.3948233891653832E-5,4.340671064579347E-3,5.2137792630247657E-5,6.939569103867326E-5,3.9517365666878933E-2]
[2004,3,2,23,2.1668618922056963E-2,4.3098517667944439E-3,3.2685067000000459E-4,3.2674000000000717E-5,2.4569766503446614E-3,9.1732096774193865E-5,2.8886704105970263E-2,null,2.485951054886977E-2,6.014391173801004E-3,2.1738414871169524E-4,2.3948233891653832E-5,4.297490922537576E-3,5.2137792630247657E-5,6.5508090912880668E-5,3.546486282044195E-2]
[2004,3,2,24,1.9017777320219614E-2,4.0959493308351204E-3,3.2685067000000459E-4,3.2674000000000717E-5,2.778815765245417E-3,9.1732096774193865E-5,2.6343799183074348E-2,null,2.1818309584410573E-2,5.71589067018736E-3,2.1738414871169524E-4,2.3948233891653832E-5,4.8604188097885626E-3,5.2137792630247657E-5,6.225685607244623E-5,3.2688089239620098E-2]
[2004,3,3,1,1.6596687478075495E-2,4.0401439641766304E-3,3.2685067000000459E-4,3.2674000000000717E-5,2.960201241110222E-3,9.1732096774193865E-5,2.4048289450136543E-2,null,1.904069331421638E-2,5.6380143712233275E-3,2.1738414871169524E-4,2.3948233891653832E-5,5.1776796335329849E-3,5.2137792630247657E-5,6.1408635940919532E-5,3.0149857494206289E-2]
[2004,3,3,2,1.6202177613964051E-2,3.9503243048634009E-3,3.2685067000000459E-4,3.2674000000000717E-5,2.9504903102579153E-3,9.1732096774193865E-5,2.3554248995859565E-2,null,1.8588088459066683E-2,5.5126711818428041E-3,2.1738414871169524E-4,2.3948233891653832E-5,5.1606942717952881E-3,5.2137792630247657E-5,6.0043411630100286E-5,2.9554924087938375E-2]
[2004,3,3,3,1.5645879928215627E-2,3.9925601853104892E-3,3.2685067000000459E-4,3.2674000000000717E-5,3.1038707212190943E-3,9.1732096774193865E-5,2.3193567601519405E-2,null,1.7949871125653816E-2,5.5716112847335386E-3,2.1738414871169524E-4,2.3948233891653832E-5,5.4289715155811762E-3,5.2137792630247657E-5,6.0685380784916788E-5,2.9243924101202131E-2]
[2004,3,3,4,1.600445704213891E-2,4.036587066938757E-3,3.2685067000000459E-4,3.2674000000000717E-5,3.2118887339423834E-3,9.1732096774193865E-5,2.3704189609794247E-2,null,1.8361251822237357E-2,5.6330507268775041E-3,2.1738414871169524E-4,2.3948233891653832E-5,5.6179055166771024E-3,5.2137792630247657E-5,6.1354572469544095E-5,2.9905678241025562E-2]
[2004,3,3,5,1.6842569884494413E-2,4.0681437593665217E-3,3.2685067000000459E-4,3.2674000000000717E-5,3.1983217087974219E-3,9.1732096774193865E-5,2.4560292119432552E-2,null,1.9322784032509945E-2,5.6770880401498976E-3,2.1738414871169524E-4,2.3948233891653832E-5,5.5941754712987169E-3,5.2137792630247657E-5,6.1834222069652141E-5,3.088751771919216E-2]
[2004,3,3,6,1.8431364238046428E-2,4.2707986279735995E-3,3.2685067000000459E-4,3.2674000000000717E-5,3.1785023627638751E-3,9.1732096774193865E-5,2.6331921995558099E-2,null,2.1145542101872021E-2,5.959892581704874E-3,2.1738414871169524E-4,2.3948233891653832E-5,5.5595095091057712E-3,5.2137792630247657E-5,6.4914498207901849E-5,3.2958414367916265E-2]
[2004,3,3,7,2.1633815660902823E-2,4.6409476543409715E-3,3.2685067000000459E-4,3.2674000000000717E-5,3.0835179964568103E-3,9.1732096774193865E-5,2.9809538078474803E-2,null,2.4819582206370944E-2,6.4764349496644943E-3,2.1738414871169524E-4,2.3948233891653832E-5,5.3933726221596402E-3,5.2137792630247657E-5,7.0540621189069474E-5,3.6982859953428676E-2]
[2004,3,3,8,2.3746305919348152E-2,5.2696380961656042E-3,0,0,3.0089893437745241E-3,9.1732096774193865E-5,3.2116665456062475E-2,null,2.7243154933968717E-2,7.3537714449694071E-3,0,0,5.2630147661636741E-3,5.2137792630247657E-5,8.009647434773599E-5,3.9912078937732048E-2]
[2004,3,3,9,2.2273215517755757E-2,5.5797432659224514E-3,0,0,3.0533039562606243E-3,9.1732096774193865E-5,3.0997994836713026E-2,null,2.5553139224635792E-2,7.7865227080883359E-3,0,0,5.3405253297533085E-3,5.2137792630247657E-5,8.4809953778629542E-5,3.873232505510768E-2]
[2004,3,3,10,2.1043196050096157E-2,6.0561565709704888E-3,0,0,3.3260015120035028E-3,9.1732096774193865E-5,3.0517086229844344E-2,null,2.4141988747460093E-2,8.4513567051734493E-3,0,0,5.8174998546185776E-3,5.2137792630247657E-5,9.2051252966607219E-5,3.8462983099882372E-2]
[2004,3,3,11,2.0176178383947647E-2,6.0233487731620071E-3,0,0,3.1596703677459559E-3,9.1732096774193865E-5,2.9450929621629804E-2,null,2.3147295227988238E-2,8.4055734763646434E-3,0,0,5.5265705197867533E-3,5.2137792630247657E-5,9.1552587045415243E-5,3.7131577016769876E-2]
[2004,3,3,12,1.986857188772273E-2,6.0131246473339407E-3,0,0,3.1665664466611677E-3,9.1732096774193865E-5,2.9139995078492034E-2,null,2.2794391013589037E-2,8.3913057252986041E-3,0,0,5.5386324319482167E-3,5.2137792630247657E-5,9.1397184261168707E-5,3.6776466963466106E-2]
[2004,3,3,13,1.9190865992209111E-2,6.0133047588739018E-3,0,0,3.1351653642074885E-3,9.1732096774193865E-5,2.8431068212064696E-2,null,2.2016887061022745E-2,8.3915570706614758E-3,0,0,5.4837088872805827E-3,5.2137792630247657E-5,9.1399921887373186E-5,3.5944290811595045E-2]
[2004,3,3,14,1.8400184811665055E-2,6.0166866348986938E-3,0,0,3.1617138784296788E-3,9.1732096774193865E-5,2.7670317421767621E-2,null,2.1109771235171951E-2,8.3962764731873602E-3,0,0,5.5301448185543769E-3,5.2137792630247657E-5,9.1451325103556871E-5,3.5088330319543934E-2]
[2004,3,3,15,1.8098590854252077E-2,5.8658303431084512E-3,0,0,3.1367074165625929E-3,9.1732096774193865E-5,2.7192860710697313E-2,null,2.0763764957949019E-2,8.1857567618492562E-3,0,0,5.4864060867013459E-3,5.2137792630247657E-5,8.9158367430739875E-5,3.4488065599129869E-2]
[2004,3,3,16,1.9727982262349113E-2,5.7451910981787205E-3,0,0,3.2510290685341058E-3,9.1732096774193865E-5,2.8815934525836129E-2,null,2.2633098349409159E-2,8.017404890559944E-3,0,0,5.6863657654097934E-3,5.2137792630247657E-5,8.7324697260130729E-5,3.6389006798009146E-2]
[2004,3,3,17,2.174525980867395E-2,5.3147467351236143E-3,0,0,2.9991377129575583E-3,9.1732096774193865E-5,3.0150876353529314E-2,null,2.4947437469186335E-2,7.4167204777183969E-3,0,0,5.2457833065150186E-3,5.2137792630247657E-5,8.0782108328139793E-5,3.7662079046049998E-2]
[2004,3,3,18,2.4270506595955955E-2,5.2286241795745977E-3,3.2685067000000459E-4,3.2674000000000717E-5,2.9912878204412401E-3,9.1732096774193865E-5,3.2941675362745997E-2,null,2.7844548695921467E-2,7.2965365906645626E-3,2.1738414871169524E-4,2.3948233891653832E-5,5.2320530816766832E-3,5.2137792630247657E-5,7.9473078574025815E-5,4.066660854349631E-2]
[2004,3,3,19,2.56857440883634E-2,5.0289118479219406E-3,3.2685067000000459E-4,3.2674000000000717E-5,2.519239376266259E-3,9.1732096774193865E-5,3.3685152079325799E-2,null,2.9468192154612147E-2,7.0178383546729475E-3,2.1738414871169524E-4,2.3948233891653832E-5,4.406394480665805E-3,5.2137792630247657E-5,7.643752786689413E-5,4.1185895165184498E-2]
[2004,3,3,20,2.6053648843026727E-2,5.4401825787717276E-3,3.2685067000000459E-4,3.2674000000000717E-5,3.1751955892518626E-3,9.1732096774193865E-5,3.5120283777824522E-2,null,2.9890274067743326E-2,7.5917659947656374E-3,2.1738414871169524E-4,2.3948233891653832E-5,5.5537256408916521E-3,5.2137792630247657E-5,8.268868495630678E-5,4.3329235878634215E-2]
[2004,3,3,21,2.6073164103163113E-2,5.1152747046084544E-3,3.2685067000000459E-4,3.2674000000000717E-5,2.8138087145471447E-3,9.1732096774193865E-5,3.4453504289092919E-2,null,2.991266311879312E-2,7.1383575815757187E-3,2.1738414871169524E-4,2.3948233891653832E-5,4.921624878619496E-3,5.2137792630247657E-5,7.7750210105968938E-5,4.2266115754221928E-2]
[2004,3,3,22,2.4067791944122886E-2,4.501572614815149E-3,3.2685067000000459E-4,3.2674000000000717E-5,2.4050831276232949E-3,9.1732096774193865E-5,3.1425704453335528E-2,null,2.7611982557591119E-2,6.2819373073022509E-3,2.1738414871169524E-4,2.3948233891653832E-5,4.2067241084523524E-3,5.2137792630247657E-5,6.8422174139315208E-5,3.8394114148579322E-2]
[2004,3,3,23,2.0971184785033174E-2,4.2491553124333736E-3,3.2685067000000459E-4,3.2674000000000717E-5,2.3891136505552234E-3,9.1732096774193865E-5,2.8060710514795969E-2,null,2.4059373200529761E-2,5.9296893698543322E-3,2.1738414871169524E-4,2.3948233891653832E-5,4.1787919411979011E-3,5.2137792630247657E-5,6.4585528127541109E-5,3.4461324686815592E-2]
[2004,3,3,24,1.8378443746975906E-2,4.0430178759281749E-3,3.2685067000000459E-4,3.2674000000000717E-5,2.7178017727585431E-3,9.1732096774193865E-5,2.5590520162436819E-2,null,2.108482861058994E-2,5.6420249104270053E-3,2.1738414871169524E-4,2.3948233891653832E-5,4.7536994077855624E-3,5.2137792630247657E-5,6.1452318295321192E-5,3.1774023104036112E-2]
[2004,3,4,1,1.7809674056100164E-2,4.1466737575411713E-3,3.2685067000000459E-4,3.2674000000000717E-5,3.0763008698569878E-3,9.1732096774193865E-5,2.5483905450272522E-2,null,2.0432302661379114E-2,5.7866765256609689E-3,2.1738414871169524E-4,2.3948233891653832E-5,5.3807491663994114E-3,5.2137792630247657E-5,6.3027847868907765E-5,3.1893198528673089E-2]
[2004,3,4,2,1.7396396290949009E-2,4.0544863237872734E-3,3.2685067000000459E-4,3.2674000000000717E-5,3.0582311339596509E-3,9.1732096774193865E-5,2.4960370515470131E-2,null,1.9958166169369903E-2,5.658029110875938E-3,2.1738414871169524E-4,2.3948233891653832E-5,5.3491434423561801E-3,5.2137792630247657E-5,6.1626634296342795E-5,3.1258808897835624E-2]
[2004,3,4,3,1.6803744321962293E-2,4.1051659317237936E-3,3.2685067000000459E-4,3.2674000000000717E-5,3.2179909888037841E-3,9.1732096774193865E-5,2.4578158009264068E-2,null,1.9278241069951747E-2,5.7287524218291143E-3,2.1738414871169524E-4,2.3948233891653832E-5,5.628578953427184E-3,5.2137792630247657E-5,6.2396944864727831E-5,3.0929042620441643E-2]
[2004,3,4,4,1.7189878282142773E-2,4.1498914848318285E-3,3.2685067000000459E-4,3.2674000000000717E-5,3.3282352974876479E-3,9.1732096774193865E-5,2.5119261831236448E-2,null,1.9721236596843054E-2,5.7911668588937109E-3,2.1738414871169524E-4,2.3948233891653832E-5,5.8214069625024322E-3,5.2137792630247657E-5,6.3076756087402245E-5,3.1627280593472792E-2]
[2004,3,4,5,1.808275013060804E-2,4.1796841971781856E-3,3.2685067000000459E-4,3.2674000000000717E-5,3.312780569167794E-3,9.1732096774193865E-5,2.6026471663728217E-2,null,2.0745591550684481E-2,5.8327425408139259E-3,2.1738414871169524E-4,2.3948233891653832E-5,5.7943751408302407E-3,5.2137792630247657E-5,6.3529593868033859E-5,3.2666179407562251E-2]
[2004,3,4,6,1.9773461743372432E-2,4.373285357231498E-3,3.2685067000000459E-4,3.2674000000000717E-5,3.3058605391684511E-3,9.1732096774193865E-5,2.7903864406546578E-2,null,2.2685275077530279E-2,6.1029126467172026E-3,2.1738414871169524E-4,2.3948233891653832E-5,5.7822713358951418E-3,5.2137792630247657E-5,6.6472257114905684E-5,3.486392923537622E-2]
[2004,3,4,7,2.3155483013528773E-2,4.7563849535806075E-3,3.2685067000000459E-4,3.2674000000000717E-5,3.2259584267825274E-3,9.1732096774193865E-5,3.1589083160666109E-2,null,2.6565328243095494E-2,6.6375275141520862E-3,2.1738414871169524E-4,2.3948233891653832E-5,5.6425147767019904E-3,5.2137792630247657E-5,7.2295223783894205E-5,3.9138840709183165E-2]
[2004,3,4,8,2.5392727112835165E-2,5.3896456984433207E-3,0,0,3.1598365401262389E-3,9.1732096774193865E-5,3.4033941448178923E-2,null,2.9132025894069935E-2,7.5212418599588668E-3,0,0,5.5268611714279657E-3,5.2137792630247657E-5,8.1920543792725884E-5,4.2232266718087011E-2]
[2004,3,4,9,2.386348011097723E-2,5.6941989963215393E-3,0,0,3.1990763506151679E-3,9.1732096774193865E-5,3.2848487554688138E-2,null,2.737758403918009E-2,7.9462454948456239E-3,0,0,5.5954954131716183E-3,5.2137792630247657E-5,8.654963690421886E-5,4.0971462739827581E-2]
[2004,3,4,10,2.2571974605757859E-2,6.1842573999981235E-3,0,0,3.4909055609894301E-3,9.1732096774193865E-5,3.2338869663519607E-2,null,2.5895893173398018E-2,8.6301212050099319E-3,0,0,6.1059330611398129E-3,5.2137792630247657E-5,9.3998336348595355E-5,4.0684085232178008E-2]
[2004,3,4,11,2.1623962945998457E-2,6.1730488514545106E-3,0,0,3.3203237528937968E-3,9.1732096774193865E-5,3.1209067647120958E-2,null,2.4808278593945014E-2,8.6144796936356415E-3,0,0,5.8075689021893414E-3,5.2137792630247657E-5,9.3827970717309955E-5,3.9282464982400248E-2]
[2004,3,4,12,2.1304085404562315E-2,6.1522569482188403E-3,0,0,3.331497082686426E-3,9.1732096774193865E-5,3.0879571532241773E-2,null,2.4441296316750422E-2,8.5854646262798224E-3,0,0,5.8271121417848848E-3,5.2137792630247657E-5,9.3511941776846619E-5,3.8906010877445378E-2]
[2004,3,4,13,2.0589764849777505E-2,6.1404355111758565E-3,0,0,3.3063918828953555E-3,9.1732096774193865E-5,3.012832434062291E-2,null,2.3621785879522163E-2,8.5689678299953765E-3,0,0,5.7832007077077714E-3,5.2137792630247657E-5,9.3332260475856386E-5,3.8026092209855554E-2]
[2004,3,4,14,1.9756435860375374E-2,6.1395297992541398E-3,0,0,3.3344587112498695E-3,9.1732096774193865E-5,2.9322156467653578E-2,null,2.266574198594324E-2,8.5677039104726793E-3,0,0,5.8322923179438815E-3,5.2137792630247657E-5,9.3318494002641274E-5,3.7117876006990048E-2]
[2004,3,4,15,1.941128730333282E-2,6.0023432800616347E-3,0,0,3.3108352804606372E-3,9.1732096774193865E-5,2.8816197960629283E-2,null,2.2269767317433443E-2,8.3762603446978952E-3,0,0,5.7909726418445264E-3,5.2137792630247657E-5,9.1233311621074484E-5,3.6489138096606109E-2]
[2004,3,4,16,2.1113177639553414E-2,5.8924971794679752E-3,0,0,3.4387570525778667E-3,9.1732096774193865E-5,3.0536163968373449E-2,null,2.4222275731489728E-2,8.2229702888827402E-3,0,0,6.014720252303745E-3,5.2137792630247657E-5,8.956369309740378E-5,3.851210406530646E-2]
[2004,3,4,17,2.3218433925307102E-2,5.4595852604026347E-3,0,0,3.1810487682882222E-3,9.1732096774193865E-5,3.1950800050772159E-2,null,2.6637549221324126E-2,7.6188424056176495E-3,0,0,5.5639634198193493E-3,5.2137792630247657E-5,8.2983598262148034E-5,3.9872492839391371E-2]
[2004,3,4,18,2.5886570829352938E-2,5.3812503297509494E-3,3.2685067000000459E-4,3.2674000000000717E-5,3.1891233297874585E-3,9.1732096774193865E-5,3.4908201255665544E-2,null,2.9698592370891855E-2,7.5095261365195533E-3,2.1738414871169524E-4,2.3948233891653832E-5,5.5780866125414181E-3,5.2137792630247657E-5,8.1792937414292124E-5,4.3079675295186422E-2]
[2004,3,4,19,2.7342916585911183E-2,5.1862518271211071E-3,3.2685067000000459E-4,3.2674000000000717E-5,2.7156365685540472E-3,9.1732096774193865E-5,3.5696061748360534E-2,null,3.1369397641324133E-2,7.2374060413094967E-3,2.1738414871169524E-4,2.3948233891653832E-5,4.7499122552243219E-3,5.2137792630247657E-5,7.8829035097147628E-5,4.3650186113091551E-2]
[2004,3,4,20,2.7774008428390114E-2,5.606467983529E-3,3.2685067000000459E-4,3.2674000000000717E-5,3.3851320358972547E-3,9.1732096774193865E-5,3.7216865214590576E-2,null,3.1863971487686257E-2,7.8238170083084809E-3,2.1738414871169524E-4,2.3948233891653832E-5,5.9209248870227896E-3,5.2137792630247657E-5,8.521615921800894E-5,4.5902183558251125E-2]
[2004,3,4,21,2.7773780572008279E-2,5.2728034468630834E-3,3.2685067000000459E-4,3.2674000000000717E-5,3.0124412321686687E-3,9.1732096774193865E-5,3.6510282017814234E-2,null,3.1863710077480636E-2,7.3581886867510353E-3,2.1738414871169524E-4,2.3948233891653832E-5,5.2690524544084395E-3,5.2137792630247657E-5,8.0144586462138438E-5,4.4784421393873702E-2]
[2004,3,4,22,2.5652661313989328E-2,4.6390741584646277E-3,3.2685067000000459E-4,3.2674000000000717E-5,2.5587374311573886E-3,9.1732096774193865E-5,3.3301729670385541E-2,null,2.9430237655458488E-2,6.4738204891975131E-3,2.1738414871169524E-4,2.3948233891653832E-5,4.4754804169642674E-3,5.2137792630247657E-5,7.0512144771588467E-5,4.0673008736853859E-2]
[2004,3,4,23,2.2387883780549976E-2,4.3693404652982671E-3,3.2685067000000459E-4,3.2674000000000717E-5,2.5273755947589978E-3,9.1732096774193865E-5,2.9735856607381438E-2,null,2.5684693381308497E-2,6.0974075564011916E-3,2.1738414871169524E-4,2.3948233891653832E-5,4.4206255174611374E-3,5.2137792630247657E-5,6.6412296273237159E-5,3.6496196630404418E-2]
[2004,3,4,24,1.9670608478921284E-2,4.1560268947786238E-3,3.2685067000000459E-4,3.2674000000000717E-5,2.8403092525292289E-3,9.1732096774193865E-5,2.7118201393003333E-2,null,2.2567275779937467E-2,5.7997288135567373E-3,2.1738414871169524E-4,2.3948233891653832E-5,4.9679768947871687E-3,5.2137792630247657E-5,6.3170011961230461E-5,3.3628451663514969E-2]
[2004,3,5,1,2.0661369117757841E-2,4.3410602322805731E-3,3.2685067000000459E-4,3.2674000000000717E-5,3.4232025498471016E-3,9.1732096774193865E-5,{"$f":"SUM(E1539:J1539)","v":2.8876888666659713E-2},null,{"$f":"E1539*W$5","v":2.370393449552783E-2},6.0579425369392433E-3,{"$f":"G1539*Y$5","v":2.1738414871169524E-4},{"$f":"H1539*Z$5","v":2.3948233891653832E-5},{"$f":"I1539*AA$5","v":5.9875139154911133E-3},{"$f":"J1539*AB$5","v":5.2137792630247657E-5},6.5982447597272498E-5,{"$f":"SUM(M1539:R1539)","v":3.6042861123191786E-2}]
[2004,3,5,2,2.0059682741443895E-2,4.3424551738454123E-3,3.2685067000000459E-4,3.2674000000000717E-5,3.5323284479741521E-3,9.1732096774193865E-5,2.8385723130037656E-2,null,2.3013644594132129E-2,{"$f":"(F1540*X$5)-S1540","v":6.0598891756380906E-3},2.1738414871169524E-4,2.3948233891653832E-5,6.1783857158189568E-3,5.2137792630247657E-5,{"$f":"(F1540*$AC$7)*$AC$5","v":6.6003650173089993E-5},3.5545389660822775E-2]
[2004,3,5,3,1.9836189100149147E-2,4.2966891646616639E-3,3.2685067000000459E-4,3.2674000000000717E-5,3.53441948805554E-3,9.1732096774193865E-5,2.8118554519640546E-2,null,2.2757239580348965E-2,5.9960227838017051E-3,2.1738414871169524E-4,2.3948233891653832E-5,6.1820431481218506E-3,5.2137792630247657E-5,6.5308024417831451E-5,3.5228775687506118E-2]
[2004,3,5,4,1.9918002521490848E-2,4.4003491532556083E-3,3.2685067000000459E-4,3.2674000000000717E-5,3.7806512440612611E-3,9.1732096774193865E-5,2.8550259685581912E-2,null,2.2851100735884488E-2,6.1406801303209423E-3,2.1738414871169524E-4,2.3948233891653832E-5,6.6127264173855751E-3,5.2137792630247657E-5,6.6883616415950431E-5,3.5897977458824601E-2]
[2004,3,5,5,2.0918842111455269E-2,4.3522552080362637E-3,3.2685067000000459E-4,3.2674000000000717E-5,3.6245200082955808E-3,9.1732096774193865E-5,2.9346874094561312E-2,null,2.3999322615365727E-2,6.0735651075099293E-3,2.1738414871169524E-4,2.3948233891653832E-5,6.3396377137003119E-3,5.2137792630247657E-5,6.6152606927396442E-5,3.6705995611809566E-2]
[2004,3,5,6,2.2743479586010074E-2,4.4912097513558156E-3,3.2685067000000459E-4,3.2674000000000717E-5,3.5783433621650648E-3,9.1732096774193865E-5,3.1264289466305155E-2,null,2.6092653745961494E-2,6.2674759480960433E-3,2.1738414871169524E-4,2.3948233891653832E-5,6.2588702723201566E-3,5.2137792630247657E-5,6.8264662596379547E-5,3.891247014161129E-2]
[2004,3,5,7,2.6426553872816602E-2,4.7381127789125344E-3,3.2685067000000459E-4,3.2674000000000717E-5,3.3984824375432603E-3,9.1732096774193865E-5,3.50144058560466E-2,null,3.031809258977897E-2,6.6120287239392738E-3,2.1738414871169524E-4,2.3948233891653832E-5,5.9442760368507265E-3,5.2137792630247657E-5,7.2017493749521708E-5,4.3167867525802567E-2]
[2004,3,5,8,2.9040534824343635E-2,5.0108994569801136E-3,0,0,3.2138424977689053E-3,9.1732096774193865E-5,3.7357008875866848E-2,null,3.3317004854228088E-2,6.9927020922301783E-3,0,0,5.6213228394701711E-3,5.2137792630247657E-5,7.616374644534581E-5,4.5983167578558685E-2]
[2004,3,5,9,2.8844240869567647E-2,5.4842642685204775E-3,0,0,3.4825112342492092E-3,9.1732096774193865E-5,3.7902748469111534E-2,null,3.3091804916152399E-2,7.6532819215531398E-3,0,0,6.0912505679375046E-3,5.2137792630247657E-5,8.3358709703306916E-5,4.6888475198273286E-2]
[2004,3,5,10,2.7233535950903626E-2,5.8301626016931778E-3,0,0,3.6762043562952643E-3,9.1732096774193865E-5,3.6831635005666268E-2,null,3.1243909761381566E-2,8.1359824863601968E-3,0,0,6.4300386608703852E-3,5.2137792630247657E-5,8.8616231465579593E-5,4.5862068701242396E-2]
[2004,3,5,11,2.6567294937280335E-2,5.8592729961039532E-3,0,0,3.5989871415825518E-3,9.1732096774193865E-5,3.6117287171741036E-2,null,3.0479558993765331E-2,8.1766059947042547E-3,0,0,6.2949782486173972E-3,5.2137792630247657E-5,8.9058698275752324E-5,4.5003281029717228E-2]
[2004,3,5,12,2.5736355931612935E-2,5.8185550061456946E-3,0,0,3.5974645826453021E-3,9.1732096774193865E-5,3.5244107617178125E-2,null,2.9526257029705721E-2,8.1197841055370527E-3,0,0,6.292315145078769E-3,5.2137792630247657E-5,8.8439800473158228E-5,4.3990494072951788E-2]
[2004,3,5,13,2.4743651728986182E-2,5.8104395026012355E-3,0,0,3.5369434534873409E-3,9.1732096774193865E-5,3.4182766781848957E-2,null,2.8387368543740119E-2,8.108458933459255E-3,0,0,6.1864578089329096E-3,5.2137792630247657E-5,8.8316447937442224E-5,4.2734423078762532E-2]
[2004,3,5,14,2.3765760193065137E-2,5.8039372559551151E-3,0,0,3.5952111799945215E-3,9.1732096774193865E-5,3.3256640725788968E-2,null,2.7265474017821159E-2,8.0993850587753029E-3,0,0,6.2883737248641356E-3,5.2137792630247657E-5,8.8217616286731214E-5,4.1705370594090845E-2]
[2004,3,5,15,2.2711222255572622E-2,5.7061067945118112E-3,0,0,3.6732073565525899E-3,9.1732096774193865E-5,3.2182268503411222E-2,null,2.6055646244506386E-2,7.9628628079715085E-3,0,0,6.4247966170816566E-3,5.2137792630247657E-5,8.6730630861465963E-5,4.0495443462189792E-2]
[2004,3,5,16,2.3859584781328873E-2,5.3878423809765605E-3,0,0,3.4328315019888679E-3,9.1732096774193865E-5,3.2771990761068501E-2,null,2.7373115088536168E-2,7.5187253333490181E-3,0,0,6.0043558884976473E-3,5.2137792630247657E-5,8.1893134060106437E-5,4.094833410301308E-2]
[2004,3,5,17,2.5905218066495508E-2,5.1943999992021088E-3,0,0,3.3954275641690213E-3,9.1732096774193865E-5,3.4586777726640837E-2,null,2.971998557505131E-2,7.2487768022772309E-3,0,0,5.9389327664564175E-3,5.2137792630247657E-5,7.8952884182067107E-5,4.2959832936415206E-2]
[2004,3,5,18,2.7285741749993618E-2,4.8752151398038278E-3,3.2685067000000459E-4,3.2674000000000717E-5,3.1140978493528516E-3,9.1732096774193865E-5,3.5726311505924507E-2,null,3.1303803316105015E-2,6.8033548469407573E-3,2.1738414871169524E-4,2.3948233891653832E-5,5.4468597565265203E-3,5.2137792630247657E-5,7.4101396957245612E-5,4.3847488094805889E-2]
[2004,3,5,19,2.9788061804674363E-2,5.0513308598103155E-3,3.2685067000000459E-4,3.2674000000000717E-5,3.3720592805248526E-3,9.1732096774193865E-5,3.8662708711783733E-2,null,3.4174611650486818E-2,7.0491240495234387E-3,2.1738414871169524E-4,2.3948233891653832E-5,5.8980593675081574E-3,5.2137792630247657E-5,7.6778288233706694E-5,4.7415265242752011E-2]
[2004,3,5,20,3.0827460058736721E-2,5.2406297044785763E-3,3.2685067000000459E-4,3.2674000000000717E-5,3.5859058115784207E-3,9.1732096774193865E-5,4.0105252341567921E-2,null,3.5367070290988269E-2,7.3132902812614534E-3,2.1738414871169524E-4,2.3948233891653832E-5,6.2720977312386156E-3,5.2137792630247657E-5,7.9655557939772449E-5,4.9245928478721931E-2]
[2004,3,5,21,3.0845338628305376E-2,4.8886716472276055E-3,3.2685067000000459E-4,3.2674000000000717E-5,3.1836424844478625E-3,9.1732096774193865E-5,3.936890952675505E-2,null,3.538758163462255E-2,6.8221333812985537E-3,2.1738414871169524E-4,2.3948233891653832E-5,5.5685000814315504E-3,5.2137792630247657E-5,7.4305930699792937E-5,4.8071685272586255E-2]
[2004,3,5,22,2.9129971346382382E-2,4.2986246666775032E-3,3.2685067000000459E-4,3.2674000000000717E-5,2.6259642249947942E-3,9.1732096774193865E-5,3.6505817004828883E-2,null,3.3419611677998166E-2,5.9987237737361204E-3,2.1738414871169524E-4,2.3948233891653832E-5,4.5930666122693913E-3,5.2137792630247657E-5,6.5337443304808621E-5,4.4304872239237278E-2]
[2004,3,5,23,2.6190833887769303E-2,4.1884724279339638E-3,3.2685067000000459E-4,3.2674000000000717E-5,2.8805890136263499E-3,9.1732096774193865E-5,3.3711152096103821E-2,null,3.0047660797335667E-2,5.8450065026276737E-3,2.1738414871169524E-4,2.3948233891653832E-5,5.0384301112036036E-3,5.2137792630247657E-5,6.366317159888494E-5,4.1224567586400543E-2]
[2004,3,5,24,2.3243187404472412E-2,3.8848052828161228E-3,3.2685067000000459E-4,3.2674000000000717E-5,2.8843539181267358E-3,9.1732096774193865E-5,3.0463603372189469E-2,null,2.666594786447922E-2,5.4212394924855823E-3,2.1738414871169524E-4,2.3948233891653832E-5,5.0450152950360832E-3,5.2137792630247657E-5,5.9047547668869808E-5,3.7425672827234482E-2]
[2004,3,6,1,1.984823203458437E-2,4.0691787019332248E-3,3.2685067000000459E-4,3.2674000000000717E-5,3.0828419036151977E-3,9.1732096774193865E-5,2.745150940690699E-2,null,2.2771055941082832E-2,5.6785323008287742E-3,2.1738414871169524E-4,2.3948233891653832E-5,5.3921900700791333E-3,5.2137792630247657E-5,6.18499527990177E-5,3.4135248487224337E-2]
[2004,3,6,2,1.8958228690311198E-2,4.0996752813223991E-3,3.2685067000000459E-4,3.2674000000000717E-5,3.2611048339318857E-3,9.1732096774193865E-5,2.6770265572339681E-2,null,2.1749991903495889E-2,5.721090228069459E-3,2.1738414871169524E-4,2.3948233891653832E-5,5.7039892582209702E-3,5.2137792630247657E-5,6.2313489088258538E-5,3.3468541565019917E-2]
[2004,3,6,3,1.8459725609849788E-2,4.1278057734205707E-3,3.2685067000000459E-4,3.2674000000000717E-5,3.3799916779276079E-3,9.1732096774193865E-5,2.6418779827972166E-2,null,2.117807993107388E-2,5.7603462843202648E-3,2.1738414871169524E-4,2.3948233891653832E-5,5.911933901410431E-3,5.2137792630247657E-5,6.2741061759780302E-5,3.3143830292038177E-2]
[2004,3,6,4,1.8340506729508682E-2,4.1989629744147595E-3,3.2685067000000459E-4,3.2674000000000717E-5,3.5397844936670775E-3,9.1732096774193865E-5,2.6530510964364713E-2,null,2.1041305039045697E-2,5.8596460432839351E-3,2.1738414871169524E-4,2.3948233891653832E-5,6.1914270642904118E-3,5.2137792630247657E-5,6.382262387468813E-5,3.3385848321853644E-2]
[2004,3,6,5,1.8731117409003628E-2,4.2688493995194183E-3,3.2685067000000459E-4,3.2674000000000717E-5,3.5983682569285603E-3,9.1732096774193865E-5,2.7049591832225803E-2,null,2.1489436520905916E-2,5.9571724365479403E-3,2.1738414871169524E-4,2.3948233891653832E-5,6.2938957592163468E-3,5.2137792630247657E-5,6.4884870684335893E-5,3.4033974891903802E-2]
[2004,3,6,6,1.980660865170469E-2,4.3494693727660272E-3,3.2685067000000459E-4,3.2674000000000717E-5,3.6449088723715176E-3,9.1732096774193865E-5,2.8252243663616432E-2,null,2.2723303154922391E-2,6.0696774788935428E-3,2.1738414871169524E-4,2.3948233891653832E-5,6.3752998182933281E-3,5.2137792630247657E-5,6.6110263301669681E-5,3.5461750627342858E-2]
[2004,3,6,7,2.1750045970026562E-2,4.5069179158664053E-3,3.2685067000000459E-4,3.2674000000000717E-5,3.6692283528716738E-3,9.1732096774193865E-5,3.0377449005538838E-2,null,2.4952928434211003E-2,6.2893966662787414E-3,2.1738414871169524E-4,2.3948233891653832E-5,6.4178369529769609E-3,5.2137792630247657E-5,6.85034206615089E-5,3.7953632228700296E-2]
[2004,3,6,8,2.4460657464302555E-2,4.7322252208079427E-3,0,0,3.6781465536030334E-3,9.1732096774193865E-5,3.2962761335487728E-2,null,2.8062700924937192E-2,6.6038126461213965E-3,0,0,6.4334357526981585E-3,5.2137792630247657E-5,7.192800512846473E-5,4.1152087116386987E-2]
[2004,3,6,9,2.6778693408713163E-2,4.8109330289618961E-3,0,0,3.4810930536865394E-3,9.1732096774193865E-5,3.5162451588135794E-2,null,3.0722087719269375E-2,6.7136492651711623E-3,0,0,6.0887700323191719E-3,5.2137792630247657E-5,7.3124333571087161E-5,4.3576644809389956E-2]
[2004,3,6,10,2.8492977756618333E-2,4.7565977094196684E-3,0,0,3.054055100849678E-3,9.1732096774193865E-5,3.6395362663661876E-2,null,3.2688815270471586E-2,6.6378244145815814E-3,0,0,5.3418391546333774E-3,5.2137792630247657E-5,7.2298457590902322E-5,4.4720616632316787E-2]
[2004,3,6,11,2.8263326397907317E-2,4.6812058971851265E-3,0,0,2.7857070253500911E-3,9.1732096774193865E-5,3.5821971417216728E-2,null,3.242534576210216E-2,6.5326152624771358E-3,0,0,4.8724722933821199E-3,5.2137792630247657E-5,7.1152531012174416E-5,4.3882571110591663E-2]
[2004,3,6,12,2.7110529363969453E-2,4.5540788870020148E-3,0,0,2.6433972162836911E-3,9.1732096774193865E-5,3.4399737564029358E-2,null,3.1102789390190861E-2,6.3552097252640308E-3,0,0,4.6235586081156688E-3,5.2137792630247657E-5,6.9220249302459839E-5,4.213369551620081E-2]
[2004,3,6,13,2.692520603941222E-2,4.4781054487414394E-3,0,0,2.5764856054918892E-3,9.1732096774193865E-5,3.4071529190419746E-2,null,3.089017560255844E-2,6.2491889149804388E-3,0,0,4.5065236985857805E-3,5.2137792630247657E-5,6.8065482231610065E-5,4.1698026008754906E-2]
[2004,3,6,14,2.5750974886762458E-2,4.6382080144273599E-3,0,0,2.921010137871792E-3,9.1732096774193865E-5,3.3401925135835807E-2,null,2.9543028752493421E-2,6.472611786593605E-3,0,0,5.109130585503668E-3,5.2137792630247657E-5,7.0498979715014114E-5,4.1176908917220943E-2]
[2004,3,6,15,2.386748352791428E-2,4.3755777052480824E-3,0,0,2.6377731167426103E-3,9.1732096774193865E-5,3.0972566446679169E-2,null,2.7382176993901206E-2,6.1061116146688263E-3,0,0,4.6137215114864221E-3,5.2137792630247657E-5,6.650709992398588E-5,3.8154147912686703E-2]
[2004,3,6,16,2.4344658076603867E-2,4.5118134284560006E-3,0,0,2.9678629484912039E-3,9.1732096774193865E-5,3.1916066550325264E-2,null,2.7929619623700101E-2,6.2962283461840563E-3,0,0,5.1910807042823909E-3,5.2137792630247657E-5,6.857783057190424E-5,3.9469066466796793E-2]
[2004,3,6,17,2.591955519672386E-2,4.57923813053165E-3,0,0,3.145038052994232E-3,9.1732096774193865E-5,3.3735563477023937E-2,null,2.9736433971759669E-2,6.3903194089403887E-3,0,0,5.5009771793647242E-3,5.2137792630247657E-5,6.9602660137360657E-5,4.1679868352695028E-2]
[2004,3,6,18,2.7555637277332547E-2,4.4220146248336711E-3,3.2685067000000459E-4,3.2674000000000717E-5,2.9810568129199238E-3,9.1732096774193865E-5,3.5409965481860345E-2,null,3.1613443295150707E-2,6.1709142608864708E-3,2.1738414871169524E-4,2.3948233891653832E-5,5.2141580553055119E-3,5.2137792630247657E-5,6.7212923259573454E-5,4.3291985786576288E-2]
[2004,3,6,19,2.8959277379581733E-2,4.6145409704205949E-3,3.2685067000000459E-4,3.2674000000000717E-5,2.8179843966736995E-3,9.1732096774193865E-5,3.6843059513450224E-2,null,3.3223781547634404E-2,6.4395844649393109E-3,2.1738414871169524E-4,2.3948233891653832E-5,4.9289285524381932E-3,5.2137792630247657E-5,7.0139249739524159E-5,4.4885764740245498E-2]
[2004,3,6,20,3.0083546867560814E-2,4.7696809139918675E-3,3.2685067000000459E-4,3.2674000000000717E-5,2.8320113397921937E-3,9.1732096774193865E-5,3.8136495888119085E-2,null,3.4513609445606191E-2,6.6560820054134334E-3,2.1738414871169524E-4,2.3948233891653832E-5,4.9534630390456356E-3,5.2137792630247657E-5,7.249731727353704E-5,4.6416624665298854E-2]
[2004,3,6,21,2.9299885706453786E-2,4.8995804709307932E-3,3.2685067000000459E-4,3.2674000000000717E-5,2.9899696901025427E-3,9.1732096774193865E-5,3.764069263426132E-2,null,3.3614547397796159E-2,6.837356627142529E-3,2.1738414871169524E-4,2.3948233891653832E-5,5.2297475436226372E-3,5.2137792630247657E-5,7.4471740628664923E-5,4.5975121743794922E-2]
[2004,3,6,22,2.7242955967230562E-2,4.472607801272419E-3,3.2685067000000459E-4,3.2674000000000717E-5,2.558798273399538E-3,9.1732096774193865E-5,3.4725618808676723E-2,null,3.1254716956620555E-2,6.2415169568242213E-3,2.1738414871169524E-4,2.3948233891653832E-5,4.4755868359582403E-3,5.2137792630247657E-5,6.7981920102401291E-5,4.2265290924636614E-2]
[2004,3,6,23,2.4677041024804912E-2,4.391027359350705E-3,3.2685067000000459E-4,3.2674000000000717E-5,2.9802246551971527E-3,9.1732096774193865E-5,3.2499549806126966E-2,null,2.8310948837010384E-2,6.1276715819950818E-3,2.1738414871169524E-4,2.3948233891653832E-5,5.2127025305819755E-3,5.2137792630247657E-5,6.6741928730239676E-5,3.9944793124821035E-2]
[2004,3,6,24,2.1784868195931249E-2,3.8571054719937652E-3,3.2685067000000459E-4,3.2674000000000717E-5,2.8674149284762173E-3,9.1732096774193865E-5,2.8960645363175431E-2,null,2.4992878534183988E-2,5.3825844512589895E-3,2.1738414871169524E-4,2.3948233891653832E-5,5.0153873560608185E-3,5.2137792630247657E-5,5.8626521187262934E-5,3.5684320516737394E-2]
[2004,3,7,1,2.0535844050939625E-2,3.897717279938569E-3,3.2685067000000459E-4,3.2674000000000717E-5,3.2696574465903142E-3,9.1732096774193865E-5,2.8154475544242705E-2,null,2.3559924776498688E-2,5.4392581635980567E-3,2.1738414871169524E-4,2.3948233891653832E-5,5.718948608875939E-3,5.2137792630247657E-5,5.9243805064050047E-5,3.5011601724206282E-2]
[2004,3,7,2,1.9218757171952795E-2,3.9314305713370199E-3,3.2685067000000459E-4,3.2674000000000717E-5,3.4327309137402954E-3,9.1732096774193865E-5,2.7034175423804308E-2,null,2.204888545831574E-2,5.4863050072479561E-3,2.1738414871169524E-4,2.3948233891653832E-5,6.0041799498760521E-3,5.2137792630247657E-5,5.9756234139898477E-5,3.3832840590673346E-2]
[2004,3,7,3,1.8491784579569591E-2,4.1032775052996292E-3,3.2685067000000459E-4,3.2674000000000717E-5,3.7567539606380815E-3,9.1732096774193865E-5,2.68030728122815E-2,null,2.1214859861479321E-2,5.7261171258067836E-3,2.1738414871169524E-4,2.3948233891653832E-5,6.5709277464173288E-3,5.2137792630247657E-5,6.2368241508656616E-5,3.3805374908937036E-2]
[2004,3,7,4,1.8176502851477799E-2,3.9099322158964757E-3,3.2685067000000459E-4,3.2674000000000717E-5,3.4550000944366189E-3,9.1732096774193865E-5,2.5992691928585089E-2,null,2.0853150170909905E-2,5.4563040869821961E-3,2.1738414871169524E-4,2.3948233891653832E-5,6.0431309109612438E-3,5.2137792630247657E-5,5.9429467397355943E-5,3.264605534408694E-2]
[2004,3,7,5,1.8518650636627637E-2,4.0538702139409225E-3,3.2685067000000459E-4,3.2674000000000717E-5,3.6591550642716569E-3,9.1732096774193865E-5,2.6682932681614414E-2,null,2.1245682177901213E-2,5.6571693305812795E-3,2.1738414871169524E-4,2.3948233891653832E-5,6.4002177923257585E-3,5.2137792630247657E-5,6.161726966340157E-5,3.3596539476041846E-2]
[2004,3,7,6,1.9341540820812096E-2,4.0046909119128386E-3,3.2685067000000459E-4,3.2674000000000717E-5,3.5167611638671514E-3,9.1732096774193865E-5,2.7314249663366284E-2,null,2.2189750061871044E-2,5.5885396940981219E-3,2.1738414871169524E-4,2.3948233891653832E-5,6.151157023137236E-3,5.2137792630247657E-5,6.0869763168373348E-5,3.4222916954340002E-2]
[2004,3,7,7,2.0106790350692537E-2,3.9017715791536318E-3,3.2685067000000459E-4,3.2674000000000717E-5,3.2033779586331476E-3,9.1732096774193865E-5,2.7663196655253516E-2,null,2.3067689206447341E-2,5.4449159315990087E-3,2.1738414871169524E-4,2.3948233891653832E-5,5.6030193436114907E-3,5.2137792630247657E-5,5.930542885436567E-5,3.4409094656891438E-2]
[2004,3,7,8,2.1713854080745287E-2,3.8249303870963873E-3,0,0,2.9218829509525396E-3,9.1732096774193865E-5,2.8552399515568407E-2,null,2.4911406976078035E-2,5.3376841722948664E-3,0,0,5.1106572203990621E-3,5.2137792630247657E-5,5.8137472259217141E-5,3.5411886161402215E-2]
[2004,3,7,9,2.4049071209264871E-2,3.9500377671935006E-3,0,0,2.8751037465405741E-3,9.1732096774193865E-5,3.0965944819773137E-2,null,2.7590505032541672E-2,5.5122713189876375E-3,0,0,5.0288358460299767E-3,5.2137792630247657E-5,6.0039056367612047E-5,3.8183749990189531E-2]
[2004,3,7,10,2.6739840141380609E-2,4.0983857605409102E-3,0,0,2.8742374176846767E-3,9.1732096774193865E-5,3.3804195416380398E-2,null,3.0677512972139161E-2,5.7192907039033663E-3,0,0,5.0273205526739613E-3,5.2137792630247657E-5,6.2293888867842918E-5,4.1476262021346737E-2]
[2004,3,7,11,2.5825652583893886E-2,3.818469384228502E-3,0,0,2.3060070991997787E-3,9.1732096774193865E-5,3.2041861164096359E-2,null,2.9628703386685926E-2,5.3286678532367716E-3,0,0,4.0334305068499892E-3,5.2137792630247657E-5,5.8039267498088531E-5,3.9042939539402931E-2]
[2004,3,7,12,2.5206078412460451E-2,4.0133383671000127E-3,0,0,2.4636455971968414E-3,9.1732096774193865E-5,3.1774794473531501E-2,null,2.8917891557562921E-2,5.6006072038334419E-3,0,0,4.3091555586488349E-3,5.2137792630247657E-5,6.1001201164670785E-5,3.8879792112675449E-2]
[2004,3,7,13,2.5131382326391789E-2,4.023778099102788E-3,0,0,2.3832745471035373E-3,9.1732096774193865E-5,3.1630167069372314E-2,null,2.8832195826503058E-2,5.615175832967766E-3,0,0,4.168578781835618E-3,5.2137792630247657E-5,6.1159881079932133E-5,3.8668088233936686E-2]
[2004,3,7,14,2.4393149441725923E-2,4.1919172227631897E-3,0,0,2.7077288636144117E-3,9.1732096774193865E-5,3.1384527624877721E-2,null,2.7985251761914215E-2,5.8498137082434393E-3,0,0,4.7360809108395784E-3,5.2137792630247657E-5,6.3715531156721195E-5,3.8623284173627481E-2]
[2004,3,7,15,2.3696139896921143E-2,3.8800486722054021E-3,0,0,2.2932726634957595E-3,9.1732096774193865E-5,2.99611933293965E-2,null,2.7185601530671306E-2,5.414601650067255E-3,0,0,4.0111567413121749E-3,5.2137792630247657E-5,5.897524901518408E-5,3.6663497714680977E-2]
[2004,3,7,16,2.5521075547959925E-2,4.2867369378346591E-3,0,0,2.96341461531776E-3,9.1732096774193865E-5,3.2862959197886545E-2,null,2.9279274746818323E-2,5.9821344673521293E-3,0,0,5.1833001372873335E-3,5.2137792630247657E-5,6.5156754393931314E-5,4.0496847144088036E-2]
[2004,3,7,17,2.795478723589746E-2,4.2200895054405581E-3,0,0,2.9754611121570991E-3,9.1732096774193865E-5,{"$f":"SUM(E1603:J1603)","v":3.5242069950269315E-2},null,{"$f":"E1603*W$5","v":3.2071371538811171E-2},5.8891280831799616E-3,{"$f":"G1603*Y$5","v":0},{"$f":"H1603*Z$5","v":0},{"$f":"I1603*AA$5","v":5.2043706308991374E-3},{"$f":"J1603*AB$5","v":5.2137792630247657E-5},6.4143739028989873E-5,{"$f":"SUM(M1603:R1603)","v":4.3217008045520519E-2}]
[2004,3,7,18,2.9000237271284333E-2,4.1489276695505211E-3,3.2685067000000459E-4,3.2674000000000717E-5,3.0221297487189052E-3,9.1732096774193865E-5,3.6622551456327965E-2,null,3.3270773137800996E-2,{"$f":"(F1604*X$5)-S1604","v":5.7898218562266283E-3},2.1738414871169524E-4,2.3948233891653832E-5,5.2859986113536657E-3,5.2137792630247657E-5,{"$f":"(F1604*$AC$7)*$AC$5","v":6.306210646544597E-5},4.4640063780614886E-2]
[2004,3,7,19,3.0719226622133892E-2,4.0193478599870602E-3,3.2685067000000459E-4,3.2674000000000717E-5,3.0297643298520115E-3,9.1732096774193865E-5,3.8219595578747163E-2,null,3.5242898544341802E-2,5.6089934414431317E-3,2.1738414871169524E-4,2.3948233891653832E-5,5.2993522356594965E-3,5.2137792630247657E-5,6.1092543147571004E-5,4.6444714396678029E-2]
[2004,3,7,20,3.2526715930945971E-2,4.2066689475653866E-3,3.2685067000000459E-4,3.2674000000000717E-5,3.1370470682683389E-3,9.1732096774193865E-5,4.0321688713553898E-2,null,3.7316556293412489E-2,5.8703997163591344E-3,2.1738414871169524E-4,2.3948233891653832E-5,5.4870001705409552E-3,5.2137792630247657E-5,6.3939751705768716E-5,4.8967426355546177E-2]
[2004,3,7,21,3.2214119229266286E-2,4.0853573385257781E-3,3.2685067000000459E-4,3.2674000000000717E-5,2.8990835473246676E-3,9.1732096774193865E-5,3.9649816881890933E-2,null,3.6957927022626909E-2,5.7011095620413477E-3,2.1738414871169524E-4,2.3948233891653832E-5,5.0707788478812337E-3,5.2137792630247657E-5,6.2095861859026916E-5,4.8023285607783087E-2]
[2004,3,7,22,2.96589135544746E-2,3.9321585820734639E-3,3.2685067000000459E-4,3.2674000000000717E-5,2.7095469011105388E-3,9.1732096774193865E-5,3.6751875804432808E-2,null,3.4026445202973127E-2,5.4873209450538541E-3,2.1738414871169524E-4,2.3948233891653832E-5,4.7392608350913384E-3,5.2137792630247657E-5,5.976729962337426E-5,4.4546497158351912E-2]
[2004,3,7,23,2.6544533284974393E-2,4.2702943265216309E-3,3.2685067000000459E-4,3.2674000000000717E-5,3.3630319169688509E-3,9.1732096774193865E-5,3.4629116295239078E-2,null,3.0453445491209187E-2,5.9591888298438419E-3,2.1738414871169524E-4,2.3948233891653832E-5,5.8822696313985687E-3,5.2137792630247657E-5,6.4906833019595935E-5,4.2588374127685194E-2]
[2004,3,7,24,2.2982679630907086E-2,4.2810316982323984E-3,3.2685067000000459E-4,3.2674000000000717E-5,3.4606503865940515E-3,9.1732096774193865E-5,3.117561848250773E-2,null,2.6367078067179049E-2,5.9741728147095427E-3,2.1738414871169524E-4,2.3948233891653832E-5,6.0530138210218038E-3,5.2137792630247657E-5,6.5070036944058881E-5,3.8687734878143989E-2]
[2004,3,8,1,1.5784488169227562E-2,3.5706854728041228E-3,3.2685067000000459E-4,3.2674000000000717E-5,2.6147950282722717E-3,9.1732096774193865E-5,2.2421225437078154E-2,null,1.8108890629480567E-2,4.9828858053801465E-3,2.1738414871169524E-4,2.3948233891653832E-5,4.5735306018151022E-3,5.2137792630247657E-5,5.4273047248613395E-5,2.7958777211909418E-2]
[2004,3,8,2,1.5028907105203548E-2,3.6559494755135646E-3,3.2685067000000459E-4,3.2674000000000717E-5,2.8440665426461256E-3,9.1732096774193865E-5,2.1980179890137435E-2,null,1.7242043716015714E-2,5.1018715833341822E-3,2.1738414871169524E-4,2.3948233891653832E-5,4.9745487603229839E-3,5.2137792630247657E-5,5.5569027329441223E-5,2.7611934234906481E-2]
[2004,3,8,3,1.4913102561635833E-2,3.7962891104373888E-3,3.2685067000000459E-4,3.2674000000000717E-5,3.0484983679985355E-3,9.1732096774193865E-5,2.2209146806845954E-2,null,1.7109185951393796E-2,5.2977153170150944E-3,2.1738414871169524E-4,2.3948233891653832E-5,5.332119888891311E-3,5.2137792630247657E-5,5.7702135858625772E-5,2.8032491332533802E-2]
[2004,3,8,4,1.5302114246950814E-2,3.9121109137133202E-3,3.2685067000000459E-4,3.2674000000000717E-5,3.2157055233941706E-3,9.1732096774193865E-5,2.2881187450832504E-2,null,1.7555482973345547E-2,5.4593444562637955E-3,2.1738414871169524E-4,2.3948233891653832E-5,5.6245814523315949E-3,5.2137792630247657E-5,5.946258276706706E-5,2.8932879057174538E-2]
[2004,3,8,5,1.6781130333651122E-2,4.0140061784906256E-3,3.2685067000000459E-4,3.2674000000000717E-5,3.2922767548624931E-3,9.1732096774193865E-5,2.4538670033778437E-2,null,1.9252296976191286E-2,5.6015391335495421E-3,2.1738414871169524E-4,2.3948233891653832E-5,5.7585119771155725E-3,5.2137792630247657E-5,6.1011351641219882E-5,3.0905818262090001E-2]
[2004,3,8,6,1.8667689269637917E-2,4.2763576433386859E-3,3.2685067000000459E-4,3.2674000000000717E-5,3.4323605150638685E-3,9.1732096774193865E-5,2.6827664194814669E-2,null,2.1416668039198391E-2,5.9676501786608523E-3,2.1738414871169524E-4,2.3948233891653832E-5,6.0035320865968302E-3,5.2137792630247657E-5,6.4998993105551913E-5,3.3681320479689671E-2]
[2004,3,8,7,2.1069268878970149E-2,4.5634323731141421E-3,3.2685067000000459E-4,3.2674000000000717E-5,3.1779195572658727E-3,9.1732096774193865E-5,2.9261877576124362E-2,null,2.4171901025984321E-2,6.3682625000138432E-3,2.1738414871169524E-4,2.3948233891653832E-5,5.5584901256546023E-3,5.2137792630247657E-5,6.9362418697543546E-5,3.6392123826886363E-2]
[2004,3,8,8,2.3314070025295872E-2,4.9948006075461928E-3,0,0,3.0010021834314753E-3,9.1732096774193865E-5,3.1401604913047734E-2,null,2.674726856454002E-2,6.9702361738685032E-3,0,0,5.2490444465571407E-3,5.2137792630247657E-5,7.5919050119491784E-5,3.9018686977595911E-2]
[2004,3,8,9,2.2433081709490779E-2,5.3298428809586407E-3,0,0,3.082261412972622E-3,9.1732096774193865E-5,3.0936918100196234E-2,null,2.5736547096366785E-2,7.4377871248286582E-3,0,0,5.3911747355350559E-3,5.2137792630247657E-5,8.1011563944551987E-5,3.8617646749360746E-2]
[2004,3,8,10,2.1957857976959913E-2,5.5616646263193775E-3,0,0,2.9521564043819095E-3,9.1732096774193865E-5,3.0563411104435396E-2,null,2.5191342557285674E-2,7.7612939957458875E-3,0,0,5.1636084323238192E-3,5.2137792630247657E-5,8.4535165402884493E-5,3.8168382777985621E-2]
[2004,3,8,11,2.0943522198093641E-2,5.6400533625867999E-3,0,0,2.9222517646568377E-3,9.1732096774193865E-5,2.9597559422111473E-2,null,2.4027637058309258E-2,7.87068535049377E-3,0,0,5.1113023114080086E-3,5.2137792630247657E-5,8.5726644075426292E-5,3.7061762512841281E-2]
[2004,3,8,12,2.0492290523950837E-2,5.5392226919057132E-3,0,0,2.7739071572408175E-3,9.1732096774193865E-5,2.8897152469871561E-2,null,2.350995761580825E-2,7.7299763125484077E-3,0,0,4.8518331773857873E-3,5.2137792630247657E-5,8.4194056622494888E-5,3.6143904898372693E-2]
[2004,3,8,13,2.0067751267262717E-2,5.4470044693147165E-3,0,0,2.567286316264311E-3,9.1732096774193865E-5,2.817377414961594E-2,null,2.302290128019174E-2,7.6012859319909741E-3,0,0,4.4904332477694207E-3,5.2137792630247657E-5,8.2792375071435786E-5,3.5166758252582378E-2]
[2004,3,8,14,1.9232188916646561E-2,5.6732791334537652E-3,0,0,2.8854671237719901E-3,9.1732096774193865E-5,2.7882667270646509E-2,null,2.206429514363558E-2,7.917051860030045E-3,0,0,5.0469623998873753E-3,5.2137792630247657E-5,8.6231663026512526E-5,3.5080447196183251E-2]
[2004,3,8,15,1.9275095706228592E-2,5.4745391892741272E-3,0,0,2.753572808062489E-3,9.1732096774193865E-5,2.7594939800339401E-2,null,2.2113520329240133E-2,7.6397105891851894E-3,0,0,4.81626642464627E-3,5.2137792630247657E-5,8.3210892235357494E-5,3.4621635135701836E-2]
[2004,3,8,16,2.0416766180714561E-2,5.2572482286250373E-3,0,0,2.697109990815598E-3,9.1732096774193865E-5,2.8462856496929392E-2,null,2.3423311659546243E-2,7.3364814048444372E-3,0,0,4.7175074704065645E-3,5.2137792630247657E-5,7.9908153121586328E-5,3.5529438327427491E-2]
[2004,3,8,17,2.269717715312292E-2,4.8675598916725115E-3,0,0,2.5550458634695855E-3,9.1732096774193865E-5,3.021151500503921E-2,null,2.6039532879193888E-2,6.7926719605480102E-3,0,0,4.4690235063436301E-3,5.2137792630247657E-5,7.3985040126968836E-5,3.7353366138715774E-2]
[2004,3,8,18,2.4581427796762138E-2,4.6453143285558381E-3,3.2685067000000459E-4,3.2674000000000717E-5,2.40780431443112E-3,9.1732096774193865E-5,3.2085803206523301E-2,null,2.8201255733832437E-2,6.4825286364727291E-3,2.1738414871169524E-4,2.3948233891653832E-5,4.2114837286154165E-3,5.2137792630247657E-5,7.060699295936059E-5,3.9188738274154172E-2]
[2004,3,8,19,2.5857342228115927E-2,4.3904399927435327E-3,3.2685067000000459E-4,3.2674000000000717E-5,2.1256754621243978E-3,9.1732096774193865E-5,3.2824714449758055E-2,null,2.9665059605218428E-2,6.1268519128442351E-3,2.1738414871169524E-4,2.3948233891653832E-5,3.7180129495569328E-3,5.2137792630247657E-5,6.6733000983490171E-5,3.9803394642853193E-2]
[2004,3,8,20,2.6870008426432865E-2,4.6077951373637441E-3,3.2685067000000459E-4,3.2674000000000717E-5,2.3471319101143074E-3,9.1732096774193865E-5,3.4276192240685122E-2,null,3.0826849663463357E-2,6.430170665812935E-3,2.1738414871169524E-4,2.3948233891653832E-5,4.1053617975162927E-3,5.2137792630247657E-5,7.0036715668961449E-5,4.1655852302026175E-2]
[2004,3,8,21,2.6175074632952766E-2,4.5287825064386587E-3,3.2685067000000459E-4,3.2674000000000717E-5,2.3234079971586673E-3,9.1732096774193865E-5,3.3478521903324288E-2,null,3.0029580855888395E-2,6.3199086670787932E-3,2.1738414871169524E-4,2.3948233891653832E-5,4.063866368343356E-3,5.2137792630247657E-5,6.8835754037337602E-5,4.070682606654414E-2]
[2004,3,8,22,2.3422658069268461E-2,4.0150632638700319E-3,3.2685067000000459E-4,3.2674000000000717E-5,2.007792652173079E-3,9.1732096774193865E-5,2.9896770752085768E-2,null,2.6871847137559728E-2,5.6030142944877535E-3,2.1738414871169524E-4,2.3948233891653832E-5,3.5118244594799313E-3,5.2137792630247657E-5,6.1027418932830778E-5,3.6280156066761007E-2]
[2004,3,8,23,1.9637216397928973E-2,3.6814410600001686E-3,3.2685067000000459E-4,3.2674000000000717E-5,1.7947153813958412E-3,9.1732096774193865E-5,2.556462960609918E-2,null,2.252896642608972E-2,5.1374450482787699E-3,2.1738414871169524E-4,2.3948233891653832E-5,3.1391316067270131E-3,5.2137792630247657E-5,5.5956489619195066E-5,3.1099013256329102E-2]
[2004,3,8,24,1.6867614813807854E-2,3.796951210807256E-3,3.2685067000000459E-4,3.2674000000000717E-5,2.3354173624571088E-3,9.1732096774193865E-5,2.3451240153846416E-2,null,1.9351517044369295E-2,5.2986392770109766E-3,2.1738414871169524E-4,2.3948233891653832E-5,4.0848719152818064E-3,5.2137792630247657E-5,5.7712199529853847E-5,2.9028498411895677E-2]
[2004,3,9,1,1.7653290791350865E-2,4.1327610406961248E-3,3.2685067000000459E-4,3.2674000000000717E-5,3.0613567049703637E-3,9.1732096774193865E-5,2.5298665303791552E-2,null,2.025289060776897E-2,5.7672613517932431E-3,2.1738414871169524E-4,2.3948233891653832E-5,5.3546103697868497E-3,5.2137792630247657E-5,6.2816379918443117E-5,3.1668232504582658E-2]
[2004,3,9,2,1.7243494193515889E-2,4.0395259822845336E-3,3.2685067000000459E-4,3.2674000000000717E-5,3.0446599740396999E-3,9.1732096774193865E-5,2.4778936916614321E-2,null,1.9782747915084498E-2,5.6371519784918578E-3,2.1738414871169524E-4,2.3948233891653832E-5,5.3254061648545341E-3,5.2137792630247657E-5,6.1399242853602258E-5,3.1038776233664488E-2]
[2004,3,9,3,1.6658109514073732E-2,4.0858230044425355E-3,3.2685067000000459E-4,3.2674000000000717E-5,3.2043132310943558E-3,9.1732096774193865E-5,2.439950251638482E-2,null,1.9111160276477503E-2,5.7017593980754457E-3,2.1738414871169524E-4,2.3948233891653832E-5,5.6046552260329121E-3,5.2137792630247657E-5,6.2102939802042268E-5,3.0711045075819458E-2]
[2004,3,9,4,1.7038436339547904E-2,4.1333366077089245E-3,3.2685067000000459E-4,3.2674000000000717E-5,3.3136440755718644E-3,9.1732096774193865E-5,2.4936673789602889E-2,null,1.9547493517830007E-2,5.7680645546292165E-3,2.1738414871169524E-4,2.3948233891653832E-5,5.7958854974437335E-3,5.2137792630247657E-5,6.2825128315891816E-5,3.1404913745136556E-2]
[2004,3,9,5,1.7926383715971207E-2,4.1606189681666367E-3,3.2685067000000459E-4,3.2674000000000717E-5,3.2990283282914386E-3,9.1732096774193865E-5,2.583728777920348E-2,null,2.0566198828511659E-2,5.806137044546745E-3,2.1738414871169524E-4,2.3948233891653832E-5,5.7703211351389791E-3,5.2137792630247657E-5,6.323980971234994E-5,3.2436127183430981E-2]
[2004,3,9,6,1.9593538617431985E-2,4.3686889060476431E-3,3.2685067000000459E-4,3.2674000000000717E-5,3.2875506500262578E-3,9.1732096774193865E-5,2.7701034940280082E-2,null,2.2478856714486881E-2,6.0964983065201735E-3,2.1738414871169524E-4,2.3948233891653832E-5,5.7502455604893374E-3,5.2137792630247657E-5,6.640239282297145E-5,3.4619070756729993E-2]
[2004,3,9,7,2.2956582771725246E-2,4.7447588325174074E-3,3.2685067000000459E-4,3.2674000000000717E-5,3.2068684076612167E-3,9.1732096774193865E-5,3.1359466778678069E-2,null,2.6337138219676221E-2,6.6213032810017057E-3,2.1738414871169524E-4,2.3948233891653832E-5,5.609124478152188E-3,5.2137792630247657E-5,7.2118511210751874E-5,3.8861036154063708E-2]
[2004,3,9,8,2.5176070958574975E-2,5.3795466146170558E-3,0,0,3.1392004801813495E-3,9.1732096774193865E-5,3.3786550150147573E-2,null,2.8883465246449413E-2,7.5071486048042145E-3,0,0,5.4907666972384512E-3,5.2137792630247657E-5,8.1767041598862774E-5,4.1933518341122321E-2]
[2004,3,9,9,2.3653268507969779E-2,5.6858454236199214E-3,0,0,3.1788723055580109E-3,9.1732096774193865E-5,3.2609718333921907E-2,null,2.7136416958746593E-2,7.9345880976438438E-3,0,0,5.5601565750025657E-3,5.2137792630247657E-5,8.642266580878558E-5,4.0683299424023246E-2]
[2004,3,9,10,2.2362242517158425E-2,6.1836658006726468E-3,0,0,3.4661605207688346E-3,9.1732096774193865E-5,3.2103800935374106E-2,null,2.5655276220018178E-2,8.6292956291075338E-3,0,0,6.0626515811506073E-3,5.2137792630247657E-5,9.3989344266153939E-5,4.039936122290657E-2]
[2004,3,9,11,2.143850458806695E-2,6.1520039816234436E-3,0,0,3.2999704612381529E-3,9.1732096774193865E-5,3.0982211127702736E-2,null,2.4595509888105563E-2,8.5851116118048597E-3,0,0,5.7719690172162302E-3,5.2137792630247657E-5,9.350809678179208E-5,3.9004728309756903E-2]
[2004,3,9,12,2.1105776610612047E-2,6.1510228977994241E-3,0,0,3.3065788885640055E-3,9.1732096774193865E-5,3.0655110493749669E-2,null,2.4213784836998379E-2,8.5837425109143353E-3,0,0,5.783527798794849E-3,5.2137792630247657E-5,9.3493184684621526E-5,3.8633192939337806E-2]
[2004,3,9,13,2.0396274926729137E-2,6.1406304945161288E-3,0,0,3.2806876168403063E-3,9.1732096774193865E-5,2.9909325134859766E-2,null,2.3399802891108226E-2,8.5692399289315421E-3,0,0,5.7382414485196266E-3,5.2137792630247657E-5,9.3335224147711514E-5,3.7759422061189644E-2]
[2004,3,9,14,1.9564195141036512E-2,6.1457147961670325E-3,0,0,3.3073757398900216E-3,9.1732096774193865E-5,2.9109017773867759E-2,null,2.2445192157293934E-2,8.5763350636667377E-3,0,0,5.7849215691994993E-3,5.2137792630247657E-5,9.3412503579301718E-5,3.6858586582790419E-2]
[2004,3,9,15,1.9227456396997938E-2,6.0031999038403071E-3,0,0,3.2843494697636761E-3,9.1732096774193865E-5,2.8606737867376116E-2,null,2.2058865719519954E-2,8.3774557617963229E-3,0,0,5.7446463851296842E-3,5.2137792630247657E-5,9.1246331973376103E-5,3.6233105659076212E-2]
[2004,3,9,16,2.0917622829067666E-2,5.8949884414735403E-3,0,0,3.4098576930605773E-3,9.1732096774193865E-5,3.0314201060375977E-2,null,2.399792378309655E-2,8.2264468409844489E-3,0,0,5.9641724641612418E-3,5.2137792630247657E-5,8.9601559322689237E-5,3.8240680880872485E-2]
[2004,3,9,17,2.3013616937880916E-2,5.4597221094553425E-3,0,0,3.1534810956871961E-3,9.1732096774193865E-5,3.1718552239797651E-2,null,2.6402571160293844E-2,7.6190333782494906E-3,0,0,5.5157448815024391E-3,5.2137792630247657E-5,8.2985678315168702E-5,3.9589487212676015E-2]
[2004,3,9,18,2.5674087131617767E-2,5.36662004047005E-3,3.2685067000000459E-4,3.2674000000000717E-5,3.1624953672674452E-3,9.1732096774193865E-5,3.4654459306129468E-2,null,2.9454818610122384E-2,7.4891095914775309E-3,2.1738414871169524E-4,2.3948233891653832E-5,5.5315117184742014E-3,5.2137792630247657E-5,8.1570562638510035E-5,4.2768910095307713E-2]
[2004,3,9,19,2.7129520122001961E-2,5.1654006290665347E-3,3.2685067000000459E-4,3.2674000000000717E-5,2.690415310741667E-3,9.1732096774193865E-5,3.5436592828584371E-2,null,3.1124576701663659E-2,7.2083082281297469E-3,2.1738414871169524E-4,2.3948233891653832E-5,4.705797824389792E-3,5.2137792630247657E-5,7.8512104898219393E-5,4.3332152929416792E-2]
[2004,3,9,20,2.7547030313928317E-2,5.5913978006123443E-3,3.2685067000000459E-4,3.2674000000000717E-5,3.3566544495497942E-3,9.1732096774193865E-5,3.6946339330864657E-2,null,3.160356888191234E-2,7.8027865924088372E-3,2.1738414871169524E-4,2.3948233891653832E-5,5.871114821140876E-3,5.2137792630247657E-5,8.4987098227980442E-5,4.5570940470695646E-2]
[2004,3,9,21,2.7549454428957287E-2,5.258730492140937E-3,3.2685067000000459E-4,3.2674000000000717E-5,2.9854513030596564E-3,9.1732096774193865E-5,3.624489299093208E-2,null,3.1606349968854294E-2,7.3385499011848366E-3,2.1738414871169524E-4,2.3948233891653832E-5,5.2218444456023153E-3,5.2137792630247657E-5,7.9930682957508881E-5,4.446021449087504E-2]
[2004,3,9,22,2.544872207169285E-2,4.6206189852292193E-3,3.2685067000000459E-4,3.2674000000000717E-5,2.5390666504408453E-3,9.1732096774193865E-5,3.3059664474137114E-2,null,2.9196266595123067E-2,6.4480663247797974E-3,2.1738414871169524E-4,2.3948233891653832E-5,4.4410743099478605E-3,5.2137792630247657E-5,7.0231633229304671E-5,4.0378877405084321E-2]
[2004,3,9,23,2.2201440628596095E-2,4.3584900377834522E-3,3.2685067000000459E-4,3.2674000000000717E-5,2.5085222642951439E-3,9.1732096774193865E-5,2.9519709697448888E-2,null,2.5470794862005815E-2,6.082265802343694E-3,2.1738414871169524E-4,2.3948233891653832E-5,4.3876492103738689E-3,5.2137792630247657E-5,6.6247373943991296E-5,3.6234180049956974E-2]
[2004,3,9,24,1.9503939787206659E-2,4.1413662746588751E-3,3.2685067000000459E-4,3.2674000000000717E-5,2.8245192844029983E-3,9.1732096774193865E-5,2.692108211304273E-2,null,2.2376063681245357E-2,5.7792699418781302E-3,2.1738414871169524E-4,2.3948233891653832E-5,4.9403587061160976E-3,5.2137792630247657E-5,6.2947176168351668E-5,3.3389162504473185E-2]
[2004,3,10,1,1.9706203837973408E-2,4.417955583720861E-3,3.2685067000000459E-4,3.2674000000000717E-5,3.2438472166990179E-3,9.1732096774193865E-5,2.7819263405167483E-2,null,2.2608112863603484E-2,6.1652498755748759E-3,2.1738414871169524E-4,2.3948233891653832E-5,5.6738040086409735E-3,5.2137792630247657E-5,6.7151227394234025E-5,3.4740636923052931E-2]
[2004,3,10,2,1.9265220088919063E-2,4.3183122320801966E-3,3.2685067000000459E-4,3.2674000000000717E-5,3.2129648175415236E-3,9.1732096774193865E-5,2.7247753905314979E-2,null,2.2102190441831714E-2,6.026197739431154E-3,2.1738414871169524E-4,2.3948233891653832E-5,5.6197876914623399E-3,5.2137792630247657E-5,6.5636686734522241E-5,3.4041646047958812E-2]
[2004,3,10,3,1.8621793735421648E-2,4.3720336908834798E-3,3.2685067000000459E-4,3.2674000000000717E-5,3.3854286488845787E-3,9.1732096774193865E-5,2.6830512841963902E-2,null,2.1364013990451704E-2,6.101165948351828E-3,2.1738414871169524E-4,2.3948233891653832E-5,5.9214436919615152E-3,5.2137792630247657E-5,6.6453232267334281E-5,3.3680093805998651E-2]
[2004,3,10,4,1.905229629712301E-2,4.4184864141052216E-3,3.2685067000000459E-4,3.2674000000000717E-5,3.4991664141021087E-3,9.1732096774193865E-5,2.7421205892104537E-2,null,2.1857911779342928E-2,6.1659906485181781E-3,2.1738414871169524E-4,2.3948233891653832E-5,6.1203820959970113E-3,5.2137792630247657E-5,6.7159295812119278E-5,3.4437754699091716E-2]
[2004,3,10,5,2.0045394926962227E-2,4.4311597543042636E-3,3.2685067000000459E-4,3.2674000000000717E-5,3.4837409404880034E-3,9.1732096774193865E-5,2.8411552388528691E-2,null,2.2997252775340864E-2,6.1836762742798245E-3,2.1738414871169524E-4,2.3948233891653832E-5,6.0934014436480515E-3,5.2137792630247657E-5,6.7351925713761166E-5,3.556780066850234E-2]
[2004,3,10,6,2.1905603428184799E-2,4.6052937273681821E-3,3.2685067000000459E-4,3.2674000000000717E-5,3.4988345615646001E-3,9.1732096774193865E-5,3.0460988483891779E-2,null,2.5131393074064153E-2,6.4266799522075908E-3,2.1738414871169524E-4,2.3948233891653832E-5,6.1198016536605469E-3,5.2137792630247657E-5,6.9998695198127123E-5,3.7971344855165887E-2]
[2004,3,10,7,2.5606097119746308E-2,4.9757748684889297E-3,3.2685067000000459E-4,3.2674000000000717E-5,3.450796049934412E-3,9.1732096774193865E-5,3.4483924804943847E-2,null,2.9376816480710444E-2,6.943685785768693E-3,2.1738414871169524E-4,2.3948233891653832E-5,6.0357776285913664E-3,5.2137792630247657E-5,7.5629866195940065E-5,4.2649750070304096E-2]
[2004,3,10,8,2.8161981317241236E-2,5.4685978504976545E-3,0,0,3.4305171600077056E-3,9.1732096774193865E-5,3.7152828424520792E-2,null,3.2309076741406519E-2,7.6314194605266381E-3,0,0,6.0003078794722883E-3,5.2137792630247657E-5,8.3120586168751657E-5,4.5992941874035694E-2]
[2004,3,10,9,2.6480354791684542E-2,5.8421214022003169E-3,0,0,3.4445340506679472E-3,9.1732096774193865E-5,{"$f":"SUM(E1667:J1667)","v":3.5858742341327E-2},null,{"$f":"E1667*W$5","v":3.0379816159469653E-2},8.1526709731368253E-3,{"$f":"G1667*Y$5","v":0},{"$f":"H1667*Z$5","v":0},{"$f":"I1667*AA$5","v":6.0248247833533811E-3},{"$f":"J1667*AB$5","v":5.2137792630247657E-5},8.8798000638446828E-5,{"$f":"SUM(M1667:R1667)","v":4.4609449708590106E-2}]
[2004,3,10,10,2.5138550532975121E-2,6.2908289026835399E-3,0,0,3.7813095532563189E-3,9.1732096774193865E-5,3.5302421085689178E-2,null,2.8840419613529625E-2,{"$f":"(F1668*X$5)-S1668","v":8.7788415647374347E-3},0,0,6.6138778641401004E-3,5.2137792630247657E-5,{"$f":"(F1668*$AC$7)*$AC$5","v":9.5618182242235251E-5},4.4285276835037413E-2]
[2004,3,10,11,2.4080264975907775E-2,6.287300449764565E-3,0,0,3.6097858352445375E-3,9.1732096774193865E-5,3.4069083357691071E-2,null,2.7626292351230861E-2,8.7739176143926557E-3,0,0,6.3138662132145116E-3,5.2137792630247657E-5,9.5564551113578135E-5,4.2766213971468271E-2]
[2004,3,10,12,2.3704449291611432E-2,6.295296830826024E-3,0,0,3.617914725992738E-3,9.1732096774193865E-5,3.3709392945204392E-2,null,2.7195134555627856E-2,8.7850765512379851E-3,0,0,6.3280844330725599E-3,5.2137792630247657E-5,9.5686093033322086E-5,4.2360433332568649E-2]
[2004,3,10,13,2.2905573198263793E-2,6.2958932639569105E-3,0,0,3.5961021722435956E-3,9.1732096774193865E-5,3.2889300731238497E-2,null,2.6278617045155609E-2,8.785908872708019E-3,0,0,6.2899321568915256E-3,5.2137792630247657E-5,9.5695158587748481E-5,4.1406595867385404E-2]
[2004,3,10,14,2.2003647699053951E-2,6.2870187910587403E-3,0,0,3.6268557714962488E-3,9.1732096774193865E-5,3.2009254358383137E-2,null,2.5243875212159577E-2,8.7735245601239711E-3,0,0,6.3437231905202314E-3,5.2137792630247657E-5,9.5560270009469237E-5,4.0413260755434027E-2]
[2004,3,10,15,2.1597255033830032E-2,6.1597902000565495E-3,0,0,3.6081530241213735E-3,9.1732096774193865E-5,3.1456930354782149E-2,null,2.4777637710616109E-2,8.5959772670420442E-3,0,0,6.3110102678887673E-3,5.2137792630247657E-5,9.3626444310334294E-5,3.9736763038177164E-2]
[2004,3,10,16,2.3389319987138692E-2,6.1029822410976035E-3,0,0,3.7504802067379497E-3,9.1732096774193865E-5,3.333451453174844E-2,null,2.6833599734374262E-2,8.5167018521433869E-3,0,0,6.5599543411827815E-3,5.2137792630247657E-5,9.2762985161059261E-5,4.1962393720330678E-2]
[2004,3,10,17,2.5557461198014848E-2,5.7685905252200607E-3,0,0,3.4610027396297922E-3,9.1732096774193865E-5,3.48787865596389E-2,null,2.9321018498675397E-2,8.0500587531715847E-3,0,0,6.0536301207218483E-3,5.2137792630247657E-5,8.7680359560570703E-5,4.3476845165199077E-2]
[2004,3,10,18,2.8525513199228074E-2,5.616696367429768E-3,3.2685067000000459E-4,3.2674000000000717E-5,3.513741103034929E-3,9.1732096774193865E-5,3.8107207436466971E-2,null,3.2726141838522751E-2,7.8380907015080919E-3,2.1738414871169524E-4,2.3948233891653832E-5,6.1458746432618856E-3,5.2137792630247657E-5,8.5371626723324502E-5,4.7003577358526324E-2]
[2004,3,10,19,3.0045673289950024E-2,5.4332758788516273E-3,3.2685067000000459E-4,3.2674000000000717E-5,3.0370642892619693E-3,9.1732096774193865E-5,3.896727022483782E-2,null,3.4470158655986162E-2,7.582127706191634E-3,2.1738414871169524E-4,2.3948233891653832E-5,5.3121205740540786E-3,5.2137792630247657E-5,8.2583705771231366E-5,4.765787711146547E-2]
[2004,3,10,20,3.0571476658542776E-2,5.8783655788040724E-3,3.2685067000000459E-4,3.2674000000000717E-5,3.7263389898876571E-3,9.1732096774193865E-5,4.0627437994008711E-2,null,3.5073391120186141E-2,8.2032496629996215E-3,2.1738414871169524E-4,2.3948233891653832E-5,6.5177290069458483E-3,5.2137792630247657E-5,8.9348898196992625E-5,5.0087839965365206E-2]
[2004,3,10,21,3.0515555518709721E-2,5.5605849468466422E-3,3.2685067000000459E-4,3.2674000000000717E-5,3.3287046603065807E-3,9.1732096774193865E-5,3.985610189263715E-2,null,3.5009235108647743E-2,7.7597873047869585E-3,2.1738414871169524E-4,2.3948233891653832E-5,5.8222279236839142E-3,5.2137792630247657E-5,8.4518754689736166E-5,4.8884720512352209E-2]
[2004,3,10,22,2.8166131723871224E-2,4.9454207711545585E-3,3.2685067000000459E-4,3.2674000000000717E-5,2.7907083782269851E-3,9.1732096774193865E-5,3.6353517640026971E-2,null,3.2313838331324708E-2,6.9013266920051677E-3,2.1738414871169524E-4,2.3948233891653832E-5,4.8812201455791862E-3,5.2137792630247657E-5,7.5168495579187424E-5,4.4389855344142658E-2]
[2004,3,10,23,2.4635268856062556E-2,4.6379543499869159E-3,3.2685067000000459E-4,3.2674000000000717E-5,2.7363872434133523E-3,9.1732096774193865E-5,3.2460867216237026E-2,null,2.82630253549816E-2,6.4722577982770074E-3,2.1738414871169524E-4,2.3948233891653832E-5,4.786207202037057E-3,5.2137792630247657E-5,7.0495124112982961E-5,3.9814960530529256E-2]
[2004,3,10,24,2.1688342481988178E-2,4.4475607043626434E-3,3.2685067000000459E-4,3.2674000000000717E-5,3.0161673044576064E-3,9.1732096774193865E-5,2.9603327257582624E-2,null,2.4882138573661519E-2,6.2065637735745941E-3,2.1738414871169524E-4,2.3948233891653832E-5,5.275569716929507E-3,5.2137792630247657E-5,6.7601213853033066E-5,3.6657742239399216E-2]
[2004,3,11,1,2.1508538454513636E-2,4.5653045322219393E-3,3.2685067000000459E-4,3.2674000000000717E-5,3.4178156283085808E-3,9.1732096774193865E-5,2.9942915381818352E-2,null,2.4675856847363647E-2,6.3708750950224793E-3,2.1738414871169524E-4,2.3948233891653832E-5,5.9780916662365395E-3,5.2137792630247657E-5,6.9390874796656241E-5,3.731829378385626E-2]
[2004,3,11,2,2.1042593621379606E-2,4.4585802039944882E-3,3.2685067000000459E-4,3.2674000000000717E-5,3.3753470339863431E-3,9.1732096774193865E-5,2.9327777626134633E-2,null,2.4141297605902438E-2,6.2219414674981061E-3,2.1738414871169524E-4,2.3948233891653832E-5,5.9038099678056059E-3,5.2137792630247657E-5,6.7768706013496464E-5,3.6560519216439748E-2]
[2004,3,11,3,2.0349671593385969E-2,4.5193199080817816E-3,3.2685067000000459E-4,3.2674000000000717E-5,3.5584387118303045E-3,9.1732096774193865E-5,2.887868698007225E-2,null,2.3346336813688882E-2,6.3067036263678095E-3,2.1738414871169524E-4,2.3948233891653832E-5,6.2240551046147908E-3,5.2137792630247657E-5,6.8691926178057083E-5,3.6170565719905082E-2]
[2004,3,11,4,2.0820531071556458E-2,4.5673268186168367E-3,3.2685067000000459E-4,3.2674000000000717E-5,3.675356263825352E-3,9.1732096774193865E-5,2.9514470920772844E-2,null,2.3886534424192776E-2,6.3736971924175856E-3,2.1738414871169524E-4,2.3948233891653832E-5,6.428555264725612E-3,5.2137792630247657E-5,6.942161277285058E-5,3.6982257056569573E-2]
[2004,3,11,5,2.1895056932438324E-2,4.5768475088718286E-3,3.2685067000000459E-4,3.2674000000000717E-5,3.6572566433483835E-3,9.1732096774193865E-5,3.0580417851432732E-2,null,2.5119293515564085E-2,6.386983300278485E-3,2.1738414871169524E-4,2.3948233891653832E-5,6.3968972696485174E-3,5.2137792630247657E-5,6.956632360666221E-5,3.8196644260724687E-2]
[2004,3,11,6,2.3888195204306406E-2,4.7603809844818977E-3,3.2685067000000459E-4,3.2674000000000717E-5,3.6864737716336593E-3,9.1732096774193865E-5,3.2786306727196166E-2,null,2.7405938643852542E-2,6.6431039688153587E-3,2.1738414871169524E-4,2.3948233891653832E-5,6.4480008662459757E-3,5.2137792630247657E-5,7.2355961918228496E-5,4.0790513654147473E-2]
[2004,3,11,7,2.7863247971160365E-2,5.138610104775042E-3,3.2685067000000459E-4,3.2674000000000717E-5,3.6632282278275647E-3,9.1732096774193865E-5,3.7116343070537176E-2,null,3.1966352325286163E-2,7.1709220947871379E-3,2.1738414871169524E-4,2.3948233891653832E-5,6.4073421512019692E-3,5.2137792630247657E-5,7.8104899222513247E-5,4.5838086746508869E-2]
[2004,3,11,8,3.0601689162443772E-2,5.6407280273072574E-3,0,0,3.6548327158107698E-3,9.1732096774193865E-5,3.9988982002335992E-2,null,3.5108052676704173E-2,7.8716268440205909E-3,0,0,6.3926575848357522E-3,5.2137792630247657E-5,8.5736898719955817E-5,4.9424474898190761E-2]
[2004,3,11,9,2.8844140823596591E-2,5.9969044001009324E-3,0,0,3.6633298215016873E-3,9.1732096774193865E-5,3.8596107141973403E-2,null,3.309169013754644E-2,8.3686703965045409E-3,0,0,6.4075198484105558E-3,5.2137792630247657E-5,9.115064273541233E-5,4.7920018175091783E-2]
[2004,3,11,10,2.7412409144631836E-2,6.4644881016395535E-3,0,0,4.0286914870717692E-3,9.1732096774193865E-5,3.7997320830117351E-2,null,3.1449123580609799E-2,9.0211826961650813E-3,0,0,7.0465729061636199E-3,5.2137792630247657E-5,9.8257735342579991E-5,4.7569016975568743E-2]
[2004,3,11,11,2.62603510291337E-2,6.4596273615524207E-3,0,0,3.8581198520078715E-3,9.1732096774193865E-5,3.666983033946819E-2,null,3.0127414939272068E-2,9.0143995412307418E-3,0,0,6.7482265408342372E-3,5.2137792630247657E-5,9.8183853960861705E-5,4.594217881396729E-2]
[2004,3,11,12,2.5854360380865953E-2,6.4673552365892735E-3,0,0,3.8692334531720803E-3,9.1732096774193865E-5,3.6282681167401507E-2,null,2.9661638655160073E-2,9.0251837783527668E-3,0,0,6.767665309254438E-3,5.2137792630247657E-5,9.8301314692197722E-5,4.5506625535397527E-2]
[2004,3,11,13,2.4982924231966512E-2,6.4737095682996402E-3,0,0,3.8516189818672002E-3,9.1732096774193865E-5,3.5399984878907546E-2,null,2.8661875993120714E-2,9.0340512379829749E-3,0,0,6.7368558872245611E-3,5.2137792630247657E-5,9.8397898092717531E-5,4.44849209109585E-2]
[2004,3,11,14,2.4011995346559564E-2,6.4660608700192364E-3,0,0,3.8829735907088023E-3,9.1732096774193865E-5,3.4452761904061796E-2,null,2.7547969428249289E-2,9.0233774918965885E-3,0,0,6.7916981450285166E-3,5.2137792630247657E-5,9.8281640817658028E-5,4.3415182857804643E-2]
[2004,3,11,15,2.3554435305581781E-2,6.3421029075392344E-3,0,0,3.8700034289356733E-3,9.1732096774193865E-5,3.3858273738830887E-2,null,2.7023029712139837E-2,8.8503943556304913E-3,0,0,6.7690120716887292E-3,5.2137792630247657E-5,9.6397527415411019E-5,4.2694573932089308E-2]
[2004,3,11,16,2.5454130320910415E-2,6.3007712631720997E-3,0,0,4.0325561139765449E-3,9.1732096774193865E-5,3.5879189794833254E-2,null,2.9202471255833497E-2,8.7927161127276596E-3,0,0,7.0533325141720797E-3,5.2137792630247657E-5,9.576930230158189E-5,4.5100657675363483E-2]
[2004,3,11,17,2.7752591640696666E-2,5.9625004257331977E-3,0,0,3.7345229051151223E-3,9.1732096774193865E-5,3.7541347068319186E-2,null,3.1839400892693409E-2,8.3206597058874746E-3,0,0,6.5320434699652329E-3,5.2137792630247657E-5,9.0627715543806794E-5,4.6744241861176365E-2]
[2004,3,11,18,3.0915494605544602E-2,5.8432405367259219E-3,3.2685067000000459E-4,3.2674000000000717E-5,3.8062245148741728E-3,9.1732096774193865E-5,4.1016216423918901E-2,null,3.5468068686543959E-2,8.1542327235582576E-3,2.1738414871169524E-4,2.3948233891653832E-5,6.6574565531655255E-3,5.2137792630247657E-5,8.8815011053239266E-5,5.057322813850134E-2]
[2004,3,11,19,3.250315450396174E-2,5.6582393624586211E-3,3.2685067000000459E-4,3.2674000000000717E-5,3.3292800322831128E-3,9.1732096774193865E-5,4.1941930665477675E-2,null,3.7289525242436526E-2,7.8960638839177116E-3,2.1738414871169524E-4,2.3948233891653832E-5,5.8232343051836666E-3,5.2137792630247657E-5,8.600306428600604E-5,5.13022936067715E-2]
[2004,3,11,20,3.3121921564640805E-2,6.1172153914924995E-3,3.2685067000000459E-4,3.2674000000000717E-5,4.038441901526418E-3,9.1732096774193865E-5,4.3728835624433929E-2,null,3.7999411106762949E-2,8.5365641905119569E-3,2.1738414871169524E-4,2.3948233891653832E-5,7.0636273285587022E-3,5.2137792630247657E-5,9.2979323578363802E-5,5.3893072801067206E-2]
[2004,3,11,21,3.3036086509239233E-2,5.7873861466136494E-3,3.2685067000000459E-4,3.2674000000000717E-5,3.6238888971068671E-3,9.1732096774193865E-5,4.2898618319733954E-2,null,3.7900936096754531E-2,8.0762880124437154E-3,2.1738414871169524E-4,2.3948233891653832E-5,6.3385338389018971E-3,5.2137792630247657E-5,8.796604578405098E-5,5.260922812333374E-2]
[2004,3,11,22,3.0526822525307841E-2,5.1280539724007567E-3,3.2685067000000459E-4,3.2674000000000717E-5,3.0225222714437773E-3,9.1732096774193865E-5,3.9128655535926579E-2,null,3.5022161279456676E-2,7.15619102912253E-3,2.1738414871169524E-4,2.3948233891653832E-5,5.2866851717435622E-3,5.2137792630247657E-5,7.7944450066328604E-5,4.7758507655556365E-2]
[2004,3,11,23,2.6740953046319706E-2,4.8029414524396324E-3,3.2685067000000459E-4,3.2674000000000717E-5,2.9436969674717941E-3,9.1732096774193865E-5,3.4938848233005339E-2,null,3.0678789761960094E-2,6.7024970330525147E-3,2.1738414871169524E-4,2.3948233891653832E-5,5.1488120551071697E-3,5.2137792630247657E-5,7.3002864678492954E-5,4.2823569025353378E-2]
[2004,3,11,24,2.3616590191898181E-2,4.5932674382569297E-3,3.2685067000000459E-4,3.2674000000000717E-5,3.2020577064194255E-3,9.1732096774193865E-5,3.1863172103348734E-2,null,2.7094337443269556E-2,6.4098972851930145E-3,2.1738414871169524E-4,2.3948233891653832E-5,5.6007100941918289E-3,5.2137792630247657E-5,6.9815900224408007E-5,3.9398414997887994E-2]
[2004,3,12,1,1.7730463443924802E-2,4.2097310849485391E-3,3.2685067000000459E-4,3.2674000000000717E-5,3.2164465630567574E-3,9.1732096774193865E-5,2.5607897858704296E-2,null,2.0341427601180816E-2,5.8746729241274604E-3,2.1738414871169524E-4,2.3948233891653832E-5,5.6258776027133094E-3,5.2137792630247657E-5,6.3986295017450296E-5,3.2135448303255182E-2]
[2004,3,12,2,1.7152734885895766E-2,4.2229908087083115E-3,3.2685067000000459E-4,3.2674000000000717E-5,3.3453518724843811E-3,9.1732096774193865E-5,2.5172334333862654E-2,null,1.9678623514110611E-2,5.8931768472002327E-3,2.1738414871169524E-4,2.3948233891653832E-5,5.8513455155053988E-3,5.2137792630247657E-5,6.4187837723913473E-5,3.171661605204984E-2]
[2004,3,12,3,1.6920589000404017E-2,4.1947037751713656E-3,3.2685067000000459E-4,3.2674000000000717E-5,3.3688603440351931E-3,9.1732096774193865E-5,2.4935409886384773E-2,null,1.9412292138307773E-2,5.8537023376246606E-3,2.1738414871169524E-4,2.3948233891653832E-5,5.8924641167253881E-3,5.2137792630247657E-5,6.3757885682669098E-5,3.1451928767891421E-2]
[2004,3,12,4,1.7026998125151054E-2,4.2711646846026177E-3,3.2685067000000459E-4,3.2674000000000717E-5,3.5688245513642507E-3,9.1732096774193865E-5,2.5318244127892121E-2,null,1.9534370927392585E-2,5.9604034131389479E-3,2.1738414871169524E-4,2.3948233891653832E-5,6.2422209472221286E-3,5.2137792630247657E-5,6.4920062128015699E-5,3.2030465462987261E-2]
[2004,3,12,5,1.7874815040811412E-2,4.2477633204451833E-3,3.2685067000000459E-4,3.2674000000000717E-5,3.4508438169296124E-3,9.1732096774193865E-5,2.6024678944960404E-2,null,2.0507036219729925E-2,5.9277468472849308E-3,2.1738414871169524E-4,2.3948233891653832E-5,6.0358611777078155E-3,5.2137792630247657E-5,6.456437038415538E-5,3.2764114419956268E-2]
[2004,3,12,6,1.9461860114504414E-2,4.3951351971826848E-3,3.2685067000000459E-4,3.2674000000000717E-5,3.4167821849922851E-3,9.1732096774193865E-5,2.7725034263453581E-2,null,2.2327787412637874E-2,6.1334040630493985E-3,2.1738414871169524E-4,2.3948233891653832E-5,5.9762840734496423E-3,5.2137792630247657E-5,6.6804366286961692E-5,3.4730945724370514E-2]
[2004,3,12,7,2.2692439638777723E-2,4.6569096102381845E-3,3.2685067000000459E-4,3.2674000000000717E-5,3.2500159411795438E-3,9.1732096774193865E-5,3.1050621956969646E-2,null,2.6034097724869407E-2,6.4987098333169789E-3,2.1738414871169524E-4,2.3948233891653832E-5,5.6845937072142081E-3,5.2137792630247657E-5,7.0783236785763119E-5,3.8510871440634184E-2]
[2004,3,12,8,2.5007686588378861E-2,4.9526605604696778E-3,0,0,3.0759534898322587E-3,9.1732096774193865E-5,3.3128032735454997E-2,null,2.8690284820774285E-2,6.9114298062914912E-3,0,0,5.3801415649788872E-3,5.2137792630247657E-5,7.5278537595086659E-5,4.1033993984674909E-2]
[2004,3,12,9,2.4812795232542435E-2,5.4051749443299697E-3,0,0,3.3022862040915047E-3,9.1732096774193865E-5,3.3611988477738108E-2,null,2.8466694026468176E-2,7.5429128974910734E-3,0,0,5.7760194765031818E-3,5.2137792630247657E-5,8.2156582363515922E-5,4.183776419309268E-2]
[2004,3,12,10,2.3400217706932264E-2,5.723813956306039E-3,0,0,3.4463664219666328E-3,9.1732096774193865E-5,3.2662130181979131E-2,null,2.6846102237701376E-2,7.9875731236321978E-3,0,0,6.028029778818729E-3,5.2137792630247657E-5,8.699977291724671E-5,4.0913842932782551E-2]
[2004,3,12,11,2.282331880413991E-2,5.750354726991396E-3,0,0,3.3632458502471981E-3,9.1732096774193865E-5,3.2028651478152703E-2,null,2.6184249979780153E-2,8.0246107262211645E-3,0,0,5.8826438214917452E-3,5.2137792630247657E-5,8.7403182434100572E-5,4.014364232012331E-2]
[2004,3,12,12,2.2106963811830395E-2,5.7044271531115492E-3,0,0,3.3511969909256799E-3,9.1732096774193865E-5,3.1254320052641817E-2,null,2.5362405516498439E-2,7.9605188711125378E-3,0,0,5.8615691956690318E-3,5.2137792630247657E-5,8.6705100957538151E-5,3.9236631375910255E-2]
[2004,3,12,13,2.124716701188482E-2,5.6913438921672686E-3,0,0,3.2828834012706941E-3,9.1732096774193865E-5,3.0313126402096977E-2,null,2.437599619825738E-2,7.9422612016135392E-3,0,0,5.7420820888676406E-3,5.2137792630247657E-5,8.6506240418069447E-5,3.8112477281368802E-2]
[2004,3,12,14,2.0358166784809794E-2,5.6887633570955392E-3,0,0,3.353178830651548E-3,9.1732096774193865E-5,2.9491841069331077E-2,null,2.3356082995555614E-2,7.9386600690923067E-3,0,0,5.8650356259383829E-3,5.2137792630247657E-5,8.6467017276479019E-5,3.7211916483216548E-2]
[2004,3,12,15,1.9467290885050895E-2,5.5762865945958549E-3,0,0,3.4037856307342347E-3,9.1732096774193865E-5,2.8539095207155179E-2,null,2.2334017911137771E-2,7.7816989288396884E-3,0,0,5.9535518370889898E-3,5.2137792630247657E-5,8.4757413702596474E-5,3.6121406469696693E-2]
[2004,3,12,16,2.0533096746340591E-2,5.2722649766102818E-3,0,0,3.1649644522429321E-3,9.1732096774193865E-5,2.9062058271967998E-2,null,2.3556772907526034E-2,7.3574372523836735E-3,0,0,5.53583038803406E-3,5.2137792630247657E-5,8.0136401921188286E-5,3.6502178340574017E-2]
[2004,3,12,17,2.2405156850238035E-2,5.0607185147651902E-3,0,0,3.1137934211987275E-3,9.1732096774193865E-5,3.0671400882976148E-2,null,2.5704510059965602E-2,7.0622245068380713E-3,0,0,5.4463272821016094E-3,5.2137792630247657E-5,7.6920976982071702E-5,3.8265199641535526E-2]
[2004,3,12,18,2.3645306898254944E-2,4.7408678293831439E-3,3.2685067000000459E-4,3.2674000000000717E-5,2.8445054983458379E-3,9.1732096774193865E-5,3.1681936992758127E-2,null,2.7127282933112385E-2,6.6158733924175442E-3,2.1738414871169524E-4,2.3948233891653832E-5,4.9753165364980834E-3,5.2137792630247657E-5,7.2059369458122349E-5,3.9011943037261611E-2]
[2004,3,12,19,2.5884430137506617E-2,4.8874026973385496E-3,3.2685067000000459E-4,3.2674000000000717E-5,3.0628271045880944E-3,9.1732096774193865E-5,3.428591670620746E-2,null,2.969613644364855E-2,6.8203625637796002E-3,2.1738414871169524E-4,2.3948233891653832E-5,5.3571822416069639E-3,5.2137792630247657E-5,7.4286643149038502E-5,4.216715142426871E-2]
[2004,3,12,20,2.6798986739038903E-2,5.0562832405117546E-3,3.2685067000000459E-4,3.2674000000000717E-5,3.2586332073624301E-3,9.1732096774193865E-5,3.5565159953687288E-2,null,3.0745369418076259E-2,7.0560350887869053E-3,2.1738414871169524E-4,2.3948233891653832E-5,5.6996661431662756E-3,5.2137792630247657E-5,7.6853562517552033E-5,4.3794540825263038E-2]
[2004,3,12,21,2.6848344792863698E-2,4.722440839279086E-3,3.2685067000000459E-4,3.2674000000000717E-5,2.8901339734518855E-3,9.1732096774193865E-5,3.4912176372368875E-2,null,3.0801995872403728E-2,6.5901585575140692E-3,2.1738414871169524E-4,2.3948233891653832E-5,5.0551251734869468E-3,5.2137792630247657E-5,7.1779286288606474E-5,4.2740749778638343E-2]
[2004,3,12,22,2.5303743083054303E-2,4.1925842819100822E-3,3.2685067000000459E-4,3.2674000000000717E-5,2.4256142718439466E-3,9.1732096774193865E-5,3.2373198403582534E-2,null,2.9029938195957963E-2,5.8507445882046445E-3,2.1738414871169524E-4,2.3948233891653832E-5,4.242635074844802E-3,5.2137792630247657E-5,6.3725670199454761E-5,3.9416788034241007E-2]
[2004,3,12,23,2.2673696394969408E-2,4.0832437823870122E-3,3.2685067000000459E-4,3.2674000000000717E-5,2.6867049533699301E-3,9.1732096774193865E-5,2.9894901897500548E-2,null,2.6012594376231962E-2,5.6981600978662063E-3,2.1738414871169524E-4,2.3948233891653832E-5,4.6993080487860344E-3,5.2137792630247657E-5,6.2063736617793677E-5,3.6703532698117804E-2]
[2004,3,12,24,2.0038354041701439E-2,3.8001216765257933E-3,3.2685067000000459E-4,3.2674000000000717E-5,2.7252557398334031E-3,9.1732096774193865E-5,2.7014988224834832E-2,null,2.2989175058803251E-2,5.3030636567962218E-3,2.1738414871169524E-4,2.3948233891653832E-5,4.7667371205520276E-3,5.2137792630247657E-5,5.7760389390611073E-5,3.3352446011385102E-2]
[2004,3,13,1,2.173882602809539E-2,4.2280889762513893E-3,3.2685067000000459E-4,3.2674000000000717E-5,3.1648936292131727E-3,9.1732096774193865E-5,{"$f":"SUM(E1731:J1731)","v":2.958306540033415E-2},null,{"$f":"E1731*W$5","v":2.4940056258748459E-2},5.9002913317655449E-3,{"$f":"G1731*Y$5","v":2.1738414871169524E-4},{"$f":"H1731*Z$5","v":2.3948233891653832E-5},{"$f":"I1731*AA$5","v":5.535706511672657E-3},{"$f":"J1731*AB$5","v":5.2137792630247657E-5},6.4265327911737133E-5,{"$f":"SUM(M1731:R1731)","v":3.6669524277420262E-2}]
[2004,3,13,2,2.0785122304549319E-2,4.2622093726528143E-3,3.2685067000000459E-4,3.2674000000000717E-5,3.3503350261326211E-3,9.1732096774193865E-5,2.884892347010895E-2,null,2.3845911409864879E-2,{"$f":"(F1732*X$5)-S1732","v":5.9479062897890211E-3},2.1738414871169524E-4,2.3948233891653832E-5,5.8600615354830075E-3,5.2137792630247657E-5,{"$f":"(F1732*$AC$7)*$AC$5","v":6.4783944827211823E-5},3.5947349410370505E-2]
[2004,3,13,3,2.0246203636420539E-2,4.2936386953005452E-3,3.2685067000000459E-4,3.2674000000000717E-5,3.4790486799897652E-3,9.1732096774193865E-5,2.8470147778485045E-2,null,2.3227632304790354E-2,5.9917658587392668E-3,2.1738414871169524E-4,2.3948233891653832E-5,6.0851942240578568E-3,5.2137792630247657E-5,6.5261658455601672E-5,3.5598062562821074E-2]
[2004,3,13,4,2.0121632279152389E-2,4.3687485287263045E-3,3.2685067000000459E-4,3.2674000000000717E-5,3.648915715255766E-3,9.1732096774193865E-5,2.8590553289908657E-2,null,2.3084716737294619E-2,6.0965815098718672E-3,2.1738414871169524E-4,2.3948233891653832E-5,6.3823081758699772E-3,5.2137792630247657E-5,6.6403299064778714E-5,3.585707659827006E-2]
[2004,3,13,5,2.0564161276402627E-2,4.4339480785788431E-3,3.2685067000000459E-4,3.2674000000000717E-5,3.7005742891028245E-3,9.1732096774193865E-5,2.9149940410858492E-2,null,2.359241195842959E-2,6.1875673762977479E-3,2.1738414871169524E-4,2.3948233891653832E-5,6.4726640415424599E-3,5.2137792630247657E-5,6.7394307171397597E-5,3.6546113551503397E-2]
[2004,3,13,6,2.17305945903279E-2,4.5148610371495215E-3,3.2685067000000459E-4,3.2674000000000717E-5,3.7492627388846481E-3,9.1732096774193865E-5,3.0445975133136266E-2,null,2.4930612670546123E-2,6.3004812791894868E-3,2.1738414871169524E-4,2.3948233891653832E-5,6.5578248715977491E-3,5.2137792630247657E-5,6.8624153053085653E-5,3.8082388996566956E-2]
[2004,3,13,7,2.3810418238344854E-2,4.6848771518426639E-3,3.2685067000000459E-4,3.2674000000000717E-5,3.7896474725605239E-3,9.1732096774193865E-5,3.273619962952224E-2,null,2.7316708346677852E-2,6.5377384924172437E-3,2.1738414871169524E-4,2.3948233891653832E-5,6.6284616952553234E-3,5.2137792630247657E-5,7.1208332672390029E-5,4.0776378709584012E-2]
[2004,3,13,8,2.6720500323841746E-2,4.9138819998076838E-3,0,0,3.7961389866026062E-3,9.1732096774193865E-5,3.5522253407026236E-2,null,3.0655325199127417E-2,6.8573143875721885E-3,0,0,6.639815984139371E-3,5.2137792630247657E-5,7.4689118372623243E-5,4.4204593363469227E-2]
[2004,3,13,9,2.9235674534882083E-2,4.9846052755665648E-3,0,0,3.5807338236023938E-3,9.1732096774193865E-5,3.7892745730825239E-2,null,3.3540880575615016E-2,6.9560086045714143E-3,0,0,6.2630514216713952E-3,5.2137792630247657E-5,7.5764084990678261E-5,4.6812078394488074E-2]
[2004,3,13,10,3.1084028590255698E-2,4.9186892167698481E-3,0,0,3.1269407604524271E-3,9.1732096774193865E-5,3.9221390664252169E-2,null,3.5661420758765959E-2,6.8640228510721511E-3,0,0,5.4693232560724522E-3,5.2137792630247657E-5,7.4762186223406799E-5,4.8046904658540807E-2]
[2004,3,13,11,3.0795647540498544E-2,4.8491925912961687E-3,0,0,2.8669062227043235E-3,9.1732096774193865E-5,3.8603478451273231E-2,null,3.5330573104177573E-2,6.7670404225630759E-3,0,0,5.0144975802313861E-3,5.2137792630247657E-5,7.3705864218380086E-5,4.716424889960228E-2]
[2004,3,13,12,2.9536112353608784E-2,4.7218344112676504E-3,0,0,2.7211298819203693E-3,9.1732096774193865E-5,3.7070808743571007E-2,null,3.3885560462726477E-2,6.5893122882043857E-3,0,0,4.7595205941245358E-3,5.2137792630247657E-5,7.1770068815836004E-5,4.5286531137685646E-2]
[2004,3,13,13,2.934664894445984E-2,4.6388961382599946E-3,0,0,2.6398393404770625E-3,9.1732096774193865E-5,3.6717116519971095E-2,null,3.3668196927223594E-2,6.4735720622897128E-3,0,0,4.6173355375869534E-3,5.2137792630247657E-5,7.0509438932877429E-5,4.4811242319730507E-2]
[2004,3,13,14,2.8064589164173342E-2,4.8181431019271468E-3,0,0,3.021055366319126E-3,9.1732096774193865E-5,3.5995519729193806E-2,null,3.2197342751101123E-2,6.7237109103392796E-3,0,0,5.2841194121314274E-3,5.2137792630247657E-5,7.3233923909886092E-5,4.4257310866202076E-2]
[2004,3,13,15,2.6056457825387895E-2,4.529698984594795E-3,0,0,2.6996360374482477E-3,9.1732096774193865E-5,3.3377524944205136E-2,null,2.9893496697062261E-2,6.3211876108642184E-3,0,0,4.7219257714401523E-3,5.2137792630247657E-5,6.8849684153179263E-5,4.0988747871996876E-2]
[2004,3,13,16,2.6537361555706823E-2,4.690639475097901E-3,0,0,3.074555738974318E-3,9.1732096774193865E-5,3.4394288866553241E-2,null,3.0445217662752648E-2,6.5457798052052851E-3,0,0,5.3776967628994185E-3,5.2137792630247657E-5,7.129591777185488E-5,4.2420832023487599E-2]
[2004,3,13,17,2.8233191857882617E-2,4.7628743843489254E-3,0,0,3.2672634229667066E-3,9.1732096774193865E-5,3.6355061761972451E-2,null,3.2390773650315799E-2,6.6465835042992813E-3,0,0,5.7147612289147375E-3,5.2137792630247657E-5,7.2393860638186758E-5,4.4804256176160066E-2]
[2004,3,13,18,2.9973961507522972E-2,4.61191652928642E-3,3.2685067000000459E-4,3.2674000000000717E-5,3.1223436418406697E-3,9.1732096774193865E-5,3.8159478445424264E-2,null,3.4387886693101215E-2,6.4359220615789088E-3,2.1738414871169524E-4,2.3948233891653832E-5,5.461282448887295E-3,5.2137792630247657E-5,7.0099359242654254E-5,4.6578561378801016E-2]
[2004,3,13,19,3.1474231767410321E-2,4.8149793845221941E-3,3.2685067000000459E-4,3.2674000000000717E-5,2.9633827717222821E-3,9.1732096774193865E-5,3.9703850690429004E-2,null,3.6109084730040278E-2,6.7192959478147322E-3,2.1738414871169524E-4,2.3948233891653832E-5,5.183244439744385E-3,5.2137792630247657E-5,7.3185836620902491E-5,4.8305095292832986E-2]
[2004,3,13,20,3.2645111190667618E-2,4.9951729791318285E-3,3.2685067000000459E-4,3.2674000000000717E-5,3.0061755960714225E-3,9.1732096774193865E-5,4.1097716532645073E-2,null,3.7452386279558512E-2,6.9707558178143288E-3,2.1738414871169524E-4,2.3948233891653832E-5,5.2580932480000018E-3,5.2137792630247657E-5,7.5924710024519878E-5,4.9974705520606441E-2]
[2004,3,13,21,3.1859370728236032E-2,5.1129658279177904E-3,3.2685067000000459E-4,3.2674000000000717E-5,3.1398266109084706E-3,9.1732096774193865E-5,4.0563419933836498E-2,null,3.6550938735312462E-2,7.1351355478861348E-3,2.1738414871169524E-4,2.3948233891653832E-5,5.4918618607255557E-3,5.2137792630247657E-5,7.7715116067393419E-5,4.9471406319157744E-2]
[2004,3,13,22,2.9662649050806667E-2,4.6510716764455191E-3,3.2685067000000459E-4,3.2674000000000717E-5,2.6570182885326402E-3,9.1732096774193865E-5,3.7421995782559031E-2,null,3.4030730783461957E-2,6.4905630061461786E-3,2.1738414871169524E-4,2.3948233891653832E-5,4.6473831871310517E-3,5.2137792630247657E-5,7.069450243518063E-5,4.5462147151972783E-2]
[2004,3,13,23,2.6889664273069692E-2,4.5768750269062882E-3,3.2685067000000459E-4,3.2674000000000717E-5,3.1052763804739507E-3,9.1732096774193865E-5,3.5023072447224135E-2,null,3.0849400003592223E-2,6.3870217016510911E-3,2.1738414871169524E-4,2.3948233891653832E-5,5.4314301502153628E-3,5.2137792630247657E-5,6.9566741870212944E-5,4.2961322030692271E-2]
[2004,3,13,24,2.3792513294017617E-2,4.0093803073589715E-3,3.2685067000000459E-4,3.2674000000000717E-5,2.9562327682838493E-3,9.1732096774193865E-5,3.1209383136434635E-2,null,2.7296166744373573E-2,5.5950837378629164E-3,2.1738414871169524E-4,2.3948233891653832E-5,5.1707383889162389E-3,5.2137792630247657E-5,6.094104017738291E-5,3.8355459046386327E-2]
[2004,3,14,1,2.2465867574300892E-2,4.0909425507033859E-3,3.2685067000000459E-4,3.2674000000000717E-5,3.4844649288369978E-3,9.1732096774193865E-5,3.0492531820615471E-2,null,2.577416096345414E-2,5.7089037166068524E-3,2.1738414871169524E-4,2.3948233891653832E-5,6.0946677696253008E-3,5.2137792630247657E-5,6.2180754938161888E-5,3.7871202624919886E-2]
[2004,3,14,2,2.1333402610973311E-2,4.167669132826091E-3,3.2685067000000459E-4,3.2674000000000717E-5,3.7189493559355276E-3,9.1732096774193865E-5,2.9671277866509128E-2,null,2.4474930735476377E-2,5.8159755379326092E-3,2.1738414871169524E-4,2.3948233891653832E-5,6.5048038190627256E-3,5.2137792630247657E-5,6.3346969506341134E-5,3.7089180267705309E-2]
[2004,3,14,3,2.0353264733224997E-2,4.3153697124885485E-3,3.2685067000000459E-4,3.2674000000000717E-5,4.0030285237976576E-3,9.1732096774193865E-5,2.9122919736285398E-2,null,2.3350459074459318E-2,6.0220914580975142E-3,2.1738414871169524E-4,2.3948233891653832E-5,7.0016858895530073E-3,5.2137792630247657E-5,6.5591961567311685E-5,3.666770659734344E-2]
[2004,3,14,4,2.07185998925184E-2,4.2257749051035779E-3,3.2685067000000459E-4,3.2674000000000717E-5,3.8641657768703312E-3,9.1732096774193865E-5,2.9259797341266505E-2,null,2.3769592997068597E-2,5.8970620492194079E-3,2.1738414871169524E-4,2.3948233891653832E-5,6.758801450942202E-3,5.2137792630247657E-5,6.4230154919408804E-5,3.6718926672463806E-2]
[2004,3,14,5,2.0618435548241248E-2,4.3022230159607475E-3,3.2685067000000459E-4,3.2674000000000717E-5,3.9580318010865407E-3,9.1732096774193865E-5,2.9329947132062734E-2,null,2.3654678586411633E-2,6.0037452643442527E-3,2.1738414871169524E-4,2.3948233891653832E-5,6.9229822488945415E-3,5.2137792630247657E-5,6.5392136831346858E-5,3.6874876274884026E-2]
[2004,3,14,6,2.1397455443003647E-2,4.2267041856333658E-3,3.2685067000000459E-4,3.2674000000000717E-5,3.7738027954151228E-3,9.1732096774193865E-5,2.984921919082633E-2,null,2.4548415901248628E-2,5.8983588586965698E-3,2.1738414871169524E-4,2.3948233891653832E-5,6.6007478151932772E-3,5.2137792630247657E-5,6.4244279626411019E-5,3.7340992750372073E-2]
[2004,3,14,7,2.3129260071892192E-2,4.2736722868313599E-3,3.2685067000000459E-4,3.2674000000000717E-5,3.6982787881288328E-3,9.1732096774193865E-5,3.1552467913626585E-2,null,2.6535243746405521E-2,5.9639027679956854E-3,2.1738414871169524E-4,2.3948233891653832E-5,6.4686489872695504E-3,5.2137792630247657E-5,6.4958176718415167E-5,3.9261265676904356E-2]
[2004,3,14,8,2.5851168141432297E-2,4.3788294530542754E-3,0,0,3.7030589181399612E-3,9.1732096774193865E-5,3.4024788609400732E-2,null,2.9657976330848546E-2,6.1106494234760044E-3,0,0,6.4770098991766669E-3,5.2137792630247657E-5,6.655652524124506E-5,4.2297773446131469E-2]
[2004,3,14,9,2.7682179685546916E-2,4.400233638228143E-3,0,0,3.4965769656022604E-3,9.1732096774193865E-5,3.5670722386151515E-2,null,3.1758620167899272E-2,6.1405189292868412E-3,0,0,6.1158528989365031E-3,5.2137792630247657E-5,6.6881860631916453E-5,4.4067129788752865E-2]
[2004,3,14,10,3.0039789486473567E-2,4.4593149347698447E-3,0,0,3.3494588281036959E-3,9.1732096774193865E-5,3.7940295346121304E-2,null,3.4463408411537423E-2,6.2229667831074434E-3,0,0,5.8585289799843124E-3,5.2137792630247657E-5,6.7779873638981717E-5,4.6597041967259424E-2]
[2004,3,14,11,3.0616724771392326E-2,4.4374408265086696E-3,0,0,3.1887734017859047E-3,9.1732096774193865E-5,3.8334671096461097E-2,null,3.5125302409167961E-2,6.1924415003878873E-3,0,0,5.5774745544618235E-3,5.2137792630247657E-5,6.7447395597938312E-5,4.6947356256647921E-2]
[2004,3,14,12,3.0098756345376763E-2,4.667012610778308E-3,0,0,3.4001758130220816E-3,9.1732096774193865E-5,3.825767686595135E-2,null,3.4531058650632517E-2,6.5128085542394904E-3,0,0,5.9472379151199652E-3,5.2137792630247657E-5,7.0936798512172007E-5,4.704324291262222E-2]
[2004,3,14,13,2.9585183999691091E-2,4.6061847542210998E-3,0,0,3.2055076909724314E-3,9.1732096774193865E-5,3.7488608541658815E-2,null,3.3941858333293197E-2,6.4279233787405167E-3,0,0,5.6067444524334339E-3,5.2137792630247657E-5,7.0012238463938828E-5,4.6028663957097399E-2]
[2004,3,14,14,2.8914085189323251E-2,4.7985073664674116E-3,0,0,3.5713574446925764E-3,9.1732096774193865E-5,3.7375682097257439E-2,null,3.3171934416329062E-2,6.6963092732458618E-3,0,0,6.2466512237917939E-3,5.2137792630247657E-5,7.2935468275391179E-5,4.6167032705996966E-2]
[2004,3,14,15,2.8389045434980106E-2,4.5233394228850589E-3,0,0,3.2175339361211544E-3,9.1732096774193865E-5,3.6221650890760515E-2,null,3.2569578015184217E-2,6.3123128527783441E-3,0,0,5.6277795238703554E-3,5.2137792630247657E-5,6.8753021258678517E-5,4.4561808184463161E-2]
[2004,3,14,16,2.878019270468285E-2,4.6903227187445554E-3,0,0,3.5123101218293151E-3,9.1732096774193865E-5,3.7074557642030916E-2,null,3.3018325104803251E-2,6.5453377722262188E-3,0,0,6.1433717180751175E-3,5.2137792630247657E-5,7.1291103196988978E-5,4.5759172387734831E-2]
[2004,3,14,17,3.0756638228373021E-2,4.5184769205421395E-3,0,0,3.3570625010223352E-3,9.1732096774193865E-5,3.8723909746711693E-2,null,3.5285819333308426E-2,6.3055272386189059E-3,0,0,5.8718285428194794E-3,5.2137792630247657E-5,6.867911309134938E-5,4.7515312907377059E-2]
[2004,3,14,18,3.2048307155995284E-2,4.4815198587036661E-3,3.2685067000000459E-4,3.2674000000000717E-5,3.4597630809750173E-3,9.1732096774193865E-5,4.0440846862448171E-2,null,3.6767697686856247E-2,6.2539537185634228E-3,2.1738414871169524E-4,2.3948233891653832E-5,6.0514618372686079E-3,5.2137792630247657E-5,6.8117379951142487E-5,4.9366583417921876E-2]
[2004,3,14,19,3.4056128656256707E-2,4.4091238163237656E-3,3.2685067000000459E-4,3.2674000000000717E-5,3.5535232937429838E-3,9.1732096774193865E-5,4.2470032533097661E-2,null,3.9071188275967506E-2,6.152925158448546E-3,2.1738414871169524E-4,2.3948233891653832E-5,6.2154575607155545E-3,5.2137792630247657E-5,6.7016987923162693E-5,5.1733041170365202E-2]
[2004,3,14,20,3.4961216788035786E-2,4.4213703729306898E-3,3.2685067000000459E-4,3.2674000000000717E-5,3.3821668578673503E-3,9.1732096774193865E-5,4.3216010785608029E-2,null,4.0109558466543682E-2,6.1700152083972769E-3,2.1738414871169524E-4,2.3948233891653832E-5,5.9157385025020272E-3,5.2137792630247657E-5,6.720313087818428E-5,5.2488782352676587E-2]
[2004,3,14,21,3.4256452503504668E-2,4.2000970532924866E-3,3.2685067000000459E-4,3.2674000000000717E-5,2.980505996550805E-3,9.1732096774193865E-5,4.1888312320122162E-2,null,3.9301011543050837E-2,5.8612286485245938E-3,2.1738414871169524E-4,2.3948233891653832E-5,5.2131946239493609E-3,5.2137792630247657E-5,6.3839861437890865E-5,5.0668904990758386E-2]
[2004,3,14,22,3.2436685144894992E-2,4.1926094512553681E-3,3.2685067000000459E-4,3.2674000000000717E-5,3.0240923785949075E-3,9.1732096774193865E-5,4.0104643741519466E-2,null,3.7213267695112434E-2,5.8507797119853053E-3,2.1738414871169524E-4,2.3948233891653832E-5,5.2894314417288495E-3,5.2137792630247657E-5,6.3726052763832494E-5,4.8646949024060186E-2]
[2004,3,14,23,2.6718557643524266E-2,4.131742623615136E-3,3.2685067000000459E-4,3.2674000000000717E-5,3.0474572917852751E-3,9.1732096774193865E-5,3.4349014325698875E-2,null,3.0653096442323894E-2,5.7658401524029674E-3,2.1738414871169524E-4,2.3948233891653832E-5,5.3302989454258824E-3,5.2137792630247657E-5,6.2800900370110928E-5,4.204270571538634E-2]
[2004,3,14,24,2.430603587064958E-2,4.3648874322070831E-3,3.2685067000000459E-4,3.2674000000000717E-5,3.4953513072791217E-3,9.1732096774193865E-5,3.2617531376909988E-2,null,2.7885309963735391E-2,6.0911933559206531E-3,2.1738414871169524E-4,2.3948233891653832E-5,6.1137091034238018E-3,5.2137792630247657E-5,6.6344611881207052E-5,4.0383682598313438E-2]
[2004,3,15,1,1.6491883476700428E-2,3.572537014618828E-3,3.2685067000000459E-4,3.2674000000000717E-5,2.6082805574688763E-3,9.1732096774193865E-5,2.312395781556233E-2,null,1.8920456016808598E-2,4.9854696289896002E-3,2.1738414871169524E-4,2.3948233891653832E-5,4.5621361593246529E-3,5.2137792630247657E-5,5.4301189972792733E-5,2.8761531980356449E-2]
[2004,3,15,2,1.5715927400665252E-2,3.6595026371320609E-3,3.2685067000000459E-4,3.2674000000000717E-5,2.8424013401678349E-3,9.1732096774193865E-5,2.2669088144739346E-2,null,1.8030233694516503E-2,5.1068300146292021E-3,2.1738414871169524E-4,2.3948233891653832E-5,4.9716361593694349E-3,5.2137792630247657E-5,5.5623034020837416E-5,2.8402170043748742E-2]
[2004,3,15,3,1.5596806128932005E-2,3.8045582200861398E-3,3.2685067000000459E-4,3.2674000000000717E-5,3.0526121180894615E-3,9.1732096774193865E-5,2.2905233233881803E-2,null,1.7893570784808258E-2,5.309254846163132E-3,2.1738414871169524E-4,2.3948233891653832E-5,5.3393152375613376E-3,5.2137792630247657E-5,5.7827823148108093E-5,2.8835611043766328E-2]
[2004,3,15,4,1.5993231574201308E-2,3.9267755080628691E-3,3.2685067000000459E-4,3.2674000000000717E-5,3.2270738662382231E-3,9.1732096774193865E-5,2.3598337715276599E-2,null,1.8348373307016125E-2,5.4798088739736643E-3,2.1738414871169524E-4,2.3948233891653832E-5,5.6444657887048198E-3,5.2137792630247657E-5,5.9685478966711834E-5,2.9766118144928209E-2]
[2004,3,15,5,1.752647877199676E-2,4.0273347107785424E-3,3.2685067000000459E-4,3.2674000000000717E-5,3.3026977844630898E-3,9.1732096774193865E-5,2.5307768034012589E-2,null,2.0107404421307502E-2,5.6201390788121128E-3,2.1738414871169524E-4,2.3948233891653832E-5,5.77673937056914E-3,5.2137792630247657E-5,6.1213940210873063E-5,3.1797753045922354E-2]
[2004,3,15,6,1.9485029665086594E-2,4.2889195438612499E-3,3.2685067000000459E-4,3.2674000000000717E-5,3.4433002406256148E-3,9.1732096774193865E-5,2.7668506216347654E-2,null,2.2354368880020827E-2,5.9851802905341121E-3,2.1738414871169524E-4,2.3948233891653832E-5,6.022666729691652E-3,5.2137792630247657E-5,6.5189929166928974E-5,3.465568607548019E-2]
[2004,3,15,7,2.1980268865148193E-2,4.5721895693131027E-3,3.2685067000000459E-4,3.2674000000000717E-5,3.1752990530949364E-3,9.1732096774193865E-5,3.0179014254330429E-2,null,2.52170536426728E-2,6.3804831531537182E-3,2.1738414871169524E-4,2.3948233891653832E-5,5.5539066092074717E-3,5.2137792630247657E-5,6.9495524715055163E-5,3.7444913580267587E-2]
[2004,3,15,8,2.4304909158026512E-2,5.0011505447595857E-3,0,0,2.988014987280148E-3,9.1732096774193865E-5,3.2385806786840443E-2,null,2.7884017332929549E-2,6.9790975009852881E-3,0,0,5.2263285784345378E-3,5.2137792630247657E-5,7.6015566725346051E-5,4.0141581204979626E-2]
[2004,3,15,9,2.3385603203087236E-2,5.3493791328619103E-3,0,0,3.0798392755976389E-3,9.1732096774193865E-5,3.1906553708320982E-2,null,2.6829335621711276E-2,7.46504993277984E-3,0,0,5.3869381818906943E-3,5.2137792630247657E-5,8.1308507467212445E-5,3.9733461529012054E-2]
[2004,3,15,10,2.2876794972461312E-2,5.5969153460200642E-3,0,0,2.9558959221119233E-3,9.1732096774193865E-5,3.1521338337367498E-2,null,2.6245600976596374E-2,7.8104863181063452E-3,0,0,5.1701492122279138E-3,5.2137792630247657E-5,8.507096279821222E-5,3.9278374299560881E-2]
[2004,3,15,11,2.1820336939458285E-2,5.6806511116883627E-3,0,0,2.9324946142252682E-3,9.1732096774193865E-5,3.0525214762146109E-2,null,2.503357035709329E-2,7.9273394437398195E-3,0,0,5.1292180506703547E-3,5.2137792630247657E-5,8.6343714263197846E-5,3.8142265644133713E-2]
[2004,3,15,12,2.1365687645888663E-2,5.5726337836156086E-3,0,0,2.772801627443703E-3,9.1732096774193865E-5,2.980285515372217E-2,null,2.4511970021133471E-2,7.776601437021427E-3,0,0,4.8498994983388055E-3,5.2137792630247657E-5,8.4701892379189208E-5,3.719060874912395E-2]
[2004,3,15,13,2.0919385294418932E-2,5.4799609780465768E-3,0,0,2.5657279907994189E-3,9.1732096774193865E-5,2.9056806360039121E-2,null,2.3999945786720753E-2,7.6472766866529651E-3,0,0,4.4877075850982698E-3,5.2137792630247657E-5,8.329330134152502E-5,3.6187067851102234E-2]
[2004,3,15,14,2.0062137637293791E-2,5.7080684493289015E-3,0,0,2.8946381348362322E-3,9.1732096774193865E-5,2.8756576318233116E-2,null,2.3016460994637226E-2,7.9656002940977962E-3,0,0,5.0630033894480788E-3,5.2137792630247657E-5,8.6760447260973648E-5,3.6097202470813348E-2]
[2004,3,15,15,2.0094942950014526E-2,5.5037336237536488E-3,0,0,2.769420880342694E-3,9.1732096774193865E-5,2.8459829550885062E-2,null,2.3054097173508321E-2,7.6804513753093353E-3,0,0,4.8439862431290158E-3,5.2137792630247657E-5,8.365463642228508E-5,3.5630672584576924E-2]
[2004,3,15,16,2.1268210115542772E-2,5.2864521791213745E-3,0,0,2.7085542349408213E-3,9.1732096774193865E-5,2.9354948626379163E-2,null,2.4400138081007154E-2,7.3772354705546675E-3,0,0,4.7375245654963987E-3,5.2137792630247657E-5,8.0352041948313251E-5,3.6567035909688468E-2]
[2004,3,15,17,2.3604091663263826E-2,4.9029315030536449E-3,0,0,2.5596599301169129E-3,9.1732096774193865E-5,{"$f":"SUM(E1795:J1795)","v":3.1158415193208579E-2},null,{"$f":"E1795*W$5","v":2.707999839814865E-2},6.8420329870531142E-3,{"$f":"G1795*Y$5","v":0},{"$f":"H1795*Z$5","v":0},{"$f":"I1795*AA$5","v":4.4770939572899553E-3},{"$f":"J1795*AB$5","v":5.2137792630247657E-5},7.452267502939004E-5,{"$f":"SUM(M1795:R1795)","v":3.8451263135121969E-2}]
[2004,3,15,18,2.5568377826829441E-2,4.6641198063880254E-3,3.2685067000000459E-4,3.2674000000000717E-5,2.4076927643654098E-3,9.1732096774193865E-5,3.309144716435708E-2,null,2.9333542695540487E-2,{"$f":"(F1796*X$5)-S1796","v":6.5087716503889918E-3},2.1738414871169524E-4,2.3948233891653832E-5,4.2112886167104124E-3,5.2137792630247657E-5,{"$f":"(F1796*$AC$7)*$AC$5","v":7.0892828996920492E-5},4.0347073137873488E-2]
[2004,3,15,19,2.6871383784729537E-2,4.403547966083509E-3,3.2685067000000459E-4,3.2674000000000717E-5,2.1273307462048655E-3,9.1732096774193865E-5,3.3853519263792112E-2,null,3.082842755516968E-2,6.1451440684514823E-3,2.1738414871169524E-4,2.3948233891653832E-5,3.7209082022688512E-3,5.2137792630247657E-5,6.6932237141878388E-5,4.098795000112361E-2]
[2004,3,15,20,2.7930783524483853E-2,4.6212178178734291E-3,3.2685067000000459E-4,3.2674000000000717E-5,2.3472285153960117E-3,9.1732096774193865E-5,3.5350486624527493E-2,null,3.2043833073196679E-2,6.4489019947667949E-3,2.1738414871169524E-4,2.3948233891653832E-5,4.1055307695417841E-3,5.2137792630247657E-5,7.0240735255411627E-5,4.2891736012738851E-2]
[2004,3,15,21,2.7226056873789567E-2,4.535640477234041E-3,3.2685067000000459E-4,3.2674000000000717E-5,2.3148606750524468E-3,9.1732096774193865E-5,3.4527814792850255E-2,null,3.1235329325448775E-2,6.3294789542380214E-3,2.1738414871169524E-4,2.3948233891653832E-5,4.0489162713783179E-3,5.2137792630247657E-5,6.893999255844014E-5,4.1907194726298704E-2]
[2004,3,15,22,2.4372206880381119E-2,4.0157377687895547E-3,3.2685067000000459E-4,3.2674000000000717E-5,1.9946020304791845E-3,9.1732096774193865E-5,3.0833803446424054E-2,null,2.7961225227203155E-2,5.6039555650126286E-3,2.1738414871169524E-4,2.3948233891653832E-5,3.4887527803151388E-3,5.2137792630247657E-5,6.1037671148447492E-5,3.7347403747764518E-2]
[2004,3,15,23,2.0473600510763613E-2,3.6733389888356769E-3,3.2685067000000459E-4,3.2674000000000717E-5,1.767687168658751E-3,9.1732096774193865E-5,2.6365883435032239E-2,null,2.348851533646144E-2,5.1261386210655043E-3,2.1738414871169524E-4,2.3948233891653832E-5,3.0918566361351008E-3,5.2137792630247657E-5,5.5833341250493533E-5,3.1999980768895646E-2]
[2004,3,15,24,1.7625239999998106E-2,3.7920666344599804E-3,3.2685067000000459E-4,3.2674000000000717E-5,2.3176929068897366E-3,9.1732096774193865E-5,2.4186256308122021E-2,null,2.0220709094676399E-2,5.2918228586141414E-3,2.1738414871169524E-4,2.3948233891653832E-5,4.0538701200889147E-3,5.2137792630247657E-5,5.7637955846139812E-5,2.9859872248613056E-2]
[2004,3,16,1,1.9013669348741633E-2,4.2494243830411404E-3,3.2685067000000459E-4,3.2674000000000717E-5,3.1919388873289456E-3,9.1732096774193865E-5,2.6906289385885913E-2,null,2.1813596678587704E-2,5.9300648574525262E-3,2.1738414871169524E-4,2.3948233891653832E-5,5.5830112962883009E-3,5.2137792630247657E-5,6.458961789739616E-5,3.362014300756213E-2]
[2004,3,16,2,1.8582779141915352E-2,4.1536386364857203E-3,3.2685067000000459E-4,3.2674000000000717E-5,3.1658602927108694E-3,9.1732096774193865E-5,2.6353534837886137E-2,null,2.1319254160472766E-2,5.7963960029695462E-3,2.1738414871169524E-4,2.3948233891653832E-5,5.5373973000673767E-3,5.2137792630247657E-5,6.3133711352801106E-5,3.2946517638743289E-2]
[2004,3,16,3,1.7959330234133895E-2,4.2060074734401424E-3,3.2685067000000459E-4,3.2674000000000717E-5,3.3333932877677697E-3,9.1732096774193865E-5,2.5949987762116003E-2,null,2.0603997006547831E-2,5.8694766302866113E-3,2.1738414871169524E-4,2.3948233891653832E-5,5.8304287887392635E-3,5.2137792630247657E-5,6.3929697553218316E-5,3.2597372600807306E-2]
[2004,3,16,4,1.837409875862165E-2,4.2497261899246486E-3,3.2685067000000459E-4,3.2674000000000717E-5,3.44621316645604E-3,9.1732096774193865E-5,2.6521294881776535E-2,null,2.1079843785104944E-2,5.9304860284705987E-3,2.1738414871169524E-4,2.3948233891653832E-5,6.0277617200378249E-3,5.2137792630247657E-5,6.459420524606446E-5,3.333156170884697E-2]
[2004,3,16,5,1.9327890253934551E-2,4.2692519282288436E-3,3.2685067000000459E-4,3.2674000000000717E-5,3.430741678554324E-3,9.1732096774193865E-5,2.7479140627491915E-2,null,2.2174089330907476E-2,5.9577341647112656E-3,2.1738414871169524E-4,2.3948233891653832E-5,6.0007005842283136E-3,5.2137792630247657E-5,6.4890988966058539E-5,3.4425994255080652E-2]
[2004,3,16,6,2.1114552101198957E-2,4.4603072408088166E-3,3.2685067000000459E-4,3.2674000000000717E-5,3.4352042275838757E-3,9.1732096774193865E-5,2.9461320336365848E-2,null,2.4223852594505282E-2,6.2243515445807923E-3,2.1738414871169524E-4,2.3948233891653832E-5,6.0085060161371544E-3,5.2137792630247657E-5,6.7794956309507706E-5,3.6750180330456829E-2]
[2004,3,16,7,2.4666612404213792E-2,4.8663052961508933E-3,3.2685067000000459E-4,3.2674000000000717E-5,3.3680556287696379E-3,9.1732096774193865E-5,3.3352230095908521E-2,null,2.8298984511802228E-2,6.790921174525612E-3,2.1738414871169524E-4,2.3948233891653832E-5,5.8910565915262919E-3,5.2137792630247657E-5,7.3965970757084175E-5,4.1274432453087727E-2]
[2004,3,16,8,2.7048995528000806E-2,5.4765688218100204E-3,0,0,3.3162501867080854E-3,9.1732096774193865E-5,3.5933546633293109E-2,null,3.1032194164446324E-2,7.6425429381081818E-3,0,0,5.800443839074478E-3,5.2137792630247657E-5,8.3241741870072398E-5,4.4527318734259233E-2]
[2004,3,16,9,2.542881635136449E-2,5.8207313903123154E-3,0,0,3.3406494165479027E-3,9.1732096774193865E-5,3.4681929254998904E-2,null,2.9173429585239528E-2,8.1228212461235058E-3,0,0,5.8431204631029625E-3,5.2137792630247657E-5,8.847288067627491E-5,4.319150908709625E-2]
[2004,3,16,10,2.409443161535298E-2,6.3012518819022603E-3,0,0,3.6564496770488345E-3,9.1732096774193865E-5,3.4143865271078273E-2,null,2.7642545150913061E-2,8.7933868153886909E-3,0,0,6.3954858071722182E-3,5.2137792630247657E-5,9.5776607521615763E-5,4.2883555566104216E-2]
[2004,3,16,11,2.3082521990449502E-2,6.2905465788318446E-3,0,0,3.486202185682383E-3,9.1732096774193865E-5,3.2951002851737923E-2,null,2.6481623078063073E-2,8.7784475822587638E-3,0,0,6.0977064006689091E-3,5.2137792630247657E-5,9.561389102816467E-5,4.1409914853620992E-2]
[2004,3,16,12,2.2730604712156693E-2,6.2846926601783197E-3,0,0,3.4960859678042442E-3,9.1732096774193865E-5,3.2603115436913452E-2,null,2.6077882935531684E-2,8.7702784482404737E-3,0,0,6.1149940960741871E-3,5.2137792630247657E-5,9.5524913713838859E-5,4.1015293272476591E-2]
[2004,3,16,13,2.1952260518396369E-2,6.2964394366561097E-3,0,0,3.4695040879715684E-3,9.1732096774193865E-5,3.1809936139798239E-2,null,2.518492082451591E-2,8.7866710558268772E-3,0,0,6.0684998051052904E-3,5.2137792630247657E-5,9.5703460202924435E-5,4.0092229478078327E-2]
[2004,3,16,14,2.1073524803591932E-2,6.2953180831001711E-3,0,0,3.498198961235596E-3,9.1732096774193865E-5,3.0958773944701892E-2,null,2.4176783672331604E-2,8.7851062087522021E-3,0,0,6.1186899269195238E-3,5.2137792630247657E-5,9.5686416059723517E-5,3.9132717600633575E-2]
[2004,3,16,15,2.0691069012255116E-2,6.1642034887875192E-3,0,0,3.4775710192273992E-3,9.1732096774193865E-5,3.0424575617044231E-2,null,2.3738007956472025E-2,8.602136004332149E-3,0,0,6.0826096517901601E-3,5.2137792630247657E-5,9.3693524603359816E-5,3.847489140522458E-2]
[2004,3,16,16,2.246808489488426E-2,6.0608405752416265E-3,0,0,3.619883539791115E-3,9.1732096774193865E-5,3.2240541106691195E-2,null,2.5776704803679065E-2,8.4578932255622522E-3,0,0,6.3315280797289113E-3,5.2137792630247657E-5,9.2122448031828282E-5,4.0618263901600477E-2]
[2004,3,16,17,2.4659053387757899E-2,5.627341727564291E-3,0,0,3.3560074413126208E-3,9.1732096774193865E-5,3.3734134653409006E-2,null,2.8290312364767832E-2,7.8529462843678777E-3,0,0,5.8699831408598815E-3,5.2137792630247657E-5,8.5533432107181439E-5,4.2065379582625836E-2]
[2004,3,16,18,2.7487949646466576E-2,5.5322027467454814E-3,3.2685067000000459E-4,3.2674000000000717E-5,3.3851940153734801E-3,9.1732096774193865E-5,3.6856603175359742E-2,null,3.1535788074963704E-2,7.7201799904248591E-3,2.1738414871169524E-4,2.3948233891653832E-5,5.9210332951496738E-3,5.2137792630247657E-5,8.4087356153280854E-5,4.5470471535771835E-2]
[2004,3,16,19,2.8985937571511331E-2,5.3407086783966683E-3,3.2685067000000459E-4,3.2674000000000717E-5,2.9105360184224303E-3,9.1732096774193865E-5,3.7688439035104632E-2,null,3.3254367683506411E-2,7.4529503275891544E-3,2.1738414871169524E-4,2.3948233891653832E-5,5.0908103327455103E-3,5.2137792630247657E-5,8.1176719890725207E-5,4.6091598519074677E-2]
[2004,3,16,20,2.9478419695576692E-2,5.771342896113479E-3,3.2685067000000459E-4,3.2674000000000717E-5,3.5931082549034801E-3,9.1732096774193865E-5,3.9294127613367855E-2,null,3.3819372061605943E-2,8.0538996823042146E-3,2.1738414871169524E-4,2.3948233891653832E-5,6.28469550452441E-3,5.2137792630247657E-5,8.772219454062761E-5,4.8451437423668163E-2]
[2004,3,16,21,2.9441898592572093E-2,5.4503837094174255E-3,3.2685067000000459E-4,3.2674000000000717E-5,3.2045655349359206E-3,9.1732096774193865E-5,3.8548104603699646E-2,null,3.377747291018033E-2,7.6060016560918521E-3,2.1738414871169524E-4,2.3948233891653832E-5,5.6050965299698843E-3,5.2137792630247657E-5,8.2843738222616574E-5,4.7282041271475665E-2]
[2004,3,16,22,2.7206702904429836E-2,4.7960402199088538E-3,3.2685067000000459E-4,3.2674000000000717E-5,2.7064660846346186E-3,9.1732096774193865E-5,3.5160465975747512E-2,null,3.1213125316638089E-2,6.6928663742114713E-3,2.1738414871169524E-4,2.3948233891653832E-5,4.7338721876911231E-3,5.2137792630247657E-5,7.2897968595634542E-5,4.293333405377428E-2]
[2004,3,16,23,2.3784654054632863E-2,4.4972024827456278E-3,3.2685067000000459E-4,3.2674000000000717E-5,2.6624527980226281E-3,9.1732096774193865E-5,3.1395566102175317E-2,null,2.7287150163986324E-2,6.2758387950634367E-3,2.1738414871169524E-4,2.3948233891653832E-5,4.6568886723371856E-3,5.2137792630247657E-5,6.8355749810961928E-5,3.8513347806620538E-2]
[2004,3,16,24,2.0954091479509003E-2,4.2638725675280638E-3,3.2685067000000459E-4,3.2674000000000717E-5,2.9625851971271941E-3,9.1732096774193865E-5,2.8631806010938458E-2,null,2.403976275786511E-2,5.950227275548922E-3,2.1738414871169524E-4,2.3948233891653832E-5,5.1818494042718431E-3,5.2137792630247657E-5,6.4809224750278578E-5,3.5465309612919473E-2]
[2004,3,17,1,1.9376799552676155E-2,4.3808519134443348E-3,3.2685067000000459E-4,3.2674000000000717E-5,3.2134092907931495E-3,9.1732096774193865E-5,2.7422317523687838E-2,null,2.2230200947082845E-2,6.1134717636810798E-3,2.1738414871169524E-4,2.3948233891653832E-5,5.6205651183719139E-3,5.2137792630247657E-5,6.6587265862098996E-5,3.4257708004369433E-2]
[2004,3,17,2,1.8941011934427075E-2,4.2818533730476192E-3,3.2685067000000459E-4,3.2674000000000717E-5,3.1848402659030422E-3,9.1732096774193865E-5,2.6858962340151931E-2,null,2.1730239831337612E-2,5.9753194605859676E-3,2.1738414871169524E-4,2.3948233891653832E-5,5.570595117593208E-3,5.2137792630247657E-5,6.5082526085544212E-5,3.3569624584750386E-2]
[2004,3,17,3,1.8304755313715858E-2,4.3369261080636679E-3,3.2685067000000459E-4,3.2674000000000717E-5,3.3547384659394501E-3,9.1732096774193865E-5,2.6447676654493171E-2,null,2.100028891793361E-2,6.052173373277253E-3,2.1738414871169524E-4,2.3948233891653832E-5,5.867763579617262E-3,5.2137792630247657E-5,6.5919610497599445E-5,3.3213696046061725E-2]
[2004,3,17,4,1.8727713258621985E-2,4.3830888790727853E-3,3.2685067000000459E-4,3.2674000000000717E-5,3.4678816165201946E-3,9.1732096774193865E-5,2.7029940520989164E-2,null,2.1485531079925721E-2,6.1165934455995868E-3,2.1738414871169524E-4,2.3948233891653832E-5,6.0656619448702835E-3,5.2137792630247657E-5,6.6621266880158731E-5,3.3961256645629191E-2]
[2004,3,17,5,1.9706368493429771E-2,4.3953579383840587E-3,3.2685067000000459E-4,3.2674000000000717E-5,3.4531719894828759E-3,9.1732096774193865E-5,2.8006155188070904E-2,null,2.26083017660005E-2,6.1337148980358611E-3,2.1738414871169524E-4,2.3948233891653832E-5,6.0399333777477904E-3,5.2137792630247657E-5,6.6807751867640371E-5,3.5075420217017754E-2]
[2004,3,17,6,2.1542386957309208E-2,4.566897241038469E-3,3.2685067000000459E-4,3.2674000000000717E-5,3.4658083265358152E-3,9.1732096774193865E-5,3.0026349291657688E-2,null,2.4714689835074435E-2,6.3730977176013745E-3,2.1738414871169524E-4,2.3948233891653832E-5,6.062035559211954E-3,5.2137792630247657E-5,6.9415083358712794E-5,3.7443293287121357E-2]
[2004,3,17,7,2.5190835477554178E-2,4.9368589806952851E-3,3.2685067000000459E-4,3.2674000000000717E-5,3.4129338192477256E-3,9.1732096774193865E-5,3.3991885044271392E-2,null,2.8900403968600222E-2,6.8893787272591581E-3,2.1738414871169524E-4,2.3948233891653832E-5,5.9695529077906078E-3,5.2137792630247657E-5,7.5038359653839746E-5,4.2052805778883588E-2]
[2004,3,17,8,2.7708684853620411E-2,5.4329407629592069E-3,0,0,3.3893460146089769E-3,9.1732096774193865E-5,3.6622703727962787E-2,null,3.1789028451310999E-2,7.5816600525054675E-3,0,0,5.928295545290483E-3,5.2137792630247657E-5,8.2578612138425663E-5,4.5351121841737202E-2]
[2004,3,17,9,2.605156575124544E-2,5.7965224652887686E-3,0,0,3.4072628212599102E-3,9.1732096774193865E-5,3.5347083134568316E-2,null,2.9887884222673022E-2,8.0890377303862275E-3,0,0,5.9596337812205828E-3,5.2137792630247657E-5,8.81049143175328E-5,4.398869352691008E-2]
[2004,3,17,10,2.4725917684406917E-2,6.2425371570470128E-3,0,0,3.7385137415741603E-3,9.1732096774193865E-5,3.4798700679802286E-2,null,2.8367023007650431E-2,8.7114505117639827E-3,0,0,6.5390238307487351E-3,5.2137792630247657E-5,9.4884166263339462E-5,4.36696351427934E-2]
[2004,3,17,11,2.3684217296053814E-2,6.2404603117966369E-3,0,0,3.566550107573166E-3,9.1732096774193865E-5,3.3582959812197812E-2,null,2.7171923223664411E-2,8.7085522775742479E-3,0,0,6.2382427240083929E-3,5.2137792630247657E-5,9.485259901350459E-5,4.2170856017877296E-2]
[2004,3,17,12,2.33136303163324E-2,6.249033573896055E-3,0,0,3.5740066208709122E-3,9.1732096774193865E-5,3.3228402607873568E-2,null,2.6746764104627035E-2,8.7205162509755366E-3,0,0,6.2512848903661196E-3,5.2137792630247657E-5,9.4982909303374817E-5,4.1770703038598936E-2]
[2004,3,17,13,2.2526650760571441E-2,6.2506838971944602E-3,0,0,3.5509464199154901E-3,9.1732096774193865E-5,3.2420013174455586E-2,null,2.5843894999837445E-2,8.7228192744707566E-3,0,0,6.2109503579789614E-3,5.2137792630247657E-5,9.5007993583419092E-5,4.0829802424917405E-2]
[2004,3,17,14,2.1636847463302064E-2,6.2425721688981204E-3,0,0,3.5813716446086601E-3,9.1732096774193865E-5,3.1552523373583038E-2,null,2.4823060467906537E-2,8.7114993707456071E-3,0,0,6.2641670325927481E-3,5.2137792630247657E-5,9.4884698430023961E-5,3.9850864663875142E-2]
[2004,3,17,15,2.1240018347201021E-2,6.1147331743521523E-3,0,0,3.5615973898520531E-3,9.1732096774193865E-5,3.1008081008179419E-2,null,2.4367794830844142E-2,8.5331002605050395E-3,0,0,6.2295799394249951E-3,5.2137792630247657E-5,9.2941594831554431E-5,3.918261282340442E-2]
[2004,3,17,16,2.3004415342156241E-2,6.064680163745553E-3,0,0,3.6980450721034517E-3,9.1732096774193865E-5,3.2858872674779445E-2,null,2.6392014549980709E-2,8.4632513651128911E-3,0,0,6.4682401952293883E-3,5.2137792630247657E-5,9.2180808301831326E-5,4.1375643902953237E-2]
[2004,3,17,17,2.5146124050049103E-2,5.7336662256829438E-3,0,0,3.4095901327262897E-3,9.1732096774193865E-5,3.4381112505232535E-2,null,2.884910839652359E-2,8.0013219496217376E-3,0,0,5.9637044751359204E-3,5.2137792630247657E-5,8.7149523626311244E-5,4.2866272613911488E-2]
[2004,3,17,18,2.805495371363553E-2,5.6048095383794258E-3,3.2685067000000459E-4,3.2674000000000717E-5,3.4524446261108717E-3,9.1732096774193865E-5,3.7563464644900027E-2,null,3.2186288397099631E-2,7.8215026507830829E-3,2.1738414871169524E-4,2.3948233891653832E-5,6.0386611485273231E-3,5.2137792630247657E-5,8.5190951488947503E-5,4.6339922371643631E-2]
[2004,3,17,19,2.9569109469976151E-2,5.4132342875908342E-3,3.2685067000000459E-4,3.2674000000000717E-5,2.9776563935643798E-3,9.1732096774193865E-5,3.8411256917905569E-2,null,3.3923416689990778E-2,7.5541596979838959E-3,2.1738414871169524E-4,2.3948233891653832E-5,5.2082103914108547E-3,5.2137792630247657E-5,8.2279081284499357E-5,4.6979256954619124E-2]
[2004,3,17,20,3.0082760616597298E-2,5.8490535171076006E-3,3.2685067000000459E-4,3.2674000000000717E-5,3.6646660608107649E-3,9.1732096774193865E-5,4.0047736961289868E-2,null,3.4512707412385157E-2,8.1623447282843601E-3,2.1738414871169524E-4,2.3948233891653832E-5,6.4098570608135692E-3,5.2137792630247657E-5,8.8903366121562428E-5,4.9378379376716679E-2]
[2004,3,17,21,3.0034504479280497E-2,5.5308738369915025E-3,3.2685067000000459E-4,3.2674000000000717E-5,3.2707706863013357E-3,9.1732096774193865E-5,3.9287405769347541E-2,null,3.445734514130596E-2,7.7183254990113286E-3,2.1738414871169524E-4,2.3948233891653832E-5,5.7208957733115686E-3,5.2137792630247657E-5,8.4067157235617518E-5,4.8190036588862457E-2]
[2004,3,17,22,2.7719241579529926E-2,4.9184899942759019E-3,3.2685067000000459E-4,3.2674000000000717E-5,2.7458103807753514E-3,9.1732096774193865E-5,3.5834798721355379E-2,null,3.1801139746454134E-2,6.8637448364038869E-3,2.1738414871169524E-4,2.3948233891653832E-5,4.8026891849933607E-3,5.2137792630247657E-5,7.4759158118044598E-5,4.3761043943084978E-2]
[2004,3,17,23,2.4237346958431102E-2,4.6126569666587553E-3,3.2685067000000459E-4,3.2674000000000717E-5,2.6964319683165194E-3,9.1732096774193865E-5,3.1997692660180578E-2,null,2.7806506014853006E-2,6.4369553407351053E-3,2.1738414871169524E-4,2.3948233891653832E-5,4.7163215431676314E-3,5.2137792630247657E-5,7.0110613606220987E-5,3.9253253073989337E-2]
[2004,3,17,24,2.1324351929679412E-2,4.4248898563004745E-3,3.2685067000000459E-4,3.2674000000000717E-5,2.9804284060547586E-3,9.1732096774193865E-5,2.9180926958808841E-2,null,2.4464547263049752E-2,6.1749266417506603E-3,2.1738414871169524E-4,2.3948233891653832E-5,5.2130589106317805E-3,5.2137792630247657E-5,6.7256625673140001E-5,3.6146002990665789E-2]
[2004,3,18,1,1.7343297883837351E-2,4.1090220538468622E-3,3.2685067000000459E-4,3.2674000000000717E-5,3.0312206899511455E-3,9.1732096774193865E-5,2.4934797394409555E-2,null,1.9897248562370188E-2,5.734133634018538E-3,2.1738414871169524E-4,2.3948233891653832E-5,5.3018995509972701E-3,5.2137792630247657E-5,6.2455556439389246E-5,3.1226751922619596E-2]
[2004,3,18,2,1.6936745917339159E-2,4.0183213410363528E-3,3.2685067000000459E-4,3.2674000000000717E-5,3.01622210314148E-3,9.1732096774193865E-5,2.442254612829119E-2,null,1.9430828301061437E-2,5.6075609359067594E-3,2.1738414871169524E-4,2.3948233891653832E-5,5.275665565152762E-3,5.2137792630247657E-5,6.1076940453932025E-5,3.0607524977354555E-2]
[2004,3,18,3,1.6359417391546106E-2,4.0639571233312142E-3,3.2685067000000459E-4,3.2674000000000717E-5,3.1739364412489818E-3,9.1732096774193865E-5,2.4048567722900496E-2,null,1.8768483154435293E-2,5.671245596330211E-3,2.1738414871169524E-4,2.3948233891653832E-5,5.5515232686746624E-3,5.2137792630247657E-5,6.1770586810515598E-5,3.0284722194673767E-2]
[2004,3,18,4,1.6735495812993419E-2,4.1077970806147604E-3,3.2685067000000459E-4,3.2674000000000717E-5,3.2834636178549876E-3,9.1732096774193865E-5,2.4578013278237363E-2,null,1.919994237750812E-2,5.7324241858532762E-3,2.1738414871169524E-4,2.3948233891653832E-5,5.7430969440571506E-3,5.2137792630247657E-5,6.2436937316923686E-5,3.0968933682652147E-2]
[2004,3,18,5,1.7606669339570193E-2,4.1392262963396648E-3,3.2685067000000459E-4,3.2674000000000717E-5,3.2685215598861157E-3,9.1732096774193865E-5,2.5465673962570171E-2,null,2.0199403743815424E-2,5.7762836055928893E-3,2.1738414871169524E-4,2.3948233891653832E-5,5.716961832648481E-3,5.2137792630247657E-5,6.2914649320127669E-5,3.1986119357290392E-2]
[2004,3,18,6,1.9250759458875891E-2,4.3460537299204972E-3,3.2685067000000459E-4,3.2674000000000717E-5,3.254543819739106E-3,9.1732096774193865E-5,2.7302613775309691E-2,null,2.2085600358892208E-2,6.0649109548239011E-3,2.1738414871169524E-4,2.3948233891653832E-5,5.6925134068195509E-3,5.2137792630247657E-5,6.6058346842784755E-5,3.4136494895769261E-2]
[2004,3,18,7,2.2565933584716178E-2,4.7218556229726288E-3,3.2685067000000459E-4,3.2674000000000717E-5,3.1693834650320914E-3,9.1732096774193865E-5,3.0908429439495094E-2,null,2.588896255973723E-2,6.5893418891043954E-3,2.1738414871169524E-4,2.3948233891653832E-5,5.5435596708277432E-3,5.2137792630247657E-5,7.1770391225601664E-5,3.8315334294902963E-2]
[2004,3,18,8,2.4752233590657514E-2,5.357490417998303E-3,0,0,3.0991487981193917E-3,9.1732096774193865E-5,3.3300604903549406E-2,null,2.8397214158798225E-2,7.4763692180759992E-3,0,0,5.420712413218504E-3,5.2137792630247657E-5,8.1431795884746657E-5,4.1346433582722976E-2]
[2004,3,18,9,2.3238067284791896E-2,5.6723479571375692E-3,0,0,3.1385507651552715E-3,9.1732096774193865E-5,{"$f":"SUM(E1859:J1859)","v":3.2140698103858931E-2},null,{"$f":"E1859*W$5","v":2.6660073762873247E-2},7.9157524049860151E-3,{"$f":"G1859*Y$5","v":0},{"$f":"H1859*Z$5","v":0},{"$f":"I1859*AA$5","v":5.4896302825206255E-3},{"$f":"J1859*AB$5","v":5.2137792630247657E-5},8.6217509504285311E-5,{"$f":"SUM(M1859:R1859)","v":4.0117594243010132E-2}]
[2004,3,18,10,2.1975817220835085E-2,6.149852096987039E-3,0,0,3.4246576802630367E-3,9.1732096774193865E-5,3.1642059094859357E-2,null,2.5211946455216155E-2,{"$f":"(F1860*X$5)-S1860","v":8.5821086602732213E-3},0,0,5.9900590799934752E-3,5.2137792630247657E-5,{"$f":"(F1860*$AC$7)*$AC$5","v":9.3475388962121391E-5},3.9836251988113101E-2]
[2004,3,18,11,2.1071538059417371E-2,6.114082679368759E-3,0,0,3.2592472718566373E-3,9.1732096774193865E-5,3.0536600107416961E-2,null,2.4174504362886776E-2,8.5321924958072226E-3,0,0,5.7007402016394553E-3,5.2137792630247657E-5,9.2931707557741708E-5,3.8459574852963703E-2]
[2004,3,18,12,2.0747393743130425E-2,6.1087848523052237E-3,0,0,3.2662933909810891E-3,9.1732096774193865E-5,3.0214204083190928E-2,null,2.3802626991325772E-2,8.524799386703856E-3,0,0,5.7130645487073048E-3,5.2137792630247657E-5,9.2851182621920782E-5,3.809262871936718E-2]
[2004,3,18,13,2.0050762430169657E-2,6.0968444162177301E-3,0,0,3.2398044718413262E-3,9.1732096774193865E-5,2.9479143415002906E-2,null,2.3003410689838605E-2,8.5081365274451547E-3,0,0,5.6667328550239343E-3,5.2137792630247657E-5,9.2669692581176142E-5,3.7230417864937942E-2]
[2004,3,18,14,1.9227555570221804E-2,6.1054906312123184E-3,0,0,3.2655695886934224E-3,9.1732096774193865E-5,2.8690347886901741E-2,null,2.2058979496859143E-2,8.5202023064937255E-3,0,0,5.7117985481693985E-3,5.2137792630247657E-5,9.2801111727022783E-5,3.634311814415251E-2]
[2004,3,18,15,1.8896158730650987E-2,5.9667908619581208E-3,0,0,3.2406087341277303E-3,9.1732096774193865E-5,2.8195290423511033E-2,null,2.1678781605207323E-2,8.3266470027039789E-3,0,0,5.668139587918476E-3,5.2137792630247657E-5,9.0692928525943123E-5,3.5725705988460026E-2]
[2004,3,18,16,2.0573097963741457E-2,5.8492645395793307E-3,0,0,3.3641012017511119E-3,9.1732096774193865E-5,2.9878195801846089E-2,null,2.360266465030491E-2,8.1626392098025479E-3,0,0,5.8841399143923969E-3,5.2137792630247657E-5,8.8906573582053116E-5,3.7701581567130105E-2]
[2004,3,18,17,2.2647424695801697E-2,5.413816728297766E-3,0,0,3.1093746037102032E-3,9.1732096774193865E-5,3.1262348124583866E-2,null,2.5982453942042516E-2,7.5549724930489195E-3,0,0,5.4385983409077155E-3,5.2137792630247657E-5,8.2287934159457844E-5,3.9028162568629399E-2]
[2004,3,18,18,2.526377940177995E-2,5.3288354412814511E-3,3.2685067000000459E-4,3.2674000000000717E-5,3.1121566621309833E-3,9.1732096774193865E-5,3.4156028271966586E-2,null,2.8984089516825018E-2,7.4363812443876392E-3,2.1738414871169524E-4,2.3948233891653832E-5,5.443464431437145E-3,5.2137792630247657E-5,8.099625124853979E-5,4.2157405367883399E-2]
[2004,3,18,19,2.6715357775628404E-2,5.1180309689304463E-3,3.2685067000000459E-4,3.2674000000000717E-5,2.64226618227281E-3,9.1732096774193865E-5,3.4926911693605865E-2,null,3.0649425366193094E-2,7.1422039439816305E-3,2.1738414871169524E-4,2.3948233891653832E-5,4.6215803197203918E-3,5.2137792630247657E-5,7.7792104264644204E-5,4.2706679805128711E-2]
[2004,3,18,20,2.7113518032893601E-2,5.5460236697307645E-3,3.2685067000000459E-4,3.2674000000000717E-5,3.3041466670452294E-3,9.1732096774193865E-5,3.6414945136443798E-2,null,3.1106218166473937E-2,7.739467066109668E-3,2.1738414871169524E-4,2.3948233891653832E-5,5.7792736070030491E-3,5.2137792630247657E-5,8.4297428872346378E-5,4.4918429014820245E-2]
[2004,3,18,21,2.7125499292200764E-2,5.2097569160627364E-3,3.2685067000000459E-4,3.2674000000000717E-5,2.9370741821487406E-3,9.1732096774193865E-5,3.5723587157186446E-2,null,3.1119963769883484E-2,7.2702073549321894E-3,2.1738414871169524E-4,2.3948233891653832E-5,5.1372281599961827E-3,5.2137792630247657E-5,7.9186303417874319E-5,4.3820869460045452E-2]
[2004,3,18,22,2.5051931928397726E-2,4.579496743989114E-3,3.2685067000000459E-4,3.2674000000000717E-5,2.5014858009605621E-3,9.1732096774193865E-5,3.2584171240121605E-2,null,2.8741045669949481E-2,6.390680303602239E-3,2.1738414871169524E-4,2.3948233891653832E-5,4.3753417522208208E-3,5.2137792630247657E-5,6.9606590962548981E-5,3.9800537901006135E-2]
[2004,3,18,23,2.1848851832248207E-2,4.3197425206143603E-3,3.2685067000000459E-4,3.2674000000000717E-5,2.4752814757475474E-3,9.1732096774193865E-5,2.9095132595384314E-2,null,2.5066284314575343E-2,6.0281937047685563E-3,2.1738414871169524E-4,2.3948233891653832E-5,4.3295078409712551E-3,5.2137792630247657E-5,6.5658426570692384E-5,3.5717456035548746E-2]
[2004,3,18,24,1.9181720691922529E-2,4.1059644092560615E-3,3.2685067000000459E-4,3.2674000000000717E-5,2.7949392617481615E-3,9.1732096774193865E-5,2.6533881129700947E-2,null,2.2006395036138063E-2,5.7298666959346763E-3,2.1738414871169524E-4,2.3948233891653832E-5,4.8886203720013705E-3,5.2137792630247657E-5,6.2409081416425202E-5,3.2918352279307714E-2]
[2004,3,19,1,1.7266192123395505E-2,4.1934728307186711E-3,3.2685067000000459E-4,3.2674000000000717E-5,3.1829822614868955E-3,9.1732096774193865E-5,2.5093903982375269E-2,null,1.9808788311535673E-2,5.8519845566307139E-3,2.1738414871169524E-4,2.3948233891653832E-5,5.5673452873144765E-3,5.2137792630247657E-5,6.37391757999448E-5,3.1521588330714466E-2]
[2004,3,19,2,1.6691371303098553E-2,4.2096962865405818E-3,3.2685067000000459E-4,3.2674000000000717E-5,3.3147588281152332E-3,9.1732096774193865E-5,2.4667083184528565E-2,null,1.9149320151738179E-2,5.8746243630054063E-3,2.1738414871169524E-4,2.3948233891653832E-5,5.7978353079701506E-3,5.2137792630247657E-5,6.3985766095019675E-5,3.1115249997947333E-2]
[2004,3,19,3,1.645687373187335E-2,4.1854255389968511E-3,3.2685067000000459E-4,3.2674000000000717E-5,3.3413591204084284E-3,9.1732096774193865E-5,2.4434915158052826E-2,null,1.888029078412937E-2,5.8407545740411472E-3,2.1738414871169524E-4,2.3948233891653832E-5,5.8443618041217589E-3,5.2137792630247657E-5,6.3616860057724375E-5,3.0858877337525875E-2]
[2004,3,19,4,1.6569315873775636E-2,4.2548408480301307E-3,3.2685067000000459E-4,3.2674000000000717E-5,3.5346508150846489E-3,9.1732096774193865E-5,2.4810064303664614E-2,null,1.9009291004347006E-2,5.93762352558909E-3,2.1738414871169524E-4,2.3948233891653832E-5,6.1824477615753789E-3,5.2137792630247657E-5,6.467194608410062E-5,3.1422832466745071E-2]
[2004,3,19,5,1.7391661948323846E-2,4.2371240243477826E-3,3.2685067000000459E-4,3.2674000000000717E-5,3.4222761461054729E-3,9.1732096774193865E-5,2.5502318885551298E-2,null,1.9952734653828672E-2,5.9128997267791474E-3,2.1738414871169524E-4,2.3948233891653832E-5,5.9858935453220704E-3,5.2137792630247657E-5,6.4402657171332758E-5,3.2144998101163488E-2]
[2004,3,19,6,1.8941247463755157E-2,4.3859507851850407E-3,3.2685067000000459E-4,3.2674000000000717E-5,3.3900908824957381E-3,9.1732096774193865E-5,2.7168545898210134E-2,null,2.1730510044397203E-2,6.1205872309530443E-3,2.1738414871169524E-4,2.3948233891653832E-5,5.929598391608293E-3,5.2137792630247657E-5,6.6664766753456026E-5,3.4074165842192139E-2]
[2004,3,19,7,2.2101877095547992E-2,4.6485328487724858E-3,3.2685067000000459E-4,3.2674000000000717E-5,3.2257166878677185E-3,9.1732096774193865E-5,3.0427383398962393E-2,null,2.5356569737229977E-2,6.487020076232408E-3,2.1738414871169524E-4,2.3948233891653832E-5,5.6420919518485801E-3,5.2137792630247657E-5,7.0655913230025462E-5,3.7779151940544563E-2]
[2004,3,19,8,2.4377163687368909E-2,4.9389318638221828E-3,0,0,3.0552664801196784E-3,9.1732096774193865E-5,3.2463094128084971E-2,null,2.7966911966909314E-2,6.8922714323119832E-3,0,0,5.3439579746945472E-3,5.2137792630247657E-5,7.506986668092006E-5,4.0255279166546087E-2]
[2004,3,19,9,2.417706824021193E-2,5.3951056650401999E-3,0,0,3.2734342407902354E-3,9.1732096774193865E-5,3.2937340242816561E-2,null,2.7737350733806621E-2,7.5288612345189212E-3,0,0,5.7255545889483084E-3,5.2137792630247657E-5,8.200353318715596E-5,4.1043904349904098E-2]
[2004,3,19,10,2.279574670909313E-2,5.7093274857481328E-3,0,0,3.4097424479271926E-3,9.1732096774193865E-5,3.2006548739542652E-2,null,2.6152617655166601E-2,7.9673572773856331E-3,0,0,5.9639708892238004E-3,5.2137792630247657E-5,8.6779584130795739E-5,4.0136083614406279E-2]
[2004,3,19,11,2.2235051696725943E-2,5.7327050944907766E-3,0,0,3.3262933967788465E-3,9.1732096774193865E-5,3.1385782284769764E-2,null,2.5509355450741917E-2,7.9999806925967112E-3,0,0,5.8180103894550769E-3,5.2137792630247657E-5,8.7134914801478611E-5,3.9379484325423951E-2]
[2004,3,19,12,2.1538327537977006E-2,5.6838932610398943E-3,0,0,3.313038427055031E-3,9.1732096774193865E-5,3.0626991322846124E-2,null,2.4710032631120916E-2,7.9318638579190352E-3,0,0,5.7948261593328181E-3,5.2137792630247657E-5,8.6392993687634125E-5,3.8488860441003019E-2]
[2004,3,19,13,2.0703242833529256E-2,5.6651570017928294E-3,0,0,3.244560071685147E-3,9.1732096774193865E-5,2.9704692003781428E-2,null,2.3751974478264354E-2,7.9057174384264198E-3,0,0,5.6750508612846669E-3,5.2137792630247657E-5,8.6108209745972743E-5,3.738488057060569E-2]
[2004,3,19,14,1.982584625929118E-2,5.6662244892396515E-3,0,0,3.3160868653120202E-3,9.1732096774193865E-5,2.8899889710617046E-2,null,2.274537366668189E-2,7.9072071154328936E-3,0,0,5.8001581740817123E-3,5.2137792630247657E-5,8.6124435145011648E-5,3.6504876748826742E-2]
[2004,3,19,15,1.8955444262469173E-2,5.5581667544407458E-3,0,0,3.3609249331619457E-3,9.1732096774193865E-5,2.7966268046846057E-2,null,2.17467974445615E-2,7.7564127211934737E-3,0,0,5.8785843119703845E-3,5.2137792630247657E-5,8.4481999094290663E-5,3.5433932270355607E-2]
[2004,3,19,16,2.0015787036218504E-2,5.2467755175314252E-3,0,0,3.1244382319217338E-3,9.1732096774193865E-5,2.8478732882445856E-2,null,2.2963284866499008E-2,7.3218667534421609E-3,0,0,5.4649460904845999E-3,5.2137792630247657E-5,7.9748971936815572E-5,3.5802235503056015E-2]
[2004,3,19,17,2.1862303426008815E-2,5.030149170359796E-3,0,0,3.0715885378676143E-3,9.1732096774193865E-5,3.005577323101042E-2,null,2.508171677190886E-2,7.0195650361348748E-3,0,0,5.3725068398207381E-3,5.2137792630247657E-5,7.6456334692542305E-5,3.7525926440494725E-2]
[2004,3,19,18,2.3079119665744576E-2,4.7118056411472337E-3,3.2685067000000459E-4,3.2674000000000717E-5,2.8038430312990093E-3,9.1732096774193865E-5,3.1046025104965017E-2,null,2.647771973160629E-2,6.5753171557125841E-3,2.1738414871169524E-4,2.3948233891653832E-5,4.9041939301854767E-3,5.2137792630247657E-5,7.1617635363285668E-5,3.8250700992737946E-2]
[2004,3,19,19,2.5272536970193299E-2,4.8592192996902558E-3,3.2685067000000459E-4,3.2674000000000717E-5,3.0147302593708045E-3,9.1732096774193865E-5,3.3597743296028562E-2,null,2.8994136712963234E-2,6.7810326779191169E-3,2.1738414871169524E-4,2.3948233891653832E-5,5.2730561854252731E-3,5.2137792630247657E-5,7.3858266333482378E-5,4.1341695751541216E-2]
[2004,3,19,20,2.617402506487267E-2,5.0165038775700933E-3,3.2685067000000459E-4,3.2674000000000717E-5,3.2095236041897826E-3,9.1732096774193865E-5,3.4851309313406749E-2,null,3.0028376729826979E-2,7.0005230521040978E-3,2.1738414871169524E-4,2.3948233891653832E-5,5.6137686749041047E-3,5.2137792630247657E-5,7.624893148496851E-5,4.2936138632068778E-2]
[2004,3,19,21,2.6230084810653368E-2,4.6832658549523353E-3,3.2685067000000459E-4,3.2674000000000717E-5,2.8468204711751236E-3,9.1732096774193865E-5,3.4211427903555032E-2,null,3.0092691758238119E-2,6.535489930211409E-3,2.1738414871169524E-4,2.3948233891653832E-5,4.9793656489381145E-3,5.2137792630247657E-5,7.1183841578753693E-5,4.1901017512621236E-2]
[2004,3,19,22,2.47125410134897E-2,4.162610702712931E-3,3.2685067000000459E-4,3.2674000000000717E-5,2.3970059895819925E-3,9.1732096774193865E-5,3.1723414472558824E-2,null,2.8351676506197271E-2,5.8089165068865127E-3,2.1738414871169524E-4,2.3948233891653832E-5,4.1925964091078308E-3,5.2137792630247657E-5,6.3270083312184214E-5,3.8646659597425213E-2]
[2004,3,19,23,2.2131746531761858E-2,4.0525626527938485E-3,3.2685067000000459E-4,3.2674000000000717E-5,2.6592952176679747E-3,9.1732096774193865E-5,2.929486116899788E-2,null,2.5390837706375513E-2,5.6553446311141762E-3,2.1738414871169524E-4,2.3948233891653832E-5,4.6513657574533979E-3,5.2137792630247657E-5,6.1597395236360567E-5,3.5991018270176679E-2]
[2004,3,19,24,1.9545509311004503E-2,3.7726707573901386E-3,3.2685067000000459E-4,3.2674000000000717E-5,2.7033155034947901E-3,9.1732096774193865E-5,2.6472752338663627E-2,null,2.2423754677108138E-2,5.2647559435160963E-3,2.1738414871169524E-4,2.3948233891653832E-5,4.7283615151142259E-3,5.2137792630247657E-5,5.7343145967012284E-5,3.2710342310972057E-2]
[2004,3,20,1,1.9071349633969774E-2,3.9929116494629305E-3,3.2685067000000459E-4,3.2674000000000717E-5,3.0510143991196912E-3,9.1732096774193865E-5,2.656653244932659E-2,null,2.1879770884901849E-2,5.5721017523901384E-3,2.1738414871169524E-4,2.3948233891653832E-5,5.3365206718220207E-3,5.2137792630247657E-5,6.0690722904993431E-5,3.3081863484347607E-2]
[2004,3,20,2,1.8203720294771748E-2,4.0271087587381901E-3,3.2685067000000459E-4,3.2674000000000717E-5,3.2251644507398352E-3,9.1732096774193865E-5,2.590725027102397E-2,null,2.0884375618231355E-2,5.6198237631050465E-3,2.1738414871169524E-4,2.3948233891653832E-5,5.6411260354472846E-3,5.2137792630247657E-5,6.1210505826675581E-5,3.2438795592017289E-2]
[2004,3,20,3,1.7725155412571931E-2,4.0498344228833026E-3,3.2685067000000459E-4,3.2674000000000717E-5,3.3408495124593865E-3,9.1732096774193865E-5,2.5567096114688818E-2,null,2.0335337916282805E-2,5.6515373906841204E-3,2.1738414871169524E-4,2.3948233891653832E-5,5.843470450296824E-3,5.2137792630247657E-5,6.1555927189967832E-5,3.2123815932497343E-2]
[2004,3,20,4,1.7608691120332674E-2,4.1186692813934139E-3,3.2685067000000459E-4,3.2674000000000717E-5,3.4966078611112636E-3,9.1732096774193865E-5,2.5675225029611549E-2,null,2.02017232492889E-2,5.7475963244652635E-3,2.1738414871169524E-4,2.3948233891653832E-5,6.1159069381840764E-3,5.2137792630247657E-5,6.2602190591414119E-5,3.235869668717184E-2]
[2004,3,20,5,1.7979325590099376E-2,4.188483922573304E-3,3.2685067000000459E-4,3.2674000000000717E-5,3.5585057923930765E-3,9.1732096774193865E-5,2.617757207183995E-2,null,2.0626936851691646E-2,5.8450225433782921E-3,2.1738414871169524E-4,2.3948233891653832E-5,6.2241724350377524E-3,5.2137792630247657E-5,6.3663346312986402E-5,3.298960200534129E-2]
[2004,3,20,6,1.9017602647369635E-2,4.2682887207222894E-3,3.2685067000000459E-4,3.2674000000000717E-5,3.604305853367649E-3,9.1732096774193865E-5,2.7341453988233771E-2,null,2.1818109189472055E-2,5.9563900101928689E-3,2.1738414871169524E-4,2.3948233891653832E-5,6.3042811923848287E-3,5.2137792630247657E-5,6.4876348582045004E-5,3.4372250567283352E-2]
[2004,3,20,7,2.0905069214840259E-2,4.4196837887732834E-3,3.2685067000000459E-4,3.2674000000000717E-5,3.6221368106692737E-3,9.1732096774193865E-5,2.9398146581057012E-2,null,2.3983521540552381E-2,6.1676615829319341E-3,2.1738414871169524E-4,2.3948233891653832E-5,6.3354692694604234E-3,5.2137792630247657E-5,6.7177495447015429E-5,3.6780122568178336E-2]
[2004,3,20,8,2.3530902373898079E-2,4.6459622877145527E-3,0,0,3.6315172706045721E-3,9.1732096774193865E-5,3.19001140289914E-2,null,2.6996031352643963E-2,6.483432862431306E-3,0,0,6.3518766054501729E-3,5.2137792630247657E-5,7.0616841689612501E-5,3.9883478613155693E-2]
[2004,3,20,9,2.574712496965861E-2,4.7535009272670513E-3,0,0,3.4365319767787634E-3,9.1732096774193865E-5,3.4028889970478621E-2,null,2.9538611901784122E-2,6.6335028600934699E-3,0,0,6.0108283785054077E-3,5.2137792630247657E-5,7.2251387692036199E-5,4.2235080933013251E-2]
[2004,3,20,10,2.7403793889023007E-2,4.7064714065678673E-3,0,0,3.0200592974781175E-3,9.1732096774193865E-5,3.5222056689843191E-2,null,3.1439239654067953E-2,6.5678732399797272E-3,0,0,5.2823771909337389E-3,5.2137792630247657E-5,7.1536557047212706E-5,4.3341627877611665E-2]
[2004,3,20,11,2.7198415128426596E-2,4.6287736658027741E-3,0,0,2.748228528845939E-3,9.1732096774193865E-5,3.4667149419849504E-2,null,3.1203617093907312E-2,6.4594461683383691E-3,0,0,4.806918760956666E-3,5.2137792630247657E-5,7.0355581240810243E-5,4.2522119815832593E-2]
[2004,3,20,12,2.608939001643271E-2,4.5024361790944696E-3,0,0,2.6072070906405956E-3,9.1732096774193865E-5,3.329076538294197E-2,null,2.9931278438188488E-2,6.2831424098581138E-3,0,0,4.5602585615259379E-3,5.2137792630247657E-5,6.8435299984559984E-5,4.0826817202202784E-2]
[2004,3,20,13,2.5904972610451438E-2,4.4303951184424982E-3,0,0,2.5460390893027852E-3,9.1732096774193865E-5,3.2973138914970918E-2,null,2.9719703973480911E-2,6.1826092261707448E-3,0,0,4.4532697830765655E-3,5.2137792630247657E-5,6.7340303542452691E-5,4.0407720775358466E-2]
[2004,3,20,14,2.4777248904553167E-2,4.5803266750660439E-3,0,0,2.8758139990613519E-3,9.1732096774193865E-5,3.232512167545476E-2,null,2.8425913194113268E-2,6.3918384710785325E-3,0,0,5.0300781467088719E-3,5.2137792630247657E-5,6.9619205596040042E-5,3.989996760453092E-2]
[2004,3,20,15,2.2943542851911129E-2,4.3309196322774864E-3,0,0,2.6078837017375939E-3,9.1732096774193865E-5,2.9974078282700403E-2,null,2.6322178058839876E-2,6.0437913460269456E-3,0,0,4.5614420200854773E-3,5.2137792630247657E-5,6.5828314373473143E-5,3.697954921758255E-2]
[2004,3,20,16,2.3419057273783149E-2,4.4570442403477472E-3,0,0,2.9193300974806415E-3,9.1732096774193865E-5,3.0887163708385734E-2,null,2.6867716093782853E-2,6.2197980327119238E-3,0,0,5.1061920315986263E-3,5.2137792630247657E-5,6.7745359956217918E-5,3.8245843950723654E-2]
[2004,3,20,17,2.4950049865228772E-2,4.5144091246533749E-3,0,0,3.0918089686983422E-3,9.1732096774193865E-5,3.264800005535469E-2,null,2.8624160591431115E-2,6.2998506360316189E-3,0,0,5.4078743383000833E-3,5.2137792630247657E-5,6.8617284156779213E-5,4.0384023358393063E-2]
[2004,3,20,18,2.6551591206828117E-2,4.343180835553343E-3,3.2685067000000459E-4,3.2674000000000717E-5,2.9223949024538092E-3,9.1732096774193865E-5,3.4268423711609472E-2,null,3.0461542753125456E-2,6.0609018353784952E-3,2.1738414871169524E-4,2.3948233891653832E-5,5.111552673324582E-3,5.2137792630247657E-5,6.601467995223492E-5,4.1927467437062126E-2]
[2004,3,20,19,2.7920989945657327E-2,4.5238229597311204E-3,3.2685067000000459E-4,3.2674000000000717E-5,2.7592494408202025E-3,9.1732096774193865E-5,3.5655319112982857E-2,null,3.2032597305147736E-2,6.3129876276653979E-3,2.1738414871169524E-4,2.3948233891653832E-5,4.8261954069764154E-3,5.2137792630247657E-5,6.8760370832952886E-5,4.3465250515023146E-2]
[2004,3,20,20,2.90287815521557E-2,4.6648846408089695E-3,3.2685067000000459E-4,3.2674000000000717E-5,2.7621324785500646E-3,9.1732096774193865E-5,3.6907055438288941E-2,null,3.3303520811013766E-2,6.5098389755870846E-3,2.1738414871169524E-4,2.3948233891653832E-5,4.8312381201302736E-3,5.2137792630247657E-5,7.0904454186252177E-5,4.4938068081964724E-2]
[2004,3,20,21,2.8245708630621119E-2,4.8001666814762121E-3,3.2685067000000459E-4,3.2674000000000717E-5,2.9301059515164842E-3,9.1732096774193865E-5,3.6427238030388019E-2,null,3.240513362614305E-2,6.6986248446584042E-3,2.1738414871169524E-4,2.3948233891653832E-5,5.1250400474701354E-3,5.2137792630247657E-5,7.296068922597865E-5,4.4522268693505188E-2]
[2004,3,20,22,2.6245244698822202E-2,4.3897014980885949E-3,3.2685067000000459E-4,3.2674000000000717E-5,2.5199359481198119E-3,9.1732096774193865E-5,3.3606138911804806E-2,null,3.0110084071112715E-2,6.125821344747027E-3,2.1738414871169524E-4,2.3948233891653832E-5,4.4076128525282806E-3,5.2137792630247657E-5,6.6721776148481436E-5,4.0936988443621619E-2]
[2004,3,20,23,2.3767150328285223E-2,4.3026907129294339E-3,3.2685067000000459E-4,3.2674000000000717E-5,2.9307365551805831E-3,9.1732096774193865E-5,3.1451834363169437E-2,null,2.7267068862480728E-2,6.0043979347080348E-3,2.1738414871169524E-4,2.3948233891653832E-5,5.1261430345586794E-3,5.2137792630247657E-5,6.539924564557116E-5,3.8691080006981036E-2]
[2004,3,20,24,2.095850207165894E-2,3.7847256071991756E-3,3.2685067000000459E-4,3.2674000000000717E-5,2.83253195640944E-3,9.1732096774193865E-5,2.8027016402041752E-2,null,2.4044822847872346E-2,5.2815784669382635E-3,2.1738414871169524E-4,2.3948233891653832E-5,4.9543736481010466E-3,5.2137792630247657E-5,5.7526375052364068E-5,3.4574245138145256E-2]
[2004,3,21,1,2.137121925900471E-2,3.9599681155662357E-3,3.2685067000000459E-4,3.2674000000000717E-5,3.319263621069388E-3,9.1732096774193865E-5,{"$f":"SUM(E1923:J1923)","v":2.9101707762414528E-2},null,{"$f":"E1923*W$5","v":2.4518316212143856E-2},5.526129104089646E-3,{"$f":"G1923*Y$5","v":2.1738414871169524E-4},{"$f":"H1923*Z$5","v":2.3948233891653832E-5},{"$f":"I1923*AA$5","v":5.8057146286082505E-3},{"$f":"J1923*AB$5","v":5.2137792630247657E-5},6.0189993847413481E-5,{"$f":"SUM(M1923:R1923)","v":3.6143630120075348E-2}]
[2004,3,21,2,2.0273305000616689E-2,4.0386809286371258E-3,3.2685067000000459E-4,3.2674000000000717E-5,3.5546709074284967E-3,9.1732096774193865E-5,2.8317913603456507E-2,null,2.3258724579362462E-2,{"$f":"(F1924*X$5)-S1924","v":5.6359727074929067E-3},2.1738414871169524E-4,2.3948233891653832E-5,6.2174648485729209E-3,5.2137792630247657E-5,{"$f":"(F1924*$AC$7)*$AC$5","v":6.1386398362850355E-5},3.5405632310661891E-2]
[2004,3,21,3,1.9325829752227987E-2,4.1828117002715966E-3,3.2685067000000459E-4,3.2674000000000717E-5,3.8346679916015027E-3,9.1732096774193865E-5,2.7794566210875282E-2,null,2.2171725402495863E-2,5.8371069663252558E-3,2.1738414871169524E-4,2.3948233891653832E-5,6.7072069580071678E-3,5.2137792630247657E-5,6.3577130713396383E-5,3.5009509502061886E-2]
[2004,3,21,4,1.9673754977791759E-2,4.0978357596389422E-3,3.2685067000000459E-4,3.2674000000000717E-5,3.7023531746237233E-3,9.1732096774193865E-5,2.7925200678828623E-2,null,2.2570885627992109E-2,5.7185231785337317E-3,2.1738414871169524E-4,2.3948233891653832E-5,6.4757754851848832E-3,5.2137792630247657E-5,6.228552906545577E-5,3.5058654466944325E-2]
[2004,3,21,5,1.9578520818693546E-2,4.170268410622676E-3,3.2685067000000459E-4,3.2674000000000717E-5,3.7921050664851698E-3,9.1732096774193865E-5,2.7992151062575587E-2,null,2.2461627414940753E-2,5.8196028258960808E-3,2.1738414871169524E-4,2.3948233891653832E-5,6.6327602658505982E-3,5.2137792630247657E-5,6.3386477530147999E-5,3.520746068192103E-2]
[2004,3,21,6,2.032641372978726E-2,4.0980297550378009E-3,3.2685067000000459E-4,3.2674000000000717E-5,3.6120370899167279E-3,9.1732096774193865E-5,2.8487737341515985E-2,null,2.3319654028433577E-2,5.7187938987992518E-3,2.1738414871169524E-4,2.3948233891653832E-5,6.3178038764058579E-3,5.2137792630247657E-5,6.2288477720981016E-5,3.5649721978872284E-2]
[2004,3,21,7,2.198816225235866E-2,4.1434961087330104E-3,3.2685067000000459E-4,3.2674000000000717E-5,3.5303827267486863E-3,9.1732096774193865E-5,3.0113297854614557E-2,null,2.5226109399448565E-2,5.7822421218857662E-3,2.1738414871169524E-4,2.3948233891653832E-5,6.1749824603166891E-3,5.2137792630247657E-5,6.2979548827948157E-5,3.7476804156884619E-2]
[2004,3,21,8,2.461620948054101E-2,4.2456042519777113E-3,0,0,3.5193060889373452E-3,9.1732096774193865E-5,3.247285191823026E-2,null,2.8241159321500783E-2,5.9247338707286504E-3,0,0,6.1556083443926341E-3,5.2137792630247657E-5,6.4531553373012678E-5,4.0373639329252309E-2]
[2004,3,21,9,2.6382962429612872E-2,4.2656167284889088E-3,0,0,3.3033994159831076E-3,9.1732096774193865E-5,3.4043710670859081E-2,null,3.0268081929382868E-2,5.9526612493503916E-3,0,0,5.7779665922799445E-3,5.2137792630247657E-5,6.4835735326737392E-5,4.2050847563643447E-2]
[2004,3,21,10,2.8641957894586647E-2,4.3240252885741503E-3,0,0,3.1520508827011674E-3,9.1732096774193865E-5,3.6209766162636159E-2,null,3.2859734022825729E-2,6.0341703005334629E-3,0,0,5.5132433000063793E-3,5.2137792630247657E-5,6.5723522998145003E-5,4.4459285415995822E-2]
[2004,3,21,11,2.9202117593351225E-2,4.3025626509005056E-3,0,0,2.9897391404619111E-3,9.1732096774193865E-5,3.658615148148784E-2,null,3.3502382084087949E-2,6.0042192243536744E-3,0,0,5.2293442898970997E-3,5.2137792630247657E-5,6.5397299151935765E-5,4.4788083390968972E-2]
[2004,3,21,12,2.8698522228735496E-2,4.5283092452738901E-3,0,0,3.1941051711215215E-3,9.1732096774193865E-5,3.6512668741905105E-2,null,3.2924627944608244E-2,6.3192482318883726E-3,0,0,5.5868003371540046E-3,5.2137792630247657E-5,6.882856064947075E-5,4.4882814306280869E-2]
[2004,3,21,13,2.8213160197575186E-2,4.469845061027003E-3,0,0,3.0039414846929299E-3,9.1732096774193865E-5,3.5778678840069314E-2,null,3.2367792154701557E-2,6.2376615572776383E-3,0,0,5.2541855700952633E-3,5.2137792630247657E-5,6.7939927512178174E-5,4.3911777074704707E-2]
[2004,3,21,14,2.7557001444131392E-2,4.6580542931438252E-3,0,0,3.3641164996785333E-3,9.1732096774193865E-5,3.5670904333727951E-2,null,3.1615008347314316E-2,6.5003072364614514E-3,0,0,5.8841666719540607E-3,5.2137792630247657E-5,7.0800635526115837E-5,4.4051620048360073E-2]
[2004,3,21,15,2.7073294916303045E-2,4.3882393985166784E-3,0,0,3.0162411332564205E-3,9.1732096774193865E-5,3.4569507544850345E-2,null,3.1060071847929679E-2,6.1237809871578621E-3,0,0,5.2756988506730777E-3,5.2137792630247657E-5,6.6699552796759993E-5,4.2511689478390867E-2]
[2004,3,21,16,2.7461023761366086E-2,4.5307491144160709E-3,0,0,3.3000078127937023E-3,9.1732096774193865E-5,3.5383512785350055E-2,null,3.1504897120302452E-2,6.3226530653323022E-3,0,0,5.77203434871659E-3,5.2137792630247657E-5,6.886564572297906E-5,4.3651722326981592E-2]
[2004,3,21,17,2.9367681421393791E-2,4.3555009370123072E-3,0,0,3.1427231390937596E-3,9.1732096774193865E-5,3.6957637594274055E-2,null,3.3692326618372306E-2,6.0780945170493634E-3,0,0,5.4969281699969149E-3,5.2137792630247657E-5,6.6201940760749912E-5,4.5319487098048832E-2]
[2004,3,21,18,3.0599470583197445E-2,4.3113846256819218E-3,3.2685067000000459E-4,3.2674000000000717E-5,3.2341474379546532E-3,9.1732096774193865E-5,3.8596259413608225E-2,null,3.5105507392467282E-2,6.0165302759006539E-3,2.1738414871169524E-4,2.3948233891653832E-5,5.6568381530237933E-3,5.2137792630247657E-5,6.553138977901132E-5,4.7072345996625325E-2]
[2004,3,21,19,3.254680127287856E-2,4.2262619617978317E-3,3.2685067000000459E-4,3.2674000000000717E-5,3.3085716588125585E-3,9.1732096774193865E-5,4.0532891660263151E-2,null,3.7339599375735687E-2,5.8977417360489255E-3,2.1738414871169524E-4,2.3948233891653832E-5,5.7870133476105685E-3,5.2137792630247657E-5,6.4237557994023276E-5,4.9317824634628776E-2]
[2004,3,21,20,3.3415094700183015E-2,4.2395065218802106E-3,3.2685067000000459E-4,3.2674000000000717E-5,3.1389838352160449E-3,9.1732096774193865E-5,4.1244841824053476E-2,null,3.8335756523232387E-2,5.9162244982344063E-3,2.1738414871169524E-4,2.3948233891653832E-5,5.490387764141273E-3,5.2137792630247657E-5,6.4438870218416297E-5,5.0035838960841662E-2]
[2004,3,21,21,3.2725513630805718E-2,4.0357510204300185E-3,3.2685067000000459E-4,3.2674000000000717E-5,2.7651808075688025E-3,9.1732096774193865E-5,3.997770222557874E-2,null,3.7544628674699508E-2,5.6318840253260071E-3,2.1738414871169524E-4,2.3948233891653832E-5,4.8365699438108513E-3,5.2137792630247657E-5,6.1341864883839237E-5,4.8306552819069967E-2]
[2004,3,21,22,3.0977223726640669E-2,4.0306615684107296E-3,3.2685067000000459E-4,3.2674000000000717E-5,2.8162506115312512E-3,9.1732096774193865E-5,3.8275392673356855E-2,null,3.5538887954840663E-2,5.6247817032600532E-3,2.1738414871169524E-4,2.3948233891653832E-5,4.9258959937403899E-3,5.2137792630247657E-5,6.1264507168628466E-5,4.6383035827074696E-2]
[2004,3,21,23,2.5483052792962653E-2,3.9866490758146567E-3,3.2685067000000459E-4,3.2674000000000717E-5,2.8613282177834707E-3,9.1732096774193865E-5,3.278228685333498E-2,null,2.9235652812150875E-2,5.5633623409872554E-3,2.1738414871169524E-4,2.3948233891653832E-5,5.0047411075722454E-3,5.2137792630247657E-5,6.0595534191761916E-5,4.0097226435943968E-2]
[2004,3,21,24,2.3141107909621247E-2,4.2218627507442409E-3,3.2685067000000459E-4,3.2674000000000717E-5,3.3155560770590062E-3,9.1732096774193865E-5,3.1129783504198691E-2,null,2.6548836280755134E-2,5.8916026441348471E-3,2.1738414871169524E-4,2.3948233891653832E-5,5.7992297738468966E-3,5.2137792630247657E-5,6.4170691676284936E-5,3.8533138873970474E-2]
[2004,3,22,1,1.7845801281382336E-2,3.621558480742003E-3,3.2685067000000459E-4,3.2674000000000717E-5,2.6066210061287277E-3,9.1732096774193865E-5,2.452523753502726E-2,null,2.0473749933179596E-2,5.0538790057225958E-3,2.1738414871169524E-4,2.3948233891653832E-5,4.5592334427608742E-3,5.2137792630247657E-5,5.5046297422710464E-5,3.0380332556896664E-2]
[2004,3,22,2,1.7030264337687794E-2,3.7119816939196106E-3,3.2685067000000459E-4,3.2674000000000717E-5,2.8493007377290952E-3,9.1732096774193865E-5,2.4042803536110696E-2,null,1.953811811798669E-2,5.1800644535452299E-3,2.1738414871169524E-4,2.3948233891653832E-5,4.9837038761653329E-3,5.2137792630247657E-5,5.6420695520369216E-5,2.9995356622930854E-2]
[2004,3,22,3,1.69076557646098E-2,3.8633352313921804E-3,3.2685067000000459E-4,3.2674000000000717E-5,3.0710109907144778E-3,9.1732096774193865E-5,2.4293258753490653E-2,null,1.9397454371636355E-2,5.3912780704292373E-3,2.1738414871169524E-4,2.3948233891653832E-5,5.371496653725728E-3,5.2137792630247657E-5,5.872121113650457E-5,3.0453699271024919E-2]
[2004,3,22,4,1.7322363469576295E-2,3.9945227239859297E-3,3.2685067000000459E-4,3.2674000000000717E-5,3.2602192725367123E-3,9.1732096774193865E-5,2.5028362232873136E-2,null,1.9873231374471455E-2,5.5743500042827248E-3,2.1738414871169524E-4,2.3948233891653832E-5,5.7024403252848048E-3,5.2137792630247657E-5,6.0715210618731796E-5,3.1443491879272582E-2]
[2004,3,22,5,1.8959528823884127E-2,4.0956818056356089E-3,3.2685067000000459E-4,3.2674000000000717E-5,3.3349168133619445E-3,9.1732096774193865E-5,2.6841384209655875E-2,null,2.1751483492987007E-2,5.7155173392038896E-3,2.1738414871169524E-4,2.3948233891653832E-5,5.8330935830547903E-3,5.2137792630247657E-5,6.2252789792202883E-5,3.359356459047929E-2]
[2004,3,22,6,2.1056915984480451E-2,4.3591643246230025E-3,3.2685067000000459E-4,3.2674000000000717E-5,3.4778406251033699E-3,9.1732096774193865E-5,2.934517770098102E-2,null,2.4157729060895989E-2,6.0832067685383196E-3,2.1738414871169524E-4,2.3948233891653832E-5,6.0830812186666644E-3,5.2137792630247657E-5,6.6257622844876233E-5,3.661748722333457E-2]
[2004,3,22,7,2.3737298107560249E-2,4.6316353821012199E-3,3.2685067000000459E-4,3.2674000000000717E-5,3.1876277377244047E-3,9.1732096774193865E-5,3.2007817994160075E-2,null,2.7232820643953784E-2,6.4634396888069616E-3,2.1738414871169524E-4,2.3948233891653832E-5,5.5754706766863128E-3,5.2137792630247657E-5,7.0399078229010565E-5,3.9565201184680654E-2]
[2004,3,22,8,2.6216421243297986E-2,5.0574852938123256E-3,0,0,2.9827001992745821E-3,9.1732096774193865E-5,3.4348338833159089E-2,null,3.0077016112363866E-2,7.0577125522247649E-3,0,0,5.2170324977388067E-3,5.2137792630247657E-5,7.6871833265864677E-5,4.2403898954957685E-2]
[2004,3,22,9,2.5217220893679559E-2,5.4392991105305403E-3,0,0,3.0917937988255832E-3,9.1732096774193865E-5,3.3840045899809879E-2,null,2.8930674865553306E-2,7.5905331162631632E-3,0,0,5.4078478047184684E-3,5.2137792630247657E-5,8.2675256578489185E-5,4.1981193579165181E-2]
[2004,3,22,10,2.4660892604815712E-2,5.6953846525329603E-3,0,0,2.9834788574476506E-3,9.1732096774193865E-5,3.343148821157052E-2,null,2.8292422422451474E-2,7.9479000761720781E-3,0,0,5.2183944465509996E-3,5.2137792630247657E-5,8.6567658423076572E-5,4.1510854737804796E-2]
[2004,3,22,11,2.3522059604045638E-2,5.7901392553182506E-3,0,0,2.9710677068203752E-3,9.1732096774193865E-5,3.2374998662958461E-2,null,2.6985886408417536E-2,8.0801299711906593E-3,0,0,5.1966861380282137E-3,5.2137792630247657E-5,8.8007891978554372E-5,4.0314840310266657E-2]
[2004,3,22,12,2.3054850495901537E-2,5.6737492617502158E-3,0,0,2.7885342132506507E-3,9.1732096774193865E-5,3.16088660676766E-2,null,2.6449876716511719E-2,7.9177079233077926E-3,0,0,4.8774173197572209E-3,5.2137792630247657E-5,8.6238808795984664E-5,3.9297139752206979E-2]
[2004,3,22,13,2.2567499821236622E-2,5.5779116732290199E-3,0,0,2.5804640884273099E-3,9.1732096774193865E-5,3.0817607679667142E-2,null,2.5890759438137376E-2,7.7839667234453737E-3,0,0,4.5134824518560006E-3,5.2137792630247657E-5,8.4782114273428653E-5,3.8240346406068999E-2]
[2004,3,22,14,2.1664812469669767E-2,5.8147142694536394E-3,0,0,2.9279242875655006E-3,9.1732096774193865E-5,3.04991831234631E-2,null,2.4855143563432734E-2,8.1144243636917385E-3,0,0,5.1212241052127827E-3,5.2137792630247657E-5,8.8381422751136784E-5,3.8142929824967503E-2]
[2004,3,22,15,2.1666208461461871E-2,5.6148899167411184E-3,0,0,2.8116249362212489E-3,9.1732096774193865E-5,3.0184455411198432E-2,null,2.4856745127095226E-2,7.8355698024921618E-3,0,0,4.9178052381149539E-3,5.2137792630247657E-5,8.5344169366936181E-5,3.7662257960332589E-2]
[2004,3,22,16,2.2907402419782889E-2,5.389578642629185E-3,0,0,2.7451031108810271E-3,9.1732096774193865E-5,3.1133816270067293E-2,null,2.6280715635370967E-2,7.5211482836786345E-3,0,0,4.8014521012179744E-3,5.2137792630247657E-5,8.1919524570115386E-5,3.8655453812897825E-2]
[2004,3,22,17,2.5368416880977768E-2,4.9968280587558951E-3,0,0,2.5895928067706893E-3,9.1732096774193865E-5,3.3046569843278549E-2,null,2.9104135770224096E-2,6.9730654787543214E-3,0,0,4.5294494673380455E-3,5.2137792630247657E-5,7.5949866598886713E-5,4.0658788508946712E-2]
[2004,3,22,18,2.7462001806035152E-2,4.7601074518591521E-3,3.2685067000000459E-4,3.2674000000000717E-5,2.4233750016415668E-3,9.1732096774193865E-5,3.5096741026310073E-2,null,3.1506019190511693E-2,6.6427222544824752E-3,2.1738414871169524E-4,2.3948233891653832E-5,4.2387183736557667E-3,5.2137792630247657E-5,7.2351804327460171E-5,4.268092999388353E-2]
[2004,3,22,19,2.8825834540107398E-2,4.4787052472182644E-3,3.2685067000000459E-4,3.2674000000000717E-5,2.1491964719641448E-3,9.1732096774193865E-5,3.5904993026064015E-2,null,3.3070688095415968E-2,6.2500259327852884E-3,2.1738414871169524E-4,2.3948233891653832E-5,3.7591534814626999E-3,5.2137792630247657E-5,6.8074598938001692E-5,4.3373337684897546E-2]
[2004,3,22,20,2.9976778259005767E-2,4.6971731148790939E-3,3.2685067000000459E-4,3.2674000000000717E-5,2.3674684374546794E-3,9.1732096774193865E-5,3.7492676578113747E-2,null,3.4391118235612153E-2,6.5548974889584844E-3,2.1738414871169524E-4,2.3948233891653832E-5,4.1409323600728907E-3,5.2137792630247657E-5,7.139522658615704E-5,4.5380418259877119E-2]
[2004,3,22,21,2.9249398819456752E-2,4.6017136454281678E-3,3.2685067000000459E-4,3.2674000000000717E-5,2.3177845545339251E-3,9.1732096774193865E-5,3.6620153786193044E-2,null,3.3556625879844461E-2,6.4216839536474085E-3,2.1738414871169524E-4,2.3948233891653832E-5,4.0540304207246228E-3,5.2137792630247657E-5,6.9944279328187255E-5,4.4325810429450087E-2]
[2004,3,22,22,2.6193849715533436E-2,4.0718998566597209E-3,3.2685067000000459E-4,3.2674000000000717E-5,1.9852839056012659E-3,9.1732096774193865E-5,3.2702290244568624E-2,null,3.0051120731832911E-2,5.6823296678509255E-3,2.1738414871169524E-4,2.3948233891653832E-5,3.4724544743982674E-3,5.2137792630247657E-5,6.1891313305331339E-5,3.9499375049315701E-2]
[2004,3,22,23,2.207268179018719E-2,3.7103940934132404E-3,3.2685067000000459E-4,3.2674000000000717E-5,1.7292871835507839E-3,9.1732096774193865E-5,2.7963619833925413E-2,null,2.5323075170538625E-2,5.1778489596049039E-3,2.1738414871169524E-4,2.3948233891653832E-5,3.0246913305942776E-3,5.2137792630247657E-5,5.6396564602664358E-5,3.3819085635971406E-2]
[2004,3,22,24,1.9072435559886445E-2,3.8330967235177429E-3,3.2685067000000459E-4,3.2674000000000717E-5,2.2951213921255311E-3,9.1732096774193865E-5,2.5651910442303916E-2,null,2.1881016722805863E-2,5.3490802815702029E-3,2.1738414871169524E-4,2.3948233891653832E-5,4.0143903473391449E-3,5.2137792630247657E-5,5.8261597435130844E-5,3.1537957526948809E-2]
[2004,3,23,1,1.5444184394340265E-2,3.9402945203848971E-3,3.2685067000000459E-4,3.2674000000000717E-5,2.8497077989944205E-3,9.1732096774193865E-5,2.2685443480493776E-2,null,1.7718474179218499E-2,5.4986746338159314E-3,2.1738414871169524E-4,2.3948233891653832E-5,4.9844158658752915E-3,5.2137792630247657E-5,5.9890962759696765E-5,2.8495034854143321E-2]
[2004,3,23,2,1.5065286415965636E-2,3.855539658183962E-3,3.2685067000000459E-4,3.2674000000000717E-5,2.8473191929575671E-3,9.1732096774193865E-5,2.2219402033881362E-2,null,1.7283780195064231E-2,5.3803993606185039E-3,2.1738414871169524E-4,2.3948233891653832E-5,4.9802379617997859E-3,5.2137792630247657E-5,5.8602721418974965E-5,2.7937887692716122E-2]
[2004,3,23,3,1.4539762231663093E-2,3.8945378023460173E-3,3.2685067000000459E-4,3.2674000000000717E-5,2.9936037516560391E-3,9.1732096774193865E-5,2.1879160552439346E-2,null,1.6680868027456868E-2,5.4348212077571919E-3,2.1738414871169524E-4,2.3948233891653832E-5,5.2361038704261103E-3,5.2137792630247657E-5,5.919547822627037E-5,2.7645263280873772E-2]
[2004,3,23,4,1.4872045625966539E-2,3.9380711826075719E-3,3.2685067000000459E-4,3.2674000000000717E-5,3.0994712936137968E-3,9.1732096774193865E-5,2.2360844868962105E-2,null,1.706208302669673E-2,5.49557196954164E-3,2.1738414871169524E-4,2.3948233891653832E-5,5.4212764891772925E-3,5.2137792630247657E-5,5.9857168879738027E-5,2.827240166064926E-2]
[2004,3,23,5,1.5658142985818628E-2,3.9713438115501877E-3,3.2685067000000459E-4,3.2674000000000717E-5,3.0876870553593352E-3,9.1732096774193865E-5,2.3168430619502346E-2,null,1.7963940024596559E-2,5.5420038694467414E-3,2.1738414871169524E-4,2.3948233891653832E-5,5.400664711315885E-3,5.2137792630247657E-5,6.0362900055570218E-5,2.9200078780592782E-2]
[2004,3,23,6,1.7158138140972879E-2,4.1724328453505068E-3,3.2685067000000459E-4,3.2674000000000717E-5,3.0578331941701234E-3,9.1732096774193865E-5,2.4839660947267705E-2,null,1.9684822445250195E-2,5.822623291060018E-3,2.1738414871169524E-4,2.3948233891653832E-5,5.3484474069937877E-3,5.2137792630247657E-5,6.3419376106386307E-5,3.1149363318537602E-2]
[2004,3,23,7,2.0181589583836486E-2,4.5411917019300132E-3,3.2685067000000459E-4,3.2674000000000717E-5,2.9461588601962228E-3,9.1732096774193865E-5,2.8120196912736921E-2,null,2.3153503273881819E-2,6.3372256793278441E-3,2.1738414871169524E-4,2.3948233891653832E-5,5.1531181447210085E-3,5.2137792630247657E-5,6.902436904091299E-5,3.4937317273164271E-2]
[2004,3,23,8,2.2177913466624764E-2,5.1626519485798907E-3,0,0,2.8642789580252716E-3,9.1732096774193865E-5,3.0296576470004118E-2,null,2.5443803121862382E-2,7.2044724489538046E-3,0,0,5.0099022389985971E-3,5.2137792630247657E-5,7.8470326010927522E-5,3.7710315602445033E-2]
[2004,3,23,9,2.0755752350779085E-2,5.4810682502370815E-3,0,0,2.9127494777352225E-3,9.1732096774193865E-5,2.9241302175525584E-2,null,2.3812216476274638E-2,7.648821883204939E-3,0,0,5.0946818881804374E-3,5.2137792630247657E-5,8.3310131453381709E-5,3.6607858040290257E-2]
[2004,3,23,10,1.9577389422077054E-2,5.9531060009077076E-3,0,0,3.1654187796046123E-3,9.1732096774193865E-5,2.8787646299363569E-2,null,2.2460329410382927E-2,8.3075498012293407E-3,0,0,5.5366250507397101E-3,5.2137792630247657E-5,9.0484923896009552E-5,3.6356642054982222E-2]
[2004,3,23,11,1.8772138708466186E-2,5.9191203070290627E-3,0,0,2.9989183095087469E-3,9.1732096774193865E-5,2.7781909421778189E-2,null,2.1536498561656459E-2,8.2601228203586594E-3,0,0,5.2453995485621267E-3,5.2137792630247657E-5,8.9968354407125368E-5,3.5094158723207487E-2]
[2004,3,23,12,1.8480301240390937E-2,5.9136652530600879E-3,0,0,3.0028994193145261E-3,9.1732096774193865E-5,2.7488598009539747E-2,null,2.1201685501245529E-2,8.2525103013629062E-3,0,0,5.252362896483875E-3,5.2137792630247657E-5,8.9885439682751902E-5,3.4758696491722557E-2]
[2004,3,23,13,1.7858384830201145E-2,5.8983617085223905E-3,0,0,2.9713688676475149E-3,9.1732096774193865E-5,2.6819847503145245E-2,null,2.0488186518442763E-2,8.2311542296983203E-3,0,0,5.1972128975807212E-3,5.2137792630247657E-5,8.9652831685746369E-5,3.3968691438352051E-2]
[2004,3,23,14,1.7109612988326754E-2,5.903990392182392E-3,0,0,2.9968718651358162E-3,9.1732096774193865E-5,2.6102207342419154E-2,null,1.9629151544006743E-2,8.2390090486472358E-3,0,0,5.2418201184869923E-3,5.2137792630247657E-5,8.9738385514710989E-5,3.3162118503771217E-2]
[2004,3,23,15,1.6831962688358071E-2,5.7624013547770223E-3,0,0,2.9657140852803309E-3,9.1732096774193865E-5,2.5651810225189618E-2,null,1.9310614834962384E-2,8.0414217758229527E-3,0,0,5.1873221337069625E-3,5.2137792630247657E-5,8.7586286547855605E-5,3.2591496537122545E-2]
[2004,3,23,16,1.8391883156589208E-2,5.6323403336807111E-3,0,0,3.0669449533159429E-3,9.1732096774193865E-5,2.7182900540360055E-2,null,2.110024708955504E-2,7.8599218311232281E-3,0,0,5.36438475919126E-3,5.2137792630247657E-5,8.5609408999573643E-5,3.4376691472499776E-2]
[2004,3,23,17,2.0331420715245185E-2,5.1968565797159182E-3,0,0,2.8221824335250656E-3,9.1732096774193865E-5,{"$f":"SUM(E1987:J1987)","v":2.8442191825260362E-2},null,{"$f":"E1987*W$5","v":2.3325398335823776E-2},7.2522049564132541E-3,{"$f":"G1987*Y$5","v":0},{"$f":"H1987*Z$5","v":0},{"$f":"I1987*AA$5","v":4.936271326842945E-3},{"$f":"J1987*AB$5","v":5.2137792630247657E-5},7.8990223262003287E-5,{"$f":"SUM(M1987:R1987)","v":3.5566012411710222E-2}]
[2004,3,23,18,2.2723082138855051E-2,5.1007036898572207E-3,3.2685067000000459E-4,3.2674000000000717E-5,2.7997883622113305E-3,9.1732096774193865E-5,3.1074830957697801E-2,null,2.6069252598221331E-2,{"$f":"(F1988*X$5)-S1988","v":7.1180237540440297E-3},2.1738414871169524E-4,2.3948233891653832E-5,4.8971019199314323E-3,5.2137792630247657E-5,{"$f":"(F1988*$AC$7)*$AC$5","v":7.7528736280263165E-5},3.8377848447430384E-2]
[2004,3,23,19,2.4101289589805237E-2,4.8939687517556502E-3,3.2685067000000459E-4,3.2674000000000717E-5,2.3296600262175987E-3,9.1732096774193865E-5,3.1776175134552685E-2,null,2.7650413021442929E-2,6.8295254821048104E-3,2.1738414871169524E-4,2.3948233891653832E-5,4.0748017747194937E-3,5.2137792630247657E-5,7.438644465335201E-5,3.8848210453500828E-2]
[2004,3,23,20,2.4418797187142786E-2,5.2844911765213736E-3,3.2685067000000459E-4,3.2674000000000717E-5,2.9754287034924926E-3,9.1732096774193865E-5,3.3129973833930855E-2,null,2.8014676359764162E-2,7.3744988945962748E-3,2.1738414871169524E-4,2.3948233891653832E-5,5.2043139449953705E-3,5.2137792630247657E-5,8.0322235462254723E-5,4.0886959374589402E-2]
[2004,3,23,21,2.4461988396638133E-2,4.96159285605408E-3,3.2685067000000459E-4,3.2674000000000717E-5,2.626144502202278E-3,9.1732096774193865E-5,3.2500982521668692E-2,null,2.8064227848575245E-2,6.9238948103407059E-3,2.1738414871169524E-4,2.3948233891653832E-5,4.5933819346240393E-3,5.2137792630247657E-5,7.5414305055979846E-5,3.9874974768773587E-2]
[2004,3,23,22,2.2559639299828141E-2,4.375664784848507E-3,3.2685067000000459E-4,3.2674000000000717E-5,2.2582105613095003E-3,9.1732096774193865E-5,2.9644771412760344E-2,null,2.5881741386937315E-2,6.1062331341104571E-3,2.1738414871169524E-4,2.3948233891653832E-5,3.9498297173661415E-3,5.2137792630247657E-5,6.6508423500454385E-5,3.6231274413647506E-2]
[2004,3,23,23,1.9624948796368082E-2,4.1367868564914888E-3,3.2685067000000459E-4,3.2674000000000717E-5,2.2574848445881513E-3,9.1732096774193865E-5,2.6470477264221918E-2,null,2.251489231405197E-2,5.772879371228049E-3,2.1738414871169524E-4,2.3948233891653832E-5,3.948560368297686E-3,5.2137792630247657E-5,6.2877570771723289E-5,3.2529802228811307E-2]
[2004,3,23,24,1.7150937949585859E-2,3.9368097048475001E-3,3.2685067000000459E-4,3.2674000000000717E-5,2.6012702316153291E-3,9.1732096774193865E-5,2.4140274652822886E-2,null,1.9676561963380846E-2,5.4938115793666054E-3,2.1738414871169524E-4,2.3948233891653832E-5,4.5498744181658906E-3,5.2137792630247657E-5,5.983799490247318E-5,3.0013718136146939E-2]
[2004,3,24,1,1.5958488874383905E-2,3.9777728786477848E-3,3.2685067000000459E-4,3.2674000000000717E-5,2.8999607881503536E-3,9.1732096774193865E-5,2.328747930795624E-2,null,1.8308514444034887E-2,5.5509756221890231E-3,2.1738414871169524E-4,2.3948233891653832E-5,5.0723132273327995E-3,5.2137792630247657E-5,6.0460619405260895E-5,2.9225273468790308E-2]
[2004,3,24,2,1.5571990161513557E-2,3.891679843648643E-3,3.2685067000000459E-4,3.2674000000000717E-5,2.894141816400366E-3,9.1732096774193865E-5,2.2809068588336763E-2,null,1.7865100451464062E-2,5.4308329310148199E-3,2.1738414871169524E-4,2.3948233891653832E-5,5.0621352802731204E-3,5.2137792630247657E-5,5.9152038352162563E-5,2.8651538837985602E-2]
[2004,3,24,3,1.5032525366408251E-2,3.9325502654747385E-3,3.2685067000000459E-4,3.2674000000000717E-5,3.0434644651525875E-3,9.1732096774193865E-5,2.2459796863809774E-2,null,1.7246194797490285E-2,5.4878675386071862E-3,2.1738414871169524E-4,2.3948233891653832E-5,5.3233151036352682E-3,5.2137792630247657E-5,5.977325306058001E-5,2.835084761496634E-2]
[2004,3,24,4,1.5376644589239895E-2,3.9760211336828076E-3,3.2685067000000459E-4,3.2674000000000717E-5,3.1503434268252447E-3,9.1732096774193865E-5,2.2954265916522144E-2,null,1.7640988553420164E-2,5.5485310649220458E-3,2.1738414871169524E-4,2.3948233891653832E-5,5.5102567937543234E-3,5.2137792630247657E-5,6.0433993554853227E-5,2.8993246587330133E-2]
[2004,3,24,5,1.6185167833459184E-2,4.0092397631678323E-3,3.2685067000000459E-4,3.2674000000000717E-5,3.1376181984127775E-3,9.1732096774193865E-5,2.3783282561813991E-2,null,1.856857384120314E-2,5.5948876086713674E-3,2.1738414871169524E-4,2.3948233891653832E-5,5.4879991326641682E-3,5.2137792630247657E-5,6.0938903959677855E-5,2.9944930757772274E-2]
[2004,3,24,6,1.7726507717589692E-2,4.2083145607087853E-3,3.2685067000000459E-4,3.2674000000000717E-5,3.1127859987168621E-3,9.1732096774193865E-5,2.5498865043789537E-2,null,2.0336889359915428E-2,5.8726961668406578E-3,2.1738414871169524E-4,2.3948233891653832E-5,5.4445652022827515E-3,5.2137792630247657E-5,6.3964764393266646E-5,3.1947620904272431E-2]
[2004,3,24,7,2.0829511965970684E-2,4.5770746151751933E-3,3.2685067000000459E-4,3.2674000000000717E-5,3.0086176306992891E-3,9.1732096774193865E-5,2.8866460978619363E-2,null,2.389683783301785E-2,6.3873002267577188E-3,2.1738414871169524E-4,2.3948233891653832E-5,5.2623646038732078E-3,5.2137792630247657E-5,6.9569775535213981E-5,3.5839972838882378E-2]
[2004,3,24,11,1.9392312741577909E-2,5.9652379417519099E-3,0,0,3.0699142217101437E-3,9.1732096774193865E-5,2.8519197001814156E-2,null,2.2247998587280261E-2,8.3244799050664654E-3,0,0,5.369578298156665E-3,5.2137792630247657E-5,9.0669324735475728E-5,3.5994194583133639E-2]
[2004,3,24,14,1.7682042504727175E-2,5.9508074535921393E-3,0,0,3.0703361976259559E-3,9.1732096774193865E-5,2.6794918252719464E-2,null,2.0285876259717874E-2,8.3043421821660055E-3,0,0,5.3703163750396824E-3,5.2137792630247657E-5,9.0449986859966725E-5,3.4012672609553804E-2]
[2004,3,24,18,2.3430863538706097E-2,5.1262747692291102E-3,3.2685067000000459E-4,3.2674000000000717E-5,2.8911140029148946E-3,9.1732096774193865E-5,3.1899509077624302E-2,null,2.6881260933370944E-2,7.1537081539725317E-3,2.1738414871169524E-4,2.3948233891653832E-5,5.0568393402538594E-3,5.2137792630247657E-5,7.7917406861729616E-5,3.9385278602830934E-2]
[2004,3,24,21,2.519366551150717E-2,5.0039938427677046E-3,3.2685067000000459E-4,3.2674000000000717E-5,2.7145898596899315E-3,9.1732096774193865E-5,3.3363505980739006E-2,null,2.890365074954003E-2,6.9830653187595024E-3,2.1738414871169524E-4,2.3948233891653832E-5,4.748081459705184E-3,5.2137792630247657E-5,7.6058783762610147E-5,4.0928267703238312E-2]
[2004,3,24,24,1.7710837549441399E-2,3.9611689640457418E-3,3.2685067000000459E-4,3.2674000000000717E-5,2.6576556000599233E-3,9.1732096774193865E-5,2.4780918880321263E-2,null,2.0318911623919134E-2,5.5278048862016579E-3,2.1738414871169524E-4,2.3948233891653832E-5,4.6484979069241535E-3,5.2137792630247657E-5,6.0208246282908865E-5,3.0788684592278542E-2]
[2004,3,25,4,1.1975779226369899E-2,3.5713655221896244E-3,3.2685067000000459E-4,3.2674000000000717E-5,2.7590197649331725E-3,9.1732096774193865E-5,1.8757421280266896E-2,null,1.3739316339438245E-2,4.9838348131983319E-3,2.1738414871169524E-4,2.3948233891653832E-5,4.8257936815308362E-3,5.2137792630247657E-5,5.4283383737982683E-5,2.3842415009401013E-2]
[2004,3,25,5,1.3325031283158859E-2,3.7549394358427869E-3,3.2685067000000459E-4,3.2674000000000717E-5,2.9411061353261207E-3,9.1732096774193865E-5,2.0472333621101964E-2,null,1.5287257436168064E-2,5.2400119129589759E-3,2.1738414871169524E-4,2.3948233891653832E-5,5.1442804379156562E-3,5.2137792630247657E-5,5.7073636692266767E-5,2.5965019962276296E-2]
[2004,3,25,9,1.8085248688558066E-2,5.4711411287306343E-3,0,0,2.8162681334474257E-3,9.1732096774193865E-5,2.6464390047510319E-2,null,2.0748458042911744E-2,7.6349686011896196E-3,0,0,4.925926641274502E-3,5.2137792630247657E-5,8.3159243020708003E-5,3.3361491078006116E-2]
[2004,3,25,12,1.627709854867182E-2,5.8229491426346801E-3,0,0,2.9007972905118842E-3,9.1732096774193865E-5,2.5092577078592578E-2,null,1.8674042149673289E-2,8.1259161159044271E-3,0,0,5.0737763512517242E-3,5.2137792630247657E-5,8.8506589659464319E-5,3.1925872409459689E-2]
[2004,3,25,15,1.5685000905039558E-2,5.7691148416542017E-3,0,0,3.0627975741383843E-3,9.1732096774193865E-5,2.4608645417606337E-2,null,1.7994753004814405E-2,8.0507904359078848E-3,0,0,5.3571305899807473E-3,5.2137792630247657E-5,8.7688328968915441E-5,3.1454811823333283E-2]
[2004,3,25,19,2.0989810003133144E-2,4.4592650966746757E-3,3.2685067000000459E-4,3.2674000000000717E-5,2.0407751169500997E-3,9.1732096774193865E-5,2.7941106983532117E-2,null,2.4080741143152073E-2,6.2228972341261965E-3,2.1738414871169524E-4,2.3948233891653832E-5,3.5695139955047354E-3,5.2137792630247657E-5,6.7779116119084077E-5,3.4166622548016605E-2]
[2004,3,25,21,2.1660328343931032E-2,4.550161435038432E-3,3.2685067000000459E-4,3.2674000000000717E-5,2.4448531253736532E-3,9.1732096774193865E-5,2.9106599671117315E-2,null,2.4849999111379494E-2,6.3497429273813083E-3,2.1738414871169524E-4,2.3948233891653832E-5,4.2762856992381373E-3,5.2137792630247657E-5,6.9160705537786907E-5,3.5769497913232536E-2]
[2004,3,26,2,1.447610992726849E-2,4.098572500216606E-3,3.2685067000000459E-4,3.2674000000000717E-5,3.1755261653724485E-3,9.1732096774193865E-5,2.2201465359631745E-2,null,1.6607842370480328E-2,5.7195512988189407E-3,2.1738414871169524E-4,2.3948233891653832E-5,5.5543038506508805E-3,5.2137792630247657E-5,6.2296727239163883E-5,2.8175167695183748E-2]
[2004,3,26,3,1.4238433088673189E-2,4.0832928637911112E-3,3.2685067000000459E-4,3.2674000000000717E-5,3.2195216867481613E-3,9.1732096774193865E-5,2.1992504405986657E-2,null,1.633516556087215E-2,5.6982285908862874E-3,2.1738414871169524E-4,2.3948233891653832E-5,5.6312562928802004E-3,5.2137792630247657E-5,6.2064482636277807E-5,2.7958120619872236E-2]
[2004,3,26,6,1.6441961421773597E-2,4.2883533414796457E-3,3.2685067000000459E-4,3.2674000000000717E-5,3.2713209242606592E-3,9.1732096774193865E-5,2.4452892454288097E-2,null,1.8863182507336727E-2,5.9843901560258346E-3,2.1738414871169524E-4,2.3948233891653832E-5,5.7218581929727799E-3,5.2137792630247657E-5,6.5181323108276325E-5,3.086290103156894E-2]
[2004,3,26,10,1.9869822657590193E-2,5.6080916766465339E-3,0,0,3.2376604229153701E-3,9.1732096774193865E-5,2.8807306853926289E-2,null,2.2795825970141931E-2,{"$f":"(F2052*X$5)-S2052","v":7.8260828694293426E-3},0,0,5.6629827051006614E-3,5.2137792630247657E-5,{"$f":"(F2052*$AC$7)*$AC$5","v":8.5240838729535887E-5},3.6337029337302179E-2]
[2004,3,26,13,1.8035810314277326E-2,5.5540896506741343E-3,0,0,3.0539039020939141E-3,9.1732096774193865E-5,2.6735535963819567E-2,null,2.0691739440246212E-2,7.750723129477697E-3,0,0,5.3415746933165378E-3,5.2137792630247657E-5,8.4420028683553533E-5,3.3836175055670693E-2]
[2004,3,26,18,2.0317343516121078E-2,4.5684477557382435E-3,3.2685067000000459E-4,3.2674000000000717E-5,2.6057475546253555E-3,9.1732096774193865E-5,2.7942795593258872E-2,null,2.3309248147323849E-2,6.375261458358544E-3,2.1738414871169524E-4,2.3948233891653832E-5,4.5577056912022695E-3,5.2137792630247657E-5,6.9438650586406588E-5,3.4535685472118258E-2]
[2004,3,26,21,2.3178918320676738E-2,4.5356432424958539E-3,3.2685067000000459E-4,3.2674000000000717E-5,2.6259805238448594E-3,9.1732096774193865E-5,3.0791798853791647E-2,null,2.6592214601998038E-2,6.3294828131564111E-3,2.1738414871169524E-4,2.3948233891653832E-5,4.5930951205420244E-3,5.2137792630247657E-5,6.8940034589357217E-5,3.7808262710930074E-2]
[2004,3,26,24,1.7103820469786812E-2,3.685501579086565E-3,3.2685067000000459E-4,3.2674000000000717E-5,2.5860685672044834E-3,9.1732096774193865E-5,2.3826647382852058E-2,null,1.9622506026991275E-2,5.1431114961001147E-3,2.1738414871169524E-4,2.3948233891653832E-5,4.5232852298624903E-3,5.2137792630247657E-5,5.6018207949165142E-5,2.9582372928187481E-2]
[2004,3,27,1,1.4122760756781641E-2,3.4680361254326819E-3,3.2685067000000459E-4,3.2674000000000717E-5,2.5999684657177077E-3,9.1732096774193865E-5,2.0642022114706227E-2,null,1.6202459477239695E-2,4.8396388070532379E-3,2.1738414871169524E-4,2.3948233891653832E-5,4.5475975031095302E-3,5.2137792630247657E-5,5.2712816608765281E-5,2.5883165962636061E-2]
[2004,3,27,4,1.2758128183072464E-2,3.5449211062648601E-3,3.2685067000000459E-4,3.2674000000000717E-5,2.9529083301409673E-3,9.1732096774193865E-5,1.9707214386252489E-2,null,1.4636872949391234E-2,4.9469316735220184E-3,2.1738414871169524E-4,2.3948233891653832E-5,5.1649236235461376E-3,5.2137792630247657E-5,5.3881438776468163E-5,2.5042198421692988E-2]
[2004,3,27,7,1.6352970174210793E-2,3.9796373317695487E-3,3.2685067000000459E-4,3.2674000000000717E-5,3.299744899298403E-3,9.1732096774193865E-5,2.4083609172052944E-2,null,1.8761086528561972E-2,5.5535774635066051E-3,2.1738414871169524E-4,2.3948233891653832E-5,5.7715744874642242E-3,5.2137792630247657E-5,6.0488958376346708E-5,3.0379708654766399E-2]
[2004,3,27,11,2.2930127938095391E-2,4.392037923280117E-3,0,0,2.8600671470647905E-3,9.1732096774193865E-5,3.0273965105214493E-2,null,2.6306787682890485E-2,6.1290818223250264E-3,0,0,5.0025353723384793E-3,5.2137792630247657E-5,6.6757288913685251E-5,3.7490542670184243E-2]
[2004,3,27,15,1.987354639128109E-2,4.2161636101752335E-3,0,0,2.8941755347881367E-3,9.1732096774193865E-5,2.7075617633018651E-2,null,2.2800098055838901E-2,5.8836495026833068E-3,0,0,5.0621942570099757E-3,5.2137792630247657E-5,6.4084066929374564E-5,3.3798079608162432E-2]
[2004,3,27,18,2.1747526481559972E-2,3.9199556031626918E-3,3.2685067000000459E-4,3.2674000000000717E-5,2.6939257261173301E-3,9.1732096774193865E-5,2.8812664577614191E-2,null,2.4950037929267505E-2,5.4702917077096621E-3,2.1738414871169524E-4,2.3948233891653832E-5,4.7119378820126975E-3,5.2137792630247657E-5,5.9581819032590634E-5,3.5425737694223462E-2]
[2004,3,27,22,2.1235784164969657E-2,3.9646723515387909E-3,3.2685067000000459E-4,3.2674000000000717E-5,2.3249418296181108E-3,9.1732096774193865E-5,2.7976655112900754E-2,null,2.4362937128642397E-2,5.5326938577850756E-3,2.1738414871169524E-4,2.3948233891653832E-5,4.0665491903678257E-3,5.2137792630247657E-5,6.0261496426722617E-5,3.4255650352028898E-2]
[2004,3,28,1,1.6816323702884342E-2,3.3602363748819236E-3,3.2685067000000459E-4,3.2674000000000717E-5,2.5764625556733999E-3,9.1732096774193865E-5,2.3204279400213863E-2,null,1.9292672873559298E-2,4.6892044294150814E-3,2.1738414871169524E-4,2.3948233891653832E-5,4.5064833822133351E-3,5.2137792630247657E-5,5.1074301819492778E-5,2.8781830860421315E-2]
[2004,3,28,2,1.5870948284499111E-2,3.4475245192919276E-3,3.2685067000000459E-4,3.2674000000000717E-5,2.8216056611898924E-3,9.1732096774193865E-5,2.2591335231755126E-2,null,1.820808274483323E-2,4.811014893840281E-3,2.1738414871169524E-4,2.3948233891653832E-5,4.9352624959798476E-3,5.2137792630247657E-5,5.2401048076448186E-5,2.8247830309886958E-2]
[2004,3,28,5,1.5595981633145836E-2,3.6314577409080661E-3,3.2685067000000459E-4,3.2674000000000717E-5,3.1484407175321541E-3,9.1732096774193865E-5,2.2827136858360252E-2,null,1.7892624874883519E-2,5.0676934072824463E-3,2.1738414871169524E-4,2.3948233891653832E-5,5.5069287703015408E-3,5.2137792630247657E-5,5.5196762373715269E-5,2.8760717227701106E-2]
[2004,3,28,8,2.1363319441181649E-2,3.9047555057144705E-3,0,0,3.2154801634882903E-3,9.1732096774193865E-5,2.8575287207158604E-2,null,2.4509253077792149E-2,5.4490799962912222E-3,0,0,5.62418727595646E-3,5.2137792630247657E-5,5.935078339159843E-5,3.5634658142670077E-2]
[2004,3,28,13,2.4569143347396943E-2,4.0921391842286027E-3,0,0,2.6677385643497824E-3,9.1732096774193865E-5,3.1420753192749527E-2,null,2.8187162293005424E-2,5.710573616756965E-3,0,0,4.666133991297141E-3,5.2137792630247657E-5,6.2198943307971547E-5,3.861600769368978E-2]
[2004,3,28,16,2.3810272170522038E-2,4.114722636400705E-3,0,0,2.8662352264966049E-3,9.1732096774193865E-5,3.088296213019354E-2,null,2.7316540769104256E-2,5.7420887877575851E-3,0,0,5.0133239426588339E-3,5.2137792630247657E-5,6.25422031039151E-5,3.812409129215092E-2]
[2004,3,28,19,2.6499186011856222E-2,3.4482427461930377E-3,3.2685067000000459E-4,3.2674000000000717E-5,2.2844970620290207E-3,9.1732096774193865E-5,3.2683182586852481E-2,null,3.0401420439751192E-2,4.8120171783197852E-3,2.1738414871169524E-4,2.3948233891653832E-5,3.9958073615621367E-3,5.2137792630247657E-5,5.2411964849386059E-5,3.950271515486671E-2]
[2004,3,28,23,2.0958695607784041E-2,3.4307986395463548E-3,3.2685067000000459E-4,3.2674000000000717E-5,2.1956311321775428E-3,9.1732096774193865E-5,2.7036382146282137E-2,null,2.4045044883866468E-2,4.7876739556922728E-3,2.1738414871169524E-4,2.3948233891653832E-5,3.8403722145467938E-3,5.2137792630247657E-5,5.214682113077626E-5,3.2966561229339136E-2]
[2004,3,29,2,1.6967176414510267E-2,3.6753734097015843E-3,3.2685067000000459E-4,3.2674000000000717E-5,2.8464816480748508E-3,9.1732096774193865E-5,2.39402882390609E-2,null,1.946573995224482E-2,{"$f":"(F2116*X$5)-S2116","v":5.1289776520952908E-3},2.1738414871169524E-4,2.3948233891653832E-5,4.9787730144099989E-3,5.2137792630247657E-5,{"$f":"(F2116*$AC$7)*$AC$5","v":5.5864263665984885E-5},2.986696079398371E-2]
[2004,3,29,5,1.8887864879446652E-2,4.0577855122254413E-3,3.2685067000000459E-4,3.2674000000000717E-5,3.3300288634416633E-3,9.1732096774193865E-5,2.6726936021887953E-2,null,2.1669266412649525E-2,5.6626331230083503E-3,2.1738414871169524E-4,2.3948233891653832E-5,5.8245440836489732E-3,5.2137792630247657E-5,6.167678069298023E-5,3.3449913794540445E-2]
[2004,3,29,7,2.3645750719444032E-2,4.5926070119896006E-3,3.2685067000000459E-4,3.2674000000000717E-5,3.1817270026737315E-3,9.1732096774193865E-5,3.187134150088157E-2,null,2.7127792110811785E-2,6.4089756614045187E-3,2.1738414871169524E-4,2.3948233891653832E-5,5.5651497176682409E-3,5.2137792630247657E-5,6.9805861998895277E-5,3.9395387665118138E-2]
[2004,3,29,10,2.4584521933510236E-2,5.6312049299180765E-3,0,0,2.9814803793486973E-3,9.1732096774193865E-5,3.328893933955121E-2,null,2.8204805508989111E-2,7.8583373770078225E-3,0,0,5.2148989141502589E-3,5.2137792630247657E-5,8.5592151298629376E-5,4.133017959277744E-2]
[2004,3,29,14,2.16101744203679E-2,5.7375713505351429E-3,0,0,2.9296626039467919E-3,9.1732096774193865E-5,3.0369140471624027E-2,null,2.4792459588608349E-2,8.0067715450404513E-3,0,0,5.1242645894876539E-3,5.2137792630247657E-5,8.7208880023627493E-5,3.7975633515766702E-2]
[2004,3,29,17,2.5301065697139524E-2,4.9230878910990258E-3,0,0,2.5897796253062538E-3,9.1732096774193865E-5,3.2905665310319E-2,null,2.9026866541800804E-2,6.8701611939881776E-3,0,0,4.529776231111172E-3,5.2137792630247657E-5,7.4829044383140268E-5,4.0478941759530401E-2]
[2004,3,29,21,2.9147398566155884E-2,4.5529498624506228E-3,3.2685067000000459E-4,3.2674000000000717E-5,2.3124040023630018E-3,9.1732096774193865E-5,3.6464009197743716E-2,null,3.3439605206674598E-2,6.3536341733276009E-3,2.1738414871169524E-4,2.3948233891653832E-5,4.044619312112932E-3,5.2137792630247657E-5,6.920308856307542E-5,4.4131328867348725E-2]
[2004,3,29,24,1.9008964732434463E-2,3.787390237058718E-3,3.2685067000000459E-4,3.2674000000000717E-5,2.2949226718298704E-3,9.1732096774193865E-5,2.5542534408097249E-2,null,2.1808199266821999E-2,5.2852969535999517E-3,2.1738414871169524E-4,2.3948233891653832E-5,4.0140427662310359E-3,5.2137792630247657E-5,5.7566876402418137E-5,3.1401009161886581E-2]
[2004,3,30,2,1.479049900963938E-2,3.7934884620271885E-3,3.2685067000000459E-4,3.2674000000000717E-5,2.8277670071174621E-3,9.1732096774193865E-5,2.1863011245558228E-2,null,1.6968527965522708E-2,5.2938070166858343E-3,2.1738414871169524E-4,2.3948233891653832E-5,4.946039288746938E-3,5.2137792630247657E-5,5.7659567078863113E-5,2.750184444618908E-2]
[2004,3,30,5,1.5370960430222763E-2,3.9083764645149628E-3,3.2685067000000459E-4,3.2674000000000717E-5,3.0662248440750744E-3,9.1732096774193865E-5,2.2796818505586996E-2,null,1.7634467352804835E-2,5.4541330384441263E-3,2.1738414871169524E-4,2.3948233891653832E-5,5.3631252181510821E-3,5.2137792630247657E-5,5.940582057411177E-5,2.8745195784633644E-2]
[2004,3,30,8,2.1799446138813586E-2,5.0826119363957256E-3,0,0,2.8368410514224441E-3,9.1732096774193865E-5,2.9810631223405947E-2,null,2.5009603205293291E-2,7.09277674133335E-3,0,0,4.9619106740227785E-3,5.2137792630247657E-5,7.7253748578908754E-5,3.7116428413279667E-2]
[2004,3,30,11,1.8426736617654704E-2,5.8536410506768921E-3,0,0,2.9641905823500092E-3,9.1732096774193865E-5,2.7336300347455801E-2,null,2.1140233024336527E-2,8.168746623964683E-3,0,0,5.1846573790327172E-3,5.2137792630247657E-5,8.8973094869181633E-5,3.4545774819964174E-2]
[2004,3,30,15,1.652248112701761E-2,5.6981129650002672E-3,0,0,2.9280387817412737E-3,9.1732096774193865E-5,2.5240364970533342E-2,null,1.895555943588513E-2,7.9517074318099616E-3,0,0,5.1214243666523858E-3,5.2137792630247657E-5,8.6609127724300358E-5,3.2080829026977724E-2]
[2004,3,30,18,2.235571011482199E-2,5.0080520109039885E-3,3.2685067000000459E-4,3.2674000000000717E-5,2.7613866256794889E-3,9.1732096774193865E-5,3.0576405518179663E-2,null,2.5647781864915245E-2,6.9887284858337661E-3,2.1738414871169524E-4,2.3948233891653832E-5,4.8299335509800548E-3,5.2137792630247657E-5,7.6120466359041794E-5,3.7759914076962664E-2]
[2004,3,30,23,1.9289479611987837E-2,4.076161975555017E-3,3.2685067000000459E-4,3.2674000000000717E-5,2.2290035105582621E-3,9.1732096774193865E-5,2.6045901864875314E-2,null,2.213002238958104E-2,5.6882774478797093E-3,2.1738414871169524E-4,2.3948233891653832E-5,3.8987437473550169E-3,5.2137792630247657E-5,6.1956095874937493E-5,3.2010513760049368E-2]
[2004,3,31,2,1.1799082899973876E-2,3.4293962532557232E-3,3.2685067000000459E-4,3.2674000000000717E-5,2.4735821899502112E-3,9.1732096774193865E-5,1.8153318109954009E-2,null,1.3536599950092491E-2,4.7857169278906165E-3,2.1738414871169524E-4,2.3948233891653832E-5,4.3265356249805884E-3,5.2137792630247657E-5,5.2125505397987153E-5,2.2942322678197295E-2]
[2004,3,31,5,1.3212487499105767E-2,3.754271970019706E-3,3.2685067000000459E-4,3.2674000000000717E-5,2.9565215358503447E-3,9.1732096774193865E-5,2.0374537771750013E-2,null,1.5158140606113445E-2,5.2390804654818077E-3,2.1738414871169524E-4,2.3948233891653832E-5,5.1712434714515426E-3,5.2137792630247657E-5,5.7063491468211389E-5,2.5861934718280393E-2]
[2004,3,31,6,1.5215952881611641E-2,4.0962157617144808E-3,3.2685067000000459E-4,3.2674000000000717E-5,3.1034222365530764E-3,9.1732096774193865E-5,2.2866847646653397E-2,null,1.7456633601437774E-2,5.7162624740488294E-3,2.1738414871169524E-4,2.3948233891653832E-5,5.4281870723180137E-3,5.2137792630247657E-5,6.2260905719443743E-5,2.8894553323038214E-2]
[2004,3,31,9,1.793396715357012E-2,5.4779691161478215E-3,0,0,2.8342999805464923E-3,9.1732096774193865E-5,2.633796834703863E-2,null,2.0574898992913693E-2,7.6444970465930446E-3,0,0,4.9574660941276473E-3,5.2137792630247657E-5,8.3263025805982262E-5,3.322899992626463E-2]
[2004,3,31,13,1.5838091630996524E-2,5.8699743037569658E-3,0,0,2.9283507002282137E-3,9.1732096774193865E-5,2.4728148731755894E-2,null,1.8170387664805925E-2,8.1915396522356555E-3,0,0,5.1219699423972788E-3,5.2137792630247657E-5,8.9221354040394012E-5,3.1536035052069103E-2]
[2004,3,31,16,1.6700410622728722E-2,5.5917678150390927E-3,0,0,3.0669558629005419E-3,9.1732096774193865E-5,2.545086639744255E-2,null,1.9159690589397777E-2,7.8033029469432467E-3,0,0,5.364403841114882E-3,5.2137792630247657E-5,8.4992722305099117E-5,3.2379535170086154E-2]
[2004,3,31,20,2.0573984076049663E-2,4.7452643677170191E-3,3.2685067000000459E-4,3.2674000000000717E-5,2.5458550276440881E-3,9.1732096774193865E-5,2.8316360238184967E-2,null,2.3603681250317698E-2,6.622008754555579E-3,2.1738414871169524E-4,2.3948233891653832E-5,4.4529478413489849E-3,5.2137792630247657E-5,7.2126195151547923E-5,3.497210802145586E-2]
[2004,3,31,24,1.3410089893663508E-2,3.4304493558391948E-3,3.2685067000000459E-4,3.2674000000000717E-5,2.1252672022732972E-3,9.1732096774193865E-5,1.9417063218550194E-2,null,1.53848416630502E-2,4.787186530843539E-3,2.1738414871169524E-4,2.3948233891653832E-5,3.7172988634039793E-3,5.2137792630247657E-5,5.2141512152630128E-5,2.418279723253132E-2]
[2004,4,1,3,1.0198208701048858E-2,3.400211436301208E-3,3.2685067000000367E-4,3.2674000000000345E-5,2.6588994333684303E-3,8.9420277777777987E-5,1.6706264518496279E-2,null,1.1699983173603809E-2,4.7449895630070696E-3,2.1738414871169462E-4,2.3948233891653558E-5,4.6506734922524507E-3,5.0823823543391391E-5,5.1681907393744387E-5,2.1387802435010067E-2]
[2004,4,1,6,1.3930953299385797E-2,4.0497844697359228E-3,1.6342533500000183E-4,1.6337000000000172E-5,3.1173049951415408E-3,8.9420277777777987E-5,2.1367225377041041E-2,null,1.5982406712103374E-2,5.6514676811476993E-3,1.0869207435584731E-4,1.1974116945826779E-5,5.4524693661710455E-3,5.0823823543391391E-5,6.1555167921320786E-5,2.7257833774267187E-2]
[2004,4,1,7,1.6640390674368906E-2,4.5823112640117339E-3,0,0,3.0587463259749989E-3,8.9420277777777987E-5,2.4370868542133418E-2,null,1.9090832184311578E-2,6.3946079617442078E-3,0,0,5.3500445632557259E-3,5.0823823543391391E-5,6.9649370585490636E-5,3.0886308532854904E-2]
[2004,4,1,13,1.4407366994156696E-2,5.703926394180988E-3,0,0,2.9057486079343783E-3,8.9420277777777987E-5,2.310646227404984E-2,null,1.6528976445660665E-2,7.9598200628344037E-3,0,0,5.0824366865767608E-3,5.0823823543391391E-5,8.6697489614196503E-5,2.9622057018615221E-2]
[2004,4,1,15,1.4345229814931941E-2,5.5632228319068243E-3,0,0,2.8870742988518295E-3,8.9420277777777987E-5,2.2884947223468372E-2,null,1.6457689029145049E-2,7.7634684691243721E-3,0,0,5.049773505282117E-3,5.0823823543391391E-5,8.4558849529115903E-5,2.9321754827094926E-2]
[2004,4,1,18,1.8311983926236057E-2,4.7038370968723233E-3,0,0,2.6173522726322443E-3,8.9420277777777987E-5,2.5722593573518401E-2,null,2.1008582006193915E-2,6.5641970650578869E-3,0,0,4.5780034707054726E-3,5.0823823543391391E-5,7.1496516552001728E-5,3.2201606365500665E-2]
[2004,4,1,21,1.9917845567218758E-2,4.3223044325409353E-3,3.2685067000000367E-4,3.2674000000000345E-5,2.3787505575299859E-3,8.9420277777777987E-5,2.706784550506746E-2,null,2.2850920668737767E-2,6.0317688487208296E-3,2.1738414871169462E-4,2.3948233891653558E-5,4.1606658844447267E-3,5.0823823543391391E-5,6.5697366647631897E-5,3.333551160805006E-2]
[2004,4,2,1,1.216196436580648E-2,3.3654407018243598E-3,3.2685067000000367E-4,3.2674000000000345E-5,2.4212742023818038E-3,8.9420277777777987E-5,1.8397624217790426E-2,null,1.3952918851647966E-2,4.6964670592505951E-3,2.1738414871169462E-4,2.3948233891653558E-5,4.2350438716015296E-3,5.0823823543391391E-5,5.1153405589397845E-5,2.3176585988646831E-2]
[2004,4,2,4,1.2077653117565326E-2,3.5467601288776017E-3,3.2685067000000367E-4,3.2674000000000345E-5,2.8368676112882252E-3,8.9420277777777987E-5,1.8910225805508933E-2,null,1.3856192042589276E-2,4.9494980266053673E-3,2.1738414871169462E-4,2.3948233891653558E-5,4.9619571298090319E-3,5.0823823543391391E-5,5.3909391213587812E-5,2.4059803405150411E-2]
[2004,4,2,7,1.8045077821191882E-2,4.4676519811385623E-3,0,0,3.0743740154353474E-3,8.9420277777777987E-5,2.5676524095543572E-2,null,2.0702371667742241E-2,6.2346011178383755E-3,0,0,5.3773789107704499E-3,5.0823823543391391E-5,6.7906593540504706E-5,3.2365175519894457E-2]
[2004,4,2,10,1.803288822332369E-2,5.511209585477933E-3,0,0,3.0367489610599015E-3,8.9420277777777987E-5,2.66702670476393E-2,null,2.0688387046115881E-2,7.6908840678108813E-3,0,0,5.311569034386082E-3,5.0823823543391391E-5,8.3768268168060852E-5,3.3741663971856233E-2]
[2004,4,2,12,1.7415954042392313E-2,5.5112447779585337E-3,0,0,3.0094049536117415E-3,8.9420277777777987E-5,2.6026024051740364E-2,null,1.998060396893922E-2,7.6909331788606716E-3,0,0,5.2637417081565939E-3,5.0823823543391391E-5,8.3768803080244234E-5,3.2986102679499876E-2]
[2004,4,2,16,1.7180851283776728E-2,5.0827196008707649E-3,0,0,3.0573313337624182E-3,8.9420277777777987E-5,2.5410322496187687E-2,null,1.9710880294860331E-2,7.0929269869342308E-3,0,0,5.3475696043715319E-3,5.0823823543391391E-5,7.7255385037562236E-5,3.2202200709709486E-2]
[2004,4,2,19,2.0183128546347979E-2,4.3894256997510182E-3,0,0,2.6309818836880118E-3,8.9420277777777987E-5,2.7292956407564788E-2,null,2.31552688619392E-2,6.1254364686127594E-3,0,0,4.6018429849237546E-3,5.0823823543391391E-5,6.671758411971823E-5,3.3933372139019105E-2]
[2004,4,2,22,1.9647273880753418E-2,3.6013701933292949E-3,3.2685067000000367E-4,3.2674000000000345E-5,2.1769844588744014E-3,8.9420277777777987E-5,2.5874573480734894E-2,null,2.2540504960283741E-2,5.0257062832719896E-3,2.1738414871169462E-4,2.3948233891653558E-5,3.8077573709158902E-3,5.0823823543391391E-5,5.4739443210833315E-5,3.1666124820618355E-2]
[2004,4,3,2,1.1182266856519634E-2,3.1794069746167788E-3,3.2685067000000367E-4,3.2674000000000345E-5,2.5135257626175446E-3,8.9420277777777987E-5,1.7324144541531743E-2,null,1.2828952407158674E-2,4.4368572936509835E-3,2.1738414871169462E-4,2.3948233891653558E-5,4.3964008151636145E-3,5.0823823543391391E-5,4.8325764414202525E-5,2.1954366722120009E-2]
[2004,4,3,3,1.0821737630359761E-2,3.1802119222497515E-3,3.2685067000000367E-4,3.2674000000000345E-5,2.5748394071242429E-3,8.9420277777777987E-5,1.7025733907511539E-2,null,1.2415332132920797E-2,4.4379805967716202E-3,2.1738414871169462E-4,2.3948233891653558E-5,4.5036443376685071E-3,5.0823823543391391E-5,4.833799930894465E-5,2.1649113273507659E-2]
[2004,4,3,7,1.4070443007695041E-2,3.7733482471691282E-3,0,0,3.0404720770687752E-3,8.9420277777777987E-5,2.0973683609710719E-2,null,1.6142437486913973E-2,5.2657013794075317E-3,0,0,5.3180811260860354E-3,5.0823823543391391E-5,5.7353443551346041E-5,2.6777043815950932E-2]
[2004,4,3,10,1.9773916080350992E-2,4.2553732140454895E-3,0,0,2.9958048375180518E-3,8.9420277777777987E-5,2.7114514409692314E-2,null,2.268579631956014E-2,{"$f":"(F2244*X$5)-S2244","v":5.9383664415029683E-3},0,0,5.2399537834932116E-3,5.0823823543391391E-5,{"$f":"(F2244*$AC$7)*$AC$5","v":6.4680037842987029E-5},3.3914940368099715E-2]
[2004,4,3,13,1.8224475240474047E-2,3.8193671433722916E-3,0,0,2.4257038393313934E-3,8.9420277777777987E-5,2.4558966500955508E-2,null,2.090818690927318E-2,5.3299206746707257E-3,0,0,4.2427917370842271E-3,5.0823823543391391E-5,5.8052913092134779E-5,3.0531723144571522E-2]
[2004,4,3,17,1.8041556829579152E-2,3.8777439084591134E-3,0,0,2.8437552163089364E-3,8.9420277777777987E-5,2.4852476232124977E-2,null,2.0698332179648702E-2,5.411385355984899E-3,0,0,4.9740042203055487E-3,5.0823823543391391E-5,5.8940217491782791E-5,3.1134545579482541E-2]
[2004,4,3,20,1.9892007331191161E-2,3.6238060137599526E-3,3.2685067000000367E-4,3.2674000000000345E-5,2.1472485560665383E-3,8.9420277777777987E-5,2.611200684879543E-2,null,2.2821277528886411E-2,5.0570154344160663E-3,2.1738414871169462E-4,2.3948233891653558E-5,3.7557463872655876E-3,5.0823823543391391E-5,5.5080459061030347E-5,3.1926195556714804E-2]
[2004,4,3,24,1.373564472693414E-2,2.9623797580484801E-3,3.2685067000000367E-4,3.2674000000000345E-5,2.3205029741664974E-3,8.9420277777777987E-5,1.9467472406926895E-2,null,1.5758337262425415E-2,4.1339961637486405E-3,2.1738414871169462E-4,2.3948233891653558E-5,4.0587852008292643E-3,5.0823823543391391E-5,4.5027034109122957E-5,2.4243274833150058E-2]
[2004,4,4,4,9.6661736603433791E-3,3.3112767897724884E-3,3.2685067000000367E-4,3.2674000000000345E-5,2.8548201669769319E-3,8.9420277777777987E-5,1.6281215564870583E-2,null,1.1089601369652148E-2,4.6208814075367312E-3,2.1738414871169462E-4,2.3948233891653558E-5,4.9933578942801737E-3,5.0823823543391391E-5,5.0330134937207798E-5,2.0995996877615792E-2]
[2004,4,4,7,1.1659859927307082E-2,3.6762908535495089E-3,0,0,3.0067885175559792E-3,8.9420277777777987E-5,1.8432359576190348E-2,null,1.3376875190055655E-2,5.1302579435020465E-3,0,0,5.2591653072382293E-3,5.0823823543391391E-5,5.587820845997069E-5,2.3817122264339324E-2]
[2004,4,4,8,1.3673786374241426E-2,3.9138750856785266E-3,0,0,3.066078902049206E-3,8.9420277777777987E-5,2.074316063974694E-2,null,1.5687369732061269E-2,5.4618063553895039E-3,0,0,5.3628699513656617E-3,5.0823823543391391E-5,5.9489397503103485E-5,2.6562869862359829E-2]
[2004,4,4,11,1.7057777720974422E-2,4.282979956680707E-3,0,0,2.9711280088208715E-3,8.9420277777777987E-5,2.4401305964253779E-2,null,1.9569683085025397E-2,5.9768916062248496E-3,0,0,5.1967916120870365E-3,5.0823823543391391E-5,6.5099649723908255E-5,3.0794190126880675E-2]
[2004,4,4,14,1.5032409822327196E-2,4.2313562034621425E-3,0,0,2.765845641796941E-3,8.9420277777777987E-5,2.2119031945364055E-2,null,1.7246062238543535E-2,5.9048507420567655E-3,0,0,4.8377328034823171E-3,5.0823823543391391E-5,6.4314988509998094E-5,2.8039469607626009E-2]
[2004,4,4,18,1.7052967166545752E-2,3.6797825873767917E-3,0,0,2.5796403725755267E-3,8.9420277777777987E-5,2.3401810404275851E-2,null,1.9564164134833157E-2,5.1351306524137245E-3,0,0,4.5120416927851761E-3,5.0823823543391391E-5,5.593128147254238E-5,2.9262160303575452E-2]
[2004,4,4,21,1.8137834727998493E-2,3.6107321144776693E-3,3.2685067000000367E-4,3.2674000000000345E-5,2.5005898959861495E-3,8.9420277777777987E-5,2.4698101686240093E-2,null,2.0808787831667314E-2,5.03877082910125E-3,2.1738414871169462E-4,2.3948233891653558E-5,4.373774727359411E-3,5.0823823543391391E-5,5.4881740815227046E-5,3.0513489594274711E-2]
[2004,4,5,1,1.5717727208538687E-2,3.3144324649709064E-3,3.2685067000000367E-4,3.2674000000000345E-5,2.4909330418240571E-3,8.9420277777777987E-5,2.1972037663111434E-2,null,1.8032298539672371E-2,4.6252851471750575E-3,2.1738414871169462E-4,2.3948233891653558E-5,4.3568839510078981E-3,5.0823823543391391E-5,5.0378099987742069E-5,2.7306623844002065E-2]
[2004,4,5,5,1.671885329643398E-2,3.798741667992957E-3,3.2685067000000367E-4,3.2674000000000345E-5,3.0805200055536628E-3,8.9420277777777987E-5,2.4047059917758379E-2,null,1.9180849106383766E-2,5.3011378571193963E-3,2.1738414871169462E-4,2.3948233891653558E-5,5.3881288447349268E-3,5.0823823543391391E-5,5.7739413791142407E-5,3.0162272014384827E-2]
[2004,4,5,8,2.3087754541154509E-2,4.7216601973806603E-3,0,0,2.873668253370871E-3,8.9420277777777987E-5,3.0772503269683817E-2,null,2.6487626167134716E-2,6.5890691730067031E-3,0,0,5.0263250289795591E-3,5.0823823543391391E-5,7.1767420831690668E-5,3.815384419266437E-2]
[2004,4,5,9,2.223165000660491E-2,5.0487022221183588E-3,0,0,2.9473527090242519E-3,8.9420277777777987E-5,3.0317125215525299E-2,null,2.5505452832316998E-2,7.0454557898734357E-3,0,0,5.1552063023356191E-3,5.0823823543391391E-5,7.6738333950770909E-5,3.7756938748069444E-2]
[2004,4,5,12,2.0348040342222099E-2,5.2055154633497015E-3,0,0,2.6752481622121121E-3,8.9420277777777987E-5,2.8318224245561692E-2,null,2.3344465346676519E-2,7.2642884145273446E-3,0,0,4.679269007716912E-3,5.0823823543391391E-5,7.9121834966298119E-5,3.5338846592464168E-2]
[2004,4,5,18,2.4485721016162497E-2,4.4031668935531707E-3,0,0,2.4646856495229019E-3,8.9420277777777987E-5,3.1442993837016348E-2,null,2.8091455301674149E-2,6.1446122823513886E-3,0,0,4.3109747112360531E-3,5.0823823543391391E-5,6.6926444985833923E-5,3.8597866118804981E-2]
[2004,4,5,20,2.6466230893401131E-2,4.3109742982711564E-3,3.2685067000000367E-4,3.2674000000000345E-5,2.3633494681854811E-3,8.9420277777777987E-5,3.3589499607635555E-2,null,3.0363612394955147E-2,6.015957664662213E-3,2.1738414871169462E-4,2.3948233891653558E-5,4.1337278825528834E-3,5.0823823543391391E-5,6.552515296002474E-5,4.0805454148316982E-2]
[2004,4,5,23,1.9433431317309263E-2,3.3541502839728081E-3,3.2685067000000367E-4,3.2674000000000345E-5,1.8159398890319309E-3,8.9420277777777987E-5,2.5052466438091781E-2,null,2.2295172229071878E-2,4.6807112993894149E-3,2.1738414871169462E-4,2.3948233891653558E-5,3.1762553331118894E-3,5.0823823543391391E-5,5.0981795576087809E-5,3.044429506771992E-2]
[2004,4,6,3,1.7454572244439203E-2,3.9572019953194107E-3,3.2685067000000367E-4,3.2674000000000345E-5,3.0867045739877922E-3,8.9420277777777987E-5,2.4947423761524187E-2,null,2.0024909035386524E-2,5.5222689877565618E-3,2.1738414871169462E-4,2.3948233891653558E-5,5.3989462559226788E-3,5.0823823543391391E-5,6.0147949882467616E-5,3.1238280485212502E-2]
[2004,4,6,6,2.0602163580099177E-2,4.2336859698464957E-3,1.6342533500000183E-4,1.6337000000000172E-5,3.2180641943301974E-3,8.9420277777777987E-5,2.832309635705365E-2,null,2.3636010430165322E-2,5.9081019272801249E-3,1.0869207435584731E-4,1.1974116945826779E-5,5.6287069970067582E-3,5.0823823543391391E-5,6.4350400063891404E-5,3.5344309369297271E-2]
[2004,4,6,9,2.4615831894145603E-2,5.4886151460877717E-3,0,0,3.1481431855177517E-3,8.9420277777777987E-5,3.3342010503528904E-2,null,2.8240726132241538E-2,7.6593535641652213E-3,0,0,5.5064083578951475E-3,5.0823823543391391E-5,8.3424841370624355E-5,4.14573118778453E-2]
[2004,4,6,11,2.2352565400088148E-2,5.9545264931951097E-3,0,0,3.2814465289925532E-3,8.9420277777777987E-5,3.1677958700053591E-2,null,2.564417406372679E-2,8.3095320959202228E-3,0,0,5.7395688596225472E-3,5.0823823543391391E-5,9.0506514832992851E-5,3.974409884281295E-2]
[2004,4,6,14,2.0464187384017736E-2,5.9277445031354157E-3,0,0,3.281345878384182E-3,8.9420277777777987E-5,2.9762698043315113E-2,null,2.3477716045353932E-2,8.2721578720842941E-3,0,0,5.7393928119276044E-3,5.0823823543391391E-5,9.0099438874330994E-5,3.7540090552909224E-2]
[2004,4,6,17,2.385032354049086E-2,5.3021265717231869E-3,0,0,3.18896251860709E-3,8.9420277777777987E-5,3.2430832908598918E-2,null,2.7362490049850668E-2,7.3991090600932586E-3,0,0,5.5778053381598403E-3,5.0823823543391391E-5,8.0590286693405126E-5,4.0390228271647156E-2]
[2004,4,6,21,2.8378970541646974E-2,5.1519060056972547E-3,3.2685067000000367E-4,3.2674000000000345E-5,3.0789981423969843E-3,8.9420277777777987E-5,3.7058819637518996E-2,null,3.2558019506633458E-2,7.1894765030316166E-3,2.1738414871169462E-4,2.3948233891653558E-5,5.3854669581841312E-3,5.0823823543391391E-5,7.8306991807945429E-5,4.5425119173995943E-2]
[2004,4,6,24,2.0298277171165984E-2,3.9905694638198647E-3,3.2685067000000367E-4,3.2674000000000345E-5,2.7878393588469117E-3,8.9420277777777987E-5,2.7525630941610542E-2,null,2.3287374118100092E-2,5.5688332361113211E-3,2.1738414871169462E-4,2.3948233891653558E-5,4.8762019518813664E-3,5.0823823543391391E-5,6.0655122583139455E-5,3.4024565512239514E-2]
[2004,4,7,4,1.9536384773891767E-2,4.2492709171870003E-3,3.2685067000000367E-4,3.2674000000000345E-5,3.3182357768539016E-3,8.9420277777777987E-5,2.7552836415710449E-2,null,2.2413286472954309E-2,5.9298506961011459E-3,2.1738414871169462E-4,2.3948233891653558E-5,5.8039168291927718E-3,5.0823823543391391E-5,6.4587285275378282E-5,3.4439210204394964E-2]
[2004,4,7,8,2.8593874896418583E-2,5.3065907571648143E-3,0,0,3.3412914644082832E-3,8.9420277777777987E-5,3.7331177395769466E-2,null,3.2804570387133032E-2,7.4053388236608132E-3,0,0,5.8442434672029125E-3,5.0823823543391391E-5,8.0658140596876981E-5,4.6104976501540149E-2]
[2004,4,7,11,2.4561762270945982E-2,6.0672376199472451E-3,0,0,3.5142061797238892E-3,8.9420277777777987E-5,3.4232626348394898E-2,null,2.8178694289181336E-2,8.4668202911082902E-3,0,0,6.1466881075855325E-3,5.0823823543391391E-5,9.2219680653464614E-5,4.2843026511418553E-2]
[2004,4,7,12,2.4200958514275211E-2,6.0640210673641847E-3,0,0,3.5168092701933422E-3,8.9420277777777987E-5,3.3871209129610516E-2,null,2.7764759057439421E-2,8.4623315971781021E-3,0,0,6.1512411657765617E-3,5.0823823543391391E-5,9.2170790290074261E-5,4.2429155643937476E-2]
[2004,4,7,15,2.2066289636814961E-2,5.9447617886562443E-3,0,0,3.5074621643456198E-3,8.9420277777777987E-5,3.1607933867594605E-2,null,2.53157417172734E-2,8.29590546652062E-3,0,0,6.1348921693272261E-3,5.0823823543391391E-5,9.0358095075822138E-5,3.9797363176664637E-2]
[2004,4,7,19,3.0594155849100226E-2,5.3197024039177941E-3,0,0,3.151046053194839E-3,8.9420277777777987E-5,3.9154324583990638E-2,null,3.5099410017787817E-2,7.4236361055099679E-3,0,0,5.5114857555537133E-3,5.0823823543391391E-5,8.085743258973144E-5,4.8085355702394889E-2]
[2004,4,7,22,2.8524364666544288E-2,4.7407183674090716E-3,3.2685067000000367E-4,3.2674000000000345E-5,2.8140017171467717E-3,8.9420277777777987E-5,3.6528029698877917E-2,null,3.272482417446345E-2,6.6156648184743276E-3,2.1738414871169462E-4,2.3948233891653558E-5,4.9219624589216153E-3,5.0823823543391391E-5,7.2057097693543134E-5,4.4554607658006139E-2]
[2004,4,8,1,1.7189266842743044E-2,3.8645237674025073E-3,3.2685067000000367E-4,3.2674000000000345E-5,2.8685219035483609E-3,8.9420277777777987E-5,2.4371257461471695E-2,null,1.9720535117701155E-2,5.3929366705104112E-3,2.1738414871169462E-4,2.3948233891653558E-5,5.0173235630342726E-3,5.0823823543391391E-5,5.8739276427199159E-5,3.0422951557392577E-2]
[2004,4,8,5,1.7475207004769434E-2,3.9047916187438985E-3,3.2685067000000367E-4,3.2674000000000345E-5,3.0611919941131919E-3,8.9420277777777987E-5,2.4890135565404307E-2,null,2.0048582442720324E-2,5.4491303919654132E-3,2.1738414871169462E-4,2.3948233891653558E-5,5.3543222744915856E-3,5.0823823543391391E-5,5.9351332295770301E-5,3.114419131532406E-2]
[2004,4,8,9,2.2945435319946909E-2,5.3668586713345404E-3,0,0,3.012583315058727E-3,8.9420277777777987E-5,3.1414297584117956E-2,null,2.6324349209168749E-2,7.4894426004631868E-3,0,0,5.2693009711903098E-3,5.0823823543391391E-5,8.1574189735962932E-5,3.9133916604365632E-2]
[2004,4,8,12,2.0525207854178582E-2,5.7876775653481474E-3,0,0,3.1290393825318123E-3,8.9420277777777987E-5,2.9531345079836319E-2,null,2.3547722307733505E-2,8.0766946868166354E-3,0,0,5.4729939500266379E-3,5.0823823543391391E-5,8.7970475236845698E-5,3.7148234768120167E-2]
[2004,4,8,13,1.9848706818116964E-2,5.7715649105479268E-3,0,0,3.1032060141124584E-3,8.9420277777777987E-5,2.881289802055513E-2,null,2.2771600640598726E-2,8.0542095030886052E-3,0,0,5.4278088782575727E-3,5.0823823543391391E-5,8.772556907472825E-5,3.6304442845488297E-2]
[2004,4,8,16,2.0341030219832114E-2,5.5495485623847617E-3,0,0,3.2229336099987168E-3,8.9420277777777987E-5,2.9202932669993367E-2,null,2.3336422923108616E-2,7.744386048110426E-3,0,0,5.6372240782051443E-3,5.0823823543391391E-5,8.435100588634376E-5,3.6768856872967583E-2]
[2004,4,8,20,2.6633846958951945E-2,5.2944329645945587E-3,3.2685067000000367E-4,3.2674000000000345E-5,3.2147227072787045E-3,8.9420277777777987E-5,3.5591947578602998E-2,null,3.0555911376478097E-2,7.388372643781769E-3,2.1738414871169462E-4,2.3948233891653558E-5,5.6228624114387374E-3,5.0823823543391391E-5,8.0473346821107613E-5,4.3859302637845342E-2]
[2004,4,8,22,2.4603789126705539E-2,4.3073312530652937E-3,3.2685067000000367E-4,3.2674000000000345E-5,2.4876840390534783E-3,8.9420277777777987E-5,3.1847749366602091E-2,null,2.8226909963094314E-2,6.0108738009663175E-3,2.1738414871169462E-4,2.3948233891653558E-5,4.3512011294345211E-3,5.0823823543391391E-5,6.5469780072635901E-5,3.8881141099641886E-2]
[2004,4,9,3,1.5121732069143785E-2,3.9145202392644688E-3,3.2685067000000367E-4,3.2674000000000345E-5,3.0608334313794688E-3,8.9420277777777987E-5,2.2546030687565506E-2,null,1.7348537959076208E-2,5.4627066661758136E-3,2.1738414871169462E-4,2.3948233891653558E-5,5.3536951134263312E-3,5.0823823543391391E-5,5.9499203589727231E-5,2.8457095944825088E-2]
[2004,4,9,7,2.0504163483055216E-2,4.4210432601923524E-3,0,0,3.0606380395426951E-3,8.9420277777777987E-5,2.8075265060568046E-2,null,2.3523578970873069E-2,6.1695587230996959E-3,0,0,5.353353354116264E-3,5.0823823543391391E-5,6.7198158890245649E-5,3.5097314871632423E-2]
[2004,4,9,10,2.0900696610423136E-2,5.3762838741509417E-3,0,0,3.1659543749892171E-3,8.9420277777777987E-5,2.9532355137341072E-2,null,2.3978505032300309E-2,7.5025954557578853E-3,0,0,5.53756185911482E-3,5.0823823543391391E-5,8.1717449197396419E-5,3.7069486170716405E-2]
[2004,4,9,13,1.9018820498794494E-2,5.295885695479393E-3,0,0,3.0043137275439593E-3,8.9420277777777987E-5,2.7408440199595624E-2,null,2.1819506380056843E-2,7.390399927383255E-3,0,0,5.2548366590150766E-3,5.0823823543391391E-5,8.0495427772385068E-5,3.4515566789998564E-2]
[2004,4,9,14,1.8216168299574984E-2,5.2990658665162827E-3,0,0,3.0611959621344139E-3,8.9420277777777987E-5,2.6665850406003458E-2,null,2.0898656699449843E-2,7.3948378509245726E-3,0,0,5.3543292149463018E-3,5.0823823543391391E-5,8.0543765150252244E-5,3.3698647588864108E-2]
[2004,4,9,19,2.3431574530445622E-2,4.5792239687381508E-3,0,0,2.9003283378992713E-3,8.9420277777777987E-5,3.1000547114860826E-2,null,2.6882076624796063E-2,6.3902996461804532E-3,0,0,5.0729561075609584E-3,5.0823823543391391E-5,6.9602444883540748E-5,3.8396156202080867E-2]
[2004,4,9,22,2.2645289391456186E-2,3.8573025696522142E-3,3.2685067000000367E-4,3.2674000000000345E-5,2.3195715747461546E-3,8.9420277777777987E-5,2.927110848363234E-2,null,2.5980004195656131E-2,5.3828595007227517E-3,2.1738414871169462E-4,2.3948233891653558E-5,4.0571560927326862E-3,5.0823823543391391E-5,5.8629516995941992E-5,3.5712175995258312E-2]
[2004,4,10,1,1.6649286246144698E-2,3.5908232337750236E-3,3.2685067000000367E-4,3.2674000000000345E-5,2.7959858949434843E-3,8.9420277777777987E-5,2.3485040322640989E-2,null,1.9101037706001446E-2,5.0109880182628843E-3,2.1738414871169462E-4,2.3948233891653558E-5,4.8904510351684355E-3,5.0823823543391391E-5,5.4579133477988476E-5,2.9294632965579503E-2]
[2004,4,10,4,1.537097972049121E-2,3.729645917425797E-3,3.2685067000000367E-4,3.2674000000000345E-5,3.1475470049755322E-3,8.9420277777777987E-5,2.2697117590670321E-2,null,1.7634489483732221E-2,5.2047148488943663E-3,2.1738414871169462E-4,2.3948233891653558E-5,5.5053655801918988E-3,5.0823823543391391E-5,5.6689184930669599E-5,2.8636726118965224E-2]
[2004,4,10,8,2.0583860475742951E-2,4.2336198649104819E-3,0,0,3.2930704367776292E-3,8.9420277777777987E-5,2.8199971055208842E-2,null,2.3615012035322656E-2,5.9080096779487749E-3,0,0,5.7599002039126004E-3,5.0823823543391391E-5,6.4349395294262984E-5,3.5333745740727424E-2]
[2004,4,10,11,2.379700510247312E-2,4.1505357645670272E-3,0,0,2.6090933090399107E-3,8.9420277777777987E-5,3.0646054453857839E-2,null,2.7301320010490102E-2,5.792065950222719E-3,0,0,4.5635577408029747E-3,5.0823823543391391E-5,6.3086548891830437E-5,3.7707767525059187E-2]
[2004,4,10,12,2.2846598916147542E-2,4.0155986394499587E-3,0,0,2.4777003467283103E-3,8.9420277777777987E-5,2.9429318180103595E-2,null,2.6210958289715102E-2,5.6037614102441204E-3,0,0,4.3337386813747077E-3,5.0823823543391391E-5,6.1035556435942273E-5,3.6199282204877323E-2]
[2004,4,10,16,2.0539037267069904E-2,3.9662383329796807E-3,0,0,2.7098179003402657E-3,8.9420277777777987E-5,2.730451377816763E-2,null,2.3563588221333868E-2,5.5348791823544696E-3,0,0,4.7397348390789641E-3,5.0823823543391391E-5,6.0285298742938695E-5,3.3889026066310689E-2]
[2004,4,10,19,2.4716768485073922E-2,4.0829727443091237E-3,0,0,2.6304435396276088E-3,8.9420277777777987E-5,3.1519605046788433E-2,null,2.8356526509551016E-2,5.6977818646666385E-3,0,0,4.6009013688475663E-3,5.0823823543391391E-5,6.2059616943148732E-5,3.8706033566608615E-2]
[2004,4,10,23,2.0834808704262815E-2,3.8219252788562761E-3,3.2685067000000367E-4,3.2674000000000345E-5,2.6980080980552063E-3,8.9420277777777987E-5,2.7803687028952077E-2,null,2.3902914561854213E-2,5.333490548603468E-3,2.1738414871169462E-4,2.3948233891653558E-5,4.7190783472438108E-3,5.0823823543391391E-5,5.8091795768597918E-5,3.424763966384823E-2]
[2004,4,11,2,1.5063473125681919E-2,3.2225516672978105E-3,3.2685067000000367E-4,3.2674000000000345E-5,2.6458765449287802E-3,8.9420277777777987E-5,2.1380846285686289E-2,null,1.7281699882096508E-2,4.4970656425451167E-3,2.1738414871169462E-4,2.3948233891653558E-5,4.627895194849109E-3,5.0823823543391391E-5,4.8981547165788777E-5,2.669881692563747E-2]
[2004,4,11,5,1.482105644765375E-2,3.4150772868885215E-3,3.2685067000000367E-4,3.2674000000000345E-5,2.9189336731774386E-3,8.9420277777777987E-5,2.1604012355497491E-2,null,1.7003585250686893E-2,4.7657348334714141E-3,2.1738414871169462E-4,2.3948233891653558E-5,5.1054986469690859E-3,5.0823823543391391E-5,5.1907862610875982E-5,2.716697493727413E-2]
[2004,4,11,9,2.2489476045056567E-2,3.8471549403921198E-3,0,0,3.0390066689079411E-3,8.9420277777777987E-5,{"$f":"SUM(E2435:J2435)","v":2.9465057932134407E-2},null,{"$f":"E2435*W$5","v":2.5801245985803949E-2},5.368698500493662E-3,{"$f":"G2435*Y$5","v":0},{"$f":"H2435*Z$5","v":0},{"$f":"I2435*AA$5","v":5.3155179848090863E-3},{"$f":"J2435*AB$5","v":5.0823823543391391E-5},5.8475276930136915E-5,{"$f":"SUM(M2435:R2435)","v":3.653628629465009E-2}]
[2004,4,11,13,2.3222980645298961E-2,3.8354746430247361E-3,0,0,2.5892897338599141E-3,8.9420277777777987E-5,2.9737165299961392E-2,null,2.6642765485175871E-2,5.3523986643983675E-3,0,0,4.528919363365449E-3,5.0823823543391391E-5,5.8297740897986762E-5,3.6574907336483074E-2]
[2004,4,11,14,2.2121728551927275E-2,3.9053841561352814E-3,0,0,2.7214425442071465E-3,8.9420277777777987E-5,2.883797553004748E-2,null,2.5379344492328416E-2,5.4499572769372675E-3,0,0,4.7600674708476237E-3,5.0823823543391391E-5,5.9360338636453081E-5,3.5640193063656699E-2]
[2004,4,11,17,2.3658606301799154E-2,3.6222560050471436E-3,0,0,2.5104361942209484E-3,8.9420277777777987E-5,2.9880718778845024E-2,null,2.7142540788903297E-2,5.0548523997628898E-3,0,0,4.3909968598036531E-3,5.0823823543391391E-5,5.5056899524144003E-5,3.6639213872013229E-2]
[2004,4,11,20,2.655221595172055E-2,3.400569306436404E-3,3.2685067000000367E-4,3.2674000000000345E-5,2.3533939362908977E-3,8.9420277777777987E-5,3.2755124142225631E-2,null,3.0462259497108984E-2,4.7454889702022484E-3,2.1738414871169462E-4,2.3948233891653558E-5,4.1163146898227027E-3,5.0823823543391391E-5,5.168734688229758E-5,3.9616219363280678E-2]
[2004,4,11,24,1.6558960475123296E-2,3.1853089592226423E-3,3.2685067000000367E-4,3.2674000000000345E-5,2.2036234961531221E-3,8.9420277777777987E-5,2.2396837878276843E-2,null,1.8997410683641677E-2,4.4450935036280644E-3,2.1738414871169462E-4,2.3948233891653558E-5,3.8543516358122954E-3,5.0823823543391391E-5,4.841547231253586E-5,2.7589012029228772E-2]
[2004,4,12,3,1.432371421482492E-2,3.5154395550226324E-3,3.2685067000000367E-4,3.2674000000000345E-5,2.8650907542642802E-3,8.9420277777777987E-5,2.1153189471889614E-2,null,1.6433005070755746E-2,4.9057902164196315E-3,2.1738414871169462E-4,2.3948233891653558E-5,5.0113221495083696E-3,5.0823823543391391E-5,5.3433330525064182E-5,2.6642273642830484E-2]
[2004,4,12,6,1.7947288822717025E-2,4.0993189174387875E-3,1.6342533500000183E-4,1.6337000000000172E-5,3.2363248653519998E-3,8.9420277777777987E-5,2.5552115218285598E-2,null,2.0590182393109949E-2,5.7205929228459308E-3,1.0869207435584731E-4,1.1974116945826779E-5,5.6606466851371407E-3,5.0823823543391391E-5,6.2308072494150698E-5,3.2142912015938087E-2]
[2004,4,12,11,1.9936207814673125E-2,5.3548104584342027E-3,0,0,2.8098730034529615E-3,8.9420277777777987E-5,2.8190311554338064E-2,null,2.2871986916011521E-2,7.4726293388363806E-3,0,0,4.9147409374560302E-3,5.0823823543391391E-5,8.139106152907332E-5,3.5310181015847319E-2]
[2004,4,12,14,1.835572016570346E-2,5.3503896905311458E-3,0,0,2.7614261611997588E-3,8.9420277777777987E-5,2.6556956295212146E-2,null,2.1058758785356388E-2,7.466460164373718E-3,0,0,4.8300027024469417E-3,5.0823823543391391E-5,8.1323867555505741E-5,3.3406045475720438E-2]
[2004,4,12,15,1.8442625659888381E-2,5.0986604921721846E-3,0,0,2.6522035647292756E-3,8.9420277777777987E-5,2.6282909994567623E-2,null,2.1158461865521117E-2,7.1151724749773356E-3,0,0,4.6389617673196007E-3,5.0823823543391391E-5,7.7497680460493311E-5,3.296341993136144E-2]
[2004,4,12,18,2.3597871248910371E-2,4.4080425857366155E-3,0,0,2.4649157204098015E-3,8.9420277777777987E-5,3.056024983283457E-2,null,2.7072861973958706E-2,6.1514163029119592E-3,0,0,4.3113771275747883E-3,5.0823823543391391E-5,6.7000553633671218E-5,3.7586479227988842E-2]
[2004,4,12,21,2.4902158418578624E-2,4.1891798649677349E-3,3.2685067000000367E-4,3.2674000000000345E-5,2.3464647387300415E-3,8.9420277777777987E-5,3.1886747970054183E-2,null,2.8569216714874768E-2,5.8459937298647475E-3,2.1738414871169462E-4,2.3948233891653558E-5,4.1041948499316435E-3,5.0823823543391391E-5,6.3673924369984987E-5,3.8811561500817902E-2]
[2004,4,13,3,1.3360960292613274E-2,3.5350990352279133E-3,3.2685067000000367E-4,3.2674000000000345E-5,2.7305661722004265E-3,8.9420277777777987E-5,2.0075570447819394E-2,null,1.5328477303145063E-2,4.9332249892670745E-3,2.1738414871169462E-4,2.3948233891653558E-5,4.7760255828126806E-3,5.0823823543391391E-5,5.3732147070568113E-5,2.5329884081371552E-2]
[2004,4,13,5,1.4374712885985307E-2,3.6276876271549427E-3,3.2685067000000367E-4,3.2674000000000345E-5,2.8072144842387274E-3,8.9420277777777987E-5,2.1258559945156762E-2,null,1.6491513737517127E-2,5.0624322196342504E-3,2.1738414871169462E-4,2.3948233891653558E-5,4.9100909290039924E-3,5.0823823543391391E-5,5.5139458093230655E-5,2.6756193092302108E-2]
[2004,4,13,9,1.8932839246430296E-2,5.1287302380781819E-3,0,0,2.6798311176174515E-3,8.9420277777777987E-5,2.6830820879903711E-2,null,2.1720863644318064E-2,7.1571347567822114E-3,0,0,4.6872850420777096E-3,5.0823823543391391E-5,7.7954729044788914E-5,3.361610726672138E-2]
[2004,4,13,12,1.6948328860716674E-2,5.4223090046225265E-3,0,0,2.7625390299495533E-3,8.9420277777777987E-5,2.5222597173066533E-2,null,1.9444116933074213E-2,7.5668234509325841E-3,0,0,4.8319492180353366E-3,5.0823823543391391E-5,8.2417013496669826E-5,3.1893713425585522E-2]
[2004,4,13,15,1.5490937231100904E-2,5.2336368610540786E-3,0,0,2.7232295825132115E-3,8.9420277777777987E-5,2.3537223952445972E-2,null,1.7772111775727135E-2,7.3035317795663119E-3,0,0,4.7631931745035633E-3,5.0823823543391391E-5,7.9549269406528478E-5,2.9889660553340403E-2]
[2004,4,13,16,1.6909628155491949E-2,5.1352130293430978E-3,0,0,2.8078399094476664E-3,8.9420277777777987E-5,2.4942101372060488E-2,null,1.939971721414227E-2,7.1661814815131416E-3,0,0,4.9111848584712358E-3,5.0823823543391391E-5,7.8053264981180803E-5,3.1527907377670042E-2]
[2004,4,13,19,2.2333185624101793E-2,4.4534284092496972E-3,0,0,2.2806993197747559E-3,8.9420277777777987E-5,2.9156733630904021E-2,null,2.5621940448040417E-2,6.2147521462594894E-3,0,0,3.9891647413070564E-3,5.0823823543391391E-5,6.7690400712811535E-5,3.5876681159150353E-2]
[2004,4,13,24,1.5756327265228468E-2,3.5318275380174691E-3,3.2685067000000367E-4,3.2674000000000345E-5,2.4131906421754265E-3,8.9420277777777987E-5,2.2150290393199143E-2,null,1.8076582788701726E-2,4.9286596201981881E-3,2.1738414871169462E-4,2.3948233891653558E-5,4.2209049392662058E-3,5.0823823543391391E-5,5.3682421569952482E-5,2.751830355431286E-2]
[2004,4,14,3,1.2626019105262528E-2,3.4089152421971137E-3,3.2685067000000367E-4,3.2674000000000345E-5,2.5851233021128416E-3,8.9420277777777987E-5,1.9069002597350268E-2,null,1.448530966678283E-2,4.7571357100653364E-3,2.1738414871169462E-4,2.3948233891653558E-5,4.5216318693593891E-3,5.0823823543391391E-5,5.1814201899163338E-5,2.4056233452354293E-2]
[2004,4,14,6,1.6655404176232909E-2,4.0922969246472195E-3,1.6342533500000183E-4,1.6337000000000172E-5,3.0746468176840133E-3,8.9420277777777987E-5,2.4091530531341922E-2,null,1.9108056554231333E-2,5.7107937432561619E-3,1.0869207435584731E-4,1.1974116945826779E-5,5.3778560684134115E-3,5.0823823543391391E-5,6.2201340901727104E-5,3.0368196380745973E-2]
[2004,4,14,10,1.7631601707011262E-2,5.4709857132884841E-3,0,0,2.8822569832834006E-3,8.9420277777777987E-5,2.6074264681360926E-2,null,2.0228007618092739E-2,7.6347517191913241E-3,0,0,5.0413475522217092E-3,5.0823823543391391E-5,8.3156880765701449E-5,3.2954930713049162E-2]
[2004,4,14,13,1.6371349681425677E-2,5.4393818217210307E-3,0,0,2.7676385043885979E-3,8.9420277777777987E-5,2.4667790285313088E-2,null,1.8782172577245321E-2,7.5906485395957927E-3,0,0,4.840868694379742E-3,5.0823823543391391E-5,8.2676513756805144E-5,3.1264513634764249E-2]
[2004,4,14,16,1.7240800384672468E-2,5.2250702776781418E-3,0,0,2.932109091445739E-3,8.9420277777777987E-5,2.5487400031574126E-2,null,1.9779657419580352E-2,7.2915771263128469E-3,0,0,5.1285437338650947E-3,5.0823823543391391E-5,7.9419060630689075E-5,3.2250602103301683E-2]
[2004,4,14,17,1.940370113040258E-2,4.9374712292272012E-3,0,0,2.8545242607529529E-3,8.9420277777777987E-5,2.7285116898160516E-2,null,2.2261064014898881E-2,6.8902331190957636E-3,0,0,4.9928403255392198E-3,5.0823823543391391E-5,7.5047665596285148E-5,3.4194961283077259E-2]
[2004,4,14,21,2.2028555096481429E-2,4.3802555124257125E-3,3.2685067000000367E-4,3.2674000000000345E-5,2.4224670439645826E-3,8.9420277777777987E-5,2.9280222600649504E-2,null,2.5272450439372741E-2,6.1126394870236588E-3,2.1738414871169462E-4,2.3948233891653558E-5,4.2371302674463164E-3,5.0823823543391391E-5,6.6578200795766677E-5,3.5914376399989456E-2]
[2004,4,15,1,1.5061501310431104E-2,3.6762914833717384E-3,3.2685067000000367E-4,3.2674000000000345E-5,2.687707599034471E-3,8.9420277777777987E-5,2.1874445340615098E-2,null,1.7279437699988621E-2,5.1302588224179492E-3,2.1738414871169462E-4,2.3948233891653558E-5,4.7010617734871956E-3,5.0823823543391391E-5,5.5878218033026579E-5,2.74029145020405E-2]
[2004,4,15,4,1.453550411003526E-2,3.6847946317852607E-3,3.2685067000000367E-4,3.2674000000000345E-5,2.8922067778059208E-3,8.9420277777777987E-5,2.1561450467404222E-2,null,1.6675982860575388E-2,5.1421249522839068E-3,2.1738414871169462E-4,2.3948233891653558E-5,5.0587507097306118E-3,5.0823823543391391E-5,5.6007462621810442E-5,2.7169014728736642E-2]
[2004,4,15,7,1.9846259492478282E-2,4.3089029503077629E-3,0,0,2.8703243843826694E-3,8.9420277777777987E-5,2.711490710494649E-2,null,2.2768792925083943E-2,6.013067101927577E-3,0,0,5.0204762771727659E-3,5.0823823543391391E-5,6.5493669266839842E-5,3.3853160127727676E-2]
[2004,4,15,11,1.8287715829638146E-2,5.5339840949289835E-3,0,0,2.8775926073584348E-3,8.9420277777777987E-5,2.6788712809703345E-2,null,2.0980740222389105E-2,7.7226658589354341E-3,0,0,5.0331891054599008E-3,5.0823823543391391E-5,8.4114431961235879E-5,3.3787419010327828E-2]
[2004,4,15,14,1.6715529871570194E-2,5.5041725331228687E-3,0,0,2.8599367229490548E-3,8.9420277777777987E-5,2.51690594054199E-2,null,1.9177036278452422E-2,7.6810638726245968E-3,0,0,5.0023072478858613E-3,5.0823823543391391E-5,8.3661307676058334E-5,3.1911231222506269E-2]
[2004,4,15,18,2.225254496241779E-2,4.8248025347041104E-3,0,0,2.7971467030725888E-3,8.9420277777777987E-5,2.9963914477972267E-2,null,2.5529424751169642E-2,6.7330041380147358E-3,0,0,4.8924814013898378E-3,5.0823823543391391E-5,7.3335144729391437E-5,3.7205734114117602E-2]
[2004,4,15,19,2.3537609963680733E-2,4.6087551259951761E-3,0,0,2.4043994251288689E-3,8.9420277777777987E-5,3.0640184792582556E-2,null,2.7003726693060406E-2,6.4315103283963029E-3,0,0,4.2055282463495927E-3,5.0823823543391391E-5,7.0051307127309896E-5,3.7691589091349696E-2]
[2004,4,15,22,2.1824073077079006E-2,4.0636326290342372E-3,3.2685067000000367E-4,3.2674000000000345E-5,2.2483278907172357E-3,8.9420277777777987E-5,2.8584978544608258E-2,null,2.5037856673306078E-2,5.6707927650633165E-3,2.1738414871169462E-4,2.3948233891653558E-5,3.9325439661341433E-3,5.0823823543391391E-5,6.1765654621879574E-5,3.4933349610650276E-2]
[2004,4,16,2,1.5237168518679666E-2,3.930568409388646E-3,3.2685067000000367E-4,3.2674000000000345E-5,3.0308265516826262E-3,8.9420277777777987E-5,2.2647508427528718E-2,null,1.7480973424635123E-2,5.4851018616426618E-3,2.1738414871169462E-4,2.3948233891653558E-5,5.3012101648645411E-3,5.0823823543391391E-5,5.9743129609545278E-5,2.8559441657289061E-2]
[2004,4,16,5,1.5871422685815831E-2,3.9664633384386156E-3,3.2685067000000367E-4,3.2674000000000345E-5,3.1275289247506589E-3,8.9420277777777987E-5,2.3414359896782887E-2,null,1.8208627005848656E-2,5.5351931771086974E-3,2.1738414871169462E-4,2.3948233891653558E-5,5.4703520125859743E-3,5.0823823543391391E-5,6.0288718739462318E-5,2.9506328401690065E-2]
[2004,4,16,8,2.218935896648112E-2,4.6482870869830962E-3,0,0,2.8781702366867255E-3,8.9420277777777987E-5,2.9805236567928717E-2,null,2.5456934070606261E-2,6.4866771160525822E-3,0,0,5.0341994352872408E-3,5.0823823543391391E-5,7.0652177745253968E-5,3.7028634445489476E-2]
[2004,4,16,11,2.0272162851883786E-2,5.3692462097108054E-3,0,0,3.0852970892820556E-3,8.9420277777777987E-5,2.8816126428654422E-2,null,2.325741423934605E-2,7.4927744064078724E-3,0,0,5.3964844283975102E-3,5.0823823543391391E-5,8.1610479401935982E-5,3.6197496897694824E-2]
[2004,4,16,16,1.8295408917399593E-2,4.8721874350646198E-3,0,0,2.8900691853007716E-3,8.9420277777777987E-5,2.6147085815542766E-2,null,2.0989566183888867E-2,6.7991296898713962E-3,0,0,5.055011852714745E-3,5.0823823543391391E-5,7.4055377008522188E-5,3.2894531550018404E-2]
[2004,4,16,19,2.3294866337729068E-2,4.5716205385977239E-3,0,0,2.891079124749027E-3,8.9420277777777987E-5,3.08469862788536E-2,null,2.6725236967816601E-2,6.3796890717102298E-3,0,0,5.0567783349524092E-3,5.0823823543391391E-5,6.9486875666815865E-5,3.8212528198022636E-2]
[2004,4,16,20,2.3884203092163013E-2,4.6810231698678727E-3,3.2685067000000367E-4,3.2674000000000345E-5,2.9837468043489497E-3,8.9420277777777987E-5,3.199791801415762E-2,null,2.7401358658653768E-2,6.5323602668012817E-3,2.1738414871169462E-4,2.3948233891653558E-5,5.2188631117195891E-3,5.0823823543391391E-5,7.1149753627160114E-5,3.9444738243321377E-2]
[2004,4,16,23,2.0186151920208967E-2,3.7486648406547161E-3,3.2685067000000367E-4,3.2674000000000345E-5,2.5126314908842829E-3,8.9420277777777987E-5,2.6896393199525748E-2,null,2.3158737453761354E-2,5.2312557255167393E-3,2.1738414871169462E-4,2.3948233891653558E-5,4.39483664699969E-3,5.0823823543391391E-5,5.6978265256249287E-5,3.3076986032424524E-2]
[2004,4,17,3,1.5376281853521558E-2,3.6490711408397611E-3,3.2685067000000367E-4,3.2674000000000345E-5,3.0161729748123195E-3,8.9420277777777987E-5,2.2490470916951416E-2,null,1.7640572401728682E-2,5.092272878415534E-3,2.1738414871169462E-4,2.3948233891653558E-5,5.2755796349309271E-3,5.0823823543391391E-5,5.5464479285210948E-5,2.8300581121221878E-2]
[2004,4,17,8,2.0462286199793733E-2,4.2216403974152982E-3,0,0,3.2880544383443074E-3,8.9420277777777987E-5,2.8061401313331118E-2,null,2.3475534895302699E-2,5.8912923504237354E-3,0,0,5.7511267352141331E-3,5.0823823543391391E-5,6.4167311991118186E-5,3.5168777804483957E-2]
[2004,4,17,10,2.3795581104952706E-2,4.2496734518861516E-3,0,0,2.8489221937439157E-3,8.9420277777777987E-5,3.0983597028360552E-2,null,2.7299686317013485E-2,5.9304124326231252E-3,0,0,4.9830417659495682E-3,5.0823823543391391E-5,6.4593403648142441E-5,3.8263964339129569E-2]
[2004,4,17,14,2.1612274924590065E-2,4.0626900491179275E-3,0,0,2.6708801154230839E-3,8.9420277777777987E-5,2.8435265366908852E-2,null,2.4794869410252114E-2,5.6694773963137613E-3,0,0,4.6716288694101703E-3,5.0823823543391391E-5,6.1751327769312165E-5,3.5186799499519437E-2]
[2004,4,17,17,2.1756462666487331E-2,4.025787535123831E-3,0,0,2.8476216418871878E-3,8.9420277777777987E-5,2.8719292121276128E-2,null,2.4960290044746921E-2,5.6179799976869317E-3,0,0,4.9807669743687066E-3,5.0823823543391391E-5,6.1190423735381271E-5,3.5609860840345953E-2]
[2004,4,17,18,2.3387311648469671E-2,3.9095479968532009E-3,0,0,2.7584421640589559E-3,8.9420277777777987E-5,3.0144722087159605E-2,null,2.6831295650458817E-2,5.4557679099283864E-3,0,0,4.8247834014724378E-3,5.0823823543391391E-5,5.9423627415523802E-5,3.7162670785403029E-2]
[2004,4,17,21,2.4611796097578475E-2,4.27315113401031E-3,3.2685067000000367E-4,3.2674000000000345E-5,2.7098628579429371E-3,8.9420277777777987E-5,3.2043755037309503E-2,null,2.8236096029709647E-2,5.96317550007634E-3,2.1738414871169462E-4,2.3948233891653558E-5,4.7398134742948714E-3,5.0823823543391391E-5,6.4950255395773899E-5,3.9231241210227599E-2]
[2004,4,18,1,1.5097424404549356E-2,3.0573437747963084E-3,3.2685067000000367E-4,3.2674000000000345E-5,2.4509334354405766E-3,8.9420277777777987E-5,2.1054646562564026E-2,null,1.7320650780545024E-2,4.2665182956134291E-3,2.1738414871169462E-4,2.3948233891653558E-5,4.2869207524101538E-3,5.0823823543391391E-5,4.6470450676369772E-5,2.6166246034715346E-2]
[2004,4,18,5,1.4003620556693751E-2,3.3570265520212359E-3,3.2685067000000367E-4,3.2674000000000345E-5,2.9028519793515358E-3,8.9420277777777987E-5,2.0712444035844303E-2,null,1.6065774851812806E-2,4.6847251268015847E-3,2.1738414871169462E-4,2.3948233891653558E-5,5.0773702017003243E-3,5.0823823543391391E-5,5.1025513745296765E-5,2.6120026386461451E-2]
[2004,4,18,8,1.9164654414628838E-2,3.6780599039329277E-3,0,0,2.9959549405255319E-3,8.9420277777777987E-5,2.5928089536865075E-2,null,2.1986815601844695E-2,5.1327266504524842E-3,0,0,5.2402163282398214E-3,5.0823823543391391E-5,5.5905097346089537E-5,3.2410582404080394E-2]
[2004,4,18,11,2.3700020488231867E-2,3.9019036273235351E-3,0,0,2.8092731075883503E-3,8.9420277777777987E-5,3.0500617500921527E-2,null,2.7190053572629852E-2,5.4451002046066567E-3,0,0,4.913691661292875E-3,5.0823823543391391E-5,5.9307435935812317E-5,3.7599669262072775E-2]
[2004,4,18,15,2.1042134537522624E-2,3.7073247690879189E-3,0,0,2.4905601946459458E-3,8.9420277777777987E-5,2.7329439779034265E-2,null,2.4140770917975233E-2,5.1735657224703984E-3,0,0,4.3562318050612923E-3,5.0823823543391391E-5,5.6349912052223207E-5,3.3721392269050313E-2]
[2004,4,18,18,2.3227171055357505E-2,3.4465786730428077E-3,0,0,2.4881203468289149E-3,8.9420277777777987E-5,2.9251290353007005E-2,null,2.66475729693736E-2,4.8096949669285691E-3,0,0,4.351964274132745E-3,5.0823823543391391E-5,5.2386671576877059E-5,3.5860056033978308E-2]
[2004,4,18,22,2.1688831971288784E-2,2.8849590194190487E-3,3.2685067000000367E-4,3.2674000000000345E-5,1.7530457752094905E-3,8.9420277777777987E-5,2.6775781713695108E-2,null,2.4882700144497012E-2,4.0259556481398321E-3,2.1738414871169462E-4,2.3948233891653558E-5,3.0662474161888419E-3,5.0823823543391391E-5,4.3850268628752071E-5,3.2267059414972425E-2]
[2004,4,18,23,1.8837909635778662E-2,3.1025891835315521E-3,3.2685067000000367E-4,3.2674000000000345E-5,2.1423028640882216E-3,8.9420277777777987E-5,2.4531746631176216E-2,null,2.1611954827107187E-2,4.329658190365464E-3,2.1738414871169462E-4,2.3948233891653558E-5,3.7470958913890791E-3,5.0823823543391391E-5,4.7158163504837495E-5,2.9980865115008467E-2]
[2004,4,19,2,1.3153399570515072E-2,3.3618001483636671E-3,3.2685067000000367E-4,3.2674000000000345E-5,2.7058277503406937E-3,8.9420277777777987E-5,1.9669972416997215E-2,null,1.5090351468771792E-2,4.6913866727810571E-3,2.1738414871169462E-4,2.3948233891653558E-5,4.7327556789797751E-3,5.0823823543391391E-5,5.1098070575578189E-5,2.480665002667936E-2]
[2004,4,19,6,1.6440145568972286E-2,4.0730338797613629E-3,1.6342533500000183E-4,1.6337000000000172E-5,3.2256055628814384E-3,8.9420277777777987E-5,2.4007967624392869E-2,null,1.8861099254498522E-2,5.6839121952561482E-3,1.0869207435584731E-4,1.1974116945826779E-5,5.6418975834488074E-3,5.0823823543391391E-5,6.1908550020759004E-5,3.0358399048048542E-2]
[2004,4,19,9,1.9552887670083167E-2,5.0965126046549512E-3,0,0,2.946500008606153E-3,8.9420277777777987E-5,{"$f":"SUM(E2627:J2627)","v":2.7685320561122051E-2},null,{"$f":"E2627*W$5","v":2.2432219563403348E-2},7.1121751014190399E-3,{"$f":"G2627*Y$5","v":0},{"$f":"H2627*Z$5","v":0},{"$f":"I2627*AA$5","v":5.1537148464416808E-3},{"$f":"J2627*AB$5","v":5.0823823543391391E-5},7.7465033395498258E-5,{"$f":"SUM(M2627:R2627)","v":3.4748933334807455E-2}]
[2004,4,19,13,1.7527183299726228E-2,5.1066010995607074E-3,0,0,2.489390802752092E-3,8.9420277777777987E-5,2.5212595479816802E-2,null,2.0108212696841151E-2,7.1262535797522392E-3,0,0,4.3541864250012004E-3,5.0823823543391391E-5,7.7618374641838156E-5,3.1639476525137981E-2]
[2004,4,19,16,1.7899953840032762E-2,4.8900945322755424E-3,0,0,2.5918240322189479E-3,8.9420277777777987E-5,2.5471292682305031E-2,null,2.0535876924653345E-2,6.8241190150828933E-3,0,0,4.5333520974703591E-3,5.0823823543391391E-5,7.432755800581699E-5,3.1944171860749992E-2]
[2004,4,19,19,2.2959825657001373E-2,4.0953096090488427E-3,0,0,2.2301463726484083E-3,8.9420277777777987E-5,2.9374701916476405E-2,null,2.6340858647868743E-2,5.7149979394687037E-3,0,0,3.9007427242103427E-3,5.0823823543391391E-5,6.2247132547090385E-5,3.6007423135091185E-2]
[2004,4,19,21,2.2952621289958144E-2,4.1894399080143561E-3,3.2685067000000367E-4,3.2674000000000345E-5,2.3687852680478092E-3,8.9420277777777987E-5,2.9959791413798093E-2,null,2.6332593375441676E-2,5.8463566195159546E-3,2.1738414871169462E-4,2.3948233891653558E-5,4.143235624745634E-3,5.0823823543391391E-5,6.3677876924379215E-5,3.6614341825850001E-2]
[2004,4,19,24,1.4751148640187081E-2,3.452943150187382E-3,3.2685067000000367E-4,3.2674000000000345E-5,2.333381855934374E-3,8.9420277777777987E-5,2.098641859408662E-2,null,1.6923382913684372E-2,4.8185765844958144E-3,2.1738414871169462E-4,2.3948233891653558E-5,4.0813116165695686E-3,5.0823823543391391E-5,5.2483409184098719E-5,2.6115427320896493E-2]
[2004,4,20,3,1.1244035905996439E-2,3.2502798769092579E-3,3.2685067000000367E-4,3.2674000000000345E-5,2.455555851808078E-3,8.9420277777777987E-5,1.7398816582491552E-2,null,1.2899817483635662E-2,4.5357603142359782E-3,2.1738414871169462E-4,2.3948233891653558E-5,4.2950058078284623E-3,5.0823823543391391E-5,4.940300529807835E-5,2.2022739811846839E-2]
[2004,4,20,7,1.7914811448099453E-2,4.4468762221575231E-3,0,0,2.9300465417610938E-3,8.9420277777777987E-5,2.5381154489795846E-2,null,2.0552922444065237E-2,6.2056085797637965E-3,0,0,5.1249361340347088E-3,5.0823823543391391E-5,6.7590809986508768E-5,3.1934290981407133E-2]
[2004,4,20,10,1.667398696459161E-2,5.4998028487289359E-3,0,0,2.9169981780223608E-3,8.9420277777777987E-5,2.5180208269120687E-2,null,1.9129375818965844E-2,7.6749659851163424E-3,0,0,5.1021132778576641E-3,5.0823823543391391E-5,8.3594890152201989E-5,3.1957278905483243E-2]
[2004,4,20,12,1.5929600605668649E-2,5.4821751145947492E-3,0,0,2.8011295226314501E-3,8.9420277777777987E-5,2.430232552067263E-2,null,1.827537212779181E-2,7.6503665106268477E-3,0,0,4.8994477398358752E-3,5.0823823543391391E-5,8.3326955366335977E-5,3.0876010201797924E-2]
[2004,4,20,18,1.9523719044186205E-2,4.5795574511902932E-3,0,0,2.5962159240973176E-3,8.9420277777777987E-5,2.6788912697251595E-2,null,2.2398755604957733E-2,6.3907650204033523E-3,0,0,4.5410339431555475E-3,5.0823823543391391E-5,6.9607513688681828E-5,3.3381378392060027E-2]
[2004,4,20,21,2.098603502688328E-2,4.3043325270158937E-3,3.2685067000000367E-4,3.2674000000000345E-5,2.4506207530863148E-3,8.9420277777777987E-5,2.8189933254763273E-2,null,2.4076410268985944E-2,6.0066890836117416E-3,2.1738414871169462E-4,2.3948233891653558E-5,4.2863738405870848E-3,5.0823823543391391E-5,6.5424200588863298E-5,3.4661629399331505E-2]
[2004,4,20,22,1.8787573733478335E-2,3.7039206379330101E-3,3.2685067000000367E-4,3.2674000000000345E-5,2.0388208412984556E-3,8.9420277777777987E-5,2.4979260160487585E-2,null,2.1554206527655204E-2,5.1688152629464114E-3,2.1738414871169462E-4,2.3948233891653558E-5,3.5660957774797906E-3,5.0823823543391391E-5,5.6298170566612668E-5,3.0581273774228142E-2]
[2004,4,21,1,1.0728705749075293E-2,3.3949757604621799E-3,3.2685067000000367E-4,3.2674000000000345E-5,2.4804641969271607E-3,8.9420277777777987E-5,1.7053090654242417E-2,null,1.2308600502146754E-2,4.7376831858370371E-3,2.1738414871169462E-4,2.3948233891653558E-5,4.3385729239545654E-3,5.0823823543391391E-5,5.1602327132656079E-5,2.1677012818085092E-2]
[2004,4,21,4,1.0463501076333809E-2,3.5566385067525553E-3,3.2685067000000367E-4,3.2674000000000345E-5,2.8559405070578306E-3,8.9420277777777987E-5,1.7325025037921979E-2,null,1.2004342146626207E-2,4.963283286961731E-3,2.1738414871169462E-4,2.3948233891653558E-5,4.9953174779527095E-3,5.0823823543391391E-5,5.4059538761791201E-5,2.2255099117687381E-2]
[2004,4,21,9,1.6119596647713359E-2,5.3419383859140898E-3,0,0,2.8925021460818319E-3,8.9420277777777987E-5,2.4443457457487057E-2,null,1.8493346730993038E-2,7.4546663824419258E-3,0,0,5.0592673375481189E-3,5.0823823543391391E-5,8.1195410972508613E-5,3.1058104274526474E-2]
[2004,4,21,12,1.4578652870723553E-2,5.6310978520924936E-3,0,0,2.8772316197966195E-3,8.9420277777777987E-5,2.3176402620390446E-2,null,1.6725485649625289E-2,7.8581879500753092E-3,0,0,5.0325577031346764E-3,5.0823823543391391E-5,8.559052375682224E-5,2.9667055126378666E-2]
[2004,4,21,16,1.5227203781048991E-2,5.3836369185149774E-3,0,0,2.9199047438868155E-3,8.9420277777777987E-5,2.3620165721228562E-2,null,1.7469541293167145E-2,7.5128566172818967E-3,0,0,5.1071971440053137E-3,5.0823823543391391E-5,8.1829212646524038E-5,3.0140418877997746E-2]
[2004,4,21,19,1.9144887781045804E-2,4.3706634280547491E-3,0,0,2.2024362377223538E-3,8.9420277777777987E-5,2.5807407724600682E-2,null,2.1964138160433196E-2,6.0992537487893272E-3,0,0,3.8522750054429278E-3,5.0823823543391391E-5,6.6432404798823507E-5,3.1966490738208841E-2]
[2004,4,21,22,1.7568225875724885E-2,3.7636215946227018E-3,3.2685067000000367E-4,3.2674000000000345E-5,2.0411820845680404E-3,8.9420277777777987E-5,2.382197450269341E-2,null,2.0155299147281831E-2,5.2521278515018687E-3,2.1738414871169462E-4,2.3948233891653558E-5,3.5702258214163176E-3,5.0823823543391391E-5,5.7205602169839964E-5,2.9269809026346752E-2]
[2004,4,21,23,1.4374979857363092E-2,3.2959209680491651E-3,3.2685067000000367E-4,3.2674000000000345E-5,1.9394967320460325E-3,8.9420277777777987E-5,2.0059342505236069E-2,null,1.6491820022740293E-2,4.5994523831441097E-3,2.1738414871169462E-4,2.3948233891653558E-5,3.3923682583999731E-3,5.0823823543391391E-5,5.0096732347066836E-5,2.4775796870431112E-2]
[2004,4,22,2,1.0762789827317338E-2,3.3538873816276269E-3,3.2685067000000367E-4,3.2674000000000345E-5,2.5547350234096096E-3,8.9420277777777987E-5,1.7120357180132356E-2,null,1.2347703755826854E-2,{"$f":"(F2692*X$5)-S2692","v":4.680344419591689E-3},2.1738414871169462E-4,2.3948233891653558E-5,4.4684798168722955E-3,5.0823823543391391E-5,{"$f":"(F2692*$AC$7)*$AC$5","v":5.0977799561454077E-5},2.1788684198437578E-2]
[2004,4,22,6,1.4176530716416591E-2,4.0174330690930142E-3,1.6342533500000183E-4,1.6337000000000172E-5,3.1025316789626504E-3,8.9420277777777987E-5,2.1565678077250038E-2,null,1.6264147528682452E-2,5.6063213538456984E-3,1.0869207435584731E-4,1.1974116945826779E-5,5.4266294005508378E-3,5.0823823543391391E-5,6.106343906168742E-5,2.7468588297924056E-2]
[2004,4,22,10,1.5723402928557215E-2,5.6023193433322295E-3,0,0,2.987335600480498E-3,8.9420277777777987E-5,2.4402478150147719E-2,null,1.8038810058573534E-2,7.818027587620055E-3,0,0,5.2251402649013271E-3,5.0823823543391391E-5,8.515310148101931E-5,3.1132801734638307E-2]
[2004,4,22,13,1.4676658402801289E-2,5.6502200445489575E-3,0,0,2.9047684374012834E-3,8.9420277777777987E-5,2.332106716252931E-2,null,1.6837923344307067E-2,7.88487293873779E-3,0,0,5.0807222730645599E-3,5.0823823543391391E-5,8.5881173734982238E-5,2.9854342379652808E-2]
[2004,4,22,17,1.7711118239173897E-2,5.0152820669138037E-3,0,0,2.8475798439586589E-3,8.9420277777777987E-5,2.566340042782414E-2,null,2.0319233647643445E-2,6.9988180173082707E-3,0,0,4.9806938657299214E-3,5.0823823543391391E-5,7.6230360432440167E-5,3.2349569354225026E-2]
[2004,4,22,20,1.9269530327750983E-2,4.5128779407059179E-3,3.2685067000000367E-4,3.2674000000000345E-5,2.4737480716023183E-3,8.9420277777777987E-5,2.6705101287836999E-2,null,2.2107135400626535E-2,6.2977138713080603E-3,2.1738414871169462E-4,2.3948233891653558E-5,4.3268257681099683E-3,5.0823823543391391E-5,6.8594010749093321E-5,3.30238312461913E-2]
[2004,4,22,23,1.4813401528262124E-2,3.2319945542011817E-3,3.2685067000000367E-4,3.2674000000000345E-5,1.8898329005909563E-3,8.9420277777777987E-5,2.0384173930832042E-2,null,1.6994803078179667E-2,4.5102431759545952E-3,2.1738414871169462E-4,2.3948233891653558E-5,3.3055013910137133E-3,5.0823823543391391E-5,4.9125075418549588E-5,2.5102703851294712E-2]
[2004,4,23,3,9.9817018134102098E-3,3.3816394826418025E-3,3.2685067000000367E-4,3.2674000000000345E-5,2.5664857723360296E-3,8.9420277777777987E-5,1.6378772016165825E-2,null,1.1451593773406401E-2,4.7190724316964385E-3,2.1738414871169462E-4,2.3948233891653558E-5,4.4890330186445736E-3,5.0823823543391391E-5,5.1399620833885501E-5,2.0951855429894146E-2]
[2004,4,23,4,1.0489500245570754E-2,3.4819102230820155E-3,3.2685067000000367E-4,3.2674000000000345E-5,2.7546324230083761E-3,8.9420277777777987E-5,1.7174987839438924E-2,null,1.2034169918494479E-2,4.8590000878957736E-3,2.1738414871169462E-4,2.3948233891653558E-5,4.8181197941565973E-3,5.0823823543391391E-5,5.2923697562293465E-5,2.2003446006693586E-2]
[2004,4,23,8,1.7281706452062194E-2,4.8633655926504787E-3,0,0,2.8386401753422151E-3,8.9420277777777987E-5,2.5073132497832669E-2,null,1.9826587259338276E-2,6.7868188230427364E-3,0,0,4.965057516591531E-3,5.0823823543391391E-5,7.3921288393378364E-5,3.1629287422515931E-2]
[2004,4,23,11,1.5404420941898788E-2,5.4578334481963208E-3,0,0,2.8364017857726658E-3,8.9420277777777987E-5,2.378807645364555E-2,null,1.767285521434658E-2,7.6163977545154965E-3,0,0,4.9611423557148942E-3,5.0823823543391391E-5,8.2956971389697883E-5,3.030121914812036E-2]
[2004,4,23,14,1.4040786156474111E-2,5.4895324559511042E-3,0,0,2.8891006776554807E-3,8.9420277777777987E-5,2.2508839567858478E-2,null,1.6108413407741003E-2,7.6606336685966945E-3,0,0,5.0533178387266748E-3,5.0823823543391391E-5,8.3438784128095825E-5,2.8873188738607766E-2]
[2004,4,23,18,1.791113372051167E-2,4.5702832836309508E-3,0,0,2.7498869777326049E-3,8.9420277777777987E-5,2.5320724259653003E-2,null,2.054870313926814E-2,6.3778229345657347E-3,0,0,4.8098195492221711E-3,5.0823823543391391E-5,6.9466549905124476E-5,3.1787169446599442E-2]
[2004,4,23,20,1.8321105319900638E-2,4.349136831298824E-3,3.2685067000000367E-4,3.2674000000000345E-5,2.5422453686758419E-3,8.9420277777777987E-5,2.5661432467653088E-2,null,2.1019046603999652E-2,6.0692134178136053E-3,2.1738414871169462E-4,2.3948233891653558E-5,4.4466341970384789E-3,5.0823823543391391E-5,6.6105208799138141E-5,3.182705042499847E-2]
[2004,4,24,1,1.0972000720247382E-2,3.1204388826275844E-3,3.2685067000000367E-4,3.2674000000000345E-5,2.3927867000742191E-3,8.9420277777777987E-5,1.6934171250726965E-2,null,1.2587722762965275E-2,4.3545674166004132E-3,2.1738414871169462E-4,2.3948233891653558E-5,4.1852164617417571E-3,5.0823823543391391E-5,4.7429472072839616E-5,2.1419662847454182E-2]
[2004,4,24,2,1.0237872772914497E-2,3.1537264940352831E-3,3.2685067000000367E-4,3.2674000000000345E-5,2.4790886985403961E-3,8.9420277777777987E-5,1.6319632913267955E-2,null,1.1745488123250197E-2,4.4010202245113195E-3,2.1738414871169462E-4,2.3948233891653558E-5,4.3361670436096074E-3,5.0823823543391391E-5,4.7935430976384471E-5,2.0774831597517862E-2]
[2004,4,24,5,1.0065234879344267E-2,3.3161787125424308E-3,3.2685067000000367E-4,3.2674000000000345E-5,2.7303717960609252E-3,8.9420277777777987E-5,1.6560730335725402E-2,null,1.1547427806079952E-2,4.6277220328383578E-3,2.1738414871169462E-4,2.3948233891653558E-5,4.7756856000558453E-3,5.0823823543391391E-5,5.0404642279881482E-5,2.124299164512089E-2]
[2004,4,24,9,1.6733048784993342E-2,4.1972387648474404E-3,0,0,3.0662949988322988E-3,8.9420277777777987E-5,2.4086002826450861E-2,null,1.9197135003461801E-2,5.8572399116198796E-3,0,0,5.3632479256388813E-3,5.0823823543391391E-5,6.3796416551745134E-5,3.0468446664263953E-2]
[2004,4,24,12,1.7655296400410313E-2,3.969789756232826E-3,0,0,2.5587301380991466E-3,8.9420277777777987E-5,2.4273236572520063E-2,null,2.0255191560116213E-2,5.5398351877634523E-3,0,0,4.4754676606966861E-3,5.0823823543391391E-5,6.0339279011849472E-5,3.0321318232119743E-2]
[2004,4,24,17,1.6715494655406313E-2,3.8440906529536925E-3,0,0,2.7624411915239231E-3,8.9420277777777987E-5,{"$f":"SUM(E2755:J2755)","v":2.3411446777661708E-2},null,{"$f":"E2755*W$5","v":1.9176995876403698E-2},5.3644222923266757E-3,{"$f":"G2755*Y$5","v":0},{"$f":"H2755*Z$5","v":0},{"$f":"I2755*AA$5","v":4.831778089121286E-3},{"$f":"J2755*AB$5","v":5.0823823543391391E-5},5.8428700938441272E-5,{"$f":"SUM(M2755:R2755)","v":2.9424020081395049E-2}]
[2004,4,24,20,1.8515650444606655E-2,3.5718648230228687E-3,3.2685067000000367E-4,3.2674000000000345E-5,2.0614853014365429E-3,8.9420277777777987E-5,2.4597945516843849E-2,null,2.124224018164559E-2,4.9845315867040173E-3,2.1738414871169462E-4,2.3948233891653558E-5,3.6057381207206113E-3,5.0823823543391391E-5,5.4290972918805345E-5,3.0124666095216957E-2]
[2004,4,24,23,1.4644842221275869E-2,3.3032179792014177E-3,3.2685067000000367E-4,3.2674000000000345E-5,2.273642094456337E-3,8.9420277777777987E-5,2.0670647242711407E-2,null,1.6801421954758387E-2,4.6096353504116545E-3,2.1738414871169462E-4,2.3948233891653558E-5,3.9768209684266937E-3,5.0823823543391391E-5,5.0207644112904576E-5,2.5680034479743472E-2]
[2004,4,24,24,1.2695922052782809E-2,2.9070872284100002E-3,3.2685067000000367E-4,3.2674000000000345E-5,2.2867307734702269E-3,8.9420277777777987E-5,1.8338685002440819E-2,null,1.4565506428169806E-2,4.0568355280170441E-3,2.1738414871169462E-4,2.3948233891653558E-5,3.9997143399376966E-3,5.0823823543391391E-5,4.4186608903256836E-5,2.2914212502271283E-2]
[2004,4,25,3,1.0960986004600619E-2,3.2228612907158364E-3,3.2685067000000367E-4,3.2674000000000345E-5,2.7610837894295774E-3,8.9420277777777987E-5,1.7393876032523813E-2,null,1.2575086035133269E-2,4.4974977215244735E-3,2.1738414871169462E-4,2.3948233891653558E-5,4.8294038609503079E-3,5.0823823543391391E-5,4.8986253322778459E-5,2.2194143823754786E-2]
[2004,4,25,6,1.271287116507426E-2,3.4051615377106615E-3,1.6342533500000183E-4,1.6337000000000172E-5,2.9553927442501102E-3,8.9420277777777987E-5,1.9342608059812812E-2,null,1.458495144390057E-2,4.7518974215222561E-3,1.0869207435584731E-4,1.1974116945826779E-5,5.1692691052503967E-3,5.0823823543391391E-5,5.1757147033227315E-5,2.4677607985518289E-2]
[2004,4,25,10,1.928669179746437E-2,3.8544534015418439E-3,0,0,2.8520895257139419E-3,8.9420277777777987E-5,2.6082655002497936E-2,null,2.2126824045247066E-2,5.3788834912303343E-3,0,0,4.988581737356273E-3,5.0823823543391391E-5,5.8586210735379109E-5,3.2545113097377065E-2]
[2004,4,25,14,1.7484223580862056E-2,3.860664617619376E-3,0,0,2.6087598263974483E-3,8.9420277777777987E-5,2.4043068302656657E-2,null,2.0058926787659682E-2,5.3875512332262647E-3,0,0,4.5629744472545381E-3,5.0823823543391391E-5,5.8680618833268084E-5,3.0060276291683875E-2]
[2004,4,25,17,1.8924716215670712E-2,3.5140282467639584E-3,0,0,2.3842699685619083E-3,8.9420277777777987E-5,2.4912434708774356E-2,null,2.1711544426993551E-2,4.9038207380259942E-3,0,0,4.1703198706981625E-3,5.0823823543391391E-5,5.3411879181788854E-5,3.0836508859261098E-2]
[2004,4,25,21,2.0961750208986024E-2,3.2544403904191054E-3,3.2685067000000367E-4,3.2674000000000345E-5,2.181342640012881E-3,8.9420277777777987E-5,2.6846478187195794E-2,null,2.4048549301525775E-2,4.5415663041136114E-3,2.1738414871169462E-4,2.3948233891653558E-5,3.8153802532411097E-3,5.0823823543391391E-5,4.9466243504864768E-5,3.2697652065027234E-2]
[2004,4,25,24,1.2944954599433366E-2,3.0905168682126526E-3,3.2685067000000367E-4,3.2674000000000345E-5,2.1884857595806085E-3,8.9420277777777987E-5,1.8672902175004405E-2,null,1.4851211172101116E-2,4.3128112938525158E-3,2.1738414871169462E-4,2.3948233891653558E-5,3.8278742635104394E-3,5.0823823543391391E-5,4.6974668950446436E-5,2.3284052935610811E-2]
[2004,4,26,1,1.2905071577603885E-2,3.2671523079609603E-3,3.2685067000000367E-4,3.2674000000000345E-5,2.5385050686437495E-3,8.9420277777777987E-5,1.9159673901986377E-2,null,1.4805455030214217E-2,4.5593057644947935E-3,2.1738414871169462E-4,2.3948233891653558E-5,4.4400920488120279E-3,5.0823823543391391E-5,4.9659459767295125E-5,2.4097009049667772E-2]
[2004,4,26,4,1.2510628460051146E-2,3.6045460725484552E-3,3.2685067000000367E-4,3.2674000000000345E-5,2.9886064998453092E-3,8.9420277777777987E-5,1.9552725980222688E-2,null,1.4352926750631526E-2,5.0301382175886042E-3,2.1738414871169462E-4,2.3948233891653558E-5,5.2273631913922931E-3,5.0823823543391391E-5,5.4787715354720015E-5,2.4902584365759161E-2]
[2004,4,26,7,1.7403734369929497E-2,4.4245769023377604E-3,0,0,3.0875062038888935E-3,8.9420277777777987E-5,2.5005237753933929E-2,null,1.9966584843973952E-2,6.1744899150015737E-3,0,0,5.4003483845195188E-3,5.0823823543391391E-5,6.7251868893150718E-5,3.1592246967038433E-2]
[2004,4,26,12,1.6736175354354139E-2,5.1955786190441694E-3,0,0,2.6723920880718875E-3,8.9420277777777987E-5,2.4693566339247977E-2,null,1.9200721987214023E-2,7.250421564361619E-3,0,0,4.6742734565015645E-3,5.0823823543391391E-5,7.8970798750814064E-5,3.11762408316206E-2]
[2004,4,26,15,1.5841012594653314E-2,5.0383355613002499E-3,0,0,2.6120149565912131E-3,8.9420277777777987E-5,2.3580783390322553E-2,null,1.8173738765635196E-2,7.0309891314591956E-3,0,0,4.5686679862865101E-3,5.0823823543391391E-5,7.6580764689440907E-5,2.9824219706924292E-2]
[2004,4,26,19,2.1642493488457648E-2,4.08418195028744E-3,0,0,2.2337012632513433E-3,8.9420277777777987E-5,2.8049796979774208E-2,null,2.4829537919119248E-2,5.6994693096547302E-3,0,0,3.9069605733277057E-3,5.0823823543391391E-5,6.2077996409414879E-5,3.448679162564508E-2]
[2004,4,26,22,1.9306320842539949E-2,3.6833667329938232E-3,3.2685067000000367E-4,3.2674000000000345E-5,2.1091399196931024E-3,8.9420277777777987E-5,2.5547772443004657E-2,null,2.2149343637052888E-2,5.1401323218286154E-3,2.1738414871169462E-4,2.3948233891653558E-5,3.689090678973792E-3,5.0823823543391391E-5,5.5985759108811563E-5,3.1270722844002029E-2]
[2004,4,27,1,1.0107690625483737E-2,3.4581156360341857E-3,3.2685067000000367E-4,3.2674000000000345E-5,2.5424375533049828E-3,8.9420277777777987E-5,1.6557188762600684E-2,null,1.1596135528192317E-2,4.8257947801338434E-3,2.1738414871169462E-4,2.3948233891653558E-5,4.4469703466307299E-3,5.0823823543391391E-5,5.2562028981584238E-5,2.1161056861103627E-2]
[2004,4,27,4,9.8907618761591952E-3,3.59377395133367E-3,3.2685067000000367E-4,3.2674000000000345E-5,2.8877346591242837E-3,8.9420277777777987E-5,1.682121543439493E-2,null,1.1347262143525555E-2,5.0151057398462187E-3,2.1738414871169462E-4,2.3948233891653558E-5,5.0509285395703256E-3,5.0823823543391391E-5,5.4623983251147564E-5,2.1705452629088837E-2]
[2004,4,27,6,1.3029209042868559E-2,4.1218226152550715E-3,1.6342533500000183E-4,1.6337000000000172E-5,3.1846699684347233E-3,8.9420277777777987E-5,2.0604884239336131E-2,null,1.4947872811354658E-2,5.7519967967719276E-3,1.0869207435584731E-4,1.1974116945826779E-5,5.5702972507721575E-3,5.0823823543391391E-5,6.2650120054529216E-5,2.6441656873743811E-2]
[2004,4,27,9,1.5230772612452946E-2,5.4343019241635E-3,0,0,2.9781497777885426E-3,8.9420277777777987E-5,{"$f":"SUM(E2819:J2819)","v":2.3732644592182765E-2},null,{"$f":"E2819*W$5","v":1.747363566587511E-2},7.5835595507657769E-3,{"$f":"G2819*Y$5","v":0},{"$f":"H2819*Z$5","v":0},{"$f":"I2819*AA$5","v":5.2090733683644065E-3},{"$f":"J2819*AB$5","v":5.0823823543391391E-5},8.2599301265742049E-5,{"$f":"SUM(M2819:R2819)","v":3.0317092408548685E-2}]
[2004,4,27,13,1.3446776373744716E-2,5.8175202633865544E-3,0,0,2.9283501114588844E-3,8.9420277777777987E-5,2.2282067026367931E-2,null,1.54269305447579E-2,8.118340123689307E-3,0,0,5.1219689125825071E-3,5.0823823543391391E-5,8.842407278079084E-5,2.8718063404573106E-2]
[2004,4,27,16,1.4419120658801755E-2,5.4830376695672763E-3,0,0,2.9417137926137545E-3,8.9420277777777987E-5,2.293329239876056E-2,null,1.6542460939124818E-2,7.6515702046967117E-3,0,0,5.1453432895619076E-3,5.0823823543391391E-5,8.334006587050527E-5,2.9390198256926826E-2]
[2004,4,27,20,1.7786718964940815E-2,4.6839149193453368E-3,3.2685067000000367E-4,3.2674000000000345E-5,2.5957558973693697E-3,8.9420277777777987E-5,2.5515334729433306E-2,null,2.040596723442464E-2,6.5363956985226472E-3,2.1738414871169462E-4,2.3948233891653558E-5,4.5402293117044502E-3,5.0823823543391391E-5,7.1193707108142121E-5,3.1774748450798473E-2]
[2004,4,27,23,1.3598662881964232E-2,3.3969264217462254E-3,3.2685067000000367E-4,3.2674000000000345E-5,2.0314832891277939E-3,8.9420277777777987E-5,1.9476017540616036E-2,null,1.5601183655530482E-2,4.74040533050573E-3,2.1738414871169462E-4,2.3948233891653558E-5,3.5532616856935946E-3,5.0823823543391391E-5,5.1631976434685447E-5,2.4187006877876543E-2]
[2004,4,28,1,8.0779267514567328E-3,3.2752019706493588E-3,3.2685067000000367E-4,3.2674000000000345E-5,2.1443798130721119E-3,8.9420277777777987E-5,1.3946453482955984E-2,null,9.2674713609192556E-3,4.5705390557643872E-3,2.1738414871169462E-4,2.3948233891653558E-5,3.7507286769931226E-3,5.0823823543391391E-5,4.9781811547296558E-5,1.7880895299823507E-2]
[2004,4,28,4,7.1720606860860951E-3,3.2085662818983436E-3,3.2685067000000367E-4,3.2674000000000345E-5,2.2324126774273525E-3,8.9420277777777987E-5,1.3061984593189574E-2,null,8.2282086792989911E-3,4.4775490598271631E-3,2.1738414871169462E-4,2.3948233891653558E-5,3.904706711500922E-3,5.0823823543391391E-5,4.8768974681217834E-5,1.6902620656773816E-2]
[2004,4,28,7,1.1951913014244801E-2,4.3434177966385308E-3,0,0,2.4927523936150863E-3,8.9420277777777987E-5,1.8877503482276195E-2,null,1.3711935621072226E-2,6.0612325141898328E-3,0,0,4.3600661740891607E-3,5.0823823543391391E-5,6.6018281669683973E-5,2.4184058132894613E-2]
[2004,4,28,10,1.2780990402218568E-2,5.8004823632686426E-3,0,0,2.9017169076035114E-3,8.9420277777777987E-5,2.1572609950868502E-2,null,1.4663101828124924E-2,8.0945637616160731E-3,0,0,5.0753848509104095E-3,5.0823823543391391E-5,8.816510324534464E-5,2.7883874264194797E-2]
[2004,4,28,14,1.3494467031295896E-2,6.2025944580427917E-3,0,0,3.152811505997092E-3,8.9420277777777987E-5,2.2939293273113559E-2,null,1.5481644064283101E-2,8.6557105398699027E-3,0,0,5.514573704065876E-3,5.0823823543391391E-5,9.4277052585362434E-5,2.9702752131762274E-2]
[2004,4,28,17,1.6434736005451554E-2,5.5314215081629032E-3,0,0,3.1378117281654441E-3,8.9420277777777987E-5,2.5193389519557678E-2,null,1.885489308594241E-2,7.719089773245722E-3,0,0,5.4883376350081808E-3,5.0823823543391391E-5,8.4075481626995173E-5,3.2113144317739706E-2]
[2004,4,28,22,1.6364714893374002E-2,4.3110203295224315E-3,3.2685067000000367E-4,3.2674000000000345E-5,2.4778425834853916E-3,8.9420277777777987E-5,2.3602522754159611E-2,null,1.8774560759244673E-2,6.0160219011989591E-3,2.1738414871169462E-4,2.3948233891653558E-5,4.333987467284953E-3,5.0823823543391391E-5,6.5525852617357881E-5,2.941672633387532E-2]
[2004,4,29,1,1.1318145383168877E-2,3.3293327338895645E-3,3.2685067000000367E-4,3.2674000000000345E-5,2.4233995866981221E-3,8.9420277777777987E-5,1.7519822651534345E-2,null,1.298484022256362E-2,4.6460784483651572E-3,2.1738414871169462E-4,2.3948233891653558E-5,4.2387613753087786E-3,5.0823823543391391E-5,5.0604578350285806E-5,2.2161836252384291E-2]
[2004,4,29,4,1.0995055065469888E-2,3.531092665659845E-3,3.2685067000000367E-4,3.2674000000000345E-5,2.8241057425773698E-3,8.9420277777777987E-5,1.7799198421484884E-2,null,1.2614172060002512E-2,4.9276341070110252E-3,2.1738414871169462E-4,2.3948233891653558E-5,4.9396353812764101E-3,5.0823823543391391E-5,5.3671251792471152E-5,2.2773597754436683E-2]
[2004,4,29,5,1.2231162212943354E-2,3.7368008773004894E-3,3.2685067000000367E-4,3.2674000000000345E-5,3.0095975692873839E-3,8.9420277777777987E-5,1.9426505607309005E-2,null,1.4032306680519106E-2,5.2146995838336964E-3,2.1738414871169462E-4,2.3948233891653558E-5,5.2640786116910643E-3,5.0823823543391391E-5,5.6797937571667728E-5,2.4803241082190602E-2]
[2004,4,29,8,1.7868296210080091E-2,4.786155029823218E-3,0,0,2.6815121630751003E-3,8.9420277777777987E-5,2.5425383680756183E-2,null,2.0499557434768386E-2,6.6790716074261128E-3,0,0,4.6902253539417259E-3,5.0823823543391391E-5,7.2747717504446184E-5,3.1919678219679615E-2]
[2004,4,29,12,1.5344752452968366E-2,5.5400279559904061E-3,0,0,2.8365241825003317E-3,8.9420277777777987E-5,2.3810724869236882E-2,null,1.76044000241318E-2,7.7311000572769083E-3,0,0,4.9613564394857014E-3,5.0823823543391391E-5,8.420629632718157E-5,3.0347680344437803E-2]
[2004,4,29,15,1.4932921368401346E-2,5.4503208368266937E-3,0,0,2.8788510694441305E-3,8.9420277777777987E-5,2.3351513552449944E-2,null,1.713192324894033E-2,7.6059139174931185E-3,0,0,5.0353902779410788E-3,5.0823823543391391E-5,8.2842782583394522E-5,2.9824051267917921E-2]
[2004,4,29,19,2.0029861806875767E-2,4.2511371603914496E-3,0,0,2.1433179167115583E-3,8.9420277777777987E-5,2.6513737161756555E-2,null,2.2979432268919332E-2,5.9324550354762232E-3,0,0,3.7488713170668428E-3,5.0823823543391391E-5,6.4615651455033111E-5,3.2711582445005792E-2]
[2004,4,29,23,1.5106475194468633E-2,3.199795671717875E-3,3.2685067000000367E-4,3.2674000000000345E-5,1.8531361321416507E-3,8.9420277777777987E-5,2.0608351946105941E-2,null,1.7331034377593049E-2,4.4653096874977764E-3,2.1738414871169462E-4,2.3948233891653558E-5,3.2413151769220038E-3,5.0823823543391391E-5,4.8635664776341245E-5,2.5329815448159564E-2]
[2004,4,30,2,1.1805220225676642E-2,3.4157453760654752E-3,3.2685067000000367E-4,3.2674000000000345E-5,2.5666503233536071E-3,8.9420277777777987E-5,1.8236560872873508E-2,null,1.3543641050108997E-2,{"$f":"(F2884*X$5)-S2884","v":4.7666671508379051E-3},2.1738414871169462E-4,2.3948233891653558E-5,4.4893208343648548E-3,5.0823823543391391E-5,{"$f":"(F2884*$AC$7)*$AC$5","v":5.1918017309670726E-5},2.3091785241458496E-2]
[2004,4,30,5,1.2944964535142373E-2,3.6018537507470998E-3,3.2685067000000367E-4,3.2674000000000345E-5,2.8262287376634569E-3,8.9420277777777987E-5,1.9821991971330714E-2,null,1.4851222570929244E-2,5.026381086866879E-3,2.1738414871169462E-4,2.3948233891653558E-5,4.9433487059878075E-3,5.0823823543391391E-5,5.4746793097790262E-5,2.5113108569930667E-2]
[2004,4,30,6,1.4844238960514329E-2,3.9214097519389242E-3,1.6342533500000183E-4,1.6337000000000172E-5,2.9880433816755507E-3,8.9420277777777987E-5,2.2022874706906587E-2,null,1.7030181589155896E-2,5.4723209699763017E-3,1.0869207435584731E-4,1.1974116945826779E-5,5.226378242991373E-3,5.0823823543391391E-5,5.9603921535272575E-5,2.7900370816968639E-2]
[2004,4,30,9,1.8959005363992941E-2,5.154353552104511E-3,0,0,2.8969874322687548E-3,8.9420277777777987E-5,2.7099766626143988E-2,null,2.1750882949097539E-2,7.1928920500865488E-3,0,0,5.0671125389547258E-3,5.0823823543391391E-5,7.8344193572933121E-5,3.4061711361682206E-2]
[2004,4,30,12,1.753966106982693E-2,5.4888172986026088E-3,0,0,3.0212487781333922E-3,8.9420277777777987E-5,2.613914742434071E-2,null,2.0122527926554709E-2,7.6596356676729028E-3,0,0,5.2844577081897172E-3,5.0823823543391391E-5,8.342791401117832E-5,3.3117445125960716E-2]
[2004,4,30,17,1.8654951966477224E-2,4.8362056232402438E-3,0,0,2.9710166271309344E-3,8.9420277777777987E-5,2.6551594494626178E-2,null,2.1402055057936114E-2,6.7489171296341213E-3,0,0,5.1965967946876216E-3,5.0823823543391391E-5,7.3508467293816491E-5,3.3398392805801244E-2]
[2004,4,30,20,2.0758855423246601E-2,4.4579236584456243E-3,3.2685067000000367E-4,3.2674000000000345E-5,2.7111640255749452E-3,8.9420277777777987E-5,2.8376888055044951E-2,null,2.3815776503012732E-2,6.2210252592459553E-3,2.1738414871169462E-4,2.3948233891653558E-5,4.7420893429265375E-3,5.0823823543391391E-5,6.7758726773413353E-5,3.5071047311331961E-2]
[2004,4,30,24,1.510669688277093E-2,3.1492550900985529E-3,3.2685067000000367E-4,3.2674000000000345E-5,2.319915422362321E-3,8.9420277777777987E-5,2.1024812343009583E-2,null,1.7331288711416048E-2,4.3947803875455174E-3,2.1738414871169462E-4,2.3948233891653558E-5,4.0577575156273667E-3,5.0823823543391391E-5,4.7867467354560563E-5,2.6075982820735668E-2]
[2004,5,1,3,1.3952772153822519E-2,3.7975561854251263E-3,3.2840004999999889E-4,3.2674000000000277E-5,3.0256791030447258E-3,8.6535752688172353E-5,2.1223617244980543E-2,null,1.6007438581646376E-2,5.299483518112289E-3,2.1841462128906422E-4,2.3948233891653507E-5,5.2922067769843586E-3,4.9184345364572372E-5,5.7721394911600557E-5,2.6890676077288313E-2]
[2004,5,1,4,1.38523385428198E-2,3.8733928764602384E-3,3.2840004999999889E-4,3.2674000000000277E-5,3.1400360312435751E-3,8.6535752688172353E-5,2.1313377253211786E-2,null,1.589221525240864E-2,5.4053134978637963E-3,2.1841462128906422E-4,2.3948233891653507E-5,5.4922281572424474E-3,4.9184345364572372E-5,5.8874083477164653E-5,2.7081304108060172E-2]
[2004,5,1,9,2.0402971170476198E-2,4.5376334968548768E-3,0,0,3.2207352113118211E-3,8.6535752688172353E-5,2.8247875631331066E-2,null,2.3407485214687163E-2,6.3322602098972352E-3,0,0,5.6333788652684529E-3,4.9184345364572372E-5,6.8970285690913674E-5,3.542230863521742E-2]
[2004,5,1,11,2.1625008698715427E-2,4.3540851377004124E-3,0,0,2.712073488672057E-3,8.6535752688172353E-5,2.8777703077776069E-2,null,2.4809478342798071E-2,6.0761187713982163E-3,0,0,4.7436800822620835E-3,4.9184345364572372E-5,6.61804211551912E-5,3.5678461541822942E-2]
[2004,5,1,15,1.8242591248151849E-2,4.0020791610371042E-3,0,0,2.5507110443372628E-3,8.6535752688172353E-5,2.4881917206214389E-2,null,2.0928970655832647E-2,5.5848949999728597E-3,0,0,4.4614414864374233E-3,4.9184345364572372E-5,6.0830065558555856E-5,3.1024491487607497E-2]
[2004,5,1,18,2.1435950129849078E-2,4.1002711040923701E-3,0,0,2.8239595215112006E-3,8.6535752688172353E-5,2.8446716508140818E-2,null,2.4592579263812326E-2,5.7219216977818215E-3,0,0,4.9393796264223869E-3,4.9184345364572372E-5,6.2322545365433522E-5,3.5303064933381104E-2]
[2004,5,1,21,2.2547588650505112E-2,4.4591450544365181E-3,3.2840004999999889E-4,3.2674000000000277E-5,2.7844366311016852E-3,8.6535752688172353E-5,3.0238780138731488E-2,null,2.586791617523166E-2,6.2227297153768929E-3,2.1841462128906422E-4,2.3948233891653507E-5,4.8702502503888325E-3,4.9184345364572372E-5,6.7777291523187018E-5,3.7252443341542672E-2]
[2004,5,2,1,1.3981450224823297E-2,3.2339593568385871E-3,3.2840004999999889E-4,3.2674000000000277E-5,2.5351978001315221E-3,8.6535752688172353E-5,2.0198217184481577E-2,null,1.6040339746742752E-2,4.5129850548590433E-3,2.1841462128906422E-4,2.3948233891653507E-5,4.4343073147944303E-3,4.9184345364572372E-5,4.9154939663716592E-5,2.5279179316941514E-2]
[2004,5,2,2,1.3170903205728073E-2,3.3412217305579901E-3,3.2840004999999889E-4,3.2674000000000277E-5,2.7049451099193577E-3,8.6535752688172353E-5,1.9664679848893592E-2,null,1.5110432665722385E-2,4.662669523997698E-3,2.1841462128906422E-4,2.3948233891653507E-5,4.7312118551107027E-3,4.9184345364572372E-5,5.0785286531624818E-5,2.4795861245376076E-2]
[2004,5,2,6,1.4329078807162077E-2,3.6725862715577418E-3,1.6420002499999945E-4,1.6337000000000139E-5,3.0691741681968697E-3,8.6535752688172353E-5,2.133791202460486E-2,null,1.6439159645732383E-2,5.1250882053208938E-3,1.0920731064453211E-4,1.1974116945826754E-5,5.3682838726459301E-3,4.9184345364572372E-5,5.5821900237079902E-5,2.7102897496654135E-2]
[2004,5,2,9,1.9820675156816014E-2,4.0995134887121358E-3,0,0,3.0932765583254001E-3,8.6535752688172353E-5,2.710000095654172E-2,null,2.2739441074623619E-2,5.7208644467433697E-3,0,0,5.4104412951734449E-3,4.9184345364572372E-5,6.2311029902746912E-5,3.3919931161905004E-2]
[2004,5,2,12,2.0685620730468684E-2,4.1569045500609086E-3,0,0,2.8071040372764618E-3,8.6535752688172353E-5,2.7736165070494225E-2,null,2.3731757368050575E-2,5.800953580084459E-3,0,0,4.9098977465341087E-3,4.9184345364572372E-5,6.3183351984306198E-5,3.4491793040033712E-2]
[2004,5,2,16,1.9915127999732753E-2,4.0978316010020135E-3,0,0,2.7826491189911519E-3,8.6535752688172353E-5,2.6882144472414091E-2,null,2.2847802915925339E-2,5.7185173751626208E-3,0,0,4.8671237180028344E-3,4.9184345364572372E-5,6.2285465855772297E-5,3.3482628354455361E-2]
[2004,5,2,19,2.2501976852507745E-2,3.4108248562736278E-3,0,0,2.4498144452590729E-3,8.6535752688172353E-5,2.8449151906728618E-2,null,2.5815587645317172E-2,4.7598005734222713E-3,0,0,4.2849635298428381E-3,4.9184345364572372E-5,5.184322729940949E-5,3.4909536093946855E-2]
[2004,5,2,23,1.7546804062498152E-2,3.2757477830518038E-3,3.2840004999999889E-4,3.2674000000000277E-5,2.2637184264011762E-3,8.6535752688172353E-5,2.3533880074639302E-2,null,2.013072278670244E-2,4.5713007360897086E-3,2.1841462128906422E-4,2.3948233891653507E-5,3.9594635086480888E-3,4.9184345364572372E-5,4.9790107686100267E-5,2.8953034231985524E-2]
[2004,5,3,3,9.3966626470445482E-3,3.4315813063087123E-3,3.2840004999999889E-4,3.2674000000000277E-5,2.6342036565161495E-3,8.6535752688172353E-5,1.591005741255758E-2,null,1.0780402527666013E-2,4.7887661658939833E-3,2.1841462128906422E-4,2.3948233891653507E-5,4.6074781786816831E-3,4.9184345364572372E-5,5.2158717364845848E-5,2.0468194072786966E-2]
[2004,5,3,6,1.1699947240047002E-2,3.9485254382670967E-3,1.6420002499999945E-4,1.6337000000000139E-5,2.8410454378813084E-3,8.6535752688172353E-5,1.8756590893883578E-2,null,1.342286570645721E-2,5.5101608664154811E-3,1.0920731064453211E-4,1.1974116945826754E-5,4.9692645545080794E-3,4.9184345364572372E-5,6.0016069549001645E-5,2.40726569003357E-2]
[2004,5,3,7,1.400250171472003E-2,4.4959775143058617E-3,0,0,2.8942554614468487E-3,8.6535752688172353E-5,2.1479270443160912E-2,null,1.6064491250677528E-2,6.2741293535858713E-3,0,0,5.0623340565030791E-3,4.9184345364572372E-5,6.833713076133803E-5,2.7450139006131049E-2]
[2004,5,3,10,1.6200965640617352E-2,5.7334205502301673E-3,0,0,3.0917925822095244E-3,8.6535752688172353E-5,2.5112714525745213E-2,null,1.8586698012157926E-2,8.0009791099245157E-3,0,0,5.407845676738755E-3,4.9184345364572372E-5,8.7145789453823094E-5,3.2044707144185766E-2]
[2004,5,3,13,1.5744054340818877E-2,5.7646196708734821E-3,0,0,2.9889842238198404E-3,8.6535752688172353E-5,2.4584193988200373E-2,null,1.8062502569979752E-2,8.0445174323497144E-3,0,0,5.228023867329748E-3,4.9184345364572372E-5,8.7620004100194635E-5,3.1384228215023784E-2]
[2004,5,3,17,1.7819994242397479E-2,5.1746521704729032E-3,0,0,2.9866051989123985E-3,8.6535752688172353E-5,2.6067787364470952E-2,null,2.044414258440546E-2,7.2212187392074641E-3,0,0,5.2238627215806469E-3,4.9184345364572372E-5,7.8652724772945021E-5,3.2938408390558144E-2]
[2004,5,3,20,1.9500897550782707E-2,4.5699664856153925E-3,3.2840004999999889E-4,3.2674000000000277E-5,2.548164381126981E-3,8.6535752688172353E-5,2.7066638220213251E-2,null,2.2372573449184634E-2,6.3773808434471188E-3,2.1841462128906422E-4,2.3948233891653507E-5,4.4569871250061044E-3,4.9184345364572372E-5,6.9461734697008937E-5,3.3498488618183143E-2]
[2004,5,4,1,1.1953517718160115E-2,3.409666930648556E-3,3.2840004999999889E-4,3.2674000000000277E-5,2.3509441849298152E-3,8.6535752688172353E-5,1.8161738636426658E-2,null,1.3713776631523979E-2,4.7581846900842401E-3,2.1841462128906422E-4,2.3948233891653507E-5,4.1120298366332146E-3,4.9184345364572372E-5,5.1825627274809582E-5,2.2875538358786723E-2]
[2004,5,4,4,1.1830507717074801E-2,3.5426236151233715E-3,3.2840004999999889E-4,3.2674000000000277E-5,2.6306109274438537E-3,8.6535752688172353E-5,1.8451352062330197E-2,null,1.357265234341884E-2,4.9437255283479031E-3,2.1841462128906422E-4,2.3948233891653507E-5,4.601194146404388E-3,4.9184345364572372E-5,5.3846517793865523E-5,2.3409119218716419E-2]
[2004,5,4,7,1.7962959598526042E-2,4.7397173438432517E-3,0,0,2.989656226569833E-3,8.6535752688172353E-5,2.5778868921627295E-2,null,2.060816082625027E-2,6.6142678917063538E-3,0,0,5.2291992654425502E-3,4.9184345364572372E-5,7.204188251995853E-5,3.2500812328763749E-2]
[2004,5,4,8,1.8584871849472953E-2,5.0151214201099737E-3,0,0,2.670425956702349E-3,8.6535752688172353E-5,2.6356954978973446E-2,null,2.1321655037325648E-2,6.9985938349532064E-3,0,0,4.6708345016739216E-3,4.9184345364572372E-5,7.6227918662746081E-5,3.3040267719317347E-2]
[2004,5,4,11,1.6180778842352441E-2,5.8089825603122505E-3,0,0,2.876494361785064E-3,8.6535752688172353E-5,2.4952791517137925E-2,null,1.8563538533179613E-2,8.1064257728500847E-3,0,0,5.031268167228104E-3,4.9184345364572372E-5,8.8294302974439786E-5,3.1750416818622375E-2]
[2004,5,4,17,1.8551869370968872E-2,5.2773718878917231E-3,0,0,2.9804942871081938E-3,8.6535752688172353E-5,2.689627129865696E-2,null,2.1283792658303609E-2,7.3645639388217384E-3,0,0,5.2131741429963475E-3,4.9184345364572372E-5,8.0214025010475531E-5,3.3910715085486265E-2]
[2004,5,4,19,2.054330381669647E-2,4.5647007864249257E-3,0,0,2.2906454373074559E-3,8.6535752688172353E-5,2.7485185793117022E-2,null,2.3568483057309818E-2,6.3700325687386849E-3,0,0,4.0065614674034454E-3,4.9184345364572372E-5,6.938169809251441E-5,3.3994261438816523E-2]
[2004,5,4,22,1.8822881653979072E-2,3.9573328094211005E-3,3.2840004999999889E-4,3.2674000000000277E-5,2.1428541522804851E-3,8.6535752688172353E-5,2.537067841836883E-2,null,2.1594713844956044E-2,5.5224515386240128E-3,2.1841462128906422E-4,2.3948233891653507E-5,3.7480601480097608E-3,4.9184345364572372E-5,6.0149938206551575E-5,3.1156772732135105E-2]
[2004,5,5,2,1.3711407407142372E-2,3.7315588706061591E-3,3.2840004999999889E-4,3.2674000000000277E-5,2.6907660742475732E-3,8.6535752688172353E-5,2.0581342154684275E-2,null,1.5730530787577753E-2,5.2073843719653238E-3,2.1841462128906422E-4,2.3948233891653507E-5,4.7064113438476905E-3,4.9184345364572372E-5,5.6718261084011284E-5,2.5935873703936053E-2]
[2004,5,5,5,1.4252407922586276E-2,3.877054777002249E-3,3.2840004999999889E-4,3.2674000000000277E-5,2.8833340135599921E-3,8.6535752688172353E-5,2.1460406515836687E-2,null,1.6351198309998007E-2,5.4104236741508074E-3,2.1841462128906422E-4,2.3948233891653507E-5,5.0432313828378044E-3,4.9184345364572372E-5,5.8929742958418316E-5,2.7096400567531907E-2]
[2004,5,5,8,2.0077218634349941E-2,5.1079520940602923E-3,0,0,2.791345303227315E-3,8.6535752688172353E-5,2.8063051784325721E-2,null,2.3033762799000181E-2,7.1281388903925635E-3,0,0,4.8823341892990854E-3,4.9184345364572372E-5,7.763890923914924E-5,3.5093420224056406E-2]
[2004,5,5,10,1.7693145272482131E-2,5.8770343163320402E-3,0,0,3.0086467115130271E-3,8.6535752688172353E-5,2.6665362053015368E-2,null,2.0298614006092886E-2,{"$f":"(F3012*X$5)-S3012","v":8.2013918883718506E-3},0,0,5.2624154690424155E-3,4.9184345364572372E-5,{"$f":"(F3012*$AC$7)*$AC$5","v":8.9328663518918854E-5},3.3811605708871727E-2]
[2004,5,5,13,1.6172977373279152E-2,5.7582215533358502E-3,0,0,2.8248981184432471E-3,8.6535752688172353E-5,2.4842632797746421E-2,null,1.8554588230282058E-2,8.0355888696683336E-3,0,0,4.9410213236663666E-3,4.9184345364572372E-5,8.7522755171923916E-5,3.1580382768981327E-2]
[2004,5,5,16,1.6664561970056439E-2,5.5186092260158396E-3,0,0,2.909214829382539E-3,8.6535752688172353E-5,2.5178921778142987E-2,null,1.9118562912434377E-2,7.7012102542202083E-3,0,0,5.0884994447258402E-3,4.9184345364572372E-5,8.3880739861127987E-5,3.1957456956744998E-2]
[2004,5,5,20,2.2093123335654441E-2,5.2324470852434957E-3,3.2840004999999889E-4,3.2674000000000277E-5,2.9143871782678437E-3,8.6535752688172353E-5,3.0687567401853948E-2,null,2.5346526910449058E-2,7.301871449345884E-3,2.1841462128906422E-4,2.3948233891653507E-5,5.097546385558459E-3,4.9184345364572372E-5,7.9531185271346368E-5,3.8037491945898685E-2]
[2004,5,5,23,1.7815925327041956E-2,3.9703061625657593E-3,3.2840004999999889E-4,3.2674000000000277E-5,2.2851797543527348E-3,8.6535752688172353E-5,2.4519021046648621E-2,null,2.0439474486057017E-2,5.5405558319663031E-3,2.1841462128906422E-4,2.3948233891653507E-5,3.9970014567781561E-3,4.9184345364572372E-5,6.0347128189695075E-5,3.0268578975346766E-2]
[2004,5,6,3,1.0406985554097367E-2,3.1665880621443957E-3,3.2840004999999889E-4,3.2674000000000277E-5,2.1878608172051033E-3,8.6535752688172353E-5,1.6209044236135034E-2,null,1.1939504224732552E-2,4.4189685220172034E-3,2.1841462128906422E-4,2.3948233891653507E-5,3.8267811785657919E-3,4.9184345364572372E-5,4.8130921869938013E-5,2.0476801125860835E-2]
[2004,5,6,6,1.2575967422737701E-2,3.5428679231892463E-3,1.6420002499999945E-4,1.6337000000000139E-5,2.2353397294330151E-3,8.6535752688172353E-5,1.8621247853048136E-2,null,1.4427887440927538E-2,4.9440664598589144E-3,1.0920731064453211E-4,1.1974116945826754E-5,3.9098264099003211E-3,4.9184345364572372E-5,5.3850231182598145E-5,2.3452146083641701E-2]
[2004,5,6,7,1.5266405942200963E-2,4.0415752396035899E-3,0,0,2.205392108807509E-3,8.6535752688172353E-5,2.1599909043300232E-2,null,1.7514516311750536E-2,5.6400117137680311E-3,0,0,3.8574451112129049E-3,4.9184345364572372E-5,6.1430390777480958E-5,2.7061157482096043E-2]
[2004,5,6,11,1.6704069365294907E-2,5.8820578224839876E-3,0,0,2.9410295442544874E-3,8.6535752688172353E-5,2.5613692484721551E-2,null,1.9163888113464578E-2,8.2084021830865286E-3,0,0,5.1441464726884956E-3,4.9184345364572372E-5,8.9405018882283922E-5,3.2565621114604176E-2]
[2004,5,6,14,1.609731393467791E-2,6.024604380394703E-3,0,0,3.1107269814022709E-3,8.6535752688172353E-5,2.5319181049163052E-2,null,1.846778269565905E-2,8.4073256742282151E-3,0,0,5.4409637809108543E-3,4.9184345364572372E-5,9.1571671792919573E-5,3.2365256496162689E-2]
[2004,5,6,18,2.1669256834728465E-2,5.367170106224675E-3,0,0,3.1866882065598886E-3,8.6535752688172353E-5,3.0309650900201199E-2,null,2.4860242399701773E-2,7.4898772073489434E-3,0,0,5.5738273453789589E-3,4.9184345364572372E-5,8.1578923426632656E-5,3.7973131297794248E-2]
[2004,5,6,21,2.2332248862977057E-2,4.9071513833338293E-3,3.2840004999999889E-4,3.2674000000000277E-5,2.843669127272149E-3,8.6535752688172353E-5,3.0530679176271204E-2,null,2.5620865740734616E-2,6.8479218231627869E-3,2.1841462128906422E-4,2.3948233891653507E-5,4.9738536422143514E-3,4.9184345364572372E-5,7.4586815588275525E-5,3.7734188406657036E-2]
[2004,5,6,24,1.487879382168569E-2,3.6455684527767623E-3,3.2840004999999889E-4,3.2674000000000277E-5,2.4676601953106136E-3,8.6535752688172353E-5,2.1439632272461238E-2,null,1.7069824952625164E-2,5.0873848828856217E-3,2.1841462128906422E-4,2.3948233891653507E-5,4.3161774808755486E-3,4.9184345364572372E-5,5.5411239772465238E-5,2.6764934516931623E-2]
[2004,5,7,4,1.0458528168205037E-2,3.6979347160388081E-3,3.2840004999999889E-4,3.2674000000000277E-5,2.818629671602845E-3,8.6535752688172353E-5,1.742270235853486E-2,null,1.1998636934746738E-2,5.1604619186191355E-3,2.1841462128906422E-4,2.3948233891653507E-5,4.9300572009950095E-3,4.9184345364572372E-5,5.6207186853747196E-5,2.2380703254906174E-2]
[2004,5,7,8,1.7167477224423602E-2,5.2328517092142318E-3,0,0,2.9478981744200847E-3,8.6535752688172353E-5,2.5434762860746089E-2,null,1.9695536789546671E-2,7.3024361014429832E-3,0,0,5.1561603743195024E-3,4.9184345364572372E-5,7.9537335400235886E-5,3.2203317610673722E-2]
[2004,5,7,11,1.5263646581839669E-2,5.8487120600968544E-3,0,0,2.9322771221434118E-3,8.6535752688172353E-5,2.4131171516768104E-2,null,1.7511350611700317E-2,8.1618682255778213E-3,0,0,5.1288376358840067E-3,4.9184345364572372E-5,8.889817610619457E-5,3.0851240818526717E-2]
[2004,5,7,12,1.5082947183822349E-2,5.8517406138195536E-3,0,0,2.9575315794204086E-3,8.6535752688172353E-5,2.3978755129750482E-2,null,1.7304041663799934E-2,8.1660945674022715E-3,0,0,5.1730101358083685E-3,4.9184345364572372E-5,8.8944208959140865E-5,3.0692330712375149E-2]
[2004,5,7,15,1.355270160331078E-2,5.6997754409654922E-3,0,0,3.0168288709787852E-3,8.6535752688172353E-5,2.235584166794323E-2,null,1.5548454180909376E-2,7.9540274143320849E-3,0,0,5.2767268610639543E-3,4.9184345364572372E-5,8.663439672021096E-5,2.8828392801669985E-2]
[2004,5,7,19,1.7789016767552717E-2,4.641601460702369E-3,0,0,2.6288745352978237E-3,8.6535752688172353E-5,2.5146028516241082E-2,null,2.0408603408353182E-2,6.4773473353849642E-3,0,0,4.5981570278039799E-3,4.9184345364572372E-5,7.0550558794555543E-5,3.1533292116906697E-2]
[2004,5,7,21,1.8969181069097958E-2,4.4298574284805979E-3,3.2840004999999889E-4,3.2674000000000277E-5,2.6179973445351872E-3,8.6535752688172353E-5,2.6464645644801912E-2,null,2.176255711482588E-2,6.1818588806980745E-3,2.1841462128906422E-4,2.3948233891653507E-5,4.5791317641497315E-3,4.9184345364572372E-5,6.7332130861624446E-5,3.2815094960218977E-2]
[2004,5,8,2,1.1486799833438033E-2,3.3773159602531462E-3,3.2840004999999889E-4,3.2674000000000277E-5,2.6042983125905712E-3,8.6535752688172353E-5,1.791602390896992E-2,null,1.3178330499939446E-2,{"$f":"(F3076*X$5)-S3076","v":4.7130389631919274E-3},2.1841462128906422E-4,2.3948233891653507E-5,4.5551708260507546E-3,4.9184345364572372E-5,{"$f":"(F3076*$AC$7)*$AC$5","v":5.1333904954772886E-5},2.2738087489727415E-2]
[2004,5,8,6,1.2254908292590202E-2,3.7180557573910427E-3,1.6420002499999945E-4,1.6337000000000139E-5,2.9464520825750831E-3,8.6535752688172353E-5,1.9186488910244499E-2,null,1.4059549575859991E-2,5.1885407993010517E-3,1.0920731064453211E-4,1.1974116945826754E-5,5.1536310191560427E-3,4.9184345364572372E-5,5.6513018951342603E-5,2.4572087167272015E-2]
[2004,5,8,9,1.8491649360751723E-2,4.5908373575977088E-3,0,0,3.2730763331462243E-3,8.6535752688172353E-5,2.6442098804183828E-2,null,2.1214704730520523E-2,6.4065061115612327E-3,0,0,5.7249285736986196E-3,4.9184345364572372E-5,6.9778963932079713E-5,3.3395323761144943E-2]
[2004,5,8,10,2.0179850306028275E-2,4.6199603820324094E-3,0,0,3.1545337985437187E-3,8.6535752688172353E-5,2.8040880239292573E-2,null,2.3151507872367021E-2,6.4471472450832639E-3,0,0,5.5175861610967736E-3,4.9184345364572372E-5,7.0221622713763384E-5,3.5165425623911631E-2]
[2004,5,8,13,1.8623035271994749E-2,4.1049807342994852E-3,0,0,2.5834704685404543E-3,8.6535752688172353E-5,2.5398022227522857E-2,null,2.1365438354027749E-2,5.7284939791228586E-3,0,0,4.5187409028242358E-3,4.9184345364572372E-5,6.2394129935035387E-5,3.1661857581339416E-2]
[2004,5,8,18,1.9233066724704005E-2,3.8785951742487325E-3,0,0,2.7511446751575766E-3,8.6535752688172353E-5,2.5949342326798484E-2,null,2.2065302216524831E-2,5.4125732960182641E-3,0,0,4.8120193842374351E-3,4.9184345364572372E-5,5.8953156404709458E-5,3.2339079242145102E-2]
[2004,5,8,21,2.0233989170616903E-2,4.2550523388657502E-3,3.2840004999999889E-4,3.2674000000000277E-5,2.7117142317575151E-3,8.6535752688172353E-5,2.7648365543928341E-2,null,2.3213619153209884E-2,5.9379186607083278E-3,2.1841462128906422E-4,2.3948233891653507E-5,4.7430517070071185E-3,4.9184345364572372E-5,6.4675160663542488E-5,3.4186136721470618E-2]
[2004,5,8,24,1.4066958077435944E-2,3.1702228181423944E-3,3.2840004999999889E-4,3.2674000000000277E-5,2.4477876196905804E-3,8.6535752688172353E-5,2.0132578317957089E-2,null,1.6138439370520414E-2,4.4240408181369243E-3,2.1841462128906422E-4,2.3948233891653507E-5,4.281418414963158E-3,4.9184345364572372E-5,4.8186168764552242E-5,2.5135445804165782E-2]
[2004,5,9,3,9.5463430595643436E-3,3.3641083201535883E-3,3.2840004999999889E-4,3.2674000000000277E-5,2.7856279068805842E-3,8.6535752688172353E-5,1.6143689089286685E-2,null,1.095212467605856E-2,4.6946077227827928E-3,2.1841462128906422E-4,2.3948233891653507E-5,4.8723339074904738E-3,4.9184345364572372E-5,5.113315389993325E-5,2.0810613506877115E-2]
[2004,5,9,7,1.1898894250051886E-2,3.7093620691365419E-3,0,0,2.9008469450495416E-3,8.6535752688172353E-5,1.8595639016926138E-2,null,1.365110938510016E-2,5.1764087713950108E-3,0,0,5.0738632018633547E-3,4.9184345364572372E-5,5.6380878230185582E-5,2.3950565703723097E-2]
[2004,5,9,10,1.6936498842188147E-2,4.2686531415288944E-3,0,0,2.9162724278880251E-3,8.6535752688172353E-5,2.4207960164293236E-2,null,1.9430544841956589E-2,5.95689855883941E-3,0,0,5.1008438703466479E-3,4.9184345364572372E-5,6.4881887638286689E-5,3.0537471616507217E-2]
[2004,5,9,11,1.7436739645577487E-2,4.276956259521787E-3,0,0,2.8172294681182348E-3,8.6535752688172353E-5,2.4617461125905682E-2,null,2.000445043204354E-2,5.9684855465767222E-3,0,0,4.9276081090331575E-3,4.9184345364572372E-5,6.5008091841533183E-5,3.0949728433017992E-2]
[2004,5,9,15,1.55413378650331E-2,3.9733980971214588E-3,0,0,2.456686063143114E-3,8.6535752688172353E-5,2.2057957777985845E-2,null,1.7829934339103879E-2,5.5448706216407522E-3,0,0,4.2969826572837409E-3,4.9184345364572372E-5,6.0394124406950621E-5,2.7720971963392946E-2]
[2004,5,9,18,1.737267944973387E-2,3.6675678566941653E-3,0,0,2.4823276894471607E-3,8.6535752688172353E-5,2.3609110748563367E-2,null,1.9930956818072786E-2,5.1180850154909068E-3,0,0,4.3418323534602527E-3,4.9184345364572372E-5,5.5745622259341882E-5,2.9440058532388513E-2]
[2004,5,9,22,1.609995014671585E-2,3.1028800162655667E-3,3.2840004999999889E-4,3.2674000000000277E-5,1.9606550630603486E-3,8.6535752688172353E-5,2.1611095028729935E-2,null,1.8470807112729744E-2,4.3300640469756584E-3,2.1841462128906422E-4,2.3948233891653507E-5,3.4293762354425362E-3,4.9184345364572372E-5,4.7162584050650006E-5,2.6521794595693225E-2]
[2004,5,10,1,9.8860352322135987E-3,3.3021493809908698E-3,3.2840004999999889E-4,3.2674000000000277E-5,2.4146576201910528E-3,8.6535752688172353E-5,1.6050452036083691E-2,null,1.1341839460361068E-2,4.6081441233361952E-3,2.1841462128906422E-4,2.3948233891653507E-5,4.2234708263717393E-3,4.9184345364572372E-5,5.0191401830683813E-5,2.0465001610614292E-2]
[2004,5,10,4,9.1230074432230301E-3,3.54924359914065E-3,3.2840004999999889E-4,3.2674000000000277E-5,2.6933740926740599E-3,8.6535752688172353E-5,1.581323493772591E-2,null,1.0466449227244578E-2,4.9529637053429883E-3,2.1841462128906422E-4,2.3948233891653507E-5,4.7109730215144545E-3,4.9184345364572372E-5,5.3947139007380771E-5,2.0421933154647309E-2]
[2004,5,10,8,1.4884782210898818E-2,4.869667867239331E-3,0,0,2.792622605917873E-3,8.6535752688172353E-5,2.2633608436744192E-2,null,1.7076695183965242E-2,6.7956136370440207E-3,0,0,4.8845683158290363E-3,4.9184345364572372E-5,7.401708054565266E-5,2.8806061482202869E-2]
[2004,5,10,12,1.5362683694737009E-2,5.8236684574573799E-3,0,0,3.1317664265441171E-3,8.6535752688172353E-5,2.4404654331426676E-2,null,1.7624971796403276E-2,8.1269199185767509E-3,0,0,5.4777638150095209E-3,4.9184345364572372E-5,8.8517522968392353E-5,3.1278839875354118E-2]
[2004,5,10,13,1.5211469792446653E-2,5.7272374315006655E-3,0,0,2.9831813277881015E-3,8.6535752688172353E-5,2.4008424304423591E-2,null,1.7451490338602733E-2,7.9923505777323434E-3,0,0,5.2178740382634731E-3,4.9184345364572372E-5,8.7051808424828549E-5,3.071089929996312E-2]
[2004,5,10,16,1.5613460469838305E-2,5.492094775165028E-3,0,0,3.0457276454790914E-3,8.6535752688172353E-5,2.4237818643170594E-2,null,1.7912677621516857E-2,7.6642093809178042E-3,0,0,5.3272736259549047E-3,4.9184345364572372E-5,8.3477730395646566E-5,3.0953344973754141E-2]
[2004,5,10,19,1.8385319627101552E-2,4.3127362601566837E-3,0,0,2.374464081741059E-3,8.6535752688172353E-5,2.5159055721687463E-2,null,2.1092717023558534E-2,6.0184164796253025E-3,0,0,4.1531684217439692E-3,4.9184345364572372E-5,6.5551934103699213E-5,3.131348627029238E-2]
[2004,5,10,23,1.3408391236080036E-2,3.529907980928837E-3,3.2840004999999889E-4,3.2674000000000277E-5,2.1143525556288614E-3,8.6535752688172353E-5,1.9500261575325906E-2,null,1.5382892863439706E-2,4.9259808813839146E-3,2.1841462128906422E-4,2.3948233891653507E-5,3.6982080857726213E-3,4.9184345364572372E-5,5.3653245039742467E-5,2.4298629031141529E-2]
[2004,5,11,2,1.0592588599412374E-2,3.5434196345563557E-3,3.2840004999999889E-4,3.2674000000000277E-5,2.6175177119770938E-3,8.6535752688172353E-5,1.7201135748633994E-2,null,1.2152438924424651E-2,4.9448363721798895E-3,2.1841462128906422E-4,2.3948233891653507E-5,4.5782928401964769E-3,4.9184345364572372E-5,5.3858616983398242E-5,2.1967115337346306E-2]
[2004,5,11,5,1.1792773210492165E-2,3.9874882726593933E-3,3.2840004999999889E-4,3.2674000000000277E-5,3.0779760548627871E-3,8.6535752688172353E-5,1.9305847340702516E-2,null,1.352936110423919E-2,5.5645334388275463E-3,2.1841462128906422E-4,2.3948233891653507E-5,5.3836792277636427E-3,4.9184345364572372E-5,6.0608289661363532E-5,2.476912097137567E-2]
[2004,5,11,10,1.5373279627358311E-2,6.0006136593739315E-3,0,0,3.0571876066628543E-3,8.6535752688172353E-5,2.4517616646083269E-2,null,1.7637128071785746E-2,8.3738466618240893E-3,0,0,5.3473182117074582E-3,4.9184345364572372E-5,9.1207022051180729E-5,3.1407477290681864E-2]
[2004,5,11,13,1.4341630975195047E-2,6.0331176423725043E-3,0,0,2.969819139067438E-3,8.6535752688172353E-5,2.3431103509323158E-2,null,1.6453560229117471E-2,8.4192059175567761E-3,0,0,5.19450227169653E-3,4.9184345364572372E-5,9.1701070103994599E-5,3.0116452763735348E-2]
[2004,5,11,14,1.3773062513489906E-2,6.0268694307067305E-3,0,0,2.9439901364403187E-3,8.6535752688172353E-5,2.2830457833325126E-2,null,1.5801265141813778E-2,8.4104865482772569E-3,0,0,5.1493248361223366E-3,4.9184345364572372E-5,9.1606099687378893E-5,2.9410260871577942E-2]
[2004,5,11,17,1.7372832571389458E-2,5.3740662609955631E-3,0,0,2.9510526487062749E-3,8.6535752688172353E-5,2.5784487233779466E-2,null,1.9931132488217065E-2,7.4995007801842671E-3,0,0,5.1616778563877098E-3,4.9184345364572372E-5,8.1683742329491724E-5,3.264149547015361E-2]
[2004,5,11,20,1.8942483103873527E-2,4.8296417617754994E-3,3.2840004999999889E-4,3.2674000000000277E-5,2.6113691312638931E-3,8.6535752688172353E-5,2.6831103799601092E-2,null,2.1731927643214539E-2,6.7397572715703772E-3,2.1841462128906422E-4,2.3948233891653507E-5,4.5675383750298001E-3,4.9184345364572372E-5,7.3408699121536215E-5,3.3330770490360005E-2]
[2004,5,11,24,1.2329406199930873E-2,3.3951763725830831E-3,3.2840004999999889E-4,3.2674000000000277E-5,2.2264039182244783E-3,8.6535752688172353E-5,1.8398596293426606E-2,null,1.4145017944659397E-2,4.7379631397274739E-3,2.1841462128906422E-4,2.3948233891653507E-5,3.8941968077432108E-3,4.9184345364572372E-5,5.16053763598141E-5,2.3068725092675373E-2]
[2004,5,12,2,1.1311847368427436E-2,3.3752530440440288E-3,3.2840004999999889E-4,3.2674000000000277E-5,2.4420838726005476E-3,8.6535752688172353E-5,1.7576794087760181E-2,null,1.2977614770657109E-2,4.7101601669567528E-3,2.1841462128906422E-4,2.3948233891653507E-5,4.2714420070309022E-3,4.9184345364572372E-5,5.1302549421013301E-5,2.2250764145190054E-2]
[2004,5,12,8,1.7918929382704663E-2,5.0701523781075276E-3,0,0,2.7436657260640766E-3,8.6535752688172353E-5,2.581928323956444E-2,null,2.055764678017203E-2,7.0753894478827141E-3,0,0,4.7989379754926976E-3,4.9184345364572372E-5,7.7064368080171858E-5,3.2481158548912016E-2]
[2004,5,12,11,1.5563321214270528E-2,5.8837823763183096E-3,0,0,2.9101259466404812E-3,8.6535752688172353E-5,2.4443765289917489E-2,null,1.7855154926730305E-2,8.2108087951746293E-3,0,0,5.090093077349425E-3,4.9184345364572372E-5,8.9431231437953076E-5,3.1205241144618933E-2]
[2004,5,12,14,1.442701677281256E-2,5.9146375489784403E-3,0,0,2.9008645075629664E-3,8.6535752688172353E-5,2.3329054582042139E-2,null,1.6551519824245867E-2,8.2538671387452755E-3,0,0,5.0738939204060035E-3,4.9184345364572372E-5,8.9900218207132799E-5,2.9928465228761719E-2]
[2004,5,12,15,1.4767015549704155E-2,5.8551784827585562E-3,0,0,3.0045564867981112E-3,8.6535752688172353E-5,2.3713286271948991E-2,null,1.6941586362918332E-2,8.1708921079494245E-3,0,0,5.2552612685411509E-3,4.9184345364572372E-5,8.8996463246106798E-5,3.0416924084773478E-2]
[2004,5,12,18,1.8887007201181381E-2,4.9406416348911561E-3,0,0,2.7394571677084372E-3,8.6535752688172353E-5,2.6653641756469146E-2,null,2.1668282433838521E-2,6.8946574150749364E-3,0,0,4.791576797954525E-3,4.9184345364572372E-5,7.50958545442358E-5,3.3403700992232555E-2]
[2004,5,12,23,1.5099425093644942E-2,3.374077697373733E-3,3.2840004999999889E-4,3.2674000000000277E-5,2.0065128568378769E-3,8.6535752688172353E-5,2.0927625450544725E-2,null,1.7322946088421158E-2,4.7085199725782727E-3,2.1841462128906422E-4,2.3948233891653507E-5,3.5095859730722703E-3,4.9184345364572372E-5,5.1284684603219545E-5,2.583259923461699E-2]
[2004,5,13,2,1.1653385012410533E-2,3.3472930900631049E-3,3.2840004999999889E-4,3.2674000000000277E-5,2.3982083556676262E-3,8.6535752688172353E-5,1.7846496260829434E-2,null,1.3369446787915547E-2,4.6711420963728954E-3,2.1841462128906422E-4,2.3948233891653507E-5,4.1946994642336711E-3,4.9184345364572372E-5,5.08775688633491E-5,2.2526835549067405E-2]
[2004,5,13,5,1.3020428787334594E-2,3.7499864147831912E-3,3.2840004999999889E-4,3.2674000000000277E-5,2.8121487305963603E-3,8.6535752688172353E-5,2.0030173735402317E-2,null,1.4937799587221015E-2,5.2330999800767374E-3,2.1841462128906422E-4,2.3948233891653507E-5,4.9187214053776759E-3,4.9184345364572372E-5,5.6998352675223476E-5,2.5381168173220718E-2]
[2004,5,13,9,1.7494696535643148E-2,5.512701442177438E-3,0,0,2.7988795213347282E-3,8.6535752688172353E-5,{"$f":"SUM(E3203:J3203)","v":2.5892813251843488E-2},null,{"$f":"E3203*W$5","v":2.0070941975650892E-2},7.6929659514234942E-3,{"$f":"G3203*Y$5","v":0},{"$f":"H3203*Z$5","v":0},{"$f":"I3203*AA$5","v":4.8955122689200228E-3},{"$f":"J3203*AB$5","v":4.9184345364572372E-5},8.3790943816688279E-5,{"$f":"SUM(M3203:R3203)","v":3.2708604541358981E-2}]
[2004,5,13,12,1.5754472095427779E-2,5.8472153322097816E-3,0,0,2.8624059893081195E-3,8.6535752688172353E-5,2.455062916963385E-2,null,1.807445442909579E-2,8.1597795442308312E-3,0,0,5.0066262347032249E-3,4.9184345364572372E-5,8.8875426417387734E-5,3.1290044553394424E-2]
[2004,5,13,15,1.5170968492417097E-2,5.8229448723013354E-3,0,0,2.9967011318524344E-3,8.6535752688172353E-5,2.4077150249259039E-2,null,1.7405024871701064E-2,8.1259101566611459E-3,0,0,5.2415214893830461E-3,4.9184345364572372E-5,8.8506524752038246E-5,3.0821640863109828E-2]
[2004,5,13,16,1.6268117057792852E-2,5.6463863120499403E-3,0,0,3.0196657511456296E-3,8.6535752688172353E-5,2.5020704873676594E-2,null,1.8663738056548879E-2,7.879522971232537E-3,0,0,5.2816888401546512E-3,4.9184345364572372E-5,8.5822902474003791E-5,3.1874134213300639E-2]
[2004,5,13,20,1.994074563676472E-2,4.8044256766645449E-3,3.2840004999999889E-4,3.2674000000000277E-5,2.6449851772147375E-3,8.6535752688172353E-5,2.7837766293332174E-2,null,2.2877192971670197E-2,6.7045682655591712E-3,2.1841462128906422E-4,2.3948233891653507E-5,4.6263361060970027E-3,4.9184345364572372E-5,7.3025424316439162E-5,3.4499644543871659E-2]
[2004,5,13,24,1.3172940648290742E-2,3.3242280982841012E-3,3.2840004999999889E-4,3.2674000000000277E-5,2.144104166744184E-3,8.6535752688172353E-5,1.9088882716007199E-2,null,1.5112770139331643E-2,4.6389549376292406E-3,2.1841462128906422E-4,2.3948233891653507E-5,3.7502465447791533E-3,4.9184345364572372E-5,5.0526989850399059E-5,2.3793518822285326E-2]
[2004,5,14,3,1.1617069491416035E-2,3.6092309765691738E-3,3.2840004999999889E-4,3.2674000000000277E-5,2.6876692420220332E-3,8.6535752688172353E-5,1.8361579512695413E-2,null,1.3327783492229848E-2,5.0366759935764945E-3,2.1841462128906422E-4,2.3948233891653507E-5,4.7009946833450307E-3,4.9184345364572372E-5,5.4858924095789001E-5,2.3357001369696661E-2]
[2004,5,14,6,1.479512040603752E-2,4.1981394067556674E-3,1.6420002499999945E-4,1.6337000000000139E-5,3.066074640002042E-3,8.6535752688172353E-5,2.2326407230483399E-2,null,1.6973829902527705E-2,5.8584967559469469E-3,1.0920731064453211E-4,1.1974116945826754E-5,5.3628624966310006E-3,4.9184345364572372E-5,6.3810105962703226E-5,2.8365554928060577E-2]
[2004,5,14,10,1.8017268357422279E-2,5.9006372752487164E-3,0,0,3.150933180600802E-3,8.6535752688172353E-5,2.7155374565959969E-2,null,2.0670467019807567E-2,8.2343297793865174E-3,0,0,5.5112883304181464E-3,4.9184345364572372E-5,8.9687419425662398E-5,3.4465269474976801E-2]
[2004,5,14,13,1.6545728309687167E-2,5.8255715289413481E-3,0,0,3.0036643586087834E-3,8.6535752688172353E-5,2.546149994992547E-2,null,1.8982229967352049E-2,8.1295756517563642E-3,0,0,5.2537008496438701E-3,4.9184345364572372E-5,8.8546448923745632E-5,3.2414690814116853E-2]
[2004,5,14,17,1.8521713118994459E-2,5.2135961486101624E-3,0,0,3.0956986284270899E-3,8.6535752688172353E-5,2.6917543648719882E-2,null,2.1249195637295076E-2,7.2755649977461053E-3,0,0,5.4146777311502789E-3,4.9184345364572372E-5,7.9244658277475338E-5,3.3988622711556032E-2]
[2004,5,14,18,2.0182114574280874E-2,5.0326704202439893E-3,0,0,3.0847216337902637E-3,8.6535752688172353E-5,2.8386042381003295E-2,null,2.315410557371169E-2,7.0230834362727335E-3,0,0,5.3954779008214531E-3,4.9184345364572372E-5,7.6494656722060891E-5,3.5621851256170449E-2]
[2004,5,14,21,2.1462430681134449E-2,4.541847670920105E-3,3.2840004999999889E-4,3.2674000000000277E-5,2.794733741757793E-3,8.6535752688172353E-5,2.9246621896500517E-2,null,2.4622959305400878E-2,6.3381410829931603E-3,2.1841462128906422E-4,2.3948233891653507E-5,4.8882608975664441E-3,4.9184345364572372E-5,6.9034339517524301E-5,3.6140908486505773E-2]
[2004,5,15,1,1.3343903950808278E-2,3.4378420498851103E-3,3.2840004999999889E-4,3.2674000000000277E-5,2.5532996087579323E-3,8.6535752688172353E-5,1.9782655412139492E-2,null,1.5308909267427069E-2,4.7975030234345215E-3,2.1841462128906422E-4,2.3948233891653507E-5,4.4659691371575355E-3,4.9184345364572372E-5,5.2253878261688008E-5,2.4863928628564413E-2]
[2004,5,15,4,1.206940633867478E-2,3.5479661328748314E-3,3.2840004999999889E-4,3.2674000000000277E-5,2.8217848388562301E-3,8.6535752688172353E-5,1.8886767113094016E-2,null,1.3846730854150771E-2,4.9511810032340283E-3,2.1841462128906422E-4,2.3948233891653507E-5,4.9355758951301811E-3,4.9184345364572372E-5,5.3927722010971728E-5,2.402503495306027E-2]
[2004,5,15,7,1.565532211623424E-2,4.1167508902701143E-3,0,0,3.2223553276294094E-3,8.6535752688172353E-5,2.3080964086821934E-2,null,1.7960703757557928E-2,5.7449192127537281E-3,0,0,5.6362126061456057E-3,4.9184345364572372E-5,6.2573031783429172E-5,2.9391019921821832E-2]
[2004,5,15,10,2.1842386472583079E-2,4.6887824240758273E-3,0,0,3.2210759424140052E-3,8.6535752688172353E-5,2.9838780591761083E-2,null,2.5058866874757158E-2,6.5431882935058552E-3,0,0,5.6339748370773249E-3,4.9184345364572372E-5,7.1267691309840299E-5,3.7285214350704907E-2]
[2004,5,15,15,1.871893228729464E-2,4.262435489169521E-3,0,0,2.8805052912888977E-3,8.6535752688172353E-5,2.5948408820441228E-2,null,2.147545703459193E-2,5.9482218350225737E-3,0,0,5.0382836726995325E-3,4.9184345364572372E-5,6.4787381711386689E-5,3.2511146887678609E-2]
[2004,5,15,16,1.9091327051832585E-2,4.3673236156160939E-3,0,0,3.0695935495003361E-3,8.6535752688172353E-5,2.6614779969637185E-2,null,2.1902690150402162E-2,6.0945930459299028E-3,0,0,5.3690174112998182E-3,4.9184345364572372E-5,6.6381640932987321E-5,3.3415484952996455E-2]
[2004,5,15,19,2.1197341434814426E-2,4.0853804689680705E-3,0,0,2.5620885673044527E-3,8.6535752688172353E-5,2.7931346223775119E-2,null,2.4318833373841092E-2,5.7011418405361761E-3,0,0,4.4813418797381094E-3,4.9184345364572372E-5,6.2096213432862526E-5,3.455050143947995E-2]
[2004,5,15,22,1.995068395536571E-2,3.9641883615379719E-3,3.2840004999999889E-4,3.2674000000000277E-5,2.4494524996556436E-3,8.6535752688172353E-5,2.6811934619247496E-2,null,2.2888594793677774E-2,5.5320184505212892E-3,2.1841462128906422E-4,2.3948233891653507E-5,4.2843304518097314E-3,4.9184345364572372E-5,6.0254139964670045E-5,3.2996490896554084E-2]
[2004,5,16,2,1.2072502582380611E-2,3.34550650139415E-3,3.2840004999999889E-4,3.2674000000000277E-5,2.7006235538442366E-3,8.6535752688172353E-5,1.8566242440307169E-2,null,1.3850283046532937E-2,{"$f":"(F3268*X$5)-S3268","v":4.6686489147733422E-3},2.1841462128906422E-4,2.3948233891653507E-5,4.7236530335804027E-3,4.9184345364572372E-5,{"$f":"(F3268*$AC$7)*$AC$5","v":5.0850413402028717E-5},2.3534132195431972E-2]
[2004,5,16,7,1.400925557798325E-2,3.7594532470279053E-3,0,0,3.0126546865107107E-3,8.6535752688172353E-5,2.0867899264210035E-2,null,1.6072239678744937E-2,5.2463109291713533E-3,0,0,5.2694258067954771E-3,4.9184345364572372E-5,5.7142244887972357E-5,2.6637160760076342E-2]
[2004,5,16,9,1.8441343156994982E-2,4.0392808292934726E-3,0,0,3.0190786668919151E-3,8.6535752688172353E-5,2.5586238405868541E-2,null,2.1156990502979641E-2,5.6368098678891152E-3,0,0,5.280661972743946E-3,4.9184345364572372E-5,6.139551662233144E-5,3.212364668897727E-2]
[2004,5,16,13,1.9019340988193377E-2,4.0644279646835724E-3,0,0,2.6522210783880319E-3,8.6535752688172353E-5,2.5822525783953151E-2,null,2.1820103516023315E-2,5.6719026546763248E-3,0,0,4.6389924004106861E-3,4.9184345364572372E-5,6.1777743418163551E-5,3.2180182916474898E-2]
[2004,5,16,16,1.84888625713256E-2,4.064506066757529E-3,0,0,2.7406474250009426E-3,8.6535752688172353E-5,2.5380551815772243E-2,null,2.1211507562238347E-2,5.6720116459942809E-3,0,0,4.7936586736244905E-3,4.9184345364572372E-5,6.1778930539679115E-5,3.1726362227221687E-2]
[2004,5,16,17,1.9353404888317511E-2,3.8646054372806927E-3,0,0,2.642635104390229E-3,8.6535752688172353E-5,2.5947181182676606E-2,null,2.2203361215972016E-2,5.3930506406934019E-3,0,0,4.6222256003544222E-3,4.9184345364572372E-5,5.8740517777968169E-5,3.2267821802384411E-2]
[2004,5,16,20,2.1806163089337811E-2,3.6280283184059268E-3,3.2840004999999889E-4,3.2674000000000277E-5,2.561394949400447E-3,8.6535752688172353E-5,2.8443196159832356E-2,null,2.5017309284901496E-2,5.0629076537242806E-3,2.1841462128906422E-4,2.3948233891653507E-5,4.4801286746204479E-3,4.9184345364572372E-5,5.5144636469344336E-5,3.4851892813791516E-2]
[2004,5,16,24,1.3411361714030493E-2,3.2762945094492626E-3,3.2840004999999889E-4,3.2674000000000277E-5,2.3132217958139883E-3,8.6535752688172353E-5,1.9448487821981914E-2,null,1.5386300769970813E-2,4.572063691893594E-3,2.1841462128906422E-4,2.3948233891653507E-5,4.0460497123292437E-3,4.9184345364572372E-5,4.9798417717277014E-5,2.4295961374738939E-2]
[2004,5,17,4,9.8598969669802493E-3,3.4742400073692215E-3,3.2840004999999889E-4,3.2674000000000277E-5,2.6375174116251916E-3,8.6535752688172353E-5,1.6419264188662831E-2,null,1.1311852109407373E-2,4.8482963142672687E-3,2.1841462128906422E-4,2.3948233891653507E-5,4.6132742583874569E-3,4.9184345364572372E-5,5.2807113230529117E-5,2.1064969882607389E-2]
[2004,5,17,7,1.4226987791853387E-2,4.534374720661984E-3,0,0,2.9322167856693764E-3,8.6535752688172353E-5,2.1780115050872916E-2,null,1.6322034845063716E-2,6.3277125929877779E-3,0,0,5.1287321015276149E-3,4.9184345364572372E-5,6.8920753544877129E-5,2.7827663884943683E-2]
[2004,5,17,10,1.6789092899764615E-2,5.6248988554448475E-3,0,0,2.9639222747907122E-3,8.6535752688172353E-5,2.5464449782688345E-2,null,1.9261432099062128E-2,7.8495372602740334E-3,0,0,5.1841880830382414E-3,4.9184345364572372E-5,8.5496301389572542E-5,3.2344341787738977E-2]
[2004,5,17,14,1.5493612027558848E-2,5.8668116705965553E-3,0,0,3.0690684597054442E-3,8.6535752688172353E-5,2.4516027910549021E-2,null,1.7775180459107535E-2,8.1871262027726158E-3,0,0,5.3680989782220155E-3,4.9184345364572372E-5,8.9173283231510858E-5,3.1379589985466742E-2]
[2004,5,17,17,1.8229727363746798E-2,5.1548877263762364E-3,0,0,2.9617496700876421E-3,8.6535752688172353E-5,2.6432900512898847E-2,null,2.0914212453142522E-2,7.1936374894192631E-3,0,0,5.1803879862858376E-3,4.9184345364572372E-5,7.8352312816621522E-5,3.3337422274212193E-2]
[2004,5,17,18,1.8671100214144511E-2,4.8087862546270458E-3,0,0,2.7381813897164788E-3,8.6535752688172353E-5,2.6304603611176206E-2,null,2.1420581274797221E-2,6.7106534450570819E-3,0,0,4.7893453382705899E-3,4.9184345364572372E-5,7.3091703426036625E-5,3.2969764403489463E-2]
[2004,5,17,21,1.9314321725236474E-2,4.5570485838586569E-3,3.2840004999999889E-4,3.2674000000000277E-5,2.6287291618853521E-3,8.6535752688172353E-5,2.6947709273668654E-2,null,2.2158522718955152E-2,6.3593539324270382E-3,2.1841462128906422E-4,2.3948233891653507E-5,4.5979027555786466E-3,4.9184345364572372E-5,6.9265387553656181E-5,3.3407326607506123E-2]
[2004,5,18,1,1.1222151768819445E-2,3.4757629883072957E-3,3.2840004999999889E-4,3.2674000000000277E-5,2.4604763270994743E-3,8.6535752688172353E-5,1.7606000886914386E-2,null,1.2874710717904017E-2,4.8504216317044931E-3,2.1841462128906422E-4,2.3948233891653507E-5,4.3036121972690701E-3,4.9184345364572372E-5,5.2830261955624165E-5,2.2320291747422869E-2]
[2004,5,18,5,1.2157097388102292E-2,3.9203608580473098E-3,3.2840004999999889E-4,3.2674000000000277E-5,2.9969966382137475E-3,8.6535752688172353E-5,1.9522064687051522E-2,null,1.394733516936468E-2,5.4708572402460626E-3,2.1841462128906422E-4,2.3948233891653507E-5,5.2420383587253403E-3,4.9184345364572372E-5,5.9587978751128752E-5,2.4951777968881372E-2]
[2004,5,18,8,1.7239115490295262E-2,5.2768897618716108E-3,0,0,2.9479082580469353E-3,8.6535752688172353E-5,2.5550449262901977E-2,null,1.9777724409927335E-2,7.363891132740016E-3,0,0,5.1561780115627585E-3,4.9184345364572372E-5,8.0206696880213526E-5,3.2346977899594682E-2]
[2004,5,18,12,1.5296170453321928E-2,5.7828283267959031E-3,0,0,2.7623136202257412E-3,8.6535752688172353E-5,2.3927848153031745E-2,null,1.7548663904675361E-2,8.0699275822556458E-3,0,0,4.8315549545237977E-3,4.9184345364572372E-5,8.7896768674038551E-5,3.0499330786819375E-2]
[2004,5,18,15,1.4906700472466759E-2,5.6803866381689595E-3,0,0,2.7927572478328067E-3,8.6535752688172353E-5,2.3466380111156697E-2,null,1.7101841099199669E-2,7.9269703713710071E-3,0,0,4.8848038176223232E-3,4.9184345364572372E-5,8.6339694367319625E-5,2.9962799633557573E-2]
[2004,5,18,18,1.8604127925847581E-2,4.9507782870895902E-3,0,0,2.7346767512058173E-3,8.6535752688172353E-5,2.6376118716831161E-2,null,2.1343746737562144E-2,{"$f":"(F3332*X$5)-S3332","v":6.9088030968322226E-3},0,0,4.7832153849459496E-3,4.9184345364572372E-5,{"$f":"(F3332*$AC$7)*$AC$5","v":7.5249927762921268E-5},3.3084949564704889E-2]
[2004,5,18,20,1.9111426464146552E-2,4.8706022059103382E-3,3.2840004999999889E-4,3.2674000000000277E-5,2.7019613782019404E-3,8.6535752688172353E-5,2.7131599850947003E-2,null,2.1925749375092136E-2,6.7969175051490775E-3,2.1841462128906422E-4,2.3948233891653507E-5,4.7259930183874924E-3,4.9184345364572372E-5,7.403128213445795E-5,3.3740207099173997E-2]
[2004,5,18,23,1.4738460561754197E-2,3.4489851535810323E-3,3.2840004999999889E-4,3.2674000000000277E-5,2.0746684886451816E-3,8.6535752688172353E-5,2.0709724006668581E-2,null,1.6908826405917E-2,4.8130532066296503E-3,2.1841462128906422E-4,2.3948233891653507E-5,3.6287967962482324E-3,4.9184345364572372E-5,5.2423249156433891E-5,2.5642223609340174E-2]
[2004,5,19,2,1.0989703953418155E-2,3.4713877605782005E-3,3.2840004999999889E-4,3.2674000000000277E-5,2.5409473488056753E-3,8.6535752688172353E-5,1.7449648865490202E-2,null,1.2608032950399969E-2,4.8443160084809802E-3,2.1841462128906422E-4,2.3948233891653507E-5,4.4443638341481635E-3,4.9184345364572372E-5,5.2763760175203238E-5,2.2188259993574402E-2]
[2004,5,19,6,1.4219714144150575E-2,4.3175658922860443E-3,1.6420002499999945E-4,1.6337000000000139E-5,3.1761158907801642E-3,8.6535752688172353E-5,2.1980468704904957E-2,null,1.6313690089800482E-2,6.0251562234548538E-3,1.0920731064453211E-4,1.1974116945826754E-5,5.5553353376965936E-3,4.9184345364572372E-5,6.5625342656411745E-5,2.8064547423906856E-2]
[2004,5,19,9,1.6680962082678483E-2,5.6228931726925628E-3,0,0,2.9266487739234063E-3,8.6535752688172353E-5,2.5317039781982621E-2,null,1.9137378083544123E-2,7.8467383332353514E-3,0,0,5.1189931079024488E-3,4.9184345364572372E-5,8.5465815782366432E-5,3.2152293870046492E-2]
[2004,5,19,11,1.566792190527146E-2,5.7589358998519956E-3,0,0,2.7535526133776384E-3,8.6535752688172353E-5,2.4266946171189265E-2,null,1.797515897455219E-2,8.036585739076894E-3,0,0,4.8162311021800117E-3,4.9184345364572372E-5,8.7533612964501249E-5,3.0877160161173665E-2]
[2004,5,19,17,1.786239598541647E-2,5.2848317953430252E-3,0,0,2.9232440856421333E-3,8.6535752688172353E-5,2.61570076190898E-2,null,2.0492788350970587E-2,7.3749742276112886E-3,0,0,5.1130379772418508E-3,4.9184345364572372E-5,8.0327412737470386E-5,3.3029984901188296E-2]
[2004,5,19,20,1.9214451958986568E-2,4.8599387503267984E-3,3.2840004999999889E-4,3.2674000000000277E-5,2.6967433997040972E-3,8.6535752688172353E-5,2.7218743911705635E-2,null,2.204394626548882E-2,6.7820366701194399E-3,2.1841462128906422E-4,2.3948233891653507E-5,4.7168662669284048E-3,4.9184345364572372E-5,7.3869201706728638E-5,3.3834396403081952E-2]
[2004,5,19,21,2.0140002890450228E-2,4.6394494784434024E-3,3.2840004999999889E-4,3.2674000000000277E-5,2.6176366783406137E-3,8.6535752688172353E-5,2.7844698849922415E-2,null,2.3105792580060167E-2,6.4743442476211995E-3,2.1841462128906422E-4,2.3948233891653507E-5,4.5785009239270417E-3,4.9184345364572372E-5,7.0517849491059448E-5,3.4450184952153698E-2]
[2004,5,19,24,1.2590310041544758E-2,3.3988346801774585E-3,3.2840004999999889E-4,3.2674000000000277E-5,2.227653740687932E-3,8.6535752688172353E-5,1.8664408265098319E-2,null,1.4444342134455305E-2,4.7430683020618682E-3,2.1841462128906422E-4,2.3948233891653507E-5,3.8963828686855166E-3,4.9184345364572372E-5,5.1660981229644198E-5,2.3375340505747976E-2]
[2004,5,20,4,1.0614435692790102E-2,3.6863071167273303E-3,3.2840004999999889E-4,3.2674000000000277E-5,2.8253939144962563E-3,8.6535752688172353E-5,1.7573746526701857E-2,null,1.2177503191337063E-2,5.1442356225756729E-3,2.1841462128906422E-4,2.3948233891653507E-5,4.9418885191429441E-3,4.9184345364572372E-5,5.6030451811799024E-5,2.2555174533600966E-2]
[2004,5,20,8,1.6717654170648005E-2,5.3237916595388051E-3,0,0,2.9753522096584023E-3,8.6535752688172353E-5,2.5103333792533381E-2,null,1.9179473398950212E-2,7.429342655118916E-3,0,0,5.2041801498461226E-3,4.9184345364572372E-5,8.0919587703986431E-5,3.186218054927982E-2]
[2004,5,20,11,1.4980638582579484E-2,5.8764381802261052E-3,0,0,2.8223448117274206E-3,8.6535752688172353E-5,2.3765957327221181E-2,null,1.7186667235785595E-2,8.2005599813996556E-3,0,0,4.9365553420982547E-3,4.9184345364572372E-5,8.931960247915759E-5,3.0372966904648076E-2]
[2004,5,20,15,1.4358750755172459E-2,5.7822196709706791E-3,0,0,2.8282281535376686E-3,8.6535752688172353E-5,2.3055734332368977E-2,null,1.6473201044827676E-2,8.0690782040354209E-3,0,0,4.9468458786486045E-3,4.9184345364572372E-5,8.7887517339354468E-5,2.9538309472876272E-2]
[2004,5,20,18,1.8030792763119873E-2,5.04009229044381E-3,0,0,2.7571342700811081E-3,8.6535752688172353E-5,2.5914555076332963E-2,null,2.0685983011265809E-2,7.033440644139328E-3,0,0,4.8224957678082532E-3,4.9184345364572372E-5,7.6607466297447995E-5,3.2591103768577961E-2]
[2004,5,20,21,1.9441402112979716E-2,4.7269631444095371E-3,3.2840004999999889E-4,3.2674000000000277E-5,2.6538727047193925E-3,8.6535752688172353E-5,2.7269847764796816E-2,null,2.230431679337315E-2,6.5964694270134287E-3,2.1841462128906422E-4,2.3948233891653507E-5,4.6418812553639683E-3,4.9184345364572372E-5,7.1848023589017574E-5,3.3834214676295833E-2]
[2004,5,20,22,1.7346590814980582E-2,4.0766173545042509E-3,3.2840004999999889E-4,3.2674000000000277E-5,2.2931495514620687E-3,8.6535752688172353E-5,2.4163967523635071E-2,null,1.9901026406116774E-2,5.6889129284672579E-3,2.1841462128906422E-4,2.3948233891653507E-5,4.0109414064016186E-3,4.9184345364572372E-5,6.1963017459998971E-5,2.9892427941530939E-2]
[2004,5,21,1,9.2837284906444675E-3,3.4102753573501897E-3,3.2840004999999889E-4,3.2674000000000277E-5,2.2942480884565577E-3,8.6535752688172353E-5,1.5435861739139385E-2,null,1.0650837839558563E-2,4.7590337485628638E-3,2.1841462128906422E-4,2.3948233891653507E-5,4.0128628543572705E-3,4.9184345364572372E-5,5.1834875126903132E-5,1.9714281643023985E-2]
[2004,5,21,5,9.65703881988016E-3,3.7281694377447132E-3,3.2840004999999889E-4,3.2674000000000277E-5,2.7261310977401776E-3,8.6535752688172353E-5,1.655894915805322E-2,null,1.1079121344890327E-2,5.2026544238861043E-3,2.1841462128906422E-4,2.3948233891653507E-5,4.7682682065954404E-3,4.9184345364572372E-5,5.6666743006813968E-5,2.1341591175917159E-2]
[2004,5,21,9,1.4186348660431695E-2,5.537220667518529E-3,0,0,2.8285710296538256E-3,8.6535752688172353E-5,{"$f":"SUM(E3395:J3395)","v":2.2638676110292223E-2},null,{"$f":"E3395*W$5","v":1.6275411249904816E-2},7.7271824907523112E-3,{"$f":"G3395*Y$5","v":0},{"$f":"H3395*Z$5","v":0},{"$f":"I3395*AA$5","v":4.9474456022953603E-3},{"$f":"J3395*AB$5","v":4.9184345364572372E-5},8.4163626621032678E-5,{"$f":"SUM(M3395:R3395)","v":2.8999223688317061E-2}]
[2004,5,21,12,1.325241619364325E-2,5.7398317638819429E-3,0,0,2.7574089250873876E-3,8.6535752688172353E-5,2.1836192635300754E-2,null,1.5203949146409788E-2,8.0099259482120117E-3,0,0,4.8229761661043261E-3,4.9184345364572372E-5,8.7243237437996989E-5,2.8086035606090694E-2]
[2004,5,21,16,1.3267160920114377E-2,5.2134147470695655E-3,0,0,2.7524996207859455E-3,8.6535752688172353E-5,2.1319611040658059E-2,null,1.5220865161434449E-2,7.2753118521894332E-3,0,0,4.8143893158107088E-3,4.9184345364572372E-5,7.9241901043756828E-5,2.7359750674799163E-2]
[2004,5,21,19,1.5850873587626262E-2,4.5189928273102137E-3,0,0,2.4427655196785701E-3,8.6535752688172353E-5,2.2899167687303216E-2,null,1.8185051875146931E-2,6.3062471856798041E-3,0,0,4.2726342740106336E-3,4.9184345364572372E-5,6.868695467600108E-5,2.8813117680201939E-2]
[2004,5,21,22,1.5382829817231885E-2,3.7425364046978511E-3,3.2840004999999889E-4,3.2674000000000277E-5,2.1361473467248256E-3,8.6535752688172353E-5,2.1709123371342735E-2,null,1.7648084609752462E-2,5.2227035030453879E-3,2.1841462128906422E-4,2.3948233891653507E-5,3.7363292933471296E-3,4.9184345364572372E-5,5.6885115384388454E-5,2.689866460669027E-2]
[2004,5,22,2,8.4319612581368712E-3,3.2295954385101774E-3,3.2840004999999889E-4,3.2674000000000277E-5,2.4023031700930488E-3,8.6535752688172353E-5,1.4511469669428269E-2,null,9.6736405120376005E-3,4.5068952138859059E-3,2.1841462128906422E-4,2.3948233891653507E-5,4.2018616925846245E-3,4.9184345364572372E-5,4.9088609781840752E-5,1.8673944619053418E-2]
[2004,5,22,3,8.1585142867886783E-3,3.213773929786837E-3,3.2840004999999889E-4,3.2674000000000277E-5,2.4416098828852761E-3,8.6535752688172353E-5,1.4261507902148963E-2,null,9.3599261081229474E-3,4.4848163240375312E-3,2.1841462128906422E-4,2.3948233891653507E-5,4.270612952958097E-3,4.9184345364572372E-5,4.8848128928226992E-5,1.8406902585663864E-2]
[2004,5,22,7,1.0754370915626459E-2,3.8620617745221139E-3,0,0,2.8655154269866946E-3,8.6535752688172353E-5,1.7568483869823438E-2,null,1.2338045086543768E-2,5.3895009634255678E-3,0,0,5.0120649433682005E-3,4.9184345364572372E-5,5.8701855081370455E-5,2.2788795338702105E-2]
[2004,5,22,10,1.5219573338546635E-2,4.4754336742077062E-3,0,0,2.9307733901974839E-3,8.6535752688172353E-5,2.2712316155639994E-2,null,1.7460787201982922E-2,6.2454604579374661E-3,0,0,5.1262074625827471E-3,4.9184345364572372E-5,6.8024872285253453E-5,2.8881639467867707E-2]
[2004,5,22,13,1.410470818716145E-2,3.9916372836897532E-3,0,0,2.3887950584754059E-3,8.6535752688172353E-5,2.057167628201478E-2,null,1.6181748510540727E-2,5.570323377013648E-3,0,0,4.1782346926905467E-3,4.9184345364572372E-5,6.0671353034881259E-5,2.5979490925609493E-2]
[2004,5,22,17,1.4070581114356294E-2,3.9833038832505123E-3,0,0,2.6771129472205005E-3,8.6535752688172353E-5,2.0817533697515479E-2,null,1.614259593097608E-2,5.5586941301714078E-3,0,0,4.6825306979103899E-3,4.9184345364572372E-5,6.054468855008546E-5,2.6433005104422449E-2]
[2004,5,22,19,1.5290550158788153E-2,3.6925883966999989E-3,0,0,2.1907647342050171E-3,8.6535752688172353E-5,2.1260439042381341E-2,null,1.7542215973141158E-2,5.1530011386240106E-3,0,0,3.8318604115919509E-3,4.9184345364572372E-5,5.6125924853973945E-5,2.6576261868721692E-2]
[2004,5,22,22,1.4110863141085131E-2,3.6933726956226297E-3,3.2840004999999889E-4,3.2674000000000277E-5,2.1565335232008897E-3,8.6535752688172353E-5,2.0408379162596822E-2,null,1.6188809834686207E-2,5.1540956265027429E-3,2.1841462128906422E-4,2.3948233891653507E-5,3.7719866970667968E-3,4.9184345364572372E-5,5.6137845896252574E-5,2.5406439358801037E-2]
[2004,5,23,1,1.0203789367490682E-2,3.1543621208434138E-3,3.2840004999999889E-4,3.2674000000000277E-5,2.4398808902920291E-3,8.6535752688172353E-5,1.6245642181314295E-2,null,1.1706385641466631E-2,4.4019072406945919E-3,2.1841462128906422E-4,2.3948233891653507E-5,4.2675887768945714E-3,4.9184345364572372E-5,4.7945092259645882E-5,2.0667428859601083E-2]
[2004,5,23,4,9.2030603675596605E-3,3.3264530371158105E-3,3.2840004999999889E-4,3.2674000000000277E-5,2.7254674456868395E-3,8.6535752688172353E-5,1.5702590653050481E-2,null,1.0558290637358103E-2,4.6420598361723367E-3,2.1841462128906422E-4,2.3948233891653507E-5,4.7671074146625808E-3,4.9184345364572372E-5,5.0560808065769283E-5,2.0259005088738308E-2]
[2004,5,23,8,1.3076602195234113E-2,3.9402688528490225E-3,0,0,2.9025537437549253E-3,8.6535752688172353E-5,2.0005960544526233E-2,null,1.5002245015481447E-2,5.4986388148111093E-3,0,0,5.076848558660277E-3,4.9184345364572372E-5,5.9890572623013525E-5,2.5626916734317402E-2]
[2004,5,23,11,1.6347916419838605E-2,4.3017420365413237E-3,0,0,2.7979026188850813E-3,8.6535752688172353E-5,2.3534096827953179E-2,null,1.8755288565130215E-2,6.0030740583419369E-3,0,0,4.8938035716033536E-3,4.9184345364572372E-5,6.5384826128974782E-5,2.9701350540440076E-2]
[2004,5,23,14,1.4384158759289556E-2,4.2482020614870797E-3,0,0,2.6140379337193037E-3,8.6535752688172353E-5,2.1332934507184109E-2,null,1.6502350597397072E-2,5.9283591096996845E-3,0,0,4.5722063698699486E-3,4.9184345364572372E-5,6.4571039079417981E-5,2.7052100422331277E-2]
[2004,5,23,16,1.499338859251027E-2,4.0303908702280754E-3,0,0,2.5112798076229364E-3,8.6535752688172353E-5,2.1621595023049452E-2,null,1.7201294794999804E-2,5.6244039443837353E-3,0,0,4.3924724216233653E-3,4.9184345364572372E-5,6.1260392660260473E-5,2.7267355506371476E-2]
[2004,5,23,22,1.5063638216260555E-2,3.1581345924034799E-3,3.2840004999999889E-4,3.2674000000000277E-5,1.9906528277823013E-3,8.6535752688172353E-5,2.0660035439134507E-2,null,1.7281889283691315E-2,4.4071717186585646E-3,2.1841462128906422E-4,2.3948233891653507E-5,3.4818452410274796E-3,4.9184345364572372E-5,4.8002432377890109E-5,2.5462453443922648E-2]
[2004,5,23,23,1.3126959011776743E-2,3.1976514030443242E-3,3.2840004999999889E-4,3.2674000000000277E-5,2.1563298829187102E-3,8.6535752688172353E-5,1.8928550100427946E-2,null,1.5060017308978876E-2,4.4623173640299897E-3,2.1841462128906422E-4,2.3948233891653507E-5,3.7716305104241571E-3,4.9184345364572372E-5,4.8603072716379734E-5,2.358551238397831E-2]
[2004,5,24,2,9.2921068513346049E-3,3.2987332787866156E-3,3.2840004999999889E-4,3.2674000000000277E-5,2.4602179720679867E-3,8.6535752688172353E-5,1.5498667904877377E-2,null,1.0660449986355177E-2,{"$f":"(F3460*X$5)-S3460","v":4.603376958232196E-3},2.1841462128906422E-4,2.3948233891653507E-5,4.3031603092128874E-3,4.9184345364572372E-5,{"$f":"(F3460*$AC$7)*$AC$5","v":5.0139478389722776E-5},1.9858534454345548E-2]
[2004,5,24,5,1.0385518387888568E-2,3.6573241865357369E-3,3.2840004999999889E-4,3.2674000000000277E-5,2.7420513147976004E-3,8.6535752688172353E-5,1.7232503691910074E-2,null,1.1914875832552062E-2,5.1037899903434401E-3,2.1841462128906422E-4,2.3948233891653507E-5,4.7961142133043384E-3,4.9184345364572372E-5,5.5589922408783211E-5,2.2106327236745132E-2]
[2004,5,24,9,1.5171179241373192E-2,5.3734067432558829E-3,0,0,2.9687599580279561E-3,8.6535752688172353E-5,2.3599881695345205E-2,null,1.7405266655264477E-2,7.4985804242446363E-3,0,0,5.1926496611306707E-3,4.9184345364572372E-5,8.1673717913250199E-5,3.0145681086004357E-2]
[2004,5,24,13,1.5237097228810592E-2,5.6035625509458379E-3,0,0,2.849787108262915E-3,8.6535752688172353E-5,2.3776982640707517E-2,null,1.7480891636715984E-2,7.8197624818352341E-3,0,0,4.984554585492908E-3,4.9184345364572372E-5,8.5171997759077712E-5,3.0334393049408694E-2]
[2004,5,24,16,1.5573840324883875E-2,5.3980172548643958E-3,0,0,2.9457739936938603E-3,8.6535752688172353E-5,2.40041673261303E-2,null,1.7867223067399438E-2,7.532924353412079E-3,0,0,5.1524449758082883E-3,4.9184345364572372E-5,8.2047788233785164E-5,3.0601776741984374E-2]
[2004,5,24,20,1.8680628502400987E-2,4.509876183137378E-3,3.2840004999999889E-4,3.2674000000000277E-5,2.5398024901145074E-3,8.6535752688172353E-5,2.6177916978341043E-2,null,2.1431512685944214E-2,6.2935249234734236E-3,2.1841462128906422E-4,2.3948233891653507E-5,4.442361365043627E-3,4.9184345364572372E-5,6.8548385187394576E-5,3.2458946175006553E-2]
[2004,5,24,23,1.3287238540507911E-2,3.4974481768069517E-3,3.2840004999999889E-4,3.2674000000000277E-5,2.0799833775602271E-3,8.6535752688172353E-5,1.9312279897563261E-2,null,1.5243899385155149E-2,4.8806832772022336E-3,2.1841462128906422E-4,2.3948233891653507E-5,3.6380930534444492E-3,4.9184345364572372E-5,5.3159868488879721E-5,2.405422291634712E-2]
[2004,5,24,24,1.0392312242581522E-2,3.4155149522205304E-3,3.2840004999999889E-4,3.2674000000000277E-5,2.1705593219365936E-3,8.6535752688172353E-5,1.6425996319426813E-2,null,1.1922670141133263E-2,4.7663455947347588E-3,2.1841462128906422E-4,2.3948233891653507E-5,3.7965191820375313E-3,4.9184345364572372E-5,5.1914514955761611E-5,2.0777082118450842E-2]
[2004,5,25,3,9.2220835741607769E-3,3.6341245045051289E-3,3.2840004999999889E-4,3.2674000000000277E-5,2.7093826367851435E-3,8.6535752688172353E-5,1.6013200518139221E-2,null,1.0580115175732001E-2,5.0714148715713938E-3,2.1841462128906422E-4,2.3948233891653507E-5,4.7389735208235436E-3,4.9184345364572372E-5,5.5237296155759814E-5,2.0682050768672227E-2]
[2004,5,25,6,1.2527798130725049E-2,4.4397482483519365E-3,1.6420002499999945E-4,1.6337000000000139E-5,3.246179748952728E-3,8.6535752688172353E-5,2.0480798905717884E-2,null,1.4372624803874965E-2,6.1956615038402801E-3,1.0920731064453211E-4,1.1974116945826754E-5,5.6778838342206915E-3,4.9184345364572372E-5,6.7482467523392398E-5,2.6416535914890866E-2]
[2004,5,25,11,1.3392996729168601E-2,6.1517757553712889E-3,0,0,2.9799663261278297E-3,8.6535752688172353E-5,2.261127456335589E-2,null,1.5365231382182591E-2,8.5847931224388996E-3,0,0,5.2122506879361419E-3,4.9184345364572372E-5,9.3504627830448997E-5,2.9211459537922202E-2]
[2004,5,25,14,1.2415373475483701E-2,6.1913064519877117E-3,0,0,2.8869158064006215E-3,8.6535752688172353E-5,2.1580131486560204E-2,null,1.4243644645380396E-2,8.6399581456667995E-3,0,0,5.0494962865831675E-3,4.9184345364572372E-5,9.4105479230432106E-5,2.7982283422994934E-2]
[2004,5,25,18,1.6506499393325845E-2,5.2337331676517804E-3,0,0,2.8287133785141602E-3,8.6535752688172353E-5,2.4655481692179956E-2,null,1.8937224253623226E-2,7.3036661752677277E-3,0,0,4.9476945842850898E-3,4.9184345364572372E-5,7.9550733229810373E-5,3.1237769358540612E-2]
[2004,5,25,21,1.7845204968915829E-2,4.9110946452021248E-3,3.2840004999999889E-4,3.2674000000000277E-5,2.741016916167488E-3,8.6535752688172353E-5,2.5944926332973614E-2,null,2.0473065808542724E-2,6.8534246387258156E-3,2.1841462128906422E-4,2.3948233891653507E-5,4.7943049495807414E-3,4.9184345364572372E-5,7.4646751653583332E-5,3.2412342597394568E-2]
[2004,5,25,24,1.0963148917237741E-2,3.6035337549591719E-3,3.2840004999999889E-4,3.2674000000000277E-5,2.3766917275958206E-3,8.6535752688172353E-5,1.7390984202480902E-2,null,1.2577567455371089E-2,5.0287255300291442E-3,2.1841462128906422E-4,2.3948233891653507E-5,4.1570647908194041E-3,4.9184345364572372E-5,5.4772328516318197E-5,2.2054904976764926E-2]
[2004,5,26,3,8.9831742293376756E-3,3.6687969700462432E-3,3.2840004999999889E-4,3.2674000000000277E-5,2.7219911294396708E-3,8.6535752688172353E-5,1.5821572131511759E-2,null,1.0306024362689558E-2,5.1198002411869019E-3,2.1841462128906422E-4,2.3948233891653507E-5,4.7610269997290563E-3,4.9184345364572372E-5,5.5764304310040352E-5,2.0478398804150803E-2]
[2004,5,26,5,1.043525733719812E-2,4.0699730840885991E-3,3.2840004999999889E-4,3.2674000000000277E-5,3.0773300974492649E-3,8.6535752688172353E-5,1.8030170321424153E-2,null,1.1971939272520165E-2,5.6796408598425016E-3,2.1841462128906422E-4,2.3948233891653507E-5,5.38254938547533E-3,4.9184345364572372E-5,6.1862027102559832E-5,2.3325676718383283E-2]
[2004,5,26,8,1.4907594709005871E-2,5.5500814307400783E-3,0,0,3.0536496904213731E-3,8.6535752688172353E-5,2.3597861582855494E-2,null,1.7102867019806661E-2,7.7451296650389023E-3,0,0,5.3411300523977913E-3,4.9184345364572372E-5,8.4359105280604516E-5,3.0238311082607924E-2]
[2004,5,26,12,1.2790119905304083E-2,6.2455462079587781E-3,0,0,2.9770585399504349E-3,8.6535752688172353E-5,2.2099260405901468E-2,null,1.4673575729533992E-2,8.7156496374472987E-3,0,0,5.2071646873425746E-3,4.9184345364572372E-5,9.4929902681052965E-5,2.8645574399688439E-2]
[2004,5,26,15,1.2508166762212444E-2,6.1321471076337475E-3,0,0,2.946208458333844E-3,8.6535752688172353E-5,2.1673058080868206E-2,null,1.4350102546485914E-2,8.5574013762503461E-3,0,0,5.1532048966834955E-3,4.9184345364572372E-5,9.3206279926608181E-5,2.8109893164784325E-2]
[2004,5,26,19,1.7115568852346792E-2,4.9240260079218201E-3,0,0,2.4818560741559641E-3,8.6535752688172353E-5,2.4607986687112747E-2,null,1.9635984460537617E-2,6.8714703344979469E-3,0,0,4.3410074524858934E-3,4.9184345364572372E-5,7.4843303398401063E-5,3.0897646592886029E-2]
[2004,5,26,22,1.547818322943122E-2,4.3442289146071629E-3,3.2840004999999889E-4,3.2674000000000277E-5,2.4448072222249882E-3,8.6535752688172353E-5,2.2714829168951543E-2,null,1.7757479636955936E-2,6.0623644280039081E-3,2.1841462128906422E-4,2.3948233891653507E-5,4.2762054101704019E-3,4.9184345364572372E-5,6.6030610351157341E-5,2.8387596675675534E-2]
[2004,5,26,24,1.0686758303435212E-2,3.6501714286553237E-3,3.2840004999999889E-4,3.2674000000000277E-5,2.3983281215139728E-3,8.6535752688172353E-5,1.7182867656292677E-2,null,1.2260475932180449E-2,5.0938083282835653E-3,2.1841462128906422E-4,2.3948233891653507E-5,4.1949089463373911E-3,4.9184345364572372E-5,5.5481203237252073E-5,2.1840740407346695E-2]
[2004,5,27,3,9.0992870978165944E-3,3.6517154341953639E-3,3.2840004999999889E-4,3.2674000000000277E-5,2.7159278014143189E-3,8.6535752688172353E-5,1.5914540136114447E-2,null,1.0439235855733675E-2,5.0959629855188478E-3,2.1841462128906422E-4,2.3948233891653507E-5,4.7504216497980091E-3,4.9184345364572372E-5,5.5504671528218878E-5,2.0577167691595819E-2]
[2004,5,27,6,1.2381594755061752E-2,4.4548688888813781E-3,1.6420002499999945E-4,1.6337000000000139E-5,3.2510760876111764E-3,8.6535752688172353E-5,2.0354612509242479E-2,null,1.4204891716101549E-2,6.2167623332570034E-3,1.0920731064453211E-4,1.1974116945826754E-5,5.686448006344753E-3,4.9184345364572372E-5,6.7712295449748276E-5,2.6278467828658232E-2]
[2004,5,27,10,1.3535881657927221E-2,6.2508058806356945E-3,0,0,3.1588844566447522E-3,8.6535752688172353E-5,2.3032107747895835E-2,null,1.5529157353031325E-2,8.7229895021658163E-3,0,0,5.5251958848984359E-3,4.9184345364572372E-5,9.5009847684857053E-5,2.9826527085460148E-2]
[2004,5,27,13,1.2776789212418536E-2,6.2187774394794346E-3,0,0,2.929322506950631E-3,8.6535752688172353E-5,2.2011424911536775E-2,null,1.4658281976775498E-2,8.6782938643053774E-3,0,0,5.1236697267918367E-3,4.9184345364572372E-5,9.4523027685332423E-5,2.8509429913237284E-2]
[2004,5,27,16,1.3692962872842329E-2,5.8920547682656576E-3,0,0,2.9831865980090295E-3,8.6535752688172353E-5,2.2654739991805187E-2,null,1.5709370136008299E-2,8.2223529047650516E-3,0,0,5.2178832563920191E-3,4.9184345364572372E-5,8.9556968617112931E-5,2.9198790642529941E-2]
[2004,5,27,21,1.7647922776726336E-2,4.9392349813828108E-3,3.2840004999999889E-4,3.2674000000000277E-5,2.7503081724271406E-3,8.6535752688172353E-5,2.5785075733224461E-2,null,2.0246732106543534E-2,6.8926944323778588E-3,2.1841462128906422E-4,2.3948233891653507E-5,4.8105562596732591E-3,4.9184345364572372E-5,7.5074473951376998E-5,3.2241529999139942E-2]
[2004,5,27,24,1.0819999543175611E-2,3.6286154331837467E-3,3.2840004999999889E-4,3.2674000000000277E-5,2.3876104042593422E-3,8.6535752688172353E-5,1.7283835183306867E-2,null,1.2413338097359755E-2,5.0637269714476725E-3,2.1841462128906422E-4,2.3948233891653507E-5,4.1761626173457671E-3,4.9184345364572372E-5,5.5153560388384438E-5,2.1944774886698486E-2]
[2004,5,28,3,8.6976326471019712E-3,3.7347844803404338E-3,3.2840004999999889E-4,3.2674000000000277E-5,2.731099503589806E-3,8.6535752688172353E-5,1.5611126433720382E-2,null,9.9784343117840148E-3,5.2118857051353914E-3,2.1841462128906422E-4,2.3948233891653507E-5,4.7769584312401334E-3,4.9184345364572372E-5,5.6767289112620143E-5,2.0258825648704827E-2]
[2004,5,28,4,9.230030338998366E-3,3.8181505286939855E-3,3.2840004999999889E-4,3.2674000000000277E-5,2.8742345482333535E-3,8.6535752688172353E-5,1.6370025218613873E-2,null,1.058923217045234E-2,5.3282228908537749E-3,2.1841462128906422E-4,2.3948233891653507E-5,5.0273155337247537E-3,4.9184345364572372E-5,5.8034421016475372E-5,2.1236317795576158E-2]
[2004,5,28,7,1.3795726840131289E-2,5.0624547285895603E-3,0,0,3.2826937487173036E-3,8.6535752688172353E-5,2.2227411070126324E-2,null,1.5827266986659132E-2,7.0646473904234369E-3,0,0,5.7417503681219352E-3,4.9184345364572372E-5,7.6947366765109569E-5,2.8682849090569076E-2]
[2004,5,28,11,1.3483390525901442E-2,6.0808972719827593E-3,0,0,3.0223473351897912E-3,8.6535752688172353E-5,2.2673170885762164E-2,null,1.5468936447628411E-2,8.4858823134433877E-3,0,0,5.2863791912355984E-3,4.9184345364572372E-5,9.2427302116057582E-5,2.9290382297671967E-2]
[2004,5,28,14,1.2311049812467107E-2,6.0513689596490205E-3,0,0,3.0049347205402459E-3,8.6535752688172353E-5,2.1453889245344544E-2,null,1.4123958420310563E-2,8.4446756013133867E-3,0,0,5.255922836111683E-3,4.9184345364572372E-5,9.1978483114029311E-5,2.7873741203100204E-2]
[2004,5,28,18,1.6057779100142874E-2,5.0664963778745461E-3,0,0,2.9231747663193463E-3,8.6535752688172353E-5,2.4133985997024938E-2,null,1.842242601465844E-2,7.0702875054674159E-3,0,0,5.1129167310100671E-3,4.9184345364572372E-5,7.7008798281348405E-5,3.0654814596500494E-2]
[2004,5,28,22,1.5541598396423261E-2,4.0191829534346937E-3,3.2840004999999889E-4,3.2674000000000277E-5,2.3904663463612781E-3,8.6535752688172353E-5,2.2398857498907403E-2,null,1.7830233235995523E-2,5.6087633146158708E-3,2.1841462128906422E-4,2.3948233891653507E-5,4.1811579376133164E-3,4.9184345364572372E-5,6.1090036631335849E-5,2.7911701688769996E-2]
[2004,5,29,1,8.1996879381463668E-3,2.9461304120932219E-3,3.2840004999999889E-4,3.2674000000000277E-5,2.034978577293622E-3,8.6535752688172353E-5,1.3628406730221383E-2,null,9.4071629359034226E-3,4.1113202277347121E-3,2.1841462128906422E-4,2.3948233891653507E-5,3.5593752843564846E-3,4.9184345364572372E-5,4.4780050293968773E-5,1.7369405648539907E-2]
[2004,5,29,4,7.2018108883020477E-3,3.0774430286644341E-3,3.2840004999999889E-4,3.2674000000000277E-5,2.2843585361333012E-3,8.6535752688172353E-5,1.3011222255787954E-2,null,8.2623398562087311E-3,4.2945667718964908E-3,2.1841462128906422E-4,2.3948233891653507E-5,3.9955650663090229E-3,4.9184345364572372E-5,4.6775951612577975E-5,1.6844018894959532E-2]
[2004,5,29,5,7.3187159022868563E-3,3.1923219238063605E-3,3.2840004999999889E-4,3.2674000000000277E-5,2.3692176170850604E-3,8.6535752688172353E-5,1.3327865245866448E-2,null,8.3964601450386214E-3,4.454880084368373E-3,2.1841462128906422E-4,2.3948233891653507E-5,4.1439918452260754E-3,4.9184345364572372E-5,4.8522066679668982E-5,1.7286879275178357E-2]
[2004,5,29,8,1.1052829980104369E-2,3.7729530262556781E-3,0,0,2.4827652992364347E-3,8.6535752688172353E-5,1.7395084058284653E-2,null,1.2680454830721874E-2,5.2651498492616768E-3,0,0,4.3425977755072037E-3,4.9184345364572372E-5,5.7347436345314405E-5,2.2337386800855327E-2]
[2004,5,29,11,1.4032558965178958E-2,3.7937616091339088E-3,0,0,2.0748124621583434E-3,8.6535752688172353E-5,1.998766878915938E-2,null,1.6098974691340799E-2,5.2941881930317269E-3,0,0,3.6290486199136349E-3,4.9184345364572372E-5,5.7663718809935978E-5,2.5071395849650732E-2]
[2004,5,29,16,1.2431689369009956E-2,3.6220907696082601E-3,0,0,2.194786352229995E-3,8.6535752688172353E-5,1.8335102243536381E-2,null,1.426236319540378E-2,5.0546218139750267E-3,0,0,3.838894612325536E-3,4.9184345364572372E-5,5.5054388008960158E-5,2.3205063967068913E-2]
[2004,5,29,19,1.430095134863439E-2,3.2166654331776158E-3,0,0,1.6379428293338146E-3,8.6535752688172353E-5,1.9242095363833988E-2,null,1.6406890175560004E-2,4.4888514123453249E-3,0,0,2.8649211785183857E-3,4.9184345364572372E-5,4.8892078668785921E-5,2.3809847111788289E-2]
[2004,5,29,23,1.1409408836769002E-2,3.0104273420969289E-3,3.2840004999999889E-4,3.2674000000000277E-5,1.7680282179198157E-3,8.6535752688172353E-5,1.6635474199473917E-2,null,1.3089543009375251E-2,4.2010464896206096E-3,2.1841462128906422E-4,2.3948233891653507E-5,3.0924531644347724E-3,4.9184345364572372E-5,4.5757338925692351E-5,2.0674589863975922E-2]
[2004,5,30,2,1.0081040066899083E-2,3.3644493468860445E-3,3.2840004999999889E-4,3.2674000000000277E-5,2.7369859655658542E-3,8.6535752688172353E-5,1.663008518203915E-2,null,1.1565560444258651E-2,4.6950836250366753E-3,2.1841462128906422E-4,2.3948233891653507E-5,4.7872544252636753E-3,4.9184345364572372E-5,5.1138337375236415E-5,2.1339445695104292E-2]
[2004,5,30,3,9.4685786725623236E-3,3.4388497993543465E-3,3.2840004999999889E-4,3.2674000000000277E-5,2.8720594302299217E-3,8.6535752688172353E-5,1.6227097704834763E-2,null,1.0862908810204033E-2,4.7989093361898395E-3,2.1841462128906422E-4,2.3948233891653507E-5,5.0235110409657825E-3,4.9184345364572372E-5,5.2269195666420292E-5,2.0976876387904943E-2]
[2004,5,30,8,1.3841987344787221E-2,4.0431995325600273E-3,0,0,3.0633100032918989E-3,8.6535752688172353E-5,2.1035032633327316E-2,null,1.5880339750900679E-2,5.6422784119631126E-3,0,0,5.3580268783664604E-3,4.9184345364572372E-5,6.1455079406328776E-5,2.6929829386594824E-2]
[2004,5,30,10,1.6840127374111374E-2,4.3719264306357735E-3,0,0,3.03444673417534E-3,8.6535752688172353E-5,2.4333036291610658E-2,null,1.9319981841338867E-2,6.1010162668495372E-3,0,0,5.3075422158419833E-3,4.9184345364572372E-5,6.645160195278096E-5,3.0777724669394955E-2]
[2004,5,30,14,1.5308529939096985E-2,4.3051333177287279E-3,0,0,2.7300642935104507E-3,8.6535752688172353E-5,2.2430263303024334E-2,null,1.7562843431672852E-2,6.0078065857570436E-3,0,0,4.7751477482129564E-3,4.9184345364572372E-5,6.5436372300016487E-5,2.8394982111007425E-2]
[2004,5,30,17,1.6848663262499355E-2,3.8258947878546425E-3,0,0,2.4802192268466401E-3,8.6535752688172353E-5,2.324131302988881E-2,null,1.932977471314986E-2,5.3390299919940827E-3,0,0,4.3381444474783308E-3,4.9184345364572372E-5,5.8152130780198067E-5,2.9056133497986844E-2]
[2004,5,30,20,1.927044877251774E-2,3.4447799406538597E-3,3.2840004999999889E-4,3.2674000000000277E-5,2.3141945539159642E-3,8.6535752688172353E-5,2.5477033069775733E-2,null,2.210818909433216E-2,4.8071848387873954E-3,2.1841462128906422E-4,2.3948233891653507E-5,4.0477511607791014E-3,4.9184345364572372E-5,5.2359331535678662E-5,3.1254672294443946E-2]
[2004,5,30,24,1.1352047866425567E-2,3.2809260821357812E-3,3.2840004999999889E-4,3.2674000000000277E-5,2.3397428395218849E-3,8.6535752688172353E-5,1.74203265907714E-2,null,1.3023735139825496E-2,4.5785270440908167E-3,2.1841462128906422E-4,2.3948233891653507E-5,4.0924375950040417E-3,4.9184345364572372E-5,4.9868815842557253E-5,2.1986246979465641E-2]
[2004,5,31,1,1.0187366185900326E-2,3.1498478924451654E-3,3.2840004999999889E-4,3.2674000000000277E-5,2.436621436892166E-3,8.6535752688172353E-5,1.6221445317925826E-2,null,1.1687544004283384E-2,4.395607642261966E-3,2.1841462128906422E-4,2.3948233891653507E-5,4.2618876761550181E-3,4.9184345364572372E-5,4.7876477722461016E-5,2.0636586523245654E-2]
[2004,5,31,5,9.26256524915634E-3,3.4383524401249321E-3,3.2840004999999889E-4,3.2674000000000277E-5,2.8092686548183356E-3,8.6535752688172353E-5,1.5957796146787776E-2,null,1.0626558127643612E-2,4.7982152721891599E-3,2.1841462128906422E-4,2.3948233891653507E-5,4.9136838729654138E-3,4.9184345364572372E-5,5.2261635997229843E-5,2.0630004473343472E-2]
[2004,5,31,8,1.3081452301026893E-2,3.9220331345958467E-3,0,0,2.8861421645740865E-3,8.6535752688172353E-5,1.9976163352884994E-2,null,1.5007809341318384E-2,5.4731908994663557E-3,0,0,5.0481431118485345E-3,4.9184345364572372E-5,5.9613396712140087E-5,2.5578327697997845E-2]
[2004,5,31,11,1.648313946295334E-2,4.2189149642154113E-3,0,0,2.7104557915263098E-3,8.6535752688172353E-5,2.349904597138323E-2,null,1.8910424371378538E-2,5.8874890127988844E-3,0,0,4.740850572751568E-3,4.9184345364572372E-5,6.4125886453652914E-5,2.9587948302293561E-2]
[2004,5,31,15,1.4797981343434139E-2,3.8704012302122463E-3,0,0,2.3009084273096637E-3,8.6535752688172353E-5,2.105582675364422E-2,null,1.6977112137710609E-2,5.4011386603606392E-3,0,0,4.0245124342416505E-3,4.9184345364572372E-5,5.8828611603653234E-5,2.6451947577677472E-2]
[2004,5,31,18,1.6612304408553484E-2,3.5354020677087752E-3,0,0,2.3022637993700456E-3,8.6535752688172353E-5,2.2536506028320476E-2,null,1.9058609972834775E-2,4.9336478706042738E-3,0,0,4.0268831116859541E-3,4.9184345364572372E-5,5.3736753047845288E-5,2.8068325300489576E-2]
[2004,5,31,22,1.5293135532193528E-2,3.0331506208555107E-3,3.2840004999999889E-4,3.2674000000000277E-5,1.8553673751041224E-3,8.6535752688172353E-5,2.0629263330841332E-2,null,1.7545182065150756E-2,4.232756788396636E-3,2.1841462128906422E-4,2.3948233891653507E-5,3.2452178376883782E-3,4.9184345364572372E-5,4.6102724032025842E-5,2.531470389178106E-2]
[2004,6,1,2,8.1649111311019058E-3,3.155733233985188E-3,3.2840004999999868E-4,3.2674000000000236E-5,2.3199886186487198E-3,8.9420277777777987E-5,1.4091127311513589E-2,null,9.367264943110824E-3,{"$f":"(F3652*X$5)-S3652","v":4.4038206268675693E-3},2.1841462128906409E-4,2.394823389165348E-5,4.057885543045257E-3,5.0823823543391391E-5,{"$f":"(F3652*$AC$7)*$AC$5","v":4.7965932652588215E-5},1.8122157791747757E-2]
[2004,6,1,5,8.1287721635435271E-3,3.3323637905664509E-3,3.2840004999999868E-4,3.2674000000000236E-5,2.5712394144071365E-3,8.9420277777777987E-5,1.448286969629489E-2,null,9.3258041998823624E-3,4.6503082830581296E-3,2.1841462128906409E-4,2.394823389165348E-5,4.4973476005705799E-3,5.0823823543391391E-5,5.0650649247174039E-5,1.8766646762235183E-2]
[2004,6,1,6,9.3202990348839488E-3,3.494175110931929E-3,1.6420002499999934E-4,1.6337000000000118E-5,2.4501897623594544E-3,8.9420277777777987E-5,1.5534621210953109E-2,null,1.0692793712868692E-2,4.8761157190644628E-3,1.0920731064453204E-4,1.197411694582674E-5,4.2856199959235139E-3,5.0823823543391391E-5,5.3110119145165208E-5,2.0026534678990418E-2]
[2004,6,1,9,1.3039562650662943E-2,5.0342866541596698E-3,0,0,2.579741683133113E-3,8.9420277777777987E-5,2.0743011265733503E-2,null,1.4959751077482701E-2,7.0253388880894673E-3,0,0,4.512218894795428E-3,5.0823823543391391E-5,7.651922285658566E-5,2.6548132683910989E-2]
[2004,6,1,12,1.4192364028293521E-2,5.5618428476973706E-3,0,0,2.7665795562447702E-3,8.9420277777777987E-5,2.2610206710013438E-2,null,1.6282312432733047E-2,7.7615427033907855E-3,0,0,4.8390164911710143E-3,5.0823823543391391E-5,8.4537874299353314E-5,2.8933695450838241E-2]
[2004,6,1,16,1.4664684076490363E-2,5.6555038149472808E-3,0,0,3.2843055926696134E-3,8.9420277777777987E-5,2.3693913761885031E-2,null,1.6824185694837446E-2,7.8922464317875748E-3,0,0,5.7445696398283341E-3,5.0823823543391391E-5,8.5961485014892817E-5,3.0511825589996745E-2]
[2004,6,1,19,1.6855924690930019E-2,4.5697643624010792E-3,0,0,2.7966837140550403E-3,8.9420277777777987E-5,2.4311793045163919E-2,null,1.9338105449747393E-2,6.3770987808282713E-3,0,0,4.8916715886063626E-3,5.0823823543391391E-5,6.9458662501811682E-5,3.0657699642725418E-2]
[2004,6,1,24,1.0302284829803957E-2,3.275890386888052E-3,3.2840004999999868E-4,3.2674000000000236E-5,2.3494814812201575E-3,8.9420277777777987E-5,1.6378151025689944E-2,null,1.1819385412850318E-2,4.5714997395126774E-3,2.1841462128906409E-4,2.394823389165348E-5,4.1094714257041837E-3,5.0823823543391391E-5,4.9792275209619627E-5,2.0793543256791287E-2]
[2004,6,2,3,8.5354071643284086E-3,3.2235586197159232E-3,3.2840004999999868E-4,3.2674000000000236E-5,2.4925267665074813E-3,8.9420277777777987E-5,1.470198687832959E-2,null,9.7923197229949823E-3,4.4984708430168803E-3,2.1841462128906409E-4,2.394823389165348E-5,4.3596715303522429E-3,5.0823823543391391E-5,4.8996852455650227E-5,1.8943648775088216E-2]
[2004,6,2,6,1.0138419980046949E-2,3.6258277403898153E-3,1.6420002499999934E-4,1.6337000000000118E-5,2.6267319811284938E-3,8.9420277777777987E-5,1.6660937004343034E-2,null,1.1631390046104693E-2,5.0598367506599733E-3,1.0920731064453204E-4,1.197411694582674E-5,4.5944094923553022E-3,5.0823823543391391E-5,5.5111188529011218E-5,2.1457641540253716E-2]
[2004,6,2,7,1.2266174264800594E-2,4.1271716976222731E-3,0,0,2.4118519241779178E-3,8.9420277777777987E-5,1.8894618164378561E-2,null,1.4072474559958652E-2,5.7594614325687079E-3,0,0,4.2185633913962564E-3,5.0823823543391391E-5,6.2731424051272415E-5,2.410132320746701E-2]
[2004,6,2,10,1.4361578896838785E-2,5.6685942128375799E-3,0,0,2.934415321236325E-3,8.9420277777777987E-5,2.3054008708690468E-2,null,1.6476445654825232E-2,7.9105140608832086E-3,0,0,5.1325775538808198E-3,5.0823823543391391E-5,8.616045403319883E-5,2.9570361093132651E-2]
[2004,6,2,16,1.5854271842281643E-2,5.9314487405602422E-3,0,0,3.5366683821931601E-3,8.9420277777777987E-5,2.5411809242812826E-2,null,1.818895055220416E-2,8.277327129422838E-3,0,0,6.1859766825088439E-3,5.0823823543391391E-5,9.0155741859936675E-5,3.270307818767923E-2]
[2004,6,2,18,1.8858073682299602E-2,4.9117353918873286E-3,0,0,2.8878032341422078E-3,8.9420277777777987E-5,2.6747032586106917E-2,null,2.1635088203950367E-2,6.8543187996892678E-3,0,0,5.0510484839405741E-3,5.0823823543391391E-5,7.4656490757009085E-5,3.3591279311123601E-2]
[2004,6,2,21,1.8899373030727466E-2,4.4385664110135233E-3,3.2840004999999868E-4,3.2674000000000236E-5,2.5664977700792986E-3,8.9420277777777987E-5,2.6354931539598066E-2,null,2.1682469238782212E-2,6.1940122517449335E-3,2.1841462128906409E-4,2.394823389165348E-5,4.4890540038634531E-3,5.0823823543391391E-5,6.74645040499371E-5,3.2658722173114704E-2]
[2004,6,3,1,1.0025391969144122E-2,3.5039717151214168E-3,3.2840004999999868E-4,3.2674000000000236E-5,2.5450932134431985E-3,8.9420277777777987E-5,1.6524951225486514E-2,null,1.1501717682606879E-2,4.8897868643749433E-3,2.1841462128906409E-4,2.394823389165348E-5,4.451615354280976E-3,5.0823823543391391E-5,5.3259023764768818E-5,2.1136306579986906E-2]
[2004,6,3,4,8.7721837152134295E-3,3.4733184500155946E-3,3.2840004999999868E-4,3.2674000000000236E-5,2.7303824652831596E-3,8.9420277777777987E-5,1.5426378958289959E-2,null,1.0063963669737686E-2,4.8470102824699551E-3,2.1841462128906409E-4,2.394823389165348E-5,4.7757042615623338E-3,5.0823823543391391E-5,5.2793105912837136E-5,1.9979864892494082E-2]
[2004,6,3,7,1.2800310474277895E-2,4.1991218803905271E-3,0,0,2.5322685988156198E-3,8.9420277777777987E-5,1.9621121231261821E-2,null,1.4685266947964421E-2,5.8598677963162512E-3,0,0,4.429183857042559E-3,5.0823823543391391E-5,6.3825039184464531E-5,2.5025142424866621E-2]
[2004,6,3,9,1.472467851439636E-2,5.3264417069268065E-3,0,0,2.9618175765992187E-3,8.9420277777777987E-5,2.3102358075700165E-2,null,1.6893014832834768E-2,7.4330407919651412E-3,0,0,5.1805067613735212E-3,5.0823823543391391E-5,8.0959867406075998E-5,2.9557386209716822E-2]
[2004,6,3,12,1.5983091385241698E-2,5.9123595355215367E-3,0,0,3.1970603311273398E-3,8.9420277777777987E-5,2.5181931529668349E-2,null,1.833673988749291E-2,8.2506881746485152E-3,0,0,5.5919691991771206E-3,5.0823823543391391E-5,8.9865593277852106E-5,3.223022108486194E-2]
[2004,6,3,16,1.6532661903009716E-2,6.1111544646027137E-3,0,0,3.6556647336486374E-3,8.9420277777777987E-5,2.6388901379038848E-2,null,1.8967239419232562E-2,8.5281061768345875E-3,0,0,6.3941128648869992E-3,5.0823823543391391E-5,9.2887199818384082E-5,3.3940282284497539E-2]
[2004,6,3,19,1.8755985783030994E-2,5.1096377657567655E-3,0,0,3.122017099404953E-3,8.9420277777777987E-5,2.7077060925970495E-2,null,2.1517966978185647E-2,7.1304912425201481E-3,0,0,5.4607112944348828E-3,5.0823823543391391E-5,7.7664530801262489E-5,3.4159993338684067E-2]
[2004,6,3,22,1.821851594187655E-2,3.8182453480121933E-3,3.2840004999999868E-4,3.2674000000000236E-5,2.0059792781903125E-3,8.9420277777777987E-5,2.4493234895856836E-2,null,2.0901350052393596E-2,5.3283552110590608E-3,2.1841462128906409E-4,2.394823389165348E-5,3.5086526921662242E-3,5.0823823543391391E-5,5.8035862233680405E-5,3.0031544634342988E-2]
[2004,6,4,2,9.5030885703382469E-3,3.4162526752723136E-3,3.2840004999999868E-4,3.2674000000000236E-5,2.5462468390123091E-3,8.9420277777777987E-5,1.5916082412400646E-2,null,1.0902500589028835E-2,4.7673750860610124E-3,2.1841462128906409E-4,2.394823389165348E-5,4.4536331575069713E-3,5.0823823543391391E-5,5.1925728062698863E-5,2.0416695511320929E-2]
[2004,6,4,5,9.2419314206157212E-3,3.7335318230199178E-3,3.2840004999999868E-4,3.2674000000000236E-5,2.9419838221459841E-3,8.9420277777777987E-5,1.6367941393559397E-2,null,1.0602885789313505E-2,5.2101376238694978E-3,2.1841462128906409E-4,2.394823389165348E-5,5.1458155974543783E-3,5.0823823543391391E-5,5.6748249202647537E-5,2.1252025689361492E-2]
[2004,6,4,6,1.0784271546614498E-2,3.8402857968403733E-3,1.6420002499999934E-4,1.6337000000000118E-5,2.8080489246570602E-3,8.9420277777777987E-5,1.7702563570889708E-2,null,1.2372348844163888E-2,5.3591126217709872E-3,1.0920731064453204E-4,1.197411694582674E-5,4.9115504463838906E-3,5.0823823543391391E-5,5.8370868587430481E-5,2.2815017163452515E-2]
[2004,6,4,10,1.5193577679018491E-2,5.9287431792981928E-3,0,0,3.3111567149105123E-3,8.9420277777777987E-5,2.452289785100497E-2,null,1.7430963456658437E-2,8.2735515230551154E-3,0,0,5.7915348619333234E-3,5.0823823543391391E-5,9.0114618368291276E-5,3.1546873665190267E-2]
[2004,6,4,13,1.5501900131695076E-2,6.2465857281421835E-3,0,0,3.5516373217523E-3,8.9420277777777987E-5,2.5389543459367336E-2,null,1.7784689058291722E-2,8.7171002861828849E-3,0,0,6.2121588124311585E-3,5.0823823543391391E-5,9.4945702988433599E-5,3.2764771980449157E-2]
[2004,6,4,17,1.8618601819809892E-2,5.2067448365546286E-3,0,0,3.087178361261528E-3,8.9420277777777987E-5,2.7001945295403826E-2,null,2.1360352037647651E-2,7.2660040028475715E-3,0,0,5.3997749559055652E-3,5.0823823543391391E-5,7.9140520966660061E-5,3.4076954819944182E-2]
[2004,6,4,20,1.7835299183843075E-2,4.6027382771356169E-3,3.2840004999999868E-4,3.2674000000000236E-5,2.9566332034909222E-3,8.9420277777777987E-5,2.5845164992247392E-2,null,2.0461701310906914E-2,6.4231138255388632E-3,2.1841462128906409E-4,2.394823389165348E-5,5.1714387890064144E-3,5.0823823543391391E-5,6.9959853336453839E-5,3.2349440604176299E-2]
[2004,6,4,23,1.5411983324897757E-2,3.2809209655125259E-3,3.2840004999999868E-4,3.2674000000000236E-5,2.218098304628836E-3,8.9420277777777987E-5,2.13614969228169E-2,null,1.7681531223676647E-2,4.5785199038513346E-3,2.1841462128906409E-4,2.394823389165348E-5,3.8796694824516295E-3,5.0823823543391391E-5,4.9868738071849702E-5,2.6432907288703719E-2]
[2004,6,5,3,7.8292285842591729E-3,2.8901928033727886E-3,3.2840004999999868E-4,3.2674000000000236E-5,2.5444161671043493E-3,8.9420277777777987E-5,1.3714331882514088E-2,null,8.9821502367086574E-3,4.0332593851870029E-3,2.1841462128906409E-4,2.394823389165348E-5,4.4504311344411443E-3,5.0823823543391391E-5,4.3929820133910917E-5,1.7759027435060915E-2]
[2004,6,5,7,1.0097001590538619E-2,3.1564266174733888E-3,0,0,2.5838477324684594E-3,8.9420277777777987E-5,1.5926696218258249E-2,null,1.1583872440363267E-2,4.4047882424045181E-3,0,0,4.5194007740956112E-3,5.0823823543391391E-5,4.7976471815195267E-5,2.0558885280406787E-2]
[2004,6,5,10,1.4980821413115509E-2,4.1684823559162134E-3,0,0,3.0317856273632893E-3,8.9420277777777987E-5,2.2270509674172788E-2,null,1.7186876989700013E-2,5.8171103894403215E-3,0,0,5.3028876814299091E-3,5.0823823543391391E-5,6.335933018485232E-5,2.8357698884113634E-2]
[2004,6,5,11,1.6753908708016206E-2,3.5870373202509021E-3,0,0,2.2640253759713866E-3,8.9420277777777987E-5,2.2694391682016271E-2,null,1.9221066730642975E-2,5.0057047820598012E-3,0,0,3.9600003932747582E-3,5.0823823543391391E-5,5.4521589047055316E-5,2.8237595729520927E-2]
[2004,6,5,14,1.4653427250762756E-2,4.1192444682832136E-3,0,0,2.9343395568836119E-3,8.9420277777777987E-5,2.1796431553707363E-2,null,1.68112712041203E-2,5.7483989968402059E-3,0,0,5.1324450346653889E-3,5.0823823543391391E-5,6.2610933211139277E-5,2.7742939059169285E-2]
[2004,6,5,18,1.6174999450184288E-2,3.5854235259694866E-3,0,0,2.6990714726920291E-3,8.9420277777777987E-5,2.2548914726623584E-2,null,1.8556908075507757E-2,5.0034527347487413E-3,0,0,4.7209382928189401E-3,5.0823823543391391E-5,5.4497059994034009E-5,2.8332122926618828E-2]
[2004,6,5,20,1.5565601488421586E-2,3.5181051177620741E-3,3.2840004999999868E-4,3.2674000000000236E-5,2.4885790018631389E-3,8.9420277777777987E-5,2.2022779935824577E-2,null,1.7857770990980473E-2,4.9095100049137107E-3,2.1841462128906409E-4,2.394823389165348E-5,4.3527665063582228E-3,5.0823823543391391E-5,5.3473846054534287E-5,2.7413234180976517E-2]
[2004,6,6,1,1.095579071848525E-2,3.034758243786267E-3,3.2840004999999868E-4,3.2674000000000236E-5,2.5589137308380905E-3,8.9420277777777987E-5,1.6999957020887385E-2,null,1.2569125698184523E-2,4.2350002235978269E-3,2.1841462128906409E-4,2.394823389165348E-5,4.4757887822380509E-3,5.0823823543391391E-5,4.6127159282888298E-5,2.1573101382744507E-2]
[2004,6,6,5,8.8398211482031003E-3,2.8646340030725167E-3,3.2840004999999868E-4,3.2674000000000236E-5,2.5758503442442999E-3,8.9420277777777987E-5,1.4730799823297691E-2,null,1.0141561299976761E-2,3.9975921206830941E-3,2.1841462128906409E-4,2.394823389165348E-5,4.5054125649311031E-3,5.0823823543391391E-5,4.3541336189615143E-5,1.8937752664315067E-2]
[2004,6,6,8,1.3024964575178287E-2,3.5589001868473712E-3,0,0,2.9343825274020462E-3,8.9420277777777987E-5,1.9607667567205479E-2,null,1.4943003309071185E-2,4.9664394578781005E-3,0,0,5.132520194277867E-3,5.0823823543391391E-5,5.4093915430243828E-5,2.5092786784770543E-2]
[2004,6,6,9,1.5228761270923177E-2,4.0780237641952601E-3,0,0,3.3196229737484633E-3,8.9420277777777987E-5,{"$f":"SUM(E3779:J3779)","v":2.2715828286644681E-2},null,{"$f":"E3779*W$5","v":1.7471328136901686E-2},5.6908755709176367E-3,{"$f":"G3779*Y$5","v":0},{"$f":"H3779*Z$5","v":0},{"$f":"I3779*AA$5","v":5.8063431713646909E-3},{"$f":"J3779*AB$5","v":5.0823823543391391E-5},6.1984394346927937E-5,{"$f":"SUM(M3779:R3779)","v":2.9019370702727407E-2}]
[2004,6,6,12,1.751761287724201E-2,4.7475879991309526E-3,0,0,3.5938193956880863E-3,8.9420277777777987E-5,2.594844054983883E-2,null,2.0097232946836806E-2,6.6252513784376349E-3,0,0,6.2859393588630599E-3,5.0823823543391391E-5,7.2161513456248035E-5,3.305924750768089E-2]
[2004,6,6,15,1.782369524323086E-2,4.4318321305090846E-3,0,0,3.2027128720038003E-3,8.9420277777777987E-5,2.5547660523521525E-2,null,2.0448388589634946E-2,6.1846145741867743E-3,0,0,5.6018560424657832E-3,5.0823823543391391E-5,6.7362145573732305E-5,3.2285683029830897E-2]
[2004,6,6,21,2.0097079390496868E-2,3.4959702313793039E-3,3.2840004999999868E-4,3.2674000000000236E-5,2.6421223847255763E-3,8.9420277777777987E-5,2.6685666334379528E-2,null,2.3056548223337515E-2,4.8786208067470097E-3,2.1841462128906409E-4,2.394823389165348E-5,4.6213288038364974E-3,5.0823823543391391E-5,5.3137404286239485E-5,3.2849684512645132E-2]
[2004,6,6,23,1.5081372337538373E-2,3.0901729003025443E-3,3.2840004999999868E-4,3.2674000000000236E-5,2.2470331459422347E-3,8.9420277777777987E-5,2.0869072711560931E-2,null,1.7302234907774078E-2,4.312331287189974E-3,2.1841462128906409E-4,2.394823389165348E-5,3.9302793317035354E-3,5.0823823543391391E-5,4.6969440770373037E-5,2.5838032205391697E-2]
[2004,6,7,2,9.1538753777630592E-3,3.1428962791515162E-3,3.2840004999999868E-4,3.2674000000000236E-5,2.5586678443673379E-3,8.9420277777777987E-5,1.5305933829059691E-2,null,1.050186273223444E-2,4.3859066771477764E-3,2.1841462128906409E-4,2.394823389165348E-5,4.4753587029062484E-3,5.0823823543391391E-5,4.777081587136439E-5,1.9656314791012576E-2]
[2004,6,7,6,1.0531828787088167E-2,3.5185301714935444E-3,1.6420002499999934E-4,1.6337000000000118E-5,2.6031070112847265E-3,8.9420277777777987E-5,1.6923423272644213E-2,null,1.2082731704003537E-2,4.9101031667088896E-3,1.0920731064453204E-4,1.197411694582674E-5,4.5530871243000043E-3,5.0823823543391391E-5,5.3480306707937391E-5,2.1717927246146181E-2]
[2004,6,7,9,1.5150761361064E-2,5.254178943624517E-3,0,0,2.9937533518696979E-3,8.9420277777777987E-5,2.3488113934335995E-2,null,1.7381842065411393E-2,7.3321982225876287E-3,0,0,5.2363655357374663E-3,5.0823823543391391E-5,7.9861501168867054E-5,3.000122964727988E-2]
[2004,6,7,10,1.664324900731308E-2,5.5830228414672813E-3,0,0,3.0144128878673458E-3,8.9420277777777987E-5,2.5330105014425487E-2,null,1.9094111431513881E-2,7.7910993504598011E-3,0,0,5.2725010718245825E-3,5.0823823543391391E-5,8.4859802066823949E-5,3.2208535677341651E-2]
[2004,6,7,14,1.6829955266156625E-2,6.1628516817773156E-3,0,0,3.5368333162994624E-3,8.9420277777777987E-5,2.6619060542011179E-2,null,1.9308311802472295E-2,8.6002495598345684E-3,0,0,6.1862651682885322E-3,5.0823823543391391E-5,9.3672977656199507E-5,3.4145650354138787E-2]
[2004,6,7,17,2.0171068997051938E-2,5.3273813384356952E-3,0,0,3.2849445977027733E-3,8.9420277777777987E-5,2.8872815210968183E-2,null,2.31414334396625E-2,7.4343520462169061E-3,0,0,5.7456873217277835E-3,5.0823823543391391E-5,8.0974149443983448E-5,3.6372296631150582E-2]
[2004,6,7,21,2.0000430443972088E-2,4.1149166512504569E-3,3.2840004999999868E-4,3.2674000000000236E-5,2.5345234581459347E-3,8.9420277777777987E-5,2.7100364881146255E-2,null,2.2945666883169399E-2,5.7423595351667944E-3,2.1841462128906409E-4,2.394823389165348E-5,4.4331278251312535E-3,5.0823823543391391E-5,6.2545152055086423E-5,3.341434092219156E-2]
[2004,6,7,24,1.1571304063940604E-2,3.423835394880702E-3,3.2840004999999868E-4,3.2674000000000236E-5,2.3982363913892268E-3,8.9420277777777987E-5,1.7843870177988309E-2,null,1.3275278709567353E-2,4.7779567590172543E-3,2.1841462128906409E-4,2.394823389165348E-5,4.1947485014351719E-3,5.0823823543391391E-5,5.2040982487294215E-5,2.2541170648743888E-2]
[2004,6,8,4,9.6854127500016988E-3,3.6866715992160655E-3,3.2840004999999868E-4,3.2674000000000236E-5,2.8469734544999191E-3,8.9420277777777987E-5,1.6669552131495458E-2,null,1.1111673581731377E-2,5.1447442572995269E-3,2.1841462128906409E-4,2.394823389165348E-5,4.9796332316396092E-3,5.0823823543391391E-5,5.6035991805585395E-5,2.1529237749394622E-2]
[2004,6,8,7,1.3775657463244972E-2,4.6074822971577624E-3,0,0,2.7297782523340538E-3,8.9420277777777987E-5,2.1202338290514565E-2,null,1.5804242220373417E-2,6.4297340978111848E-3,0,0,4.7746474343988779E-3,5.0823823543391391E-5,7.0031960618030807E-5,2.7059447576126872E-2]
[2004,6,8,11,1.745985171266292E-2,6.0821457682501637E-3,0,0,3.2500115355630537E-3,8.9420277777777987E-5,2.6881429294253911E-2,null,2.0030965950987467E-2,8.4876245879663883E-3,0,0,5.684586001362844E-3,5.0823823543391391E-5,9.2446278779621663E-5,3.4254000363860095E-2]
[2004,6,8,12,1.7584980795638618E-2,6.1790586645450929E-3,0,0,3.3578181124365122E-3,8.9420277777777987E-5,2.7211277850398001E-2,null,2.017452137412698E-2,8.6228663780888466E-3,0,0,5.8731501806107604E-3,5.0823823543391391E-5,9.3919317567180878E-5,3.472136175636998E-2]
[2004,6,8,15,1.7908624808612029E-2,6.3953120320236392E-3,0,0,3.6005817569986819E-3,8.9420277777777987E-5,2.7993938875412128E-2,null,2.0545824768382591E-2,8.9246476028373468E-3,0,0,6.2977673859398037E-3,5.0823823543391391E-5,9.7206285663426498E-5,3.5819063580703137E-2]
[2004,6,8,18,2.1321306930457435E-2,5.3379335902699106E-3,0,0,3.2651574488813321E-3,8.9420277777777987E-5,3.0013818247386456E-2,null,2.4461053861345089E-2,7.4490776965941202E-3,0,0,5.711077675587632E-3,5.0823823543391391E-5,8.1134539617450034E-5,3.7672033057070231E-2]
[2004,6,8,22,1.9537646199347492E-2,4.1749137763825543E-3,3.2840004999999868E-4,3.2674000000000236E-5,2.3040271807318541E-3,8.9420277777777987E-5,2.646708148423968E-2,null,2.241473365422304E-2,5.8260854263048811E-3,2.1841462128906409E-4,2.394823389165348E-5,4.0299674370474839E-3,5.0823823543391391E-5,6.3457085304843687E-5,3.2563973196299514E-2]
[2004,6,9,1,1.1423472714117061E-2,3.6939779135278057E-3,3.2840004999999868E-4,3.2674000000000236E-5,2.6286339352832697E-3,8.9420277777777987E-5,{"$f":"SUM(E3843:J3843)","v":1.8196578890705917E-2},null,{"$f":"E3843*W$5","v":1.3105677914352337E-2},5.1549402071110976E-3,{"$f":"G3843*Y$5","v":2.1841462128906409E-4},{"$f":"H3843*Z$5","v":2.394823389165348E-5},{"$f":"I3843*AA$5","v":4.5977361949977895E-3},{"$f":"J3843*AB$5","v":5.0823823543391391E-5},5.6147044975872862E-5,{"$f":"SUM(M3843:R3843)","v":2.3151540995185335E-2}]
[2004,6,9,4,9.9753989222730963E-3,3.6952199614068504E-3,3.2840004999999868E-4,3.2674000000000236E-5,2.8657648834787943E-3,8.9420277777777987E-5,1.6986878094936521E-2,null,1.1444362727012762E-2,5.1566734829185668E-3,2.1841462128906409E-4,2.394823389165348E-5,5.0125012670142622E-3,5.0823823543391391E-5,5.6165923626411486E-5,2.1906724155669702E-2]
[2004,6,9,9,1.6386149893962251E-2,5.7793664237942646E-3,0,0,3.1844040105686814E-3,8.9420277777777987E-5,2.5439340606102978E-2,null,1.8799152249138668E-2,8.0650965022129317E-3,0,0,5.5698320646195209E-3,5.0823823543391391E-5,8.7844149078554983E-5,3.2484904639514513E-2]
[2004,6,9,12,1.7974147651334215E-2,6.3127684492872817E-3,0,0,3.3529432005556044E-3,8.9420277777777987E-5,2.772927957895488E-2,null,2.0620996416640527E-2,8.8094581665582646E-3,0,0,5.8646234860028033E-3,5.0823823543391391E-5,9.5951654920942758E-5,3.5345901892744988E-2]
[2004,6,9,13,1.7857685241526495E-2,6.555818141296064E-3,0,0,3.4508351385015459E-3,8.9420277777777987E-5,2.7953758799101884E-2,null,2.0487383909282491E-2,9.1486336188731626E-3,0,0,6.0358459982937851E-3,5.0823823543391391E-5,9.964591685429485E-5,3.5722687349992829E-2]
[2004,6,9,16,1.8846337277163037E-2,6.3724579520179053E-3,0,0,3.7501288039724656E-3,8.9420277777777987E-5,2.9058344310931183E-2,null,2.1621623511606673E-2,8.8927547711323569E-3,0,0,6.5593397035977599E-3,5.0823823543391391E-5,9.6858912428393094E-5,3.7124541809880181E-2]
[2004,6,9,19,2.1082293533918221E-2,5.3690376880132732E-3,0,0,3.2753639803407668E-3,8.9420277777777987E-5,2.9816115480050039E-2,null,2.4186843674071014E-2,7.4924834147160361E-3,0,0,5.7289298909480677E-3,5.0823823543391391E-5,8.1607309952252239E-5,3.7459080803278505E-2]
[2004,6,9,23,1.6787233644597496E-2,3.6592626812166846E-3,3.2840004999999868E-4,3.2674000000000236E-5,2.1734275084170432E-3,8.9420277777777987E-5,2.3070418162008999E-2,null,1.9259299052484205E-2,5.1064951565371773E-3,2.1841462128906409E-4,2.394823389165348E-5,3.8015359189129704E-3,5.0823823543391391E-5,5.5619386783120178E-5,2.8460516806658464E-2]
[2004,6,10,1,1.0647373067935246E-2,3.6624888849534666E-3,3.2840004999999868E-4,3.2674000000000236E-5,2.6683939683108024E-3,8.9420277777777987E-5,1.742875024897729E-2,null,1.2215290879967247E-2,5.1109973186367844E-3,2.1841462128906409E-4,2.394823389165348E-5,4.667280356515013E-3,5.0823823543391391E-5,5.566842384033892E-5,2.2286755233843152E-2]
[2004,6,10,7,1.3535019555222856E-2,4.3810562774223788E-3,0,0,2.6887631995687489E-3,8.9420277777777987E-5,2.0694259309991761E-2,null,1.5528168298244287E-2,6.113756953282091E-3,0,0,4.7029081214015108E-3,5.0823823543391391E-5,6.6590372116044017E-5,2.639565719647128E-2]
[2004,6,10,10,1.5907746366054333E-2,5.949492880319325E-3,0,0,3.3031562095731906E-3,8.9420277777777987E-5,2.5249815733724625E-2,null,1.8250299662297641E-2,8.3025076972887673E-3,0,0,5.7775412006349832E-3,5.0823823543391391E-5,9.0430005851308682E-5,3.2381172383764784E-2]
[2004,6,10,13,1.6707286986651974E-2,6.4157724222075876E-3,0,0,3.5617317145843499E-3,8.9420277777777987E-5,2.6774211401221687E-2,null,1.916757955740736E-2,8.9532000442653688E-3,0,0,6.2298148864350271E-3,5.0823823543391391E-5,9.7517275732878473E-5,3.4401418311651152E-2]
[2004,6,10,14,1.6855070789825833E-2,6.4256991232635808E-3,0,0,3.6668115712693767E-3,8.9420277777777987E-5,2.7037001762136567E-2,null,1.9337125804317123E-2,8.9670527395427618E-3,0,0,6.4136097670994836E-3,5.0823823543391391E-5,9.7668157774866808E-5,3.476861213450276E-2]
[2004,6,10,17,1.9923260038973805E-2,5.9528298944927166E-3,0,0,3.7067626696942265E-3,8.9420277777777987E-5,2.9672272880938523E-2,null,2.2857132468308165E-2,8.3071644951735399E-3,0,0,6.4834881205637351E-3,5.0823823543391391E-5,9.0480727184588018E-5,3.7698608907588832E-2]
[2004,6,10,22,1.9141797601085385E-2,4.0546997412582069E-3,3.2840004999999868E-4,3.2674000000000236E-5,2.1858490802268539E-3,8.9420277777777987E-5,2.5832840750348224E-2,null,2.1960592924735421E-2,5.6583269346116415E-3,2.1841462128906409E-4,2.394823389165348E-5,3.8232624550967077E-3,5.0823823543391391E-5,6.1629878159901163E-5,3.1735368993167881E-2]
[2004,6,11,1,1.0195980432178972E-2,3.6165319293375436E-3,3.2840004999999868E-4,3.2674000000000236E-5,2.6887891261336452E-3,8.9420277777777987E-5,1.6951795815427939E-2,null,1.1697426772862446E-2,5.0468644613629581E-3,2.1841462128906409E-4,2.394823389165348E-5,4.7029534694829744E-3,5.0823823543391391E-5,5.4969895772677268E-5,2.1740431382432486E-2]
[2004,6,11,4,9.0353054843261022E-3,3.551110681682497E-3,3.2840004999999868E-4,3.2674000000000236E-5,2.7799976488201376E-3,8.9420277777777987E-5,1.5816908142606514E-2,null,1.0365832396047487E-2,4.9555692160120459E-3,2.1841462128906409E-4,2.394823389165348E-5,4.8624860390123915E-3,5.0823823543391391E-5,5.3975517944641567E-5,2.0477074329796036E-2]
[2004,6,11,8,1.5157831619391604E-2,4.7967081673526467E-3,0,0,2.6586493637553612E-3,8.9420277777777987E-5,2.2702609428277391E-2,null,1.7389953480454065E-2,6.6937984937895656E-3,0,0,4.650236096198232E-3,5.0823823543391391E-5,7.2908121140139682E-5,2.8784811893985254E-2]
[2004,6,11,11,1.6002066943855718E-2,6.01064494720829E-3,0,0,3.33612362139209E-3,8.9420277777777987E-5,2.5438255790233878E-2,null,1.835850976130133E-2,8.387845307781628E-3,0,0,5.8352044075732357E-3,5.0823823543391391E-5,9.1359493772015616E-5,3.2632383300199588E-2]
[2004,6,11,14,1.569183652233232E-2,6.0696463491026215E-3,0,0,3.398294210030902E-3,8.9420277777777987E-5,2.5249197359243622E-2,null,1.800259522589959E-2,8.4701816687509732E-3,0,0,5.9439468086402679E-3,5.0823823543391391E-5,9.2256292411138183E-5,3.2467547526834228E-2]
[2004,6,11,15,1.547774640530699E-2,5.9759338829308683E-3,0,0,3.4265738664407972E-3,8.9420277777777987E-5,2.4969674432456436E-2,null,1.7756978486699736E-2,8.3394060736919975E-3,0,0,5.9934106758271852E-3,5.0823823543391391E-5,9.0831898931773716E-5,3.2140619059762308E-2]
[2004,6,11,19,1.8257070238113668E-2,4.942580787890863E-3,0,0,3.2098531830251852E-3,8.9420277777777987E-5,2.649892448680749E-2,null,2.0945581802347686E-2,6.8973634999514389E-3,0,0,5.6143451403146347E-3,5.0823823543391391E-5,7.5125328924764972E-5,3.350811426615715E-2]
[2004,6,11,23,1.5546598390126995E-2,3.3081561022430357E-3,3.2840004999999868E-4,3.2674000000000236E-5,2.232137715848737E-3,8.9420277777777987E-5,2.1537386535996544E-2,null,1.7835969522035228E-2,4.616526493133888E-3,2.1841462128906409E-4,2.394823389165348E-5,3.9042257769800423E-3,5.0823823543391391E-5,5.0282701685798757E-5,2.6649908470873267E-2]
[2004,6,12,2,7.9442732708172158E-3,2.7245144863064711E-3,3.2840004999999868E-4,3.2674000000000236E-5,2.3914467731447541E-3,8.9420277777777987E-5,1.3510728858046219E-2,null,9.1141362488014674E-3,3.8020555615355459E-3,2.1841462128906409E-4,2.394823389165348E-5,4.1828727993323354E-3,5.0823823543391391E-5,4.1411573371854458E-5,1.7392251288393459E-2]
[2004,6,12,5,7.3975680840717081E-3,2.6337927683558453E-3,3.2840004999999868E-4,3.2674000000000236E-5,2.3625981569856485E-3,8.9420277777777987E-5,1.2844453337190979E-2,null,8.4869239928700383E-3,3.6754535507846895E-3,2.1841462128906409E-4,2.394823389165348E-5,4.1324137662543713E-3,5.0823823543391391E-5,4.0032638116338103E-5,1.6587977988633207E-2]
[2004,6,12,9,1.3204213740251904E-2,3.5623781232612169E-3,0,0,2.672703201716958E-3,8.9420277777777987E-5,1.9528715343007853E-2,null,1.5148648464678578E-2,4.9712929125216299E-3,0,0,4.6748176244998151E-3,5.0823823543391391E-5,5.4146778727432554E-5,2.4845582825243413E-2]
[2004,6,12,12,1.5207216238116087E-2,3.8335998632411271E-3,0,0,2.676454847259591E-3,8.9420277777777987E-5,2.180669122639458E-2,null,1.7446610411592556E-2,5.3497824122408734E-3,0,0,4.6813796171267224E-3,5.0823823543391391E-5,5.8269244965608644E-5,2.7528596264503546E-2]
[2004,6,12,16,1.3821886588631611E-2,3.9786034142801317E-3,0,0,3.0433375201809523E-3,8.9420277777777987E-5,2.0933247800870476E-2,null,1.5857278984476749E-2,5.5521346333214242E-3,0,0,5.3230930645437741E-3,5.0823823543391391E-5,6.047324322776203E-5,2.6783330505885338E-2]
[2004,6,12,17,1.4987894091058621E-2,3.8878495985998325E-3,0,0,3.0469398948697198E-3,8.9420277777777987E-5,2.2012103862305947E-2,null,1.7194991180667512E-2,5.4254878302406936E-3,0,0,5.3293939679416088E-3,5.0823823543391391E-5,5.9093820099087298E-5,2.8000696802393206E-2]
[2004,6,12,20,1.4646109434827071E-2,3.3096710881711719E-3,3.2840004999999868E-4,3.2674000000000236E-5,2.3909076950596694E-3,8.9420277777777987E-5,2.0797182545835693E-2,null,1.6802875776469734E-2,4.6186406535476676E-3,2.1841462128906409E-4,2.394823389165348E-5,4.1819298993756486E-3,5.0823823543391391E-5,5.0305728889814615E-5,2.5896633008117158E-2]
[2004,6,12,24,1.0254610125716254E-2,2.6323283399062218E-3,3.2840004999999868E-4,3.2674000000000236E-5,2.4245007030628428E-3,8.9420277777777987E-5,1.5761933496463092E-2,null,1.1764690196074132E-2,3.6734099432504498E-3,2.1841462128906409E-4,2.394823389165348E-5,4.2406873348336208E-3,5.0823823543391391E-5,4.0010379366570315E-5,1.9971974152882314E-2]
[2004,6,13,3,8.1009936262799315E-3,2.5692471947115557E-3,3.2840004999999868E-4,3.2674000000000236E-5,2.5926484538742823E-3,8.9420277777777987E-5,1.3713383602643547E-2,null,9.2939350326492996E-3,3.5853803071002849E-3,2.1841462128906409E-4,2.394823389165348E-5,4.5347940910601819E-3,5.0823823543391391E-5,3.905157019681218E-5,1.7707296109533876E-2]
[2004,6,13,6,9.0565610312832497E-3,2.5605155452555727E-3,1.6420002499999934E-4,1.6337000000000118E-5,2.6734976288114859E-3,8.9420277777777987E-5,1.4560531508128086E-2,null,1.0390218006210455E-2,3.5731953043989391E-3,1.0920731064453204E-4,1.197411694582674E-5,4.6762071546880132E-3,5.0823823543391391E-5,3.8918852479978172E-5,1.8811625716431159E-2]
[2004,6,13,9,1.3698086677449175E-2,3.5025029256609851E-3,0,0,3.2087181049284728E-3,8.9420277777777987E-5,2.0498727985816409E-2,null,1.5715248465177887E-2,4.8877371710571698E-3,0,0,5.6123597784202475E-3,5.0823823543391391E-5,5.3236698729312341E-5,2.6266169238198696E-2]
[2004,6,13,14,1.299870155738888E-2,3.382752864505646E-3,0,0,2.5871449022173408E-3,8.9420277777777987E-5,1.9058019601889645E-2,null,1.4912872834668115E-2,4.7206261542876802E-3,0,0,4.5251678443947512E-3,5.0823823543391391E-5,5.1416543810429464E-5,2.4209490656893939E-2]
[2004,6,13,15,1.3154981225301232E-2,3.1833214906019291E-3,0,0,2.3423263373120798E-3,8.9420277777777987E-5,1.8770049330993022E-2,null,1.5092166035910688E-2,4.4423199943805494E-3,0,0,4.0969563836950953E-3,5.0823823543391391E-5,4.838526355313135E-5,2.3682266237529725E-2]
[2004,6,13,18,1.5246586457446568E-2,2.5624593847524929E-3,0,0,1.9963839756062581E-3,8.9420277777777987E-5,1.9894850095583096E-2,null,1.7491778236375391E-2,3.5759079292747267E-3,0,0,3.4918695755060836E-3,5.0823823543391391E-5,3.8948398093464322E-5,2.4610379564699594E-2]
[2004,6,13,21,1.6175841658149028E-2,2.5261317736737709E-3,3.2840004999999868E-4,3.2674000000000236E-5,2.0477024841707978E-3,8.9420277777777987E-5,2.1200170243771375E-2,null,1.855787430588262E-2,3.5252128067369865E-3,2.1841462128906409E-4,2.394823389165348E-5,3.5816306339529922E-3,5.0823823543391391E-5,3.8396232362956455E-5,2.5957904425296708E-2]
[2004,6,14,1,9.7248210234892746E-3,3.0578917357737254E-3,3.2840004999999868E-4,3.2674000000000236E-5,2.4700551020643662E-3,8.9420277777777987E-5,1.5703262189105144E-2,null,1.1156885064475205E-2,4.267282974271651E-3,2.1841462128906409E-4,2.394823389165348E-5,4.3203664055171936E-3,5.0823823543391391E-5,4.6478779472687531E-5,2.0037721122988156E-2]
[2004,6,14,6,1.012341689001672E-2,3.4517816682446234E-3,1.6420002499999934E-4,1.6337000000000118E-5,2.5609134931508033E-3,8.9420277777777987E-5,1.6406069354189923E-2,null,1.1614177621251328E-2,4.8169557383221998E-3,1.0920731064453204E-4,1.197411694582674E-5,4.4792865608534521E-3,5.0823823543391391E-5,5.2465755104836379E-5,2.1082425171560729E-2]
[2004,6,14,8,1.4281431209239675E-2,4.6513366326298468E-3,0,0,2.6448428566063459E-3,8.9420277777777987E-5,2.1667030976253644E-2,null,1.6384495526738874E-2,6.4909327520731135E-3,0,0,4.6260871735226668E-3,5.0823823543391391E-5,7.0698529667380261E-5,2.7552339275878045E-2]
[2004,6,14,12,1.6305171603406086E-2,5.7677437398867713E-3,0,0,3.1562107040445813E-3,8.9420277777777987E-5,2.5318546325115217E-2,null,1.8706249204622927E-2,8.0488770656077843E-3,0,0,5.5205192317740633E-3,5.0823823543391391E-5,8.7667488748858753E-5,3.2326469325548168E-2]
[2004,6,14,15,1.6545162470316725E-2,5.9468827706151868E-3,0,0,3.4536871644583987E-3,8.9420277777777987E-5,2.603515268316809E-2,null,1.8981580803238311E-2,8.298865293415815E-3,0,0,6.0408344688430262E-3,5.0823823543391391E-5,9.0390333186668882E-5,3.3372104389040542E-2]
[2004,6,14,16,1.7521123329405582E-2,5.8059740058171334E-3,0,0,3.534830792472193E-3,8.9420277777777987E-5,2.695134840547269E-2,null,2.010126034345611E-2,8.102227339915398E-3,0,0,6.182762559515817E-3,5.0823823543391391E-5,8.8248574102068591E-5,3.443707406643072E-2]
[2004,6,14,19,1.9372544945498674E-2,4.7574129719052602E-3,0,0,3.0467479546147842E-3,8.9420277777777987E-5,2.7266126149796496E-2,null,2.2225319812184938E-2,6.638962112062375E-3,0,0,5.3290582457835899E-3,5.0823823543391391E-5,7.2310849267441071E-5,3.4244163993574293E-2]
[2004,6,14,23,1.4317003884276562E-2,3.2249833570777665E-3,3.2840004999999868E-4,3.2674000000000236E-5,2.0948283567285555E-3,8.9420277777777987E-5,2.0087309925860664E-2,null,1.6425306585972136E-2,4.5004590617022822E-3,2.1841462128906409E-4,2.394823389165348E-5,3.6640583645971628E-3,5.0823823543391391E-5,4.9018507916133974E-5,2.4883010690995692E-2]
[2004,6,15,3,8.7287223355887768E-3,3.2600941933719468E-3,3.2840004999999868E-4,3.2674000000000236E-5,2.5323916785519331E-3,8.9420277777777987E-5,1.4971702535290433E-2,null,1.001410222590807E-2,4.5494561769950786E-3,2.1841462128906409E-4,2.394823389165348E-5,4.4293991354618636E-3,5.0823823543391391E-5,4.9552179137429163E-5,1.9286144217089123E-2]
[2004,6,15,6,1.0358810925179963E-2,3.6636397423139059E-3,1.6420002499999934E-4,1.6337000000000118E-5,2.6741839999844651E-3,8.9420277777777987E-5,1.6966591970256115E-2,null,1.1884235464869825E-2,5.1126033382229465E-3,1.0920731064453204E-4,1.197411694582674E-5,4.6774076845688961E-3,5.0823823543391391E-5,5.5685916430032209E-5,2.1846251738795418E-2]
[2004,6,15,10,1.4649613312095579E-2,5.7413984764525883E-3,0,0,2.9965135403274799E-3,8.9420277777777987E-5,2.3476945606653428E-2,null,1.6806895629983783E-2,8.0121122930717995E-3,0,0,5.2411933735763598E-3,5.0823823543391391E-5,8.726705086710445E-5,3.0111025120175331E-2]
[2004,6,15,13,1.5341961583878169E-2,6.1920411663829427E-3,0,0,3.2708871560624682E-3,8.9420277777777987E-5,2.4894310184101362E-2,null,1.7601198175419715E-2,8.6409834384176976E-3,0,0,5.7210994902419455E-3,5.0823823543391391E-5,9.4116646606945753E-5,3.2014104927622751E-2]
[2004,6,15,16,1.6162465957283385E-2,6.0250750019673937E-3,0,0,3.6010419082238548E-3,8.9420277777777987E-5,2.5878003145252411E-2,null,1.854252891732952E-2,8.4079824258721583E-3,0,0,6.2985722351486459E-3,5.0823823543391391E-5,9.1578825060001029E-5,3.3299907401893716E-2]
[2004,6,15,17,1.8478028143096195E-2,5.5841351313744257E-3,0,0,3.4373048674389704E-3,8.9420277777777987E-5,2.7588888419687367E-2,null,2.1199077670705866E-2,7.7926515492272325E-3,0,0,6.0121802393771368E-3,5.0823823543391391E-5,8.4876708446045648E-5,3.5054733282853627E-2]
[2004,6,15,20,1.7802794389115761E-2,4.9841965115071159E-3,3.2840004999999868E-4,3.2674000000000236E-5,3.04087112665618E-3,8.9420277777777987E-5,2.6278356355056834E-2,null,2.0424409903904043E-2,6.95543817498721E-3,2.1841462128906409E-4,2.394823389165348E-5,5.3187791025927607E-3,5.0823823543391391E-5,7.5757871934031026E-5,3.2991813860208122E-2]
[2004,6,15,24,1.134848621078283E-2,3.5377691744096738E-3,3.2840004999999868E-4,3.2674000000000236E-5,2.55112717213348E-3,8.9420277777777987E-5,1.7887876885103758E-2,null,1.3019648999571679E-2,4.9369511641790135E-3,2.1841462128906409E-4,2.394823389165348E-5,4.4621693343909674E-3,5.0823823543391391E-5,5.3772732160203084E-5,2.271195617686577E-2]
[2004,6,16,4,8.270076335832913E-3,3.2847018700415923E-3,3.2840004999999868E-4,3.2674000000000236E-5,2.6221912758158067E-3,8.9420277777777987E-5,1.4627463809468088E-2,null,9.4879166341940661E-3,4.5837961500099153E-3,2.1841462128906409E-4,2.394823389165348E-5,4.5864673575122814E-3,5.0823823543391391E-5,4.9926206367982588E-5,1.8951366820440373E-2]
[2004,6,16,7,1.2069507863772103E-2,4.0758921355082195E-3,0,0,2.3701432195859799E-3,8.9420277777777987E-5,1.8604963496644082E-2,null,1.3846847329697133E-2,5.6879008865305929E-3,0,0,4.145610813947256E-3,5.0823823543391391E-5,6.195199440990482E-5,2.3731182853718377E-2]
[2004,6,16,11,1.5034881808165198E-2,5.6325215986953196E-3,0,0,2.8315203525950596E-3,8.9420277777777987E-5,2.3588344037233359E-2,null,1.724889824568536E-2,7.8601747861581049E-3,0,0,4.9526042547252923E-3,5.0823823543391391E-5,8.5612164158149591E-5,3.0112501110112148E-2]
[2004,6,16,14,1.4880250664052361E-2,6.0689876111795502E-3,0,0,3.2686842790272887E-3,8.9420277777777987E-5,2.4307342832036977E-2,null,1.7071496327635848E-2,8.4692624010441597E-3,0,0,5.7172464442389152E-3,5.0823823543391391E-5,9.2246279847809487E-5,3.1308828996462312E-2]
[2004,6,16,17,1.7864144189187796E-2,5.4144794380478522E-3,0,0,3.3085132366268743E-3,8.9420277777777987E-5,2.66765571416403E-2,null,2.0494793992873801E-2,7.5558973034339123E-3,0,0,5.7869111615305273E-3,5.0823823543391391E-5,8.2298007093031095E-5,3.3888426281381633E-2]
[2004,6,16,19,1.7775529125636461E-2,4.8308605925872754E-3,0,0,2.9789569379134692E-3,8.9420277777777987E-5,2.5674766933914982E-2,null,2.0393129594461185E-2,6.7414581479980033E-3,0,0,5.2104851698601268E-3,5.0823823543391391E-5,7.3427224881572877E-5,3.2395896735862705E-2]
[2004,6,16,22,1.7397621939552813E-2,3.5464026043715048E-3,3.2840004999999868E-4,3.2674000000000236E-5,1.830236594222559E-3,8.9420277777777987E-5,2.3224755465924653E-2,null,1.99595723053357E-2,4.9489991017350379E-3,2.1841462128906409E-4,2.394823389165348E-5,3.2012616597981041E-3,5.0823823543391391E-5,5.3903956978464126E-5,2.840301974559295E-2]
[2004,6,17,1,9.9749331485719985E-3,3.4241963781706459E-3,3.2840004999999868E-4,3.2674000000000236E-5,2.5353560089478575E-3,8.9420277777777987E-5,{"$f":"SUM(E4035:J4035)","v":1.6384979863468277E-2},null,{"$f":"E4035*W$5","v":1.144382836410401E-2},4.7784605106148507E-3,{"$f":"G4035*Y$5","v":2.1841462128906409E-4},{"$f":"H4035*Z$5","v":2.394823389165348E-5},{"$f":"I4035*AA$5","v":4.434584037388424E-3},{"$f":"J4035*AB$5","v":5.0823823543391391E-5},5.2046469294603432E-5,{"$f":"SUM(M4035:R4035)","v":2.0950059590831394E-2}]
[2004,6,17,5,9.1855496530335815E-3,3.5608371204783277E-3,3.2840004999999868E-4,3.2674000000000236E-5,2.7966679421303048E-3,8.9420277777777987E-5,1.5993549043419993E-2,null,1.0538201318604327E-2,4.9691424456290989E-3,2.1841462128906409E-4,2.394823389165348E-5,4.8916440019773355E-3,5.0823823543391391E-5,5.4123356077220718E-5,2.0692174444934871E-2]
[2004,6,17,8,1.4736247751499286E-2,4.6468685795646447E-3,0,0,2.4293593805632223E-3,8.9420277777777987E-5,2.1901895989404931E-2,null,1.6906287740205424E-2,6.4846975912431128E-3,0,0,4.2491856339324291E-3,5.0823823543391391E-5,7.0630616977516094E-5,2.769099478892436E-2]
[2004,6,17,10,1.4839721450592419E-2,5.7701968664491451E-3,0,0,3.0383208028605291E-3,8.9420277777777987E-5,2.3737659397679869E-2,null,1.7024998836809645E-2,8.0523003997601643E-3,0,0,5.3143183384419075E-3,5.0823823543391391E-5,8.7704775330060217E-5,3.044244139855511E-2]
[2004,6,17,16,1.6361055858777784E-2,6.0717617041057374E-3,0,0,3.6431430137825785E-3,8.9420277777777987E-5,2.6165380854443879E-2,null,1.8770362900143889E-2,8.4731336432384043E-3,0,0,6.3722111600208187E-3,5.0823823543391391E-5,9.228844499441837E-5,3.36665315269465E-2]
[2004,6,17,19,1.8578882231597049E-2,5.040228808988776E-3,0,0,3.1391787920886571E-3,8.9420277777777987E-5,2.6847710110452262E-2,null,2.1314783396391569E-2,7.0336311555481493E-3,0,0,5.4907287626567531E-3,5.0823823543391391E-5,7.6609541326877974E-5,3.3889967138139861E-2]
[2004,6,17,20,1.8002639635063669E-2,5.0354032028332527E-3,3.2840004999999868E-4,3.2674000000000236E-5,3.0816434888548071E-3,8.9420277777777987E-5,2.6570180654529506E-2,null,2.0653684091504733E-2,7.0268970299585806E-3,2.1841462128906409E-4,2.394823389165348E-5,5.3900939262051199E-3,5.0823823543391391E-5,7.6536193967420902E-5,3.3363861726392545E-2]
[2004,6,17,23,1.4966560694149337E-2,3.3140151357078295E-3,3.2840004999999868E-4,3.2674000000000236E-5,2.0425249453463815E-3,8.9420277777777987E-5,2.0773595102981324E-2,null,1.717051625647335E-2,4.6247027648630354E-3,2.1841462128906409E-4,2.394823389165348E-5,3.5725746154125254E-3,5.0823823543391391E-5,5.0371756743290633E-5,2.5660980315473019E-2]
[2004,6,18,3,8.8208076724784756E-3,3.3632779203581322E-3,3.2840004999999868E-4,3.2674000000000236E-5,2.6093294309338568E-3,8.9420277777777987E-5,1.524390935154824E-2,null,1.0119747925435118E-2,4.6934489012105535E-3,2.1841462128906409E-4,2.394823389165348E-5,4.5639707409410521E-3,5.0823823543391391E-5,5.1120532142100674E-5,1.9670354246310834E-2]
[2004,6,18,6,1.0577836068105194E-2,3.7855841345359781E-3,1.6420002499999934E-4,1.6337000000000118E-5,2.7776640471889121E-3,8.9420277777777987E-5,1.7411041552607864E-2,null,1.2135513955234295E-2,5.2827765404489854E-3,1.0920731064453204E-4,1.197411694582674E-5,4.8584043429874806E-3,5.0823823543391391E-5,5.7539424338017868E-5,2.2448700089804513E-2]
[2004,6,18,11,1.5557753041917269E-2,5.8954238255634513E-3,0,0,3.2724204935742234E-3,8.9420277777777987E-5,2.4815017638832725E-2,null,1.7848766792818691E-2,8.2270544187781312E-3,0,0,5.7237814465548112E-3,5.0823823543391391E-5,8.9608176993571492E-5,3.1850426481695025E-2]
[2004,6,18,14,1.5244475557498145E-2,5.9570708884339203E-3,0,0,3.3396256509690609E-3,8.9420277777777987E-5,2.4630592374678906E-2,null,1.7489356488144724E-2,8.3130827953630353E-3,0,0,5.8413297976193232E-3,5.0823823543391391E-5,9.0545188663008645E-5,3.1694592904670471E-2]
[2004,6,18,17,1.828588236468124E-2,5.1339316598325337E-3,0,0,3.0480487950015835E-3,8.9420277777777987E-5,2.6557283097293133E-2,null,2.0978636763853E-2,7.1643933324324494E-3,0,0,5.3313335420315851E-3,5.0823823543391391E-5,7.8033788656951339E-5,3.352518746186043E-2]
[2004,6,18,20,1.7514529303778805E-2,4.535421431240424E-3,3.2840004999999868E-4,3.2674000000000236E-5,2.9191068806302266E-3,8.9420277777777987E-5,2.5419551943427231E-2,null,2.0093695290500126E-2,6.3291732759080113E-3,2.1841462128906409E-4,2.394823389165348E-5,5.1058016036357552E-3,5.0823823543391391E-5,6.8936663143499577E-5,3.1821856848768003E-2]
[2004,6,18,21,1.8623629380870602E-2,4.2334102991250962E-3,3.2840004999999868E-4,3.2674000000000236E-5,2.7715094514466172E-3,8.9420277777777987E-5,2.6079043459220096E-2,null,2.1366119950576176E-2,5.9077172292340266E-3,2.1841462128906409E-4,2.394823389165348E-5,4.8476393569503971E-3,5.0823823543391391E-5,6.434620997484503E-5,3.241466321548471E-2]
[2004,6,18,24,1.2651031607834467E-2,3.1110357923814676E-3,3.2840004999999868E-4,3.2674000000000236E-5,2.2432055092573111E-3,8.9420277777777987E-5,1.8455767237251022E-2,null,1.4514005476782414E-2,4.3414454193618024E-3,2.1841462128906409E-4,2.394823389165348E-5,3.9235844231841873E-3,5.0823823543391391E-5,4.7286548713978301E-5,2.3072221998052513E-2]
[2004,6,19,4,9.7212203464508758E-3,3.4495954068740706E-3,3.2840004999999868E-4,3.2674000000000236E-5,2.6789787440994351E-3,8.9420277777777987E-5,1.630028882520216E-2,null,1.1152754156587575E-2,4.8139048141136263E-3,2.1841462128906409E-4,2.394823389165348E-5,4.6857941579637827E-3,5.0823823543391391E-5,5.2432524772014982E-5,2.0945639807389095E-2]
[2004,6,19,8,1.4634646210681092E-2,4.3822398543878127E-3,0,0,3.1107473368282746E-3,8.9420277777777987E-5,2.2217053679674956E-2,null,1.6789724493381224E-2,6.1154086330241332E-3,0,0,5.4409993845290095E-3,5.0823823543391391E-5,6.6608362031161597E-5,2.8396956334477759E-2]
[2004,6,19,11,2.0661860920949793E-2,4.6054978555019983E-3,0,0,2.7431837601179887E-3,8.9420277777777987E-5,2.8099962814347561E-2,null,2.3704498720995188E-2,6.4269648126883639E-3,0,0,4.7980949702170891E-3,5.0823823543391391E-5,7.0001797867330496E-5,3.4980382327444035E-2]
[2004,6,19,15,1.945097356689527E-2,5.3808730732240496E-3,0,0,3.7128154392443908E-3,8.9420277777777987E-5,2.8634082357141488E-2,null,2.2315297726696017E-2,7.5089996756460891E-3,0,0,6.4940750026956408E-3,5.0823823543391391E-5,8.1787203260033718E-5,3.636919622858114E-2]
[2004,6,19,18,2.1645520556246911E-2,4.8705333333900072E-3,0,0,3.4657700341090762E-3,8.9420277777777987E-5,3.0071244201523774E-2,null,2.4833010748832578E-2,{"$f":"(F4100*X$5)-S4100","v":6.7968213936582863E-3},0,0,6.0619685820364529E-3,5.0823823543391391E-5,{"$f":"(F4100*$AC$7)*$AC$5","v":7.4030235298611305E-5},3.7742624548070709E-2]
[2004,6,19,19,2.0400548701016652E-2,4.6473787597229154E-3,0,0,3.3041020238906904E-3,8.9420277777777987E-5,2.844144976240804E-2,null,2.3404706015638967E-2,6.4854095468292877E-3,0,0,5.7791955217874821E-3,5.0823823543391391E-5,7.063837151989907E-5,3.5720134907799128E-2]
[2004,6,20,1,1.1706850827352809E-2,3.2946817814031356E-3,3.2840004999999868E-4,3.2674000000000236E-5,2.6653318658182122E-3,8.9420277777777987E-5,1.8117358802351935E-2,null,1.3430785906727983E-2,4.5977231001826883E-3,2.1841462128906409E-4,2.394823389165348E-5,4.6619244416902057E-3,5.0823823543391391E-5,5.0077897186170688E-5,2.2983620127324987E-2]
[2004,6,20,2,1.0607337090385001E-2,3.2044332956417633E-3,3.2840004999999868E-4,3.2674000000000236E-5,2.6231793613120591E-3,8.9420277777777987E-5,1.68854440751166E-2,null,1.2169359258306232E-2,4.4717814841869676E-3,2.1841462128906409E-4,2.394823389165348E-5,4.5881956150641955E-3,5.0823823543391391E-5,4.8706154878104493E-5,2.15225230362815E-2]
[2004,6,20,6,9.8978075491157492E-3,3.1176599824858575E-3,1.6420002499999934E-4,1.6337000000000118E-5,2.6861987466661372E-3,8.9420277777777987E-5,1.5971623581045521E-2,null,1.1355345352788562E-2,4.3506894659446514E-3,1.0920731064453204E-4,1.197411694582674E-5,4.6984226440695614E-3,5.0823823543391391E-5,4.7387233858401569E-5,2.0576462713936525E-2]
[2004,6,20,9,1.6224049585422336E-2,4.4117761541121346E-3,0,0,3.4836860596687783E-3,8.9420277777777987E-5,2.4208932076981028E-2,null,1.8613181267572273E-2,6.1566264915447824E-3,0,0,6.0933054517620855E-3,5.0823823543391391E-5,6.7057302438457801E-5,3.0913937034422533E-2]
[2004,6,20,12,1.8664611289095311E-2,5.1235880963204196E-3,0,0,3.7764043527782807E-3,8.9420277777777987E-5,2.7654024015971786E-2,null,2.141313679938826E-2,7.1499589062713892E-3,0,0,6.6052981918324136E-3,5.0823823543391391E-5,7.7876570465797943E-5,3.5219217721035451E-2]
[2004,6,20,16,1.9535933987704476E-2,4.934606219814423E-3,0,0,3.624595097626498E-3,8.9420277777777987E-5,2.8184555582923175E-2,null,2.2412769304600455E-2,6.886235003091443E-3,0,0,6.3397690522370258E-3,5.0823823543391391E-5,7.5004118554012258E-5,3.568959718347231E-2]
[2004,6,20,18,2.1664409192307329E-2,4.1908558544607871E-3,0,0,3.1087287461987693E-3,8.9420277777777987E-5,2.9053414070744667E-2,null,2.4854680899989268E-2,5.8483325704931106E-3,0,0,5.4374686733578625E-3,5.0823823543391391E-5,6.3699398766326343E-5,3.6191305967383632E-2]
[2004,6,20,21,2.1344274124713868E-2,3.8326896058630371E-3,3.2840004999999868E-4,3.2674000000000236E-5,2.8122486624001944E-3,8.9420277777777987E-5,2.8439706720754875E-2,null,2.4487403173682414E-2,5.3485121495411552E-3,2.1841462128906409E-4,2.394823389165348E-5,4.9188961958136325E-3,5.0823823543391391E-5,5.8255409403203115E-5,3.5047998197761311E-2]
[2004,6,20,24,1.2742273395832546E-2,3.4042993846611358E-3,3.2840004999999868E-4,3.2674000000000236E-5,2.563372833188843E-3,8.9420277777777987E-5,1.91604399414603E-2,null,1.4618683407544634E-2,4.7506942883352903E-3,2.1841462128906409E-4,2.394823389165348E-5,4.4835881855707343E-3,5.0823823543391391E-5,5.1744042638133202E-5,2.4146152560174765E-2]
[2004,6,21,3,8.9511293926943757E-3,3.1808126483569409E-3,3.2840004999999868E-4,3.2674000000000236E-5,2.6224037614816964E-3,8.9420277777777987E-5,1.5204840130310789E-2,null,1.0269260646578422E-2,4.4388189090831453E-3,2.1841462128906409E-4,2.394823389165348E-5,4.5868390155905953E-3,5.0823823543391391E-5,4.8347130114961391E-5,1.958810524997627E-2]
[2004,6,21,7,1.3683196176026303E-2,3.8823788601736104E-3,0,0,2.276571190967303E-3,8.9420277777777987E-5,1.9931566504944993E-2,null,1.5698165208578498E-2,5.4178534236102036E-3,0,0,3.9819442428645473E-3,5.0823823543391391E-5,5.9010666976990001E-5,2.5148786698596638E-2]
[2004,6,21,10,1.6956560815313517E-2,5.6751290873624316E-3,0,0,3.082328459639115E-3,8.9420277777777987E-5,2.5803438640092838E-2,null,1.9453561114213501E-2,7.9196334677191886E-3,0,0,5.3912920066701312E-3,5.0823823543391391E-5,8.6259781615130178E-5,3.2815310412146213E-2]
[2004,6,21,13,1.7200394877811085E-2,6.164220277822585E-3,0,0,3.41645875385394E-3,8.9420277777777987E-5,2.6870494187265392E-2,null,1.9733301852219734E-2,8.6021594334034449E-3,0,0,5.9757183609586793E-3,5.0823823543391391E-5,9.3693779790242088E-5,3.4362003470125246E-2]
[2004,6,21,15,1.7567058901314103E-2,6.1201528974687272E-3,0,0,3.5813714788685788E-3,8.9420277777777987E-5,2.7358003555429188E-2,null,2.0153960325791663E-2,8.5406634753533821E-3,0,0,6.2641667426972395E-3,5.0823823543391391E-5,9.3023972540546326E-5,3.5009614367385679E-2]
[2004,6,21,21,2.0352956773435626E-2,4.1988868188875521E-3,3.2840004999999868E-4,3.2674000000000236E-5,2.6044405646703365E-3,8.9420277777777987E-5,2.7606778484771298E-2,null,2.3350105764926299E-2,5.8595397683688204E-3,2.1841462128906409E-4,2.394823389165348E-5,4.5554196387618635E-3,5.0823823543391391E-5,6.3821466339935253E-5,3.4058251850781089E-2]
[2004,6,21,22,1.9079154603217595E-2,3.4077658339113559E-3,3.2840004999999868E-4,3.2674000000000236E-5,1.9434365472975486E-3,8.9420277777777987E-5,2.4880851312204279E-2,null,2.1888725203404923E-2,4.755531712660549E-3,2.1841462128906409E-4,2.394823389165348E-5,3.3992593781334434E-3,5.0823823543391391E-5,5.1796731334848444E-5,3.0336702972923024E-2]
[2004,6,22,1,1.0790753005394733E-2,3.6222084035756625E-3,3.2840004999999868E-4,3.2674000000000236E-5,2.6452747189034034E-3,8.9420277777777987E-5,1.7508730455651579E-2,null,1.2379784753831178E-2,5.0547859719863837E-3,2.1841462128906409E-4,2.394823389165348E-5,4.6268425426472084E-3,5.0823823543391391E-5,5.5056176000067055E-5,2.2354599947188879E-2]
[2004,6,22,4,9.4290606714538209E-3,3.6088950085959191E-3,3.2840004999999868E-4,3.2674000000000236E-5,2.8563083430324437E-3,8.9420277777777987E-5,1.634475835085996E-2,null,1.0817571441497666E-2,5.0362071508129004E-3,2.1841462128906409E-4,2.394823389165348E-5,4.9959608588174241E-3,5.0823823543391391E-5,5.4853817511682012E-5,2.1142926129852101E-2]
[2004,6,22,8,1.5672577945385922E-2,4.9724534860411699E-3,0,0,2.6695689564109003E-3,8.9420277777777987E-5,2.3404020665615768E-2,null,1.7980500656860497E-2,6.9390508019317705E-3,0,0,4.6693355248836471E-3,5.0823823543391391E-5,7.5579382458884267E-5,2.9639710807219305E-2]
[2004,6,22,12,1.7073176905397055E-2,6.1526722840878683E-3,0,0,3.365817363682804E-3,8.9420277777777987E-5,2.6681086830945507E-2,null,1.9587349932597704E-2,8.5860442268136713E-3,0,0,5.8871416483820211E-3,5.0823823543391391E-5,9.3518254722474418E-5,3.4111359631336789E-2]
[2004,6,22,16,1.7743062413565252E-2,6.2735970106160936E-3,0,0,3.8538325006197906E-3,8.9420277777777987E-5,2.7959912202578915E-2,null,2.0355881878115045E-2,8.7547944872122096E-3,0,0,6.7407275466254716E-3,5.0823823543391391E-5,9.5356264103692203E-5,3.5902227735496117E-2]
[2004,6,22,19,1.9893805346265527E-2,5.3138174576951675E-3,0,0,3.3919964866013408E-3,8.9420277777777987E-5,2.8689039568339812E-2,null,2.2823340317238035E-2,7.4154236725691514E-3,0,0,5.9329314783694671E-3,5.0823823543391391E-5,8.0767983668276778E-5,3.6222519291720046E-2]
[2004,6,22,22,1.9116528388081699E-2,4.0833674720916566E-3,3.2840004999999868E-4,3.2674000000000236E-5,2.300999131886276E-3,8.9420277777777987E-5,2.5951389319837412E-2,null,2.1931602601471794E-2,5.6983327066490964E-3,2.1841462128906409E-4,2.394823389165348E-5,4.0246710853605247E-3,5.0823823543391391E-5,6.2065616653779902E-5,3.1947793072205521E-2]
[2004,6,22,23,1.5802304763783335E-2,3.6509100744716895E-3,3.2840004999999868E-4,3.2674000000000236E-5,2.2946270811640161E-3,8.9420277777777987E-5,2.2198336247196818E-2,null,1.8129330871745078E-2,5.0948391073263027E-3,2.1841462128906409E-4,2.394823389165348E-5,4.0135257494319067E-3,5.0823823543391391E-5,5.5492430369856421E-5,2.7530882407227397E-2]
[2004,6,23,2,1.0805000891313584E-2,3.7006446109184386E-3,3.2840004999999868E-4,3.2674000000000236E-5,2.602743490542795E-3,8.9420277777777987E-5,1.7558883320552596E-2,null,1.2396130764233262E-2,5.1642435725431871E-3,2.1841462128906409E-4,2.394823389165348E-5,4.5524512911965902E-3,5.0823823543391391E-5,5.6248376214714757E-5,2.240601230669715E-2]
[2004,6,23,5,1.0091706203594486E-2,3.8480903606891081E-3,3.2840004999999868E-4,3.2674000000000236E-5,2.810991515467284E-3,8.9420277777777987E-5,1.7201282407528655E-2,null,1.1577797261872587E-2,5.3700038780060272E-3,2.1841462128906409E-4,2.394823389165348E-5,4.9166973236624782E-3,5.0823823543391391E-5,5.8489494959241536E-5,2.2157685142265203E-2]
[2004,6,23,10,1.7241583346681248E-2,6.3217852841186304E-3,0,0,3.3334171599681893E-3,8.9420277777777987E-5,2.6986206068545848E-2,null,1.9780555679519606E-2,8.8220411449899377E-3,0,0,5.8304705435376211E-3,5.0823823543391391E-5,9.6088707345907655E-5,3.4483891191590559E-2]
[2004,6,23,13,1.9067316618022048E-2,6.8711854327756687E-3,0,0,3.6449240941281028E-3,8.9420277777777987E-5,2.9672846422703597E-2,null,2.1875143972459626E-2,9.5887281643501198E-3,0,0,6.3753264426247968E-3,5.0823823543391391E-5,1.044393785135483E-4,3.7890022402977938E-2]
[2004,6,23,17,2.2664134164047983E-2,6.4112176234558168E-3,0,0,3.7968891850351143E-3,8.9420277777777987E-5,3.2961661250316694E-2,null,2.6001624024068914E-2,8.9468438299699846E-3,0,0,6.6411281540996979E-3,5.0823823543391391E-5,9.7448044541908118E-5,4.1640419831681985E-2]
[2004,6,23,20,2.2046341184474207E-2,5.8572810489705834E-3,3.2840004999999868E-4,3.2674000000000236E-5,3.4735985033074934E-3,8.9420277777777987E-5,3.1827715064530061E-2,null,2.5292855682718895E-2,8.1738262356995679E-3,2.1841462128906409E-4,2.394823389165348E-5,6.0756613354099312E-3,5.0823823543391391E-5,8.9028421444676197E-5,3.9835529932552502E-2]
[2004,6,23,23,1.696201741834636E-2,3.7220832679363942E-3,3.2840004999999868E-4,3.2674000000000236E-5,2.0631405891058602E-3,8.9420277777777987E-5,2.3197735603166389E-2,null,1.9459821249256895E-2,5.1941611837567252E-3,2.1841462128906409E-4,2.394823389165348E-5,3.6086333797097766E-3,5.0823823543391391E-5,5.6574235564171424E-5,2.8555802491447506E-2]
[2004,6,23,24,1.3352955067732181E-2,3.9855605522805164E-3,3.2840004999999868E-4,3.2674000000000236E-5,2.616474140268422E-3,8.9420277777777987E-5,2.0405484088058895E-2,null,1.5319293239633981E-2,5.5618433081549333E-3,2.1841462128906409E-4,2.394823389165348E-5,4.5764675318670693E-3,5.0823823543391391E-5,6.0578989052278318E-5,2.575079075838009E-2]
[2004,6,24,6,1.1303123658370787E-2,4.0445122944514737E-3,1.6420002499999934E-4,1.6337000000000118E-5,2.9233296498823321E-3,8.9420277777777987E-5,1.8540922905482371E-2,null,1.2967606418811586E-2,5.6441103690605815E-3,1.0920731064453204E-4,1.197411694582674E-5,5.113187637412816E-3,5.0823823543391391E-5,6.1475032882685985E-5,2.3896909676418731E-2]
[2004,6,24,7,1.3618595837067041E-2,4.5781324089603607E-3,0,0,2.7404987307614523E-3,8.9420277777777987E-5,2.1026647254566634E-2,null,1.5624051910744664E-2,6.3887763762750238E-3,0,0,4.7933985929499946E-3,5.0823823543391391E-5,6.9585853594320273E-5,2.6857050703513075E-2]
[2004,6,24,11,1.7247498064358869E-2,6.0545323433223303E-3,0,0,3.2672286182017364E-3,8.9420277777777987E-5,2.6658679303660712E-2,null,1.9787341390553118E-2,8.4490900981159644E-3,0,0,5.7147003519985888E-3,5.0823823543391391E-5,9.2026565330420162E-5,3.4001955664211062E-2]
[2004,6,24,14,1.7287371524227105E-2,6.4517042616105804E-3,0,0,3.6427698765231493E-3,8.9420277777777987E-5,2.7471265940138614E-2,null,1.9833086562397243E-2,9.0033428680693847E-3,0,0,6.3715585066937983E-3,5.0823823543391391E-5,9.8063425885979694E-5,3.525881176070382E-2]
[2004,6,24,18,2.1056890994121474E-2,5.3271814622913548E-3,0,0,3.2916198707783799E-3,8.9420277777777987E-5,2.9765112604968988E-2,null,2.4157700390490422E-2,7.4340731193805734E-3,0,0,5.7573630230185772E-3,5.0823823543391391E-5,8.0971111403386402E-5,3.7399960356432962E-2]
[2004,6,24,21,2.0797199659266939E-2,5.0224560794150429E-3,3.2840004999999868E-4,3.2674000000000236E-5,3.0586147713551433E-3,8.9420277777777987E-5,2.9328764837814901E-2,null,2.3859767259565547E-2,7.0088293401571492E-3,2.1841462128906409E-4,2.394823389165348E-5,5.3498144614415434E-3,5.0823823543391391E-5,7.6339402666041354E-5,3.6511597739888352E-2]
[2004,6,24,23,1.5970286444906993E-2,3.7144112397080463E-3,3.2840004999999868E-4,3.2674000000000236E-5,2.316657619936653E-3,8.9420277777777987E-5,2.2451849632329469E-2,null,1.8322049308897512E-2,5.1834548807656962E-3,2.1841462128906409E-4,2.394823389165348E-5,4.0520593026021163E-3,5.0823823543391391E-5,5.6457623682867075E-5,2.7850750170989435E-2]
[2004,6,25,2,9.7535739547681827E-3,3.4741702906778953E-3,3.2840004999999868E-4,3.2674000000000236E-5,2.5778725918298457E-3,8.9420277777777987E-5,1.6256111165053704E-2,null,1.1189872113673404E-2,{"$f":"(F4228*X$5)-S4228","v":4.8481990247372184E-3},2.1841462128906409E-4,2.394823389165348E-5,4.5089496724737355E-3,5.0823823543391391E-5,{"$f":"(F4228*$AC$7)*$AC$5","v":5.280605356360768E-5},2.0840207489608468E-2]
[2004,6,25,5,9.4932077626934779E-3,3.7954506376919887E-3,3.2840004999999868E-4,3.2674000000000236E-5,2.9784707169319279E-3,8.9420277777777987E-5,1.671762344509517E-2,null,1.0891164746963401E-2,5.296545229654258E-3,2.1841462128906409E-4,2.394823389165348E-5,5.2096347221140208E-3,5.0823823543391391E-5,5.7689391395055867E-5,2.1690531377455788E-2]
[2004,6,25,9,1.5154900545306339E-2,5.5471888493746581E-3,0,0,3.1961752156245624E-3,8.9420277777777987E-5,2.3987684888083338E-2,null,1.7386590780348248E-2,7.7410930724192391E-3,0,0,5.5904210461500863E-3,5.0823823543391391E-5,8.4315139155245224E-5,3.0768928722460964E-2]
[2004,6,25,12,1.6745879400426718E-2,6.0020528526291625E-3,0,0,3.2652765598179139E-3,8.9420277777777987E-5,2.6102629090651572E-2,null,1.921185503803631E-2,8.3758550536853493E-3,0,0,5.711286012190531E-3,5.0823823543391391E-5,9.1228897235689691E-5,3.334981992745558E-2]
[2004,6,25,15,1.5719224495616038E-2,6.0294169605497805E-3,0,0,3.4567848400995469E-3,8.9420277777777987E-5,2.5294846574043142E-2,null,1.8034016315227334E-2,8.4140416220552187E-3,0,0,6.0462526045615451E-3,5.0823823543391391E-5,9.1644821162174735E-5,3.2545134365387487E-2]
[2004,6,25,20,1.8253751472261555E-2,4.6871044578773316E-3,3.2840004999999868E-4,3.2674000000000236E-5,3.0059674446150236E-3,8.9420277777777987E-5,2.6397317702531689E-2,null,2.0941774319507795E-2,6.5408466943882408E-3,2.1841462128906409E-4,2.394823389165348E-5,5.2577291708752714E-3,5.0823823543391391E-5,7.1242186868335686E-5,3.3033536863495416E-2]
[2004,6,25,23,1.5764637867881699E-2,3.3472537180377904E-3,3.2840004999999868E-4,3.2674000000000236E-5,2.2554754518027483E-3,8.9420277777777987E-5,2.1817861365500013E-2,null,1.8086117199504214E-2,4.6710871527752126E-3,2.1841462128906409E-4,2.394823389165348E-5,3.9450457450496915E-3,5.0823823543391391E-5,5.0876970423691951E-5,2.6995436776053226E-2]
[2004,6,26,2,1.08584034027247E-2,3.5999535355332639E-3,3.2840004999999868E-4,3.2674000000000236E-5,2.7829880022015203E-3,8.9420277777777987E-5,1.769183926823726E-2,null,1.2457397257521832E-2,5.0237293396076183E-3,2.1841462128906409E-4,2.394823389165348E-5,4.8677164576693488E-3,5.0823823543391391E-5,5.4717910556645564E-5,2.2642029733522907E-2]
[2004,6,26,3,1.0117274992701823E-2,3.5644575300204304E-3,3.2840004999999868E-4,3.2674000000000236E-5,2.8268105806919111E-3,8.9420277777777987E-5,1.695903743119194E-2,null,1.1607131276413248E-2,4.9741947212928071E-3,2.1841462128906409E-4,2.394823389165348E-5,4.9443664059862068E-3,5.0823823543391391E-5,5.4178384911217559E-5,2.1818879082416372E-2]
[2004,6,26,6,1.0716045020993522E-2,3.5286351060525643E-3,1.6420002499999934E-4,1.6337000000000118E-5,2.7691335521932686E-3,8.9420277777777987E-5,1.7283770982017131E-2,null,1.2294075372306347E-2,4.9242045865516455E-3,1.0920731064453204E-4,1.197411694582674E-5,4.8434836782740463E-3,5.0823823543391391E-5,5.3633897830690395E-5,2.2233768888265788E-2]
[2004,6,26,10,1.873933549651494E-2,5.1455087228722465E-3,0,0,3.5652778200804887E-3,8.9420277777777987E-5,2.7539542317245452E-2,null,2.1498864792911337E-2,7.1805491051903543E-3,0,0,6.2360173695468956E-3,5.0823823543391391E-5,7.8209755566985859E-5,3.4966255091191979E-2]
[2004,6,26,13,1.9085463574443927E-2,5.1332820919973909E-3,0,0,3.3877087328014611E-3,8.9420277777777987E-5,2.769587467702056E-2,null,2.1895963225233524E-2,7.1634868615685172E-3,0,0,5.9254317803033602E-3,5.0823823543391391E-5,7.802391547543581E-5,3.5035705690648795E-2]
[2004,6,26,17,1.9951717706156797E-2,5.1199334533150774E-3,0,0,3.6630298578569846E-3,8.9420277777777987E-5,2.8824101295106638E-2,null,2.2889780773217513E-2,7.1448588578650676E-3,0,0,6.4069951828464693E-3,5.0823823543391391E-5,7.7821021296313128E-5,3.6492458637472441E-2]
[2004,6,26,21,2.0337171273631376E-2,4.6164639681737308E-3,3.2840004999999868E-4,3.2674000000000236E-5,2.8561425834428746E-3,8.9420277777777987E-5,2.8260272153025762E-2,null,2.3331995713689786E-2,6.4422680051953373E-3,2.1841462128906409E-4,2.394823389165348E-5,4.9956709291872842E-3,5.0823823543391391E-5,7.0168478566512654E-5,3.5063121326796516E-2]
[2004,6,26,24,1.3865987146597984E-2,3.5187707034692495E-3,3.2840004999999868E-4,3.2674000000000236E-5,2.8044629253619504E-3,8.9420277777777987E-5,2.063971510320696E-2,null,1.5907873731189476E-2,4.9104388286921727E-3,2.1841462128906409E-4,2.394823389165348E-5,4.9052781851408713E-3,5.0823823543391391E-5,5.3483962701550289E-5,2.6016777423746629E-2]
[2004,6,27,1,1.2387462739869726E-2,3.4553876637065722E-3,3.2840004999999868E-4,3.2674000000000236E-5,2.7681765773641034E-3,8.9420277777777987E-5,1.9061521308718181E-2,null,1.4211623812445999E-2,4.8219878991603527E-3,2.1841462128906409E-4,2.394823389165348E-5,4.8418098363021012E-3,5.0823823543391391E-5,5.2520564850353101E-5,2.4168608226632561E-2]
[2004,6,27,4,1.0100853363818097E-2,3.28301660730526E-3,3.2840004999999868E-4,3.2674000000000236E-5,2.7963500206280552E-3,8.9420277777777987E-5,1.6630714319529186E-2,null,1.1588291420586117E-2,4.5814443685855463E-3,2.1841462128906409E-4,2.394823389165348E-5,4.891087926375313E-3,5.0823823543391391E-5,4.9900591021906349E-5,2.1354010394271084E-2]
[2004,6,27,7,1.1797825494842212E-2,3.6218174289742782E-3,0,0,2.8547315303235712E-3,8.9420277777777987E-5,1.8363794731917842E-2,null,1.3535157381175328E-2,5.0542403675621515E-3,0,0,4.9932028601600209E-3,5.0823823543391391E-5,5.505023333634729E-5,2.3633424432440892E-2]
[2004,6,27,10,1.9148294830534832E-2,4.8707149804326369E-3,0,0,3.4677129332265255E-3,8.9420277777777987E-5,2.7576143021971769E-2,null,2.1968046927439418E-2,6.7970748818126482E-3,0,0,6.0653669013975564E-3,5.0823823543391391E-5,7.4032996263866379E-5,3.4881312534193014E-2]
[2004,6,27,15,1.9895652237084477E-2,5.1718453833214332E-3,0,0,3.4888750813609854E-3,8.9420277777777987E-5,2.8645792979544671E-2,null,2.2825459178710539E-2,7.2173018722746845E-3,0,0,6.1023815549541864E-3,5.0823823543391391E-5,7.8610062686673704E-5,3.61959664294828E-2]
[2004,6,27,18,2.2713728461482039E-2,4.5138671264296527E-3,0,0,3.2504789514675989E-3,8.9420277777777987E-5,3.0567494817157072E-2,null,2.6058521510921237E-2,{"$f":"(F4292*X$5)-S4292","v":6.2990942783865394E-3},0,0,5.6854035572018666E-3,5.0823823543391391E-5,{"$f":"(F4292*$AC$7)*$AC$5","v":6.86090459920266E-5},3.8093843170053036E-2]
[2004,6,27,22,2.0742627812568436E-2,3.3766362121644025E-3,3.2840004999999868E-4,3.2674000000000236E-5,2.2175976387408388E-3,8.9420277777777987E-5,2.6787355991251455E-2,null,2.3797159236250698E-2,4.7120903758328808E-3,2.1841462128906409E-4,2.394823389165348E-5,3.8787937691604222E-3,5.0823823543391391E-5,5.1323573044998548E-5,3.2681230059968112E-2]
[2004,6,28,1,1.1906755146459821E-2,3.6702057381500612E-3,3.2840004999999868E-4,3.2674000000000236E-5,2.8461511260246598E-3,8.9420277777777987E-5,1.887360633841232E-2,null,1.3660127866521592E-2,5.1217661747985435E-3,2.1841462128906409E-4,2.394823389165348E-5,4.9781948992251449E-3,5.0823823543391391E-5,5.5785717043937859E-5,2.4053275619269388E-2]
[2004,6,28,2,1.0804602989166301E-2,3.6900188465756813E-3,3.2840004999999868E-4,3.2674000000000236E-5,2.8885704215417182E-3,8.9420277777777987E-5,1.783368658506148E-2,null,1.2395674267551891E-2,5.1494153355791349E-3,2.1841462128906409E-4,2.394823389165348E-5,5.0523903692551208E-3,5.0823823543391391E-5,5.6086868679363513E-5,2.2890666651110253E-2]
[2004,6,28,7,1.5583714398688371E-2,4.4346745809721424E-3,0,0,2.6894261842436516E-3,8.9420277777777987E-5,2.2797235441681947E-2,null,1.787855118400835E-2,6.188581209213226E-3,0,0,4.7040677460246328E-3,5.0823823543391391E-5,6.7405349728637119E-5,2.88220239627896E-2]
[2004,6,28,9,1.7710223862584196E-2,6.0212746249090014E-3,0,0,3.5462268149368975E-3,8.9420277777777987E-5,2.736714558020787E-2,null,2.0318207566362202E-2,8.402679005830381E-3,0,0,6.2026953102353776E-3,5.0823823543391391E-5,9.1521060788904164E-5,3.4974405705971351E-2]
[2004,6,28,13,1.9786002545618474E-2,6.8989070828108122E-3,0,0,3.9594788900023407E-3,8.9420277777777987E-5,3.0733808796209405E-2,null,2.2699662621417972E-2,9.6274136821628536E-3,0,0,6.9255133480317201E-3,5.0823823543391391E-5,1.0486073694279839E-4,3.9303413475155938E-2]
[2004,6,28,16,2.1242346564458368E-2,6.8586194706670139E-3,0,0,4.2021890461744673E-3,8.9420277777777987E-5,3.2392575359077629E-2,null,2.4370465898237836E-2,9.5711923845400344E-3,0,0,7.3500369969687479E-3,5.0823823543391391E-5,1.0424838071762321E-4,4.134251910329001E-2]
[2004,6,28,19,2.3174405525747167E-2,5.8328208947623465E-3,0,0,3.674259723524797E-3,8.9420277777777987E-5,3.2770906421812088E-2,null,2.6587037258967543E-2,8.1396921300411606E-3,0,0,6.4266373091816827E-3,5.0823823543391391E-5,8.8656636498854721E-5,4.1204190521733783E-2]
[2004,6,28,23,1.7135103954307149E-2,4.032235188369258E-3,3.2840004999999868E-4,3.2674000000000236E-5,2.5249194042435193E-3,8.9420277777777987E-5,2.4142752874697707E-2,null,1.9658396275291645E-2,5.6269776873684651E-3,2.1841462128906409E-4,2.394823389165348E-5,4.4163294015648752E-3,5.0823823543391391E-5,6.1288425587377758E-5,2.9994890042949095E-2]
[2004,6,28,24,1.3518104192030467E-2,4.0598118715625773E-3,3.2840004999999868E-4,3.2674000000000236E-5,2.7623508868314627E-3,8.9420277777777987E-5,2.0790761278202285E-2,null,1.5508762001459441E-2,5.665460904187767E-3,2.1841462128906409E-4,2.394823389165348E-5,4.8316201374386534E-3,5.0823823543391391E-5,6.1707580576331663E-5,2.6299029721809971E-2]
[2004,6,29,4,9.7278455317518914E-3,3.6839890164648034E-3,3.2840004999999868E-4,3.2674000000000236E-5,2.8445546429260249E-3,8.9420277777777987E-5,1.6706883518920496E-2,null,1.1160354957749441E-2,5.1410007174064647E-3,2.1841462128906409E-4,2.394823389165348E-5,4.9754024951445429E-3,5.0823823543391391E-5,5.5995217578475089E-5,2.156994484902456E-2]
[2004,6,29,7,1.3823667847145799E-2,4.6094748020432483E-3,0,0,2.7272575118601626E-3,8.9420277777777987E-5,2.1249820438826991E-2,null,1.5859322548719725E-2,6.4325146351580497E-3,0,0,4.7702384143525935E-3,5.0823823543391391E-5,7.0062245926724807E-5,2.7112899421773761E-2]
[2004,6,29,10,1.6483636308228591E-2,6.0480928048211452E-3,0,0,3.3065263658384591E-3,8.9420277777777987E-5,2.5927675756665977E-2,null,1.8910994381419587E-2,8.4401037325469025E-3,0,0,5.7834359314438795E-3,5.0823823543391391E-5,9.1928686819418292E-5,3.3185357868953762E-2]
[2004,6,29,14,1.7585630364661375E-2,6.4723123401026665E-3,0,0,3.6154786392810566E-3,8.9420277777777987E-5,2.7762841621822874E-2,null,2.0175266597808821E-2,9.0321014082926799E-3,0,0,6.3238234806827611E-3,5.0823823543391391E-5,9.8376660760970158E-5,3.5582015310327654E-2]
[2004,6,29,17,2.075903175521477E-2,5.9317512760175533E-3,0,0,3.6886577216505936E-3,8.9420277777777987E-5,3.0468861030660696E-2,null,2.381597880138895E-2,8.2777493171644744E-3,0,0,6.4518208070548288E-3,5.0823823543391391E-5,9.0160340282646859E-5,3.8596372749151647E-2]
[2004,6,29,21,2.1112116192194191E-2,5.043412574292104E-3,3.2840004999999868E-4,3.2674000000000236E-5,3.0340352159911777E-3,8.9420277777777987E-5,2.9640058310255249E-2,null,2.4221057976822547E-2,7.0380740948824717E-3,2.1841462128906409E-4,2.394823389165348E-5,5.30682243054787E-3,5.0823823543391391E-5,7.6657933336214028E-5,3.6859141180976995E-2]
[2004,6,30,1,1.1327437478248773E-2,3.6796204927784298E-3,3.2840004999999868E-4,3.2674000000000236E-5,2.6390489560655719E-3,8.9420277777777987E-5,1.8096601254870552E-2,null,1.2995500659045089E-2,5.1349044496637316E-3,2.1841462128906409E-4,2.394823389165348E-5,4.6159530784442423E-3,5.0823823543391391E-5,5.5928817696927683E-5,2.3039544865877174E-2]
[2004,6,30,4,9.8942431497837779E-3,3.6775412848107469E-3,3.2840004999999868E-4,3.2674000000000236E-5,2.871268939364837E-3,8.9420277777777987E-5,1.6893547701737135E-2,null,1.1351256064813528E-2,5.1320029183058152E-3,2.1841462128906409E-4,2.394823389165348E-5,5.0221283956253908E-3,5.0823823543391391E-5,5.5897214534697573E-5,2.1798574057468843E-2]
[2004,6,30,5,1.03454094762552E-2,3.8754286741247692E-3,3.2840004999999868E-4,3.2674000000000236E-5,2.9929478025906547E-3,8.9420277777777987E-5,1.7664280280748401E-2,null,1.1868860536633113E-2,5.4081544502138359E-3,2.1841462128906409E-4,2.394823389165348E-5,5.2349565517677329E-3,5.0823823543391391E-5,5.8905026819466081E-5,2.2805158217338792E-2]
[2004,6,30,8,1.6322307331915559E-2,5.0789142937319714E-3,0,0,2.6991873608627559E-3,8.9420277777777987E-5,2.4189829264288067E-2,null,1.8725908317424537E-2,7.0876166869732228E-3,0,0,4.7211409924911808E-3,5.0823823543391391E-5,7.7197545831137517E-5,3.0585489820432334E-2]
[2004,6,30,11,1.7721233680198855E-2,6.1761090682606228E-3,0,0,3.2558811960868503E-3,8.9420277777777987E-5,2.7242644222324107E-2,null,2.0330838674884496E-2,8.6187502212418127E-3,0,0,5.6948526080136865E-3,5.0823823543391391E-5,9.3874484836958453E-5,3.469526532768339E-2]
[2004,6,30,15,1.82215393953436E-2,6.4907935272005817E-3,0,0,3.5683505025043208E-3,8.9420277777777987E-5,2.8370103702826284E-2,null,2.0904818735544492E-2,9.0578918750134751E-3,0,0,6.2413917896995685E-3,5.0823823543391391E-5,9.8657567703968959E-5,3.6254926223800929E-2]
[2004,6,30,18,2.1815957254904421E-2,5.3534341449592302E-3,0,0,3.1583139838166252E-3,8.9420277777777987E-5,3.0417125661458051E-2,null,2.5028545726093081E-2,7.4707086956068303E-3,0,0,5.5241980724853278E-3,5.0823823543391391E-5,8.1370142093064462E-5,3.8074276317728625E-2]
[2004,6,30,23,1.6658599369334615E-2,3.6465119612522768E-3,3.2840004999999868E-4,3.2674000000000236E-5,2.1880566035755076E-3,8.9420277777777987E-5,2.2943662261940174E-2,null,1.9111722267164087E-2,5.0887015474380447E-3,2.1841462128906409E-4,2.394823389165348E-5,3.8271236279535186E-3,5.0823823543391391E-5,5.5425580738775793E-5,2.8320734121279757E-2]
[2004,7,1,2,1.059178643067836E-2,3.4370914504087283E-3,3.2840004999999775E-4,3.2673999999999952E-5,2.6509399131132969E-3,8.6535752688172353E-5,1.7127427596888553E-2,null,1.2151518629403685E-2,4.7964555630785541E-3,2.1841462128906346E-4,2.394823389165327E-5,4.6367515178456558E-3,4.9184345364572372E-5,5.2242469438044276E-5,2.1876272910873181E-2]
[2004,7,1,5,1.0810130059448341E-2,3.6792327864821539E-3,0,0,3.027682957553221E-3,8.6535752688172353E-5,1.7603581556171886E-2,null,1.2402015246756656E-2,5.1343634061539961E-3,0,0,5.2957117132478495E-3,4.9184345364572372E-5,5.5922924710189806E-5,2.288127471152307E-2]
[2004,7,1,6,1.2118942624666526E-2,3.7827464919144129E-3,0,0,2.8937344108192526E-3,8.6535752688172353E-5,1.8881959280088362E-2,null,1.390356178687395E-2,5.2788166147575638E-3,0,0,5.0614226883213898E-3,4.9184345364572372E-5,5.7496293260456459E-5,2.4292985435317473E-2]
[2004,7,1,9,1.6720701259097977E-2,5.2391054405999211E-3,0,0,3.166290984603067E-3,8.6535752688172353E-5,2.5212633436989138E-2,null,1.9182969197539774E-2,7.311163173482722E-3,0,0,5.538150622040083E-3,4.9184345364572372E-5,7.9632389714473501E-5,3.208146733842715E-2]
[2004,7,1,15,1.8399961404511608E-2,6.0628925358496835E-3,0,0,3.7232270599575562E-3,8.6535752688172353E-5,2.8272616753007018E-2,null,2.1109514929382102E-2,8.4607567332738564E-3,0,0,6.5122859390907657E-3,4.9184345364572372E-5,9.2153637044661119E-5,3.6131741947111294E-2]
[2004,7,1,17,2.1260629032925381E-2,5.6226185451706788E-3,0,0,3.7336322233243904E-3,8.6535752688172353E-5,3.0703415554108621E-2,null,2.439144061837805E-2,7.846355090972491E-3,0,0,6.5304855809596518E-3,4.9184345364572372E-5,8.54616415495519E-5,3.8817465635674765E-2]
[2004,7,1,20,2.0618991166598821E-2,5.1692191750881506E-3,0,0,3.3701887013431347E-3,8.6535752688172353E-5,2.924493479571828E-2,null,2.3655316024379917E-2,7.2136370029303341E-3,0,0,5.8947875427424667E-3,4.9184345364572372E-5,7.8570145330576324E-5,3.6812924915417287E-2]
[2004,7,1,24,1.3066287079930921E-2,3.6947721230227689E-3,3.2840004999999775E-4,3.2673999999999952E-5,2.6985803867338987E-3,8.6535752688172353E-5,1.9907249392375755E-2,null,1.4990410910196985E-2,5.1560485251775003E-3,2.1841462128906346E-4,2.394823389165327E-5,4.7200793357560162E-3,4.9184345364572372E-5,5.615911665504307E-5,2.5158085971675785E-2]
[2004,7,2,3,8.0250393835173267E-3,2.9153109442478808E-3,3.2840004999999775E-4,3.2673999999999952E-5,2.3853406882191146E-3,8.6535752688172353E-5,1.3773300818672493E-2,null,9.206795870435951E-3,4.0683117101753888E-3,2.1841462128906346E-4,2.394823389165327E-5,4.1721926634277076E-3,4.9184345364572372E-5,4.4311606224255247E-5,1.7738847444584337E-2]
[2004,7,2,6,9.8509261007008291E-3,3.2729432376958282E-3,0,0,2.5209607978792328E-3,8.6535752688172353E-5,1.5731365888964063E-2,null,1.1301560205446721E-2,4.5673869975789184E-3,0,0,4.4094054143491096E-3,4.9184345364572372E-5,4.9747479674259111E-5,2.0327536962739319E-2]
[2004,7,2,7,1.1758740362865068E-2,3.6544430866903323E-3,0,0,2.3472739366145264E-3,8.6535752688172353E-5,1.7846993138858097E-2,null,1.3490316625325368E-2,5.0997694201663987E-3,0,0,4.1056102156668542E-3,4.9184345364572372E-5,5.5546130798116702E-5,2.2744880606523195E-2]
[2004,7,2,12,1.4710441298820657E-2,5.0449964415074204E-3,0,0,2.868910112011131E-3,8.6535752688172353E-5,2.271088360502738E-2,null,1.6876681064076183E-2,7.0402843790211668E-3,0,0,5.0180025773605072E-3,4.9184345364572372E-5,7.6682007509329268E-5,2.8984152365822427E-2]
[2004,7,2,15,1.3660420875172786E-2,5.1282548750456944E-3,0,0,3.1328506640331153E-3,8.6535752688172353E-5,2.2008062166939769E-2,null,1.5672036047608053E-2,7.1564713884387874E-3,0,0,5.4796602517404895E-3,4.9184345364572372E-5,7.7947503709340315E-5,2.8357352033151904E-2]
[2004,7,2,18,1.6490964233109261E-2,4.38460016930565E-3,0,0,2.8469413510775689E-3,8.6535752688172353E-5,2.3809041506180652E-2,null,1.8919401406644758E-2,6.1187024486765891E-3,0,0,4.9795770796342113E-3,4.9184345364572372E-5,6.6644237911026431E-5,3.006686528032013E-2]
[2004,7,2,21,1.726378705452708E-2,3.6171896486126114E-3,1.6420002499999888E-4,1.6336999999999976E-5,2.4150985723465535E-3,8.6535752688172353E-5,2.3563148053174415E-2,null,1.9806029075466202E-2,5.04778230754813E-3,1.0920731064453173E-4,1.1974116945826635E-5,4.2242420945420222E-3,4.9184345364572372E-5,5.4979892852947687E-5,2.9248419250511283E-2]
[2004,7,3,1,1.1245935136857184E-2,3.0594241413631892E-3,3.2840004999999775E-4,3.2673999999999952E-5,2.4851599903466907E-3,8.6535752688172353E-5,{"$f":"SUM(E4419:J4419)","v":1.7238129071255232E-2},null,{"$f":"E4419*W$5","v":1.2901996392673993E-2},4.2694214437946545E-3,{"$f":"G4419*Y$5","v":2.1841462128906346E-4},{"$f":"H4419*Z$5","v":2.394823389165327E-5},{"$f":"I4419*AA$5","v":4.3467863229674176E-3},{"$f":"J4419*AB$5","v":4.9184345364572372E-5},4.6502071448862536E-5,{"$f":"SUM(M4419:R4419)","v":2.1809751359981349E-2}]
[2004,7,3,4,9.4374523213819547E-3,3.0183289426981173E-3,3.2840004999999775E-4,3.2673999999999952E-5,2.6421198453006347E-3,8.6535752688172353E-5,1.5545510912068879E-2,null,1.0827198834487559E-2,4.2120731604868419E-3,2.1841462128906346E-4,2.394823389165327E-5,4.6213243621355008E-3,4.9184345364572372E-5,4.5877440218856988E-5,1.9952143557655191E-2]
[2004,7,3,5,9.8020647106578564E-3,3.0835415356751743E-3,0,0,2.7127233216564079E-3,8.6535752688172353E-5,1.5684865320677612E-2,null,1.1245503552940397E-2,4.3030772285719042E-3,0,0,4.7448167033003917E-3,4.9184345364572372E-5,4.6868646575957081E-5,2.0342581830177266E-2]
[2004,7,3,9,1.6727122115278249E-2,4.0356914508647172E-3,0,0,2.9979279582464336E-3,8.6535752688172353E-5,2.3847277277077573E-2,null,1.9190335580349882E-2,5.6318008960939223E-3,0,0,5.2436673279651919E-3,4.9184345364572372E-5,6.134095944933463E-5,3.0114988149773564E-2]
[2004,7,3,12,1.9176827730477977E-2,4.3455490354698248E-3,0,0,3.0200906797317921E-3,8.6535752688172353E-5,2.6629003198367765E-2,null,2.2000781543783817E-2,6.0642066545338125E-3,0,0,5.2824320815450425E-3,4.9184345364572372E-5,6.6050675681049542E-5,3.3396604625227241E-2]
[2004,7,3,16,1.7612202712025508E-2,4.4616775143827194E-3,0,0,3.401989804077625E-3,8.6535752688172353E-5,2.5562405783174025E-2,null,2.020575195324301E-2,6.226263759138163E-3,0,0,5.9504107617539236E-3,4.9184345364572372E-5,6.7815783941340961E-5,3.2431610819499669E-2]
[2004,7,3,19,1.8527040466469476E-2,3.7641685015451223E-3,0,0,2.883440229939551E-3,8.6535752688172353E-5,2.5261184950642321E-2,null,2.1255307482781354E-2,5.2528910592280461E-3,0,0,5.043417165607419E-3,4.9184345364572372E-5,5.721391494492677E-5,3.1600800052981388E-2]
[2004,7,3,22,1.7970659581765025E-2,3.6808660527046224E-3,3.2840004999999775E-4,3.2673999999999952E-5,2.4036409015135317E-3,8.6535752688172353E-5,2.4502776338671348E-2,null,2.0616994698646297E-2,5.1366426265273199E-3,2.1841462128906346E-4,2.394823389165327E-5,4.2042015148354836E-3,4.9184345364572372E-5,5.5947749729233555E-5,3.0249386040554386E-2]
[2004,7,4,2,1.1144046597774276E-2,2.9855049959178997E-3,3.2840004999999775E-4,3.2673999999999952E-5,2.585017866887885E-3,8.6535752688172353E-5,1.716217926326823E-2,null,1.2785103884607307E-2,4.1662673958140842E-3,2.1841462128906346E-4,2.394823389165327E-5,4.5214474529050837E-3,4.9184345364572372E-5,4.5378528839499419E-5,2.1764365933871758E-2]
[2004,7,4,6,1.0535704621080819E-2,2.9262947677408846E-3,0,0,2.684846400864545E-3,8.6535752688172353E-5,1.6233381542374418E-2,null,1.2087178288087762E-2,4.0836396181048173E-3,0,0,4.6960572598459633E-3,4.9184345364572372E-5,4.4478556121115829E-5,2.0916059511403115E-2]
[2004,7,4,7,1.17610436345271E-2,3.1722402663416421E-3,0,0,2.7204287505083855E-3,8.6535752688172353E-5,1.7740248404065299E-2,null,1.3492959073668992E-2,4.4268561638378234E-3,0,0,4.7582942471512809E-3,4.9184345364572372E-5,4.8216833202031641E-5,2.2727293830022668E-2]
[2004,7,4,10,1.9089843461478392E-2,4.2106790961802688E-3,0,0,3.2527315974296982E-3,8.6535752688172353E-5,2.6639789907776528E-2,null,2.1900988088531356E-2,5.875995872268904E-3,0,0,5.6893436538944641E-3,4.9184345364572372E-5,6.4000704423925248E-5,3.3515511960059294E-2]
[2004,7,4,13,1.9938465965941628E-2,4.5123042429889597E-3,0,0,3.3540180009430302E-3,8.6535752688172353E-5,2.789132396256179E-2,null,2.2874577599593257E-2,6.2969132770714122E-3,0,0,5.8665034163260538E-3,4.9184345364572372E-5,6.8585290764223186E-5,3.5087178638355296E-2]
[2004,7,4,17,2.2339842988639981E-2,4.1953317811178892E-3,0,0,3.2225998882255084E-3,8.6535752688172353E-5,2.9844310410671548E-2,null,2.5629578167110565E-2,5.8545787189078794E-3,0,0,5.6366403663937947E-3,4.9184345364572372E-5,6.3767431131762182E-5,3.7169981597776812E-2]
[2004,7,4,19,2.1914148893521741E-2,3.9001483876919627E-3,0,0,3.2574469962231736E-3,8.6535752688172353E-5,2.915828003012505E-2,null,2.5141196933112706E-2,5.4426507705380963E-3,0,0,5.6975913446115347E-3,4.9184345364572372E-5,5.9280756967815119E-5,3.6330623393626908E-2]
[2004,7,4,24,1.3335574027518848E-2,3.1789248614532942E-3,3.2840004999999775E-4,3.2673999999999952E-5,2.5123504716044929E-3,8.6535752688172353E-5,1.9474459163264801E-2,null,1.5299352690857526E-2,4.4361845055106638E-3,2.1841462128906346E-4,2.394823389165327E-5,4.3943451169707881E-3,4.9184345364572372E-5,4.8318436479356328E-5,2.4421429513884263E-2]
[2004,7,5,4,9.186845090506178E-3,2.6846629498318625E-3,3.2840004999999775E-4,3.2673999999999952E-5,2.553630076507705E-3,8.6535752688172353E-5,1.4872747919533918E-2,null,1.0539687520453705E-2,3.7464428068041773E-3,2.1841462128906346E-4,2.394823389165327E-5,4.4665471573656808E-3,4.9184345364572372E-5,4.0805845329300841E-5,1.9044224685168851E-2]
[2004,7,5,7,1.0874057884052673E-2,2.8805857474775384E-3,0,0,2.5814518607756207E-3,8.6535752688172353E-5,1.6422631244994001E-2,null,1.2475356996677782E-2,4.0198527542147323E-3,0,0,4.5152101616817344E-3,4.9184345364572372E-5,4.3783796575550981E-5,2.1059604257938819E-2]
[2004,7,5,8,1.3472835827047331E-2,3.2504176835589519E-3,0,0,2.8516813192733729E-3,8.6535752688172353E-5,1.9661470582567828E-2,null,1.545682747804213E-2,4.5359526231928647E-3,0,0,4.9878677446235295E-3,4.9184345364572372E-5,4.9405099906205276E-5,2.5029832191223095E-2]
[2004,7,5,11,1.7744530279528853E-2,4.0737387360601889E-3,0,0,3.1571963248488866E-3,8.6535752688172353E-5,2.5062001093126101E-2,null,2.0357565900042687E-2,5.6848958210817787E-3,0,0,5.522243178340251E-3,4.9184345364572372E-5,6.1919263565679455E-5,3.1613889244829288E-2]
[2004,7,5,14,1.783175980353003E-2,4.2039111093413462E-3,0,0,3.297786047542486E-3,8.6535752688172353E-5,2.5419992713102035E-2,null,2.0457640726217825E-2,5.8665511575754581E-3,0,0,5.7681482653882147E-3,4.9184345364572372E-5,6.3897833624387051E-5,3.2141524494546068E-2]
[2004,7,5,20,2.0163199812742255E-2,3.2876251681089384E-3,0,0,2.7191781540263234E-3,8.6535752688172353E-5,2.6256538887565687E-2,null,2.3132405449874077E-2,4.5878756077374636E-3,0,0,4.7561068323752126E-3,4.9184345364572372E-5,4.9970639375409101E-5,3.2525572235351324E-2]
[2004,7,5,22,1.9188148458570128E-2,2.5764991617233963E-3,3.2840004999999775E-4,3.2673999999999952E-5,1.7435156981983068E-3,8.6535752688172353E-5,2.3955773121179996E-2,null,2.2013769347041606E-2,3.595500415342697E-3,2.1841462128906346E-4,2.394823389165327E-5,3.0495783853940637E-3,4.9184345364572372E-5,3.916179730902263E-5,2.8950395348323651E-2]
[2004,7,6,1,8.5755629398447109E-3,2.8316422798188761E-3,3.2840004999999775E-4,3.2673999999999952E-5,2.0963295732546483E-3,8.6535752688172353E-5,1.3951144595606405E-2,null,9.8383887839091251E-3,3.9515522242128814E-3,2.1841462128906346E-4,2.394823389165327E-5,3.6666841381846902E-3,4.9184345364572372E-5,4.3039874672325066E-5,1.7748172346851984E-2]
[2004,7,6,5,8.0787056506741207E-3,3.0099133750694411E-3,0,0,2.4427022572007014E-3,8.6535752688172353E-5,1.3617857035632435E-2,null,9.2683649597859307E-3,4.2003292494645645E-3,0,0,4.2725236217891968E-3,4.9184345364572372E-5,4.5749526824352275E-5,1.7790402176404263E-2]
[2004,7,6,8,1.3033026955117887E-2,3.7679524091280554E-3,0,0,1.761059450965803E-3,8.6535752688172353E-5,1.8648574567899916E-2,null,1.4952252944217681E-2,5.2581714961434439E-3,0,0,3.0802641138298562E-3,4.9184345364572372E-5,5.7271428886324588E-5,2.3339872899555553E-2]
[2004,7,6,9,1.2722120724230707E-2,4.4108114634598657E-3,0,0,2.2846332824357348E-3,8.6535752688172353E-5,1.9504101222814478E-2,null,1.4595563080675814E-2,6.1552802672989381E-3,0,0,3.9960456242909411E-3,4.9184345364572372E-5,6.7042639511199258E-5,2.4796073317630264E-2]
[2004,7,6,13,1.3536535197265153E-2,5.1387630352692486E-3,0,0,2.6700483894293685E-3,8.6535752688172353E-5,2.1431882374651941E-2,null,1.5529907131691601E-2,7.171135509044595E-3,0,0,4.6701740998227057E-3,4.9184345364572372E-5,7.8107223707265849E-5,2.7420401085923474E-2]
[2004,7,6,16,1.4211210950877861E-2,4.9734300860183947E-3,0,0,3.0075801344901613E-3,8.6535752688172353E-5,2.2278756924074588E-2,null,1.6303934727743379E-2,6.9404136456213397E-3,0,0,5.2605499221829001E-3,4.9184345364572372E-5,7.5594226403306322E-5,2.8554082640912189E-2]
[2004,7,6,20,1.6168882129677601E-2,3.8993764534316364E-3,0,0,2.4686343846830874E-3,8.6535752688172353E-5,2.2623428720480496E-2,null,1.8549889926625551E-2,5.4415735375256211E-3,0,0,4.3178814327565936E-3,4.9184345364572372E-5,5.9269023863652744E-5,2.8358529242272338E-2]
[2004,7,6,23,1.328726757238867E-2,2.5299523776436132E-3,3.2840004999999775E-4,3.2673999999999952E-5,1.4230426787312158E-3,8.6535752688172353E-5,1.7687872431451666E-2,null,1.5243932692231552E-2,3.5305444534009965E-3,2.1841462128906346E-4,2.394823389165327E-5,2.4890399318093152E-3,4.9184345364572372E-5,3.845430407533572E-5,2.1555064277987149E-2]
[2004,7,7,3,8.9237946812491982E-3,3.0439431696545251E-3,3.2840004999999775E-4,3.2673999999999952E-5,2.4302729681081525E-3,8.6535752688172353E-5,1.4845620621700048E-2,null,1.02379006623558E-2,4.247817772799793E-3,2.1841462128906346E-4,2.394823389165327E-5,4.2507835873280102E-3,4.9184345364572372E-5,4.6266766627029843E-5,1.9028049223028892E-2]
[2004,7,7,6,1.0722198291250037E-2,3.4292896056618508E-3,0,0,2.5856847987388888E-3,8.6535752688172353E-5,1.6823708448338946E-2,null,1.2301134764850105E-2,4.7855681013457604E-3,0,0,4.5226139815227806E-3,4.9184345364572372E-5,5.2123884395536706E-5,2.165850119308322E-2]
[2004,7,7,10,1.5081224118367742E-2,5.2407005423365672E-3,0,0,2.8707765001333508E-3,8.6535752688172353E-5,2.327923691352583E-2,null,1.7302064862048088E-2,7.3133891353777724E-3,0,0,5.0212670715558613E-3,4.9184345364572372E-5,7.9656634647996426E-5,2.9685905414346292E-2]
[2004,7,7,11,1.6052672128315661E-2,5.2527230405537469E-3,0,0,2.7976888214123427E-3,8.6535752688172353E-5,2.4189619742969924E-2,null,1.8416566997040931E-2,7.3301665122057977E-3,0,0,4.8934296190473832E-3,4.9184345364572372E-5,7.9839372001582186E-5,3.0689347473658684E-2]
[2004,7,7,14,1.5889638071016725E-2,5.6567886262111431E-3,0,0,3.2939832353659831E-3,8.6535752688172353E-5,2.4926945685282021E-2,null,1.822952476413137E-2,7.894039383829432E-3,0,0,5.7614967773464611E-3,4.9184345364572372E-5,8.5981013652450022E-5,3.1934245270671832E-2]
[2004,7,7,17,1.8928412808537545E-2,5.0635468436794565E-3,0,0,3.2780578409272649E-3,8.6535752688172353E-5,2.735655324583244E-2,null,2.1715785375145274E-2,7.066171435266012E-3,0,0,5.7336417148945561E-3,4.9184345364572372E-5,7.6963966494860708E-5,3.4564782870670413E-2]
[2004,7,7,21,1.9794996006714749E-2,4.1320448606933218E-3,1.6420002499999888E-4,1.6336999999999976E-5,2.4182965591353915E-3,8.6535752688172353E-5,2.6612410204231635E-2,null,2.2709980447477761E-2,5.7662619237570179E-3,1.0920731064453173E-4,1.1974116945826635E-5,4.2298356842057653E-3,4.9184345364572372E-5,6.280549425757304E-5,3.2876443828395469E-2]
[2004,7,7,24,1.1592654665204177E-2,3.2750183565022407E-3,3.2840004999999775E-4,3.2673999999999952E-5,2.421954348553542E-3,8.6535752688172353E-5,1.7737237172948127E-2,null,1.3299773371605839E-2,4.5702828225188917E-3,2.1841462128906346E-4,2.394823389165327E-5,4.2362335133503161E-3,4.9184345364572372E-5,4.9779020682809068E-5,2.2397836908020333E-2]
[2004,7,8,4,9.8249389643767105E-3,3.4291463694816884E-3,3.2840004999999775E-4,3.2673999999999952E-5,2.8233549096659946E-3,8.6535752688172353E-5,1.6525050046212561E-2,null,1.1271746238441804E-2,4.7853682154878818E-3,2.1841462128906346E-4,2.394823389165327E-5,4.9383221015508886E-3,4.9184345364572372E-5,5.2121707260632816E-5,2.1286983756025859E-2]
[2004,7,8,7,1.4229236985228232E-2,4.1090025457516839E-3,0,0,2.5937666405721708E-3,8.6535752688172353E-5,2.1018541924240259E-2,null,1.6324615251624444E-2,5.7341064105032504E-3,0,0,4.5367499082565746E-3,4.9184345364572372E-5,6.2455259923837998E-5,2.6644655915748841E-2]
[2004,7,8,11,1.7760263136966277E-2,5.600100095032934E-3,0,0,3.2015048936294382E-3,8.6535752688172353E-5,2.664840387831682E-2,null,2.0375615556868364E-2,7.8149306302057429E-3,0,0,5.5997431709015732E-3,4.9184345364572372E-5,8.5119369759555327E-5,3.3839473703340249E-2]
[2004,7,8,12,1.7818848649792284E-2,5.7128164338804809E-3,0,0,3.3571923763265985E-3,8.6535752688172353E-5,2.6975393212687531E-2,null,2.044282829337676E-2,7.9722260988645335E-3,0,0,5.8720557073475002E-3,4.9184345364572372E-5,8.6832614801874745E-5,3.4336294444953362E-2]
[2004,7,8,15,1.8038226723707633E-2,5.9800091422209413E-3,0,0,3.646497920630661E-3,8.6535752688172353E-5,2.7751269539247406E-2,null,2.0694511686873425E-2,8.3450930914437463E-3,0,0,6.3780792181171667E-3,4.9184345364572372E-5,9.0893841307176159E-5,3.5466868341798907E-2]
[2004,7,8,19,2.0686031470024475E-2,4.9967470619834619E-3,0,0,3.2361806835470379E-3,8.6535752688172353E-5,2.9005494968243145E-2,null,2.3732228592559933E-2,6.9729524478893204E-3,0,0,5.6603944971491387E-3,4.9184345364572372E-5,7.5948635479066516E-5,3.6414759882962965E-2]
[2004,7,8,22,2.0030272244599568E-2,3.7821056860182006E-3,3.2840004999999775E-4,3.2673999999999952E-5,1.9776595759147973E-3,8.6535752688172353E-5,2.6237647309220735E-2,null,2.297990314714933E-2,5.2779223711652461E-3,2.1841462128906346E-4,2.394823389165327E-5,3.4591187808688086E-3,4.9184345364572372E-5,5.7486553257046145E-5,3.2008491499728668E-2]
[2004,7,8,24,1.280848169111517E-2,3.6352415030625139E-3,3.2840004999999775E-4,3.2673999999999952E-5,2.6488274444819112E-3,8.6535752688172353E-5,1.9540160441347765E-2,null,1.46946414471835E-2,5.0729736412526271E-3,2.1841462128906346E-4,2.394823389165327E-5,4.6330566049264587E-3,4.9184345364572372E-5,5.5254274104655995E-5,2.4692218893907873E-2]
[2004,7,9,6,1.2290280494257521E-2,3.8319620138758913E-3,0,0,2.94372490499926E-3,8.6535752688172353E-5,1.9152503165820844E-2,null,1.4100130640285393E-2,5.3474967960992267E-3,0,0,5.1488609205575867E-3,4.9184345364572372E-5,5.8244350284555776E-5,2.4645672702306776E-2]
[2004,7,9,9,1.6678527761153483E-2,5.3328967525240424E-3,0,0,3.3116020607817666E-3,8.6535752688172353E-5,2.5409562327147462E-2,null,1.9134585287111282E-2,7.4420487976616743E-3,0,0,5.7923138151394259E-3,4.9184345364572372E-5,8.1057981618979657E-5,3.2418132245276954E-2]
[2004,7,9,12,1.8424719842344253E-2,5.7602105849905117E-3,0,0,3.3784068130527384E-3,8.6535752688172353E-5,2.7649872993075673E-2,null,2.1137919261411203E-2,8.0383645601271991E-3,0,0,5.9091618187322153E-3,4.9184345364572372E-5,8.755298768884387E-5,3.5134629985635192E-2]
[2004,7,9,13,1.7522408207148052E-2,6.0948684943509272E-3,0,0,3.7652772722151558E-3,8.6535752688172353E-5,2.7469089726402305E-2,null,2.0102734430563728E-2,8.5053791316740558E-3,0,0,6.5858358466336243E-3,4.9184345364572372E-5,9.2639659327994537E-5,3.5243133754235975E-2]
[2004,7,9,16,1.8836566139043324E-2,5.6376112300394882E-3,0,0,3.6198808945155899E-3,8.6535752688172353E-5,2.8180594016286573E-2,null,2.1610413488852794E-2,7.8672773584716384E-3,0,0,6.3315234528849582E-3,4.9184345364572372E-5,8.5689524599029621E-5,3.5858398645573962E-2]
[2004,7,9,21,2.1224623701421426E-2,4.2831851845842959E-3,1.6420002499999888E-4,1.6336999999999976E-5,2.912601414476447E-3,8.6535752688172353E-5,2.8687483078170338E-2,null,2.4350133190269331E-2,5.9771780014325621E-3,1.0920731064453173E-4,1.1974116945826635E-5,5.0944229111525279E-3,4.9184345364572372E-5,6.5102769109189626E-5,3.5592099875809351E-2]
[2004,7,9,24,1.4408760514281497E-2,3.1615060512010583E-3,3.2840004999999775E-4,3.2673999999999952E-5,2.2838457306165348E-3,8.6535752688172353E-5,2.0301722098787257E-2,null,1.6530575173681457E-2,4.4118765839607117E-3,2.1841462128906346E-4,2.394823389165327E-5,3.9946681196274085E-3,4.9184345364572372E-5,4.8053677256222677E-5,2.5228667077814862E-2]
[2004,7,10,3,1.0897069021170627E-2,3.4341290000583342E-3,3.2840004999999775E-4,3.2673999999999952E-5,2.862173155993992E-3,8.6535752688172353E-5,1.7640980979911122E-2,null,1.2501756722843208E-2,4.7923214684033009E-3,2.1841462128906346E-4,2.394823389165327E-5,5.0062189866108241E-3,4.9184345364572372E-5,5.2197441330958617E-5,2.2591844378402618E-2]
[2004,7,10,7,1.3649882924812238E-2,3.7930592699651801E-3,0,0,2.9573044911625087E-3,8.6535752688172353E-5,2.0486782438628098E-2,null,1.5659946292875929E-2,5.2932080798570791E-3,0,0,5.1726129363775953E-3,4.9184345364572372E-5,5.765304352442587E-5,2.6174951654475177E-2]
[2004,7,10,10,2.0025542034034803E-2,4.9376827549443827E-3,0,0,3.5971791243462484E-3,8.6535752688172353E-5,2.8646939666013605E-2,null,2.2974476372150141E-2,6.8905283028921644E-3,0,0,6.2918158507738048E-3,4.9184345364572372E-5,7.5050880705913344E-5,3.6206004871180683E-2]
[2004,7,10,13,2.0377870969464418E-2,4.9312825281444261E-3,0,0,3.4138695282471322E-3,8.6535752688172353E-5,2.8809558778544148E-2,null,2.337868879189365E-2,6.8815967967386224E-3,0,0,5.9711895537597603E-3,4.9184345364572372E-5,7.4953599717665704E-5,3.6280659487756606E-2]
[2004,7,10,14,1.9638319824273987E-2,4.8933620222817113E-3,0,0,3.4189070088108779E-3,8.6535752688172353E-5,2.8037124608054749E-2,null,2.2530232341511577E-2,6.8286787921046921E-3,0,0,5.9800005967919024E-3,4.9184345364572372E-5,7.4377222598467297E-5,3.5388096075772743E-2]
[2004,7,10,18,2.1482858921611076E-2,4.3303081149907996E-3,0,0,3.1053538653529368E-3,8.6535752688172353E-5,2.9005056654642983E-2,null,2.4646395781045691E-2,6.0429379746418758E-3,0,0,5.4315656787984412E-3,4.9184345364572372E-5,6.5819019545674257E-5,3.6170083779850579E-2]
[2004,7,10,22,2.0081733495662269E-2,4.1714553309069573E-3,3.2840004999999775E-4,3.2673999999999952E-5,2.6308532081984609E-3,8.6535752688172353E-5,2.7331651837455853E-2,null,2.3038942512706172E-2,5.8212591712341706E-3,2.1841462128906346E-4,2.394823389165327E-5,4.6016179189882602E-3,4.9184345364572372E-5,6.3404518262427485E-5,3.3753366803473892E-2]
[2004,7,11,1,1.3642048731652527E-2,3.4248307935430917E-3,3.2840004999999775E-4,3.2673999999999952E-5,2.8191078702138593E-3,8.6535752688172353E-5,{"$f":"SUM(E4611:J4611)","v":2.0333597198097648E-2},null,{"$f":"E4611*W$5","v":1.5650958446987079E-2},4.7793458362415837E-3,{"$f":"G4611*Y$5","v":2.1841462128906346E-4},{"$f":"H4611*Z$5","v":2.394823389165327E-5},{"$f":"I4611*AA$5","v":4.9308936168354755E-3},{"$f":"J4611*AB$5","v":4.9184345364572372E-5},5.205611216450789E-5,{"$f":"SUM(M4611:R4611)","v":2.5652745100609421E-2}]
[2004,7,11,4,1.1177537771756877E-2,3.2546902007637765E-3,3.2840004999999775E-4,3.2673999999999952E-5,2.8607307241066285E-3,8.6535752688172353E-5,1.7740568499315452E-2,null,1.282352692374558E-2,4.541914914045788E-3,2.1841462128906346E-4,2.394823389165327E-5,5.0036960330689358E-3,4.9184345364572372E-5,4.9470040526120992E-5,2.2660685071405586E-2]
[2004,7,11,8,1.6022770578811595E-2,4.0723526950674719E-3,0,0,3.271011118394374E-3,8.6535752688172353E-5,2.3452670144961611E-2,null,1.838226218564535E-2,5.6829616031169403E-3,0,0,5.7213163124067096E-3,4.9184345364572372E-5,6.1898196275138404E-5,2.9835724446533568E-2]
[2004,7,11,11,2.1077799844298521E-2,5.0314397410780561E-3,0,0,3.6987795397684089E-3,8.6535752688172353E-5,2.9894554877833157E-2,null,2.4181688249772581E-2,7.0213660254860337E-3,0,0,6.4695248505486028E-3,4.9184345364572372E-5,7.6475950871593434E-5,3.7721763471171788E-2]
[2004,7,11,15,2.1793922822899943E-2,5.0847246537997354E-3,0,0,3.5922934400281986E-3,8.6535752688172353E-5,3.0557476669416047E-2,null,2.5003266533320159E-2,7.0957250350554947E-3,0,0,6.2832703141264554E-3,4.9184345364572372E-5,7.7285861071695963E-5,3.8431446227866678E-2]
[2004,7,11,16,2.2460906797157579E-2,5.1985190873498725E-3,0,0,3.8863190890024791E-3,8.6535752688172353E-5,3.1632280726198107E-2,null,2.5768469668952708E-2,7.2545249831290392E-3,0,0,6.7975497466489163E-3,4.9184345364572372E-5,7.901549273926641E-5,3.9869728744095237E-2]
[2004,7,11,19,2.4130200437603364E-2,4.4264011222838809E-3,0,0,3.5542962463065387E-3,8.6535752688172353E-5,3.2197433558881959E-2,null,2.7683581241734194E-2,6.1770356109875826E-3,0,0,6.216809529862255E-3,4.9184345364572372E-5,6.7279596335425245E-5,4.0126610727948604E-2]
[2004,7,11,23,1.8547404749960847E-2,3.5084047215030245E-3,3.2840004999999775E-4,3.2673999999999952E-5,2.4580144696565815E-3,8.6535752688172353E-5,2.496143374380862E-2,null,2.1278670583221439E-2,4.8959731176146408E-3,2.1841462128906346E-4,2.394823389165327E-5,4.2993061693660656E-3,4.9184345364572372E-5,5.3326403758508077E-5,3.0765497070747432E-2]
[2004,7,12,2,1.3319361575069903E-2,4.0112636994057739E-3,3.2840004999999775E-4,3.2673999999999952E-5,3.2560015247584807E-3,8.6535752688172353E-5,2.1034236601922326E-2,null,1.5280752814505125E-2,5.5977120084197765E-3,2.1841462128906346E-4,2.394823389165327E-5,5.6950630745535207E-3,4.9184345364572372E-5,6.0969667012852549E-5,2.6865075098023706E-2]
[2004,7,12,5,1.3739610215859989E-2,4.2632048196161003E-3,0,0,3.5152702851171075E-3,8.6535752688172353E-5,2.1604621073281368E-2,null,1.5762886703907505E-2,5.9492954344171727E-3,0,0,6.1485493313246098E-3,4.9184345364572372E-5,6.4799075238580571E-5,2.7909915815013859E-2]
[2004,7,12,8,2.0992303641918869E-2,5.8445192395801485E-3,0,0,3.7916075200798084E-3,8.6535752688172353E-5,3.0714966154266995E-2,null,2.4083601991825528E-2,8.15601715132434E-3,0,0,6.6318900088376629E-3,4.9184345364572372E-5,8.8834446845316984E-5,3.8920693497352096E-2]
[2004,7,12,13,2.4167732009114543E-2,7.3342776921176463E-3,0,0,4.6609521873367307E-3,8.6535752688172353E-5,3.6249497641257095E-2,null,2.7726639661897194E-2,1.0234972663685541E-2,0,0,8.1524583119873869E-3,4.9184345364572372E-5,1.1147820292504051E-4,4.6163254982934693E-2]
[2004,7,12,14,2.4182391840825178E-2,7.438470309941653E-3,0,0,4.8739462732917769E-3,8.6535752688172353E-5,3.6581344176746779E-2,null,2.7743458280673317E-2,1.038037329343435E-2,0,0,8.5250056664026574E-3,4.9184345364572372E-5,1.1306189068280825E-4,4.6698021585874896E-2]
[2004,7,12,17,2.8170752153855273E-2,6.7953842739724686E-3,0,0,4.6259038645856407E-3,8.6535752688172353E-5,3.9678576045101555E-2,null,3.2319139159602779E-2,9.4829477697708098E-3,0,0,8.0911553896125046E-3,4.9184345364572372E-5,1.0328723002425697E-4,4.9942426664350663E-2]
[2004,7,12,20,2.7468061976247602E-2,6.0782210661340487E-3,0,0,4.1923873992269099E-3,8.6535752688172353E-5,3.7825206194296732E-2,null,3.1512971773224339E-2,8.4821476725075277E-3,0,0,7.3328929639649596E-3,4.9184345364572372E-5,9.2386624815415924E-5,4.7377196755061392E-2]
[2004,7,12,24,1.6521165370480342E-2,4.4116513178313532E-3,3.2840004999999775E-4,3.2673999999999952E-5,3.1415815421161762E-3,8.6535752688172353E-5,2.4522008033116039E-2,null,1.8954049922812997E-2,6.1564522827167465E-3,2.1841462128906346E-4,2.394823389165327E-5,5.4949314059464004E-3,4.9184345364572372E-5,6.7055404974954857E-5,3.0896980812021427E-2]
[2004,7,13,5,1.2447351343654978E-2,4.0189249888594337E-3,0,0,3.2673752126279646E-3,8.6535752688172353E-5,1.9820187297830548E-2,null,1.4280331531332553E-2,5.6084033254680879E-3,0,0,5.7149567598956371E-3,4.9184345364572372E-5,6.1086115668907725E-5,2.565287596206085E-2]
[2004,7,13,7,1.7181130898854841E-2,4.7716564669836288E-3,0,0,3.152829466008845E-3,8.6535752688172353E-5,2.5192152584535485E-2,null,1.9711201085678101E-2,6.6588388864200071E-3,0,0,5.5146051178717286E-3,4.9184345364572372E-5,7.2527344919959746E-5,3.1933829435334411E-2]
[2004,7,13,11,2.2027235873445569E-2,6.4529420592569844E-3,0,0,3.9267653164014133E-3,8.6535752688172353E-5,3.2493479001792142E-2,null,2.5270936949330101E-2,9.0050702126840756E-3,0,0,6.8682941288038821E-3,4.9184345364572372E-5,9.8082239934615213E-5,4.1193485636182629E-2]
[2004,7,13,14,2.1067793626518654E-2,6.5960070486838131E-3,0,0,3.9781168327943537E-3,8.6535752688172353E-5,3.1728453260684991E-2,null,2.4170208529844531E-2,9.2047171741684673E-3,0,0,6.9581129211502583E-3,4.9184345364572372E-5,1.0025677280510268E-4,4.0382222970527827E-2]
[2004,7,13,15,2.1246602927272384E-2,6.5093393953614825E-3,0,0,3.8678853943757792E-3,8.6535752688172353E-5,3.1710363469697821E-2,null,2.4375349047304949E-2,9.08377260405311E-3,0,0,6.7653074234196907E-3,4.9184345364572372E-5,9.8939457774273209E-5,4.0273613420142323E-2]
[2004,7,13,18,2.3422100883826426E-2,5.1687555760169812E-3,0,0,2.8759584592105269E-3,8.6535752688172353E-5,3.1553350671742107E-2,null,2.6871207901740232E-2,{"$f":"(F4676*X$5)-S4676","v":7.2129900511759132E-3},0,0,5.0303308215479507E-3,4.9184345364572372E-5,{"$f":"(F4676*$AC$7)*$AC$5","v":7.8563098802819794E-5},3.9163713119828671E-2]
[2004,7,13,21,2.1435519704459449E-2,4.458762056685244E-3,1.6420002499999888E-4,1.6336999999999976E-5,2.129660898269427E-3,8.6535752688172353E-5,2.8291015437102291E-2,null,2.4592085454559764E-2,6.2221952426340958E-3,1.0920731064453173E-4,1.1974116945826635E-5,3.724983864666449E-3,4.9184345364572372E-5,6.7771470104524033E-5,3.4709630334815236E-2]
[2004,7,14,2,1.1915342461980158E-2,3.6646647098517527E-3,3.2840004999999775E-4,3.2673999999999952E-5,2.6583896701713964E-3,8.6535752688172353E-5,1.8686006644691475E-2,null,1.366997973855516E-2,5.1140336787651791E-3,2.1841462128906346E-4,2.394823389165327E-5,4.6497818668836911E-3,4.9184345364572372E-5,5.5701495542791799E-5,2.3725342484749317E-2]
[2004,7,14,5,1.1412403861001676E-2,3.8462930685920277E-3,0,0,2.9602195599650848E-3,8.6535752688172353E-5,1.8305452242246958E-2,null,1.3092979076841021E-2,5.3674957597898256E-3,0,0,5.1777116749903065E-3,4.9184345364572372E-5,5.8462176809926133E-5,2.3687370856985725E-2]
[2004,7,14,9,1.8176249166310561E-2,5.6770455212753661E-3,0,0,3.2248780194811164E-3,8.6535752688172353E-5,2.7164708459755212E-2,null,2.0852859128406748E-2,7.9223078481468253E-3,0,0,5.6406250393413173E-3,4.9184345364572372E-5,8.628891067426958E-5,3.4464976361259461E-2]
[2004,7,14,12,2.0847944799703966E-2,6.3408909345422423E-3,0,0,3.6396823232021959E-3,8.6535752688172353E-5,3.0915053810136574E-2,null,2.3917985061010848E-2,8.8487030492723131E-3,0,0,6.3661580758969548E-3,4.9184345364572372E-5,9.6379105891524126E-5,3.9182030531544683E-2]
[2004,7,14,15,2.1869339757498003E-2,6.6969786365618398E-3,0,0,4.01512372003419E-3,8.6535752688172353E-5,3.2667977866782209E-2,null,2.5089789264092607E-2,9.3456228618343708E-3,0,0,7.0228415631429526E-3,4.9184345364572372E-5,1.01791502145284E-4,4.1507438034434498E-2]
[2004,7,14,16,2.3003483290439893E-2,6.7462106636065784E-3,0,0,4.3973499975344804E-3,8.6535752688172353E-5,3.4233579704269129E-2,null,2.639094524558443E-2,9.4143260759930406E-3,0,0,7.691392466010671E-3,4.9184345364572372E-5,1.0253981004030723E-4,4.3545848132952716E-2]
[2004,7,14,19,2.5073309961235607E-2,5.7746247057638353E-3,0,0,3.73881695557262E-3,8.6535752688172353E-5,3.4673287375260237E-2,null,2.8765571803098945E-2,8.0584794423663297E-3,0,0,6.5395541814974026E-3,4.9184345364572372E-5,8.7772076786367615E-5,4.3412789772327251E-2]
[2004,7,14,23,1.8526016371763213E-2,3.6841055457705885E-3,3.2840004999999775E-4,3.2673999999999952E-5,2.029091998637848E-3,8.6535752688172353E-5,2.4686823718859819E-2,null,2.1254132581268483E-2,5.1411633338643205E-3,2.1841462128906346E-4,2.394823389165327E-5,3.5490790862487639E-3,4.9184345364572372E-5,5.5996988779149836E-5,3.0235922201926852E-2]
[2004,7,15,3,1.1807744402168575E-2,3.7599590428944152E-3,3.2840004999999775E-4,3.2673999999999952E-5,2.8367711112392145E-3,8.6535752688172353E-5,1.8852084358990374E-2,null,1.3546536933430131E-2,5.2470167664854621E-3,2.1841462128906346E-4,2.394823389165327E-5,4.9617883418457479E-3,4.9184345364572372E-5,5.7149932790805105E-5,2.4046889242306628E-2]
[2004,7,15,6,1.3015381276327337E-2,4.0601317851232293E-3,0,0,2.8998406671717149E-3,8.6535752688172353E-5,2.0061889481310453E-2,null,1.4932008786543695E-2,5.6659073430445255E-3,0,0,5.0721031240681903E-3,4.9184345364572372E-5,6.1712443139535559E-5,2.5719203599020982E-2]
[2004,7,15,10,2.0295697047459264E-2,6.4251622656105942E-3,0,0,3.8281571968543102E-3,8.6535752688172353E-5,3.0635552262612338E-2,null,2.3284414048852699E-2,8.9663035555558341E-3,0,0,6.695818945296245E-3,4.9184345364572372E-5,9.7659997744814253E-5,3.899572089506935E-2]
[2004,7,15,13,2.4033973243576007E-2,7.3045959560135067E-3,0,0,4.6575639544770746E-3,8.6535752688172353E-5,3.6082668906754767E-2,null,2.7573183760768012E-2,1.0193551848931951E-2,0,0,8.1465319634582804E-3,4.9184345364572372E-5,1.1102705194065102E-4,4.5962451918522822E-2]
[2004,7,15,16,2.4380547874147174E-2,7.0649340863849983E-3,0,0,4.7648132683291823E-3,8.6535752688172353E-5,3.6296830981549531E-2,null,2.7970794504472794E-2,9.8591040972723989E-3,0,0,8.3341214355288282E-3,4.9184345364572372E-5,1.0738428360580122E-4,4.6213204382638595E-2]
[2004,7,15,18,2.3102738746534658E-2,5.186378527232454E-3,0,0,2.7281268457464581E-3,8.6535752688172353E-5,3.1103779872201743E-2,null,2.6504816926409876E-2,7.2375828511100733E-3,0,0,4.7717589637987943E-3,4.9184345364572372E-5,7.8830960890159056E-5,3.8563343086683313E-2]
[2004,7,15,21,2.4486242398671469E-2,5.1534104164826528E-3,1.6420002499999888E-4,1.6336999999999976E-5,2.937602352487619E-3,8.6535752688172353E-5,3.2844327945329911E-2,null,2.8092053462268896E-2,7.1915759058507993E-3,1.0920731064453173E-4,1.1974116945826635E-5,5.1381519812447752E-3,4.9184345364572372E-5,7.8329858273854888E-5,4.05921471223194E-2]
[2004,7,16,1,1.193324989490308E-2,3.7026493236710081E-3,3.2840004999999775E-4,3.2673999999999952E-5,2.8198275209862433E-3,8.6535752688172353E-5,1.8903336542248499E-2,null,1.3690524195922373E-2,5.1670411459488327E-3,2.1841462128906346E-4,2.394823389165327E-5,4.932152355969722E-3,4.9184345364572372E-5,5.6278847078297899E-5,2.4081264898386211E-2]
[2004,7,16,4,1.0625107468597461E-2,3.632069501534242E-3,3.2840004999999775E-4,3.2673999999999952E-5,2.9330101769745485E-3,8.6535752688172353E-5,1.7637796949794421E-2,null,1.2189746478470983E-2,5.0685471182473794E-3,2.1841462128906346E-4,2.394823389165327E-5,5.1301198200195746E-3,4.9184345364572372E-5,5.5206060900180894E-5,2.2679960617283224E-2]
[2004,7,16,7,1.5189771610193926E-2,4.4195119383647992E-3,0,0,2.8839182051641999E-3,8.6535752688172353E-5,2.2579737506411096E-2,null,1.742659691126695E-2,6.167421765964686E-3,0,0,5.0442531907234243E-3,4.9184345364572372E-5,6.7174883386835271E-5,2.8687456213319633E-2]
[2004,7,16,9,1.7402505546338667E-2,5.4999107147353709E-3,0,0,3.4163968436660389E-3,8.6535752688172353E-5,{"$f":"SUM(E4739:J4739)","v":2.6405348857428249E-2},null,{"$f":"E4739*W$5","v":1.9965175065476817E-2},7.6751165119539593E-3,{"$f":"G4739*Y$5","v":0},{"$f":"H4739*Z$5","v":0},{"$f":"I4739*AA$5","v":5.975610074023808E-3},{"$f":"J4739*AB$5","v":4.9184345364572372E-5},8.3596529674055244E-5,{"$f":"SUM(M4739:R4739)","v":3.3665085996819152E-2}]
[2004,7,16,15,1.8086445059023317E-2,5.9797976121365093E-3,0,0,3.6914796197695904E-3,8.6535752688172353E-5,2.7844258043617589E-2,null,2.0749830589279754E-2,8.3447979015528542E-3,0,0,6.4567565810879331E-3,4.9184345364572372E-5,9.0890626131167427E-5,3.5600569417285115E-2]
[2004,7,16,18,2.1422779097416328E-2,5.2091504048513461E-3,0,0,3.4043644898923129E-3,8.6535752688172353E-5,3.0122829744848159E-2,null,2.4577468682889785E-2,7.2693609695171028E-3,0,0,5.9545643180081397E-3,4.9184345364572372E-5,7.9177084680496492E-5,3.78505783157796E-2]
[2004,7,16,19,2.1063210581639721E-2,4.9989586092644075E-3,0,0,3.4008547057765358E-3,8.6535752688172353E-5,2.9549559649368836E-2,null,2.4164950591951784E-2,6.9760386585449724E-3,0,0,5.9484253645201183E-3,4.9184345364572372E-5,7.5982250148010465E-5,3.7138598960381443E-2]
[2004,7,16,22,2.0688341309610534E-2,3.6426948440443233E-3,3.2840004999999775E-4,3.2673999999999952E-5,2.3111201731782602E-3,8.6535752688172353E-5,2.7089766129521284E-2,null,2.3734878576011226E-2,5.0833747665446141E-3,2.1841462128906346E-4,2.394823389165327E-5,4.0423737701104296E-3,4.9184345364572372E-5,5.5367562023837544E-5,3.3152174313211553E-2]
[2004,7,17,2,9.6124089863101649E-3,2.9341655829277246E-3,3.2840004999999775E-4,3.2673999999999952E-5,2.558634865277065E-3,8.6535752688172353E-5,1.5552819237203126E-2,null,1.1027919382161718E-2,4.0946233279750893E-3,2.1841462128906346E-4,2.394823389165327E-5,4.4753010192725593E-3,4.9184345364572372E-5,4.4598189487810827E-5,1.9889390929954655E-2]
[2004,7,17,5,9.1633545964109608E-3,2.911917209745955E-3,0,0,2.6240317593238852E-3,8.6535752688172353E-5,1.4785839318168974E-2,null,1.0512737847848416E-2,4.0635757591638323E-3,0,0,4.5896865420201752E-3,4.9184345364572372E-5,4.4260022763775423E-5,1.9215184494396995E-2]
[2004,7,17,10,1.6797808315791973E-2,4.1895579205373555E-3,0,0,3.1359912476066477E-3,8.6535752688172353E-5,2.4209893236624147E-2,null,1.9271430935510786E-2,5.8465213058010368E-3,0,0,5.4851534376024035E-3,4.9184345364572372E-5,6.3679670669385721E-5,3.06522900242788E-2]
[2004,7,17,13,1.7082116377095394E-2,4.1711796236825914E-3,0,0,3.0074917451141194E-3,8.6535752688172353E-5,2.4347323498580278E-2,null,1.9597605818853565E-2,5.8208744222482409E-3,0,0,5.2603953205748073E-3,4.9184345364572372E-5,6.3400327618550056E-5,3.0728059907041184E-2]
[2004,7,17,16,1.6520202759059476E-2,4.2191946390783188E-3,0,0,3.2712872727762811E-3,8.6535752688172353E-5,2.4097220423602246E-2,null,1.8952945558531286E-2,5.8878792986179849E-3,0,0,5.7217993332564594E-3,4.9184345364572372E-5,6.41301374041117E-5,3.0611808535770304E-2]
[2004,7,17,19,1.7410086990550189E-2,3.5452977784900855E-3,0,0,2.7713451453743052E-3,8.6535752688172353E-5,2.3813265667102748E-2,null,1.9973872942947914E-2,4.9474573190034397E-3,0,0,4.847351969663188E-3,4.9184345364572372E-5,5.3887164049565613E-5,2.9817866576979116E-2]
[2004,7,17,20,1.7655052945096738E-2,3.616716927058802E-3,0,0,2.5822854954100334E-3,8.6535752688172353E-5,2.3940591120253742E-2,null,2.0254912253901185E-2,5.0471226253839306E-3,0,0,4.5166682696672535E-3,4.9184345364572372E-5,5.4972707666960087E-5,2.9867887494316937E-2]
[2004,7,17,23,1.4415401263178423E-2,3.3564638193756221E-3,3.2840004999999775E-4,3.2673999999999952E-5,2.7037201262136989E-3,8.6535752688172353E-5,2.0923195011455911E-2,null,1.6538193830313398E-2,4.683939834304273E-3,2.1841462128906346E-4,2.394823389165327E-5,4.7290692395695307E-3,4.9184345364572372E-5,5.1016960425298028E-5,2.6242750104732485E-2]
[2004,7,18,3,9.5690876228406128E-3,2.8482506617351347E-3,3.2840004999999775E-4,3.2673999999999952E-5,2.6687467100459396E-3,8.6535752688172353E-5,1.5533694797309859E-2,null,1.0978218573077549E-2,3.9747291943300119E-3,2.1841462128906346E-4,2.394823389165327E-5,4.6678973360880748E-3,4.9184345364572372E-5,4.3292315696136731E-5,1.9912392304040925E-2]
[2004,7,18,7,1.1029890338570936E-2,2.9284619515262313E-3,0,0,2.6061308056743943E-3,8.6535752688172353E-5,1.6651018848459733E-2,null,1.2654137128484413E-2,4.0866639195740731E-3,0,0,4.558376034530142E-3,4.9184345364572372E-5,4.451149648197214E-5,2.13483614279532E-2]
[2004,7,18,10,1.7966073889460005E-2,3.883971770833018E-3,0,0,3.0675558496499108E-3,8.6535752688172353E-5,2.5004137262631104E-2,null,2.0611733723471064E-2,5.4200763278605089E-3,0,0,5.3654532762443096E-3,4.9184345364572372E-5,5.903487860698074E-5,3.1446447672940456E-2]
[2004,7,18,14,1.8082630371455126E-2,4.2690749179078958E-3,0,0,3.335264579302622E-3,8.6535752688172353E-5,2.5773505621353814E-2,null,2.0745454155960068E-2,5.9574871470945163E-3,0,0,5.8337018594798104E-3,4.9184345364572372E-5,6.4888298477191509E-5,3.2585827507898964E-2]
[2004,7,18,17,2.1038934790759481E-2,3.8493272720380419E-3,0,0,3.0371071956898951E-3,8.6535752688172353E-5,2.8011905011175588E-2,null,2.4137099980814994E-2,5.3717299857940302E-3,0,0,5.3121956215660291E-3,4.9184345364572372E-5,5.8508295536496049E-5,3.487020993353962E-2]
[2004,7,18,18,2.1289150790606001E-2,3.5285914473914544E-3,0,0,2.8122127110290804E-3,8.6535752688172353E-5,2.7716490701714707E-2,null,2.4424162451665354E-2,4.9241436609606384E-3,0,0,4.9188333133719153E-3,4.9184345364572372E-5,5.3633234235816168E-5,3.4316323771362477E-2]
[2004,7,18,24,1.2442781064275604E-2,2.9853489010413241E-3,3.2840004999999775E-4,3.2673999999999952E-5,2.4030108578054392E-3,8.6535752688172353E-5,1.8278750625810535E-2,null,1.4275088238769629E-2,4.1660495656661457E-3,2.1841462128906346E-4,2.394823389165327E-5,4.2030995071644104E-3,4.9184345364572372E-5,4.5376156257350646E-5,2.2935784512145469E-2]
[2004,7,19,1,1.0528369050990841E-2,2.9920219249679621E-3,3.2840004999999775E-4,3.2673999999999952E-5,2.5033495354438978E-3,8.6535752688172353E-5,{"$f":"SUM(E4803:J4803)","v":1.6471350314090871E-2},null,{"$f":"E4803*W$5","v":1.2078762491830063E-2},4.1753617597690036E-3,{"$f":"G4803*Y$5","v":2.1841462128906346E-4},{"$f":"H4803*Z$5","v":2.394823389165327E-5},{"$f":"I4803*AA$5","v":4.3786016049438947E-3},{"$f":"J4803*AB$5","v":4.9184345364572372E-5},4.5477583657109031E-5,{"$f":"SUM(M4803:R4803)","v":2.0924273057088244E-2}]
[2004,7,19,5,9.9023270398833109E-3,3.2303244932681556E-3,0,0,2.7666476533758843E-3,8.6535752688172353E-5,1.5985834939215522E-2,null,1.1360530377677126E-2,4.5079126086221668E-3,0,0,4.8391355996707935E-3,4.9184345364572372E-5,4.9099691134042722E-5,2.0756762931334657E-2]
[2004,7,19,8,1.5499916899937983E-2,4.4626768151901051E-3,0,0,2.677690733492524E-3,8.6535752688172353E-5,2.2726820201308784E-2,null,1.7782413778498225E-2,6.2276582817995269E-3,0,0,4.6835413022475693E-3,4.9184345364572372E-5,6.7830972929659288E-5,2.8742797707909894E-2]
[2004,7,19,11,1.7542992472322372E-2,5.4240643965332205E-3,0,0,3.1347573973761981E-3,8.6535752688172353E-5,2.6188350018919958E-2,null,2.0126349906892996E-2,7.5692730975064132E-3,0,0,5.4829953136477519E-3,4.9184345364572372E-5,8.244369477925115E-5,3.3227802663411736E-2]
[2004,7,19,15,1.7915136451355597E-2,5.7096408667991509E-3,0,0,3.5972866650463928E-3,8.6535752688172353E-5,2.7308599735889314E-2,null,2.0553295306862982E-2,7.9677946001357573E-3,0,0,6.2920039499088174E-3,4.9184345364572372E-5,8.6784347402363131E-5,3.4862278202272126E-2]
[2004,7,19,18,2.1412577285363048E-2,4.6291411605076547E-3,0,0,2.9164003597841508E-3,8.6535752688172353E-5,2.9044654558343024E-2,null,2.4565764565739154E-2,6.4599590066049843E-3,0,0,5.1010676356649824E-3,4.9184345364572372E-5,7.0361167019124658E-5,3.6175975553373693E-2]
[2004,7,19,21,2.0831624432490911E-2,3.9344890970283266E-3,1.6420002499999888E-4,1.6336999999999976E-5,2.5237382231972786E-3,8.6535752688172353E-5,2.7556924530404685E-2,null,2.3899261378511574E-2,5.4905731749061489E-3,1.0920731064453173E-4,1.1974116945826635E-5,4.4142634011316269E-3,4.9184345364572372E-5,5.9802722555251675E-5,3.3974463727504282E-2]
[2004,7,19,23,1.5388343505817239E-2,3.1585768556271318E-3,3.2840004999999775E-4,3.2673999999999952E-5,2.0753018399740208E-3,8.6535752688172353E-5,2.1069832004106562E-2,null,1.7654410236689917E-2,4.407788896272264E-3,2.1841462128906346E-4,2.394823389165327E-5,3.629904589269416E-3,4.9184345364572372E-5,4.8009154608962095E-5,2.598365092277688E-2]
[2004,7,20,2,1.0398497205077748E-2,3.3893452613497485E-3,3.2840004999999775E-4,3.2673999999999952E-5,2.6121246070979001E-3,8.6535752688172353E-5,1.6847576876213567E-2,null,1.1929765892873249E-2,4.729825833427191E-3,2.1841462128906346E-4,2.394823389165327E-5,4.568859775678189E-3,4.9184345364572372E-5,5.151674570951205E-5,2.1519998702523916E-2]
[2004,7,20,6,1.1906460343385702E-2,3.7319981978671834E-3,0,0,2.8484470306233889E-3,8.6535752688172353E-5,1.8573441324564448E-2,null,1.3659789651143986E-2,5.2079974524479218E-3,0,0,4.9822106594769435E-3,4.9184345364572372E-5,5.6724938689579396E-5,2.3899182108433423E-2]
[2004,7,20,9,1.6435889003090193E-2,5.1735831731536154E-3,0,0,3.1046686413588823E-3,8.6535752688172353E-5,2.480067657029086E-2,null,1.8856215872459801E-2,7.2197269551764033E-3,0,0,5.4303671554449774E-3,4.9184345364572372E-5,7.8636476424424757E-5,3.1555494328445753E-2]
[2004,7,20,13,1.7613912016922573E-2,6.003825484195249E-3,0,0,3.5476956022428468E-3,8.6535752688172353E-5,2.7251968856048837E-2,null,2.020771296807615E-2,8.3783287581704093E-3,0,0,6.2052643619655073E-3,4.9184345364572372E-5,9.1255840554409109E-5,3.4840490433576635E-2]
[2004,7,20,14,1.7755150730839775E-2,6.0116818165942406E-3,0,0,3.6660786298924491E-3,8.6535752688172353E-5,2.7519446930014638E-2,null,2.0369750304703976E-2,8.3892922573336505E-3,0,0,6.4123277814063526E-3,4.9184345364572372E-5,9.1375253788293425E-5,3.5220554688808553E-2]
[2004,7,20,20,2.0285556066536391E-2,5.093231251219691E-3,0,0,3.3017702943815776E-3,8.6535752688172353E-5,2.876709336482583E-2,null,2.3272779720742778E-2,7.1075959780043541E-3,0,0,5.7751171002860735E-3,4.9184345364572372E-5,7.7415158084052416E-5,3.6204677144397776E-2]
[2004,7,20,21,2.1663332059660936E-2,4.6212206182917421E-3,1.6420002499999888E-4,1.6336999999999976E-5,2.8285814021154006E-3,8.6535752688172353E-5,2.938020685775625E-2,null,2.4853445150240665E-2,6.4489059027460242E-3,1.0920731064453173E-4,1.1974116945826635E-5,4.947463744738618E-3,4.9184345364572372E-5,7.0240777820694008E-5,3.6420180570680236E-2]
[2004,7,20,24,1.2837851703581041E-2,3.6420234165756593E-3,3.2840004999999775E-4,3.2673999999999952E-5,2.6544954981650632E-3,8.6535752688172353E-5,1.9581980421009934E-2,null,1.4728336448112818E-2,5.0824377905974386E-3,2.1841462128906346E-4,2.394823389165327E-5,4.6429705816215094E-3,4.9184345364572372E-5,5.5357356584291451E-5,2.4745292020877052E-2]
[2004,7,21,3,9.9734683831000752E-3,3.3495351539695019E-3,3.2840004999999775E-4,3.2673999999999952E-5,2.646235454853645E-3,8.6535752688172353E-5,1.6416848794611392E-2,null,1.1442147899242272E-2,4.6742708929300358E-3,2.1841462128906346E-4,2.394823389165327E-5,4.6285229631854094E-3,4.9184345364572372E-5,5.0911647373274752E-5,2.1036488955903002E-2]
[2004,7,21,7,1.4284297081376511E-2,4.122176142775367E-3,0,0,2.6055050394091818E-3,8.6535752688172353E-5,2.109851401624923E-2,null,1.6387783423345192E-2,5.752490143855031E-3,0,0,4.5572815085223334E-3,4.9184345364572372E-5,6.2655493537004453E-5,2.6746739421087129E-2]
[2004,7,21,11,1.7830299016865156E-2,5.6162025484466369E-3,0,0,3.2167595313368756E-3,8.6535752688172353E-5,2.674979684933684E-2,null,2.0455964826076901E-2,7.8374015779153778E-3,0,0,5.6264250146484864E-3,4.9184345364572372E-5,8.5364120864517306E-5,3.3968975764005337E-2]
[2004,7,21,15,1.8111488733959159E-2,5.9967955240867723E-3,0,0,3.6620378208982599E-3,8.6535752688172353E-5,2.7856857831632362E-2,null,2.0778562162043549E-2,8.3685184602027736E-3,0,0,6.4052600138027006E-3,4.9184345364572372E-5,9.114898786182972E-5,3.5601524981413592E-2]
[2004,7,21,18,2.1713190301090507E-2,4.9665169137856919E-3,0,0,3.1006030544227319E-3,8.6535752688172353E-5,2.9866846021987099E-2,null,2.4910645449125648E-2,{"$f":"(F4868*X$5)-S4868","v":6.9307663249455614E-3},0,0,5.423256048812994E-3,4.9184345364572372E-5,{"$f":"(F4868*$AC$7)*$AC$5","v":7.5489148841566156E-5},3.7313852168248778E-2]
[2004,7,21,21,2.1697375189469532E-2,4.6290136387066383E-3,1.6420002499999888E-4,1.6336999999999976E-5,2.8355479795388835E-3,8.6535752688172353E-5,2.9429009585403225E-2,null,2.4892501425476179E-2,6.4597810501378023E-3,1.0920731064453173E-4,1.1974116945826635E-5,4.9596489656418665E-3,4.9184345364572372E-5,7.035922873674597E-5,3.6482297214210778E-2]
[2004,7,21,22,2.0100360922950429E-2,3.7981216689933939E-3,3.2840004999999775E-4,3.2673999999999952E-5,1.9913841142489602E-3,8.6535752688172353E-5,2.633747650888095E-2,null,2.3060312989838749E-2,5.3002726495177182E-3,2.1841462128906346E-4,2.394823389165327E-5,3.4831243321217318E-3,4.9184345364572372E-5,5.772999004456667E-5,3.2135257172023486E-2]
[2004,7,22,1,1.1276234145813918E-2,3.4950157792875153E-3,3.2840004999999775E-4,3.2673999999999952E-5,2.6345467565569488E-3,8.6535752688172353E-5,1.7853406484346551E-2,null,1.2936757192865717E-2,4.8772888703957655E-3,2.1841462128906346E-4,2.394823389165327E-5,4.608078293994399E-3,4.9184345364572372E-5,5.3122896981166349E-5,2.2713671557801168E-2]
[2004,7,22,4,9.9219073034090537E-3,3.4533865011427615E-3,3.2840004999999775E-4,3.2673999999999952E-5,2.8436154306485653E-3,8.6535752688172353E-5,1.6666519037888551E-2,null,1.1382994004427809E-2,4.8191952800373814E-3,2.1841462128906346E-4,2.394823389165327E-5,4.973759721601639E-3,4.9184345364572372E-5,5.2490147948275031E-5,2.1467496206612112E-2]
[2004,7,22,9,1.6545747032184466E-2,5.1988564729091701E-3,0,0,3.1284377905698838E-3,8.6535752688172353E-5,2.4959577048351691E-2,null,1.8982251446899075E-2,7.2549958041316642E-3,0,0,5.4719417072244536E-3,4.9184345364572372E-5,7.9020620870136593E-5,3.1758373303619768E-2]
[2004,7,22,12,1.7978317770382911E-2,5.7495675109926498E-3,0,0,3.3919074352011008E-3,8.6535752688172353E-5,2.720632846926483E-2,null,2.0625780621801638E-2,8.023512167567427E-3,0,0,5.9327757188167192E-3,4.9184345364572372E-5,8.7391217053385794E-5,3.463125285355035E-2]
[2004,7,22,16,1.8554120356041242E-2,5.9675159685099654E-3,0,0,3.9021572282778917E-3,8.6535752688172353E-5,2.8510329305517272E-2,null,2.1286375120404828E-2,8.3276588877249629E-3,0,0,6.8252521913410233E-3,4.9184345364572372E-5,9.0703949866928848E-5,3.6488470544835387E-2]
[2004,7,22,19,2.0861710544401977E-2,5.0345234236455864E-3,0,0,3.2710390782241861E-3,8.6535752688172353E-5,2.9253808798959922E-2,null,2.3933777930725535E-2,7.0256692995243324E-3,0,0,5.7213652168660971E-3,4.9184345364572372E-5,7.6522821661799401E-5,3.6729996792480533E-2]
[2004,7,22,22,2.0187974649909551E-2,3.8181421216698179E-3,3.2840004999999775E-4,3.2673999999999952E-5,2.0085406051990151E-3,8.6535752688172353E-5,2.646226717946655E-2,null,2.3160828596181755E-2,5.3282111588651392E-3,2.1841462128906346E-4,2.394823389165327E-5,3.5131327020059616E-3,4.9184345364572372E-5,5.8034293232938196E-5,3.2293719657598141E-2]
[2004,7,22,23,1.6704132760142279E-2,3.4109313473137306E-3,3.2840004999999775E-4,3.2673999999999952E-5,2.0726562520495813E-3,8.6535752688172353E-5,2.2635330162193761E-2,null,1.916396084375176E-2,4.759949181496595E-3,2.1841462128906346E-4,2.394823389165327E-5,3.6252771988998498E-3,4.9184345364572372E-5,5.1844845922302794E-5,2.7840734424693491E-2]
[2004,7,23,5,1.0857457778589489E-2,3.7990236851681478E-3,0,0,3.1495927131949823E-3,8.6535752688172353E-5,1.7892609929640792E-2,null,1.2456312382050576E-2,5.3015314116315023E-3,0,0,5.5089437226630593E-3,4.9184345364572372E-5,5.774370034384793E-5,2.3315971861709708E-2]
[2004,7,23,7,1.4738959714731307E-2,4.310824615291288E-3,0,0,2.8177186817054398E-3,8.6535752688172353E-5,2.1954038764416203E-2,null,1.6909399063488977E-2,6.0157487823057658E-3,0,0,4.9284637911373814E-3,4.9184345364572372E-5,6.5522877836242337E-5,2.7902795982296696E-2]
[2004,7,23,10,1.7346851404672198E-2,5.8404898418173866E-3,0,0,3.5333201026484695E-3,8.6535752688172353E-5,2.6807197101826226E-2,null,1.9901325369895268E-2,8.1503941332598216E-3,0,0,6.1801202162101486E-3,4.9184345364572372E-5,8.8773201547508648E-5,3.4281024064729812E-2]
[2004,7,23,13,1.7734104794006087E-2,6.1415742461382759E-3,0,0,3.7923553264774578E-3,8.6535752688172353E-5,2.7754570119309992E-2,null,2.0345605171568828E-2,8.5705569327946974E-3,0,0,6.6331979948965709E-3,4.9184345364572372E-5,9.3349568809757477E-5,3.5598544444624666E-2]
[2004,7,23,17,2.105211506170427E-2,5.1548514118217939E-3,0,0,3.223664165189094E-3,8.6535752688172353E-5,2.9517166391403327E-2,null,2.4152221160700409E-2,7.1935868125172402E-3,0,0,5.6385018902261165E-3,4.9184345364572372E-5,7.8351760849346873E-5,3.7033494208808339E-2]
[2004,7,23,20,2.0364074401239267E-2,4.6520478302933699E-3,0,0,3.1499743857339359E-3,8.6535752688172353E-5,2.8252632369954744E-2,null,2.3362860559620745E-2,6.491925227262928E-3,0,0,5.5096113050233982E-3,4.9184345364572372E-5,7.0709339598607607E-5,3.5413581437271642E-2]
[2004,7,23,22,2.0105793253047326E-2,3.5359348300209505E-3,3.2840004999999775E-4,3.2673999999999952E-5,2.2497514932345226E-3,8.6535752688172353E-5,2.6339089378990967E-2,null,2.3066545277546355E-2,4.934391339549718E-3,2.1841462128906346E-4,2.394823389165327E-5,3.9350339852779895E-3,4.9184345364572372E-5,5.374485083029104E-5,3.2227517802919346E-2]
[2004,7,24,1,1.2171388370678488E-2,3.2804572219360725E-3,3.2840004999999775E-4,3.2673999999999952E-5,2.5889676297798161E-3,8.6535752688172353E-5,1.8488423025082544E-2,null,1.3963730622779804E-2,4.5778727504400228E-3,2.1841462128906346E-4,2.394823389165327E-5,4.5283559720283193E-3,4.9184345364572372E-5,4.9861689347668367E-5,2.3361506545793432E-2]
[2004,7,24,4,1.0253593670304904E-2,3.227711076125185E-3,3.2840004999999775E-4,3.2673999999999952E-5,2.7441217520019065E-3,8.6535752688172353E-5,1.6673036301120166E-2,null,1.1763524058808447E-2,4.5042655892236702E-3,2.1841462128906346E-4,2.394823389165327E-5,4.7997356091730951E-3,4.9184345364572372E-5,4.9059968197603463E-5,2.1359072457750497E-2]
[2004,7,24,8,1.5372005855151919E-2,4.0908078222979885E-3,0,0,3.1728647840455208E-3,8.6535752688172353E-5,2.2722214214183599E-2,null,1.7635666725600484E-2,5.7087157033349047E-3,0,0,5.5496488360856112E-3,4.9184345364572372E-5,6.2178707118165535E-5,2.894321561038557E-2]
[2004,7,24,11,2.1196631333826276E-2,4.1933769429789757E-3,0,0,2.592379169625026E-3,8.6535752688172353E-5,2.8068923199118447E-2,null,2.4318018704338196E-2,5.8518507454449692E-3,0,0,4.5343230867400559E-3,4.9184345364572372E-5,6.3737718343143666E-5,3.4753376881887794E-2]
[2004,7,24,14,1.8836372193375302E-2,4.7146006614518284E-3,0,0,3.320797048382292E-3,8.6535752688172353E-5,2.6958305655897592E-2,null,2.1610190983007014E-2,6.5792176020295703E-3,0,0,5.8083967419920524E-3,4.9184345364572372E-5,7.1660118598005563E-5,3.404698967239321E-2]
[2004,7,24,19,1.991598801090342E-2,4.0724896007784221E-3,0,0,3.0183822591715683E-3,8.6535752688172353E-5,2.7093395623541582E-2,null,2.2848789571182245E-2,5.6831526548152675E-3,0,0,5.2794438879663983E-3,4.9184345364572372E-5,6.1900277189342578E-5,3.3860570459328485E-2]
[2004,7,24,22,1.9292234755580288E-2,3.9950701997604225E-3,3.2840004999999775E-4,3.2673999999999952E-5,2.545063300862271E-3,8.6535752688172353E-5,2.6279978058891148E-2,null,2.2133183251906718E-2,5.5751140058410489E-3,2.1841462128906346E-4,2.394823389165327E-5,4.4515630342701253E-3,4.9184345364572372E-5,6.072353204015152E-5,3.2451407492563179E-2]
[2004,7,25,1,1.3321329199009189E-2,3.3765158351881193E-3,3.2840004999999775E-4,3.2673999999999952E-5,2.7687210544214509E-3,8.6535752688172353E-5,1.9914175891306927E-2,null,1.5283010188094592E-2,4.7119223899570635E-3,2.1841462128906346E-4,2.394823389165327E-5,4.8427621795859308E-3,4.9184345364572372E-5,5.1321743361210598E-5,2.512924195818287E-2]
[2004,7,25,2,1.2107063143639116E-2,3.2833872668515335E-3,3.2840004999999775E-4,3.2673999999999952E-5,2.7220229145205397E-3,8.6535752688172353E-5,1.8560083127699356E-2,null,1.3889932949476502E-2,4.5819616233832095E-3,2.1841462128906346E-4,2.394823389165327E-5,4.7610825949242676E-3,4.9184345364572372E-5,4.9906224904593938E-5,2.3524524368329261E-2]
[2004,7,25,5,1.1091096366148264E-2,3.2278104657752923E-3,0,0,2.8505851261856779E-3,8.6535752688172353E-5,1.7256027710797407E-2,null,1.2724356273215609E-2,4.504404287319734E-3,0,0,4.985950396388634E-3,4.9184345364572372E-5,4.9061478882097344E-5,2.2263895302288547E-2]
[2004,7,25,9,1.8349684056033249E-2,4.4893629161798839E-3,0,0,3.6843069973717876E-3,8.6535752688172353E-5,2.660988972227309E-2,null,2.1051833806309015E-2,6.2648986925933911E-3,0,0,6.4442109675018119E-3,4.9184345364572372E-5,6.8236591411301159E-5,3.3810127811768786E-2]
[2004,7,25,12,2.1079460989124794E-2,5.2129591023241974E-3,0,0,4.017696677252343E-3,8.6535752688172353E-5,3.0396652521389504E-2,null,2.4183594012547795E-2,7.2746760006838088E-3,0,0,7.0273419153492047E-3,4.9184345364572372E-5,7.9234975418696234E-5,3.8534796273945383E-2]
[2004,7,25,16,2.2027798320395201E-2,5.0363545639456123E-3,0,0,3.8291116473393979E-3,8.6535752688172353E-5,3.0979800284368381E-2,null,2.5271582221459716E-2,7.028224652853029E-3,0,0,6.6974883719450899E-3,4.9184345364572372E-5,7.6550654290794332E-5,3.9046479591622406E-2]
[2004,7,25,20,2.3370420329382989E-2,4.0539599766295543E-3,0,0,3.1624846667061613E-3,8.6535752688172353E-5,3.0673400725406877E-2,null,2.681191693848229E-2,5.657294594268167E-3,0,0,5.5314930021526697E-3,4.9184345364572372E-5,6.1618634021779934E-5,3.8049888880267703E-2]
[2004,7,25,23,1.8140373528648678E-2,3.452744048924056E-3,3.2840004999999775E-4,3.2673999999999952E-5,2.4058273142695172E-3,8.6535752688172353E-5,2.4446554694530418E-2,null,2.0811700492680538E-2,4.8182987390046842E-3,2.1841462128906346E-4,2.394823389165327E-5,4.2080257632142589E-3,4.9184345364572372E-5,5.2480382921395363E-5,3.0129572195444765E-2]
[2004,7,25,24,1.4482352752620364E-2,3.4839615272042115E-3,3.2840004999999775E-4,3.2673999999999952E-5,2.6467812742977013E-3,8.6535752688172353E-5,2.1060705356810445E-2,null,1.6615004505882124E-2,4.8618626794824198E-3,2.1841462128906346E-4,2.394823389165327E-5,4.6294776544340407E-3,4.9184345364572372E-5,5.2954876596793466E-5,2.639789204034387E-2]
[2004,7,26,3,1.0287889782257602E-2,3.256716370615195E-3,3.2840004999999775E-4,3.2673999999999952E-5,2.7586466315092824E-3,8.6535752688172353E-5,1.6750862587070248E-2,null,1.1802870569997745E-2,4.5447424307981932E-3,2.1841462128906346E-4,2.394823389165327E-5,4.8251410349125475E-3,4.9184345364572372E-5,4.9500837529362334E-5,2.1464301236253768E-2]
[2004,7,26,6,1.2412570013683148E-2,3.6639696383070079E-3,0,0,2.8295107482775987E-3,8.6535752688172353E-5,1.8992586152955928E-2,null,1.4240428349572395E-2,5.1130637075480524E-3,0,0,4.9490892614871716E-3,4.9184345364572372E-5,5.5690930722373863E-5,2.4351765663972191E-2]
[2004,7,26,9,1.7628614939741154E-2,5.3515471298500004E-3,0,0,3.2932215823160533E-3,8.6535752688172353E-5,2.6359919404595377E-2,null,2.0224581023498715E-2,7.4680753690722105E-3,0,0,5.7601645721471412E-3,4.9184345364572372E-5,8.1341460188438008E-5,3.3502005310082641E-2]
[2004,7,26,14,1.9606985637588427E-2,6.2614893759801232E-3,0,0,3.9186633188176868E-3,8.6535752688172353E-5,2.9873674085074409E-2,null,2.2494283924713449E-2,8.7378983026493804E-3,0,0,6.85412294770389E-3,4.9184345364572372E-5,9.5172232709252153E-5,3.813548952043129E-2]
[2004,7,26,17,2.3227914242544914E-2,5.4711864034908356E-3,0,0,3.6173509846552598E-3,8.6535752688172353E-5,3.2402987383379184E-2,null,2.6648425597304879E-2,7.6350317820442952E-3,0,0,6.3270983946907416E-3,4.9184345364572372E-5,8.3159931179667494E-5,4.0659740119404486E-2]
[2004,7,26,21,2.3035344670643179E-2,4.3216503572373263E-3,1.6420002499999888E-4,1.6336999999999976E-5,2.7897578379084517E-3,8.6535752688172353E-5,3.0413825643477128E-2,null,2.6427498489707379E-2,6.0308560876919381E-3,1.0920731064453173E-4,1.1974116945826635E-5,4.8795575581916219E-3,4.9184345364572372E-5,6.5687424954327542E-5,3.750827790854587E-2]
[2004,7,26,24,1.3442091347991035E-2,3.5781791092519442E-3,3.2840004999999775E-4,3.2673999999999952E-5,2.5576954520439635E-3,8.6535752688172353E-5,2.0025575711975111E-2,null,1.5421555608424195E-2,4.9933431629298171E-3,2.1841462128906346E-4,2.394823389165327E-5,4.4736578942387098E-3,4.9184345364572372E-5,5.4386947643395894E-5,2.5180103866138007E-2]
[2004,7,27,1,1.110380705408185E-2,3.4532950638922759E-3,3.2840004999999775E-4,3.2673999999999952E-5,2.6003299658131423E-3,8.6535752688172353E-5,{"$f":"SUM(E4995:J4995)","v":1.7605041886475437E-2},null,{"$f":"E4995*W$5","v":1.2738938719928294E-2},4.8190676795021349E-3,{"$f":"G4995*Y$5","v":2.1841462128906346E-4},{"$f":"H4995*Z$5","v":2.394823389165327E-5},{"$f":"I4995*AA$5","v":4.5482298019058611E-3},{"$f":"J4995*AB$5","v":4.9184345364572372E-5},5.2488758137199906E-5,{"$f":"SUM(M4995:R4995)","v":2.2397783401881574E-2}]
[2004,7,27,6,1.1809326989814567E-2,3.708799268906271E-3,0,0,2.8277445832410059E-3,8.6535752688172353E-5,1.8432406594650015E-2,null,1.3548352570800542E-2,5.1756233845834197E-3,0,0,4.9460000672079361E-3,4.9184345364572372E-5,5.6372323882926021E-5,2.371916036795647E-2]
[2004,7,27,8,1.6428548288027003E-2,4.4906716563116456E-3,0,0,2.5270047582937843E-3,8.6535752688172353E-5,2.3532760455320604E-2,null,1.8847794173587066E-2,6.2667250373317209E-3,0,0,4.4199768884467848E-3,4.9184345364572372E-5,6.8256483758456435E-5,2.9583680444730143E-2]
[2004,7,27,12,1.7716967691160452E-2,5.6893368914183199E-3,0,0,3.3350139931641733E-3,8.6535752688172353E-5,2.6827854328431117E-2,null,2.0325944482048164E-2,7.9394604353126425E-3,0,0,5.8332635599725085E-3,4.9184345364572372E-5,8.6475734777820444E-5,3.4147852822697888E-2]
[2004,7,27,15,1.7932912603717183E-2,5.9558786841534287E-3,0,0,3.6241594326604986E-3,8.6535752688172353E-5,2.7599486473219283E-2,null,2.057368915147028E-2,8.3114190762167764E-3,0,0,6.3390070318749729E-3,4.9184345364572372E-5,9.0527067616016989E-5,3.5273299604926603E-2]
[2004,7,27,19,2.0573792567163976E-2,4.9726123470302027E-3,0,0,3.2139102808495996E-3,8.6535752688172353E-5,2.8846850947731952E-2,null,2.360346154009154E-2,6.9392724921851709E-3,0,0,5.6214413986652471E-3,4.9184345364572372E-5,7.5581797084879593E-5,3.6213359776306527E-2]
[2004,7,27,22,1.9929519853809804E-2,3.7590829351852157E-3,3.2840004999999775E-4,3.2673999999999952E-5,1.9579307495058186E-3,8.6535752688172353E-5,2.6094143341189004E-2,null,2.2864314095042623E-2,5.2457941595934789E-3,2.1841462128906346E-4,2.394823389165327E-5,3.4246111462956381E-3,4.9184345364572372E-5,5.7136616290245653E-5,3.1826266601477027E-2]
[2004,7,27,23,1.6481371405531277E-2,3.3612322274140195E-3,3.2840004999999775E-4,3.2673999999999952E-5,2.0302307108029756E-3,8.6535752688172353E-5,2.2320444146436441E-2,null,1.8908395952202731E-2,4.6905941400138523E-3,2.1841462128906346E-4,2.394823389165327E-5,3.5510708044819562E-3,4.9184345364572372E-5,5.1089438395351594E-5,2.7441608097243823E-2]
[2004,7,28,3,1.0110031861593531E-2,3.3835600767069015E-3,3.2840004999999775E-4,3.2673999999999952E-5,2.6739962323854569E-3,8.6535752688172353E-5,1.661519797337406E-2,null,1.1598821531577127E-2,4.7217526176096952E-3,2.1841462128906346E-4,2.394823389165327E-5,4.67707926079158E-3,4.9184345364572372E-5,5.1428813125739385E-5,2.1289200610523685E-2]
[2004,7,28,6,1.2082518307943007E-2,3.7740470350019935E-3,0,0,2.8859712034898597E-3,8.6535752688172353E-5,1.8829072299123031E-2,null,1.3861773674346762E-2,5.2666765366987233E-3,0,0,5.0478440842987738E-3,4.9184345364572372E-5,5.7364064857915528E-5,2.4225478640708828E-2]
[2004,7,28,9,1.6671876900152299E-2,5.2278732210678767E-3,0,0,3.1557273529259238E-3,8.6535752688172353E-5,2.5142013226834271E-2,null,1.9126955029280236E-2,7.2954886292823382E-3,0,0,5.5196738036970248E-3,4.9184345364572372E-5,7.9461664293258873E-5,3.1991301807624169E-2]
[2004,7,28,13,1.7873098631207257E-2,6.0636754013141617E-3,0,0,3.6037330040492774E-3,8.6535752688172353E-5,2.7627042789258864E-2,null,2.0505067053960099E-2,8.4618492207640551E-3,0,0,6.3032792232593435E-3,4.9184345364572372E-5,9.216553629892661E-5,3.531937984334807E-2]
[2004,7,28,16,1.8699210908397289E-2,6.000234546663109E-3,0,0,3.9327384476359889E-3,8.6535752688172353E-5,2.8718719655384559E-2,null,2.1452831512010152E-2,8.3733176106489636E-3,0,0,6.8787417157828278E-3,4.9184345364572372E-5,9.120125968363989E-5,3.6754075183806516E-2]
[2004,7,28,20,2.0561831798131522E-2,5.1561929758688185E-3,0,0,3.3584601546096213E-3,8.6535752688172353E-5,2.9163020681298134E-2,null,2.3589739444326949E-2,7.1954589629762604E-3,0,0,5.8742731747631208E-3,4.9184345364572372E-5,7.837215210740244E-5,3.6708655927430903E-2]
[2004,7,28,24,1.3027127129209141E-2,3.6857295955382468E-3,3.2840004999999775E-4,3.2673999999999952E-5,2.6910231304007556E-3,8.6535752688172353E-5,1.9851489657836313E-2,null,1.4945484317894862E-2,5.143429692689854E-3,2.1841462128906346E-4,2.394823389165327E-5,4.7068609600394969E-3,4.9184345364572372E-5,5.6021673711621638E-5,2.5087322171169497E-2]
[2004,7,29,3,1.0656898632675743E-2,3.5032002830936567E-3,3.2840004999999775E-4,3.2673999999999952E-5,2.7192099606511921E-3,8.6535752688172353E-5,1.7326918679108762E-2,null,1.2226219166536968E-2,4.8887103322272033E-3,2.1841462128906346E-4,2.394823389165327E-5,4.7561624652529737E-3,4.9184345364572372E-5,5.3247298294348478E-5,2.2162639164562428E-2]
[2004,7,29,4,1.0555621583897126E-2,3.595463318650292E-3,3.2840004999999775E-4,3.2673999999999952E-5,2.908781767645086E-3,8.6535752688172353E-5,1.7507476472880673E-2,null,1.211002819601288E-2,5.0174632492057478E-3,2.1841462128906346E-4,2.394823389165327E-5,5.087741977663489E-3,4.9184345364572372E-5,5.4649660985267142E-5,2.2506780623427401E-2]
[2004,7,29,7,1.5001425558149628E-2,4.416170615946919E-3,0,0,2.7639781954848625E-3,8.6535752688172353E-5,2.2268110122269577E-2,null,1.7210515273370447E-2,6.1627589559316931E-3,0,0,4.8344664584100677E-3,4.9184345364572372E-5,6.7124096569895042E-5,2.825692503307678E-2]
[2004,7,29,10,1.788605634380476E-2,5.7765225098616348E-3,0,0,3.4210147367732344E-3,8.6535752688172353E-5,2.7170129343127802E-2,null,2.0519932901855876E-2,8.0611278249170578E-3,0,0,5.9836872178202849E-3,4.9184345364572372E-5,8.7800922679474985E-5,3.4613932289957787E-2]
[2004,7,29,14,1.9051666739095523E-2,6.1893346437677564E-3,0,0,3.7656982526888191E-3,8.6535752688172353E-5,2.9093235388240268E-2,null,2.1857189513448561E-2,8.6372064904832267E-3,0,0,6.5865721823915886E-3,4.9184345364572372E-5,9.4075508503102049E-5,3.7130152531687943E-2]
[2004,7,29,17,2.2347537197526478E-2,5.6911725758550585E-3,0,0,3.8036807918396644E-3,8.6535752688172353E-5,{"$f":"SUM(E5059:J5059)","v":3.1928926317909376E-2},null,{"$f":"E5059*W$5","v":2.5638405414830739E-2},7.9420221299767758E-3,{"$f":"G5059*Y$5","v":0},{"$f":"H5059*Z$5","v":0},{"$f":"I5059*AA$5","v":6.653007334387351E-3},{"$f":"J5059*AB$5","v":4.9184345364572372E-5},8.6503636475947449E-5,{"$f":"SUM(M5059:R5059)","v":4.0282619224559439E-2}]
[2004,7,29,22,2.1043194929852599E-2,4.0668377938657381E-3,3.2840004999999775E-4,3.2673999999999952E-5,2.2398530094757032E-3,8.6535752688172353E-5,2.7797495535882209E-2,null,2.4141987462250981E-2,5.6752655674046125E-3,2.1841462128906346E-4,2.394823389165327E-5,3.9177205752810142E-3,4.9184345364572372E-5,6.1814371895821662E-5,3.4026520805481894E-2]
[2004,7,30,1,1.1453763268707227E-2,3.5979099792609365E-3,3.2840004999999775E-4,3.2673999999999952E-5,2.766009274041106E-3,8.6535752688172353E-5,1.8265292324697438E-2,null,1.3140429015198862E-2,5.02087756013294E-3,2.1841462128906346E-4,2.394823389165327E-5,4.8380190121786164E-3,4.9184345364572372E-5,5.4686849286486669E-5,2.3290872788055701E-2]
[2004,7,30,4,1.0194748247144055E-2,3.5260699173546807E-3,3.2840004999999775E-4,3.2673999999999952E-5,2.8740413927685528E-3,8.6535752688172353E-5,1.7042469359955459E-2,null,1.1696013137919497E-2,4.920624869870307E-3,2.1841462128906346E-4,2.394823389165327E-5,5.0269776860465904E-3,4.9184345364572372E-5,5.3594907948086007E-5,2.1935162894381677E-2]
[2004,7,30,5,1.0777365315298975E-2,3.7794383146987696E-3,0,0,3.1380761783385354E-3,8.6535752688172353E-5,1.7781415561024451E-2,null,1.236442561053009E-2,5.2742000588007149E-3,0,0,5.488800184059334E-3,4.9184345364572372E-5,5.7446010237855098E-5,2.3176610198754707E-2]
[2004,7,30,8,1.6954087425684918E-2,4.6801040869106064E-3,0,0,2.740976538777209E-3,8.6535752688172353E-5,2.4461703804060906E-2,null,1.9450723496560764E-2,6.5310776880200903E-3,0,0,4.7942343256013988E-3,4.9184345364572372E-5,7.1135783919342108E-5,3.0825219855546825E-2]
[2004,7,30,14,1.7632216422706484E-2,5.9075053139225654E-3,0,0,3.5793564262916601E-3,8.6535752688172353E-5,2.720561391560888E-2,null,2.0228712855992988E-2,8.2439141162538709E-3,0,0,6.2606422199238832E-3,4.9184345364572372E-5,8.97918109746493E-5,3.4782453537535313E-2]
[2004,7,30,16,1.8923543183634657E-2,5.6559192837192561E-3,0,0,3.6305234273870282E-3,8.6535752688172353E-5,2.8296521647429112E-2,null,2.1710198655840375E-2,7.8928262177872729E-3,0,0,6.3501382770842028E-3,4.9184345364572372E-5,8.5967799980594354E-5,3.600234749607642E-2]
[2004,7,30,19,2.0290592213930293E-2,4.856985127295068E-3,0,0,3.3180633624189369E-3,8.6535752688172353E-5,2.855217645633247E-2,null,2.3278557484416353E-2,6.7779148939531133E-3,0,0,5.8036152595913387E-3,4.9184345364572372E-5,7.382430777149502E-5,3.5909271983325372E-2]
[2004,7,30,23,1.7250501189705558E-2,3.2877323740221637E-3,3.2840004999999775E-4,3.2673999999999952E-5,2.2203531975879915E-3,8.6535752688172353E-5,2.320619656400388E-2,null,1.9790786752092039E-2,4.5880252134160738E-3,2.1841462128906346E-4,2.394823389165327E-5,3.8836135093604342E-3,4.9184345364572372E-5,4.9972268864099192E-5,2.8553972675413829E-2]
[2004,7,31,2,1.1914504774341046E-2,3.5471069743949917E-3,3.2840004999999775E-4,3.2673999999999952E-5,2.7852133942618666E-3,8.6535752688172353E-5,1.8694434945686074E-2,null,1.3669018694162987E-2,4.9499820489642193E-3,2.1841462128906346E-4,2.394823389165327E-5,4.8716088846393344E-3,4.9184345364572372E-5,5.391466313218626E-5,2.3782156828311824E-2]
[2004,7,31,5,1.0865484202492684E-2,3.4280142416723888E-3,0,0,2.7477680759349712E-3,8.6535752688172353E-5,1.7127802272788217E-2,null,1.2465520766323191E-2,4.7837883329600577E-3,0,0,4.8061133840700517E-3,4.9184345364572372E-5,5.2104499352920539E-5,2.2104606828717871E-2]
[2004,7,31,6,1.1355737596402985E-2,3.3981653158549358E-3,0,0,2.655690991423923E-3,8.6535752688172353E-5,1.7496129656370017E-2,null,1.3027968214467958E-2,4.7421342052317971E-3,0,0,4.6450616155054433E-3,4.9184345364572372E-5,5.1650807149126746E-5,2.2464348380569772E-2]
[2004,7,31,11,2.2597898039505303E-2,4.5295551908401911E-3,0,0,2.7361804781793351E-3,8.6535752688172353E-5,2.9950169461213001E-2,null,2.5925634057070653E-2,6.3209869469121075E-3,0,0,4.7858455495499806E-3,4.9184345364572372E-5,6.8847498543358099E-5,3.7081650898897311E-2]
[2004,7,31,14,2.1637491130644403E-2,5.325942839275755E-3,0,0,3.8477691510892748E-3,8.6535752688172353E-5,3.0897738873697605E-2,null,2.4823798920834451E-2,7.4323446229645051E-3,0,0,6.730122159079803E-3,4.9184345364572372E-5,8.0952284809456232E-5,3.9035450048243332E-2]
[2004,7,31,17,2.2954338862326295E-2,5.2685846436535608E-3,0,0,4.0441617148105633E-3,8.6535752688172353E-5,3.2353620973478596E-2,null,2.6334563875202555E-2,7.352301353691729E-3,0,0,7.0736318378257224E-3,4.9184345364572372E-5,8.0080462274313168E-5,4.0809681412084575E-2]
[2004,7,31,20,2.1686758567360145E-2,4.5023860017828089E-3,0,0,2.9776536969811501E-3,8.6535752688172353E-5,2.9253334018812274E-2,null,2.4880321413899485E-2,6.2830723875008021E-3,0,0,5.20820567482474E-3,4.9184345364572372E-5,6.8434537308701982E-5,3.64207838215896E-2]
[2004,7,31,24,1.5087066104403956E-2,3.4410185908115704E-3,3.2840004999999775E-4,3.2673999999999952E-5,2.7624110615585163E-3,8.6535752688172353E-5,2.173810555946221E-2,null,1.7308767131076676E-2,4.8019358811626014E-3,2.1841462128906346E-4,2.394823389165327E-5,4.8317253888838559E-3,4.9184345364572372E-5,5.2302160463271429E-5,2.7233975601668417E-2]
[2004,8,1,3,1.0624451040963189E-2,3.2843287146756997E-3,3.2840004999999775E-4,3.2673999999999952E-5,2.9075855495603268E-3,8.6535752688172353E-5,1.7263975107887384E-2,null,1.2188993386187738E-2,4.5832754123000079E-3,2.1841462128906346E-4,2.394823389165327E-5,5.0856496759886212E-3,4.9184345364572372E-5,4.9920534549795741E-5,2.2149465675021653E-2]
[2004,8,1,4,1.034857365090297E-2,3.1527710581453661E-3,3.2840004999999775E-4,3.2673999999999952E-5,2.8103233469802262E-3,8.6535752688172353E-5,1.6759277858716733E-2,null,1.1872490663376199E-2,4.3996869152713768E-3,2.1841462128906346E-4,2.394823389165327E-5,4.9155286320481505E-3,4.9184345364572372E-5,4.7920908717957783E-5,2.147925341124101E-2]
[2004,8,1,8,1.5036622723846895E-2,3.8433711710126051E-3,0,0,3.1888950337835187E-3,8.6535752688172353E-5,2.2155424681331189E-2,null,1.7250895526264687E-2,5.3634182564409119E-3,0,0,5.577687300645456E-3,4.9184345364572372E-5,5.8417765089377954E-5,2.8241185428715627E-2]
[2004,8,1,11,1.9809707248121294E-2,4.7697565617295882E-3,0,0,3.5749862351977398E-3,8.6535752688172353E-5,2.8240985797736793E-2,null,2.2726858046472346E-2,6.6561875717091393E-3,0,0,6.2529983310195087E-3,4.9184345364572372E-5,7.2498467090084841E-5,3.5685228294565566E-2]
[2004,8,1,15,2.0493130025766148E-2,4.7894053517894301E-3,0,0,3.4981699748843952E-3,8.6535752688172353E-5,2.8867241105128144E-2,null,2.3510920741529766E-2,6.6836074264759035E-3,0,0,6.1186392269744734E-3,4.9184345364572372E-5,7.2797121149485491E-5,3.6362351740344717E-2]
[2004,8,1,18,2.337098469670178E-2,4.1605267765207881E-3,0,0,3.1857517738687084E-3,8.6535752688172353E-5,3.0803798999779447E-2,null,2.6812564413772035E-2,5.8060083912539881E-3,0,0,5.5721894336025687E-3,4.9184345364572372E-5,6.3238408434755154E-5,3.8239946583993163E-2]
[2004,8,1,21,2.3167083401126248E-2,3.8248201653617924E-3,1.6420002499999888E-4,1.6336999999999976E-5,2.8941400213181828E-3,8.6535752688172353E-5,3.0153116365494396E-2,null,2.657863688814056E-2,5.33753035804241E-3,1.0920731064453173E-4,1.1974116945826635E-5,5.062132140499942E-3,4.9184345364572372E-5,5.8135796931200981E-5,3.7148665159637842E-2]
[2004,8,2,1,1.0887739816117289E-2,3.1785598634653696E-3,3.2840004999999775E-4,3.2673999999999952E-5,2.5753515815634146E-3,8.6535752688172353E-5,1.7089261063834241E-2,null,1.2491053711623607E-2,4.4356751514085246E-3,2.1841462128906346E-4,2.394823389165327E-5,4.5045401805340821E-3,4.9184345364572372E-5,4.8312888650180346E-5,2.1722816244111501E-2]
[2004,8,2,5,1.0224099613283261E-2,3.4203308960065581E-3,0,0,2.8545656167261561E-3,8.6535752688172353E-5,1.6585531878704148E-2,null,1.1729686746689208E-2,4.7730662365033155E-3,0,0,4.9929126611551926E-3,4.9184345364572372E-5,5.1987715450914857E-5,2.1544849989712286E-2]
[2004,8,2,6,1.1494669728170145E-2,3.5514345414212126E-3,0,0,2.7214572858884835E-3,8.6535752688172353E-5,1.7854097308168011E-2,null,1.3187359304766149E-2,4.9560211617539129E-3,0,0,4.7600932554808309E-3,4.9184345364572372E-5,5.3980440488235813E-5,2.2952658067365465E-2]
[2004,8,2,9,1.6398660998172002E-2,5.1690987862385625E-3,0,0,3.1255084653000675E-3,8.6535752688172353E-5,2.4779804002398802E-2,null,1.8813505721697259E-2,7.2134690004853385E-3,0,0,5.4668180326651414E-3,4.9184345364572372E-5,7.8568315466318701E-5,3.154297710021231E-2]
[2004,8,2,12,1.8363347837898579E-2,5.715764731187116E-3,0,0,3.3875573588579609E-3,8.6535752688172353E-5,2.7553205680631826E-2,null,2.1067509698281663E-2,7.9763404429900979E-3,0,0,5.9251670125661463E-3,4.9184345364572372E-5,8.687742778813318E-5,3.5018201499202477E-2]
[2004,8,2,16,1.963714443803935E-2,5.8112921182988169E-3,0,0,3.7951487277412509E-3,8.6535752688172353E-5,2.933012103676759E-2,null,2.2528883869483707E-2,8.1096487572869993E-3,0,0,6.6380839251606915E-3,4.9184345364572372E-5,8.8329407368451242E-5,3.7325800897295973E-2]
[2004,8,2,18,2.2202492706119539E-2,4.8305507327134085E-3,0,0,3.0146647200133096E-3,8.6535752688172353E-5,3.0134243911534429E-2,null,2.5472001867047827E-2,6.7410257390449028E-3,0,0,5.2729415507201107E-3,4.9184345364572372E-5,7.3422515130545265E-5,3.7535153502177412E-2]
[2004,8,2,23,1.5948884369483055E-2,3.3288027540811851E-3,3.2840004999999775E-4,3.2673999999999952E-5,2.1349550214423045E-3,8.6535752688172353E-5,2.1860251947694712E-2,null,1.829749559268316E-2,4.6453388623992628E-3,2.1841462128906346E-4,2.394823389165327E-5,3.7342438005616659E-3,4.9184345364572372E-5,5.059652286082865E-5,2.6968625456189374E-2]
[2004,8,3,3,9.444417481525488E-3,3.2899937108960167E-3,3.2840004999999775E-4,3.2673999999999952E-5,2.5989995045898702E-3,8.6535752688172353E-5,1.5781020499699545E-2,null,1.0835189674729179E-2,4.5911809053681444E-3,2.1841462128906346E-4,2.394823389165327E-5,4.5459026959364171E-3,4.9184345364572372E-5,5.0006640315725059E-5,2.0263820476579025E-2]
[2004,8,3,6,1.1348481161562025E-2,3.6664253234313477E-3,0,0,2.7823011403815953E-3,8.6535752688172353E-5,1.788374337806314E-2,null,1.3019643206809421E-2,5.1164906121695186E-3,0,0,4.8665150695992787E-3,4.9184345364572372E-5,5.5728256192734134E-5,2.3051833233942789E-2]
[2004,8,3,7,1.3611087120014159E-2,4.0744829682175703E-3,0,0,2.5092555407354509E-3,8.6535752688172353E-5,2.0281361381655351E-2,null,1.5615437470135595E-2,5.6859343958543728E-3,0,0,4.3889317821254109E-3,4.9184345364572372E-5,6.1930575608520847E-5,2.5739487993479949E-2]
[2004,8,3,10,1.5999689932644778E-2,5.5338823217801723E-3,0,0,3.1259170271447844E-3,8.6535752688172353E-5,2.4746025034257907E-2,null,1.8355782714622182E-2,7.7225238346707824E-3,0,0,5.4675326470342766E-3,4.9184345364572372E-5,8.4112885048477482E-5,3.1595023541691809E-2]
[2004,8,3,13,1.6750628623244723E-2,5.9720907232567655E-3,0,0,3.430751670500836E-3,8.6535752688172353E-5,2.6240006769690495E-2,null,1.9217303625007533E-2,8.3340429505791517E-3,0,0,6.0007180611137481E-3,4.9184345364572372E-5,9.0773484381356104E-5,3.3601248982065006E-2]
[2004,8,3,19,1.9844268011744114E-2,4.8803693413414203E-3,0,0,3.1770164268936779E-3,8.6535752688172353E-5,2.7988189532667383E-2,null,2.2766508181580124E-2,6.8105475268548385E-3,0,0,5.5569104628703306E-3,4.9184345364572372E-5,7.417973884025636E-5,3.5183150516669863E-2]
[2004,8,3,21,2.088042766844531E-2,4.4678035488589455E-3,1.6420002499999888E-4,1.6336999999999976E-5,2.6739114073087108E-3,8.6535752688172353E-5,2.828921540230114E-2,null,2.3955251313236593E-2,6.2348126303471653E-3,1.0920731064453173E-4,1.1974116945826635E-5,4.6769308934893226E-3,4.9184345364572372E-5,6.7908897311618795E-5,3.5037360610028011E-2]
[2004,8,4,1,1.0571779025315624E-2,3.3851230234722579E-3,3.2840004999999775E-4,3.2673999999999952E-5,2.5548956051062279E-3,8.6535752688172353E-5,{"$f":"SUM(E5187:J5187)","v":1.6959407456582278E-2},null,{"$f":"E5187*W$5","v":1.2128564960484613E-2},4.7239337072942887E-3,{"$f":"G5187*Y$5","v":2.1841462128906346E-4},{"$f":"H5187*Z$5","v":2.394823389165327E-5},{"$f":"I5187*AA$5","v":4.4687606898644941E-3},{"$f":"J5187*AB$5","v":4.9184345364572372E-5},5.1452569316053361E-5,{"$f":"SUM(M5187:R5187)","v":2.1612806558188681E-2}]
[2004,8,4,4,9.2504209715157243E-3,3.3689206210090108E-3,3.2840004999999775E-4,3.2673999999999952E-5,2.7650020100572974E-3,8.6535752688172353E-5,1.5831953405270202E-2,null,1.0612625500040477E-2,4.701323280847579E-3,2.1841462128906346E-4,2.394823389165327E-5,4.8362572095882626E-3,4.9184345364572372E-5,5.1206299023940988E-5,2.0441753191021608E-2]
[2004,8,4,7,1.3498056119885402E-2,4.0685152248338494E-3,0,0,2.483873077391229E-3,8.6535752688172353E-5,2.013698017479865E-2,null,1.5485761677222466E-2,5.6776064196090888E-3,0,0,4.3445353871502555E-3,4.9184345364572372E-5,6.18398682020301E-5,2.5557087829346382E-2]
[2004,8,4,8,1.5751760543663323E-2,4.4375079822515989E-3,0,0,2.3939321482283377E-3,8.6535752688172353E-5,2.2669736426831431E-2,null,1.8071343577871962E-2,6.1925352161185899E-3,0,0,4.1872199618742762E-3,4.9184345364572372E-5,6.7448416339428098E-5,2.8500283101229401E-2]
[2004,8,4,12,1.6951292621221487E-2,5.6233960249360065E-3,0,0,3.1827642644130585E-3,8.6535752688172353E-5,2.5843988663258724E-2,null,1.9447517132957684E-2,7.8474400627282313E-3,0,0,5.5669639892480813E-3,4.9184345364572372E-5,8.5473458943259589E-5,3.2911105530298565E-2]
[2004,8,4,15,1.7090887542023744E-2,5.8735584590475926E-3,0,0,3.5363404278278671E-3,8.6535752688172353E-5,2.6587322181587374E-2,null,1.9607668613711261E-2,8.1965413351500344E-3,0,0,6.1854030584543966E-3,4.9184345364572372E-5,8.9275831823698113E-5,3.4038797352680263E-2]
[2004,8,4,19,1.9702164274536006E-2,4.8525102589775677E-3,0,0,3.1477331269078642E-3,8.6535752688172353E-5,2.7788943413109609E-2,null,2.2603478439497077E-2,6.7716702224495462E-3,0,0,5.5056911255382777E-3,4.9184345364572372E-5,7.3756291492414492E-5,3.4930024132849471E-2]
[2004,8,4,22,1.9265906890044288E-2,3.582331902974772E-3,3.2840004999999775E-4,3.2673999999999952E-5,1.8413375043441471E-3,8.6535752688172353E-5,2.5137186100051376E-2,null,2.2102978380365266E-2,4.9991383798571425E-3,2.1841462128906346E-4,2.394823389165327E-5,3.2206782303514864E-3,4.9184345364572372E-5,5.4450068512385729E-5,3.0614342191119179E-2]
[2004,8,5,2,1.0737124076702437E-2,3.5998396049495944E-3,3.2840004999999775E-4,3.2673999999999952E-5,2.7448343577829515E-3,8.6535752688172353E-5,1.7529407842123153E-2,null,1.2318258501357668E-2,5.0235703496622737E-3,2.1841462128906346E-4,2.394823389165327E-5,4.8009820259328796E-3,4.9184345364572372E-5,5.4716178855548491E-5,2.2434358077498107E-2]
[2004,8,5,5,1.0954176359250755E-2,3.8468178419593714E-3,0,0,3.1292055555249098E-3,8.6535752688172353E-5,1.8016735509423207E-2,null,1.2567273610584295E-2,5.3682280801756726E-3,0,0,5.473284602739722E-3,4.9184345364572372E-5,5.8470153163479974E-5,2.3457970638864262E-2]
[2004,8,5,9,1.70275557115213E-2,5.4023977503629729E-3,0,0,3.28788234376235E-3,8.6535752688172353E-5,2.5804371558334795E-2,null,1.953501062318044E-2,7.5390373277993894E-3,0,0,5.7508257250666918E-3,4.9184345364572372E-5,8.2114370082278225E-5,3.2874058021411093E-2]
[2004,8,5,10,1.7378914296071503E-2,5.8119820535902549E-3,0,0,3.4630453346486184E-3,8.6535752688172353E-5,2.6740477436998547E-2,null,1.9938109799481452E-2,8.1106115608709402E-3,0,0,6.0572028179025862E-3,4.9184345364572372E-5,8.8339894119792374E-5,3.4155108523619547E-2]
[2004,8,5,13,1.8244447592458815E-2,6.2721048617602653E-3,0,0,3.7517809691331263E-3,8.6535752688172353E-5,2.8354869176040378E-2,null,2.0931100362901075E-2,8.7527121958959186E-3,0,0,6.5622295010158496E-3,4.9184345364572372E-5,9.5333584014400903E-5,3.6295226405177412E-2]
[2004,8,5,16,1.908201536653779E-2,6.2228370802323921E-3,0,0,4.0839168709610558E-3,8.6535752688172353E-5,2.947530507041941E-2,null,2.1892007238877142E-2,8.683959086413829E-3,0,0,7.1431674692110829E-3,4.9184345364572372E-5,9.4584732664971703E-5,3.7768318139866627E-2]
[2004,8,5,20,2.0974590157395261E-2,5.3741593125577461E-3,0,0,3.4960262050743756E-3,8.6535752688172353E-5,2.9931311427715556E-2,null,2.4063280043437593E-2,7.4996306334888787E-3,0,0,6.114889565252097E-3,4.9184345364572372E-5,8.1685156677484397E-5,3.7726984587543137E-2]
[2004,8,5,23,1.7150760432724978E-2,3.6018481117924715E-3,3.2840004999999775E-4,3.2673999999999952E-5,2.20123950135425E-3,8.6535752688172353E-5,2.3401457848559869E-2,null,1.9676358305626213E-2,5.0263732177148104E-3,2.1841462128906346E-4,2.394823389165327E-5,3.8501817972401249E-3,4.9184345364572372E-5,5.4746707387846528E-5,2.8844460521126433E-2]
[2004,8,6,3,1.0628852039922657E-2,3.6383334475715576E-3,3.2840004999999775E-4,3.2673999999999952E-5,2.8543496505786378E-3,8.6535752688172353E-5,1.756914494076102E-2,null,1.2194042470324204E-2,5.0772884448169516E-3,2.1841462128906346E-4,2.394823389165327E-5,4.9925349153762877E-3,4.9184345364572372E-5,5.5301270473198544E-5,2.2555413031062729E-2]
[2004,8,6,6,1.2801535912878642E-2,4.071834391099172E-3,0,0,3.1069348416685764E-3,8.6535752688172353E-5,2.0066840898334562E-2,null,1.4686672843002393E-2,5.6822383107670033E-3,0,0,5.4343309600086856E-3,4.9184345364572372E-5,6.1890318253964339E-5,2.5852426459142652E-2]
[2004,8,6,10,1.7917154123555119E-2,6.0789013491041738E-3,0,0,3.715476873685643E-3,8.6535752688172353E-5,2.7798068099033107E-2,null,2.0555610098752054E-2,8.4830970062926784E-3,0,0,6.4987301101630257E-3,4.9184345364572372E-5,9.2396964855181741E-5,3.558662156057233E-2]
[2004,8,6,11,1.8670814139745157E-2,6.1254083274127494E-3,0,0,3.7174255640216843E-3,8.6535752688172353E-5,2.860018378386776E-2,null,2.1420253073467264E-2,8.5479974193450031E-3,0,0,6.5021385589282181E-3,4.9184345364572372E-5,9.310385305644057E-5,3.6519573397105057E-2]
[2004,8,6,14,1.8327479557573006E-2,6.192474619662337E-3,0,0,3.7811375300229777E-3,8.6535752688172353E-5,2.8387627459946489E-2,null,2.1026359503323194E-2,8.6415883217684265E-3,0,0,6.6135769787883224E-3,4.9184345364572372E-5,9.4123234930250011E-5,3.6330709149244515E-2]
[2004,8,6,18,2.1421357606865903E-2,5.3470744498308924E-3,0,0,3.5157119128114266E-3,8.6535752688172353E-5,3.0370679722196394E-2,null,2.4575837865556178E-2,{"$f":"(F5252*X$5)-S5252","v":7.4618337513355131E-3},0,0,6.1493217810779316E-3,4.9184345364572372E-5,{"$f":"(F5252*$AC$7)*$AC$5","v":8.127347717065224E-5},3.8236177743334196E-2]
[2004,8,6,21,2.2092160815955175E-2,4.5852631722026124E-3,1.6420002499999888E-4,1.6336999999999976E-5,3.1125223387716196E-3,8.6535752688172353E-5,3.0057019104617579E-2,null,2.5345422651395746E-2,6.3987273448528979E-3,1.0920731064453173E-4,1.1974116945826635E-5,5.4441040354168977E-3,4.9184345364572372E-5,6.9694238455802196E-5,3.735861980462047E-2]
[2004,8,6,23,1.7870906165179251E-2,3.5248548510318808E-3,3.2840004999999775E-4,3.2673999999999952E-5,2.3710739482673427E-3,8.6535752688172353E-5,2.4214444767166641E-2,null,2.0502551728338873E-2,4.9189292467809627E-3,2.1841462128906346E-4,2.394823389165327E-5,4.1472387488561777E-3,4.9184345364572372E-5,5.357643940683537E-5,2.9860266924521296E-2]
[2004,8,7,5,1.1104404556258368E-2,3.5535926361966786E-3,0,0,2.975360245976162E-3,8.6535752688172353E-5,1.7719893191119378E-2,null,1.2739624209470267E-2,4.9590327795245729E-3,0,0,5.2041942061468276E-3,4.9184345364572372E-5,5.4013242699634139E-5,2.295203554050624E-2]
[2004,8,7,8,1.6081136779017357E-2,4.4010098067180569E-3,0,0,3.3656464473186968E-3,8.6535752688172353E-5,2.3934328785742282E-2,null,1.8449223313852542E-2,6.1416020711598605E-3,0,0,5.8868426990520955E-3,4.9184345364572372E-5,6.6893658094741677E-5,3.0526852429429069E-2]
[2004,8,7,11,2.2149208853366461E-2,4.5240960149454694E-3,0,0,2.8064159962558331E-3,8.6535752688172353E-5,2.9566256617255936E-2,null,2.5410871505931399E-2,6.3133686757756366E-3,0,0,4.908694295927417E-3,4.9184345364572372E-5,6.8764521167297003E-5,3.668211882299903E-2]
[2004,8,7,12,2.1549299587742217E-2,5.0241192604537823E-3,0,0,3.4240205506151718E-3,8.6535752688172353E-5,3.0083975151499343E-2,null,2.4722620410151139E-2,7.0111503066082222E-3,0,0,5.9889446783251508E-3,4.9184345364572372E-5,7.6364682378798475E-5,3.7771899740449082E-2]
[2004,8,7,15,1.939289700095646E-2,5.037788805561408E-3,0,0,3.5370552490810716E-3,8.6535752688172353E-5,2.805427680828711E-2,null,2.2248668883907686E-2,7.0302261347094585E-3,0,0,6.1866533502902806E-3,4.9184345364572372E-5,7.6572454212286419E-5,3.5514732714271996E-2]
[2004,8,7,20,2.1065930130667005E-2,4.499918235894052E-3,0,0,3.0388992364874202E-3,8.6535752688172353E-5,2.869128335573665E-2,null,2.4168070618104585E-2,6.2796286241921188E-3,0,0,5.3153300750656586E-3,4.9184345364572372E-5,6.8397028215364265E-5,3.5812213662726931E-2]
[2004,8,7,23,1.7316221289128835E-2,4.1830835096092053E-3,3.2840004999999775E-4,3.2673999999999952E-5,3.1282121267515025E-3,8.6535752688172353E-5,2.5075126728177712E-2,null,1.9866184704807093E-2,5.8374862758165157E-3,2.1841462128906346E-4,2.394823389165327E-5,5.4715469992768218E-3,4.9184345364572372E-5,6.358126211089275E-5,3.1466765180445715E-2]
[2004,8,8,2,1.2328882891828073E-2,3.4698513398659096E-3,3.2840004999999775E-4,3.2673999999999952E-5,2.8355498553829682E-3,8.6535752688172353E-5,1.9081893889765118E-2,null,1.4144417574910468E-2,4.8421719358605611E-3,2.1841462128906346E-4,2.394823389165327E-5,4.9596522466754589E-3,4.9184345364572372E-5,5.2740407170703959E-5,2.4237788957991772E-2]
[2004,8,8,6,1.1627727259676967E-2,3.3973167736781754E-3,0,0,2.9376233667739618E-3,8.6535752688172353E-5,1.8049203152817276E-2,null,1.3340010709084926E-2,4.7409500659957738E-3,0,0,5.1381887372736893E-3,4.9184345364572372E-5,5.1637909634069058E-5,2.3268333857718961E-2]
[2004,8,8,9,1.8712373144236964E-2,4.7254619480239686E-3,0,0,3.8336463724107398E-3,8.6535752688172353E-5,2.7358017217359844E-2,null,2.1467932000965174E-2,6.594374509884011E-3,0,0,6.7054200467648577E-3,4.9184345364572372E-5,7.1825205980750479E-5,3.4816910902978615E-2]
[2004,8,8,10,2.1004502166528508E-2,4.8750266611050537E-3,0,0,3.6535806335317839E-3,8.6535752688172353E-5,2.9619645213853515E-2,null,2.4097596854733255E-2,6.8030918252212896E-3,0,0,6.3904675712564791E-3,4.9184345364572372E-5,7.4098532153442007E-5,3.7340340596575594E-2]
[2004,8,8,13,2.1964337557734651E-2,5.2108726773911797E-3,0,0,3.7494260008664338E-3,8.6535752688172353E-5,3.1011171988680437E-2,null,2.5198776312394904E-2,7.2717643980624337E-3,0,0,6.5581104326691659E-3,4.9184345364572372E-5,7.9203262561365953E-5,3.9077835488491072E-2]
[2004,8,8,17,2.4572207559971013E-2,4.890462395325897E-3,0,0,3.6334101491664384E-3,8.6535752688172353E-5,3.3182615857151522E-2,null,2.8190677737394521E-2,6.8246323673750216E-3,0,0,6.3551874339987241E-3,4.9184345364572372E-5,7.4333149382841093E-5,4.1419681884132836E-2]
[2004,8,8,21,2.4600082761312869E-2,4.174202776424326E-3,1.6420002499999888E-4,1.6336999999999976E-5,3.0977685999673539E-3,8.6535752688172353E-5,3.2139126915392724E-2,null,2.8222657803327767E-2,5.8250932270124851E-3,1.0920731064453173E-4,1.1974116945826635E-5,5.418298312527374E-3,4.9184345364572372E-5,6.3446278378660864E-5,3.9636415115822554E-2]
[2004,8,8,24,1.476156737359003E-2,3.6755171318741814E-3,3.2840004999999775E-4,3.2673999999999952E-5,2.7681266208944301E-3,8.6535752688172353E-5,2.1652820929046808E-2,null,1.693533589573035E-2,5.1291782161548265E-3,2.1841462128906346E-4,2.394823389165327E-5,4.8417224575820345E-3,4.9184345364572372E-5,5.5866448187787051E-5,2.7197783770012494E-2]
[2004,8,9,3,9.3744135325687129E-3,3.1737417382012036E-3,3.2840004999999775E-4,3.2673999999999952E-5,2.697406011976836E-3,8.6535752688172353E-5,1.5693171085434922E-2,null,1.0754877038570258E-2,4.4289514653907515E-3,2.1841462128906346E-4,2.394823389165327E-5,4.7180252401839541E-3,4.9184345364572372E-5,4.8239654997397578E-5,2.019340094469025E-2]
[2004,8,9,7,1.4465940364967934E-2,3.7559996976868296E-3,0,0,2.2632295365177693E-3,8.6535752688172353E-5,2.0571705351860703E-2,null,1.6596175252137559E-2,5.2414915066484533E-3,0,0,3.9586083927332641E-3,4.9184345364572372E-5,5.708975226491967E-5,2.5845459496883848E-2]
[2004,8,9,10,1.7910654666494774E-2,5.4697096851838156E-3,0,0,3.1652618593661034E-3,8.6535752688172353E-5,2.6632161963732862E-2,null,2.0548153540402177E-2,{"$f":"(F5316*X$5)-S5316","v":7.6329710240339247E-3},0,0,5.5363505819935547E-3,4.9184345364572372E-5,{"$f":"(F5316*$AC$7)*$AC$5","v":8.3137485628789312E-5},3.3766659491794228E-2]
[2004,8,9,14,1.8067523985330292E-2,6.0539950467503548E-3,0,0,3.7793206102205708E-3,8.6535752688172353E-5,2.7987375394989387E-2,null,2.0728123223768383E-2,8.4483403016182984E-3,0,0,6.610399009491493E-3,4.9184345364572372E-5,9.2018398628967616E-5,3.5836046880242743E-2]
[2004,8,9,15,1.8475560583235861E-2,5.9288740309501207E-3,0,0,3.7456836086115814E-3,8.6535752688172353E-5,2.8236653975485734E-2,null,2.1196246741305214E-2,8.2737341263238624E-3,0,0,6.5515646249417921E-3,4.9184345364572372E-5,9.0116607263124405E-5,3.6070729837935439E-2]
[2004,8,9,18,2.2059157819896064E-2,4.8326156222700967E-3,0,0,3.0533991045617859E-3,8.6535752688172353E-5,3.0031708299416114E-2,null,2.5307559678604222E-2,6.7439072890834216E-3,0,0,5.3406917533782459E-3,4.9184345364572372E-5,7.3453900658429716E-5,3.744134306643046E-2]
[2004,8,9,22,2.0034276601709259E-2,3.3155027482895025E-3,3.2840004999999775E-4,3.2673999999999952E-5,1.8825560550641859E-3,8.6535752688172353E-5,2.5679945207751114E-2,null,2.2984497180491642E-2,4.6267787258160737E-3,2.1841462128906346E-4,2.394823389165327E-5,3.2927734810469594E-3,4.9184345364572372E-5,5.0394367882957705E-5,3.1195596587899957E-2]
[2004,8,10,1,1.0536257686704367E-2,3.3756517853250284E-3,3.2840004999999775E-4,3.2673999999999952E-5,2.5477735349227391E-3,8.6535752688172353E-5,1.6907292809640304E-2,null,1.2087812797409852E-2,4.7107166097698338E-3,2.1841462128906346E-4,2.394823389165327E-5,4.4563034970137088E-3,4.9184345364572372E-5,5.1308610135279089E-5,2.154638010473868E-2]
[2004,8,10,4,9.2176803508675874E-3,3.3599051918101817E-3,3.2840004999999775E-4,3.2673999999999952E-5,2.7581082314523534E-3,8.6535752688172353E-5,1.5783303576818293E-2,null,1.0575063539709427E-2,4.6887422639738142E-3,2.1841462128906346E-4,2.394823389165327E-5,4.8241993208929931E-3,4.9184345364572372E-5,5.1069267964050311E-5,2.0379552325121522E-2]
[2004,8,10,7,1.3456164726081842E-2,4.0575442391616312E-3,0,0,2.4748563214530223E-3,8.6535752688172353E-5,2.0075101039384664E-2,null,1.5437701413210606E-2,5.6622964268378149E-3,0,0,4.3287642047950044E-3,4.9184345364572372E-5,6.1673113435112869E-5,2.5477946390207999E-2]
[2004,8,10,12,1.689711392747548E-2,5.6099436210208988E-3,0,0,3.1709794404340967E-3,8.6535752688172353E-5,2.5764572741618644E-2,null,1.9385360157769392E-2,7.8286672548101496E-3,0,0,5.5463511868976047E-3,4.9184345364572372E-5,8.5268987572467377E-5,3.2809562944841719E-2]
[2004,8,10,13,1.6575810422578375E-2,5.9179374349193426E-3,0,0,3.3928627951394412E-3,8.6535752688172353E-5,2.5973146405325328E-2,null,1.9016741931655874E-2,8.2584721242416285E-3,0,0,5.9344467361876806E-3,4.9184345364572372E-5,8.9950375205543804E-5,3.3258845137449755E-2]
[2004,8,10,16,1.7377837641254768E-2,5.7897728133680069E-3,0,0,3.7453236455718022E-3,8.6535752688172353E-5,2.6999469852882749E-2,null,1.9936874597927059E-2,8.0796186020414378E-3,0,0,6.5509350146051686E-3,4.9184345364572372E-5,8.8002322201705937E-5,3.4616612559938233E-2]
[2004,8,10,19,1.9642923186853331E-2,4.838436503634691E-3,0,0,3.1356549843619863E-3,8.6535752688172353E-5,2.7703550427538179E-2,null,2.2535513589061921E-2,6.7520303196184133E-3,0,0,5.4845652805105101E-3,4.9184345364572372E-5,7.3542375818657453E-5,3.4821293534555417E-2]
[2004,8,10,23,1.5843101016813226E-2,3.1986974666747279E-3,3.2840004999999775E-4,3.2673999999999952E-5,1.9463988475429956E-3,8.6535752688172353E-5,2.1435807133719117E-2,null,1.8176134726028498E-2,4.4637771441352839E-3,2.1841462128906346E-4,2.394823389165327E-5,3.4044407291295357E-3,4.9184345364572372E-5,4.8618972481640593E-5,2.6335899799838601E-2]
[2004,8,11,4,9.9003555954463116E-3,3.5736246551117882E-3,3.2840004999999775E-4,3.2673999999999952E-5,2.9076748767933006E-3,8.6535752688172353E-5,1.682926493003957E-2,null,1.13582686209886E-2,4.9869874295393832E-3,2.1841462128906346E-4,2.394823389165327E-5,5.0858059179996248E-3,4.9184345364572372E-5,5.4317721690389681E-5,2.1722609169072891E-2]
[2004,8,11,7,1.4399778005921935E-2,4.2335435260981496E-3,0,0,2.6856229131446128E-3,8.6535752688172353E-5,2.1405480197852871E-2,null,1.6520269913243631E-2,5.9079031472595639E-3,0,0,4.6974154552827671E-3,4.9184345364572372E-5,6.4348234973646634E-5,2.7174772861150533E-2]
[2004,8,11,10,1.6954304153871655E-2,5.7075734288528374E-3,0,0,3.3691892728405816E-3,8.6535752688172353E-5,2.6117602608253243E-2,null,1.9450972139848265E-2,7.9649094938236357E-3,0,0,5.8930394451702558E-3,4.9184345364572372E-5,8.6752923139935532E-5,3.3358105424206731E-2]
[2004,8,11,13,1.7793587631554357E-2,6.1611721238705973E-3,0,0,3.6530945796316382E-3,8.6535752688172353E-5,2.7694390087744762E-2,null,2.0413847371629056E-2,8.5979057394907042E-3,0,0,6.3896174157519704E-3,4.9184345364572372E-5,9.3647449021341478E-5,3.5450554872236299E-2]
[2004,8,11,14,1.7934915873200175E-2,6.1740394248527243E-3,0,0,3.7707194693967932E-3,8.6535752688172353E-5,2.7966210520137865E-2,null,2.0575987419718191E-2,8.6158620372116142E-3,0,0,6.5953547783595178E-3,4.9184345364572372E-5,9.384302705236213E-5,3.5836388580653897E-2]
[2004,8,11,17,2.1127808855867649E-2,5.7111406361132948E-3,0,0,3.7665651830043685E-3,8.6535752688172353E-5,3.0692050427673482E-2,null,2.4239061521004732E-2,7.9698875257893081E-3,0,0,6.588088527758983E-3,4.9184345364572372E-5,8.6807143319692876E-5,3.8846221919917594E-2]
[2004,8,11,20,2.0493755148240436E-2,5.2578369220038501E-3,0,0,3.3959842270224689E-3,8.6535752688172353E-5,2.9234112049954925E-2,null,2.3511637918697346E-2,7.3373029255029637E-3,0,0,5.9399064238818021E-3,4.9184345364572372E-5,7.9917101034754999E-5,3.6838031613446683E-2]
[2004,8,12,1,1.0195668920004666E-2,3.2208533652914218E-3,3.2840004999999775E-4,3.2673999999999952E-5,2.4829378566913686E-3,8.6535752688172353E-5,{"$f":"SUM(E5379:J5379)","v":1.6347069944675625E-2},null,{"$f":"E5379*W$5","v":1.1697069387825073E-2},4.4946956648404604E-3,{"$f":"G5379*Y$5","v":2.1841462128906346E-4},{"$f":"H5379*Z$5","v":2.394823389165327E-5},{"$f":"I5379*AA$5","v":4.3428995952644617E-3},{"$f":"J5379*AB$5","v":4.9184345364572372E-5},4.8955733627817663E-5,{"$f":"SUM(M5379:R5379)","v":2.082621184847528E-2}]
[2004,8,12,4,8.8992067010072937E-3,3.2199903848768082E-3,3.2840004999999775E-4,3.2673999999999952E-5,2.693516872246031E-3,8.6535752688172353E-5,1.5260323760818303E-2,null,1.0209691889272581E-2,4.4934913770668522E-3,2.1841462128906346E-4,2.394823389165327E-5,4.7112227568606915E-3,4.9184345364572372E-5,4.8942616657092102E-5,1.9705953223745413E-2]
[2004,8,12,8,1.5226275742380604E-2,4.2577778857829495E-3,0,0,2.2806315645363109E-3,8.6535752688172353E-5,2.1851220945388036E-2,null,1.7468476592774861E-2,5.9417221570255054E-3,0,0,3.9890462308107798E-3,4.9184345364572372E-5,6.4716587929467218E-5,2.7448429325975719E-2]
[2004,8,12,11,1.627289746325045E-2,5.3468554363057426E-3,0,0,2.902609631186407E-3,8.6535752688172353E-5,2.4608898283430769E-2,null,1.8669222418073186E-2,7.4615281183151964E-3,0,0,5.0769463112088995E-3,4.9184345364572372E-5,8.1270148249219906E-5,3.1256881192961855E-2]
[2004,8,12,14,1.6118368905659815E-2,5.7476575166994443E-3,0,0,3.4064438619970214E-3,8.6535752688172353E-5,2.5359006037044451E-2,null,1.8491938193298915E-2,8.0208467736187141E-3,0,0,5.9582013418859646E-3,4.9184345364572372E-5,8.7362185873992015E-5,3.2520170654168165E-2]
[2004,8,12,15,1.6505644783967655E-2,5.6206010302873935E-3,0,0,3.4145761497841372E-3,8.6535752688172353E-5,2.5627357716727358E-2,null,1.8936243795642425E-2,7.8435396522141248E-3,0,0,5.9724255034951891E-3,4.9184345364572372E-5,8.5430976098500733E-5,3.2801393296716309E-2]
[2004,8,12,18,1.9904474651030419E-2,4.6509495009743208E-3,0,0,2.8345179102021428E-3,8.6535752688172353E-5,2.7476477814895057E-2,null,2.2835580769447104E-2,6.490392510473615E-3,0,0,4.957847274273083E-3,4.9184345364572372E-5,7.0692645414960985E-5,3.4333004899558373E-2]
[2004,8,12,22,1.8511546056779286E-2,3.5888148630141012E-3,3.2840004999999775E-4,3.2673999999999952E-5,1.6816075141897226E-3,8.6535752688172353E-5,2.4229578236671278E-2,null,2.1237531387196893E-2,5.0081853401124947E-3,2.1841462128906346E-4,2.394823389165327E-5,2.9412949555249379E-3,4.9184345364572372E-5,5.4548607014083861E-5,2.9478558883379611E-2]
[2004,8,13,2,1.0580791736279014E-2,3.5015224656838465E-3,3.2840004999999775E-4,3.2673999999999952E-5,2.6771790006030931E-3,8.6535752688172353E-5,1.7207103005254125E-2,null,1.2138904871121015E-2,4.8863689407439605E-3,2.1841462128906346E-4,2.394823389165327E-5,4.6826462316953994E-3,4.9184345364572372E-5,5.3221796114374711E-5,2.1999467244105661E-2]
[2004,8,13,5,1.0553503964201514E-2,3.8610194680601347E-3,0,0,3.1945551960857474E-3,8.6535752688172353E-5,1.7695614381035566E-2,null,1.210759873849411E-2,5.3880464264427367E-3,0,0,5.5875874745484133E-3,4.9184345364572372E-5,5.8686012423626066E-5,2.313241698484983E-2]
[2004,8,13,9,1.6534845166421334E-2,5.3891116385029357E-3,0,0,3.3804839357572478E-3,8.6535752688172353E-5,2.5390976493369691E-2,null,1.896974418707251E-2,7.5204965801753537E-3,0,0,5.9127949081905027E-3,4.9184345364572372E-5,8.1912426286829916E-5,3.245222002080294E-2]
[2004,8,13,12,1.8260456410975907E-2,5.8236637915067661E-3,0,0,3.4589921143496336E-3,8.6535752688172353E-5,2.7629648069520479E-2,null,2.094946661846319E-2,8.1269134072502122E-3,0,0,6.0501133417207561E-3,4.9184345364572372E-5,8.8517452047735798E-5,3.5175677712798732E-2]
[2004,8,13,15,1.7111208158154142E-2,5.8946856743909001E-3,0,0,3.6821777031640092E-3,8.6535752688172353E-5,2.6774607288397222E-2,null,1.9630981616393629E-2,8.2260243300100386E-3,0,0,6.4404866250144478E-3,4.9184345364572372E-5,8.9596957379363057E-5,3.4346676916782684E-2]
[2004,8,13,17,2.0631276585371786E-2,5.1951881701873806E-3,0,0,3.2791850495677986E-3,8.6535752688172353E-5,2.9192185557815137E-2,null,2.3669410577368384E-2,7.2498766936131206E-3,0,0,5.7356133123453584E-3,4.9184345364572372E-5,7.8964864078210145E-5,3.6704084928691434E-2]
[2004,8,13,20,1.995690158308154E-2,4.7030729241245208E-3,0,0,3.1950649114606097E-3,8.6535752688172353E-5,2.7941575171354843E-2,null,2.2895728020873595E-2,6.5631306632235936E-3,0,0,5.5884790162715478E-3,4.9184345364572372E-5,7.1484901419847561E-5,3.5096522045733311E-2]
[2004,8,13,24,1.4249103800259195E-2,3.2447838358555165E-3,3.2840004999999775E-4,3.2673999999999952E-5,2.3453738181434731E-3,8.6535752688172353E-5,2.0286871256946355E-2,null,1.6347407627068915E-2,4.5280905978296862E-3,2.1841462128906346E-4,2.394823389165327E-5,4.102286723813583E-3,4.9184345364572372E-5,4.9319467585764595E-5,2.5269332149257469E-2]
[2004,8,14,3,1.121275594658756E-2,3.6553042716914765E-3,3.2840004999999775E-4,3.2673999999999952E-5,2.990150754108759E-3,8.6535752688172353E-5,1.8305820775075966E-2,null,1.2863931279549913E-2,5.1009712024434129E-3,2.1841462128906346E-4,2.394823389165327E-5,5.2300642421647262E-3,4.9184345364572372E-5,5.5559220479247362E-5,2.3486513924703335E-2]
[2004,8,14,6,1.1983539928266172E-2,3.6377904850134787E-3,0,0,2.9484744433002836E-3,8.6535752688172353E-5,1.8656340609268105E-2,null,1.3748219871839225E-2,5.0765307414448371E-3,0,0,5.1571683245909255E-3,4.9184345364572372E-5,5.5293017650934216E-5,2.4031103283239562E-2]
[2004,8,14,10,2.0628084012674106E-2,5.2296864891913236E-3,0,0,3.7822548337546184E-3,8.6535752688172353E-5,2.972656108830822E-2,null,2.3665747870716822E-2,7.2980190420175086E-3,0,0,6.6155312515909434E-3,4.9184345364572372E-5,7.9489225272036699E-5,3.7628482509689844E-2]
[2004,8,14,12,2.2091604816443997E-2,5.1468592598622031E-3,0,0,3.49778965134891E-3,8.6535752688172353E-5,3.0822789480343282E-2,null,2.5344784776145692E-2,7.1824337773767318E-3,0,0,6.1179740041522922E-3,4.9184345364572372E-5,7.8230283210326394E-5,3.8694376903039292E-2]
[2004,8,14,17,2.1915148351473183E-2,5.2172205038880596E-3,0,0,3.8942268753891568E-3,8.6535752688172353E-5,{"$f":"SUM(E5443:J5443)","v":3.1113131483438573E-2},null,{"$f":"E5443*W$5","v":2.5142343569895441E-2},7.2806227796777369E-3,{"$f":"G5443*Y$5","v":0},{"$f":"H5443*Z$5","v":0},{"$f":"I5443*AA$5","v":6.8113812334924511E-3},{"$f":"J5443*AB$5","v":4.9184345364572372E-5},7.9299747085140212E-5,{"$f":"SUM(M5443:R5443)","v":3.9283531928430204E-2}]
[2004,8,14,18,2.2130847878306253E-2,4.6078496209613724E-3,0,0,3.2729432047663111E-3,8.6535752688172353E-5,3.0098176456722109E-2,null,2.5389806718422853E-2,{"$f":"(F5444*X$5)-S5444","v":6.4302466975853546E-3},0,0,5.7246957192251639E-3,4.9184345364572372E-5,{"$f":"(F5444*$AC$7)*$AC$5","v":7.003754379871158E-5},3.7593933480597939E-2]
[2004,8,14,21,2.2468096569593702E-2,4.7564251682078998E-3,1.6420002499999888E-4,1.6336999999999976E-5,3.012932785056037E-3,8.6535752688172353E-5,3.050452730054581E-2,null,2.577671819759049E-2,6.6375836335994661E-3,1.0920731064453173E-4,1.1974116945826635E-5,5.2699122281759745E-3,4.9184345364572372E-5,7.229583503077769E-5,3.7854579832320857E-2]
[2004,8,15,1,1.1685690182825172E-2,2.9980156246944738E-3,3.2840004999999775E-4,3.2673999999999952E-5,2.6054428449393463E-3,8.6535752688172353E-5,1.7736758455147161E-2,null,1.3406509174198425E-2,4.1837259580486952E-3,2.1841462128906346E-4,2.394823389165327E-5,4.557172724350733E-3,4.9184345364572372E-5,4.5568685590037197E-5,2.2438955057143137E-2]
[2004,8,15,4,9.472037073232022E-3,2.8826857412808425E-3,3.2840004999999775E-4,3.2673999999999952E-5,2.6725585916908511E-3,8.6535752688172353E-5,1.5474891208891887E-2,null,1.0866876490296606E-2,4.0227832921726587E-3,2.1841462128906346E-4,2.394823389165327E-5,4.6745646875114176E-3,4.9184345364572372E-5,4.3815715674496147E-5,1.9855771670525973E-2]
[2004,8,15,9,1.6229389163464256E-2,3.9739863797268503E-3,0,0,3.4104523694422038E-3,8.6535752688172353E-5,2.3700363665321481E-2,null,1.8619307144682261E-2,5.5456915690656325E-3,0,0,5.9652126109414434E-3,4.9184345364572372E-5,6.0403066076521104E-5,3.0179395670053909E-2]
[2004,8,15,12,1.8637442717174803E-2,4.6442383847172817E-3,0,0,3.7048647158081593E-3,8.6535752688172353E-5,2.7073081570388412E-2,null,2.1381967420172857E-2,6.4810271585852581E-3,0,0,6.4801684147799523E-3,4.9184345364572372E-5,7.0590639026416445E-5,3.4392347338902639E-2]
[2004,8,15,15,1.8945129472668208E-2,4.3542008077982206E-3,0,0,3.2690647377987218E-3,8.6535752688172353E-5,2.6654930770953319E-2,null,2.1734963712712285E-2,6.0762801888327297E-3,0,0,5.7179119036019103E-3,4.9184345364572372E-5,6.6182179296234825E-5,3.3578340150511497E-2]
[2004,8,15,16,1.9458491860480598E-2,4.4970489362888911E-3,0,0,3.5503933857302552E-3,8.6535752688172353E-5,2.7592469935187915E-2,null,2.2323923154064795E-2,6.2756245212312635E-3,0,0,6.2099830474469028E-3,4.9184345364572372E-5,6.8353415963815544E-5,3.4858715068107532E-2]
[2004,8,15,19,2.0991891026080147E-2,3.7903111974946458E-3,0,0,3.2167081827755625E-3,8.6535752688172353E-5,2.8085446159038529E-2,null,2.4083128614734342E-2,5.2893731491666339E-3,0,0,5.6263352010248622E-3,4.9184345364572372E-5,5.7611273878745259E-5,3.504802131029041E-2]
[2004,8,15,22,1.9812433838426558E-2,2.7820213430545084E-3,3.2840004999999775E-4,3.2673999999999952E-5,1.8835891645270252E-3,8.6535752688172353E-5,2.4925654148696259E-2,null,2.2729986150792237E-2,3.8823062871691291E-3,2.1841462128906346E-4,2.394823389165327E-5,3.2945804898917184E-3,4.9184345364572372E-5,4.2285655498991362E-5,3.0198420128398368E-2]
[2004,8,16,2,9.6212564428510023E-3,3.1662474339468672E-3,3.2840004999999775E-4,3.2673999999999952E-5,2.7227330486985289E-3,8.6535752688172353E-5,1.5957846728184566E-2,null,1.103806970323196E-2,4.4184931759181688E-3,2.1841462128906346E-4,2.394823389165327E-5,4.7623246886101256E-3,4.9184345364572372E-5,4.8125744452212635E-5,2.0510434768305538E-2]
[2004,8,16,6,1.1255298613433148E-2,3.5283181669412034E-3,0,0,2.7740767529762806E-3,8.6535752688172353E-5,1.7644229286038805E-2,null,1.2912738722194466E-2,4.9237622985340646E-3,0,0,4.8521298168078802E-3,4.9184345364572372E-5,5.3629080477972876E-5,2.2737815182900981E-2]
[2004,8,16,9,1.6029705839180616E-2,5.1837560581263738E-3,0,0,3.1885280049175927E-3,8.6535752688172353E-5,2.4488525654912753E-2,null,1.8390218723111952E-2,7.2339231997116896E-3,0,0,5.5770453314922678E-3,4.9184345364572372E-5,7.8791100367358506E-5,3.1250371599680478E-2]
[2004,8,16,13,1.7812011666211623E-2,5.9856797741479895E-3,0,0,3.6168392517662595E-3,8.6535752688172353E-5,2.7501066444814044E-2,null,2.0434984504805961E-2,8.3530064491315163E-3,0,0,6.3262033241393246E-3,4.9184345364572372E-5,9.0980032733682423E-5,3.516337862344137E-2]
[2004,8,16,16,1.9159304468210896E-2,5.8429523251945885E-3,0,0,3.8965641746421071E-3,8.6535752688172353E-5,2.8985356720735763E-2,null,2.1980677829525605E-2,8.1538305248321681E-3,0,0,6.8154693970170818E-3,4.9184345364572372E-5,8.8810630348700386E-5,3.6999162096739424E-2]
[2004,8,16,17,2.1196564149405187E-2,5.2873382534048127E-3,0,0,3.5321355298846336E-3,8.6535752688172353E-5,3.0102573685382807E-2,null,2.4317941626429782E-2,7.3784719857848905E-3,0,0,6.1780482833332304E-3,4.9184345364572372E-5,8.0365509936971752E-5,3.7923646240912476E-2]
[2004,8,16,23,1.5565998982591091E-2,3.3366892728061374E-3,3.2840004999999775E-4,3.2673999999999952E-5,2.2529930066443496E-3,8.6535752688172353E-5,2.1603291064729746E-2,null,1.7858227019605807E-2,4.6563444865315856E-3,2.1841462128906346E-4,2.394823389165327E-5,3.940703707231619E-3,4.9184345364572372E-5,5.0716394915269303E-5,2.6746822413914295E-2]
[2004,8,16,24,1.2127252876118981E-2,3.4585772860377772E-3,3.2840004999999775E-4,3.2673999999999952E-5,2.5704405237761091E-3,8.6535752688172353E-5,1.8603880488621036E-2,null,1.391309579475831E-2,4.826439011967611E-3,2.1841462128906346E-4,2.394823389165327E-5,4.4959502632232915E-3,4.9184345364572372E-5,5.2569045884262472E-5,2.3527032270494498E-2]
[2004,8,17,4,9.3644722361641737E-3,3.3926588612062389E-3,3.2840004999999775E-4,3.2673999999999952E-5,2.7893781082737865E-3,8.6535752688172353E-5,1.5994119008332367E-2,null,1.0743471800251791E-2,4.7344499566705778E-3,2.1841462128906346E-4,2.394823389165327E-5,4.8788933741596881E-3,4.9184345364572372E-5,5.1567111154170797E-5,2.0648362331627344E-2]
[2004,8,17,7,1.3653066110000354E-2,4.0853416897704423E-3,0,0,2.5182972104991356E-3,8.6535752688172353E-5,2.0343240762958101E-2,null,1.566359822962592E-2,5.7010877242285717E-3,0,0,4.4047465411824688E-3,4.9184345364572372E-5,6.2095624003958417E-5,2.5818616840401529E-2]
[2004,8,17,10,1.6051368773000875E-2,5.5463722096459932E-3,0,0,3.1372489338680832E-3,8.6535752688172353E-5,2.4821525669203121E-2,null,1.8415071711378593E-2,{"$f":"(F5508*X$5)-S5508","v":7.7399534529979637E-3},0,0,5.4873532530915576E-3,4.9184345364572372E-5,{"$f":"(F5508*$AC$7)*$AC$5","v":8.4302726545140952E-5},3.1691562762832685E-2]
[2004,8,17,14,1.6907580535091393E-2,6.0078453367420339E-3,0,0,3.576436516368867E-3,8.6535752688172353E-5,2.6578398140890466E-2,null,1.939736806392043E-2,8.3839384559014629E-3,0,0,6.255535013721468E-3,4.9184345364572372E-5,9.1316940768602103E-5,3.4086025878907932E-2]
[2004,8,17,17,2.0073302494817147E-2,5.4316465261871859E-3,0,0,3.5774837216961909E-3,8.6535752688172353E-5,2.9168968495388695E-2,null,2.3029269974036277E-2,7.5798539471822112E-3,0,0,6.2573666776030018E-3,4.9184345364572372E-5,8.2558940236765959E-5,3.6915674944186065E-2]
[2004,8,17,20,1.9531361379665338E-2,4.9687488381943232E-3,0,0,3.1967332258552384E-3,8.6535752688172353E-5,2.7783379196403068E-2,null,2.2407523340462469E-2,6.9338809718499607E-3,0,0,5.5913970602691774E-3,4.9184345364572372E-5,7.5523073235021578E-5,3.4981985717946182E-2]
[2004,8,17,22,1.9437853606922757E-2,3.6344996688439527E-3,3.2840004999999775E-4,3.2673999999999952E-5,1.874699779175909E-3,8.6535752688172353E-5,2.5394662857630784E-2,null,2.2300245739095392E-2,5.0719384127997794E-3,2.1841462128906346E-4,2.394823389165327E-5,3.2790320910707524E-3,4.9184345364572372E-5,5.5242998509563326E-5,3.0942763443511209E-2]
[2004,8,18,1,1.0494817149754353E-2,3.3646024253284755E-3,3.2840004999999775E-4,3.2673999999999952E-5,2.5394647316583003E-3,8.6535752688172353E-5,1.6846494109429299E-2,null,1.2040269782824319E-2,4.69529724575564E-3,2.1841462128906346E-4,2.394823389165327E-5,4.4417705926814407E-3,4.9184345364572372E-5,5.1140664108745171E-5,2.1468884821806682E-2]
[2004,8,18,5,9.9077945919889398E-3,3.5500075404672187E-3,0,0,2.8997017337217628E-3,8.6535752688172353E-5,1.6444039618866091E-2,null,1.1366803074139014E-2,4.9540297842293243E-3,0,0,5.0718601159631177E-3,4.9184345364572372E-5,5.3958750622021104E-5,2.1441877319696028E-2]
[2004,8,18,8,1.564943245356374E-2,4.4113412758081507E-3,0,0,2.371496736732035E-3,8.6535752688172353E-5,2.2518806218792094E-2,null,1.7953946791098126E-2,6.1560196195745414E-3,0,0,4.1479782469661473E-3,4.9184345364572372E-5,6.7050692455327307E-5,2.8307129003003383E-2]
[2004,8,18,12,1.6833907116106953E-2,5.5942497071125603E-3,0,0,3.1572310028886688E-3,8.6535752688172353E-5,2.567192357879635E-2,null,1.9312845596521702E-2,7.8067664233198572E-3,0,0,5.5223038336017303E-3,4.9184345364572372E-5,8.5030446111016838E-5,3.269110019880786E-2]
[2004,8,18,13,1.6512334958684528E-2,5.9019248817463801E-3,0,0,3.3789511968942989E-3,8.6535752688172353E-5,2.5879746790013376E-2,null,1.8943919156473962E-2,8.2361266321726249E-3,0,0,5.9101139989725746E-3,4.9184345364572372E-5,8.9706990549699378E-5,3.3139344132983729E-2]
[2004,8,18,19,1.957381053652938E-2,4.8220176765794692E-3,0,0,3.1215643855173028E-3,8.6535752688172353E-5,2.7603928351314325E-2,null,2.2456223502971585E-2,6.7291178730034479E-3,0,0,5.459919453852104E-3,4.9184345364572372E-5,7.3292815955902294E-5,3.4694445175191706E-2]
[2004,8,18,20,1.9212550584998274E-2,4.8889235456066405E-3,0,0,3.1305702197137459E-3,8.6535752688172353E-5,2.7318580103006831E-2,null,2.2041764897728865E-2,6.8224849050793094E-3,0,0,5.4756715330196715E-3,4.9184345364572372E-5,7.4309759458369222E-5,3.4389105681192418E-2]
[2004,8,18,23,1.5789427459713398E-2,3.1856244612066373E-3,3.2840004999999775E-4,3.2673999999999952E-5,1.9360632186737458E-3,8.6535752688172353E-5,2.1358724942281946E-2,null,1.8114557273228294E-2,4.4455337861367293E-3,2.1841462128906346E-4,2.394823389165327E-5,3.3863627098540626E-3,4.9184345364572372E-5,4.8420267821469592E-5,2.623800096976437E-2]
[2004,8,19,2,9.573069521363272E-3,3.2734960725112764E-3,3.2840004999999775E-4,3.2673999999999952E-5,2.519474049556191E-3,8.6535752688172353E-5,1.5813649446118908E-2,null,1.0982786840611564E-2,4.5681584776702333E-3,2.1841462128906346E-4,2.394823389165327E-5,4.406804947054691E-3,4.9184345364572372E-5,4.9755882551042305E-5,2.0249297465881774E-2]
[2004,8,19,6,1.1030686840116039E-2,3.6031209324639693E-3,0,0,2.7132559752688964E-3,8.6535752688172353E-5,1.7433599500537075E-2,null,1.2655050921773867E-2,5.028149436904405E-3,0,0,4.7457483662301974E-3,4.9184345364572372E-5,5.4766053773006851E-5,2.2478133070273038E-2]
[2004,8,19,10,1.5575676873386493E-2,5.4278460590794315E-3,0,0,3.0330932415798127E-3,8.6535752688172353E-5,2.4123151926733907E-2,null,1.7869330063560042E-2,7.5745504014766932E-3,0,0,5.3051748257643503E-3,4.9184345364572372E-5,8.2501174596953393E-5,3.0798239636165653E-2]
[2004,8,19,14,1.6412136058704136E-2,5.8629880451410406E-3,0,0,3.4689322954077973E-3,8.6535752688172353E-5,2.5830592151941143E-2,null,1.882896510148746E-2,8.1817903396302332E-3,0,0,6.0674996843462937E-3,4.9184345364572372E-5,8.9115165593710297E-5,3.3127439470828558E-2]
[2004,8,19,17,1.9514696028683921E-2,5.2890918224338191E-3,0,0,3.4579532946304101E-3,8.6535752688172353E-5,2.8348276898436321E-2,null,2.2388403872349923E-2,7.3809190885302705E-3,0,0,6.0482963450826759E-3,4.9184345364572372E-5,8.0392163512451827E-5,3.5866803651327439E-2]
[2004,8,19,20,1.8994904289410613E-2,4.8348514532380047E-3,0,0,3.0853807831520597E-3,8.6535752688172353E-5,2.7001672278488847E-2,null,2.1792068301903077E-2,6.7470273875849763E-3,0,0,5.3966308171092487E-3,4.9184345364572372E-5,7.3487884430085154E-5,3.3984910851961876E-2]
[2004,8,19,21,2.0393943663634836E-2,4.3418952230461806E-3,1.6420002499999888E-4,1.6336999999999976E-5,2.574246531964489E-3,8.6535752688172353E-5,2.7577158196333676E-2,null,2.3397128329351733E-2,6.0591077652029082E-3,1.0920731064453173E-4,1.1974116945826635E-5,4.5026073414003972E-3,4.9184345364572372E-5,6.5995139136087411E-5,3.4129209208909966E-2]
[2004,8,19,24,1.1931282507205465E-2,3.4566873879181542E-3,3.2840004999999775E-4,3.2673999999999952E-5,2.5446632441164596E-3,8.6535752688172353E-5,1.8380242941928245E-2,null,1.3688267093363205E-2,4.8238016621966464E-3,2.1841462128906346E-4,2.394823389165327E-5,4.4508632961454738E-3,4.9184345364572372E-5,5.2540320158985743E-5,2.3254479252250611E-2]
[2004,8,20,4,8.6498529889393778E-3,3.2873850895473616E-3,3.2840004999999775E-4,3.2673999999999952E-5,2.7252818625457427E-3,8.6535752688172353E-5,1.5110129743720653E-2,null,9.9236186855372818E-3,4.5875405784928632E-3,2.1841462128906346E-4,2.394823389165327E-5,4.7667828117144307E-3,4.9184345364572372E-5,4.9966990273516741E-5,1.9569489276289861E-2]
[2004,8,20,7,1.2717594341064207E-2,3.9471771127256149E-3,0,0,2.5925359114872064E-3,8.6535752688172353E-5,1.9343843117965196E-2,null,1.4590370148422929E-2,5.5082792803018759E-3,0,0,4.5345972434886793E-3,4.9184345364572372E-5,5.999557551882825E-5,2.4682431017578055E-2]
[2004,8,20,11,1.55222590363444E-2,5.4495248860708546E-3,0,0,3.2432287257245906E-3,8.6535752688172353E-5,2.4301548400828019E-2,null,1.7808045987808725E-2,7.6048031694999785E-3,0,0,5.6727222078237372E-3,4.9184345364572372E-5,8.2830684437728029E-5,3.1134755710497009E-2]
[2004,8,20,15,1.4897785194090355E-2,5.4792650230653878E-3,0,0,3.390321209237746E-3,8.6535752688172353E-5,2.385390717908166E-2,null,1.7091612968941735E-2,7.6463054826017094E-3,0,0,5.9300012554624765E-3,4.9184345364572372E-5,8.3282723093212579E-5,3.0717104052370492E-2]
[2004,8,20,18,1.7891701469138096E-2,4.7264706123783737E-3,0,0,3.101228314297795E-3,8.6535752688172353E-5,2.5805936148502434E-2,null,2.0526409320739725E-2,6.5957820993601049E-3,0,0,5.424349689095222E-3,4.9184345364572372E-5,7.1840537291385811E-5,3.2595725454559625E-2]
[2004,8,20,21,1.8648596479301532E-2,3.9562346154345283E-3,1.6420002499999888E-4,1.6336999999999976E-5,2.6675171395293866E-3,8.6535752688172353E-5,2.5539421011953618E-2,null,2.1394763670282122E-2,5.5209190106909525E-3,1.0920731064453173E-4,1.1974116945826635E-5,4.6657466977689174E-3,4.9184345364572372E-5,6.0133246079906609E-5,3.1751795151696918E-2]
[2004,8,20,22,1.7515771987833328E-2,3.2025600639783566E-3,3.2840004999999775E-4,3.2673999999999952E-5,2.0415992674448187E-3,8.6535752688172353E-5,2.3207541121944671E-2,null,2.0095120970534164E-2,4.4691673924287132E-3,2.1841462128906346E-4,2.394823389165327E-5,3.5709555148082921E-3,4.9184345364572372E-5,4.8677682476558626E-5,2.8426791078316457E-2]
[2004,8,21,4,8.761777064526962E-3,2.963495711429611E-3,3.2840004999999775E-4,3.2673999999999952E-5,2.6361905593473949E-3,8.6535752688172353E-5,1.4809073137992139E-2,null,1.0052024549692739E-2,4.1355534748881003E-3,2.1841462128906346E-4,2.394823389165327E-5,4.6109534648143555E-3,4.9184345364572372E-5,4.5043996171741649E-5,1.9090078689940483E-2]
[2004,8,21,6,9.6550736916103733E-3,2.9931094626162802E-3,0,0,2.6196619757545255E-3,8.6535752688172353E-5,1.535438088266935E-2,null,1.1076866834479285E-2,4.1768794167992562E-3,0,0,4.5820433659158593E-3,4.9184345364572372E-5,4.5494113811506933E-5,1.988497396255897E-2]
[2004,8,21,9,1.5765609334840395E-2,3.9193341606940839E-3,0,0,2.9460815584998238E-3,8.6535752688172353E-5,2.2717560806722471E-2,null,1.8087231723378325E-2,5.4694244857492642E-3,0,0,5.1529829365420769E-3,4.9184345364572372E-5,5.9572373345840034E-5,2.8758823491034237E-2]
[2004,8,21,12,1.8107343024321924E-2,4.2148458349233068E-3,0,0,2.9587832748103381E-3,8.6535752688172353E-5,2.5367507886743738E-2,null,2.0773805960790943E-2,5.8818105494493917E-3,0,0,5.1751994726810854E-3,4.9184345364572372E-5,6.4064037251864301E-5,3.1880000328285994E-2]
[2004,8,21,16,1.6536438477357883E-2,4.3667055291071975E-3,0,0,3.361758487133654E-3,8.6535752688172353E-5,2.4351438246286907E-2,null,1.8971572126830795E-2,6.0937305072058584E-3,0,0,5.880042278868995E-3,4.9184345364572372E-5,6.6372246255534892E-5,3.0994529258270221E-2]
[2004,8,21,19,1.744418421762288E-2,3.6749350226218357E-3,0,0,2.8588330397876513E-3,8.6535752688172353E-5,2.4064488032720537E-2,null,2.0012991281737745E-2,5.1283658836341426E-3,0,0,5.0003767987841889E-3,4.9184345364572372E-5,5.5857600350810918E-5,3.0190918309520646E-2]
[2004,8,21,21,1.8470631213714561E-2,3.821541886836699E-3,1.6420002499999888E-4,1.6336999999999976E-5,2.5463299925172888E-3,8.6535752688172353E-5,2.5105575870756718E-2,null,2.1190591479469893E-2,5.3329555256598918E-3,1.0920731064453173E-4,1.1974116945826635E-5,4.4537786010677705E-3,4.9184345364572372E-5,5.8085968357208226E-5,3.1147691379152482E-2]
[2004,8,21,24,1.2327007745992605E-2,2.9372399360285805E-3,3.2840004999999775E-4,3.2673999999999952E-5,2.6238439381369447E-3,8.6535752688172353E-5,1.8335701422846299E-2,null,1.4142266297625784E-2,4.0989135827577241E-3,2.1841462128906346E-4,2.394823389165327E-5,4.5893580245123583E-3,4.9184345364572372E-5,4.4644918473707932E-5,2.3122085105441153E-2]
[2004,8,22,3,8.6866550386932168E-3,2.7017508503910919E-3,3.2840004999999775E-4,3.2673999999999952E-5,2.6000633795392331E-3,8.6535752688172353E-5,1.4436079071311713E-2,null,9.9658401555518892E-3,3.7702889444124459E-3,2.1841462128906346E-4,2.394823389165327E-5,4.5477635166067971E-3,4.9184345364572372E-5,4.1065574852243769E-5,1.8575439817116422E-2]
[2004,8,22,7,1.0109053991512643E-2,2.7552048395370274E-3,0,0,2.5236574678321193E-3,8.6535752688172353E-5,1.5474452051569961E-2,null,1.159769966166568E-2,3.8448838998586484E-3,0,0,4.4141221521504168E-3,4.9184345364572372E-5,4.1878054949032E-5,1.9905890059039318E-2]
[2004,8,22,10,1.6610449933143711E-2,3.6328515747547302E-3,0,0,2.9075001692843677E-3,8.6535752688172353E-5,2.3237337429870979E-2,null,1.9056482409874821E-2,5.0696385001623703E-3,0,0,5.0855003375889878E-3,4.9184345364572372E-5,5.5217948112642117E-5,2.9260805592990751E-2]
[2004,8,22,13,1.7285231605707548E-2,3.9359906216888969E-3,0,0,3.021266030570974E-3,8.6535752688172353E-5,2.4329024010655592E-2,null,1.9830631522359757E-2,5.4926685501428003E-3,0,0,5.2844878843795835E-3,4.9184345364572372E-5,5.9825545153172656E-5,3.0656972302246715E-2]
[2004,8,22,18,1.9722288025296159E-2,3.2915582295720675E-3,0,0,2.6576510766524205E-3,8.6535752688172353E-5,2.5758033084208817E-2,null,2.2626565586680029E-2,{"$f":"(F5636*X$5)-S5636","v":4.5933641886515709E-3},0,0,4.6484899950448603E-3,4.9184345364572372E-5,{"$f":"(F5636*$AC$7)*$AC$5","v":5.0030420398477613E-5},3.191760411574103E-2]
[2004,8,22,21,1.9573972583022202E-2,2.9934851288325919E-3,1.6420002499999888E-4,1.6336999999999976E-5,2.3794038850121057E-3,8.6535752688172353E-5,2.5213934374555071E-2,null,2.2456409412212604E-2,4.1774036583968645E-3,1.0920731064453173E-4,1.1974116945826635E-5,4.1618086176992168E-3,4.9184345364572372E-5,4.5499823793655429E-5,3.0965987461263614E-2]
[2004,8,22,22,1.8053923466082263E-2,2.4081776835799488E-3,3.2840004999999775E-4,3.2673999999999952E-5,1.6629471174595077E-3,8.6535752688172353E-5,2.2572658069809886E-2,null,2.0712519910380821E-2,3.3606080646807041E-3,2.1841462128906346E-4,2.394823389165327E-5,2.9086561082864834E-3,4.9184345364572372E-5,3.6603375514155986E-5,2.7273331283893292E-2]
[2004,8,23,1,1.0809251349868338E-2,3.168985980044095E-3,3.2840004999999775E-4,3.2673999999999952E-5,2.59997954942481E-3,8.6535752688172353E-5,1.7025826682025413E-2,null,1.2401007139587849E-2,4.4223148125700634E-3,2.1841462128906346E-4,2.394823389165327E-5,4.5476168895903311E-3,4.9184345364572372E-5,4.8167369300679225E-5,2.1662486042293524E-2]
[2004,8,23,4,9.3227709651103295E-3,3.2480431467287033E-3,3.2840004999999775E-4,3.2673999999999952E-5,2.800521483663177E-3,8.6535752688172353E-5,1.5818945398190377E-2,null,1.0695629656209604E-2,4.5326389608846291E-3,2.1841462128906346E-4,2.394823389165327E-5,4.8983842205930954E-3,4.9184345364572372E-5,4.9369007858736178E-5,2.0418200038232616E-2]
[2004,8,23,8,1.5966699574873015E-2,4.625934661566607E-3,0,0,2.812706319441085E-3,8.6535752688172353E-5,2.3491876308568881E-2,null,1.831793424121517E-2,6.4554843425159722E-3,0,0,4.919696682451789E-3,4.9184345364572372E-5,7.0312429467230049E-5,2.97422996115475E-2]
[2004,8,23,11,1.808873957051322E-2,5.6122730820570505E-3,0,0,3.2823835760277544E-3,8.6535752688172353E-5,2.7069931981286193E-2,null,2.0752462987440105E-2,7.8319180139205889E-3,0,0,5.7412078459463303E-3,4.9184345364572372E-5,8.5304394485185344E-5,3.4374773192671598E-2]
[2004,8,23,15,1.8463492881550914E-2,5.9297322550464493E-3,0,0,3.7481323156386592E-3,8.6535752688172353E-5,2.8227893204924193E-2,null,2.1182401966129801E-2,8.2749317766629936E-3,0,0,6.555847651489621E-3,4.9184345364572372E-5,9.0129651939639525E-5,3.6062365739646988E-2]
[2004,8,23,19,2.1410342995438182E-2,4.8211760534610489E-3,0,0,3.244487420089016E-3,8.6535752688172353E-5,2.9562542221676417E-2,null,2.4563201257290369E-2,6.727943389302154E-3,0,0,5.6749237865829855E-3,4.9184345364572372E-5,7.3280023607872916E-5,3.7015252778540078E-2]
[2004,8,23,22,2.0022347496602186E-2,3.3162909776593016E-3,3.2840004999999775E-4,3.2673999999999952E-5,1.8857279220409217E-3,8.6535752688172353E-5,2.5671976198990577E-2,null,2.2970811411439421E-2,4.6278786986274772E-3,2.1841462128906346E-4,2.394823389165327E-5,3.2983213846210966E-3,4.9184345364572372E-5,5.0406348666523121E-5,3.1188558695233279E-2]
[2004,8,23,23,1.5831352156588194E-2,3.3269558375360686E-3,3.2840004999999775E-4,3.2673999999999952E-5,2.1731903689391884E-3,8.6535752688172353E-5,2.1779108165751616E-2,null,1.8162655744476792E-2,4.6427614933460433E-3,2.1841462128906346E-4,2.394823389165327E-5,3.801121138921751E-3,4.9184345364572372E-5,5.0568450438969931E-5,2.6898085577289871E-2]
[2004,8,24,2,9.9542841413800872E-3,3.3752283702770812E-3,3.2840004999999775E-4,3.2673999999999952E-5,2.5974478290336704E-3,8.6535752688172353E-5,1.6374570143379008E-2,null,1.1420138611934874E-2,4.7101257347548619E-3,2.1841462128906346E-4,2.394823389165327E-5,4.5431886646017869E-3,4.9184345364572372E-5,5.1302174389235919E-5,2.096500021183681E-2]
[2004,8,24,5,1.0174825147032775E-2,3.6110625909124192E-3,0,0,2.9573705920135926E-3,8.6535752688172353E-5,1.6829794082646957E-2,null,1.1673156188929619E-2,5.0392320084317373E-3,0,0,5.1727285531896093E-3,4.9184345364572372E-5,5.4886763930058727E-5,2.1934301095915539E-2]
[2004,8,24,8,1.6022121749344767E-2,4.4842556715789378E-3,0,0,2.4541528304824049E-3,8.6535752688172353E-5,2.3047066004094282E-2,null,1.8381517810425452E-2,6.2577715410084955E-3,0,0,4.2925517871887616E-3,4.9184345364572372E-5,6.8158963255685523E-5,2.8981025483987278E-2]
[2004,8,24,13,1.691785433301729E-2,6.0150949862176869E-3,0,0,3.4673672090025178E-3,8.6535752688172353E-5,2.6486852280925666E-2,null,1.9409154767486288E-2,8.3940553300258722E-3,0,0,6.064762196133399E-3,4.9184345364572372E-5,9.1427132655152953E-5,3.3917156639010133E-2]
[2004,8,24,16,1.7735385816359469E-2,5.8900150568485712E-3,0,0,3.8215374654549288E-3,8.6535752688172353E-5,2.7533474091351137E-2,null,2.0347074835547957E-2,8.2195064907796475E-3,0,0,6.684240391794531E-3,4.9184345364572372E-5,8.9525965787276413E-5,3.5300006063486704E-2]
[2004,8,24,20,1.9652160560325458E-2,4.9989362796816258E-3,0,0,3.2218056592676434E-3,8.6535752688172353E-5,2.7959438251962895E-2,null,2.2546111245705394E-2,6.9760074976482952E-3,0,0,5.6352511827658745E-3,4.9184345364572372E-5,7.5981910746931717E-5,3.5206554271484135E-2]
[2004,8,24,23,1.6128763573482585E-2,3.2828649163214184E-3,3.2840004999999775E-4,3.2673999999999952E-5,2.0005334344580126E-3,8.6535752688172353E-5,2.1859771726950184E-2,null,1.8503863565899798E-2,4.5812326840627988E-3,2.1841462128906346E-4,2.394823389165327E-5,3.4991273822688614E-3,4.9184345364572372E-5,4.9898285377235056E-5,2.6875770832776744E-2]
[2004,8,24,24,1.2374515652330637E-2,3.5792216026593153E-3,3.2840004999999775E-4,3.2673999999999952E-5,2.6308559106333887E-3,8.6535752688172353E-5,1.9032202968311509E-2,null,1.4196770154240422E-2,4.9947979607946405E-3,2.1841462128906346E-4,2.394823389165327E-5,4.6016226458095626E-3,4.9184345364572372E-5,5.4402793142638425E-5,2.4084737961389911E-2]
[2004,8,25,5,1.0994352397458787E-2,3.8573506168452006E-3,0,0,3.137843469525602E-3,8.6535752688172353E-5,1.807608223651776E-2,null,1.261336591804685E-2,5.3829265505028964E-3,0,0,5.4883931537316197E-3,4.9184345364572372E-5,5.8630247294814562E-5,2.3533869967645935E-2]
[2004,8,25,7,1.4797069154017224E-2,4.3330899833278419E-3,0,0,2.7714708485009681E-3,8.6535752688172353E-5,2.1988165738534207E-2,null,1.6976065620509215E-2,6.0468200674094015E-3,0,0,4.8475718366471467E-3,4.9184345364572372E-5,6.5861302875540645E-5,2.7919641869930335E-2]
[2004,8,25,11,1.8493936673029305E-2,5.8746121858718409E-3,0,0,3.4226602970561845E-3,8.6535752688172353E-5,2.7877744908645499E-2,null,2.1217328869322247E-2,8.1980118092299503E-3,0,0,5.9865654626654182E-3,4.9184345364572372E-5,8.9291848066561051E-5,3.5451090486582189E-2]
[2004,8,25,14,1.8456231811552492E-2,6.3008191472627281E-3,0,0,3.8839030261938966E-3,8.6535752688172353E-5,2.8727489737697287E-2,null,2.117407164074676E-2,8.7927829348987286E-3,0,0,6.7933238180114966E-3,4.9184345364572372E-5,9.5770030121361283E-5,3.6809362739021557E-2]
[2004,8,25,18,2.2486006542291593E-2,5.2410510312737631E-3,0,0,3.3126364054390806E-3,8.6535752688172353E-5,3.1126229731692604E-2,null,2.5797265568736509E-2,7.3138782421230727E-3,0,0,5.794122984459354E-3,4.9184345364572372E-5,7.966196194517603E-5,3.8954451140683508E-2]
[2004,8,25,21,2.2463264803345644E-2,4.9076181274890236E-3,1.6420002499999888E-4,1.6336999999999976E-5,3.0319750582515027E-3,8.6535752688172353E-5,3.066993076677434E-2,null,2.5771174911954919E-2,6.848573163876881E-3,1.0920731064453173E-4,1.1974116945826635E-5,5.3032190144616789E-3,4.9184345364572372E-5,7.4593909920100837E-5,3.8093332863248411E-2]
[2004,8,25,24,1.331129342260199E-2,3.8752818444118603E-3,3.2840004999999775E-4,3.2673999999999952E-5,2.8073984102716595E-3,8.6535752688172353E-5,2.0441583479973678E-2,null,1.5271496556775574E-2,5.4079495495868183E-3,2.1841462128906346E-4,2.394823389165327E-5,4.9104126335089305E-3,4.9184345364572372E-5,5.8902795064245153E-5,2.5881405940416609E-2]
[2004,8,26,2,1.0288078104029322E-2,3.4596006556955826E-3,3.2840004999999775E-4,3.2673999999999952E-5,2.6659637902760442E-3,8.6535752688172353E-5,1.6861252352689118E-2,null,1.1803086623779829E-2,4.8278671226708279E-3,2.1841462128906346E-4,2.394823389165327E-5,4.6630297389753392E-3,4.9184345364572372E-5,5.2584600709859375E-5,2.1585530685971278E-2]
[2004,8,26,5,1.0513974256122396E-2,3.6993666123958466E-3,0,0,3.030129453775099E-3,8.6535752688172353E-5,1.7330006074981513E-2,null,1.2062247938864408E-2,5.16246012767076E-3,0,0,5.2999908728825441E-3,4.9184345364572372E-5,5.6228951128207258E-5,2.2573883284782284E-2]
[2004,8,26,8,1.6500772001781006E-2,4.584738894843377E-3,0,0,2.5600211748091641E-3,8.6535752688172353E-5,2.3732067824121718E-2,null,1.893065345411641E-2,6.3979957166455659E-3,0,0,4.4777258093612994E-3,4.9184345364572372E-5,6.9686269641381024E-5,2.9855559325487845E-2]
[2004,8,26,12,1.7772386623902982E-2,5.8351218987198784E-3,0,0,3.3610242223268945E-3,8.6535752688172353E-5,2.7055068497637925E-2,null,2.0389524332156544E-2,8.1429031773443857E-3,0,0,5.8787579783684818E-3,4.9184345364572372E-5,8.8691610874911509E-5,3.4460369833233979E-2]
[2004,8,26,15,1.7915315483074689E-2,6.1185784715653089E-3,0,0,3.7128056477739395E-3,8.6535752688172353E-5,2.7833235355102109E-2,null,2.0553500702551807E-2,8.5384663665501789E-3,0,0,6.4940578764623178E-3,4.9184345364572372E-5,9.3000041871744364E-5,3.5635209290928872E-2]
[2004,8,26,19,2.0597147197010422E-2,5.0779559174791988E-3,0,0,3.3295252614912664E-3,8.6535752688172353E-5,2.9091164128669057E-2,null,2.3630255341261844E-2,7.0862792744616678E-3,0,0,5.8236632348993124E-3,4.9184345364572372E-5,7.718297888032518E-5,3.6589382195987397E-2]
[2004,8,26,23,1.6574447489592605E-2,3.4016830649405807E-3,3.2840004999999775E-4,3.2673999999999952E-5,2.0857422516419553E-3,8.6535752688172353E-5,2.2509482608863308E-2,null,1.9015178294994998E-2,4.747043218394466E-3,2.1841462128906346E-4,2.394823389165327E-5,3.6481658838422443E-3,4.9184345364572372E-5,5.1704275583629889E-5,2.7701934597776992E-2]
[2004,8,27,2,1.0199289856681377E-2,3.4088718785896515E-3,3.2840004999999775E-4,3.2673999999999952E-5,2.628223051474463E-3,8.6535752688172353E-5,1.6683994589433662E-2,null,1.1701223538758056E-2,4.7570751962212185E-3,2.1841462128906346E-4,2.394823389165327E-5,4.5970175192878203E-3,4.9184345364572372E-5,5.181354278899119E-5,2.1346863454812379E-2]
[2004,8,27,3,9.6673591173429881E-3,3.4032175785724348E-3,3.2840004999999775E-4,3.2673999999999952E-5,2.728756806116602E-3,8.6535752688172353E-5,1.6246943304720193E-2,null,1.109096139545227E-2,4.7491846296872182E-3,2.1841462128906346E-4,2.394823389165327E-5,4.7728608257036976E-3,4.9184345364572372E-5,5.1727599601239273E-5,2.0904554051388469E-2]
[2004,8,27,6,1.1721986432521404E-2,3.8053085784439185E-3,0,0,2.9428388375279018E-3,8.6535752688172353E-5,1.8556669601181394E-2,null,1.3448150360720444E-2,5.3103019700384774E-3,0,0,5.1473111024449951E-3,4.9184345364572372E-5,5.78392283068417E-5,2.3954947778568488E-2]
[2004,8,27,10,1.6412036031242236E-2,5.7166625676836761E-3,0,0,3.4908321106851196E-3,8.6535752688172353E-5,2.5706066462299202E-2,null,1.8828850344116296E-2,7.97759337236972E-3,0,0,6.105804589419909E-3,4.9184345364572372E-5,8.6891074557911838E-5,3.2961432651270495E-2]
[2004,8,27,13,1.6717432166564475E-2,6.0398943119826217E-3,0,0,3.7706636072132494E-3,8.6535752688172353E-5,2.6614525838448515E-2,null,1.9179218702844465E-2,8.428662749043388E-3,0,0,6.5952570699719928E-3,4.9184345364572372E-5,9.1804072878318849E-5,3.4252322867224419E-2]
[2004,8,27,16,1.7998048321069306E-2,5.5923647211943428E-3,0,0,3.6269460937563515E-3,8.6535752688172353E-5,2.7303894888708172E-2,null,2.0648416666797759E-2,7.8041359285180145E-3,0,0,6.3438811729303775E-3,4.9184345364572372E-5,8.5001795049314085E-5,3.484561811361072E-2]
[2004,8,27,21,2.0388500958681735E-2,4.2438941145089837E-3,1.6420002499999888E-4,1.6336999999999976E-5,2.8955480310002006E-3,8.6535752688172353E-5,2.779501588187909E-2,null,2.3390884139000579E-2,5.9223473766554331E-3,1.0920731064453173E-4,1.1974116945826635E-5,5.0645948862596416E-3,4.9184345364572372E-5,6.4505559940561454E-5,3.4548192174870582E-2]
[2004,8,27,24,1.3782697844066874E-2,3.1466012321484174E-3,3.2840004999999775E-4,3.2673999999999952E-5,2.2932273915867779E-3,8.6535752688172353E-5,1.9670136270490239E-2,null,1.5812319358189154E-2,4.3910769330659941E-3,2.1841462128906346E-4,2.394823389165327E-5,4.0110775563439883E-3,4.9184345364572372E-5,4.7827129733390664E-5,2.4506021048144422E-2]
[2004,8,28,3,9.5966437926328571E-3,3.2148538820395188E-3,3.2840004999999775E-4,3.2673999999999952E-5,2.7863007293529311E-3,8.6535752688172353E-5,1.6045408206713477E-2,null,1.100983262730504E-2,4.4863233956604354E-3,2.1841462128906346E-4,2.394823389165327E-5,4.8735107393773312E-3,4.9184345364572372E-5,4.8864543787525708E-5,2.0661213962888093E-2]
[2004,8,28,4,9.4553455760167833E-3,3.1425617751952859E-3,3.2840004999999775E-4,3.2673999999999952E-5,2.7263693161029981E-3,8.6535752688172353E-5,1.5771886470003237E-2,null,1.0847727025691076E-2,4.3854398774175731E-3,2.1841462128906346E-4,2.394823389165327E-5,4.7686848736613078E-3,4.9184345364572372E-5,4.7765731539753674E-5,2.0293398977315247E-2]
[2004,8,28,7,1.2199473136477788E-2,3.5099247116738615E-3,0,0,2.8378821228558443E-3,8.6535752688172353E-5,1.8633815723695664E-2,null,1.3995951113350134E-2,4.8980942614410194E-3,0,0,4.9637316091277672E-3,4.9184345364572372E-5,5.3349507025090241E-5,2.3906961329283494E-2]
[2004,8,28,13,1.8293481997605453E-2,4.5751849824423093E-3,0,0,3.2486200308709059E-3,8.6535752688172353E-5,2.6203822763606839E-2,null,2.0987355508482117E-2,6.3846632473335205E-3,0,0,5.6821521244343285E-3,4.9184345364572372E-5,6.9541053843713725E-5,3.3103355225614535E-2]
[2004,8,28,15,1.7287814756642841E-2,4.5242728258178561E-3,0,0,3.2953918370030987E-3,8.6535752688172353E-5,2.519401517215197E-2,null,1.9833595064621321E-2,6.3136154150622414E-3,0,0,5.7639605584931504E-3,4.9184345364572372E-5,6.8767208624622556E-5,3.1960355383541285E-2]
[2004,8,28,18,1.9329211033277758E-2,3.9943325081666778E-3,0,0,2.9715603837655548E-3,8.6535752688172353E-5,2.6381639677898163E-2,null,2.2175604606437187E-2,5.5740845584144371E-3,0,0,5.1975478778820928E-3,4.9184345364572372E-5,6.0712319411364387E-5,3.2996421388098288E-2]
[2004,8,28,22,1.8091753720817207E-2,3.8213714379528568E-3,3.2840004999999775E-4,3.2673999999999952E-5,2.4988525662739745E-3,8.6535752688172353E-5,2.4859587527732208E-2,null,2.075592099745668E-2,5.332717664518016E-3,2.1841462128906346E-4,2.394823389165327E-5,4.3707359688647052E-3,4.9184345364572372E-5,5.8083377599664121E-5,3.0750921831384684E-2]
[2004,8,29,1,1.1816108136044244E-2,3.0362321982278367E-3,3.2840004999999775E-4,3.2673999999999952E-5,2.6249392823245493E-3,8.6535752688172353E-5,1.7924889419284801E-2,null,1.3556132299487288E-2,4.2370571246384296E-3,2.1841462128906346E-4,2.394823389165327E-5,4.5912738879385021E-3,4.9184345364572372E-5,4.6149562824073562E-5,2.2676010512609507E-2]
[2004,8,29,4,9.5834603332045718E-3,2.9179637761204379E-3,3.2840004999999775E-4,3.2673999999999952E-5,2.6899954195581744E-3,8.6535752688172353E-5,1.5639029331571352E-2,null,1.0994707789404343E-2,4.0720137327653096E-3,2.1841462128906346E-4,2.394823389165327E-5,4.7050633939061896E-3,4.9184345364572372E-5,4.4351928249440193E-5,2.0063332116621133E-2]
[2004,8,29,5,9.8031476321514995E-3,2.9205404230161405E-3,0,0,2.7220470180660057E-3,8.6535752688172353E-5,1.5532270825921818E-2,null,1.1246745943994097E-2,4.0756094393431816E-3,0,0,4.761124754367593E-3,4.9184345364572372E-5,4.4391092292248932E-5,2.013266448306944E-2]
[2004,8,29,10,1.8486374105281617E-2,4.130470555860858E-3,0,0,3.2284060270534962E-3,8.6535752688172353E-5,2.5931786440884144E-2,null,2.1208652648037611E-2,5.7640649839081366E-3,0,0,5.646795867425833E-3,4.9184345364572372E-5,6.2781565429003065E-5,3.2668697844736153E-2]
[2004,8,29,13,1.928086811831678E-2,4.4482259357294992E-3,0,0,3.3344272393701154E-3,8.6535752688172353E-5,2.7150057046104566E-2,null,2.2120142778954854E-2,6.2074921028717131E-3,0,0,5.832237270567856E-3,4.9184345364572372E-5,6.7611325114212367E-5,3.4209056497758995E-2]
[2004,8,29,16,1.9667346912636587E-2,4.5499670031980063E-3,0,0,3.5812866561905454E-3,8.6535752688172353E-5,2.788513632471331E-2,null,2.2563533919796222E-2,6.3494715980622878E-3,0,0,6.2640183795905644E-3,4.9184345364572372E-5,6.9157750248517529E-5,3.5226208242813646E-2]
[2004,8,29,19,2.1210018395885766E-2,3.8395181709798142E-3,0,0,3.2472705287832442E-3,8.6535752688172353E-5,2.8383342848336993E-2,null,2.4333377127119242E-2,5.3580414011234244E-3,0,0,5.679791714142738E-3,4.9184345364572372E-5,5.8359200969289172E-5,3.5420394587749975E-2]
[2004,8,29,23,1.6208916676014765E-2,3.093258829445888E-3,3.2840004999999775E-4,3.2673999999999952E-5,2.2547298197987072E-3,8.6535752688172353E-5,2.200451512794753E-2,null,1.8595819906314974E-2,4.316637696321189E-3,2.1841462128906346E-4,2.394823389165327E-5,3.9437415622165049E-3,4.9184345364572372E-5,4.7016345707668179E-5,2.7147746365397955E-2]
[2004,8,30,2,1.0622450746147438E-2,3.3787645437897995E-3,3.2840004999999775E-4,3.2673999999999952E-5,2.7770188161031074E-3,8.6535752688172353E-5,1.7225843908728514E-2,null,1.2186698530652558E-2,4.7150604591757305E-3,2.1841462128906346E-4,2.394823389165327E-5,4.8572757711169276E-3,4.9184345364572372E-5,5.1355922867951497E-5,2.2050581961490501E-2]
[2004,8,30,3,1.0188458389699676E-2,3.3569250260077881E-3,3.2840004999999775E-4,3.2673999999999952E-5,2.8051773569637336E-3,8.6535752688172353E-5,1.6798170575359369E-2,null,1.1688797044542624E-2,4.6845834474139331E-3,2.1841462128906346E-4,2.394823389165327E-5,4.9065277954385544E-3,4.9184345364572372E-5,5.1023970588900947E-5,2.15714554879404E-2]
[2004,8,30,7,1.5522331861115875E-2,3.9850490795423034E-3,0,0,2.4262984318044333E-3,8.6535752688172353E-5,2.2020215125150781E-2,null,1.7808129536657925E-2,5.5611295487755386E-3,0,0,4.2438317371001569E-3,4.9184345364572372E-5,6.0571214863176845E-5,2.7662275167898188E-2]
[2004,8,30,10,1.9289212366431926E-2,5.7531270074775154E-3,0,0,3.3785301569611041E-3,8.6535752688172353E-5,2.8507405283558718E-2,null,2.2129715789804646E-2,8.028479439158227E-3,0,0,5.9093775592141112E-3,4.9184345364572372E-5,8.744532003231681E-5,3.6116757133541559E-2]
[2004,8,30,14,1.9537105830466646E-2,6.35388452575776E-3,0,0,3.9805161315823396E-3,8.6535752688172353E-5,2.9958042240494916E-2,null,2.2414113711348875E-2,8.8668355848097735E-3,0,0,6.9623095278865807E-3,4.9184345364572372E-5,9.6576603485568774E-5,3.8292443169409801E-2]
[2004,8,30,17,2.3177236293049346E-2,5.5620183289791202E-3,0,0,3.6687077600651014E-3,8.6535752688172353E-5,{"$f":"SUM(E5827:J5827)","v":3.2494498134781738E-2},null,{"$f":"E5827*W$5","v":2.6590284881248549E-2},7.761787587235806E-3,{"$f":"G5827*Y$5","v":0},{"$f":"H5827*Z$5","v":0},{"$f":"I5827*AA$5","v":6.4169263855687313E-3},{"$f":"J5827*AB$5","v":4.9184345364572372E-5},8.4540541547412031E-5,{"$f":"SUM(M5827:R5827)","v":4.0818183199417657E-2}]
[2004,8,30,20,2.2674232962116379E-2,4.9236741208334989E-3,0,0,3.2922503854959963E-3,8.6535752688172353E-5,3.0976693221134045E-2,null,2.6013209957534044E-2,6.8709792766350102E-3,0,0,5.7584658545310795E-3,4.9184345364572372E-5,7.4837954849861548E-5,3.8691839434064706E-2]
[2004,8,30,24,1.3357339254762297E-2,3.6715908907361855E-3,3.2840004999999775E-4,3.2673999999999952E-5,2.6055903131251717E-3,8.6535752688172353E-5,2.0082130261311823E-2,null,1.532432303613903E-2,5.1236991529934181E-3,2.1841462128906346E-4,2.394823389165327E-5,4.5574306605382251E-3,4.9184345364572372E-5,5.5806770831040044E-5,2.529700005021596E-2]
[2004,8,31,4,9.3726638983253428E-3,3.5004474483574959E-3,3.2840004999999775E-4,3.2673999999999952E-5,2.9085370982019801E-3,8.6535752688172353E-5,1.6229258247572986E-2,null,1.0752869755545614E-2,4.8848687558027751E-3,2.1841462128906346E-4,2.394823389165327E-5,5.0873140270313076E-3,4.9184345364572372E-5,5.320545626406012E-5,2.1016599738924981E-2]
[2004,8,31,5,1.011695319631402E-2,3.7017281600622383E-3,0,0,3.0644689893830055E-3,8.6535752688172353E-5,1.6969686098447435E-2,null,1.1606762092722956E-2,5.1657556636218304E-3,0,0,5.3600540576663452E-3,4.9184345364572372E-5,5.6264845745376458E-5,2.2181756159375704E-2]
[2004,8,31,8,1.5856433867958583E-2,4.6437417714048444E-3,0,0,2.6519260516833401E-3,8.6535752688172353E-5,2.3238637443734937E-2,null,1.8191430954869237E-2,6.4803341355105133E-3,0,0,4.6384763700344344E-3,4.9184345364572372E-5,7.0583090694877456E-5,2.9359425805778758E-2]
[2004,8,31,11,1.6939286317890167E-2,5.7915794533238548E-3,0,0,3.3540079377261177E-3,8.6535752688172353E-5,2.6171409461628312E-2,null,1.9433742797574729E-2,8.0821397651794392E-3,0,0,5.8664858147817623E-3,4.9184345364572372E-5,8.8029782434882951E-5,3.34315527229005E-2]
[2004,8,31,15,1.7108642520369685E-2,6.1843501744223272E-3,0,0,3.8750057483764788E-3,8.6535752688172353E-5,2.7254534195856665E-2,null,1.9628038166245896E-2,8.6302506715689436E-3,0,0,6.777761614500004E-3,4.9184345364572372E-5,9.3999746484197229E-5,3.5085234797679415E-2]
[2004,8,31,18,2.050562156660669E-2,5.1957782150974614E-3,0,0,3.4331271991714335E-3,8.6535752688172353E-5,2.9221062733563757E-2,null,2.3525251769843755E-2,7.2507001003313462E-3,0,0,6.0048730916048556E-3,4.9184345364572372E-5,7.8973832534134789E-5,3.6830009307144529E-2]
[2004,8,31,21,2.0609291684434955E-2,4.8172735740739988E-3,1.6420002499999888E-4,1.6336999999999976E-5,3.0990552529233575E-3,8.6535752688172353E-5,2.8792693289120482E-2,null,2.3644188209541395E-2,6.7224974856257792E-3,1.0920731064453173E-4,1.1974116945826635E-5,5.4205487935802188E-3,4.9184345364572372E-5,7.3220707420610474E-5,3.5957600261702319E-2]
[2004,9,1,2,9.159868423123968E-3,3.4932128479087748E-3,3.3184136000000153E-4,3.267400000000004E-5,2.6533431304192482E-3,8.9420277777777987E-5,1.5760360039229773E-2,null,1.0508738305380346E-2,4.8747728825711233E-3,2.2070339201363885E-4,2.3948233891653334E-5,4.6409549784506895E-3,5.0823823543391391E-5,5.309549311693645E-5,2.0319941615850844E-2]
[2004,9,1,5,9.9756874989753268E-3,3.9097093418396208E-3,0,0,3.0573523055074086E-3,8.9420277777777987E-5,1.7032169424100137E-2,null,1.1444693799131343E-2,5.4559930665961254E-3,0,0,5.347606285991487E-3,5.0823823543391391E-5,5.9426079797324994E-5,2.2299116975262344E-2]
[2004,9,1,6,1.1810200508947597E-2,4.2961735675264515E-3,0,0,3.163421519020093E-3,8.9420277777777987E-5,1.9359215873271919E-2,null,1.3549354723184149E-2,5.995303268832965E-3,0,0,5.5331316478900291E-3,5.0823823543391391E-5,6.5300187539480285E-5,2.5128613463450536E-2]
[2004,9,1,9,1.4722355151093078E-2,5.378649718686645E-3,0,0,2.9002960930313939E-3,8.9420277777777987E-5,2.3090721240588898E-2,null,1.6890349334181876E-2,7.5058969879831343E-3,0,0,5.0728997081535884E-3,5.0823823543391391E-5,8.1753409125328208E-5,2.9519969853861988E-2]
[2004,9,1,12,1.5208520566377332E-2,5.9163231399474679E-3,0,0,3.1780458827275608E-3,8.9420277777777987E-5,2.4392309866830143E-2,null,1.7448106813476142E-2,8.2562193782178429E-3,0,0,5.5587110811629965E-3,5.0823823543391391E-5,8.9925838542219904E-5,3.1313861096400372E-2]
[2004,9,1,18,1.9175878585171998E-2,5.3633499929239461E-3,0,0,3.2374485958944934E-3,8.9420277777777987E-5,2.7866097451768213E-2,null,2.1999692628618929E-2,7.484546245412887E-3,0,0,5.6626121990564805E-3,5.0823823543391391E-5,8.1520859172235397E-5,3.5197674896631684E-2]
[2004,9,1,20,1.977374426412461E-2,5.8429617494456989E-3,0,0,3.7192778019307748E-3,8.9420277777777987E-5,2.9425404093278859E-2,null,2.2685599201907762E-2,8.1538436763593583E-3,0,0,6.5053783030257373E-3,5.0823823543391391E-5,8.8810773593696248E-5,3.7395645004836248E-2]
[2004,9,1,24,1.073828230044108E-2,3.7980244893364842E-3,3.3184136000000153E-4,3.267400000000004E-5,2.7484874036431146E-3,8.9420277777777987E-5,1.7738729831198459E-2,null,1.2319587283563508E-2,5.3001370354635894E-3,2.2070339201363885E-4,2.3948233891653334E-5,4.8073715581335458E-3,5.0823823543391391E-5,5.7728512951120253E-5,2.2722571326609327E-2]
[2004,9,2,3,8.9133875709355229E-3,3.4468441559062871E-3,3.3184136000000153E-4,3.267400000000004E-5,2.6709359093141905E-3,8.9420277777777987E-5,1.548510327393378E-2,null,1.0225961014999561E-2,4.810065447835409E-3,2.2070339201363885E-4,2.3948233891653334E-5,4.6717264583475866E-3,5.0823823543391391E-5,5.2390706814397428E-5,2.0003228370631239E-2]
[2004,9,2,6,1.1730284270626981E-2,4.257904332683196E-3,0,0,3.1415692409558511E-3,8.9420277777777987E-5,1.9219178122043809E-2,null,1.3457670127285189E-2,5.9418986134704014E-3,0,0,5.4949098900216042E-3,5.0823823543391391E-5,6.4718509873767216E-5,2.4945302454320587E-2]
[2004,9,2,7,1.4530477168209058E-2,4.5663686737381914E-3,0,0,2.8763358253961371E-3,8.9420277777777987E-5,2.2062601945121163E-2,null,1.6670215658069011E-2,6.3723601027882515E-3,0,0,5.0309908716778149E-3,5.0823823543391391E-5,6.9407049338836071E-5,2.8124390456078469E-2]
[2004,9,2,11,1.5092670760757739E-2,5.9873039559926464E-3,0,0,3.2974878050326482E-3,8.9420277777777987E-5,2.4466882799560816E-2,null,1.7315197121573572E-2,8.3552729922702889E-3,0,0,5.767626610256261E-3,5.0823823543391391E-5,9.1004719673673856E-5,3.1488920547643511E-2]
[2004,9,2,14,1.4142169780934724E-2,6.303721403970979E-3,0,0,3.486511552411834E-3,8.9420277777777987E-5,2.4021823015095312E-2,null,1.6224726648138423E-2,8.7968330294436719E-3,0,0,6.0982475131419822E-3,5.0823823543391391E-5,9.5814143308214119E-5,3.1170631014267466E-2]
[2004,9,2,18,1.9047302344453169E-2,5.3255099188018106E-3,0,0,3.2022907378210122E-3,8.9420277777777987E-5,2.766452327885377E-2,null,2.1852182423931627E-2,7.4317404831429198E-3,0,0,5.6011176887584453E-3,5.0823823543391391E-5,8.0945704584590099E-5,3.4935864419376385E-2]
[2004,9,2,21,1.8655354868541835E-2,4.7341846806129876E-3,1.6592068000000076E-4,1.633700000000002E-5,2.7793993993630037E-3,8.9420277777777987E-5,2.6440616906295608E-2,null,2.1402517290815902E-2,6.6065470691119227E-3,1.1035169600681943E-4,1.1974116945826667E-5,4.8614396425759069E-3,5.0823823543391391E-5,7.1957788164632696E-5,3.3043653638999769E-2]
[2004,9,3,1,9.0928917350487394E-3,3.5025613924867206E-3,3.3184136000000153E-4,3.267400000000004E-5,2.5312608603468732E-3,8.9420277777777987E-5,1.5580649625660114E-2,null,1.0431898720461547E-2,4.8878187614179742E-3,2.2070339201363885E-4,2.3948233891653334E-5,4.427421224531939E-3,5.0823823543391391E-5,5.323758740259925E-5,2.0042614155860144E-2]
[2004,9,3,4,8.6044455962291152E-3,3.5198644493978134E-3,3.3184136000000153E-4,3.267400000000004E-5,2.6807137036487672E-3,8.9420277777777987E-5,1.5258959387053475E-2,null,9.8715246613570676E-3,4.9119651493674723E-3,2.2070339201363885E-4,2.3948233891653334E-5,4.6888287708133514E-3,5.0823823543391391E-5,5.3500587219422576E-5,1.9767794030986576E-2]
[2004,9,3,8,1.4650570393515052E-2,4.9287986084247375E-3,0,0,2.7044545790920723E-3,8.9420277777777987E-5,2.2373243858809636E-2,null,1.6807993649923542E-2,6.878130490784987E-3,0,0,4.7303538690255734E-3,5.0823823543391391E-5,7.4915845092304496E-5,2.8467301833277496E-2]
[2004,9,3,9,1.442822844458941E-2,5.3066828882714903E-3,0,0,2.7953758304372113E-3,8.9420277777777987E-5,2.2619707441075887E-2,null,1.6552909925176006E-2,7.4054673924712515E-3,0,0,4.8893839730628583E-3,5.0823823543391391E-5,8.0659540954299613E-5,2.8898585114253507E-2]
[2004,9,3,12,1.3221498932746422E-2,5.6261898881416004E-3,0,0,2.6848661324961214E-3,8.9420277777777987E-5,2.1621975231161925E-2,null,1.5168479051330286E-2,7.8513388943154301E-3,0,0,4.696091772387047E-3,5.0823823543391391E-5,8.551592459051927E-5,2.7766733541576154E-2]
[2004,9,3,16,1.4312949452134734E-2,5.5055699703634659E-3,0,0,3.0888859163905476E-3,8.9420277777777987E-5,2.2996825616666522E-2,null,1.6420655103615924E-2,7.6830139940349306E-3,0,0,5.4027616357609333E-3,5.0823823543391391E-5,8.3682548185188462E-5,2.9557254556955178E-2]
[2004,9,3,19,1.7432815762358472E-2,5.1645499238485255E-3,0,0,3.1854460940703515E-3,8.9420277777777987E-5,2.5872232058055125E-2,null,1.9999948723068619E-2,7.2071210703731573E-3,0,0,5.5716547699302633E-3,5.0823823543391391E-5,7.8499174505765803E-5,3.282954838691543E-2]
[2004,9,3,22,1.5595244173736589E-2,3.8026746210563451E-3,3.3184136000000153E-4,3.267400000000004E-5,2.3654918325376599E-3,8.9420277777777987E-5,2.2217346265108372E-2,null,1.7891778818195297E-2,5.3066262867618409E-3,2.2070339201363885E-4,2.3948233891653334E-5,4.1374750859929183E-3,5.0823823543391391E-5,5.7799193166576498E-5,2.7631355640398741E-2]
[2004,9,4,2,1.0106932946100686E-2,3.3571366331182993E-3,3.3184136000000153E-4,3.267400000000004E-5,2.452105679578937E-3,8.9420277777777987E-5,1.6370110896575703E-2,null,1.1595266273964192E-2,4.684878744794594E-3,2.2070339201363885E-4,2.3948233891653334E-5,4.2889711213230592E-3,5.0823823543391391E-5,5.1027186935676483E-5,2.0864591589530527E-2]
[2004,9,4,5,9.8052238747031329E-3,3.4820470318935371E-3,0,0,2.6916795717705048E-3,8.9420277777777987E-5,1.6068370756144951E-2,null,1.1249127931226418E-2,4.8591910043711039E-3,0,0,4.7080091397860482E-3,5.0823823543391391E-5,5.2925777003663558E-5,2.0867151898926961E-2]
[2004,9,4,9,1.665508510147852E-2,4.5339552952762862E-3,0,0,3.0214673565701297E-3,8.9420277777777987E-5,2.4299928031102716E-2,null,1.9107690492958525E-2,6.3271272855400266E-3,0,0,5.2848400231163195E-3,5.0823823543391391E-5,6.8914378440167222E-5,3.0770481625158264E-2]
[2004,9,4,10,1.7265737996148386E-2,4.6289689110607865E-3,0,0,2.9256245981855488E-3,8.9420277777777987E-5,2.49097517831725E-2,null,1.9808267310122019E-2,6.4597186327803157E-3,0,0,5.1172017250108335E-3,5.0823823543391391E-5,7.0358548893714395E-5,3.1436011491456556E-2]
[2004,9,4,13,1.71936795086657E-2,4.513770338645048E-3,0,0,2.7181341380655383E-3,8.9420277777777987E-5,2.4515004263154061E-2,null,1.9725597586862088E-2,6.2989592111895787E-3,0,0,4.7542807470056878E-3,5.0823823543391391E-5,6.8607574854888655E-5,3.0829661368600748E-2]
[2004,9,4,17,1.8833779323072741E-2,4.1903077626186756E-3,0,0,2.5677686978517913E-3,8.9420277777777987E-5,2.5681276061320986E-2,null,2.1607216290117252E-2,5.8475677092134186E-3,0,0,4.4912769800422138E-3,5.0823823543391391E-5,6.3691067980915518E-5,3.1996884802916278E-2]
[2004,9,4,20,2.0566392758704487E-2,4.2141665436914548E-3,0,0,2.1287076873830178E-3,8.9420277777777987E-5,2.6998687267556741E-2,null,2.3594972045808588E-2,5.8808625996333973E-3,0,0,3.7233166061961527E-3,5.0823823543391391E-5,6.4053712286139174E-5,3.3249975075181529E-2]
[2004,9,4,22,1.6821717589163641E-2,3.7760843320632943E-3,3.3184136000000153E-4,3.267400000000004E-5,1.9535047200256871E-3,8.9420277777777987E-5,2.3005242279030398E-2,null,1.9298861056264525E-2,5.2695195814545324E-3,2.2070339201363885E-4,2.3948233891653334E-5,3.4168695906275854E-3,5.0823823543391391E-5,5.7395030990471747E-5,2.8280725677795326E-2]
[2004,9,5,4,8.9722951725202671E-3,3.0034316690984494E-3,3.3184136000000153E-4,3.267400000000004E-5,2.4411618473645378E-3,8.9420277777777987E-5,1.4870824326761034E-2,null,1.0293543270623333E-2,4.1912840392595513E-3,2.2070339201363885E-4,2.3948233891653334E-5,4.269829295293676E-3,5.0823823543391391E-5,4.5651007384011033E-5,1.9050132054625246E-2]
[2004,9,5,7,1.1002402178938693E-2,3.502753553315184E-3,0,0,2.8027249489505877E-3,8.9420277777777987E-5,1.7397300958982245E-2,null,1.2622601099501453E-2,4.8880869215434716E-3,0,0,4.9022382955064428E-3,5.0823823543391391E-5,5.3240508173359362E-5,2.246375014009476E-2]
[2004,9,5,10,1.6797405811259394E-2,4.2669663575936167E-3,0,0,3.0930782398011997E-3,8.9420277777777987E-5,2.4246870686431991E-2,null,1.927096915870306E-2,5.9545446545843719E-3,0,0,5.4100944168026625E-3,5.0823823543391391E-5,6.4856249170570967E-5,3.0686432053633486E-2]
[2004,9,5,11,1.707742562153898E-2,4.5446042492497171E-3,0,0,3.2189890640780877E-3,8.9420277777777987E-5,2.4930439212644567E-2,null,1.9592224308954097E-2,6.3419878835961991E-3,0,0,5.6303246840716838E-3,5.0823823543391391E-5,6.9076238448994735E-5,3.1615360700165372E-2]
[2004,9,5,14,1.5896689989710822E-2,4.6240631941181212E-3,0,0,3.2452793401642312E-3,8.9420277777777987E-5,2.3855452801770954E-2,null,1.8237615138870816E-2,6.4528727127167876E-3,0,0,5.6763089317507813E-3,5.0823823543391391E-5,7.0283983881073121E-5,3.0417620606881777E-2]
[2004,9,5,19,1.9459649309810367E-2,4.1871935755283885E-3,0,0,3.171844142445738E-3,8.9420277777777987E-5,2.690810730556227E-2,null,2.2325251047823354E-2,5.8432218661629244E-3,0,0,5.5478636347449243E-3,5.0823823543391391E-5,6.3643733533684166E-5,3.3767160372274597E-2]
[2004,9,5,22,1.5578560524094839E-2,3.430418100758456E-3,3.3184136000000153E-4,3.267400000000004E-5,2.4503589979928959E-3,8.9420277777777987E-5,2.1913273260623971E-2,null,1.7872638356786354E-2,4.7871429144288914E-3,2.2070339201363885E-4,2.3948233891653334E-5,4.2859160054921778E-3,5.0823823543391391E-5,5.2141037087411803E-5,2.7241172726156105E-2]
[2004,9,6,1,9.9752553016658925E-3,2.9362908109637205E-3,3.3184136000000153E-4,3.267400000000004E-5,2.4145815230772424E-3,8.9420277777777987E-5,1.5780063273484635E-2,null,1.1444197957028453E-2,4.097589080263947E-3,2.2070339201363885E-4,2.3948233891653334E-5,4.2233377251248124E-3,5.0823823543391391E-5,4.4630492137397347E-5,2.0060600211865894E-2]
[2004,9,6,5,8.960050127364956E-3,3.0203899982667206E-3,0,0,2.5761614857024891E-3,8.9420277777777987E-5,1.4646021889111944E-2,null,1.027949503661706E-2,4.2149493602011857E-3,0,0,4.5059567815772016E-3,5.0823823543391391E-5,4.5908767471595656E-5,1.9051225001938839E-2]
[2004,9,6,8,1.331549148825318E-2,3.5364550298325431E-3,0,0,2.8118627594880363E-3,8.9420277777777987E-5,1.975322955535154E-2,null,1.527631282391821E-2,4.9351172775459065E-3,0,0,4.9182212141194647E-3,5.0823823543391391E-5,5.3752757667554737E-5,2.5180475139126975E-2]
[2004,9,6,9,1.582516036277443E-2,3.6713349998399969E-3,0,0,2.7852601508526597E-3,8.9420277777777987E-5,2.2371175791244868E-2,null,1.8155552155448649E-2,5.1233420576614281E-3,0,0,4.871690666460286E-3,5.0823823543391391E-5,5.5802881387737038E-5,2.8201408703113752E-2]
[2004,9,6,12,1.6678190803919333E-2,4.5415343933224986E-3,0,0,3.3577585836581277E-3,8.9420277777777987E-5,2.466690405867774E-2,null,1.9134198710008838E-2,6.3377039046121058E-3,0,0,5.8730460589925511E-3,5.0823823543391391E-5,6.9029577818408998E-5,3.1395772497156887E-2]
[2004,9,6,16,1.6962532197130564E-2,4.5033957086034714E-3,0,0,3.3639006410147577E-3,8.9420277777777987E-5,2.491924882452657E-2,null,1.9460411833671264E-2,6.2844814317368726E-3,0,0,5.8837891141746666E-3,5.0823823543391391E-5,6.8449884464423882E-5,3.1679506203126193E-2]
[2004,9,6,20,1.9784993237318055E-2,3.9299856817717714E-3,0,0,3.0250253574599793E-3,8.9420277777777987E-5,2.6829424554327581E-2,null,2.2698504683737141E-2,5.4842886661952773E-3,0,0,5.2910633124277446E-3,5.0823823543391391E-5,5.97342723736659E-5,3.3524680485903555E-2]
[2004,9,6,23,1.2105787045948634E-2,3.3306094916596665E-3,3.3184136000000153E-4,3.267400000000004E-5,2.5167265269307351E-3,8.9420277777777987E-5,1.8407058702316813E-2,null,1.3888468935359494E-2,4.6478601617694895E-3,2.2070339201363885E-4,2.3948233891653334E-5,4.4019992629873612E-3,5.0823823543391391E-5,5.062398457783218E-5,2.3233803809565027E-2]
[2004,9,7,2,8.7622701569754057E-3,3.4023629753847972E-3,3.3184136000000153E-4,3.267400000000004E-5,2.5446239507841712E-3,8.9420277777777987E-5,1.5163192720922154E-2,null,1.0052590254270763E-2,4.7479920323203126E-3,2.2070339201363885E-4,2.3948233891653334E-5,4.4507945682889022E-3,5.0823823543391391E-5,5.1714609961145035E-5,1.9546852304328663E-2]
[2004,9,7,6,1.1326876206922798E-2,4.1781288309578361E-3,0,0,3.0312614315960735E-3,8.9420277777777987E-5,1.862568674725449E-2,null,1.2994856735659891E-2,5.8305720297676363E-3,0,0,5.3019708120933913E-3,5.0823823543391391E-5,6.3505952899091389E-5,2.4178223401064312E-2]
[2004,9,7,9,1.413460506709846E-2,5.2521987390294379E-3,0,0,2.7395818434917175E-3,8.9420277777777987E-5,2.2215805927397393E-2,null,1.6216047964735098E-2,7.3294348502761439E-3,0,0,4.7917948680150741E-3,5.0823823543391391E-5,7.9831402819861169E-5,2.8388101506569709E-2]
[2004,9,7,13,1.3731852250947469E-2,6.0418192619928774E-3,0,0,3.1950266441805914E-3,8.9420277777777987E-5,2.3058118434898717E-2,null,1.5753986311534816E-2,8.4313490136710707E-3,0,0,5.5884120830801045E-3,5.0823823543391391E-5,9.1833331378865469E-5,2.9824571231829383E-2]
[2004,9,7,14,1.3633982930321142E-2,6.2090702460742969E-3,0,0,3.3475530553458586E-3,8.9420277777777987E-5,2.3280026509519075E-2,null,1.5641704886619253E-2,8.6647474915999279E-3,0,0,5.8551955982339907E-3,5.0823823543391391E-5,9.4375482075297287E-5,3.0212471799996563E-2]
[2004,9,7,17,1.7182349499739596E-2,5.6237741596158602E-3,0,0,3.4417103467593306E-3,8.9420277777777987E-5,{"$f":"SUM(E6019:J6019)","v":2.6337254283892567E-2},null,{"$f":"E6019*W$5","v":1.9712599136087239E-2},7.8479677490627224E-3,{"$f":"G6019*Y$5","v":0},{"$f":"H6019*Z$5","v":0},{"$f":"I6019*AA$5","v":6.0198858508187514E-3},{"$f":"J6019*AB$5","v":5.0823823543391391E-5},8.5479206445105476E-5,{"$f":"SUM(M6019:R6019)","v":3.3631276559512105E-2}]
[2004,9,7,21,1.8098488189825571E-2,4.6268307819590784E-3,1.6592068000000076E-4,1.633700000000002E-5,2.6271299011516596E-3,8.9420277777777987E-5,2.5624126830714092E-2,null,2.0763647175297394E-2,6.4567348770751118E-3,1.1035169600681943E-4,1.1974116945826667E-5,4.5951054931444068E-3,5.0823823543391391E-5,7.0326050152885917E-5,3.1988637182012954E-2]
[2004,9,7,24,1.0287074663500725E-2,3.7004826921654167E-3,3.3184136000000153E-4,3.267400000000004E-5,2.6251092898288363E-3,8.9420277777777987E-5,1.706660228327276E-2,null,1.1801935417950996E-2,5.1640176151850816E-3,2.2070339201363885E-4,2.3948233891653334E-5,4.5915712475842821E-3,5.0823823543391391E-5,5.6245915111881666E-5,2.1852999730169041E-2]
[2004,9,8,4,8.3850729802650587E-3,3.5147052032976534E-3,3.3184136000000153E-4,3.267400000000004E-5,2.6857807452392527E-3,8.9420277777777987E-5,1.5039494566579744E-2,null,9.6198475295422494E-3,4.9047654297744835E-3,2.2070339201363885E-4,2.3948233891653334E-5,4.6976915189539071E-3,5.0823823543391391E-5,5.3422168660999024E-5,1.9517779927719324E-2]
[2004,9,8,6,1.1036131359917756E-2,4.1460137069571149E-3,0,0,2.9517602266343219E-3,8.9420277777777987E-5,1.8223325571286975E-2,null,1.2661297194225802E-2,5.7857554261378724E-3,0,0,5.16291547894401E-3,5.0823823543391391E-5,6.3017815353636451E-5,2.3660791922851077E-2]
[2004,9,8,11,1.4195097867463253E-2,5.8625453662159745E-3,0,0,3.0520556768522974E-3,8.9420277777777987E-5,2.3199119188309303E-2,null,1.628544885337542E-2,8.1811725819058833E-3,0,0,5.3383419677643686E-3,5.0823823543391391E-5,8.9108437044136546E-5,2.9855787226589065E-2]
[2004,9,8,12,1.4206595047797161E-2,5.7610113484650987E-3,0,0,2.904079596378656E-3,8.9420277777777987E-5,2.2961106270418689E-2,null,1.6298639092994342E-2,8.0394820242615725E-3,0,0,5.0795174231766304E-3,5.0823823543391391E-5,8.7565158985986193E-5,2.9468462363975937E-2]
[2004,9,8,15,1.3975597154726132E-2,6.0899346106714491E-3,0,0,3.3830873209753994E-3,8.9420277777777987E-5,2.3538039364150762E-2,null,1.6033624761429329E-2,8.4984939049748374E-3,0,0,5.9173484819256481E-3,5.0823823543391391E-5,9.2564666191776023E-5,3.0500290971873206E-2]
[2004,9,8,18,1.8038083065037246E-2,5.1772386663285711E-3,0,0,2.9263300471649703E-3,8.9420277777777987E-5,2.623107205630857E-2,null,2.06943468732208E-2,7.2248281899930473E-3,0,0,5.1184356238291031E-3,5.0823823543391391E-5,7.8692038516161043E-5,3.3088434510586344E-2]
[2004,9,8,22,1.5159083296505038E-2,4.1053489915901555E-3,3.3184136000000153E-4,3.267400000000004E-5,2.3467606481907969E-3,8.9420277777777987E-5,2.2065128574063765E-2,null,1.7391389477852754E-2,5.7290078815767104E-3,2.2070339201363885E-4,2.3948233891653334E-5,4.1047124243340331E-3,5.0823823543391391E-5,6.239972730436079E-5,2.7520585233212182E-2]
[2004,9,9,1,9.3519401882307812E-3,3.5595339559626564E-3,3.3184136000000153E-4,3.267400000000004E-5,2.4833112386497287E-3,8.9420277777777987E-5,1.5848721020620946E-2,null,1.0729094299825034E-2,4.9673238816540103E-3,2.2070339201363885E-4,2.3948233891653334E-5,4.3435526765936905E-3,5.0823823543391391E-5,5.4103548477287757E-5,2.0335446307521418E-2]
[2004,9,9,3,8.7003808650802338E-3,3.4883826936975663E-3,3.3184136000000153E-4,3.267400000000004E-5,2.5358451997872064E-3,8.9420277777777987E-5,1.5178544396342785E-2,null,9.9815872286388892E-3,4.8680324101771982E-3,2.2070339201363885E-4,2.3948233891653334E-5,4.4354396797044371E-3,5.0823823543391391E-5,5.302207662878043E-5,1.9580534767969209E-2]
[2004,9,9,9,1.4303670917202679E-2,5.4264829457566811E-3,0,0,2.6502983119129743E-3,8.9420277777777987E-5,2.2469872452650114E-2,null,1.6410010224131393E-2,7.5726481790382317E-3,0,0,4.635629294997552E-3,5.0823823543391391E-5,8.2480455798186503E-5,2.8669111521710571E-2]
[2004,9,9,12,1.4708804422559563E-2,6.0755188828955121E-3,0,0,2.8627196441534291E-3,8.9420277777777987E-5,2.3736463227386283E-2,null,1.6874803143622358E-2,8.4783767801661566E-3,0,0,5.0071748475076401E-3,5.0823823543391391E-5,9.2345552668429993E-5,3.0411178594839546E-2]
[2004,9,9,13,1.3857839701432884E-2,6.3326353496350306E-3,0,0,3.0419217491449058E-3,8.9420277777777987E-5,2.3321817077990595E-2,null,1.589852650422699E-2,8.8371823938792303E-3,0,0,5.3206167434216552E-3,5.0823823543391391E-5,9.6253624172916709E-5,3.0107149465071266E-2]
[2004,9,9,16,1.5721836185240864E-2,6.1085034985402346E-3,0,0,3.2018394927808983E-3,8.9420277777777987E-5,2.5121599454339776E-2,null,1.8037012598747397E-2,8.5244067579796131E-3,0,0,5.6003284173327455E-3,5.0823823543391391E-5,9.284690615279543E-5,3.221257159760315E-2]
[2004,9,9,19,1.8629436290388143E-2,5.866262516986691E-3,0,0,3.3520651615785648E-3,8.9420277777777987E-5,2.7937184246731174E-2,null,2.1372781977765213E-2,8.1863598597977424E-3,0,0,5.8630877105069583E-3,5.0823823543391391E-5,8.9164936307638154E-5,3.54730533716133E-2]
[2004,9,9,24,1.0481172900851803E-2,3.8033339954133059E-3,3.3184136000000153E-4,3.267400000000004E-5,2.523339215027899E-3,8.9420277777777987E-5,1.7261781749070788E-2,null,1.2024616300212232E-2,5.3075464426111177E-3,2.2070339201363885E-4,2.3948233891653334E-5,4.4135654970690521E-3,5.0823823543391391E-5,5.7809215403455789E-5,2.2041203689341086E-2]
[2004,9,10,3,8.3670995267713846E-3,3.5647941522370065E-3,3.3184136000000153E-4,3.267400000000004E-5,2.7225556545309245E-3,8.9420277777777987E-5,1.5108384971317093E-2,null,9.5992273295039902E-3,4.9746644770518982E-3,2.2070339201363885E-4,2.3948233891653334E-5,4.7620144089723909E-3,5.0823823543391391E-5,5.4183501439571654E-5,1.9631381664976966E-2]
[2004,9,10,7,1.3454077973817129E-2,4.4267506239999421E-3,0,0,2.5777332226398358E-3,8.9420277777777987E-5,2.0547982098234684E-2,null,1.543530736861902E-2,6.1775233400673856E-3,0,0,4.5087059022169583E-3,5.0823823543391391E-5,6.7284908627222916E-5,2.6172360434446755E-2]
[2004,9,10,10,1.3327895903754414E-2,5.8372263423100389E-3,0,0,3.054224437935028E-3,8.9420277777777987E-5,2.2308766961777263E-2,null,1.5290543896932818E-2,{"$f":"(F6084*X$5)-S6084","v":8.1458399249726768E-3},0,0,5.3421353416512876E-3,5.0823823543391391E-5,{"$f":"(F6084*$AC$7)*$AC$5","v":8.8723597608907182E-5},2.8829342987100173E-2]
[2004,9,10,13,1.2710805140504391E-2,5.8865764922879007E-3,0,0,2.8707781681220055E-3,8.9420277777777987E-5,2.155758007869208E-2,null,1.4582581179336241E-2,8.2147079794935799E-3,0,0,5.0212699890301088E-3,5.0823823543391391E-5,8.9473700927128393E-5,2.7869382971403324E-2]
[2004,9,10,14,1.1922413188745415E-2,5.9344948936167572E-3,0,0,3.0163122306864753E-3,8.9420277777777987E-5,2.0962640590826427E-2,null,1.3678091691016983E-2,8.2815780310891776E-3,0,0,5.2758232069872631E-3,5.0823823543391391E-5,9.0202042215994888E-5,2.7286316752636815E-2]
[2004,9,10,17,1.5615177886719738E-2,5.1611232998115212E-3,0,0,2.8953417528070086E-3,8.9420277777777987E-5,2.3761063217116046E-2,null,1.7914647942894255E-2,7.2023392220685644E-3,0,0,5.0642340856542969E-3,5.0823823543391391E-5,7.8447091136989695E-5,3.0232045074160507E-2]
[2004,9,10,22,1.5743990065844343E-2,3.8774482898025482E-3,3.3184136000000153E-4,3.267400000000004E-5,2.4061648755081232E-3,8.9420277777777987E-5,2.2481538868932796E-2,null,1.8062428829959069E-2,5.4109728206275217E-3,2.2070339201363885E-4,2.3948233891653334E-5,4.2086161906236957E-3,5.0823823543391391E-5,5.8935724201786353E-5,2.7977493290658968E-2]
[2004,9,11,1,1.0075520261027517E-2,3.5502907697473208E-3,3.3184136000000153E-4,3.267400000000004E-5,2.7273538911761121E-3,8.9420277777777987E-5,1.6807100559728727E-2,null,1.155922779921166E-2,4.9544250302318736E-3,2.2070339201363885E-4,2.3948233891653334E-5,4.7704069911420214E-3,5.0823823543391391E-5,5.3963055598255571E-5,2.1579535270034238E-2]
[2004,9,11,4,8.7880048194299374E-3,3.328931369514111E-3,3.3184136000000153E-4,3.267400000000004E-5,2.624427876034046E-3,8.9420277777777987E-5,1.5195299702755873E-2,null,1.0082114568444234E-2,4.6455183450280066E-3,2.2070339201363885E-4,2.3948233891653334E-5,4.5903793886395939E-3,5.0823823543391391E-5,5.0598477765992166E-5,1.9613487751560518E-2]
[2004,9,11,8,1.3707894169786777E-2,4.3463457903422176E-3,0,0,3.1849684590296102E-3,8.9420277777777987E-5,2.1328628696936379E-2,null,1.5726500195622804E-2,6.0653185246703038E-3,0,0,5.5708193398289708E-3,5.0823823543391391E-5,6.6062786048978693E-5,2.7413461883665471E-2]
[2004,9,11,11,1.5569265253996642E-2,5.1033551757479496E-3,0,0,3.5212989996496863E-3,8.9420277777777987E-5,2.4283339707172051E-2,null,1.7861974277737665E-2,7.1217238983184846E-3,0,0,6.159094138893169E-3,5.0823823543391391E-5,7.7569037847041475E-5,3.1193616138492711E-2]
[2004,9,11,14,1.5521718776613175E-2,4.4633515340668853E-3,0,0,2.9083674209792096E-3,8.9420277777777987E-5,2.2982858009437043E-2,null,1.780742617015741E-2,6.228599850901408E-3,0,0,5.0870172450799955E-3,5.0823823543391391E-5,6.7841228397344104E-5,2.9173867089682205E-2]
[2004,9,11,16,1.5224739501145177E-2,4.6397188390952674E-3,0,0,3.3075802312826901E-3,8.9420277777777987E-5,2.3261458849300913E-2,null,1.7466714126724989E-2,6.4747201399754616E-3,0,0,5.7852792445170923E-3,5.0823823543391391E-5,7.0521943669473345E-5,2.9777537334760934E-2]
[2004,9,11,19,1.8369648885184661E-2,4.9721431440911366E-3,0,0,3.2138535723839124E-3,8.9420277777777987E-5,2.6645065879437491E-2,null,2.1074738629301249E-2,6.9386177202421587E-3,0,0,5.6213422100480134E-3,5.0823823543391391E-5,7.5574665380484155E-5,3.3685522383134811E-2]
[2004,9,11,23,1.3120893483847823E-2,3.8277353748129191E-3,3.3184136000000153E-4,3.267400000000004E-5,2.7293536150880381E-3,8.9420277777777987E-5,2.0131918111526557E-2,null,1.5053058579579653E-2,5.3415985281190983E-3,2.2070339201363885E-4,2.3948233891653334E-5,4.7739047025907146E-3,5.0823823543391391E-5,5.8180106994768794E-5,2.5464037259738146E-2]
[2004,9,12,2,9.0292527787504146E-3,3.1532314124293219E-3,3.3184136000000153E-4,3.267400000000004E-5,2.5927051216785811E-3,8.9420277777777987E-5,1.5229124950636096E-2,null,1.0358888377203957E-2,4.4003293389304867E-3,2.2070339201363885E-4,2.3948233891653334E-5,4.5348932085566961E-3,5.0823823543391391E-5,4.7927905926195399E-5,1.9589586374139826E-2]
[2004,9,12,5,9.0506634248497062E-3,3.1163619815616946E-3,0,0,2.6009387651961839E-3,8.9420277777777987E-5,1.4857384449385362E-2,null,1.0383451926199766E-2,4.3488781077531662E-3,0,0,4.5492946511879653E-3,5.0823823543391391E-5,4.7367504743075571E-5,1.9332448508684291E-2]
[2004,9,12,9,1.5981649949653821E-2,3.7949019415277731E-3,0,0,2.8280506279635504E-3,8.9420277777777987E-5,2.2694022796922925E-2,null,1.8335086188042509E-2,5.2957795250440478E-3,0,0,4.9465353691681077E-3,5.0823823543391391E-5,5.7681051424181244E-5,2.8628224905798055E-2]
[2004,9,12,11,1.7095230792904356E-2,4.4069278423298323E-3,0,0,3.1248341708075529E-3,8.9420277777777987E-5,2.471641308381952E-2,null,1.9612651445864583E-2,6.1498606802897465E-3,0,0,5.4656386260719643E-3,5.0823823543391391E-5,6.69836099621977E-5,3.1278974575769683E-2]
[2004,9,12,16,1.7159871077352756E-2,4.6305817560755944E-3,0,0,3.3989956618300197E-3,8.9420277777777987E-5,2.5278868773036145E-2,null,1.968681057150647E-2,6.4619693553913593E-3,0,0,5.9451737160017533E-3,5.0823823543391391E-5,7.0383063518247987E-5,3.2144777466442974E-2]
[2004,9,12,17,1.9520928885260601E-2,3.8344459348176969E-3,0,0,2.6708711029514833E-3,8.9420277777777987E-5,2.6115666200807561E-2,null,2.2395554570988119E-2,5.3509631037583242E-3,0,0,4.6716131057215372E-3,5.0823823543391391E-5,5.8282104928492695E-5,3.2468954604011377E-2]
[2004,9,12,20,2.0063056620331584E-2,4.0291639521542197E-3,0,0,3.0349709000559175E-3,8.9420277777777987E-5,2.7216611750319496E-2,null,2.3017515305878956E-2,5.6226917821949503E-3,0,0,5.3084590329038669E-3,5.0823823543391391E-5,6.1241743976947518E-5,3.3999489944521163E-2]
[2004,9,12,24,1.0540013269016105E-2,3.1477152894436962E-3,3.3184136000000153E-4,3.267400000000004E-5,2.2863123020969689E-3,8.9420277777777987E-5,1.6427976498334551E-2,null,1.2092121421712657E-2,4.3926315982207118E-3,2.2070339201363885E-4,2.3948233891653334E-5,3.9989823928401674E-3,5.0823823543391391E-5,4.784406297623293E-5,2.077921086222222E-2]
[2004,9,13,3,9.3977955089125167E-3,3.4182573311432453E-3,3.3184136000000153E-4,3.267400000000004E-5,2.5619842230890644E-3,8.9420277777777987E-5,1.5831972700922604E-2,null,1.0781702213246274E-2,4.7701725800884248E-3,2.2070339201363885E-4,2.3948233891653334E-5,4.4811593715655606E-3,5.0823823543391391E-5,5.1956198061702959E-5,2.0328509614348941E-2]
[2004,9,13,8,1.6068236759150822E-2,5.0713220728989756E-3,0,0,2.5251029819143766E-3,8.9420277777777987E-5,2.375408209174195E-2,null,1.8434423654441558E-2,7.0770217550733998E-3,0,0,4.4166504967506921E-3,5.0823823543391391E-5,7.7082146991578704E-5,2.9978919729809039E-2]
[2004,9,13,11,1.6202055056301019E-2,6.5061762046266071E-3,0,0,3.306671497821722E-3,8.9420277777777987E-5,2.6104323036527127E-2,null,1.8587947853727322E-2,9.0793583764958059E-3,0,0,5.7836897813860651E-3,5.0823823543391391E-5,9.8891378490472442E-5,3.3501819835152588E-2]
[2004,9,13,14,1.5193857658854294E-2,6.4364136762304017E-3,0,0,3.078385686264294E-3,8.9420277777777987E-5,2.4798077299126767E-2,null,1.7431284665947625E-2,8.9820048808881715E-3,0,0,5.3843957128915394E-3,5.0823823543391391E-5,9.7831014863189231E-5,3.1848509083270728E-2]
[2004,9,13,15,1.6051499247496867E-2,6.0710311836658136E-3,0,0,2.8979341207849016E-3,8.9420277777777987E-5,2.5109884829725357E-2,null,1.8415221399373068E-2,8.4721142031453592E-3,0,0,5.0687683891656107E-3,5.0823823543391391E-5,9.2277341364413988E-5,3.2006927815227432E-2]
[2004,9,13,18,2.1568210302168312E-2,4.8482441684908409E-3,0,0,2.310608276317315E-3,8.9420277777777987E-5,2.8816483024754244E-2,null,2.4744315890903888E-2,6.7657169000713419E-3,0,0,4.0414784127561472E-3,5.0823823543391391E-5,7.3691448556144576E-5,3.5602335027274772E-2]
[2004,9,13,21,2.0273458610926682E-2,4.486436177678522E-3,1.6592068000000076E-4,1.633700000000002E-5,2.3444760673280397E-3,8.9420277777777987E-5,2.7376048813711022E-2,null,2.3258900810119734E-2,6.2608144337457355E-3,1.1035169600681943E-4,1.1974116945826667E-5,4.1007164703968542E-3,5.0823823543391391E-5,6.8192106110599501E-5,3.3793581350758363E-2]
[2004,9,14,1,9.1261958978989775E-3,3.5359449240637596E-3,3.3184136000000153E-4,3.267400000000004E-5,2.5301357984234807E-3,8.9420277777777987E-5,1.5646212258163997E-2,null,1.0470107209460077E-2,4.9344054257701416E-3,2.2070339201363885E-4,2.3948233891653334E-5,4.4254533818980282E-3,5.0823823543391391E-5,5.3745004255863384E-5,2.0125441466576931E-2]
[2004,9,14,5,9.4994270889207869E-3,3.8464692815479932E-3,0,0,2.9271237671001315E-3,8.9420277777777987E-5,1.6362440415346687E-2,null,1.089829992279121E-2,5.3677416646850324E-3,0,0,5.1198239171268492E-3,5.0823823543391391E-5,5.8464855179151812E-5,2.1436689328146484E-2]
[2004,9,14,8,1.4621029909270118E-2,4.7314878384767485E-3,0,0,2.4126186514844411E-3,8.9420277777777987E-5,2.1854556677009085E-2,null,1.6774103073770665E-2,6.6027836302701747E-3,0,0,4.2199044719634579E-3,5.0823823543391391E-5,7.1916797200349524E-5,2.7647614999547689E-2]
[2004,9,14,12,1.455761950064597E-2,5.9229003085878133E-3,0,0,2.8632282230225182E-3,8.9420277777777987E-5,2.3433168310034079E-2,null,1.6701354933809816E-2,8.2653978064236265E-3,0,0,5.0080644013717349E-3,5.0823823543391391E-5,9.0025808978456401E-5,3.0025640965148568E-2]
[2004,9,14,15,1.4243448222568069E-2,6.3259093412163141E-3,0,0,3.3631856064995453E-3,8.9420277777777987E-5,2.4021963448061706E-2,null,1.6340919216627149E-2,8.827796260003325E-3,0,0,5.8825384493228069E-3,5.0823823543391391E-5,9.6151391429236566E-5,3.1102077749496672E-2]
[2004,9,14,16,1.5472248970239766E-2,6.0022739074752848E-3,0,0,3.2366642659339123E-3,8.9420277777777987E-5,2.4800607421426743E-2,null,1.7750671506751591E-2,8.3761635353657837E-3,0,0,5.6612403297367619E-3,5.0823823543391391E-5,9.1232257184416474E-5,3.1838899195397528E-2]
[2004,9,14,19,1.8361606321324303E-2,5.7620007444012748E-3,0,0,3.3671879471833307E-3,8.9420277777777987E-5,2.7580215290686688E-2,null,2.1065511728323126E-2,8.0408627246911744E-3,0,0,5.8895389321133368E-3,5.0823823543391391E-5,8.7580197424067788E-5,3.5046737208671026E-2]
[2004,9,14,22,1.5566876717357341E-2,4.1926200075453968E-3,3.3184136000000153E-4,3.267400000000004E-5,2.3053380104616074E-3,8.9420277777777987E-5,2.2518770373142122E-2,null,1.7859234008411103E-2,5.8507944432709767E-3,2.2070339201363885E-4,2.3948233891653334E-5,4.0322602056270373E-3,5.0823823543391391E-5,6.3726213215384956E-5,2.8037764106757804E-2]
[2004,9,15,3,8.6256552126097001E-3,3.4735792512224713E-3,3.3184136000000153E-4,3.267400000000004E-5,2.5487349246708273E-3,8.9420277777777987E-5,1.5101905026280777E-2,null,9.8958575772686557E-3,4.8473742301325734E-3,2.2070339201363885E-4,2.3948233891653334E-5,4.4579850611078777E-3,5.0823823543391391E-5,5.2797069990975949E-5,1.9496692317957792E-2]
[2004,9,15,6,1.1409328994289418E-2,4.2326458520877399E-3,0,0,3.0121796254592823E-3,8.9420277777777987E-5,1.8743574749614217E-2,null,1.30894514093997E-2,5.9066504446291038E-3,0,0,5.2685948788516249E-3,5.0823823543391391E-5,6.4334590673595048E-5,2.431552055642382E-2]
[2004,9,15,10,1.4147461065249856E-2,5.8917906900744794E-3,0,0,2.8672793126592101E-3,8.9420277777777987E-5,2.2995951345761323E-2,null,1.623079711985248E-2,8.2219843840761371E-3,0,0,5.0151501508181639E-3,5.0823823543391391E-5,8.9552954730071828E-5,2.9518755478290172E-2]
[2004,9,15,13,1.3861886173900793E-2,6.2432916284100443E-3,0,0,3.0094625786699562E-3,8.9420277777777987E-5,2.3204060658758574E-2,null,1.5903168854778427E-2,8.7125033753315106E-3,0,0,5.2638424999832296E-3,5.0823823543391391E-5,9.4895633938172605E-5,2.9930338553636558E-2]
[2004,9,15,16,1.5709199674055242E-2,6.0265423354138644E-3,0,0,3.1695940595528656E-3,8.9420277777777987E-5,2.4994756346799755E-2,null,1.802251525195064E-2,8.4100300873248025E-3,0,0,5.5439280211094753E-3,5.0823823543391391E-5,9.1601127964604725E-5,3.2027297183928313E-2]
[2004,9,15,19,1.8657751695159319E-2,5.7618511962468245E-3,0,0,3.2870997726088774E-3,8.9420277777777987E-5,2.7796122941792796E-2,null,2.1405267070891663E-2,8.0406540304833792E-3,0,0,5.7494569320715224E-3,5.0823823543391391E-5,8.7577924349579929E-5,3.5246201856989956E-2]
[2004,9,15,21,1.8464426284160368E-2,4.6513536122923744E-3,1.6592068000000076E-4,1.633700000000002E-5,2.3988527503321904E-3,8.9420277777777987E-5,2.5786310604562712E-2,null,2.1183472820349887E-2,6.4909564471647236E-3,1.1035169600681943E-4,1.1974116945826667E-5,4.1958265731221935E-3,5.0823823543391391E-5,7.0698787751726717E-5,3.2043405477132844E-2]
[2004,9,15,24,1.0389910919133473E-2,3.7897781947220117E-3,3.3184136000000153E-4,3.267400000000004E-5,2.5409988954350946E-3,8.9420277777777987E-5,1.7174623647068357E-2,null,1.1919915202029726E-2,5.2886293446590084E-3,2.2070339201363885E-4,2.3948233891653334E-5,4.4444539942121528E-3,5.0823823543391391E-5,5.7603172441392929E-5,2.1948473990349569E-2]
[2004,9,16,4,8.922717296001784E-3,3.676629543739496E-3,3.3184136000000153E-4,3.267400000000004E-5,2.6895246053641329E-3,8.9420277777777987E-5,1.5742807082883191E-2,null,1.0236664622808488E-2,5.1307305851146894E-3,2.2070339201363885E-4,2.3948233891653334E-5,4.7042398941286026E-3,5.0823823543391391E-5,5.588335642072607E-5,2.0367110551500464E-2]
[2004,9,16,7,1.4564628681251029E-2,4.6202454196382029E-3,0,0,2.6234050290074038E-3,8.9420277777777987E-5,2.1897699407674415E-2,null,1.6709396276906815E-2,6.4475450146013929E-3,0,0,4.5885903297930141E-3,5.0823823543391391E-5,7.0225955175853559E-5,2.7796355444844614E-2]
[2004,9,16,11,1.5166306911364951E-2,6.1766845564433888E-3,0,0,2.8515977546395756E-3,8.9420277777777987E-5,2.4284009500225696E-2,null,1.7399676832504055E-2,8.6195533140705997E-3,0,0,4.9877215819584758E-3,5.0823823543391391E-5,9.3883232036220921E-5,3.1057775552076519E-2]
[2004,9,16,12,1.5240310861182329E-2,6.0426025548416017E-3,0,0,2.6625328190526981E-3,8.9420277777777987E-5,2.4034866512854407E-2,null,1.7484578504260828E-2,8.4324420975752934E-3,0,0,4.6570286368949644E-3,5.0823823543391391E-5,9.1845237129207274E-5,3.0624873062274478E-2]
[2004,9,16,18,1.9592340342406481E-2,5.2473504642029994E-3,0,0,2.5286392071096663E-3,8.9420277777777987E-5,2.7457750291496927E-2,null,2.247748198309564E-2,7.3226690905929563E-3,0,0,4.4228356982562384E-3,5.0823823543391391E-5,7.9757710905316008E-5,3.427381059548823E-2]
[2004,9,16,19,1.9412499227176534E-2,5.7212621451790411E-3,0,0,3.0652147325822155E-3,8.9420277777777987E-5,2.8288396382715568E-2,null,2.2271157707549474E-2,7.984012075329408E-3,0,0,5.3613584349906877E-3,5.0823823543391391E-5,8.6960986368579826E-5,3.5667352041412963E-2]
[2004,9,16,22,1.6467193035410443E-2,4.1394793580222427E-3,3.3184136000000153E-4,3.267400000000004E-5,2.036380059615003E-3,8.9420277777777987E-5,2.3096988090825471E-2,null,1.8892129694401415E-2,5.7766367527618597E-3,2.2070339201363885E-4,2.3948233891653334E-5,3.5618266131281222E-3,5.0823823543391391E-5,6.2918495760470839E-5,2.8526068509740078E-2]
[2004,9,17,1,9.77014685381173E-3,3.689211373220265E-3,3.3184136000000153E-4,3.267400000000004E-5,2.5464165247910619E-3,8.9420277777777987E-5,1.6459710389600833E-2,null,1.1208885515500276E-2,5.14828850781691E-3,2.2070339201363885E-4,2.3948233891653334E-5,4.4539299544235278E-3,5.0823823543391391E-5,5.6074595394610681E-5,2.1106579427189399E-2]
[2004,9,17,5,1.0224492665048643E-2,3.9785145790436436E-3,0,0,2.9044737309465215E-3,8.9420277777777987E-5,1.7196901252816588E-2,null,1.1730137678727975E-2,5.5520106638925048E-3,0,0,5.0802068028365562E-3,5.0823823543391391E-5,6.0471892966299914E-5,2.2413178969000427E-2]
[2004,9,17,9,1.5485404808099172E-2,5.51516610138225E-3,0,0,2.8059214467146634E-3,8.9420277777777987E-5,2.3895912633973865E-2,null,1.7765764655568391E-2,7.6964053793597536E-3,0,0,4.9078292807211779E-3,5.0823823543391391E-5,8.3828405689623684E-5,3.0420823139192713E-2]
[2004,9,17,13,1.3580727158632077E-2,6.0212150772516512E-3,0,0,2.8148688025261817E-3,8.9420277777777987E-5,2.2506231316187689E-2,null,1.5580606741746491E-2,8.402595907170806E-3,0,0,4.9234790755107701E-3,5.0823823543391391E-5,9.1520155687391992E-5,2.8957505547971458E-2]
[2004,9,17,16,1.5461494066209976E-2,5.6922692726617471E-3,0,0,3.0511243011116232E-3,8.9420277777777987E-5,2.4294307917761125E-2,null,1.773833285004521E-2,7.9435525685977292E-3,0,0,5.3367129010858314E-3,5.0823823543391391E-5,8.6520305846033441E-5,3.1069422143272164E-2]
[2004,9,17,19,1.8853304698601268E-2,5.2949277726052476E-3,0,0,3.0942919621123654E-3,8.9420277777777987E-5,2.7331944711096658E-2,null,2.1629616946138203E-2,7.3890631475608416E-3,0,0,5.4122173350705204E-3,5.0823823543391391E-5,8.0480867712753661E-5,3.4481721252312955E-2]
[2004,9,17,20,1.875977057936121E-2,5.1223786580511781E-3,0,0,2.9117885178372707E-3,8.9420277777777987E-5,2.6883358033027438E-2,null,2.152230911852393E-2,7.1482711371216876E-3,0,0,5.0930010759359283E-3,5.0823823543391391E-5,7.7858187468798961E-5,3.3814405155124939E-2]
[2004,9,17,23,1.3706313983033657E-2,3.7753511269587254E-3,3.3184136000000153E-4,3.267400000000004E-5,2.4505580910967792E-3,8.9420277777777987E-5,2.0386158838866943E-2,null,1.5724687312697515E-2,5.2684963949163124E-3,2.2070339201363885E-4,2.3948233891653334E-5,4.2862642386780961E-3,5.0823823543391391E-5,5.7383886554596265E-5,2.5574923395740606E-2]
[2004,9,18,3,8.9162870145402078E-3,3.1674363953802863E-3,3.3184136000000153E-4,3.267400000000004E-5,2.4733672180874025E-3,8.9420277777777987E-5,1.5011026265785677E-2,null,1.0229287426762849E-2,4.4201523696765811E-3,2.2070339201363885E-4,2.3948233891653334E-5,4.3261596183022614E-3,5.0823823543391391E-5,4.8143816209174761E-5,1.9271074864190378E-2]
[2004,9,18,6,1.0137447161308002E-2,3.2475279375253087E-3,0,0,2.4277472294093366E-3,8.9420277777777987E-5,1.5902142606020429E-2,null,1.1630273971388997E-2,4.5319199872741146E-3,0,0,4.246365824900622E-3,5.0823823543391391E-5,4.9361176876799588E-5,2.0459383607107126E-2]
[2004,9,18,10,1.6369479927537678E-2,4.312756439691718E-3,0,0,2.7871856622994516E-3,8.9420277777777987E-5,2.3558842307306628E-2,null,1.8780027485919025E-2,{"$f":"(F6276*X$5)-S6276","v":6.0184446401338231E-3},0,0,4.8750585730957322E-3,5.0823823543391391E-5,{"$f":"(F6276*$AC$7)*$AC$5","v":6.5552240824878308E-5},2.9724354522691971E-2]
[2004,9,18,14,1.5968887314279232E-2,3.9787564753474853E-3,0,0,2.4327462034843803E-3,8.9420277777777987E-5,2.2469810270888881E-2,null,1.8320444144178653E-2,5.5523482297934962E-3,0,0,4.255109516342088E-3,5.0823823543391391E-5,6.0475569697176274E-5,2.8178725713857627E-2]
[2004,9,18,17,1.7462771783626815E-2,4.0633625534316105E-3,0,0,2.6729699333487714E-3,8.9420277777777987E-5,2.4288524548184975E-2,null,2.0034316027667087E-2,5.6704158749964206E-3,0,0,4.675284164043979E-3,5.0823823543391391E-5,6.176154957648879E-5,3.0430839890250878E-2]
[2004,9,18,20,1.9379010329349636E-2,3.9233818869434884E-3,0,0,2.1426757180154762E-3,8.9420277777777987E-5,2.5534488212086377E-2,null,2.2232737279750527E-2,5.4750730811872674E-3,0,0,3.7477480491405926E-3,5.0823823543391391E-5,5.9633897229603131E-5,3.1506382233621774E-2]
[2004,9,18,21,1.766820179294859E-2,3.8420392909789608E-3,1.6592068000000076E-4,1.633700000000002E-5,2.1962404995855916E-3,8.9420277777777987E-5,2.3978159541290921E-2,null,2.0269997383371336E-2,5.3615596200069096E-3,1.1035169600681943E-4,1.1974116945826667E-5,3.8414380573598352E-3,5.0823823543391391E-5,5.8397521024604947E-5,2.9646144697234117E-2]
[2004,9,19,3,9.5284252010333984E-3,3.1081946111080291E-3,3.3184136000000153E-4,3.267400000000004E-5,2.6797476159559214E-3,8.9420277777777987E-5,1.5770303065875131E-2,null,1.0931568257822336E-2,4.3374805554874125E-3,2.2070339201363885E-4,2.3948233891653334E-5,4.6871389895572707E-3,5.0823823543391391E-5,4.7243363850268059E-5,2.0251663252315703E-2]
[2004,9,19,5,9.8297708745717048E-3,3.0641929278302183E-3,0,0,2.6506249491186447E-3,8.9420277777777987E-5,1.5634009029298346E-2,null,1.1277289689221742E-2,4.2760762776007776E-3,0,0,4.6362006152118216E-3,5.0823823543391391E-5,4.6574555170885905E-5,2.0240390405577732E-2]
[2004,9,19,8,1.4671587956297E-2,3.4962669342627727E-3,0,0,2.8284631851441268E-3,8.9420277777777987E-5,2.1085738353481674E-2,null,1.6832106230682327E-2,4.8790348551412789E-3,0,0,4.947256971767915E-3,5.0823823543391391E-5,5.314191405606826E-5,2.6709221881134913E-2]
[2004,9,19,11,1.890643688448566E-2,4.0582502632406318E-3,0,0,2.9542835926427567E-3,8.9420277777777987E-5,2.600839101814683E-2,null,2.1690573306127212E-2,5.6632816822987913E-3,0,0,5.1673290913053513E-3,5.0823823543391391E-5,6.1683844729843284E-5,3.2572007903274747E-2]
[2004,9,19,15,1.7663810638689392E-2,4.4547796381959551E-3,0,0,3.3308664787361293E-3,8.9420277777777987E-5,2.5538877033399257E-2,null,2.0264959593652439E-2,6.2166377840697663E-3,0,0,5.8260091541957534E-3,5.0823823543391391E-5,6.7710938873621982E-5,3.2358430355461348E-2]
[2004,9,19,18,2.1581645051765061E-2,3.238616833626641E-3,0,0,2.1879826317252929E-3,8.9420277777777987E-5,2.7097664794894769E-2,null,2.4759729023624676E-2,4.5194845561880859E-3,0,0,3.8269942439991466E-3,5.0823823543391391E-5,4.9225731521387231E-5,3.3157031647355298E-2]
[2004,9,19,20,2.1834033773175911E-2,3.8112080383706668E-3,0,0,2.9046157248776147E-3,8.9420277777777987E-5,2.8639277814201974E-2,null,2.5049284168089471E-2,5.318534656829934E-3,0,0,5.0804551640205508E-3,5.0823823543391391E-5,5.7928897831022519E-5,3.5499097812483345E-2]
[2004,9,19,23,1.3525752660173749E-2,3.2338379826339701E-3,3.3184136000000153E-4,3.267400000000004E-5,2.4352318607328231E-3,8.9420277777777987E-5,1.964875814131832E-2,null,1.5517536772716185E-2,4.5128156773526981E-3,2.2070339201363885E-4,2.3948233891653334E-5,4.2594571724177879E-3,5.0823823543391391E-5,4.9153094822441134E-5,2.4585285071935352E-2]
[2004,9,20,2,1.017615912945702E-2,3.0007118752361176E-3,3.3184136000000153E-4,3.267400000000004E-5,2.362463451089565E-3,8.9420277777777987E-5,1.5993270093560483E-2,null,1.167468661180829E-2,4.1874885713211419E-3,2.2070339201363885E-4,2.3948233891653334E-5,4.132178152551836E-3,5.0823823543391391E-5,4.5609667562309823E-5,2.028982878512995E-2]
[2004,9,20,6,1.2209890872323912E-2,3.8719815161334555E-3,0,0,2.9610790184484408E-3,8.9420277777777987E-5,1.913237168468359E-2,null,1.4007902950940414E-2,5.4033439468091976E-3,0,0,5.1792149513971066E-3,5.0823823543391391E-5,5.8852631342474067E-5,2.4641285672690111E-2]
[2004,9,20,9,1.6616058297936321E-2,4.7285557296807895E-3,0,0,2.6179501243679096E-3,8.9420277777777987E-5,2.40519844297628E-2,null,1.906291665491025E-2,6.5986918771850896E-3,0,0,4.5790491714884588E-3,5.0823823543391391E-5,7.1872230273233362E-5,3.0291481527127191E-2]
[2004,9,20,12,1.6653788154373489E-2,5.5410079750937945E-3,0,0,3.18294479397361E-3,8.9420277777777987E-5,2.5467161201218669E-2,null,1.9106202559170275E-2,7.732467672351512E-3,0,0,5.5672797529927676E-3,5.0823823543391391E-5,8.4221192241007596E-5,3.2456773808057948E-2]
[2004,9,20,16,1.7620552071114803E-2,5.3903130765473551E-3,0,0,3.2008195963574336E-3,8.9420277777777987E-5,2.6301105021797368E-2,null,2.0215330827702115E-2,7.5221731850242477E-3,0,0,5.5985445193778528E-3,5.0823823543391391E-5,8.193068768348547E-5,3.3386872355647607E-2]
[2004,9,20,17,1.9583371875534612E-2,5.1321043916063413E-3,0,0,3.1575041526732861E-3,8.9420277777777987E-5,2.7962400697592017E-2,null,2.2467192831876065E-2,7.1618433825765288E-3,0,0,5.5227815991188431E-3,5.0823823543391391E-5,7.8006014881990942E-5,3.5202641637114826E-2]
[2004,9,20,21,2.0400653222138222E-2,4.0680256782407408E-3,1.6592068000000076E-4,1.633700000000002E-5,2.270535501389578E-3,8.9420277777777987E-5,2.7010892359546325E-2,null,2.3404825928400069E-2,5.6769232581297445E-3,1.1035169600681943E-4,1.1974116945826667E-5,3.9713872352642151E-3,5.0823823543391391E-5,6.183242728190971E-5,3.3226286058290068E-2]
[2004,9,20,24,1.1065742777673868E-2,3.629823094280052E-3,3.3184136000000153E-4,3.267400000000004E-5,2.5094584374176121E-3,8.9420277777777987E-5,1.7658959947149312E-2,null,1.269526914946314E-2,5.0654122605554141E-3,2.2070339201363885E-4,2.3948233891653334E-5,4.3892866681393573E-3,5.0823823543391391E-5,5.5171916373037609E-5,2.2445443527606593E-2]
[2004,9,21,3,9.489692964370541E-3,3.3152792394844444E-3,3.3184136000000153E-4,3.267400000000004E-5,2.4975219376619537E-3,8.9420277777777987E-5,1.5756429779294721E-2,null,1.0887132364175163E-2,4.6264668196399116E-3,2.2070339201363885E-4,2.3948233891653334E-5,4.368408570116074E-3,5.0823823543391391E-5,5.0390970634997951E-5,2.017748320337983E-2]
[2004,9,21,7,1.5506792132938756E-2,4.3028747891655124E-3,0,0,2.5500943299386291E-3,8.9420277777777987E-5,2.2449181529820672E-2,null,1.7790301449047207E-2,6.0046548127979278E-3,0,0,4.460362793023892E-3,5.0823823543391391E-5,6.5402043533633304E-5,2.8306142878412419E-2]
[2004,9,21,10,1.5451985333208804E-2,5.5753837513799901E-3,0,0,2.8758210339237481E-3,8.9420277777777987E-5,2.3992610396290324E-2,null,1.7727423873834067E-2,7.7804390125913708E-3,0,0,5.0300904513668277E-3,5.0823823543391391E-5,8.4743690832608077E-5,3.0588777161335658E-2]
[2004,9,21,14,1.4943776143841226E-2,6.1313977295183904E-3,0,0,3.2781365071088706E-3,8.9420277777777987E-5,2.4442730658246266E-2,null,1.7144376483986087E-2,8.5563556203017144E-3,0,0,5.7337793096907111E-3,5.0823823543391391E-5,9.3194889667182754E-5,3.1485335237521901E-2]
[2004,9,21,18,2.0218894443579966E-2,5.0105367743125493E-3,0,0,2.8304060931144555E-3,8.9420277777777987E-5,2.8149257588784747E-2,null,2.3196301597007668E-2,6.9921959691538584E-3,0,0,4.9506553066135644E-3,5.0823823543391391E-5,7.6158233808149692E-5,3.518997669631848E-2]
[2004,9,21,21,1.9773045930097911E-2,4.4375806553190551E-3,1.6592068000000076E-4,1.633700000000002E-5,2.421600486338367E-3,8.9420277777777987E-5,2.6903905029533118E-2,null,2.2684798032153206E-2,6.1926366312667512E-3,1.1035169600681943E-4,1.1974116945826667E-5,4.2356145739487839E-3,5.0823823543391391E-5,6.7449520942130793E-5,3.3286198873864782E-2]
[2004,9,21,22,1.708576977482084E-2,3.9228135496378229E-3,3.3184136000000153E-4,3.267400000000004E-5,2.2161534212387845E-3,8.9420277777777987E-5,2.3678672383475229E-2,null,1.9601797211005582E-2,5.4742799673959137E-3,2.2070339201363885E-4,2.3948233891653334E-5,3.8762676924049199E-3,5.0823823543391391E-5,5.9625258720925047E-5,2.9247820320255101E-2]
[2004,9,22,1,1.0584924339443861E-2,3.4305768227360155E-3,3.3184136000000153E-4,3.267400000000004E-5,2.414658287832664E-3,8.9420277777777987E-5,1.6884095087790318E-2,null,1.2143646035859769E-2,4.7873644106920053E-3,2.2070339201363885E-4,2.3948233891653334E-5,4.223471994141797E-3,5.0823823543391391E-5,5.2143449600486139E-5,2.1449957890142254E-2]
[2004,9,22,4,9.89409459659275E-3,3.5456587049212951E-3,3.3184136000000153E-4,3.267400000000004E-5,2.6693503035907853E-3,8.9420277777777987E-5,1.6563039242882611E-2,null,1.1351085635879747E-2,4.9479609912547644E-3,2.2070339201363885E-4,2.3948233891653334E-5,4.6689530798532889E-3,5.0823823543391391E-5,5.3892649992643908E-5,2.1263475156436486E-2]
[2004,9,22,7,1.6189958377772529E-2,4.1997563344137743E-3,0,0,2.5594793320500293E-3,8.9420277777777987E-5,2.3038614322014109E-2,null,1.8574069834617429E-2,5.8607531758801141E-3,0,0,4.4767780737210378E-3,5.0823823543391391E-5,6.3834682641846315E-5,2.896242490776197E-2]
[2004,9,22,12,1.6527766707740074E-2,5.69125258073774E-3,0,0,2.978691462748552E-3,8.9420277777777987E-5,2.5287131029004144E-2,null,1.8961623364103151E-2,7.9421337766612341E-3,0,0,5.2100208279986645E-3,5.0823823543391391E-5,8.6504852519424518E-5,3.2164601792306444E-2]
[2004,9,22,16,1.7586626631800838E-2,5.7876594419844973E-3,0,0,3.299050504878275E-3,8.9420277777777987E-5,2.6762756856441389E-2,null,2.0176409573904899E-2,8.0766693956919582E-3,0,0,5.7703599241444052E-3,5.0823823543391391E-5,8.7970199768681618E-5,3.4074262717284649E-2]
[2004,9,22,19,2.0750278096137373E-2,5.6210678917365097E-3,0,0,3.3015127591720463E-3,8.9420277777777987E-5,2.9762279024823708E-2,null,2.3805936090270235E-2,7.8441911566116979E-3,0,0,5.7746666461781599E-3,5.0823823543391391E-5,8.5438072213148592E-5,3.7475617716603481E-2]
[2004,9,22,22,1.7627959134193062E-2,4.0536254530636048E-3,3.3184136000000153E-4,3.267400000000004E-5,2.1648679976795297E-3,8.9420277777777987E-5,2.4300388222713978E-2,null,2.0223828644909222E-2,5.6568277671726315E-3,2.2070339201363885E-4,2.3948233891653334E-5,3.7865645028473489E-3,5.0823823543391391E-5,6.1613549392109003E-5,2.9962696364377886E-2]
[2004,9,22,23,1.4431682188857415E-2,3.8779803783117184E-3,3.3184136000000153E-4,3.267400000000004E-5,2.3750570602390931E-3,8.9420277777777987E-5,2.1138655265186011E-2,null,1.6556872263171447E-2,5.4117153492819628E-3,2.2070339201363885E-4,2.3948233891653334E-5,4.1542055987607738E-3,5.0823823543391391E-5,5.8943811742685318E-5,2.6418268660662866E-2]
[2004,9,23,4,9.4684810322745172E-3,3.4835999835272336E-3,3.3184136000000153E-4,3.267400000000004E-5,2.6892336244262768E-3,8.9420277777777987E-5,1.6095250278005804E-2,null,1.0862796791539002E-2,4.8613581458656231E-3,2.2070339201363885E-4,2.3948233891653334E-5,4.7037309401917011E-3,5.0823823543391391E-5,5.2949381271816647E-5,2.0723361327045008E-2]
[2004,9,23,6,1.2424433754318497E-2,4.076713141587915E-3,0,0,2.9120160861732399E-3,8.9420277777777987E-5,1.9502583259857431E-2,null,1.4254039128668856E-2,5.6890465991876731E-3,0,0,5.0933991150698974E-3,5.0823823543391391E-5,6.1964473386867105E-5,2.5087308666469819E-2]
[2004,9,23,10,1.5389118621222114E-2,5.572058382849578E-3,0,0,2.8765587760155205E-3,8.9420277777777987E-5,2.3927156057864989E-2,null,1.7655299494544946E-2,7.7757984661825505E-3,0,0,5.0313808339767403E-3,5.0823823543391391E-5,8.469314650862752E-5,3.0513302618247629E-2]
[2004,9,23,13,1.4908453793667478E-2,5.988689998394958E-3,0,0,3.1571289092390026E-3,8.9420277777777987E-5,2.4143692979079215E-2,null,1.7103852612118033E-2,8.3572072122022143E-3,0,0,5.5221252618873323E-3,5.0823823543391391E-5,9.1025786985640192E-5,3.1034008909750971E-2]
[2004,9,23,17,1.8703116983214543E-2,5.4819923433500478E-3,0,0,3.3026811661130929E-3,8.9420277777777987E-5,{"$f":"SUM(E6403:J6403)","v":2.7577210770455461E-2},null,{"$f":"E6403*W$5","v":2.1457312790142069E-2},7.650111453650312E-3,{"$f":"G6403*Y$5","v":0},{"$f":"H6403*Z$5","v":0},{"$f":"I6403*AA$5","v":5.7767103034600774E-3},{"$f":"J6403*AB$5","v":5.0823823543391391E-5},8.332417731364134E-5,{"$f":"SUM(M6403:R6403)","v":3.4934958370795854E-2}]
[2004,9,23,20,2.084643012008066E-2,5.443334223773872E-3,0,0,3.2641332414466997E-3,8.9420277777777987E-5,2.9643317863079006E-2,null,2.3916247331707045E-2,7.5961641102715799E-3,0,0,5.7092862372552771E-3,5.0823823543391391E-5,8.2736588749406177E-5,3.7272521502777295E-2]
[2004,9,23,23,1.3916778612366594E-2,3.7358135246748983E-3,3.3184136000000153E-4,3.267400000000004E-5,2.4351110850976227E-3,8.9420277777777987E-5,2.0541638859916896E-2,null,1.5966144679772271E-2,5.2133217348407134E-3,2.2070339201363885E-4,2.3948233891653334E-5,4.2592459240952344E-3,5.0823823543391391E-5,5.6782930191121922E-5,2.57341877881569E-2]
[2004,9,24,1,1.0779726922205767E-2,3.6302844725652479E-3,3.3184136000000153E-4,3.267400000000004E-5,2.560835935995888E-3,8.9420277777777987E-5,1.7424782968544682E-2,null,1.2367134984488017E-2,5.0660561132065997E-3,2.2070339201363885E-4,2.3948233891653334E-5,4.4791509058527508E-3,5.0823823543391391E-5,5.5178929145700631E-5,2.2207817452996052E-2]
[2004,9,24,4,1.0137875480463762E-2,3.6990260846386127E-3,3.3184136000000153E-4,3.267400000000004E-5,2.7741818908311854E-3,8.9420277777777987E-5,1.7065019093711338E-2,null,1.1630765364246528E-2,5.1619849217359945E-3,2.2070339201363885E-4,2.3948233891653334E-5,4.8523137131330669E-3,5.0823823543391391E-5,5.6223775237135764E-5,2.1940539448564274E-2]
[2004,9,24,7,1.568229007407719E-2,4.4118105169590185E-3,0,0,2.526480777623259E-3,8.9420277777777987E-5,2.2710001646437245E-2,null,1.7991642980537011E-2,6.1566744448420625E-3,0,0,4.41906039533528E-3,5.0823823543391391E-5,6.7057824740527451E-5,2.8618201644257747E-2]
[2004,9,24,11,1.5556393652147857E-2,5.8622516065654565E-3,0,0,2.9354485653686818E-3,8.9420277777777987E-5,2.4443514101859777E-2,null,1.7847207221143437E-2,8.1807626407884391E-3,0,0,5.1343847982756518E-3,5.0823823543391391E-5,8.9103972010317765E-5,3.1213178483750922E-2]
[2004,9,24,14,1.4126792706527792E-2,5.9246213963995292E-3,0,0,3.0274535998830762E-3,8.9420277777777987E-5,2.3168287980588176E-2,null,1.6207085166472936E-2,8.2677995816827811E-3,0,0,5.2953105443945261E-3,5.0823823543391391E-5,9.0051968851913677E-5,2.9821019116093635E-2]
[2004,9,24,18,1.9727489810740528E-2,4.9975223329574974E-3,0,0,2.8525730042366923E-3,8.9420277777777987E-5,2.7667005425712494E-2,null,2.2632533380040207E-2,6.9740343372803821E-3,0,0,4.9894273882754503E-3,5.0823823543391391E-5,7.5960419299995235E-5,3.4646818929139428E-2]
[2004,9,24,22,1.8189415227813383E-2,3.8976136156512672E-3,3.3184136000000153E-4,3.267400000000004E-5,2.3060391510163112E-3,8.9420277777777987E-5,2.4847003632258738E-2,null,2.0867964006386918E-2,5.4391135002526967E-3,2.2070339201363885E-4,2.3948233891653334E-5,4.0334865685917971E-3,5.0823823543391391E-5,5.924222940671323E-5,3.0636039524680095E-2]
[2004,9,25,1,1.2452707747822141E-2,3.6604497776279148E-3,3.3184136000000153E-4,3.267400000000004E-5,2.8521416172876016E-3,8.9420277777777987E-5,1.9419234780515437E-2,null,1.4286476712360314E-2,5.1081517476601395E-3,2.2070339201363885E-4,2.3948233891653334E-5,4.9886728505806948E-3,5.0823823543391391E-5,5.5637430192461626E-5,2.4678776760049832E-2]
[2004,9,25,2,1.1529815064697394E-2,3.5309398025684491E-3,3.3184136000000153E-4,3.267400000000004E-5,2.7823176586249027E-3,8.9420277777777987E-5,1.8297008163668527E-2,null,1.3227680096196624E-2,4.927420786814081E-3,2.2070339201363885E-4,2.3948233891653334E-5,4.8665439616120132E-3,5.0823823543391391E-5,5.3668928332215389E-5,2.3317120294071403E-2]
[2004,9,25,5,1.1250264512125433E-2,3.6343850065508384E-3,0,0,2.9856796321395857E-3,8.9420277777777987E-5,1.7959749428593637E-2,null,1.2906963305910974E-2,5.0717784017550874E-3,0,0,5.2222438153513972E-3,5.0823823543391391E-5,5.524125568676383E-5,2.3251809346560848E-2]
[2004,9,25,9,1.8750329852426969E-2,4.8228385449234999E-3,0,0,3.4976430818778816E-3,8.9420277777777987E-5,2.7160231757006131E-2,null,2.1511478162861506E-2,6.7302633934506308E-3,0,0,6.1177176399043135E-3,5.0823823543391391E-5,7.3305292839335399E-5,3.4410283019759839E-2]
[2004,9,25,12,1.9615256079665831E-2,4.7688020183505042E-3,0,0,3.1704906869487424E-3,8.9420277777777987E-5,2.7643969062742857E-2,null,2.2503772260947824E-2,6.6548555079666222E-3,0,0,5.5454963095562292E-3,5.0823823543391391E-5,7.2483958397479885E-5,3.4754947902014069E-2]
[2004,9,25,15,1.8982511499469404E-2,4.2794118155100383E-3,0,0,2.8260525617351253E-3,8.9420277777777987E-5,2.6177396154492348E-2,null,2.17778505664128E-2,5.9719122709889867E-3,0,0,4.9430405571689456E-3,5.0823823543391391E-5,6.5045415349074536E-5,3.2743627218114121E-2]
[2004,9,25,20,2.2767953985208977E-2,4.5562140059434656E-3,0,0,2.7630686154429419E-3,8.9420277777777987E-5,3.0176656884373161E-2,null,2.6120732212210354E-2,6.3581892802954624E-3,0,0,4.8328755145266872E-3,5.0823823543391391E-5,6.9252702290008964E-5,3.7362620830575892E-2]
[2004,9,25,23,1.603504154664567E-2,3.9301814804953081E-3,3.3184136000000153E-4,3.267400000000004E-5,2.8416320215619612E-3,8.9420277777777987E-5,2.3260790686480716E-2,null,1.8396340159669136E-2,5.48456190299747E-3,2.2070339201363885E-4,2.3948233891653334E-5,4.9702905463678551E-3,5.0823823543391391E-5,5.9737248439033371E-5,2.9146668058483146E-2]
[2004,9,26,2,8.9238131004854889E-3,3.0414154940412268E-3,3.3184136000000153E-4,3.267400000000004E-5,2.5638737199901599E-3,8.9420277777777987E-5,1.4983037952294656E-2,null,1.0237921793984009E-2,4.2442904055673553E-3,2.2070339201363885E-4,2.3948233891653334E-5,4.4844642852608051E-3,5.0823823543391391E-5,4.6228346928897772E-5,1.9262151934260854E-2]
[2004,9,26,3,8.5855272482089368E-3,3.0752596796609602E-3,3.3184136000000153E-4,3.267400000000004E-5,2.6300118214229403E-3,8.9420277777777987E-5,1.4744734387070616E-2,null,9.8498204228974554E-3,4.2915199118914683E-3,2.2070339201363885E-4,2.3948233891653334E-5,4.6001462517546148E-3,5.0823823543391391E-5,4.6742765546617168E-5,1.9036962035992224E-2]
[2004,9,26,6,9.2208521502843768E-3,3.2374422679380195E-3,0,0,2.7724594909708201E-3,8.9420277777777987E-5,1.5320174186970995E-2,null,1.0578702414034746E-2,4.5178454516682683E-3,0,0,4.8493010684000117E-3,5.0823823543391391E-5,4.9207878574214857E-5,1.9996672757646418E-2]
[2004,9,26,10,1.6723136025635202E-2,3.9409515544976265E-3,0,0,2.8967639959035932E-3,8.9420277777777987E-5,2.36502718538142E-2,null,1.9185762504516739E-2,{"$f":"(F6468*X$5)-S6468","v":5.4995915238581668E-3},0,0,5.0667217270392315E-3,5.0823823543391391E-5,{"$f":"(F6468*$AC$7)*$AC$5","v":5.9900949425762915E-5},2.9802899578957529E-2]
[2004,9,26,12,1.6918729211165304E-2,4.3985113466451587E-3,0,0,3.2118765258086577E-3,8.9420277777777987E-5,2.4618537361396901E-2,null,1.9410158479011595E-2,6.1381154741668251E-3,0,0,5.6178841634648684E-3,5.0823823543391391E-5,6.6855682461598406E-5,3.1216981940186683E-2]
[2004,9,26,17,1.9487343478012988E-2,3.595435874269044E-3,0,0,2.5214645751771092E-3,8.9420277777777987E-5,2.5693664205236916E-2,null,2.2357023421921196E-2,5.0174249506160793E-3,0,0,4.4102865697985523E-3,5.0823823543391391E-5,5.4649243841216924E-5,3.1835558765879221E-2]
[2004,9,26,21,1.7633281447490431E-2,3.5652685349566128E-3,1.6592068000000076E-4,1.633700000000002E-5,2.6932747040638934E-3,8.9420277777777987E-5,2.4163502644288716E-2,null,2.0229934714891637E-2,4.9753264773702826E-3,1.1035169600681943E-4,1.1974116945826667E-5,4.7107991811770082E-3,5.0823823543391391E-5,5.4190711874641112E-5,3.0089210009934968E-2]
[2004,9,26,24,1.0477075258450973E-2,3.0047817341537142E-3,3.3184136000000153E-4,3.267400000000004E-5,2.2267243398537461E-3,8.9420277777777987E-5,1.6162516970236213E-2,null,1.2019915244512496E-2,4.1931680528618292E-3,2.2070339201363885E-4,2.3948233891653334E-5,3.8947572563103432E-3,5.0823823543391391E-5,4.5671527854125566E-5,2.0403316003133352E-2]
[2004,9,27,1,9.7180218139760154E-3,3.006661725375673E-3,3.3184136000000153E-4,3.267400000000004E-5,2.3262599928925275E-3,8.9420277777777987E-5,1.5504879170021996E-2,null,1.1149084612530074E-2,4.1957915775731169E-3,2.2070339201363885E-4,2.3948233891653334E-5,4.0688547860296461E-3,5.0823823543391391E-5,4.5700102998364252E-5,1.9709206425581521E-2]
[2004,9,27,4,8.757236167872641E-3,3.219952582270284E-3,3.3184136000000153E-4,3.267400000000004E-5,2.6055254213050087E-3,8.9420277777777987E-5,1.5036649809225713E-2,null,1.0046814966715372E-2,4.4934386235905548E-3,2.2070339201363885E-4,2.3948233891653334E-5,4.557317158438782E-3,5.0823823543391391E-5,4.8942042071997545E-5,1.9393046198193393E-2]
[2004,9,27,9,1.526394601494024E-2,4.9353667671441304E-3,0,0,2.5902399537993557E-3,8.9420277777777987E-5,2.2878973013661506E-2,null,1.7511694138915831E-2,6.8872963456606453E-3,0,0,4.5305813903788487E-3,5.0823823543391391E-5,7.5015678581204329E-5,2.898039569849872E-2]
[2004,9,27,12,1.5256350789498616E-2,5.767040840325365E-3,0,0,3.1123193830079198E-3,8.9420277777777987E-5,2.4225131290609679E-2,null,1.7502980450809252E-2,8.0478961704060614E-3,0,0,5.4437490460635986E-3,5.0823823543391391E-5,8.7656804945595275E-5,3.1045449490822306E-2]
[2004,9,27,15,1.5020366607237589E-2,5.5340004246441678E-3,0,0,2.9228978178398365E-3,8.9420277777777987E-5,2.3566685127499376E-2,null,1.72322455558265E-2,7.7226886470265765E-3,0,0,5.1124323212064426E-3,5.0823823543391391E-5,8.4114680166632436E-5,3.0118190347602911E-2]
[2004,9,27,18,2.0400175196085928E-2,4.333766417408345E-3,0,0,2.2221230903240832E-3,8.9420277777777987E-5,2.7045484981596132E-2,null,2.3404277508875394E-2,6.0477640300753066E-3,0,0,3.8867092237483396E-3,5.0823823543391391E-5,6.5871584413663032E-5,3.3389574586242435E-2]
[2004,9,27,22,1.5760719624624945E-2,3.5312156982274683E-3,3.3184136000000153E-4,3.267400000000004E-5,1.9797743083835979E-3,8.9420277777777987E-5,2.1725645269013792E-2,null,1.8081621961024797E-2,4.9278057987602649E-3,2.2070339201363885E-4,2.3948233891653334E-5,3.4628176534596371E-3,5.0823823543391391E-5,5.3673121840227136E-5,2.676772086269338E-2]
[2004,9,28,1,9.7413166636026553E-3,3.3528829687162849E-3,3.3184136000000153E-4,3.267400000000004E-5,2.4635960527272923E-3,8.9420277777777987E-5,1.6011731322824012E-2,null,1.1175809830325949E-2,4.6789427629975186E-3,2.2070339201363885E-4,2.3948233891653334E-5,4.3090689005570214E-3,5.0823823543391391E-5,5.0962532871119806E-5,2.045929694332917E-2]
[2004,9,28,2,9.2883949187645837E-3,3.2964772975484905E-3,3.3184136000000153E-4,3.267400000000004E-5,2.4555402407946776E-3,8.9420277777777987E-5,1.549434809488553E-2,null,1.065619143959624E-2,4.6002287400611266E-3,2.2070339201363885E-4,2.3948233891653334E-5,4.2949785026489967E-3,5.0823823543391391E-5,5.0105188341702222E-5,1.9846874131755048E-2]
[2004,9,28,6,1.1965248791369265E-2,4.0554021004957337E-3,0,0,2.922388631050753E-3,8.9420277777777987E-5,1.9032459800693534E-2,null,1.372723520676781E-2,5.6593070757922654E-3,0,0,5.1115417040312021E-3,5.0823823543391391E-5,6.1640553750449289E-5,2.4548907810134669E-2]
[2004,9,28,9,1.4944589458514712E-2,5.0829460256632073E-3,0,0,2.5840285975400265E-3,8.9420277777777987E-5,2.2700984359495725E-2,null,1.7145309566282557E-2,7.0932429623660753E-3,0,0,4.5197171246816673E-3,5.0823823543391391E-5,7.7258826607409824E-5,2.8809093476873691E-2]
[2004,9,28,13,1.4360416057510005E-2,5.962899592957093E-3,0,0,3.1489562600065979E-3,8.9420277777777987E-5,2.3561692188251472E-2,null,1.647511157734367E-2,8.3212167431031773E-3,0,0,5.5078305041881019E-3,5.0823823543391391E-5,9.0633782732240945E-5,3.0354982648178343E-2]
[2004,9,28,16,1.6305891085047021E-2,5.6943446763136722E-3,0,0,3.2903312235243484E-3,8.9420277777777987E-5,2.5379987262662822E-2,null,1.8707074636160899E-2,7.9464487910391561E-3,0,0,5.7551090537446828E-3,5.0823823543391391E-5,8.6551851184125725E-5,3.2459456304488127E-2]
[2004,9,28,19,1.9287952695337285E-2,5.5228888494928971E-3,0,0,3.3242669046010696E-3,8.9420277777777987E-5,2.8224528727209028E-2,null,2.2128270621241852E-2,7.7071824618645439E-3,0,0,5.8144658577081558E-3,5.0823823543391391E-5,8.3945788493651268E-5,3.5700742764357946E-2]
[2004,9,28,23,1.3397343092338032E-2,3.7355272812601508E-3,3.3184136000000153E-4,3.267400000000004E-5,2.459663414355997E-3,8.9420277777777987E-5,2.0046469425731961E-2,null,1.5370217784936193E-2,5.2129222826181381E-3,2.2070339201363885E-4,2.3948233891653334E-5,4.3021903338844834E-3,5.0823823543391391E-5,5.6778579401198953E-5,2.5180805850887496E-2]
[2004,9,29,3,1.1266374105010843E-2,3.5657966105452268E-3,3.3184136000000153E-4,3.267400000000004E-5,2.5984394750780582E-3,8.9420277777777987E-5,1.788454582841191E-2,null,1.2925445175739105E-2,4.9760634060005728E-3,2.2070339201363885E-4,2.3948233891653334E-5,4.5449231498983925E-3,5.0823823543391391E-5,5.4198738420689481E-5,2.2741907181086752E-2]
[2004,9,29,4,1.1251895207875749E-2,3.7245469586627859E-3,3.3184136000000153E-4,3.267400000000004E-5,2.7945521495668047E-3,8.9420277777777987E-5,1.8224929953883119E-2,null,1.290883413572033E-2,5.1975992601829149E-3,2.2070339201363885E-4,2.3948233891653334E-5,4.887943275177861E-3,5.0823823543391391E-5,5.6611682716606959E-5,2.3289852120529791E-2]
[2004,9,29,7,1.7831195283631463E-2,4.3571107973214875E-3,0,0,2.6545713200362411E-3,8.9420277777777987E-5,2.4932297678766972E-2,null,2.0456993075879611E-2,6.0803410745085273E-3,0,0,4.6431032014423246E-3,5.0823823543391391E-5,6.6226410018904773E-5,3.1231261175373854E-2]
[2004,9,29,10,1.7164321680085609E-2,5.5961312059753746E-3,0,0,2.8274922003484648E-3,8.9420277777777987E-5,2.5677365364187223E-2,null,1.9691916564001152E-2,7.8093920519415232E-3,0,0,4.945558625003124E-3,5.0823823543391391E-5,8.5059044170817245E-5,3.2497691064489187E-2]
[2004,9,29,14,1.5238006711285324E-2,5.7962450798680837E-3,0,0,2.8859940625062907E-3,8.9420277777777987E-5,2.4009666131437478E-2,null,1.7481935048354533E-2,8.0886506394800481E-3,0,0,5.047884066939878E-3,5.0823823543391391E-5,8.8100698165716131E-5,3.0669293578317852E-2]
[2004,9,29,17,1.9821921911013625E-2,5.4184014564723822E-3,0,0,3.0223086955015127E-3,8.9420277777777987E-5,2.8352052340765301E-2,null,2.2740871424164533E-2,7.5613704738055048E-3,0,0,5.286311606665919E-3,5.0823823543391391E-5,8.2357620266155886E-5,3.5639377328179352E-2]
[2004,9,29,20,2.2864374824635443E-2,5.5201389313668386E-3,0,0,3.1273894437978057E-3,8.9420277777777987E-5,3.1601323477577867E-2,null,2.6231351854536202E-2,7.7033449555647992E-3,0,0,5.4701080468451237E-3,5.0823823543391391E-5,8.390399079471583E-5,3.9455628680489518E-2]
[2004,9,30,1,1.1626576182489769E-2,3.5815324247516211E-3,3.3184136000000153E-4,3.267400000000004E-5,2.5358550410740947E-3,8.9420277777777987E-5,1.8197899286093264E-2,null,1.3338690125822068E-2,4.9980227092890715E-3,2.2070339201363885E-4,2.3948233891653334E-5,4.4354568930715498E-3,5.0823823543391391E-5,5.4437916750571432E-5,2.3067645177631373E-2]
[2004,9,30,4,1.0906760899013735E-2,3.7037528555978558E-3,3.3184136000000153E-4,3.267400000000004E-5,2.8003720087329455E-3,8.9420277777777987E-5,1.7864821401122319E-2,null,1.2512875813558946E-2,5.1685811229689191E-3,2.2070339201363885E-4,2.3948233891653334E-5,4.8981227744146275E-3,5.0823823543391391E-5,5.6295620339584092E-5,2.2875055160391174E-2]
[2004,9,30,5,1.2015081987210635E-2,3.897511908827098E-3,0,0,2.9366405973568492E-3,8.9420277777777987E-5,1.8938654771172361E-2,null,1.3784406771885022E-2,5.4389715685439748E-3,0,0,5.1364697780607897E-3,5.0823823543391391E-5,5.9240683502063903E-5,2.4410671942033179E-2]
[2004,9,30,8,1.8652513036041353E-2,4.7236425073918257E-3,0,0,2.5764450496936885E-3,8.9420277777777987E-5,2.6042020870904646E-2,null,2.1399256973890397E-2,6.5918354834229335E-3,0,0,4.5064527625536454E-3,5.0823823543391391E-5,7.1797551182212086E-5,3.2548369043410366E-2]
[2004,9,30,11,1.63947979706691E-2,5.640497542540493E-3,0,0,2.8365334363435837E-3,8.9420277777777987E-5,2.4961249227330957E-2,null,1.8809073829969207E-2,7.8713052029011424E-3,0,0,4.9613726253568084E-3,5.0823823543391391E-5,8.5733395440058439E-5,3.1692575481770548E-2]
[2004,9,30,17,1.9283513903910927E-2,5.3901780443776966E-3,0,0,3.0287285582586351E-3,8.9420277777777987E-5,2.7791840784325041E-2,null,2.2123178179370741E-2,7.5219847478497663E-3,0,0,5.2975405704897309E-3,5.0823823543391391E-5,8.1928635246389066E-5,3.4993527321253631E-2]
[2004,9,30,19,2.2156468065462627E-2,5.8023426715012281E-3,0,0,3.438704804564183E-3,8.9420277777777987E-5,3.1486935819305818E-2,null,2.5419199699820001E-2,8.0971598187475069E-3,0,0,6.0146288654505187E-3,5.0823823543391391E-5,8.8193379215707488E-5,3.9581812207561413E-2]
[2004,9,30,23,1.5602061694890748E-2,4.019046725529862E-3,3.3184136000000153E-4,3.267400000000004E-5,2.4800586289652734E-3,8.9420277777777987E-5,2.255510268716366E-2,null,1.7899600278328893E-2,5.6085732087948863E-3,2.2070339201363885E-4,2.3948233891653334E-5,4.3378635461774348E-3,5.0823823543391391E-5,6.1087966019524254E-5,2.8141512482749896E-2]
[2004,10,1,2,8.8224963411886979E-3,3.4312893274183291E-3,3.3184136000000163E-4,3.2674000000000291E-5,2.5913286836049261E-3,8.6535752688172353E-5,1.5296165464900128E-2,null,1.0121685265224344E-2,4.7883587098244296E-3,2.2070339201363893E-4,2.3948233891653517E-5,4.5324856846080501E-3,4.9184345364572372E-5,5.2154279397896911E-5,1.9736365630926688E-2]
[2004,10,1,5,9.5614676223615119E-3,3.6802219468238702E-3,3.3184136000000163E-4,3.2674000000000291E-5,2.8279629026783061E-3,8.6535752688172353E-5,1.6520703584551859E-2,null,1.0969476461594857E-2,5.1357437778119094E-3,2.2070339201363893E-4,2.3948233891653517E-5,4.9463819291193541E-3,4.9184345364572372E-5,5.5937959567326147E-5,2.1345438139795982E-2]
[2004,10,1,6,1.1342941812394701E-2,4.164135533091147E-3,1.6592068000000082E-4,1.6337000000000145E-5,3.0030440679800433E-3,8.6535752688172353E-5,1.8778914846154068E-2,null,1.301328814054727E-2,5.8110444052144649E-3,1.1035169600681947E-4,1.1974116945826759E-5,5.2526159010563567E-3,4.9184345364572372E-5,6.3293260148058821E-5,2.4248458605135307E-2]
[2004,10,1,10,1.4036354304512114E-2,5.5225435117905227E-3,0,0,2.7292384731587779E-3,8.6535752688172353E-5,2.2374672042149584E-2,null,1.6103328927230428E-2,7.7067005436591103E-3,0,0,4.773703308167317E-3,4.9184345364572372E-5,8.3940539493261723E-5,2.8632917124421425E-2]
[2004,10,1,13,1.3253162044958071E-2,5.6532686688828731E-3,0,0,2.628300672564031E-3,8.6535752688172353E-5,2.1621267139093146E-2,null,1.5204804830784291E-2,7.8891272890677499E-3,0,0,4.5971532861164427E-3,4.9184345364572372E-5,8.5927511653507424E-5,2.7740269751333056E-2]
[2004,10,1,17,1.6128145037208084E-2,4.9219588142545463E-3,0,0,2.694619285621177E-3,8.6535752688172353E-5,{"$f":"SUM(E6595:J6595)","v":2.3831258889771979E-2},null,{"$f":"E6595*W$5","v":1.8503153944806911E-2},6.8685855690768299E-3,{"$f":"G6595*Y$5","v":0},{"$f":"H6595*Z$5","v":0},{"$f":"I6595*AA$5","v":4.7131509849828064E-3},{"$f":"J6595*AB$5","v":4.9184345364572372E-5},7.4811882848921003E-5,{"$f":"SUM(M6595:R6595)","v":3.0134074844231119E-2}]
[2004,10,1,20,1.815509562030793E-2,4.6101150381420031E-3,3.3184136000000163E-4,3.2674000000000291E-5,2.6100184761708163E-3,8.6535752688172353E-5,2.5826280247308923E-2,null,2.0828590539721425E-2,6.4334080835989384E-3,2.2070339201363893E-4,2.3948233891653517E-5,4.5651759480196934E-3,4.9184345364572372E-5,7.007197726943271E-5,3.2121010542609921E-2]
[2004,10,1,24,1.1515049719573161E-2,3.1497673057294829E-3,3.3184136000000163E-4,3.2674000000000291E-5,2.2888311146113554E-3,8.6535752688172353E-5,1.7404699252602171E-2,null,1.3210740426243782E-2,4.3954951836304981E-3,2.2070339201363893E-4,2.3948233891653517E-5,4.0033880406979243E-3,4.9184345364572372E-5,4.7875252835345886E-5,2.1903459621842068E-2]
[2004,10,2,3,8.9891448621590691E-3,3.2533703248394477E-3,3.3184136000000163E-4,3.2674000000000291E-5,2.6327756836504305E-3,8.6535752688172353E-5,1.532634198333712E-2,null,1.0312874222855577E-2,4.540073029326931E-3,2.2070339201363893E-4,2.3948233891653517E-5,4.6049805153737331E-3,4.9184345364572372E-5,4.9449978919197338E-5,1.9751763738826107E-2]
[2004,10,2,6,9.7046586521130074E-3,3.4916265982173869E-3,1.6592068000000082E-4,1.6337000000000145E-5,2.7710966387082302E-3,8.6535752688172353E-5,1.6236175321726797E-2,null,1.1133753609456244E-2,4.8725592736909226E-3,1.1035169600681947E-4,1.1974116945826759E-5,4.8469173073551449E-3,4.9184345364572372E-5,5.3071382731100319E-5,2.1024740348819529E-2]
[2004,10,2,7,1.1821622094558143E-2,3.867837240773506E-3,0,0,2.9993473342991325E-3,8.6535752688172353E-5,1.8775342422318951E-2,null,1.35624582361026E-2,5.3975606172434985E-3,0,0,5.2461499546117597E-3,4.9184345364572372E-5,5.8789639949327033E-5,2.4255353153322428E-2]
[2004,10,2,11,1.6396373926772345E-2,4.6109930497244458E-3,0,0,3.1460568837234611E-3,8.6535752688172353E-5,2.4239959612908424E-2,null,1.8810881859244819E-2,6.4346333473429542E-3,0,0,5.5027592133168384E-3,4.9184345364572372E-5,7.0085322708133955E-5,3.0797458765269185E-2]
[2004,10,2,15,1.5869903079237458E-2,4.0189574274826162E-3,0,0,2.6403327522962206E-3,8.6535752688172353E-5,2.2615729011704465E-2,null,1.8206883624053025E-2,5.6084485935143031E-3,0,0,4.6181985628068337E-3,4.9184345364572372E-5,6.1086608723516449E-5,2.8482715125738731E-2]
[2004,10,2,18,1.8708287750245599E-2,4.02417572659003E-3,0,0,2.5252135286306533E-3,8.6535752688172353E-5,2.534421275815445E-2,null,2.1463244997359181E-2,5.6157307214834574E-3,0,0,4.4168438537000336E-3,4.9184345364572372E-5,6.1165924864960754E-5,3.1545003917907238E-2]
[2004,10,2,21,1.7734248884420583E-2,3.9287388767883912E-3,3.3184136000000163E-4,3.2674000000000291E-5,2.3677957438901082E-3,8.6535752688172353E-5,2.4481834617787253E-2,null,2.0345770480543618E-2,5.4825487518563969E-3,2.2070339201363893E-4,2.3948233891653517E-5,4.141504850835042E-3,4.9184345364572372E-5,5.9715321416969151E-5,3.0263660054504919E-2]
[2004,10,3,1,1.026248590778699E-2,3.2419189654451118E-3,3.3184136000000163E-4,3.2674000000000291E-5,2.642047204023079E-3,8.6535752688172353E-5,1.6597503189943352E-2,null,1.177372575520101E-2,4.5240926758029531E-3,2.2070339201363893E-4,2.3948233891653517E-5,4.6211973054820108E-3,4.9184345364572372E-5,4.9275922656274359E-5,2.1212851707755838E-2]
[2004,10,3,4,8.8090851402282226E-3,3.262833390747605E-3,3.3184136000000163E-4,3.2674000000000291E-5,2.7633125375646308E-3,8.6535752688172353E-5,1.5286282181228631E-2,null,1.0106299148880281E-2,4.5532787225049699E-3,2.2070339201363893E-4,2.3948233891653517E-5,4.8333021580210878E-3,4.9184345364572372E-5,4.9593813885077664E-5,1.9786716000676201E-2]
[2004,10,3,8,1.3448800430040703E-2,4.0252393110408223E-3,0,0,3.2159112347397651E-3,8.6535752688172353E-5,2.0776486728509461E-2,null,1.5429252660856881E-2,5.6172149518652825E-3,0,0,5.6249412614654062E-3,4.9184345364572372E-5,6.1182090939959622E-5,2.6720593219552141E-2]
[2004,10,3,9,1.5894054267106775E-2,4.2612247895125761E-3,0,0,3.2882327766221658E-3,8.6535752688172353E-5,2.3530047585929689E-2,null,1.8234591283307389E-2,5.9465323056083711E-3,0,0,5.7514386661924478E-3,4.9184345364572372E-5,6.4768979541779273E-5,2.9981746600472779E-2]
[2004,10,3,12,1.7891388336752773E-2,4.685658627172397E-3,0,0,3.2811174690171485E-3,8.6535752688172353E-5,2.5944700185630488E-2,null,2.0526050076901246E-2,6.5388290399766525E-3,0,0,5.7389933017485753E-3,4.9184345364572372E-5,7.1220210797141501E-5,3.285305676399105E-2]
[2004,10,3,16,1.8313374351413635E-2,4.5840854191688202E-3,0,0,3.2261211145351147E-3,8.6535752688172353E-5,2.6210116637805741E-2,null,2.1010177183509726E-2,6.3970837923980469E-3,0,0,5.6427993333907382E-3,4.9184345364572372E-5,6.9676337062207872E-5,3.3099244654663081E-2]
[2004,10,3,19,2.0645088421919748E-2,3.8276558287908095E-3,3.3184136000000163E-4,3.2674000000000291E-5,2.736064026089979E-3,8.6535752688172353E-5,2.7659859389488711E-2,null,2.3685256326356745E-2,5.3414875217738279E-3,2.2070339201363893E-4,2.3948233891653517E-5,4.7856418635292578E-3,4.9184345364572372E-5,5.8178897925796106E-5,3.4106221682929691E-2]
[2004,10,3,21,1.8940640154607141E-2,3.5784107801639935E-3,3.3184136000000163E-4,3.2674000000000291E-5,2.4950509109855031E-3,8.6535752688172353E-5,2.5465152958444811E-2,null,2.1729813303722319E-2,4.9936664593130927E-3,2.2070339201363893E-4,2.3948233891653517E-5,4.3640865043325415E-3,4.9184345364572372E-5,5.439046895224585E-5,3.1381402238637814E-2]
[2004,10,4,3,8.8263045421916302E-3,3.6285057353750375E-3,3.3184136000000163E-4,3.2674000000000291E-5,2.9151538493996034E-3,8.6535752688172353E-5,1.5821015239654443E-2,null,1.0126054256775912E-2,5.0635738883329428E-3,2.2070339201363893E-4,2.3948233891653517E-5,5.0988873678705403E-3,4.9184345364572372E-5,5.5151893023840444E-5,2.0582351484249261E-2]
[2004,10,4,6,1.1343054502367216E-2,4.449407314651258E-3,1.6592068000000082E-4,1.6337000000000145E-5,3.3163448594959919E-3,8.6535752688172353E-5,1.9377600109202638E-2,null,1.3013417425093302E-2,6.2091407152473597E-3,1.1035169600681947E-4,1.1974116945826759E-5,5.8006094309805238E-3,4.9184345364572372E-5,6.7629281619910632E-5,2.5194677729638404E-2]
[2004,10,4,7,1.356234731443056E-2,5.1707817540720472E-3,0,0,3.4139975902330497E-3,8.6535752688172353E-5,2.2233662411423827E-2,null,1.5559520306452312E-2,7.2158175793764941E-3,0,0,5.9714135466177815E-3,4.9184345364572372E-5,7.8593895930753399E-5,2.8795935777811157E-2]
[2004,10,4,10,1.5205304544278538E-2,6.6178824405312819E-3,0,0,3.6351470242887741E-3,8.6535752688172353E-5,2.5544869761786763E-2,null,1.744441720429625E-2,{"$f":"(F6660*X$5)-S6660","v":9.235244248130622E-3},0,0,6.3582253973716255E-3,4.9184345364572372E-5,{"$f":"(F6660*$AC$7)*$AC$5","v":1.0058927035616456E-4},3.3087071195163069E-2]
[2004,10,4,13,1.5121275778602193E-2,6.6624153106722575E-3,0,0,3.4231440941554616E-3,8.6535752688172353E-5,2.5293370936118081E-2,null,1.7348014475804256E-2,9.2973897964261538E-3,0,0,5.9874116708058993E-3,4.9184345364572372E-5,1.0126615287177282E-4,3.2682000288400882E-2]
[2004,10,4,18,1.9750346104945641E-2,5.6489967496767251E-3,0,0,3.3106635032891254E-3,8.6535752688172353E-5,2.8796542110599659E-2,null,2.2658755461334078E-2,7.8831658327210129E-3,0,0,5.7906721868787991E-3,4.9184345364572372E-5,8.5862580122941817E-5,3.6381777826298464E-2]
[2004,10,4,21,1.8797895923607134E-2,5.0472536257745726E-3,3.3184136000000163E-4,3.2674000000000291E-5,3.0609028452648459E-3,8.6535752688172353E-5,2.7357103507334724E-2,null,2.1566048749594561E-2,7.0434342760172988E-3,2.2070339201363893E-4,2.3948233891653517E-5,5.3538165250572737E-3,4.9184345364572372E-5,7.6716315842928799E-5,3.4257135521938993E-2]
[2004,10,4,24,1.0732304822328455E-2,3.9663309575200022E-3,3.3184136000000163E-4,3.2674000000000291E-5,2.7356157372450222E-3,8.6535752688172353E-5,1.7885302629781653E-2,null,1.2312729570077893E-2,5.5350084397507628E-3,2.2070339201363893E-4,2.3948233891653517E-5,4.7848577627761608E-3,4.9184345364572372E-5,6.0286706600363146E-5,2.2926431743874678E-2]
[2004,10,5,4,8.397059687039566E-3,3.5653367617019685E-3,3.3184136000000163E-4,3.2674000000000291E-5,2.8329948684887875E-3,8.6535752688172353E-5,1.5246442429918496E-2,null,9.6335993826058407E-3,4.9754216876831394E-3,2.2070339201363893E-4,2.3948233891653517E-5,4.955183326312132E-3,4.9184345364572372E-5,5.4191748894956265E-5,1.9858040367870977E-2]
[2004,10,5,7,1.3055341754461618E-2,4.855669907784365E-3,0,0,3.2097283980326917E-3,8.6535752688172353E-5,2.1207275812966848E-2,null,1.4977853790846476E-2,6.7760795072519444E-3,0,0,5.6141268792365591E-3,4.9184345364572372E-5,7.3804316940269372E-5,2.7417244522699551E-2]
[2004,10,5,8,1.3763103842579541E-2,5.0483258563146366E-3,0,0,2.8109977955482965E-3,8.6535752688172353E-5,2.1708963247130644E-2,null,1.5789839970443167E-2,7.0449305720027269E-3,0,0,4.9167083081344473E-3,4.9184345364572372E-5,7.6732613335162589E-5,2.7800663195944913E-2]
[2004,10,5,11,1.4264934953398971E-2,5.984695914179267E-3,0,0,3.1821790958629463E-3,8.6535752688172353E-5,2.3518345716129353E-2,null,1.6365570054489631E-2,8.3516334741355475E-3,0,0,5.565940472589139E-3,4.9184345364572372E-5,9.0965078440179069E-5,3.0332328346578889E-2]
[2004,10,5,15,1.447713693294916E-2,6.0070894047242066E-3,0,0,3.2911690186330591E-3,8.6535752688172353E-5,2.3861931108994597E-2,null,1.6609020611633777E-2,8.3828835539925296E-3,0,0,5.7565744388040508E-3,4.9184345364572372E-5,9.1305450892377276E-5,3.0797662949794927E-2]
[2004,10,5,19,1.892587738521638E-2,5.1614396501530454E-3,3.3184136000000163E-4,3.2674000000000291E-5,2.8581096726513011E-3,8.6535752688172353E-5,2.7396477820708899E-2,null,2.1712876588801989E-2,7.2027806884587889E-3,2.2070339201363893E-4,2.3948233891653517E-5,4.9991115593682215E-3,4.9184345364572372E-5,7.8451899540631908E-5,3.4208604807898862E-2]
[2004,10,5,22,1.5357028374287219E-2,4.1433228681466826E-3,3.3184136000000163E-4,3.2674000000000291E-5,2.4173487253007909E-3,8.6535752688172353E-5,2.2368751080422866E-2,null,1.7618483681083857E-2,5.7820003649275836E-3,2.2070339201363893E-4,2.3948233891653517E-5,4.2281778307216066E-3,4.9184345364572372E-5,6.2976915637598933E-5,2.7922497848002908E-2]
[2004,10,6,1,9.156410769812471E-3,3.4448406850285562E-3,3.3184136000000163E-4,3.2674000000000291E-5,2.5963239852307687E-3,8.6535752688172353E-5,1.5648626552759969E-2,null,1.0504771482700936E-2,4.8072696074640923E-3,2.2070339201363893E-4,2.3948233891653517E-5,4.5412229525789872E-3,4.9184345364572372E-5,5.2360254826834683E-5,2.0147100014013881E-2]
[2004,10,6,5,9.4466578707535446E-3,3.63755471306008E-3,3.3184136000000163E-4,3.2674000000000291E-5,2.8297021025572825E-3,8.6535752688172353E-5,1.6364965799059078E-2,null,1.0837759980656326E-2,5.0762017220649883E-3,2.2070339201363893E-4,2.3948233891653517E-5,4.9494239587175321E-3,4.9184345364572372E-5,5.5289434007831469E-5,2.1157221632708709E-2]
[2004,10,6,8,1.4022518501311507E-2,4.9780872986964408E-3,0,0,2.7707885778568441E-3,8.6535752688172353E-5,2.1857930130552965E-2,null,1.6087455682292449E-2,6.9469127783852924E-3,0,0,4.8463784789897083E-3,4.9184345364572372E-5,7.566501424660631E-5,2.792993128503202E-2]
[2004,10,6,12,1.4377008361441769E-2,5.8720831019161155E-3,0,0,3.101158243464732E-3,8.6535752688172353E-5,2.3436785459510785E-2,null,1.6494147241596452E-2,8.1944824766579331E-3,0,0,5.4242271283989367E-3,4.9184345364572372E-5,8.9253406962165201E-5,3.0162041192017892E-2]
[2004,10,6,13,1.3670835990645617E-2,6.0540685707794672E-3,0,0,3.2159354739533809E-3,8.6535752688172353E-5,2.3027375788066635E-2,null,1.5683984878952398E-2,8.448442904282075E-3,0,0,5.6249836582055093E-3,4.9184345364572372E-5,9.201951616596052E-5,2.9806595786804557E-2]
[2004,10,6,16,1.569032306884012E-2,5.7080425914596356E-3,0,0,3.3195328362927356E-3,8.6535752688172353E-5,2.4804434249280662E-2,null,1.8000858903285313E-2,7.965564209483033E-3,0,0,5.8061855121953549E-3,4.9184345364572372E-5,8.6760054231295998E-5,3.1821792970328271E-2]
[2004,10,6,20,1.961634442240549E-2,5.175318673847738E-3,3.3184136000000163E-4,3.2674000000000291E-5,3.0300040140480802E-3,8.6535752688172353E-5,2.827271822298948E-2,null,2.2505020871572926E-2,7.2221488435896611E-3,2.2070339201363893E-4,2.3948233891653517E-5,5.2997714666101594E-3,4.9184345364572372E-5,7.8662855368156866E-5,3.5320777153042611E-2]
[2004,10,6,23,1.3102302290841068E-2,3.6654977237442735E-3,3.3184136000000163E-4,3.2674000000000291E-5,2.3730158224651871E-3,8.6535752688172353E-5,1.95918669497387E-2,null,1.5031729672539941E-2,5.1151961483056471E-3,2.2070339201363893E-4,2.3948233891653517E-5,4.1506352755332938E-3,4.9184345364572372E-5,5.5714157033895363E-5,2.4591397067648745E-2]
[2004,10,7,3,8.3496714191269219E-3,3.4981147081056146E-3,3.3184136000000163E-4,3.2674000000000291E-5,2.7356113475270291E-3,8.6535752688172353E-5,1.5034448587447739E-2,null,9.5792327822099149E-3,4.881613420552087E-3,2.2070339201363893E-4,2.3948233891653517E-5,4.7848500847328121E-3,4.9184345364572372E-5,5.3169999508523018E-5,1.9539532258764678E-2]
[2004,10,7,5,9.3412248967667186E-3,3.7129789631224742E-3,3.3184136000000163E-4,3.2674000000000291E-5,2.9116193553199226E-3,8.6535752688172353E-5,1.6416874327897287E-2,null,1.0716801088977438E-2,5.1814561411057669E-3,2.2070339201363893E-4,2.3948233891653517E-5,5.0927051942544176E-3,4.9184345364572372E-5,5.6435853629079394E-5,2.1284798395607485E-2]
[2004,10,7,10,1.3536684722367085E-2,6.0502539282032922E-3,0,0,3.2197611863610202E-3,8.6535752688172353E-5,2.289323558961957E-2,null,1.5530078675658577E-2,8.4431195767332903E-3,0,0,5.6316752009768923E-3,4.9184345364572372E-5,9.1961535064474508E-5,2.9654057798733327E-2]
[2004,10,7,11,1.4343611695477886E-2,6.1264580619304855E-3,0,0,3.1982333501813179E-3,8.6535752688172353E-5,2.375483886027786E-2,null,1.6455832627600399E-2,8.549462322167637E-3,0,0,5.5940209234927457E-3,4.9184345364572372E-5,9.311980861777845E-5,3.0648500218625353E-2]
[2004,10,7,14,1.3708770457038326E-2,6.3229185324814099E-3,0,0,3.2045059018011154E-3,8.6535752688172353E-5,2.3322730644009023E-2,null,1.5727505523754331E-2,8.8236225912483313E-3,0,0,5.604992225822154E-3,4.9184345364572372E-5,9.610593228560229E-5,3.0205304686189385E-2]
[2004,10,7,17,1.7370256713488831E-2,5.6597340363837229E-3,0,0,3.2690393580833439E-3,8.6535752688172353E-5,2.6385565860644066E-2,null,1.9928177312952624E-2,7.8981496989640916E-3,0,0,5.7178675120133958E-3,4.9184345364572372E-5,8.6025782755380116E-5,3.3593378869294685E-2]
[2004,10,7,21,1.7847253528494179E-2,4.7206666163254977E-3,3.3184136000000163E-4,3.2674000000000291E-5,2.6521598050045225E-3,8.6535752688172353E-5,2.567113106251237E-2,null,2.0475416036244413E-2,6.5876826322503208E-3,2.2070339201363893E-4,2.3948233891653517E-5,4.6388852273085779E-3,4.9184345364572372E-5,7.175231878140847E-5,3.1995819867073172E-2]
[2004,10,7,24,1.0387588147933512E-2,3.6863666611361163E-3,3.3184136000000163E-4,3.2674000000000291E-5,2.5729033404510463E-3,8.6535752688172353E-5,1.7097909262208846E-2,null,1.1917250382672492E-2,5.144318716701882E-3,2.2070339201363893E-4,2.3948233891653517E-5,4.5002579689163566E-3,4.9184345364572372E-5,5.6031356863934263E-5,2.1855663039560595E-2]
[2004,10,8,2,9.4110680693141411E-3,3.5439951769202747E-3,3.3184136000000163E-4,3.2674000000000291E-5,2.6585888414419009E-3,8.6535752688172353E-5,1.6064703200364489E-2,null,1.0796929273009591E-2,4.9456395406183885E-3,2.2070339201363893E-4,2.3948233891653517E-5,4.6501302367906268E-3,4.9184345364572372E-5,5.3867365006193433E-5,2.0686535021688469E-2]
[2004,10,8,8,1.5452269960980486E-2,5.2544315874052984E-3,0,0,3.0537810263110724E-3,8.6535752688172353E-5,2.3847018327385026E-2,null,1.772775041550791E-2,7.3325507865753172E-3,0,0,5.3413597716316747E-3,4.9184345364572372E-5,7.9865341257263477E-5,3.0450845319079472E-2]
[2004,10,8,11,1.4511406519664082E-2,5.7845161439013864E-3,0,0,2.9138400918264176E-3,8.6535752688172353E-5,2.3296298508080057E-2,null,1.6648336691514522E-2,8.0722829282980357E-3,0,0,5.0965894782083049E-3,4.9184345364572372E-5,8.7922422845544457E-5,2.9866393443385434E-2]
[2004,10,8,12,1.4509249663771024E-2,5.6912684060315272E-3,0,0,2.7592080951297556E-3,8.6535752688172353E-5,2.3046261917620482E-2,null,1.6645862219928736E-2,7.9421558608331316E-3,0,0,4.8261230893459827E-3,4.9184345364572372E-5,8.6505093057809653E-5,2.946332551547242E-2]
[2004,10,8,15,1.4325306110979994E-2,5.3263663011546298E-3,0,0,2.6634416829326895E-3,8.6535752688172353E-5,2.2401649847755483E-2,null,1.6434831387393743E-2,7.43293556333196E-3,0,0,4.6586183281415363E-3,4.9184345364572372E-5,8.0958721267311508E-5,2.8575569624231807E-2]
[2004,10,8,19,1.9586577808489106E-2,4.7709757369605805E-3,3.3184136000000163E-4,3.2674000000000291E-5,2.7678883221773482E-3,8.6535752688172353E-5,2.7576492980315205E-2,null,2.247087086619786E-2,6.6578889287732257E-3,2.2070339201363893E-4,2.3948233891653517E-5,4.8413056499687556E-3,4.9184345364572372E-5,7.2516998085161253E-5,3.4263901416209705E-2]
[2004,10,8,23,1.4512197360222913E-2,3.4149286612804629E-3,3.3184136000000163E-4,3.2674000000000291E-5,2.1903822342977659E-3,8.6535752688172353E-5,2.0568559368489316E-2,null,1.6649243990188491E-2,4.7655274266756179E-3,2.2070339201363893E-4,2.3948233891653517E-5,3.8311913820840583E-3,4.9184345364572372E-5,5.1905603558738814E-5,2.5539798770218031E-2]
[2004,10,9,2,1.1642043305670979E-2,3.5287261825462483E-3,3.3184136000000163E-4,3.2674000000000291E-5,2.8734698797861372E-3,8.6535752688172353E-5,1.8495290480691536E-2,null,1.3356434916723003E-2,4.9243316836513583E-3,2.2070339201363893E-4,2.3948233891653517E-5,5.0259780543025533E-3,4.9184345364572372E-5,5.3635282158400754E-5,2.3600580625946777E-2]
[2004,10,9,6,1.1911911581995274E-2,3.7546549089763417E-3,1.6592068000000082E-4,1.6337000000000145E-5,3.061449786054376E-3,8.6535752688172353E-5,1.8996809709714166E-2,null,1.3666043631806367E-2,5.2396148561767823E-3,1.1035169600681947E-4,1.1974116945826759E-5,5.3547731776481073E-3,4.9184345364572372E-5,5.706931199321845E-5,2.4431941823948474E-2]
[2004,10,9,9,1.8869577079678193E-2,4.8275577516137223E-3,0,0,3.6708943134095063E-3,8.6535752688172353E-5,2.7454564897389594E-2,null,2.1648285576127597E-2,6.7368490387583651E-3,0,0,6.4207508798503144E-3,4.9184345364572372E-5,7.3377022967800973E-5,3.4855069840100845E-2]
[2004,10,9,12,1.9806118928639961E-2,4.7560488947957979E-3,0,0,3.2948409391223726E-3,8.6535752688172353E-5,2.7943544515246305E-2,null,2.2722741315898989E-2,6.6370585446611143E-3,0,0,5.7629969845652768E-3,4.9184345364572372E-5,7.2290115819486476E-5,3.5171981190489948E-2]
[2004,10,9,13,1.9957741360511348E-2,4.5645028302554597E-3,0,0,3.0887820302084681E-3,8.6535752688172353E-5,2.7697561973663447E-2,null,2.2896691462796222E-2,6.369756321224186E-3,0,0,5.4025799287331514E-3,4.9184345364572372E-5,6.9378689234797747E-5,3.4718212058118134E-2]
[2004,10,9,16,1.9428782322123504E-2,4.4217801158518933E-3,0,0,3.230881977698009E-3,8.6535752688172353E-5,2.7167980168361579E-2,null,2.2289838629118978E-2,6.1705870039814774E-3,0,0,5.6511265457080025E-3,4.9184345364572372E-5,6.7209358813154075E-5,3.4160736524173028E-2]
[2004,10,9,21,2.1042810485322545E-2,4.3473386916802375E-3,3.3184136000000163E-4,3.2674000000000291E-5,2.8032766316293967E-3,8.6535752688172353E-5,2.8644476921320352E-2,null,2.414154640493742E-2,6.0667041168825124E-3,2.2070339201363893E-4,2.3948233891653517E-5,4.9032032421224272E-3,4.9184345364572372E-5,6.6077877767821479E-5,3.5405289735212224E-2]
[2004,10,9,24,1.4128133161739768E-2,3.3944781616569025E-3,3.3184136000000163E-4,3.2674000000000291E-5,2.7241310302694665E-3,8.6535752688172353E-5,2.0697793466354308E-2,null,1.6208623015313339E-2,4.7369887875086279E-3,2.2070339201363893E-4,2.3948233891653517E-5,4.7647698942290461E-3,4.9184345364572372E-5,5.1594763822004562E-5,2.6004217668320877E-2]
[2004,10,10,3,9.4853346042930234E-3,3.0371505060008061E-3,3.3184136000000163E-4,3.2674000000000291E-5,2.6799354354692362E-3,8.6535752688172353E-5,1.565347165845124E-2,null,1.0882132197864955E-2,4.2383386216511875E-3,2.2070339201363893E-4,2.3948233891653517E-5,4.687467504137754E-3,4.9184345364572372E-5,4.6163520749388115E-5,2.0101774294923762E-2]
[2004,10,10,7,1.1601234181220969E-2,3.3860842059926081E-3,0,0,2.941219577379688E-3,8.6535752688172353E-5,1.8015073717281435E-2,null,1.330961629559148E-2,4.7252750359477111E-3,0,0,5.1444788590912791E-3,4.9184345364572372E-5,5.1467178921054649E-5,2.3228554535995038E-2]
[2004,10,10,10,1.7979509676919331E-2,3.9360658353286759E-3,0,0,3.1057587249351758E-3,8.6535752688172353E-5,2.5107869989871353E-2,null,2.0627148046888671E-2,5.492773510655532E-3,0,0,5.4322738175507281E-3,4.9184345364572372E-5,5.9826688371598519E-5,3.1601379720459503E-2]
[2004,10,10,13,1.8568175706075017E-2,3.9662357416191049E-3,0,0,2.8970341367731607E-3,8.6535752688172353E-5,2.5517981337155455E-2,null,2.1302500242346818E-2,5.5348755661149751E-3,0,0,5.0671942296715254E-3,4.9184345364572372E-5,6.0285259355253599E-5,3.1953754383497894E-2]
[2004,10,10,17,2.0684133428716191E-2,3.7185253179369141E-3,0,0,2.7880059356388221E-3,8.6535752688172353E-5,2.7277200434980099E-2,null,2.3730051048245958E-2,5.1891960702837824E-3,0,0,4.8764933108778148E-3,4.9184345364572372E-5,5.6520156091224087E-5,3.3844924774772127E-2]
[2004,10,10,18,2.0839041010501415E-2,3.4601137251095821E-3,0,0,2.5112262739775768E-3,8.6535752688172353E-5,2.6896916762276745E-2,null,2.3907770111807027E-2,4.8285831102087015E-3,0,0,4.3923787860754042E-3,4.9184345364572372E-5,5.2592399167819309E-5,3.3177916353455704E-2]
[2004,10,10,22,1.7152650967414012E-2,2.9529639675025211E-3,3.3184136000000163E-4,3.2674000000000291E-5,2.1347419056706304E-3,8.6535752688172353E-5,2.2691407953275337E-2,null,1.9678527237906304E-2,4.1208564432621293E-3,2.2070339201363893E-4,2.3948233891653517E-5,3.733871040367103E-3,4.9184345364572372E-5,4.4883917710583785E-5,2.7827090692805399E-2]
[2004,10,11,1,9.6980087353143504E-3,3.1020317625025258E-3,3.3184136000000163E-4,3.2674000000000291E-5,2.5368906730570085E-3,8.6535752688172353E-5,1.5787982283562058E-2,null,1.1126124434869716E-2,4.3288803102205136E-3,2.2070339201363893E-4,2.3948233891653517E-5,4.4372683140490492E-3,4.9184345364572372E-5,4.7149690919370042E-5,2.0186109030409141E-2]
[2004,10,11,4,8.792000978278737E-3,3.2732770293317265E-3,3.3184136000000163E-4,3.2674000000000291E-5,2.7948746349286736E-3,8.6535752688172353E-5,1.531120375522731E-2,null,1.0086699196260804E-2,4.5678528032672486E-3,2.2070339201363893E-4,2.3948233891653517E-5,4.8885073334138593E-3,4.9184345364572372E-5,4.975255317887448E-5,1.9836895304211774E-2]
[2004,10,11,8,1.4798379749653701E-2,4.8678408217952517E-3,0,0,2.9485189602998091E-3,8.6535752688172353E-5,2.2701275284436932E-2,null,1.6977569212693264E-2,6.7930639980801778E-3,0,0,5.1572461891491147E-3,4.9184345364572372E-5,7.3989310156894782E-5,2.8977063745287125E-2]
[2004,10,11,10,1.5411526569646672E-2,5.6733639712290319E-3,0,0,3.2581741765065775E-3,8.6535752688172353E-5,2.4429600470070454E-2,null,1.7681007207262706E-2,7.9171702510082917E-3,0,0,5.6988632535922481E-3,4.9184345364572372E-5,8.6232952528099985E-5,3.1346225057227818E-2]
[2004,10,11,13,1.5254825857146662E-2,5.7383164682507752E-3,0,0,3.1094040542348901E-3,8.6535752688172353E-5,2.4189082132320499E-2,null,1.7501230958973799E-2,8.0078113556081524E-3,0,0,5.4386498527373003E-3,4.9184345364572372E-5,8.722020552661406E-5,3.0996876512683826E-2]
[2004,10,11,16,1.6580851556601744E-2,5.4920681809208548E-3,0,0,3.3157578716845985E-3,8.6535752688172353E-5,2.5475213361895368E-2,null,1.9022525416283253E-2,7.6641722686930499E-3,0,0,5.79958273225681E-3,4.9184345364572372E-5,8.3477326173353233E-5,3.2535464762597686E-2]
[2004,10,11,19,2.0722584666799413E-2,4.7322731229772598E-3,3.3184136000000163E-4,3.2674000000000291E-5,2.8439671901610247E-3,8.6535752688172353E-5,2.8749876092625869E-2,null,2.3774164563841266E-2,6.6038794935212464E-3,2.2070339201363893E-4,2.3948233891653517E-5,4.9743749831717881E-3,4.9184345364572372E-5,7.1928733223033253E-5,3.5646255011804164E-2]
[2004,10,11,23,1.3634495469588717E-2,3.4314518619585643E-3,3.3184136000000163E-4,3.2674000000000291E-5,2.2240986053389468E-3,8.6535752688172353E-5,1.9741097049574399E-2,null,1.5642292901728791E-2,4.7885855265125945E-3,2.2070339201363893E-4,2.3948233891653517E-5,3.8901645914835282E-3,4.9184345364572372E-5,5.2156749860459045E-5,2.4614878990994776E-2]
[2004,10,12,2,9.4639943638626586E-3,3.3963651296187777E-3,3.3184136000000163E-4,3.2674000000000291E-5,2.6217655576272064E-3,8.6535752688172353E-5,1.5933176163796813E-2,null,1.0857649422382017E-2,4.7396220482491909E-3,2.2070339201363893E-4,2.3948233891653517E-5,4.5857227350304952E-3,4.9184345364572372E-5,5.1623445010009355E-5,2.0476830176931565E-2]
[2004,10,12,7,1.4545451222346843E-2,4.733398514007163E-3,0,0,3.1016593270992679E-3,8.6535752688172353E-5,2.2467044816141445E-2,null,1.6687394771243532E-2,6.6054499748843115E-3,0,0,5.4251035723694354E-3,4.9184345364572372E-5,7.1945838734287131E-5,2.8767132663861848E-2]
[2004,10,12,10,1.4910798429429072E-2,5.8223545700268053E-3,0,0,3.1920129652570515E-3,8.6535752688172353E-5,2.40117017174011E-2,null,1.7106542515782787E-2,{"$f":"(F6852*X$5)-S6852","v":8.1250863907912484E-3},0,0,5.5831408657832128E-3,4.9184345364572372E-5,{"$f":"(F6852*$AC$7)*$AC$5","v":8.8497552384272848E-5},3.0863954117721821E-2]
[2004,10,12,13,1.4859974773231361E-2,6.035428763508972E-3,0,0,3.2470649373047096E-3,8.6535752688172353E-5,2.4229004226733214E-2,null,1.7048234636451675E-2,8.4224310833668509E-3,0,0,5.6794321146680631E-3,4.9184345364572372E-5,9.1736198257283966E-5,3.1199282179851164E-2]
[2004,10,12,14,1.505476639975897E-2,6.0644027115213418E-3,0,0,3.2564757924280203E-3,8.6535752688172353E-5,2.4462180656396503E-2,null,1.7271711015445328E-2,8.4628641809824968E-3,0,0,5.6958926147953519E-3,4.9184345364572372E-5,9.2176591134626742E-5,3.1479652156587747E-2]
[2004,10,12,17,1.8879964257969395E-2,5.3979828239242317E-3,0,0,3.3101694580964874E-3,8.6535752688172353E-5,2.7674652292678282E-2,null,2.1660202356298588E-2,7.5328763050907374E-3,0,0,5.7898080538271533E-3,4.9184345364572372E-5,8.2047264896723814E-5,3.5032071060581052E-2]
[2004,10,12,20,2.1140794052424697E-2,5.1326971970011622E-3,3.3184136000000163E-4,3.2674000000000291E-5,3.02351840282367E-3,8.6535752688172353E-5,2.97480607649377E-2,null,2.4253958900110905E-2,7.1626706415467466E-3,2.2070339201363893E-4,2.3948233891653517E-5,5.2884275023278374E-3,4.9184345364572372E-5,7.8015025296222993E-5,3.6998893015255351E-2]
[2004,10,12,24,1.1487410315481925E-2,3.5083871613730655E-3,3.3184136000000163E-4,3.2674000000000291E-5,2.4863927400684384E-3,8.6535752688172353E-5,1.7933241329611601E-2,null,1.3179030880746578E-2,4.8959486124816676E-3,2.2070339201363893E-4,2.3948233891653517E-5,4.3489425220254061E-3,4.9184345364572372E-5,5.3326136851279702E-5,2.2717757986523514E-2]
[2004,10,13,4,1.1712818432071585E-2,3.9556459481605855E-3,3.3184136000000163E-4,3.2674000000000291E-5,3.2371239566539871E-3,8.6535752688172353E-5,1.9356639449574331E-2,null,1.3437632292877073E-2,5.52009752646173E-3,2.2070339201363893E-4,2.3948233891653517E-5,5.662044373477438E-3,4.9184345364572372E-5,6.0124298563521944E-5,2.4913610164086105E-2]
[2004,10,13,7,1.8772920390182427E-2,5.3185175476491396E-3,0,0,3.9413907088243797E-3,8.6535752688172353E-5,2.8119364399344118E-2,null,2.1537395352769016E-2,7.4219826405023497E-3,0,0,6.8938753614002247E-3,4.9184345364572372E-5,8.0839423229696423E-5,3.5902437700036163E-2]
[2004,10,13,11,1.6209613941420099E-2,5.8065710644656003E-3,0,0,3.0798548351686022E-3,8.6535752688172353E-5,2.5182575593742471E-2,null,1.8596619850084421E-2,8.1030605342942048E-3,0,0,5.3869653970923378E-3,4.9184345364572372E-5,8.8257649164121877E-5,3.2135830126835532E-2]
[2004,10,13,14,1.4497603723130166E-2,5.6484294094078834E-3,0,0,2.8002246567180229E-3,8.6535752688172353E-5,2.3032793541944246E-2,null,1.6632501313760498E-2,7.8823741102929355E-3,0,0,4.8978650414213338E-3,4.9184345364572372E-5,8.5853956768840376E-5,2.9461924810839337E-2]
[2004,10,13,15,1.4655315549932003E-2,5.5647559873173999E-3,0,0,2.869697846233961E-3,8.6535752688172353E-5,2.3176305136171537E-2,null,1.6813437571680974E-2,7.7656079850215243E-3,0,0,5.019380401065714E-3,4.9184345364572372E-5,8.45821529022837E-5,2.9647610303132781E-2]
[2004,10,13,18,1.9622870366588555E-2,4.758657905352336E-3,0,0,2.4337604803998897E-3,8.6535752688172353E-5,2.6901824505028954E-2,null,2.2512507817503524E-2,6.6406994146753669E-3,0,0,4.2568835852314808E-3,4.9184345364572372E-5,7.2329771777505068E-5,3.3459275162774943E-2]
[2004,10,13,21,1.9904879233397288E-2,4.5958267566999864E-3,3.3184136000000163E-4,3.2674000000000291E-5,2.3863385198095643E-3,8.6535752688172353E-5,2.733809562259501E-2,null,2.2836044930068196E-2,6.41346880994323E-3,2.2070339201363893E-4,2.3948233891653517E-5,4.1739379678454669E-3,4.9184345364572372E-5,6.9854800881394513E-5,3.3717287679126753E-2]
[2004,10,14,2,1.0870815203423777E-2,3.599725863949188E-3,3.3184136000000163E-4,3.2674000000000291E-5,2.7156641694669548E-3,8.6535752688172353E-5,1.7637256349528091E-2,null,1.2471636803268566E-2,5.0234116242800662E-3,2.2070339201363893E-4,2.3948233891653517E-5,4.7499605319031649E-3,4.9184345364572372E-5,5.4714450036044175E-5,2.2538844930721658E-2]
[2004,10,14,5,1.1765415842097124E-2,3.7886363865377135E-3,3.3184136000000163E-4,3.2674000000000291E-5,2.9276326431782575E-3,8.6535752688172353E-5,1.8932735984501268E-2,null,1.3497975126634795E-2,5.2870359531835224E-3,2.2070339201363893E-4,2.3948233891653517E-5,5.120713990838432E-3,4.9184345364572372E-5,5.7585817395700088E-5,2.4199561041926609E-2]
[2004,10,14,9,1.6931876021564478E-2,5.5021421426065939E-3,0,0,3.1422009049759127E-3,8.6535752688172353E-5,2.5662754821835155E-2,null,1.942524127099653E-2,7.6782304659412069E-3,0,0,5.4960147317757689E-3,4.9184345364572372E-5,8.3630446520332845E-5,3.264867081407808E-2]
[2004,10,14,12,1.6059446787541929E-2,5.6451827681031986E-3,0,0,2.9027257889856473E-3,8.6535752688172353E-5,2.4693891097318944E-2,null,1.8424339283456888E-2,7.8778434276003569E-3,0,0,5.0771494824876119E-3,4.9184345364572372E-5,8.5804609068442078E-5,3.1428516538909428E-2]
[2004,10,14,15,1.5185569454618731E-2,5.6636441423005071E-3,0,0,2.975999571045297E-3,8.6535752688172353E-5,2.3911748920652707E-2,null,1.742177595192361E-2,7.903606245450381E-3,0,0,5.2053124478202975E-3,4.9184345364572372E-5,8.6085214862964226E-5,3.0579878990558862E-2]
[2004,10,14,18,2.1967866728425125E-2,5.2523525554436399E-3,0,0,3.0251638372626238E-3,8.6535752688172353E-5,3.0331918873819561E-2,null,2.5202825184006159E-2,7.3296495008335228E-3,0,0,5.2913055270595909E-3,4.9184345364572372E-5,7.9833740770257302E-5,3.7872964557263848E-2]
[2004,10,14,20,2.2438358516937991E-2,5.1807146710895289E-3,3.3184136000000163E-4,3.2674000000000291E-5,2.8971032799514442E-3,8.6535752688172353E-5,3.0967227580667136E-2,null,2.574260095936886E-2,7.2296789490180939E-3,2.2070339201363893E-4,2.3948233891653517E-5,5.0673151678094549E-3,4.9184345364572372E-5,7.8744872452968055E-5,3.8333431047466275E-2]
[2004,10,14,23,1.5829984842109748E-2,3.8863390159878863E-3,3.3184136000000163E-4,3.2674000000000291E-5,2.3806790365953792E-3,8.6535752688172353E-5,2.2548054007381187E-2,null,1.8161087081110527E-2,5.4233798146475394E-3,2.2070339201363893E-4,2.3948233891653517E-5,4.1640389817334898E-3,4.9184345364572372E-5,5.9070859823785679E-5,2.8042341848761421E-2]
[2004,10,15,3,1.0836278868773051E-2,3.8027073514740029E-3,3.3184136000000163E-4,3.2674000000000291E-5,2.9680065811288846E-3,8.6535752688172353E-5,1.8058043914064112E-2,null,1.2432014694510399E-2,5.3066719620067744E-3,2.2070339201363893E-4,2.3948233891653517E-5,5.1913319317234523E-3,4.9184345364572372E-5,5.7799690656349135E-5,2.3223854559510489E-2]
[2004,10,15,6,1.4252081952033471E-2,4.4552721656028254E-3,1.6592068000000082E-4,1.6337000000000145E-5,3.4029201120903173E-3,8.6535752688172353E-5,2.2379067662414785E-2,null,1.6350824337460799E-2,6.2173251052698971E-3,1.1035169600681947E-4,1.1974116945826759E-5,5.9520379608724618E-3,4.9184345364572372E-5,6.771842510096626E-5,2.8691697561920373E-2]
[2004,10,15,10,1.7674405821651164E-2,5.7633460193602945E-3,0,0,3.1398911983403959E-3,8.6535752688172353E-5,2.6664178792040024E-2,null,2.0277115008981529E-2,8.0427400537218842E-3,0,0,5.4919748304203915E-3,4.9184345364572372E-5,8.7600645086559868E-5,3.3861014238488377E-2]
[2004,10,15,11,1.7137505826568859E-2,5.9494283978528059E-3,0,0,3.2608615333260095E-3,8.6535752688172353E-5,2.6434331510435845E-2,null,1.9661151844026406E-2,8.3024177121109721E-3,0,0,5.7035637018181227E-3,4.9184345364572372E-5,9.0429025742593208E-5,3.3716317603320077E-2]
[2004,10,15,17,1.9833136088231441E-2,5.2964811162914613E-3,0,0,3.1838592569244429E-3,8.6535752688172353E-5,2.8400012214135517E-2,null,2.2753736986009795E-2,7.3912308361640143E-3,0,0,5.5688792375583416E-3,4.9184345364572372E-5,8.0504477939954378E-5,3.5763031405096721E-2]
[2004,10,15,18,2.1535026272762041E-2,5.3657710542404039E-3,0,0,2.9330302755072382E-3,8.6535752688172353E-5,2.9920363355197852E-2,null,2.4706245226038419E-2,7.4879248325664238E-3,0,0,5.13015497430636E-3,4.9184345364572372E-5,8.1557658374019113E-5,3.7373509378275778E-2]
[2004,10,15,21,2.1453354799013995E-2,4.8757666426882725E-3,3.3184136000000163E-4,3.2674000000000291E-5,2.5110984117154718E-3,8.6535752688172353E-5,2.9291270966105912E-2,null,2.4612546921107939E-2,6.8041244683245102E-3,2.2070339201363893E-4,2.3948233891653517E-5,4.3921551425537397E-3,4.9184345364572372E-5,7.4109779589189297E-5,3.6102662503256056E-2]
[2004,10,16,1,1.3355003614806535E-2,3.6075123992842057E-3,3.3184136000000163E-4,3.2674000000000291E-5,2.8329528248294271E-3,8.6535752688172353E-5,2.0246519951608338E-2,null,1.5321643452990353E-2,5.0342777217533561E-3,2.2070339201363893E-4,2.3948233891653517E-5,4.9551097878662428E-3,4.9184345364572372E-5,5.4832802381373698E-5,2.5604866933879814E-2]
[2004,10,16,4,1.1366481535630388E-2,3.5496665256591893E-3,3.3184136000000163E-4,3.2674000000000291E-5,2.9376790987788418E-3,8.6535752688172353E-5,1.8304878272756592E-2,null,1.3040294291709926E-2,4.9535538986159597E-3,2.2070339201363893E-4,2.3948233891653517E-5,5.1382862179660807E-3,4.9184345364572372E-5,5.3953567327964653E-5,2.3425970379561831E-2]
[2004,10,16,7,1.4996325296788198E-2,4.2186319425956444E-3,0,0,3.3565277655528158E-3,8.6535752688172353E-5,2.2658020757624832E-2,null,1.7204663954392872E-2,5.8870940565859961E-3,0,0,5.8708932385194172E-3,4.9184345364572372E-5,6.4121584633775736E-5,2.9011835594862857E-2]
[2004,10,16,12,2.0637674718497354E-2,4.7924111105281386E-3,0,0,3.3050175804936049E-3,8.6535752688172353E-5,2.8821639162207268E-2,null,2.367675089095737E-2,6.6878019579370415E-3,0,0,5.7807969192568247E-3,4.9184345364572372E-5,7.2842807527433463E-5,3.6194534113515808E-2]
[2004,10,16,15,1.9817983659253694E-2,4.3708885121768242E-3,0,0,3.0171796450448327E-3,8.6535752688172353E-5,2.7292587569163522E-2,null,2.2736353230756717E-2,6.099567853317841E-3,0,0,5.2773403989925666E-3,4.9184345364572372E-5,6.6435825990996639E-5,3.4162445828431691E-2]
[2004,10,16,18,2.3022035123248966E-2,4.5058033422418183E-3,0,0,2.9709371380729484E-3,8.6535752688172353E-5,3.0585311356251903E-2,null,2.6412228996296781E-2,6.2878412805873092E-3,0,0,5.1964577606007133E-3,4.9184345364572372E-5,6.8486479570659546E-5,3.7945712382849377E-2]
[2004,10,16,19,2.3946036185815318E-2,4.7034466090854939E-3,3.3184136000000163E-4,3.2674000000000291E-5,2.997199723112486E-3,8.6535752688172353E-5,3.2097733630701474E-2,null,2.7472297210365249E-2,6.563652139982579E-3,2.2070339201363893E-4,2.3948233891653517E-5,5.2423935739483703E-3,4.9184345364572372E-5,7.1490581287676137E-5,3.9572178895566065E-2]
[2004,10,16,22,1.9502915603367019E-2,4.171796559632129E-3,3.3184136000000163E-4,3.2674000000000291E-5,2.6828005104971363E-3,8.6535752688172353E-5,2.6808563786184458E-2,null,2.2374888677473448E-2,5.8217353553685599E-3,2.2070339201363893E-4,2.3948233891653517E-5,4.6924787987803231E-3,4.9184345364572372E-5,6.3409704807942304E-5,3.3182938802892192E-2]
[2004,10,17,2,1.259218124732233E-2,3.3825667073891495E-3,3.3184136000000163E-4,3.2674000000000291E-5,2.9620334039264572E-3,8.6535752688172353E-5,1.9387832471326111E-2,null,1.4446488891474476E-2,4.7203663723325269E-3,2.2070339201363893E-4,2.3948233891653517E-5,5.180884264342267E-3,4.9184345364572372E-5,5.1413714293784491E-5,2.4641575499419133E-2]
[2004,10,17,5,1.1991240679020321E-2,3.5060667852042805E-3,3.3184136000000163E-4,3.2674000000000291E-5,3.1842112147907066E-3,8.6535752688172353E-5,1.9132569791703479E-2,null,1.375705462477367E-2,4.8927105312889553E-3,2.2070339201363893E-4,2.3948233891653517E-5,5.5694948460685697E-3,4.9184345364572372E-5,5.32908680250551E-5,2.451309597340106E-2]
[2004,10,17,9,1.8212769362471168E-2,3.9561170303093023E-3,0,0,3.2617948787859227E-3,8.6535752688172353E-5,2.5517217024254562E-2,null,2.0894757239447746E-2,5.5207549208387725E-3,0,0,5.7051962137270188E-3,4.9184345364572372E-5,6.0131458831182037E-5,3.2169892719378111E-2]
[2004,10,17,13,1.9647594097533482E-2,4.1843609865353411E-3,0,0,3.1767203155164216E-3,8.6535752688172353E-5,2.7095211152273417E-2,null,2.2540872331755387E-2,5.8392689928019308E-3,0,0,5.5563925352963587E-3,4.9184345364572372E-5,6.360067926933452E-5,3.3985718205218243E-2]
[2004,10,17,16,2.0147343260785586E-2,4.0390807445500679E-3,0,0,3.0976677241760682E-3,8.6535752688172353E-5,2.7370627482199893E-2,null,2.3114213883440912E-2,5.6365306499531259E-3,0,0,5.4181218709656309E-3,4.9184345364572372E-5,6.139247541110878E-5,3.4218050749724241E-2]
[2004,10,17,19,2.5364684767556548E-2,3.9365736237738204E-3,3.3184136000000163E-4,3.2674000000000291E-5,2.9568706938659125E-3,8.6535752688172353E-5,3.2709180197884456E-2,null,2.9099854070809006E-2,5.493482128609904E-3,2.2070339201363893E-4,2.3948233891653517E-5,5.1718541827508232E-3,4.9184345364572372E-5,5.9834406560860922E-5,4.0059026353439595E-2]
[2004,10,17,20,2.4170424353424872E-2,3.9727562777554827E-3,3.3184136000000163E-4,3.2674000000000291E-5,3.0688576906811589E-3,8.6535752688172353E-5,3.1663089434549686E-2,null,2.7729728477203078E-2,5.5439749637530176E-3,2.2070339201363893E-4,2.3948233891653517E-5,5.3677303227166852E-3,4.9184345364572372E-5,6.038436899918928E-5,3.8935269734942643E-2]
[2004,10,18,2,1.0320692532872012E-2,3.2231787308716251E-3,3.3184136000000163E-4,3.2674000000000291E-5,2.6515773055054374E-3,8.6535752688172353E-5,1.6646499681937248E-2,null,1.1840503809470186E-2,4.4979407087487426E-3,2.2070339201363893E-4,2.3948233891653517E-5,4.6378663790792515E-3,4.9184345364572372E-5,4.8991078291178769E-5,2.1270146868568041E-2]
[2004,10,18,4,9.8499057379944407E-3,3.3626917300750465E-3,3.3184136000000163E-4,3.2674000000000291E-5,2.7895805788233754E-3,8.6535752688172353E-5,1.6453229159581036E-2,null,1.1300389585502996E-2,4.6926308736180682E-3,2.2070339201363893E-4,2.3948233891653517E-5,4.8792475148263558E-3,4.9184345364572372E-5,5.1111622275025317E-5,2.1166103945217282E-2]
[2004,10,18,7,1.5112010458396536E-2,4.4811218742745393E-3,0,0,3.1692425171146515E-3,8.6535752688172353E-5,2.2848910602473901E-2,null,1.7337384757028926E-2,6.2533983319359079E-3,0,0,5.5433131392232755E-3,4.9184345364572372E-5,6.8111330740734359E-5,2.918328057355268E-2]
[2004,10,18,10,1.7295400687354103E-2,5.5842229269545771E-3,0,0,3.2855867529725893E-3,8.6535752688172353E-5,2.6251746119969444E-2,null,1.984229808926807E-2,7.7927740678174155E-3,0,0,5.7468105136972746E-3,4.9184345364572372E-5,8.4878042905130901E-5,3.3431067016147335E-2]
[2004,10,18,14,1.6715587407809304E-2,5.5700908621575777E-3,0,0,3.0944387063162899E-3,8.6535752688172353E-5,2.5466652728971344E-2,null,1.917710228740058E-2,7.7730527942373104E-3,0,0,5.4124740049433136E-3,4.9184345364572372E-5,8.4663240950074995E-5,3.2411813431945775E-2]
[2004,10,18,17,2.0689643468006853E-2,5.1331177302871289E-3,0,0,3.1952022637867553E-3,8.6535752688172353E-5,2.9104499214768906E-2,null,2.3736372488498497E-2,7.1632574950675331E-3,0,0,5.5887192588374331E-3,4.9184345364572372E-5,7.8021417240591311E-5,3.6537533587768033E-2]
[2004,10,18,19,2.2822611712850469E-2,4.7890602698112466E-3,3.3184136000000163E-4,3.2674000000000291E-5,2.8315405201742635E-3,8.6535752688172353E-5,3.0894263615524154E-2,null,2.6183438763180144E-2,6.6831258651331646E-3,2.2070339201363893E-4,2.3948233891653517E-5,4.95263952978114E-3,4.9184345364572372E-5,7.279187603600539E-5,3.8113040129364305E-2]
[2004,10,18,22,1.7600586915901627E-2,3.684302244639428E-3,3.3184136000000163E-4,3.2674000000000291E-5,2.0364423598133777E-3,8.6535752688172353E-5,2.3772382633042603E-2,null,2.0192425630632702E-2,5.1414378268178282E-3,2.2070339201363893E-4,2.3948233891653517E-5,3.5619355822292123E-3,4.9184345364572372E-5,5.5999978526380045E-5,2.9189635010949604E-2]
[2004,10,19,1,1.2417827626596389E-2,3.6535868971376037E-3,3.3184136000000163E-4,3.2674000000000291E-5,2.6304614346821563E-3,8.6535752688172353E-5,1.915292707110432E-2,null,1.424646019147929E-2,5.098574609029574E-3,2.2070339201363893E-4,2.3948233891653517E-5,4.6009326690369537E-3,4.9184345364572372E-5,5.5533117045882594E-5,2.423980344081568E-2]
[2004,10,19,5,1.2738781413886183E-2,3.833087779389158E-3,3.3184136000000163E-4,3.2674000000000291E-5,2.9096359523060151E-3,8.6535752688172353E-5,1.9932556258269531E-2,null,1.4614677201041841E-2,5.3490678000532206E-3,2.2070339201363893E-4,2.3948233891653517E-5,5.0892360296423706E-3,4.9184345364572372E-5,5.8261461487812892E-5,2.5346817002007291E-2]
[2004,10,19,8,1.9255478550295427E-2,5.0675451636052644E-3,0,0,2.9991482989172691E-3,8.6535752688172353E-5,2.7408707765506132E-2,null,2.2091014377355819E-2,7.0717510842592994E-3,0,0,5.2458018223872629E-3,4.9184345364572372E-5,7.7024739421488163E-5,3.4457751629366949E-2]
[2004,10,19,11,1.7367249733325846E-2,5.8234615331461065E-3,0,0,2.9939707813148573E-3,8.6535752688172353E-5,2.6271217800474981E-2,null,1.9924727528942355E-2,8.1266311560348557E-3,0,0,5.2367458409661441E-3,4.9184345364572372E-5,8.8514377798365996E-5,3.3337288871307928E-2]
[2004,10,19,15,1.6347446983517831E-2,5.7540831006038734E-3,0,0,2.986439429092316E-3,8.6535752688172353E-5,2.5174505265902192E-2,null,1.8754750000249346E-2,8.029813665570559E-3,0,0,5.2235727740563452E-3,4.9184345364572372E-5,8.7459852280484879E-5,3.2057320785240817E-2]
[2004,10,19,16,1.8171734452522795E-2,5.546709685307712E-3,0,0,2.9427802003870645E-3,8.6535752688172353E-5,2.6747760090905744E-2,null,2.0847679583949588E-2,7.7404243997383718E-3,0,0,5.1472085403875024E-3,4.9184345364572372E-5,8.4307856045533292E-5,3.3784496869440038E-2]
[2004,10,19,20,2.4042995251045491E-2,5.2492933000766384E-3,3.3184136000000163E-4,3.2674000000000291E-5,2.8592388250369013E-3,8.6535752688172353E-5,3.2602578488847206E-2,null,2.7583534336901472E-2,7.3253803149140768E-3,2.2070339201363893E-4,2.3948233891653517E-5,5.0010865566180321E-3,4.9184345364572372E-5,7.9787241264113898E-5,4.0203837179703439E-2]
[2004,10,19,23,1.703728665961388E-2,3.9303327267828586E-3,3.3184136000000163E-4,3.2674000000000291E-5,2.3201260011248698E-3,8.6535752688172353E-5,2.3738796500209779E-2,null,1.9546174537577943E-2,5.4847729669472607E-3,2.2070339201363893E-4,2.3948233891653517E-5,4.0581258383464306E-3,4.9184345364572372E-5,5.9739547324491893E-5,2.9382909314141496E-2]
[2004,10,20,2,1.2633820702010979E-2,3.6459053171055845E-3,3.3184136000000163E-4,3.2674000000000291E-5,2.6747208674719769E-3,8.6535752688172353E-5,1.9405497999276714E-2,null,1.449426011615682E-2,5.08785497651196E-3,2.2070339201363893E-4,2.3948233891653517E-5,4.6783467179756094E-3,4.9184345364572372E-5,5.5416359980832448E-5,2.4554297781914251E-2]
[2004,10,20,6,1.5807989954164662E-2,4.1954004116156966E-3,1.6592068000000082E-4,1.6337000000000145E-5,3.0773817823444775E-3,8.6535752688172353E-5,2.3349565580813011E-2,null,1.8135853255601901E-2,5.8546744926566306E-3,1.1035169600681947E-4,1.1974116945826759E-5,5.3826397873796283E-3,4.9184345364572372E-5,6.3768474288959469E-5,2.9544677693955378E-2]
[2004,10,20,9,1.9473478563092252E-2,5.5536433118235813E-3,0,0,3.1219449697368466E-3,8.6535752688172353E-5,{"$f":"SUM(E7043:J7043)","v":2.8235602597340852E-2},null,{"$f":"E7043*W$5","v":2.2341116778310407E-2},7.7501002643332447E-3,{"$f":"G7043*Y$5","v":0},{"$f":"H7043*Z$5","v":0},{"$f":"I7043*AA$5","v":5.4605851326360363E-3},{"$f":"J7043*AB$5","v":4.9184345364572372E-5},8.4413244504518594E-5,{"$f":"SUM(M7043:R7043)","v":3.5600986520644258E-2}]
[2004,10,20,13,1.7567188208628202E-2,5.8729032920002647E-3,0,0,3.0552804570312393E-3,8.6535752688172353E-5,2.6581907710347876E-2,null,2.0154108674726612E-2,8.1956270505945481E-3,0,0,5.3439824216710988E-3,4.9184345364572372E-5,8.926587353630871E-5,3.3742902492356827E-2]
[2004,10,20,17,2.2017040809899968E-2,5.4380386959627649E-3,0,0,3.026972002430346E-3,8.6535752688172353E-5,3.0568587260981252E-2,null,2.5259240574463302E-2,7.5887742097712589E-3,0,0,5.2944681836496104E-3,4.9184345364572372E-5,8.265609876133875E-5,3.8191667313248745E-2]
[2004,10,20,20,2.5278747930697672E-2,5.5246689960912997E-3,3.3184136000000163E-4,3.2674000000000291E-5,2.8174121511715575E-3,8.6535752688172353E-5,3.4071880190648704E-2,null,2.9001262291143016E-2,7.7096666535650549E-3,2.2070339201363893E-4,2.3948233891653517E-5,4.9279276394459705E-3,4.9184345364572372E-5,8.3972846037974462E-5,4.1932692555423902E-2]
[2004,10,20,21,2.378631183615617E-2,5.2036131371552179E-3,3.3184136000000163E-4,3.2674000000000291E-5,2.6102114051481246E-3,8.6535752688172353E-5,3.2051187491147687E-2,null,2.7289052068183106E-2,7.2616337213980021E-3,2.2070339201363893E-4,2.3948233891653517E-5,4.5655133995492229E-3,4.9184345364572372E-5,7.909292033905866E-5,3.9410035160400189E-2]
[2004,10,20,24,1.4942935111478248E-2,3.8310418232210225E-3,3.3184136000000163E-4,3.2674000000000291E-5,2.5210864839433833E-3,8.6535752688172353E-5,2.1746114531330827E-2,null,1.714341160233052E-2,5.3462126715278207E-3,2.2070339201363893E-4,2.3948233891653517E-5,4.4096252514890756E-3,4.9184345364572372E-5,5.8230363740159808E-5,2.7193085496617277E-2]
[2004,10,21,3,1.2096161987748535E-2,3.6831160474908504E-3,3.3184136000000163E-4,3.2674000000000291E-5,2.7477035192490034E-3,8.6535752688172353E-5,1.8978032667176559E-2,null,1.3877426504057365E-2,5.1397824906144439E-3,2.2070339201363893E-4,2.3948233891653517E-5,4.8060004681528832E-3,4.9184345364572372E-5,5.5981948785485404E-5,2.4117045434094556E-2]
[2004,10,21,6,1.5471575426368617E-2,4.1830533311736657E-3,1.6592068000000082E-4,1.6337000000000145E-5,3.0571693436125249E-3,8.6535752688172353E-5,2.2980591533842982E-2,null,1.7749898777717488E-2,5.837444161858503E-3,1.1035169600681947E-4,1.1974116945826759E-5,5.3472862678576871E-3,4.9184345364572372E-5,6.3580803410267795E-5,2.9106139365750894E-2]
[2004,10,21,11,1.8079489707375714E-2,5.8682119250559935E-3,0,0,2.9870972246058562E-3,8.6535752688172353E-5,2.7021334609725733E-2,null,2.0741851001919959E-2,8.1890802556072867E-3,0,0,5.2247233223319785E-3,4.9184345364572372E-5,8.9194566561284934E-5,3.4204838925223795E-2]
[2004,10,21,15,1.700584307767913E-2,5.8093766960226681E-3,0,0,2.9915517718253257E-3,8.6535752688172353E-5,2.5893307298215294E-2,null,1.9510100616133626E-2,8.1069757885968621E-3,0,0,5.2325147582973951E-3,4.9184345364572372E-5,8.8300293685802285E-5,3.2898775508392458E-2]
[2004,10,21,18,2.4411855988489498E-2,5.376696977583491E-3,0,0,2.9704260860648293E-3,8.6535752688172353E-5,3.284551480482599E-2,null,2.8006713009549551E-2,7.5031719409302377E-3,0,0,5.1955638809761239E-3,4.9184345364572372E-5,8.1723728210847502E-5,4.0754633176820487E-2]
[2004,10,21,21,2.3499570757417258E-2,4.9628222206086316E-3,3.3184136000000163E-4,3.2674000000000291E-5,2.6312664597674664E-3,8.6535752688172353E-5,3.1544710550481532E-2,null,2.696008588453546E-2,6.9256103865893469E-3,2.2070339201363893E-4,2.3948233891653517E-5,4.6023407361409086E-3,4.9184345364572372E-5,7.5432990924859412E-5,3.8781872978535581E-2]
[2004,10,21,22,2.1464090729892051E-2,4.5493332707637561E-3,3.3184136000000163E-4,3.2674000000000291E-5,2.518074435691799E-3,8.6535752688172353E-5,2.8982549549035782E-2,null,2.4624863810701825E-2,6.3485872254747024E-3,2.2070339201363893E-4,2.3948233891653517E-5,4.4043568863958984E-3,4.9184345364572372E-5,6.9148117759011251E-5,3.5671643893842288E-2]
[2004,10,22,1,1.2158727972584485E-2,3.7991130338114513E-3,3.3184136000000163E-4,3.2674000000000291E-5,2.7857003273311929E-3,8.6535752688172353E-5,1.91945924464153E-2,null,1.3949205871520719E-2,5.3016560975188021E-3,2.2070339201363893E-4,2.3948233891653517E-5,4.8724605778961748E-3,4.9184345364572372E-5,5.7745058408896382E-5,2.441715851820556E-2]
[2004,10,22,7,1.6743646509296641E-2,4.8429839588867568E-3,0,0,3.3434551777645487E-3,8.6535752688172353E-5,2.5016621398636116E-2,null,1.9209293334366946E-2,6.7583762860718311E-3,0,0,5.8480280121257222E-3,4.9184345364572372E-5,7.3611495391253827E-5,3.1864881977929069E-2]
[2004,10,22,9,1.8608080232904882E-2,5.7341900869530152E-3,0,0,3.4375594960071114E-3,8.6535752688172353E-5,2.7866365568553177E-2,null,2.1348281056031482E-2,8.0020529971773138E-3,0,0,6.0126256094868002E-3,4.9184345364572372E-5,8.7157486116336996E-5,3.541214400806017E-2]
[2004,10,22,12,1.7517395016542783E-2,5.8679374559058904E-3,0,0,3.1653379224034226E-3,8.6535752688172353E-5,2.6637206147540265E-2,null,2.0096983004264553E-2,8.1886972343519909E-3,0,0,5.5364836236373866E-3,4.9184345364572372E-5,8.9190394735660613E-5,3.3871348207618501E-2]
[2004,10,22,16,1.9151250289292446E-2,5.6847783639758735E-3,0,0,3.4083910349833545E-3,8.6535752688172353E-5,2.8330955440939842E-2,null,2.1971437603071582E-2,7.9330990176354477E-3,0,0,5.9616071366590659E-3,4.9184345364572372E-5,8.6406446912184464E-5,3.5915328102730668E-2]
[2004,10,22,19,2.2665204925026473E-2,5.6124707706436839E-3,3.3184136000000163E-4,3.2674000000000291E-5,3.1445880860203296E-3,8.6535752688172353E-5,3.1873314894378661E-2,null,2.6002852463866386E-2,7.8321938880236766E-3,2.2070339201363893E-4,2.3948233891653517E-5,5.5001901434010266E-3,4.9184345364572372E-5,8.5307399275745741E-5,3.9629072466560958E-2]
[2004,10,22,22,1.9595270184231725E-2,4.6748650282922872E-3,3.3184136000000163E-4,3.2674000000000291E-5,2.6494894837088764E-3,8.6535752688172353E-5,2.7370675808921059E-2,null,2.248084326948049E-2,6.5237665901870245E-3,2.2070339201363893E-4,2.3948233891653517E-5,4.6342145758692622E-3,4.9184345364572372E-5,7.105615224130831E-5,3.393266040680664E-2]
[2004,10,22,24,1.4410592610121177E-2,3.6499808649255918E-3,3.3184136000000163E-4,3.2674000000000291E-5,2.6157176554318698E-3,8.6535752688172353E-5,2.112734224316681E-2,null,1.6532677061485979E-2,5.0935423969067656E-3,2.2070339201363893E-4,2.3948233891653517E-5,4.5751443663751773E-3,4.9184345364572372E-5,5.5478306741779031E-5,2.6495199796037781E-2]
[2004,10,23,3,1.2070194955083617E-2,3.5462447980158271E-3,3.3184136000000163E-4,3.2674000000000291E-5,2.8855540713933134E-3,8.6535752688172353E-5,1.8953044937180932E-2,null,1.3847635601149415E-2,4.9487788832207795E-3,2.2070339201363893E-4,2.3948233891653517E-5,5.0471144797263594E-3,4.9184345364572372E-5,5.3901558382490593E-5,2.4137364935366418E-2]
[2004,10,23,7,1.5533513615376898E-2,4.2205396092525986E-3,0,0,3.3775999427930691E-3,8.6535752688172353E-5,2.3218188920110735E-2,null,1.7820957900985465E-2,5.889756202322083E-3,0,0,5.9077505242389984E-3,4.9184345364572372E-5,6.4150580433992822E-5,2.9667648972911118E-2]
[2004,10,23,10,2.1197821028225889E-2,4.9248605357506102E-3,0,0,3.5363679940894188E-3,8.6535752688172353E-5,2.9745585310754091E-2,null,2.4319383591532139E-2,6.8726349167340306E-3,0,0,6.1854512745246511E-3,4.9184345364572372E-5,7.4855987900754244E-5,3.7426654128155393E-2]
[2004,10,23,13,2.1505493822047042E-2,4.601599016606556E-3,0,0,3.0805745967433917E-3,8.6535752688172353E-5,2.9274203188085161E-2,null,2.467236386642227E-2,6.4215239893121437E-3,0,0,5.3882243300307584E-3,4.9184345364572372E-5,6.9942537014141735E-5,3.6531296531129742E-2]
[2004,10,23,17,2.2587396890128897E-2,4.6411345658454103E-3,0,0,3.3518208259093636E-3,8.6535752688172353E-5,3.0666888034571842E-2,null,2.5913586522586012E-2,6.4766957843668026E-3,0,0,5.8626603436777716E-3,4.9184345364572372E-5,7.0543462172121326E-5,3.830212699599516E-2]
[2004,10,23,21,2.2474832346620968E-2,4.5253698957002505E-3,3.3184136000000163E-4,3.2674000000000291E-5,2.823767138712904E-3,8.6535752688172353E-5,3.0275020493722295E-2,null,2.5784445876067204E-2,6.3151463743097392E-3,2.2070339201363893E-4,2.3948233891653517E-5,4.939043130213025E-3,4.9184345364572372E-5,6.8783883665315924E-5,3.7332471351859832E-2]
[2004,10,23,24,1.5212781502645208E-2,3.4886387380742541E-3,3.3184136000000163E-4,3.2674000000000291E-5,2.7235127956311903E-3,8.6535752688172353E-5,2.1875984149038824E-2,null,1.7452995209477767E-2,4.8683897196909768E-3,2.2070339201363893E-4,2.3948233891653517E-5,4.7636885417686476E-3,4.9184345364572372E-5,5.3025968404928054E-5,2.7378909442207257E-2]
[2004,10,24,1,1.5755013432933201E-2,3.5496309293706124E-3,3.3184136000000163E-4,3.2674000000000291E-5,2.797854875837647E-3,8.6535752688172353E-5,2.2553550350829635E-2,null,1.8075075483232877E-2,4.9535042240527911E-3,2.2070339201363893E-4,2.3948233891653517E-5,4.8937200643738759E-3,4.9184345364572372E-5,5.3953026278055181E-5,2.8216135742929405E-2]
[2004,10,24,4,1.4065143158919314E-2,3.4896495888696259E-3,3.3184136000000163E-4,3.2674000000000291E-5,2.8751165591678158E-3,8.6535752688172353E-5,2.088096041964493E-2,null,1.6136357189548391E-2,4.8698003603419044E-3,2.2070339201363893E-4,2.3948233891653517E-5,5.0288582565601123E-3,4.9184345364572372E-5,5.3041332948625995E-5,2.632885177772027E-2]
[2004,10,24,8,1.8335375704501083E-2,4.1869595080179286E-3,0,0,3.1104118100614767E-3,8.6535752688172353E-5,2.5719282775268661E-2,null,2.1035418426208867E-2,5.8428952253304408E-3,0,0,5.4404125156084686E-3,4.9184345364572372E-5,6.3640175797459198E-5,3.2367910512512352E-2]
[2004,10,24,11,2.3795570486816714E-2,4.7691105731928769E-3,0,0,3.2072174396868551E-3,8.6535752688172353E-5,3.1858434252384618E-2,null,2.7299674135265094E-2,6.6552860957503823E-3,0,0,5.609734969082839E-3,4.9184345364572372E-5,7.2488648312530208E-5,3.9613879545462888E-2]
[2004,10,24,14,2.2266716273554955E-2,4.4863829970186496E-3,0,0,2.8146353056643925E-3,8.6535752688172353E-5,2.9654270328926167E-2,null,2.5545682910490867E-2,6.2607402202208484E-3,0,0,4.9230706668090271E-3,4.9184345364572372E-5,6.8191297785002655E-5,3.677867814288531E-2]
[2004,10,24,19,2.8727235923608117E-2,4.352267351442069E-3,3.3184136000000163E-4,3.2674000000000291E-5,2.7395870631093241E-3,8.6535752688172353E-5,3.6270141450847691E-2,null,3.2957569979499834E-2,6.0735820536131011E-3,2.2070339201363893E-4,2.3948233891653517E-5,4.791803997633493E-3,4.9184345364572372E-5,6.6152791502498918E-5,4.4116792002016292E-2]
[2004,10,24,22,2.395814281463669E-2,3.9271497430401446E-3,3.3184136000000163E-4,3.2674000000000291E-5,2.4650388022120278E-3,8.6535752688172353E-5,3.0801382472577035E-2,null,2.7486186645034744E-2,5.4803311182795118E-3,2.2070339201363893E-4,2.3948233891653517E-5,4.3115924096075757E-3,4.9184345364572372E-5,5.9691167194576883E-5,3.7571946144191688E-2]
[2004,10,25,1,1.3005626072072826E-2,3.475924480059552E-3,3.3184136000000163E-4,3.2674000000000291E-5,2.7105007585959307E-3,8.6535752688172353E-5,1.9643102423416482E-2,null,1.4920817044054535E-2,4.8506469931837203E-3,2.2070339201363893E-4,2.3948233891653517E-5,4.7409292245260901E-3,4.9184345364572372E-5,5.2832716568209688E-5,2.4806229233034209E-2]
[2004,10,25,2,1.2440214515254384E-2,3.5224631524653745E-3,3.3184136000000163E-4,3.2674000000000291E-5,2.8631293519976397E-3,8.6535752688172353E-5,1.927685813240557E-2,null,1.4272143743197636E-2,4.9155916352975207E-3,2.2070339201363893E-4,2.3948233891653517E-5,5.0078914663412542E-3,4.9184345364572372E-5,5.3540086507569085E-5,2.4489462816106273E-2]
[2004,10,25,5,1.26870826200326E-2,3.8409465245167638E-3,3.3184136000000163E-4,3.2674000000000291E-5,3.1136420155969862E-3,8.6535752688172353E-5,2.0092722272834523E-2,null,1.4555365312462789E-2,5.360034666175342E-3,2.2070339201363893E-4,2.3948233891653517E-5,5.4460624589910541E-3,4.9184345364572372E-5,5.8380911394245114E-5,2.5655298408899047E-2]
[2004,10,25,9,1.9109560066763474E-2,5.3923992444301705E-3,0,0,3.1273947014888994E-3,8.6535752688172353E-5,2.7715889765370715E-2,null,2.1923608134545153E-2,7.525084428932482E-3,0,0,5.4701172430577719E-3,4.9184345364572372E-5,8.1962396633751449E-5,3.4967994151899974E-2]
[2004,10,25,11,1.8313787283412961E-2,5.5802666950371411E-3,0,0,2.9064650956787557E-3,8.6535752688172353E-5,2.6887054826817032E-2,null,2.1010650923318903E-2,7.7872531525717773E-3,0,0,5.0836898932676506E-3,4.9184345364572372E-5,8.4817909700059529E-5,3.3930778314522902E-2]
[2004,10,25,16,1.8145030763249057E-2,5.2206619825067996E-3,0,0,2.7715122866052407E-3,8.6535752688172353E-5,2.6223740785049268E-2,null,2.081704354537315E-2,7.2854253575271293E-3,0,0,4.8476443159183409E-3,4.9184345364572372E-5,7.9352056237851244E-5,3.299929756418319E-2]
[2004,10,25,20,2.4392608710614692E-2,4.9116335009453758E-3,3.3184136000000163E-4,3.2674000000000291E-5,2.7828980194856468E-3,8.6535752688172353E-5,3.253819134373389E-2,null,2.7984631403468109E-2,6.8541766110444772E-3,2.2070339201363893E-4,2.3948233891653517E-5,4.8675590691550554E-3,4.9184345364572372E-5,7.4654942053840203E-5,4.0000203054937504E-2]
[2004,10,25,23,1.756467127962481E-2,3.845760205707714E-3,3.3184136000000163E-4,3.2674000000000291E-5,2.2778246536609859E-3,8.6535752688172353E-5,2.4139307251681685E-2,null,2.0151221106149413E-2,5.3667521504961249E-3,2.2070339201363893E-4,2.3948233891653517E-5,3.9841366709232693E-3,4.9184345364572372E-5,5.8454077498822524E-5,2.9795945898838667E-2]
[2004,10,25,24,1.4357938700544819E-2,3.8931536939701599E-3,3.3184136000000163E-4,3.2674000000000291E-5,2.6733559799993457E-3,8.6535752688172353E-5,2.1375499487202496E-2,null,1.6472269408129708E-2,5.4328896867560563E-3,2.2070339201363893E-4,2.3948233891653517E-5,4.6759593971506044E-3,4.9184345364572372E-5,5.9174440310763036E-5,2.6874954463306233E-2]
[2004,10,26,3,1.1886265872756149E-2,3.6731827069600501E-3,3.3184136000000163E-4,3.2674000000000291E-5,2.7539534997363196E-3,8.6535752688172353E-5,1.8764453192140689E-2,null,1.363662136997895E-2,5.1259205299606925E-3,2.2070339201363893E-4,2.3948233891653517E-5,4.816932291378191E-3,4.9184345364572372E-5,5.5830965826031035E-5,2.3873310162587699E-2]
[2004,10,26,8,1.9719337701308112E-2,5.0835213998853424E-3,0,0,2.984641995168544E-3,8.6535752688172353E-5,2.7874036849050168E-2,null,2.2623180801956681E-2,7.0940458961629878E-3,0,0,5.2204288874548232E-3,4.9184345364572372E-5,7.7267572074514514E-5,3.4986839930939061E-2]
[2004,10,26,11,1.7791090826884935E-2,5.849627465013693E-3,0,0,2.9899804494299765E-3,8.6535752688172353E-5,2.6717234494016775E-2,null,2.0410982890868137E-2,8.1631456716595406E-3,0,0,5.2297663627318752E-3,4.9184345364572372E-5,8.891208990921128E-5,3.3853079270624122E-2]
[2004,10,26,14,1.6461178899558847E-2,5.802438502467042E-3,0,0,2.8407719357919766E-3,8.6535752688172353E-5,2.519092509050604E-2,null,1.8885229925007581E-2,8.0972935507053929E-3,0,0,4.9687861727757852E-3,4.9184345364572372E-5,8.8194835809567447E-5,3.2000493993853331E-2]
[2004,10,26,17,2.1231221465697177E-2,5.4321424211407621E-3,0,0,2.9970550065264744E-3,8.6535752688172353E-5,2.9746954646052585E-2,null,2.4357702532422698E-2,7.5805459677883262E-3,0,0,5.2421404505763446E-3,4.9184345364572372E-5,8.2566477649526277E-5,3.7229573296151945E-2]
[2004,10,26,21,2.3154579779434692E-2,4.9463094037267502E-3,3.3184136000000163E-4,3.2674000000000291E-5,2.63776591442138E-3,8.6535752688172353E-5,3.1189706210270993E-2,null,2.6564291999965711E-2,6.9025667773232107E-3,2.2070339201363893E-4,2.3948233891653517E-5,4.6137089139266924E-3,4.9184345364572372E-5,7.5182002452852035E-5,3.8374403662485478E-2]
[2004,10,26,24,1.4388232606971616E-2,3.8041936157687975E-3,3.3184136000000163E-4,3.2674000000000291E-5,2.5181381714754936E-3,8.6535752688172353E-5,2.1161615506904079E-2,null,1.650702435439981E-2,5.3087460414276526E-3,2.2070339201363893E-4,2.3948233891653517E-5,4.4044683664752182E-3,4.9184345364572372E-5,5.7822281302573706E-5,2.6514074733572542E-2]
[2004,10,27,1,1.1523287681801705E-2,3.6161867818009074E-3,3.3184136000000163E-4,3.2674000000000291E-5,2.6637651762049285E-3,8.6535752688172353E-5,1.8254290752495714E-2,null,1.3220191499690517E-2,5.0463828085335052E-3,2.2070339201363893E-4,2.3948233891653517E-5,4.6591841493107177E-3,4.9184345364572372E-5,5.4964649662733872E-5,2.3219594428804603E-2]
[2004,10,27,5,1.182807013310154E-2,3.7918172582500622E-3,3.3184136000000163E-4,3.2674000000000291E-5,2.9264027996072964E-3,8.6535752688172353E-5,1.899734130364707E-2,null,1.3569855804114003E-2,5.2914748545163101E-3,2.2070339201363893E-4,2.3948233891653517E-5,5.1185628749205797E-3,4.9184345364572372E-5,5.7634165423565035E-5,2.4273729504820755E-2]
[2004,10,27,8,1.7937443183511169E-2,5.0695608244342655E-3,0,0,3.0291798786953039E-3,8.6535752688172353E-5,2.6122719639328908E-2,null,2.0578886898340362E-2,7.0745639356879081E-3,0,0,5.2983299737913324E-3,4.9184345364572372E-5,7.7055376691626554E-5,3.3000965153184174E-2]
[2004,10,27,12,1.6138873169460159E-2,5.6506341778403786E-3,0,0,2.9021110313985289E-3,8.6535752688172353E-5,2.4778154131387238E-2,null,1.8515461887359662E-2,7.8854508610765334E-3,0,0,5.0760742117275772E-3,4.9184345364572372E-5,8.5887468401892468E-5,3.1526171305528344E-2]
[2004,10,27,15,1.5260191544048682E-2,5.6700683359723683E-3,0,0,2.9765477955391983E-3,8.6535752688172353E-5,2.399334342824842E-2,null,1.7507386789699445E-2,7.9125711973349246E-3,0,0,5.2062713457348229E-3,4.9184345364572372E-5,8.6182860138456197E-5,3.0675413678133763E-2]
[2004,10,27,19,2.2853958521087171E-2,5.2988924032843585E-3,3.3184136000000163E-4,3.2674000000000291E-5,2.9806034569468021E-3,8.6535752688172353E-5,3.1584505494006508E-2,null,2.6219401660162029E-2,7.3945957832648205E-3,2.2070339201363893E-4,2.3948233891653517E-5,5.213365091652847E-3,4.9184345364572372E-5,8.0541128575775501E-5,3.9121198506349562E-2]
[2004,10,27,22,1.9388283383079821E-2,4.4218753375412532E-3,3.3184136000000163E-4,3.2674000000000291E-5,2.5946965449454343E-3,8.6535752688172353E-5,2.685590637825468E-2,null,2.2243375870878782E-2,6.1707198856950562E-3,2.2070339201363893E-4,2.3948233891653517E-5,4.5383764013705273E-3,4.9184345364572372E-5,6.7210806146246032E-5,3.3246308129214232E-2]
[2004,10,28,2,1.1537010857463269E-2,3.6280591989557975E-3,3.3184136000000163E-4,3.2674000000000291E-5,2.6888826123669636E-3,8.6535752688172353E-5,1.8305003781474202E-2,null,1.3235935531709807E-2,5.0629507474817077E-3,2.2070339201363893E-4,2.3948233891653517E-5,4.7031169859897397E-3,4.9184345364572372E-5,5.5145105841837364E-5,2.3295839236451114E-2]
[2004,10,28,3,1.1319780484852434E-2,3.6479155353143855E-3,3.3184136000000163E-4,3.2674000000000291E-5,2.7704620711551924E-3,8.6535752688172353E-5,1.8189209204010185E-2,null,1.2986716107118009E-2,5.0906602327728777E-3,2.2070339201363893E-4,2.3948233891653517E-5,4.8458073870396483E-3,4.9184345364572372E-5,5.5446914525234991E-5,2.3217019698200395E-2]
[2004,10,28,6,1.4540195490629732E-2,4.1426928586063942E-3,1.6592068000000082E-4,1.6337000000000145E-5,3.0737187359629091E-3,8.6535752688172353E-5,2.2025400517887209E-2,null,1.6681365087555175E-2,5.7811211876325052E-3,1.1035169600681947E-4,1.1974116945826759E-5,5.3762327632952047E-3,4.9184345364572372E-5,6.2967339734650428E-5,2.8010229196800102E-2]
[2004,10,28,9,1.7888974415656879E-2,5.5406942819374036E-3,0,0,3.1181433828365544E-3,8.6535752688172353E-5,{"$f":"SUM(E7235:J7235)","v":2.6634347833119007E-2},null,{"$f":"E7235*W$5","v":2.0523280685037216E-2},7.7320299140588465E-3,{"$f":"G7235*Y$5","v":0},{"$f":"H7235*Z$5","v":0},{"$f":"I7235*AA$5","v":5.4539357877214428E-3},{"$f":"J7235*AB$5","v":4.9184345364572372E-5},8.4216424225558458E-5,{"$f":"SUM(M7235:R7235)","v":3.3758430732182078E-2}]
[2004,10,28,13,1.6105141027582853E-2,5.8704783260183991E-3,0,0,3.012279361210251E-3,8.6535752688172353E-5,2.5074434467499674E-2,null,1.8476762395719184E-2,8.192243014486747E-3,0,0,5.2687693263720687E-3,4.9184345364572372E-5,8.9229014985111062E-5,3.1986959081942573E-2]
[2004,10,28,16,1.7809328897143064E-2,5.5258685682714791E-3,0,0,2.9462316284175568E-3,8.6535752688172353E-5,2.6367964846520271E-2,null,2.0431906674779048E-2,7.7113406546034198E-3,0,0,5.1532454234115036E-3,4.9184345364572372E-5,8.3991079074210466E-5,3.3345677098158541E-2]
[2004,10,28,19,2.3884795097063208E-2,5.3629569133100616E-3,3.3184136000000163E-4,3.2674000000000291E-5,2.9700167555794556E-3,8.6535752688172353E-5,3.2668819878640898E-2,null,2.7402037841397914E-2,7.4839977034471148E-3,2.2070339201363893E-4,2.3948233891653517E-5,5.1948479221797855E-3,4.9184345364572372E-5,8.1514884513134413E-5,4.0374719438294675E-2]
[2004,10,28,24,1.3746489095442483E-2,3.7701643058548392E-3,3.3184136000000163E-4,3.2674000000000291E-5,2.5451787181799304E-3,8.6535752688172353E-5,2.0512883232165425E-2,null,1.5770778558028917E-2,5.2612581944501986E-3,2.2070339201363893E-4,2.3948233891653517E-5,4.4517649103745956E-3,4.9184345364572372E-5,5.7305048866711019E-5,2.5777637634123576E-2]
[2004,10,29,3,9.8266766844108608E-3,3.6407024798628782E-3,3.3184136000000163E-4,3.2674000000000291E-5,2.8380950387481732E-3,8.6535752688172353E-5,1.6756525315710084E-2,null,1.127373985278683E-2,5.0805944255500118E-3,2.2070339201363893E-4,2.3948233891653517E-5,4.9641040197139314E-3,4.9184345364572372E-5,5.5337278853790904E-5,2.1612274269320636E-2]
[2004,10,29,4,9.9729569517374717E-3,3.7550850310713291E-3,3.3184136000000163E-4,3.2674000000000291E-5,2.9456759706636532E-3,8.6535752688172353E-5,1.7124769066160627E-2,null,1.1441561155186301E-2,5.2402150908650554E-3,2.2070339201363893E-4,2.3948233891653517E-5,5.1522735240028938E-3,4.9184345364572372E-5,5.7075849683799636E-5,2.2127885741324113E-2]
[2004,10,29,7,1.4780704025898588E-2,4.844520202761618E-3,0,0,3.0777573153987266E-3,8.6535752688172353E-5,2.2789517296747105E-2,null,1.6957290585673714E-2,6.7605201119159027E-3,0,0,5.3832966311846038E-3,4.9184345364572372E-5,7.3634845707892124E-5,2.9150291674138792E-2]
[2004,10,29,10,1.5980036480014795E-2,5.7378534149040055E-3,0,0,2.9379535727506048E-3,8.6535752688172353E-5,2.4742379220357574E-2,null,1.8333235121038381E-2,8.007165165411249E-3,0,0,5.1387662996151924E-3,4.9184345364572372E-5,8.721316729365871E-5,3.1528350931429389E-2]
[2004,10,29,16,1.7128029392828828E-2,5.4745372906858649E-3,0,0,3.1196875261686437E-3,8.6535752688172353E-5,2.5808789962371508E-2,null,1.9650279923422082E-2,7.6397079397083388E-3,0,0,5.4566366444641469E-3,4.9184345364572372E-5,8.3210863377545385E-5,3.2795808852959137E-2]
[2004,10,29,18,1.9994094338279228E-2,4.8874494801931165E-3,0,0,2.7957972207613168E-3,8.6535752688172353E-5,2.7763876791921833E-2,null,2.2938397731089286E-2,6.8204278491775239E-3,0,0,4.8901210256890749E-3,4.9184345364572372E-5,7.4287354230452874E-5,3.4698130951320454E-2]
[2004,10,29,22,1.7947873754831895E-2,4.0325893601017918E-3,3.3184136000000163E-4,3.2674000000000291E-5,2.502485368700005E-3,8.6535752688172353E-5,2.4933999596321862E-2,null,2.0590853461539937E-2,5.6274719334487066E-3,2.2070339201363893E-4,2.3948233891653517E-5,4.3770900933318832E-3,4.9184345364572372E-5,6.1293808861631493E-5,3.088925145959039E-2]
[2004,10,30,1,1.1702420936805843E-2,3.3683725477843696E-3,3.3184136000000163E-4,3.2674000000000291E-5,2.6135000186647264E-3,8.6535752688172353E-5,1.813534461594311E-2,null,1.3425703676467773E-2,4.7005584455485378E-3,2.2070339201363893E-4,2.3948233891653517E-5,4.5712655041666387E-3,4.9184345364572372E-5,5.1197968521508556E-5,2.299136359745281E-2]
[2004,10,30,4,9.8738402859567184E-3,3.3384343570536821E-3,3.3184136000000163E-4,3.2674000000000291E-5,2.7328384608141655E-3,8.6535752688172353E-5,1.639616421651274E-2,null,1.1327848702749506E-2,4.6587797487781515E-3,2.2070339201363893E-4,2.3948233891653517E-5,4.7800000364118054E-3,4.9184345364572372E-5,5.07429195253312E-5,2.1060464459209324E-2]
[2004,10,30,5,1.0043412481309143E-2,3.4235680048170652E-3,3.3184136000000163E-4,3.2674000000000291E-5,2.8543211872715654E-3,8.6535752688172353E-5,1.6772352786085947E-2,null,1.1522391871113022E-2,4.777583616615678E-3,2.2070339201363893E-4,2.3948233891653517E-5,4.992485130286245E-3,4.9184345364572372E-5,5.2036918261064247E-5,2.1586296589284806E-2]
[2004,10,30,9,1.7365234636054692E-2,4.5538782964249774E-3,0,0,3.3589018809415481E-3,8.6535752688172353E-5,2.5364550566109385E-2,null,1.992241569116213E-2,6.3549298014380241E-3,0,0,5.8750457970432046E-3,4.9184345364572372E-5,6.9217200402760303E-5,3.2201575635007931E-2]
[2004,10,30,13,1.8402769906093585E-2,4.3040562622561887E-3,0,0,2.7956859709650983E-3,8.6535752688172353E-5,2.5589047892003045E-2,null,2.1112737007122948E-2,6.0063035565861471E-3,0,0,4.889926438984591E-3,4.9184345364572372E-5,6.5420001470662941E-5,3.2058151348058256E-2]
[2004,10,30,16,1.7930982360650691E-2,4.1550729458367814E-3,0,0,2.9271907735796596E-3,8.6535752688172353E-5,2.5099781832755304E-2,null,2.0571474663410569E-2,5.798397579350429E-3,0,0,5.1199411179710178E-3,4.9184345364572372E-5,6.3155512303843174E-5,3.153899770609659E-2]
[2004,10,30,19,2.1348189934754711E-2,4.3078118704826824E-3,3.3184136000000163E-4,3.2674000000000291E-5,2.6437378634666005E-3,8.6535752688172353E-5,2.8750790781392168E-2,null,2.4491895620633825E-2,6.0115445017953784E-3,2.2070339201363893E-4,2.3948233891653517E-5,4.6241544331415739E-3,4.9184345364572372E-5,6.5477085272716131E-5,3.5421430526840644E-2]
[2004,10,30,23,1.5282479029884465E-2,3.5128463961348992E-3,3.3184136000000163E-4,3.2674000000000291E-5,2.4765418702470941E-3,8.6535752688172353E-5,2.1722918408954631E-2,null,1.7532956300669911E-2,4.9021714673835723E-3,2.2070339201363893E-4,2.3948233891653517E-5,4.3317123934320436E-3,4.9184345364572372E-5,5.3393915506320854E-5,2.7060676132755389E-2]
[2004,10,31,2,1.118387384965723E-2,3.1557329252592304E-3,3.3184136000000163E-4,3.2674000000000291E-5,2.723245679106152E-3,8.6535752688172353E-5,1.7513903566710783E-2,null,1.2830796043940497E-2,{"$f":"(F7300*X$5)-S7300","v":4.4038201960409952E-3},2.2070339201363893E-4,2.3948233891653517E-5,4.7632213290088312E-3,4.9184345364572372E-5,{"$f":"(F7300*$AC$7)*$AC$5","v":4.7965927960072281E-5},2.2291673540260189E-2]
[2004,10,31,5,1.0483085009909717E-2,3.2536418989502994E-3,3.3184136000000163E-4,3.2674000000000291E-5,2.8986137631071399E-3,8.6535752688172353E-5,1.708639178465533E-2,null,1.2026809983873695E-2,4.5404520105596325E-3,2.2070339201363893E-4,2.3948233891653517E-5,5.0699571496326595E-3,4.9184345364572372E-5,4.9454106741337379E-5,2.193105511533585E-2]
[2004,10,31,6,1.1268946081435544E-2,3.372717016301248E-3,1.6592068000000082E-4,1.6337000000000145E-5,2.997532210607487E-3,8.6535752688172353E-5,1.790798874103245E-2,null,1.2928395897946704E-2,4.7066211443411244E-3,1.1035169600681947E-4,1.1974116945826759E-5,5.2429751268871921E-3,4.9184345364572372E-5,5.1264002773722172E-5,2.3049502327492238E-2]
[2004,10,31,10,1.9803339878343332E-2,4.2462074059245458E-3,0,0,3.5090836217214418E-3,8.6535752688172353E-5,2.764516665867749E-2,null,2.2719553026400087E-2,5.9255755710864756E-3,0,0,6.137728255845549E-3,4.9184345364572372E-5,6.4540721081259199E-5,3.4832041198696685E-2]
[2004,10,31,14,1.9674990259723954E-2,4.2153684387485806E-3,0,0,3.2219958164976218E-3,8.6535752688172353E-5,2.7198890267658326E-2,null,2.2572302815877257E-2,5.8825398422427859E-3,0,0,5.6355837862399737E-3,4.9184345364572372E-5,6.4071980629212263E-5,3.4139610789724585E-2]
[2004,10,31,17,2.2516391766450945E-2,4.1423869270957869E-3,0,0,3.2884055675607739E-3,8.6535752688172353E-5,3.0033720013795676E-2,null,2.5832125280065427E-2,5.7806942607039821E-3,0,0,5.751740894335341E-3,4.9184345364572372E-5,6.2962689693235003E-5,3.741374478046932E-2]
[2004,10,31,20,2.3677690513008314E-2,4.0027898772632513E-3,3.3184136000000163E-4,3.2674000000000291E-5,3.168306143760063E-3,8.6535752688172353E-5,3.12998376467198E-2,null,2.7164435315341622E-2,5.5858868033175947E-3,2.2070339201363893E-4,2.3948233891653517E-5,5.5416753312323508E-3,4.9184345364572372E-5,6.0840868172120071E-5,3.8585833421161432E-2]
[2004,10,31,24,1.2898530443757052E-2,3.156693943274844E-3,3.3184136000000163E-4,3.2674000000000291E-5,2.3863396877819108E-3,8.6535752688172353E-5,1.8892615187501977E-2,null,1.4797950657810427E-2,4.405161295128324E-3,2.2070339201363893E-4,2.3948233891653517E-5,4.1739400107426005E-3,4.9184345364572372E-5,4.7980535064664774E-5,2.3670887934951215E-2]
[2004,11,1,3,1.1775594436405731E-2,3.6722739047419031E-3,3.3184136000000163E-4,3.267400000000027E-5,3.0761099446859233E-3,8.8893277777777997E-5,1.8977386923611339E-2,null,1.3509652607026955E-2,5.1246522979343226E-3,2.2070339201363893E-4,2.3948233891653504E-5,5.3804152197217256E-3,5.0524292433972009E-5,5.5817152381497541E-5,2.4309896043022267E-2]
[2004,11,1,7,1.7318777743063733E-2,4.8195960507471059E-3,0,0,3.4865559392208635E-3,8.8893277777777997E-5,2.5713823010809482E-2,null,1.9869117618703951E-2,6.7257384980688789E-3,0,0,6.0983251499843426E-3,5.0524292433972009E-5,7.3256008173693701E-5,3.2743705559191143E-2]
[2004,11,1,8,1.909302264869393E-2,5.1380373136018943E-3,0,0,3.2361599581242433E-3,8.8893277777777997E-5,2.7556113198197847E-2,null,2.1904635438572712E-2,7.1701227656309121E-3,0,0,5.6603582463706408E-3,5.0524292433972009E-5,7.8096193016760716E-5,3.4785640743008238E-2]
[2004,11,1,11,1.8244021020991485E-2,5.6647800915909504E-3,0,0,3.0337347595766405E-3,8.8893277777777997E-5,2.7031429149936857E-2,null,2.0930610975094216E-2,7.9051914608489638E-3,0,0,5.3062969030814571E-3,5.0524292433972009E-5,8.6102480855721584E-5,3.4192623631458606E-2]
[2004,11,1,15,1.7086240162131918E-2,5.4813330025425752E-3,0,0,2.869214800561572E-3,8.8893277777777997E-5,2.5525681243013847E-2,null,1.9602336866918302E-2,7.6491913446192902E-3,0,0,5.0185355072438816E-3,5.0524292433972009E-5,8.3314155586701396E-5,3.2320588011215443E-2]
[2004,11,1,18,2.5271965914565382E-2,5.0758228755666684E-3,0,0,2.985947191893574E-3,8.8893277777777997E-5,3.3422629259803403E-2,null,2.8993481564452972E-2,7.0833026179207368E-3,0,0,5.222711803361718E-3,5.0524292433972009E-5,7.7150557462817598E-5,4.1350020278169392E-2]
[2004,11,1,20,2.4408421771765155E-2,4.9705414797438473E-3,3.3184136000000163E-4,3.267400000000027E-5,2.8805379447146362E-3,8.8893277777777997E-5,3.2712909834001422E-2,null,2.8002773074697545E-2,6.9363826002345639E-3,2.2070339201363893E-4,2.3948233891653504E-5,5.0383407867143036E-3,5.0524292433972009E-5,7.5550320697800977E-5,4.027267237998567E-2]
[2004,11,2,2,1.2455124015757869E-2,3.8146433990815668E-3,3.3184136000000163E-4,3.267400000000027E-5,2.7940707114446021E-3,8.8893277777777997E-5,1.9517246764061816E-2,null,1.428924879665665E-2,5.3233286971488261E-3,2.2070339201363893E-4,2.3948233891653504E-5,4.8871011931175207E-3,5.0524292433972009E-5,5.7981113993885023E-5,2.4794854605262259E-2]
[2004,11,2,5,1.3441546214310145E-2,4.0061707817566506E-3,3.3184136000000163E-4,3.267400000000027E-5,3.0496902275499423E-3,8.8893277777777997E-5,2.0950815861394516E-2,null,1.5420930199091954E-2,5.5906048500729902E-3,2.2070339201363893E-4,2.3948233891653504E-5,5.3342045670677976E-3,5.0524292433972009E-5,6.0892256621399863E-5,2.6640915534572006E-2]
[2004,11,2,6,1.5683566787067196E-2,4.3121044564308816E-3,1.6592068000000082E-4,1.6337000000000135E-5,3.2172041723043557E-3,8.8893277777777997E-5,2.3484026373580213E-2,null,1.7993107700561718E-2,6.0175347985472393E-3,1.1035169600681947E-4,1.1974116945826752E-5,5.6272027349093872E-3,5.0524292433972009E-5,6.554233092982028E-5,2.9810695339404964E-2]
[2004,11,2,9,1.9325146141175451E-2,5.7363386318684617E-3,0,0,3.2478215845225451E-3,8.8893277777777997E-5,2.8398199635344238E-2,null,2.2170941123800809E-2,8.0050512881337538E-3,0,0,5.6807555641805989E-3,5.0524292433972009E-5,8.7190143173532299E-5,3.5907272268549131E-2]
[2004,11,2,12,1.8316296953174098E-2,5.9151863531638838E-3,0,0,3.0056856556969647E-3,8.8893277777777997E-5,2.7326062239812723E-2,null,2.101353016366761E-2,8.2546329940989364E-3,0,0,5.2572362946742461E-3,5.0524292433972009E-5,8.9908559819888587E-5,3.4575923744874761E-2]
[2004,11,2,16,1.9234124442200323E-2,5.7304245419914808E-3,0,0,3.0607329453013377E-3,8.8893277777777997E-5,2.8114175207270921E-2,null,2.2066515692074518E-2,7.9967981852703957E-3,0,0,5.353519353510766E-3,5.0524292433972009E-5,8.710025127972911E-5,3.5467357523289646E-2]
[2004,11,2,21,2.3978123656434026E-2,5.0933190321028575E-3,3.3184136000000163E-4,3.267400000000027E-5,2.7109082801472749E-3,8.8893277777777997E-5,3.2235759606461939E-2,null,2.7509109838673568E-2,7.1077184760849179E-3,2.2070339201363893E-4,2.3948233891653504E-5,4.7416420193210247E-3,5.0524292433972009E-5,7.7416492319749142E-5,3.9653646252418774E-2]
[2004,11,2,23,1.7998628654014241E-2,4.122067475518844E-3,3.3184136000000163E-4,3.267400000000027E-5,2.3773931452565665E-3,8.8893277777777997E-5,2.4951497912567431E-2,null,2.0649082458790241E-2,5.752338498874212E-3,2.2070339201363893E-4,2.3948233891653504E-5,4.1582916384695599E-3,5.0524292433972009E-5,6.2653841836457719E-5,3.0854888514473277E-2]
[2004,11,3,3,1.1645659794626806E-2,3.8010461946168775E-3,3.3184136000000163E-4,3.267400000000027E-5,2.8984623846761977E-3,8.8893277777777997E-5,1.8798577011697664E-2,null,1.3360583964969718E-2,5.3043538202978717E-3,2.2070339201363893E-4,2.3948233891653504E-5,5.0696923740464724E-3,5.0524292433972009E-5,5.7774441710374819E-5,2.4029806077653326E-2]
[2004,11,3,6,1.4993555444846783E-2,4.2765427595123952E-3,1.6592068000000082E-4,1.6337000000000135E-5,3.2220375893358415E-3,8.8893277777777997E-5,2.2763286751472801E-2,null,1.7201486217786582E-2,5.967908507982028E-3,1.1035169600681947E-4,1.1974116945826752E-5,5.6356568509933706E-3,5.0524292433972009E-5,6.5001806800266471E-5,2.8977901682148598E-2]
[2004,11,3,7,1.7853192523621386E-2,4.9084731820274331E-3,0,0,3.3559623065376998E-3,8.8893277777777997E-5,2.6206521289964296E-2,null,2.048222959979203E-2,6.8497663911030581E-3,0,0,5.8699041957524919E-3,5.0524292433972009E-5,7.4606906420553385E-5,3.3252424479081548E-2]
[2004,11,3,10,1.7606948849294573E-2,6.012761314385124E-3,0,0,3.281063372525784E-3,8.8893277777777997E-5,2.6989666813983262E-2,null,2.0199724413765212E-2,8.3907986947558497E-3,0,0,5.7388986817282555E-3,5.0524292433972009E-5,9.1391661739947418E-5,3.4379946082683285E-2]
[2004,11,3,14,1.6244624995267628E-2,5.9403748177513215E-3,0,0,2.9628428741189411E-3,8.8893277777777997E-5,2.5236735964915668E-2,null,1.863678658454869E-2,8.2897834557142235E-3,0,0,5.1823001063706301E-3,5.0524292433972009E-5,9.0291414803640607E-5,3.2159394439067512E-2]
[2004,11,3,18,2.3921235913967692E-2,5.4199491361585864E-3,0,0,3.1048497860255682E-3,8.8893277777777997E-5,3.2534928113929627E-2,null,2.7443844883900486E-2,7.56353025830582E-3,0,0,5.4306839950700667E-3,5.0524292433972009E-5,8.2381144402732701E-5,4.0488583429710345E-2]
[2004,11,3,21,2.3036106018636246E-2,5.0378153912954563E-3,3.3184136000000163E-4,3.267400000000027E-5,2.7190945152330615E-3,8.8893277777777997E-5,3.1246424562942545E-2,null,2.642837195278009E-2,7.0302632350583471E-3,2.2070339201363893E-4,2.3948233891653504E-5,4.7559605399980489E-3,5.0524292433972009E-5,7.6572858305229107E-5,3.850977164617575E-2]
[2004,11,4,1,1.2239985520291508E-2,3.7790283793321293E-3,3.3184136000000163E-4,3.267400000000027E-5,2.7613730683450854E-3,8.8893277777777997E-5,1.9233795605746503E-2,null,1.4042429296219088E-2,5.2736279946592182E-3,2.2070339201363893E-4,2.3948233891653504E-5,4.8299098378847254E-3,5.0524292433972009E-5,5.7439779377788595E-5,2.4441143047102296E-2]
[2004,11,4,4,1.1478567302287983E-2,3.8830230111904771E-3,3.3184136000000163E-4,3.267400000000027E-5,3.066758526549241E-3,8.8893277777777997E-5,1.8881757477805482E-2,null,1.3168885657344507E-2,5.4187523353129881E-3,2.2070339201363893E-4,2.3948233891653504E-5,5.3640586806599447E-3,5.0524292433972009E-5,5.9020457824949007E-5,2.4246872591656702E-2]
[2004,11,4,7,1.7490326007514004E-2,4.8900384790581675E-3,0,0,3.361601560807499E-3,8.8893277777777997E-5,2.5830859325157451E-2,null,2.0065927849438166E-2,6.8240407929086554E-3,0,0,5.8797677994749551E-3,5.0524292433972009E-5,7.4326706018449805E-5,3.2820260734255743E-2]
[2004,11,4,11,1.7227841824683728E-2,5.9486793228049712E-3,0,0,3.1167267133666355E-3,8.8893277777777997E-5,2.6382141138633117E-2,null,1.9764790599507646E-2,8.3013723790925798E-3,0,0,5.4514578951511744E-3,5.0524292433972009E-5,9.0417640089677671E-5,3.3568145166185372E-2]
[2004,11,4,12,1.7183928790972292E-2,5.8340103151954753E-3,0,0,3.0008896443680152E-3,8.8893277777777997E-5,2.610772202831356E-2,null,1.9714410991618973E-2,8.1413519643329258E-3,0,0,5.2488476047989653E-3,5.0524292433972009E-5,8.8674715232436074E-5,3.3155134853184838E-2]
[2004,11,4,15,1.6244035673734555E-2,5.8584819189447862E-3,0,0,3.0893875838369123E-3,8.8893277777777997E-5,2.5280798454294033E-2,null,1.863611048032069E-2,8.1755020478073946E-3,0,0,5.4036391008750531E-3,5.0524292433972009E-5,8.9046674206882693E-5,3.2265775921437111E-2]
[2004,11,4,19,2.4310384520108329E-2,5.4473455425865114E-3,3.3184136000000163E-4,3.267400000000027E-5,3.0681560437097657E-3,8.8893277777777997E-5,3.3279294744182383E-2,null,2.7890298989454197E-2,7.6017618991904281E-3,2.2070339201363893E-4,2.3948233891653504E-5,5.3665030739799236E-3,5.0524292433972009E-5,8.2797559254119008E-5,4.1153739880963804E-2]
[2004,11,4,22,2.0617383462992363E-2,4.5824648882558123E-3,3.3184136000000163E-4,3.267400000000027E-5,2.6437073541129038E-3,8.8893277777777997E-5,2.8296964343138858E-2,null,2.3653471572506544E-2,6.3948223441284893E-3,2.2070339201363893E-4,2.3948233891653504E-5,4.6241010693171582E-3,5.0524292433972009E-5,6.9651705614974722E-5,3.4967570904291458E-2]
[2004,11,5,2,1.1406411339976223E-2,3.9004720370240235E-3,3.3184136000000163E-4,3.267400000000027E-5,2.9670719639131272E-3,8.8893277777777997E-5,1.8727363978691156E-2,null,1.3086104105243503E-2,5.4431024226578159E-3,2.2070339201363893E-4,2.3948233891653504E-5,5.1896971953899985E-3,5.0524292433972009E-5,5.9285676313309059E-5,2.4014079641630583E-2]
[2004,11,5,4,1.1296423492380279E-2,4.0010510497267126E-3,3.3184136000000163E-4,3.267400000000027E-5,3.2089270490016377E-3,8.8893277777777997E-5,1.895981022888641E-2,null,1.2959919595404918E-2,5.5834602723011219E-3,2.2070339201363893E-4,2.3948233891653504E-5,5.6127252419087255E-3,5.0524292433972009E-5,6.081443866166149E-5,2.445128102795403E-2]
[2004,11,5,9,1.8715167497817212E-2,5.7823778658820171E-3,0,0,3.5193670712716564E-3,8.8893277777777997E-5,{"$f":"SUM(E7427:J7427)","v":2.8105805712748667E-2},null,{"$f":"E7427*W$5","v":2.1471137847288622E-2},8.0692989647784732E-3,{"$f":"G7427*Y$5","v":0},{"$f":"H7427*Z$5","v":0},{"$f":"I7427*AA$5","v":6.1557150084214111E-3},{"$f":"J7427*AB$5","v":5.0524292433972009E-5},8.7889921841224759E-5,{"$f":"SUM(M7427:R7427)","v":3.5746676112922475E-2}]
[2004,11,5,10,1.816709440750041E-2,5.8893066889860292E-3,0,0,3.2484095499349516E-3,8.8893277777777997E-5,2.739370392419917E-2,null,2.0842356252149065E-2,{"$f":"(F7428*X$5)-S7428","v":8.2185179645725276E-3},0,0,5.6817839728234842E-3,5.0524292433972009E-5,{"$f":"(F7428*$AC$7)*$AC$5","v":8.9515198867936712E-5},3.4793182481979046E-2]
[2004,11,5,13,1.7195758142929146E-2,5.959469231755608E-3,0,0,3.2271751549905188E-3,8.8893277777777997E-5,2.6471295807453055E-2,null,1.9727982318006477E-2,8.3164296795915915E-3,0,0,5.6446429525754994E-3,5.0524292433972009E-5,9.0581642560000615E-5,3.3739579242607537E-2]
[2004,11,5,16,1.9329436507997989E-2,5.7002559118586099E-3,0,0,3.4558014454113954E-3,8.8893277777777997E-5,2.8574387143045776E-2,null,2.2175863284260921E-2,7.9546979106867623E-3,0,0,6.044532551688837E-3,5.0524292433972009E-5,8.6641699693178572E-5,3.6225618039070491E-2]
[2004,11,5,20,2.2502746494813704E-2,5.5587952386927861E-3,3.3184136000000163E-4,3.267400000000027E-5,3.1046159650311113E-3,8.8893277777777997E-5,3.161956633631538E-2,null,2.5816470624112117E-2,7.7572897699512674E-3,2.2070339201363893E-4,2.3948233891653504E-5,5.4302750194287893E-3,5.0524292433972009E-5,8.4491551813443831E-5,3.9299211331831438E-2]
[2004,11,5,23,1.7021015652751128E-2,4.1100211504724524E-3,3.3184136000000163E-4,3.267400000000027E-5,2.3932710903872955E-3,8.8893277777777997E-5,2.3977716531388658E-2,null,1.9527507484167653E-2,5.7355278717445349E-3,2.2070339201363893E-4,2.3948233891653504E-5,4.1860637074708201E-3,5.0524292433972009E-5,6.2470742324222724E-5,2.9744274981722271E-2]
[2004,11,6,1,1.3836089797744422E-2,3.7332256973943399E-3,3.3184136000000163E-4,3.267400000000027E-5,2.9438854322832251E-3,8.8893277777777997E-5,2.0966609565199766E-2,null,1.5873573739026533E-2,5.2097104260538487E-3,2.2070339201363893E-4,2.3948233891653504E-5,5.1491416983767664E-3,5.0524292433972009E-5,5.6743596210759137E-5,2.652760178179641E-2]
[2004,11,6,7,1.555157699452935E-2,4.3069487830777117E-3,0,0,3.5164601794533974E-3,8.8893277777777997E-5,2.3463879234838239E-2,null,1.7841681269013851E-2,6.0103400647168997E-3,0,0,6.1506305721488836E-3,5.0524292433972009E-5,6.546396667577825E-5,3.0053176198313609E-2]
[2004,11,6,10,2.1337555038659254E-2,4.9614742553518668E-3,0,0,3.6724249137456886E-3,8.8893277777777997E-5,3.0060347485534589E-2,null,2.4479694644068493E-2,6.9237293032524821E-3,0,0,6.4234280485771121E-3,5.0524292433972009E-5,7.5412502370875276E-5,3.787737628833205E-2]
[2004,11,6,11,2.130608855439789E-2,5.1139569124299348E-3,0,0,3.7841696796296937E-3,8.8893277777777997E-5,3.0293108424235295E-2,null,2.4443594447731799E-2,7.1365186047207705E-3,0,0,6.6188805031050105E-3,5.0524292433972009E-5,7.7730180171180956E-5,3.8249517847991549E-2]
[2004,11,6,14,2.0929730944460892E-2,4.5387821099994903E-3,0,0,3.1133716076409993E-3,8.8893277777777997E-5,2.8670777939879162E-2,null,2.401181492324847E-2,6.3338630976838405E-3,0,0,5.445589489198658E-3,5.0524292433972009E-5,6.8987744169388691E-5,3.5841791802564936E-2]
[2004,11,6,18,2.3935696832179259E-2,4.6004898223676316E-3,0,0,3.0480354101134173E-3,8.8893277777777997E-5,3.1673115342438087E-2,null,2.7460435297443679E-2,6.419976110544707E-3,0,0,5.3313101305614823E-3,5.0524292433972009E-5,6.992567768788757E-5,3.9262245830983838E-2]
[2004,11,6,22,2.0266091497538496E-2,4.3039796222811757E-3,3.3184136000000163E-4,3.267400000000027E-5,2.7385621833470757E-3,8.8893277777777997E-5,2.7762041940944532E-2,null,2.3250448825540233E-2,6.0061966056249028E-3,2.2070339201363893E-4,2.3948233891653504E-5,4.7900113833348034E-3,5.0524292433972009E-5,6.5418836572489548E-5,3.4341832732839202E-2]
[2004,11,7,1,1.5272870394879286E-2,3.6078223876042791E-3,3.3184136000000163E-4,3.267400000000027E-5,2.9706671026407823E-3,8.8893277777777997E-5,2.2304768522902127E-2,null,1.7521932711020257E-2,5.03471030995293E-3,2.2070339201363893E-4,2.3948233891653504E-5,5.1959854423886806E-3,5.0524292433972009E-5,5.4837514084734299E-5,2.8047804381701132E-2]
[2004,11,7,5,1.3468519723335522E-2,3.7658136449239101E-3,3.3184136000000163E-4,3.267400000000027E-5,3.2937176853405953E-3,8.8893277777777997E-5,2.0981459691377807E-2,null,1.5451875790713108E-2,5.2551868541538148E-3,2.2070339201363893E-4,2.3948233891653504E-5,5.7610323045467603E-3,5.0524292433972009E-5,5.7238920492183097E-5,2.6763270867752948E-2]
[2004,11,7,8,1.7966088026127626E-2,4.04991703004826E-3,0,0,3.3306827110564066E-3,8.8893277777777997E-5,2.5435581045010071E-2,null,2.0611749941885311E-2,5.6516526688492859E-3,0,0,5.8256877266659665E-3,5.0524292433972009E-5,6.1557182787135654E-5,3.2139614629834536E-2]
[2004,11,7,11,2.3407144606253556E-2,4.5322086615078349E-3,0,0,3.4787649822683514E-3,8.8893277777777997E-5,3.1507011527807521E-2,null,2.6854049182883623E-2,6.3246898609395398E-3,0,0,6.0846980091742719E-3,5.0524292433972009E-5,6.8887830277982915E-5,3.9313961345431407E-2]
[2004,11,7,12,2.2804485494480008E-2,4.5051080971708155E-3,0,0,3.3511021143183941E-3,8.8893277777777997E-5,3.0749588983746998E-2,null,2.6162643302315172E-2,6.2868710672145701E-3,0,0,5.8614032472630861E-3,5.0524292433972009E-5,6.8475912112709157E-5,3.8361441909226794E-2]
[2004,11,7,15,2.1459876356221565E-2,4.3420493898353261E-3,0,0,3.163780095147473E-3,8.8893277777777997E-5,2.9054599118982144E-2,null,2.4620028834042944E-2,6.0593229047079542E-3,0,0,5.5337588323820909E-3,5.0524292433972009E-5,6.5997482412048065E-5,3.6263634863566957E-2]
[2004,11,7,20,2.700168409556572E-2,4.1987007445525573E-3,3.3184136000000163E-4,3.267400000000027E-5,3.0690833127624152E-3,8.8893277777777997E-5,3.4722876790658476E-2,null,3.0977915714216857E-2,5.8592801019351189E-3,2.2070339201363893E-4,2.3948233891653504E-5,5.3681249576620306E-3,5.0524292433972009E-5,6.3818638081537292E-5,4.2500496692153264E-2]
[2004,11,7,23,2.0484669562676344E-2,3.6580232992372923E-3,3.3184136000000163E-4,3.267400000000027E-5,2.4721915790753431E-3,8.8893277777777997E-5,2.7068293078766757E-2,null,2.350121440204473E-2,5.1047656009883631E-3,2.2070339201363893E-4,2.3948233891653504E-5,4.3241033114253535E-3,5.0524292433972009E-5,5.5600548653231967E-5,3.3225259232797712E-2]
[2004,11,8,2,1.2603605253546622E-2,3.6216180304830992E-3,3.3184136000000163E-4,3.267400000000027E-5,2.9980131083282993E-3,8.8893277777777997E-5,1.96766450301358E-2,null,1.4459595181462993E-2,{"$f":"(F7492*X$5)-S7492","v":5.053962107290034E-3},2.2070339201363893E-4,2.3948233891653504E-5,5.2438162637329861E-3,5.0524292433972009E-5,{"$f":"(F7492*$AC$7)*$AC$5","v":5.504720255589477E-5},2.5052549470825275E-2]
[2004,11,8,6,1.5024266578075929E-2,4.2834366507894604E-3,1.6592068000000082E-4,1.6337000000000135E-5,3.4219936009891577E-3,8.8893277777777997E-5,2.3000847787632325E-2,null,1.7236719831115788E-2,5.9775289221153808E-3,1.1035169600681947E-4,1.1974116945826752E-5,5.98539934645681E-3,5.0524292433972009E-5,6.5106591298889121E-5,2.9372498205074597E-2]
[2004,11,8,9,1.9400052387324371E-2,5.5113992931167238E-3,0,0,3.2903509850469551E-3,8.8893277777777997E-5,2.8290695943265828E-2,null,2.2256877962831181E-2,7.6911488045141559E-3,0,0,5.7551436185680829E-3,5.0524292433972009E-5,8.3771151651280504E-5,3.5753694678347388E-2]
[2004,11,8,10,1.8711295155704914E-2,5.7149513081119945E-3,0,0,3.1798079265961464E-3,8.8893277777777997E-5,2.7694947668190834E-2,null,2.1466695269294345E-2,7.9752053124036437E-3,0,0,5.5617930671189066E-3,5.0524292433972009E-5,8.6865064069926857E-5,3.5054217941250861E-2]
[2004,11,8,16,1.845648924129472E-2,5.3438590958710414E-3,0,0,2.8783585466883904E-3,8.8893277777777997E-5,2.6767600161631929E-2,null,2.1174366979245976E-2,7.4573467300820748E-3,0,0,5.0345288077795125E-3,5.0524292433972009E-5,8.1224605025874134E-5,3.3716766809541533E-2]
[2004,11,8,17,2.1933343976661374E-2,5.1218556461461147E-3,0,0,2.9269022778843322E-3,8.8893277777777997E-5,3.00709951784696E-2,null,2.5163218658332601E-2,7.1475412748536072E-3,0,0,5.1194365109648067E-3,5.0524292433972009E-5,7.7850237888794989E-5,3.748072073658499E-2]
[2004,11,8,21,2.3984479926266303E-2,4.670130009304981E-3,3.3184136000000163E-4,3.267400000000027E-5,2.7098720213869568E-3,8.8893277777777997E-5,3.1817890594736026E-2,null,2.7516402124237099E-2,6.5171588788442703E-3,2.2070339201363893E-4,2.3948233891653504E-5,4.7398295020489364E-3,5.0524292433972009E-5,7.0984181772002503E-5,3.9068566423469571E-2]
[2004,11,8,24,1.4560662005388286E-2,4.017778941329507E-3,3.3184136000000163E-4,3.267400000000027E-5,2.7869598721600637E-3,8.8893277777777997E-5,2.1818809456655638E-2,null,1.6704845473701102E-2,5.6068040179926308E-3,2.2070339201363893E-4,2.3948233891653504E-5,4.8746636442003827E-3,5.0524292433972009E-5,6.1068696186790188E-5,2.748148905423338E-2]
[2004,11,9,3,1.2110996240167609E-2,3.6914473111783431E-3,3.3184136000000163E-4,3.267400000000027E-5,2.6688846641343615E-3,8.8893277777777997E-5,1.8924736853258094E-2,null,1.3894445228500443E-2,5.1514087556230742E-3,2.2070339201363893E-4,2.3948233891653504E-5,4.6681386311946595E-3,5.0524292433972009E-5,5.6108580792475608E-5,2.4009168533657439E-2]
[2004,11,9,7,1.8949614263491628E-2,4.7741879278171773E-3,0,0,3.1706192720334274E-3,8.8893277777777997E-5,2.698331474112001E-2,null,2.174010892778969E-2,6.6623715359211853E-3,0,0,5.5457212173648275E-3,5.0524292433972009E-5,7.2565822151985252E-5,3.3998725973509676E-2]
[2004,11,9,9,2.1026279399435105E-2,5.860062224674641E-3,0,0,3.4694604390936696E-3,8.8893277777777997E-5,3.0444695340981192E-2,null,2.4122580973615686E-2,8.1777073618988835E-3,0,0,6.0684234589761885E-3,5.0524292433972009E-5,8.9070694246787336E-5,3.8419236086924727E-2]
[2004,11,9,12,2.1540214881751469E-2,6.3343540928150668E-3,0,0,3.7035969220034879E-3,8.8893277777777997E-5,3.1667059174347804E-2,null,2.4712197902596655E-2,8.8395808972086699E-3,0,0,6.4779509202154599E-3,5.0524292433972009E-5,9.6279748408873304E-5,4.0080254012454755E-2]
[2004,11,9,15,8.9163406578030152E-3,4.0783066232267535E-3,0,0,4.7302997603538974E-4,8.8893277777777997E-5,1.3556570534842936E-2,null,1.022934896946026E-2,5.6912703002388512E-3,0,0,8.2737539561684081E-4,5.0524292433972009E-5,6.1988693695525817E-5,1.6798518957749923E-2]
[2004,11,9,18,2.983894953547863E-2,6.6827663929567068E-3,0,0,4.2082354765527619E-3,8.8893277777777997E-5,4.0818844682765879E-2,null,3.4232993039964715E-2,9.3257896988571207E-3,0,0,7.3606127912730331E-3,5.0524292433972009E-5,1.0157548150315097E-4,5.0969919822528839E-2]
[2004,11,9,22,2.5716327692431953E-2,5.5786801058078667E-3,3.3184136000000163E-4,3.267400000000027E-5,3.4292918488061461E-3,8.8893277777777997E-5,3.517770828482375E-2,null,2.9503279459008398E-2,7.7850390698670034E-3,2.2070339201363893E-4,2.3948233891653504E-5,5.9981646911089611E-3,5.0524292433972009E-5,8.4793794153377973E-5,4.3581659138323625E-2]
[2004,11,10,1,1.463762046997027E-2,3.9777434762202843E-3,3.3184136000000163E-4,3.267400000000027E-5,2.8853441480288294E-3,8.8893277777777997E-5,2.1954116731997163E-2,null,1.6793136738085898E-2,5.5509345911489739E-3,2.2070339201363893E-4,2.3948233891653504E-5,5.0467473033621998E-3,5.0524292433972009E-5,6.0460172499659976E-5,2.7685994550936337E-2]
[2004,11,10,6,1.5952222573329712E-2,4.216090680242866E-3,1.6592068000000082E-4,1.6337000000000135E-5,2.9810838799539711E-3,8.8893277777777997E-5,2.3420548091304332E-2,null,1.8301325375930478E-2,5.8835477290805765E-3,1.1035169600681947E-4,1.1974116945826752E-5,5.2142053981783475E-3,5.0524292433972009E-5,6.4082958422423904E-5,2.957192860857602E-2]
[2004,11,10,9,2.1269093107796191E-2,5.8714695667143471E-3,0,0,3.4172950233766703E-3,8.8893277777777997E-5,3.0646750975664987E-2,null,2.4401151101510095E-2,8.1936262892756285E-3,0,0,5.9771810776199164E-3,5.0524292433972009E-5,8.9244081462832399E-5,3.8622482760839606E-2]
[2004,11,10,12,1.9515684526752768E-2,5.9167177997063941E-3,0,0,3.0116009571149807E-3,8.8893277777777997E-5,2.8532896561351922E-2,null,2.2389537935312516E-2,8.2567701252734653E-3,0,0,5.2675827316843137E-3,5.0524292433972009E-5,8.9931837218918382E-5,3.5964415084704264E-2]
[2004,11,10,13,1.8814327618190105E-2,6.1161961531997645E-3,0,0,3.2181411785337706E-3,8.8893277777777997E-5,2.8237558227701423E-2,null,2.1584900153382245E-2,8.5351418451220153E-3,0,0,5.6288416498598845E-3,5.0524292433972009E-5,9.2963831547928616E-5,3.5799407940798111E-2]
[2004,11,10,16,2.0321912215007155E-2,5.6400851707483221E-3,0,0,3.0179909225942097E-3,8.8893277777777997E-5,2.9068881586127467E-2,null,2.3314489626652161E-2,7.8707297387317562E-3,0,0,5.2787594022637684E-3,5.0524292433972009E-5,8.5727127547260013E-5,3.6514503060081659E-2]
[2004,11,10,19,2.8112819323124646E-2,6.1362493783226673E-3,3.3184136000000163E-4,3.267400000000027E-5,3.3072042854190311E-3,8.8893277777777997E-5,3.8009681624644125E-2,null,3.2252675218275725E-2,8.5631260883655223E-3,2.2070339201363893E-4,2.3948233891653504E-5,5.7846216786683431E-3,5.0524292433972009E-5,9.3268632864894701E-5,4.6895598903648847E-2]
[2004,11,10,23,2.1031558659583588E-2,4.949521899036689E-3,3.3184136000000163E-4,3.267400000000027E-5,2.8702521564028436E-3,8.8893277777777997E-5,2.9304741352800902E-2,null,2.4128637650500516E-2,6.9070498093353168E-3,2.2070339201363893E-4,2.3948233891653504E-5,5.0203499434171676E-3,5.0524292433972009E-5,7.5230831147249844E-5,3.6351213321592253E-2]
[2004,11,11,3,1.3581888541176236E-2,3.9542573736460213E-3,3.3184136000000163E-4,3.267400000000027E-5,2.9940323354968241E-3,8.8893277777777997E-5,2.0983586888096862E-2,null,1.5581939147919291E-2,5.5181597729712494E-3,2.2070339201363893E-4,2.3948233891653504E-5,5.236853505212042E-3,5.0524292433972009E-5,6.0103192764422253E-5,2.6632128344441848E-2]
[2004,11,11,7,1.869538243321078E-2,4.6781882460905132E-3,0,0,2.958513890185214E-3,8.8893277777777997E-5,2.6420977847264285E-2,null,2.1448439260726052E-2,6.5284041352525555E-3,0,0,5.1747282927938126E-3,5.0524292433972009E-5,7.110666387498601E-5,3.3202095981206388E-2]
[2004,11,11,10,1.9658574713187736E-2,6.0651934499737839E-3,0,0,3.2511002363877603E-3,8.8893277777777997E-5,2.9063761677327059E-2,null,2.2553469938075933E-2,8.4639676552146735E-3,0,0,5.6864902449016985E-3,5.0524292433972009E-5,9.218861005528429E-5,3.6754452130626274E-2]
[2004,11,11,13,1.8921860980496558E-2,6.1336541793989398E-3,0,0,3.2303183624988363E-3,8.8893277777777997E-5,2.8374726800172112E-2,null,2.1708268733734708E-2,8.5595044924625299E-3,0,0,5.650140727954338E-3,5.0524292433972009E-5,9.3229186838388088E-5,3.5968438246585549E-2]
[2004,11,11,14,1.84686383860539E-2,5.9714452739544829E-3,0,0,3.035811173545433E-3,8.8893277777777997E-5,2.7564788111331597E-2,null,2.1188305190692997E-2,8.3331422271211691E-3,0,0,5.309928752892103E-3,5.0524292433972009E-5,9.07636737999576E-5,3.4881900463140235E-2]
[2004,11,11,17,2.3406106476385854E-2,5.6238940545235514E-3,0,0,3.1138767448620694E-3,8.8893277777777997E-5,3.2232770553549256E-2,null,2.6852858179410348E-2,7.8481350622125971E-3,0,0,5.4464730232859195E-3,5.0524292433972009E-5,8.5481028801636047E-5,4.0197990557342834E-2]
[2004,11,11,20,2.7699677784744681E-2,5.9230908033158025E-3,3.3184136000000163E-4,3.267400000000027E-5,3.1089778242085167E-3,8.8893277777777997E-5,3.7185155050046791E-2,null,3.1778695013608485E-2,8.2656636415086044E-3,2.2070339201363893E-4,2.3948233891653504E-5,5.4379043350015104E-3,5.0524292433972009E-5,9.0028704425129473E-5,4.5777438908457861E-2]
[2004,11,12,1,1.5912848144129708E-2,4.3772561988091145E-3,3.3184136000000163E-4,3.267400000000027E-5,3.3282493082783522E-3,8.8893277777777997E-5,2.4071762288994956E-2,null,1.825615272133841E-2,6.1084539497200064E-3,2.2070339201363893E-4,2.3948233891653504E-5,5.8214314687368976E-3,5.0524292433972009E-5,6.6532612381198423E-5,3.048121405813458E-2]
[2004,11,12,4,1.4863949303476204E-2,4.5202200357978561E-3,3.3184136000000163E-4,3.267400000000027E-5,3.737181142822568E-3,8.8893277777777997E-5,2.357475911987441E-2,null,1.705279445066521E-2,6.3079597531405587E-3,2.2070339201363893E-4,2.3948233891653504E-5,6.5366929860345415E-3,5.0524292433972009E-5,6.870560777349203E-5,3.0192623108179575E-2]
[2004,11,12,8,2.4004555306162759E-2,6.2145675876480073E-3,0,0,4.2581555011356647E-3,8.8893277777777997E-5,3.4566171672724209E-2,null,2.7539433777528141E-2,8.6724190228797335E-3,0,0,7.447927765335885E-3,5.0524292433972009E-5,9.4459039555014888E-5,4.3710304858177729E-2]
[2004,11,12,11,2.286534906199272E-2,6.7238196636779631E-3,0,0,4.0898442163756227E-3,8.8893277777777997E-5,3.3767906219824083E-2,null,2.6232469556774055E-2,9.3830794717871153E-3,0,0,7.1535349723415151E-3,5.0524292433972009E-5,1.0219947544452019E-4,4.2819608293336656E-2]
[2004,11,12,14,2.1634507029947306E-2,6.470343633624343E-3,0,0,3.8124799176758673E-3,8.8893277777777997E-5,3.2006223859025296E-2,null,2.4820375385489389E-2,9.0293540815845428E-3,0,0,6.6683978605456048E-3,5.0524292433972009E-5,9.8346737178921147E-5,4.0568651620053506E-2]
[2004,11,12,17,2.6045071381221186E-2,6.0906212391374686E-3,0,0,4.0543309015085606E-3,8.8893277777777997E-5,3.6278916799644997E-2,null,2.9880433500469317E-2,8.4994520938892499E-3,0,0,7.0914187335693601E-3,5.0524292433972009E-5,9.2575102680641347E-5,4.5521828620361894E-2]
[2004,11,12,19,2.897835518949235E-2,6.518883774324369E-3,3.3184136000000163E-4,3.267400000000027E-5,4.0213851936070069E-3,8.8893277777777997E-5,3.9972032795201513E-2,null,3.3245668730127589E-2,9.0970917694675833E-3,2.2070339201363893E-4,2.3948233891653504E-5,7.0337934888916624E-3,5.0524292433972009E-5,9.9084528667343113E-5,4.9671729906826091E-2]
[2004,11,12,22,2.508477692706992E-2,5.479316541465825E-3,3.3184136000000163E-4,3.267400000000027E-5,3.3078108874474718E-3,8.8893277777777997E-5,3.4325312993761001E-2,null,2.8778727378871775E-2,7.6463773764462416E-3,2.2070339201363893E-4,2.3948233891653504E-5,5.7856826845637194E-3,5.0524292433972009E-5,8.3283506153104681E-5,4.2505963358220995E-2]
[2004,11,13,2,1.6235607238078011E-2,4.1792329655778752E-3,3.3184136000000163E-4,3.267400000000027E-5,3.496916324930942E-3,8.8893277777777997E-5,2.4365165166364611E-2,null,1.862644088458559E-2,5.8321128478450966E-3,2.2070339201363893E-4,2.3948233891653504E-5,6.1164464713802155E-3,5.0524292433972009E-5,6.3522735321082526E-5,3.0870176122150168E-2]
[2004,11,13,5,1.5546376657603528E-2,4.2382854100851321E-3,3.3184136000000163E-4,3.267400000000027E-5,3.7491135589340628E-3,8.8893277777777997E-5,2.3987184264400507E-2,null,1.783571513747911E-2,5.9145204386982699E-3,2.2070339201363893E-4,2.3948233891653504E-5,6.5575639413673475E-3,5.0524292433972009E-5,6.4420309788309829E-5,3.060297543588399E-2]
[2004,11,13,9,2.2375119843250024E-2,4.8917243760519102E-3,0,0,3.7226792638019668E-3,8.8893277777777997E-5,{"$f":"SUM(E7619:J7619)","v":3.1078416760881682E-2},null,{"$f":"E7619*W$5","v":2.5670049843799503E-2},6.8263934594382158E-3,{"$f":"G7619*Y$5","v":0},{"$f":"H7619*Z$5","v":0},{"$f":"I7619*AA$5","v":6.5113277903815717E-3},{"$f":"J7619*AB$5","v":5.0524292433972009E-5},7.4352331004995002E-5,{"$f":"SUM(M7619:R7619)","v":3.9058295386053259E-2}]
[2004,11,13,10,2.30472003813087E-2,4.8897134400147403E-3,0,0,3.3693753553176195E-3,8.8893277777777997E-5,3.1395182454418837E-2,null,2.6441100056351474E-2,{"$f":"(F7620*X$5)-S7620","v":6.8235872014489694E-3},0,0,5.8933649215054916E-3,5.0524292433972009E-5,{"$f":"(F7620*$AC$7)*$AC$5","v":7.4321765549877053E-5},3.9208576471739899E-2]
[2004,11,13,16,2.22214669813454E-2,4.3758999695303891E-3,0,0,2.9628086518709339E-3,8.8893277777777997E-5,2.9649068880524501E-2,null,2.5493770268478076E-2,6.1065613339538541E-3,0,0,5.182240248333257E-3,5.0524292433972009E-5,6.6511998217255722E-5,3.6833096143199157E-2]
[2004,11,13,17,2.4306009307002944E-2,4.5516549825494234E-3,0,0,3.0736101637663877E-3,8.8893277777777997E-5,3.2020167731096533E-2,null,2.7885279488361944E-2,6.3518271705186166E-3,0,0,5.3760428599727919E-3,5.0524292433972009E-5,6.9183406886099295E-5,3.9663673811287319E-2]
[2004,11,13,20,2.6989184375278995E-2,4.9440488878631419E-3,3.3184136000000163E-4,3.267400000000027E-5,2.8844439773113122E-3,8.8893277777777997E-5,3.5271085878231231E-2,null,3.0963575301962459E-2,6.899412231089609E-3,2.2070339201363893E-4,2.3948233891653504E-5,5.045172817301569E-3,5.0524292433972009E-5,7.514764348026643E-5,4.3203336268692896E-2]
[2004,11,13,24,1.9786737353565332E-2,4.156572231171469E-3,3.3184136000000163E-4,3.267400000000027E-5,3.4742030139829926E-3,8.8893277777777997E-5,2.7870921236497575E-2,null,2.2700505636193025E-2,5.8004898296114306E-3,2.2070339201363893E-4,2.3948233891653504E-5,6.0767186833257814E-3,5.0524292433972009E-5,6.317830086487114E-5,3.4872890067469499E-2]
[2004,11,14,3,1.5915563008196697E-2,4.0910491495098188E-3,3.3184136000000163E-4,3.267400000000027E-5,3.1292422932121485E-3,8.8893277777777997E-5,2.3589263088696445E-2,null,1.8259267372629978E-2,5.7090524750689148E-3,2.2070339201363893E-4,2.3948233891653504E-5,5.4733488605247533E-3,5.0524292433972009E-5,6.2182375199062E-5,2.9736844626562908E-2]
[2004,11,14,6,1.6590294796603251E-2,4.3578874472265852E-3,1.6592068000000082E-4,1.6337000000000135E-5,3.4622031999117352E-3,8.8893277777777997E-5,2.4681536401519349E-2,null,1.9033359255083843E-2,6.0814248881956579E-3,1.1035169600681947E-4,1.1974116945826752E-5,6.055729842411834E-3,5.0524292433972009E-5,6.6238214799055819E-5,3.1343364091077949E-2]
[2004,11,14,11,2.6693410702608177E-2,5.5295885335474443E-3,0,0,3.4986363034647527E-3,8.8893277777777997E-5,3.5810528817398157E-2,null,3.0624246396770739E-2,7.716531860132804E-3,0,0,6.1194548809778296E-3,5.0524292433972009E-5,8.4047621117110452E-5,4.4510757430315344E-2]
[2004,11,14,14,2.4924062297367044E-2,5.268953787786866E-3,0,0,3.0510275742021442E-3,8.8893277777777997E-5,3.3332936937133836E-2,null,2.859434612934094E-2,7.3528164937330448E-3,0,0,5.3365437163215429E-3,5.0524292433972009E-5,8.0086073123305891E-5,4.1334230631829498E-2]
[2004,11,14,17,2.8483489543569575E-2,5.068210443154887E-3,0,0,3.0559320140594996E-3,8.8893277777777997E-5,3.6696525278561744E-2,null,3.2677929835953398E-2,7.0726794807953906E-3,0,0,5.3451220582297412E-3,5.0524292433972009E-5,7.703485141502699E-5,4.5146255667412497E-2]
[2004,11,14,18,3.2498825187375922E-2,5.455138121007291E-3,0,0,3.4756462722370781E-3,8.8893277777777997E-5,4.1518502858398074E-2,null,3.7284558396523469E-2,7.6126364297801306E-3,0,0,6.0792430822633695E-3,5.0524292433972009E-5,8.2916003452030224E-5,5.1026962201000933E-2]
[2004,11,14,21,2.9815009272960331E-2,4.905248031522951E-3,3.3184136000000163E-4,3.267400000000027E-5,2.8990453505802322E-3,8.8893277777777997E-5,3.8072711292841302E-2,null,3.4205527366644367E-2,6.8452656987874243E-3,2.2070339201363893E-4,2.3948233891653504E-5,5.0707120380633795E-3,5.0524292433972009E-5,7.4557885372060928E-5,4.6416681021834431E-2]
[2004,11,15,1,1.430059559954115E-2,3.6864971631472452E-3,3.3184136000000163E-4,3.267400000000027E-5,2.8254776825334523E-3,8.8893277777777997E-5,2.1265979082999629E-2,null,1.6406482039334619E-2,5.1445008320474593E-3,2.2070339201363893E-4,2.3948233891653504E-5,4.9420350375803087E-3,5.0524292433972009E-5,5.6033340444361603E-5,2.6788193827301649E-2]
[2004,11,15,4,1.3099895780942001E-2,3.8909607465111001E-3,3.3184136000000163E-4,3.267400000000027E-5,3.1791538979227566E-3,8.8893277777777997E-5,2.0623419063153639E-2,null,1.5028968783235596E-2,5.4298294321217799E-3,2.2070339201363893E-4,2.3948233891653504E-5,5.5606491074127453E-3,5.0524292433972009E-5,5.914110835196528E-5,2.6314623241109388E-2]
[2004,11,15,8,2.1061051078075276E-2,5.3152806911786797E-3,0,0,3.208187794752479E-3,8.8893277777777997E-5,2.9673412841784215E-2,null,2.4162473082802088E-2,7.417465612530115E-3,0,0,5.6114322143885984E-3,5.0524292433972009E-5,8.0790224255018801E-5,3.7241895202154769E-2]
[2004,11,15,12,2.0253027603247754E-2,5.6673559716310532E-3,0,0,2.7855486126832033E-3,8.8893277777777997E-5,2.8794825465339791E-2,null,2.3235461159778138E-2,7.9087860972810852E-3,0,0,4.8721952142336995E-3,5.0524292433972009E-5,8.6141633242619854E-5,3.6066966763726886E-2]
[2004,11,15,15,1.8835419852449145E-2,5.7003279280092691E-3,0,0,2.8623304403658603E-3,8.8893277777777997E-5,2.7486971498602054E-2,null,2.1609098401639226E-2,7.954798409108595E-3,0,0,5.00649409226161E-3,5.0524292433972009E-5,8.6642794310998365E-5,3.46209151954434E-2]
[2004,11,15,16,1.9918890927196894E-2,5.5110964821916582E-3,0,0,2.8714183151343168E-3,8.8893277777777997E-5,2.8390299002300647E-2,null,2.2852119967017796E-2,7.6907262323577131E-3,0,0,5.0223896683620674E-3,5.0524292433972009E-5,8.3766549041566305E-5,3.5615760160171546E-2]
[2004,11,15,19,2.7791286815505224E-2,5.2282376231388462E-3,3.3184136000000163E-4,3.267400000000027E-5,2.9396626685073528E-3,8.8893277777777997E-5,3.6412595744929208E-2,null,3.1883794266807555E-2,7.2959971517833292E-3,2.2070339201363893E-4,2.3948233891653504E-5,5.1417556741781703E-3,5.0524292433972009E-5,7.9467203064726116E-5,4.4616723011108313E-2]
[2004,11,16,1,1.4531109852196904E-2,3.9624007651102014E-3,3.3184136000000163E-4,3.267400000000027E-5,2.8754561834101028E-3,8.8893277777777997E-5,{"$f":"SUM(E7683:J7683)","v":2.1822375438494988E-2},null,{"$f":"E7683*W$5","v":1.6670941510248446E-2},5.5295238625959371E-3,{"$f":"G7683*Y$5","v":2.2070339201363893E-4},{"$f":"H7683*Z$5","v":2.3948233891653504E-5},{"$f":"I7683*AA$5","v":5.0294522923634635E-3},{"$f":"J7683*AB$5","v":5.0524292433972009E-5},6.0226969185802857E-5,{"$f":"SUM(M7683:R7683)","v":2.752509358354711E-2}]
[2004,11,16,3,1.3399682712233404E-2,3.9272664676136184E-3,3.3184136000000163E-4,3.267400000000027E-5,2.9764833171725537E-3,8.8893277777777997E-5,2.0756841134797355E-2,null,1.5372901934105024E-2,5.4804940072331124E-3,2.2070339201363893E-4,2.3948233891653504E-5,5.2061585668057618E-3,5.0524292433972009E-5,5.9692941363245469E-5,2.6354730426483161E-2]
[2004,11,16,6,1.5837917301202493E-2,4.2004874918531053E-3,1.6592068000000082E-4,1.6337000000000135E-5,2.9704531857677814E-3,8.8893277777777997E-5,2.3280008936601163E-2,null,1.8170187663441313E-2,5.8617735049048044E-3,1.1035169600681947E-4,1.1974116945826752E-5,5.1956112809900491E-3,5.0524292433972009E-5,6.384579595399695E-5,2.9400422554722788E-2]
[2004,11,16,9,2.1120735231893558E-2,5.8507527208114078E-3,0,0,3.4024677341500426E-3,8.8893277777777997E-5,3.0462848964632788E-2,null,2.4230946244695007E-2,8.1647159643063062E-3,0,0,5.9512467078942886E-3,5.0524292433972009E-5,8.8929193364987855E-5,3.8397433209329569E-2]
[2004,11,16,13,1.8681491598060627E-2,6.0946301860880479E-3,0,0,3.2030985301504293E-3,8.8893277777777997E-5,2.8068113592076883E-2,null,2.1432502879907781E-2,8.5050465728784275E-3,0,0,5.6025305960412551E-3,5.0524292433972009E-5,9.2636037133962191E-5,3.5590604341261434E-2]
[2004,11,16,16,2.0182987456483233E-2,5.6192110563335791E-3,0,0,3.0033555175125225E-3,8.8893277777777997E-5,2.8894447308107113E-2,null,2.3155106995371072E-2,7.8415999458084328E-3,0,0,5.2531606565543263E-3,5.0524292433972009E-5,8.5409849028462154E-5,3.6300391890167802E-2]
[2004,11,16,17,2.3127077081262611E-2,5.5835780204454358E-3,0,0,3.0849190815542306E-3,8.8893277777777997E-5,3.1884467461040053E-2,null,2.6532739291517123E-2,7.7918741018263831E-3,0,0,5.3958232561479701E-3,5.0524292433972009E-5,8.4868240573979603E-5,3.9770960941925448E-2]
[2004,11,16,22,2.4343271770352847E-2,5.2877650094153043E-3,3.3184136000000163E-4,3.267400000000027E-5,2.9307895667608614E-3,8.8893277777777997E-5,3.3015234984306793E-2,null,2.7928029171858423E-2,7.3790675231076922E-3,2.2070339201363893E-4,2.3948233891653504E-5,5.1262357569640806E-3,5.0524292433972009E-5,8.0371996464361932E-5,4.0728508370269458E-2]
[2004,11,16,24,1.7117467433390827E-2,4.2905996495429264E-3,3.3184136000000163E-4,3.267400000000027E-5,2.986253779153878E-3,8.8893277777777997E-5,2.4847729499865412E-2,null,1.9638162624068107E-2,5.9875248752970459E-3,2.2070339201363893E-4,2.3948233891653504E-5,5.2232480542731535E-3,5.0524292433972009E-5,6.5215466127755892E-5,3.1144111471977574E-2]
[2004,11,17,4,1.2903385620888341E-2,3.9309455897610646E-3,3.3184136000000163E-4,3.267400000000027E-5,3.0816882673025819E-3,8.8893277777777997E-5,2.0369428115729768E-2,null,1.480352080178435E-2,5.4856282162426698E-3,2.2070339201363893E-4,2.3948233891653504E-5,5.3901722480617035E-3,5.0524292433972009E-5,5.9748862606284821E-5,2.5974497184427989E-2]
[2004,11,17,7,1.9506287701971041E-2,4.8970445498791506E-3,0,0,3.3738155955892416E-3,8.8893277777777997E-5,2.7866041125217213E-2,null,2.2378757346774435E-2,6.8338177534142102E-3,0,0,5.90113133322882E-3,5.0524292433972009E-5,7.4433195603038104E-5,3.5164230725851432E-2]
[2004,11,17,10,1.9265213929002049E-2,6.0316396162975877E-3,0,0,3.3130322951729365E-3,8.8893277777777997E-5,2.8698779118250351E-2,null,2.2102183374813622E-2,8.4171433345584194E-3,0,0,5.7948154340751578E-3,5.0524292433972009E-5,9.1678604675546869E-5,3.6364666435881168E-2]
[2004,11,17,14,1.784731871886832E-2,5.8817945495156215E-3,0,0,3.0168369383609989E-3,8.8893277777777997E-5,2.6834843484522721E-2,null,2.0475490826465215E-2,8.2080347860847471E-3,0,0,5.2767409716994087E-3,5.0524292433972009E-5,8.9401017234320179E-5,3.4010790876683343E-2]
[2004,11,17,15,1.8128004255938197E-2,5.8834965471458774E-3,0,0,3.1722474676761296E-3,8.8893277777777997E-5,2.7272641548537986E-2,null,2.0797509737536701E-2,8.2104099210265347E-3,0,0,5.5485690897667276E-3,5.0524292433972009E-5,8.9426886944354123E-5,3.4607013040763933E-2]
[2004,11,17,19,2.654037136353821E-2,5.8677642241026715E-3,3.3184136000000163E-4,3.267400000000027E-5,3.0397863745892173E-3,8.8893277777777997E-5,3.5901330600007886E-2,null,3.044867069082996E-2,8.1884554896506229E-3,2.2070339201363893E-4,2.3948233891653504E-5,5.3168817658149278E-3,5.0524292433972009E-5,8.9187761678811262E-5,4.4249183864634771E-2]
[2004,11,17,22,2.2544485938214631E-2,4.9695412410021228E-3,3.3184136000000163E-4,3.267400000000027E-5,2.5590124264247669E-3,8.8893277777777997E-5,3.05264482434193E-2,null,2.5864356561709784E-2,6.9349867686873462E-3,2.2070339201363893E-4,2.3948233891653504E-5,4.4759614104100667E-3,5.0524292433972009E-5,7.5535117453241077E-5,3.7570480659146456E-2]
[2004,11,18,1,1.3822907814813573E-2,3.8456392838809557E-3,3.3184136000000163E-4,3.267400000000027E-5,2.7532731656344307E-3,8.8893277777777997E-5,2.0875228902106739E-2,null,1.5858450595050297E-2,5.3665834042823509E-3,2.2070339201363893E-4,2.3948233891653504E-5,4.8157423209213091E-3,5.0524292433972009E-5,5.8452239533516688E-5,2.6335952238593221E-2]
[2004,11,18,5,1.4175264081771223E-2,4.0153291318075299E-3,3.3184136000000163E-4,3.267400000000027E-5,3.080964565637021E-3,8.8893277777777997E-5,2.1724966416993556E-2,null,1.6262694371125833E-2,5.6033853127647635E-3,2.2070339201363893E-4,2.3948233891653504E-5,5.3889064235216385E-3,5.0524292433972009E-5,6.1031460023328281E-5,2.7550162025751498E-2]
[2004,11,18,8,2.1394435692692945E-2,5.2317545143136584E-3,0,0,3.1583170734969948E-3,8.8893277777777997E-5,2.9873400558281377E-2,null,2.4544951466575891E-2,7.3009049677328188E-3,0,0,5.5242034766365394E-3,5.0524292433972009E-5,7.9520658459314225E-5,3.7420584203379223E-2]
[2004,11,18,12,1.9284678995326078E-2,5.8966675990556406E-3,0,0,3.0655443474346556E-3,8.8893277777777997E-5,2.8335784219594151E-2,null,2.212451484057788E-2,8.2287901026759543E-3,0,0,5.361934963398516E-3,5.0524292433972009E-5,8.9627081872766895E-5,3.5765764199086315E-2]
[2004,11,18,16,2.027241534345222E-2,5.6614657424104344E-3,0,0,3.1302441952846985E-3,8.8893277777777997E-5,2.9153018558925135E-2,null,2.3257703912482653E-2,7.9005662919251086E-3,0,0,5.4751012846112621E-3,5.0524292433972009E-5,8.6052104021625564E-5,3.6683895781452994E-2]
[2004,11,18,19,2.6712336142891972E-2,5.8949833347999711E-3,3.3184136000000163E-4,3.267400000000027E-5,3.0586621032533293E-3,8.8893277777777997E-5,3.6119390218723055E-2,null,3.0645958771891153E-2,8.2264397146297359E-3,2.2070339201363893E-4,2.3948233891653504E-5,5.3498972495310323E-3,5.0524292433972009E-5,8.9601481703213082E-5,4.4517471654391183E-2]
[2004,11,18,20,2.6425935245386976E-2,5.7209259252853795E-3,3.3184136000000163E-4,3.267400000000027E-5,2.9340532485401033E-3,8.8893277777777997E-5,3.5534323056990245E-2,null,3.0317382864107578E-2,7.9835428810112932E-3,2.2070339201363893E-4,2.3948233891653504E-5,5.1319442535500684E-3,5.0524292433972009E-5,8.6955875955379449E-5,4.3728045917008199E-2]
[2004,11,18,23,1.8609343779036124E-2,4.5050710868119077E-3,3.3184136000000163E-4,3.267400000000027E-5,2.3056524513969455E-3,8.8893277777777997E-5,2.5873475955022759E-2,null,2.1349730670263547E-2,6.2868194193185407E-3,2.2070339201363893E-4,2.3948233891653504E-5,4.0328101933793017E-3,5.0524292433972009E-5,6.8475349569473978E-5,3.1964536201300651E-2]
[2004,11,19,2,1.2704428399100506E-2,4.0779109396760172E-3,3.3184136000000163E-4,3.267400000000027E-5,3.1390588731729937E-3,8.8893277777777997E-5,2.0374806849727298E-2,null,1.4575265407585051E-2,5.6907181244834114E-3,2.2070339201363893E-4,2.3948233891653504E-5,5.4905190128199241E-3,5.0524292433972009E-5,6.1982679457585184E-5,2.6051678463227652E-2]
[2004,11,19,5,1.3735823403628156E-2,4.3301151026530491E-3,3.3184136000000163E-4,3.267400000000027E-5,3.4865692674929489E-3,8.8893277777777997E-5,2.2005916411551935E-2,null,1.5758542250808649E-2,6.0426686262365437E-3,2.2070339201363893E-4,2.3948233891653504E-5,6.0983484624274184E-3,5.0524292433972009E-5,6.5816085832300138E-5,2.8194735257811875E-2]
[2004,11,19,10,2.0124294587572603E-2,6.1082269629632955E-3,0,0,3.4821090253587747E-3,8.8893277777777997E-5,2.9803523853672451E-2,null,2.3087771093665679E-2,8.5240208530290087E-3,0,0,6.090547065502769E-3,5.0524292433972009E-5,9.2842702918277163E-5,3.7752863304631429E-2]
[2004,11,19,14,1.8505985683412881E-2,6.0506071354598599E-3,0,0,3.3596722303254442E-3,8.8893277777777997E-5,2.8005158326975966E-2,null,2.1231152200740431E-2,8.4436124768888805E-3,0,0,5.8763932129757132E-3,5.0524292433972009E-5,9.1966903679064135E-5,3.5601682183038996E-2]
[2004,11,19,17,2.2475602665824636E-2,5.6284054394119994E-3,0,0,3.5508261569348904E-3,8.8893277777777997E-5,3.1743727539949307E-2,null,2.57853296314389E-2,7.854430692531892E-3,0,0,6.210740006339123E-3,5.0524292433972009E-5,8.5549600118564492E-5,3.9901024622743884E-2]
[2004,11,19,20,2.4661577151722649E-2,5.872731643944651E-3,3.3184136000000163E-4,3.267400000000027E-5,3.4134186579550746E-3,8.8893277777777997E-5,3.4401136091400157E-2,null,2.8293207774813589E-2,8.1953875160104047E-3,2.2070339201363893E-4,2.3948233891653504E-5,5.9704009378048267E-3,5.0524292433972009E-5,8.9263264551814445E-5,4.2754172146968084E-2]
[2004,11,19,21,2.4231312989932648E-2,5.2784613852363124E-3,3.3184136000000163E-4,3.267400000000027E-5,2.7767395359963231E-3,8.8893277777777997E-5,3.2739922548943062E-2,null,2.779958349228346E-2,7.3660843306049698E-3,2.2070339201363893E-4,2.3948233891653504E-5,4.8567872830706195E-3,5.0524292433972009E-5,8.0230584951503802E-5,4.0317631024298306E-2]
[2004,11,19,24,1.5989035160490703E-2,3.916518505827811E-3,3.3184136000000163E-4,3.267400000000027E-5,2.8244548253393001E-3,8.8893277777777997E-5,2.3183417129435595E-2,null,1.834355893507662E-2,5.4654952439348124E-3,2.2070339201363893E-4,2.3948233891653504E-5,4.9402459609497653E-3,5.0524292433972009E-5,5.9529576473710875E-5,2.9044476058300465E-2]
[2004,11,20,6,1.4460912975500204E-2,4.0247699305243443E-3,1.6592068000000082E-4,1.6337000000000135E-5,3.266281372323405E-3,8.8893277777777997E-5,2.2023115236125736E-2,null,1.6590407536070564E-2,5.6165599321132782E-3,1.1035169600681947E-4,1.1974116945826752E-5,5.7130435269070806E-3,5.0524292433972009E-5,6.1174956536455763E-5,2.8092861100477543E-2]
[2004,11,20,8,2.0253960483637388E-2,4.7134534727593198E-3,0,0,3.8226439825123789E-3,8.8893277777777997E-5,2.8878951216686866E-2,null,2.3236531414877016E-2,6.5776167020635753E-3,0,0,6.6861757976557782E-3,5.0524292433972009E-5,7.164268177065526E-5,3.6550848207030341E-2]
[2004,11,20,11,2.3627912942985593E-2,5.2793544531205732E-3,0,0,3.8834672271951145E-3,8.8893277777777997E-5,3.287962790107906E-2,null,2.7107327567426166E-2,7.3673306053938341E-3,0,0,6.792561563213082E-3,5.0524292433972009E-5,8.0244159240207716E-5,4.1317744028467052E-2]
[2004,11,20,15,2.2846880451050652E-2,4.5803859449867722E-3,0,0,3.1603269261696577E-3,8.8893277777777997E-5,3.067648659998486E-2,null,2.621128128306871E-2,6.3919211821571002E-3,0,0,5.5277189042720427E-3,5.0524292433972009E-5,6.9620106476062275E-5,3.8181445661931823E-2]
[2004,11,20,18,2.6348797473019166E-2,4.8409646411825642E-3,0,0,3.0988068539163573E-3,8.8893277777777997E-5,3.4377462245895871E-2,null,3.0228885887314011E-2,6.7555583314798029E-3,0,0,5.4201143195783596E-3,5.0524292433972009E-5,7.3580802538017578E-5,4.2455082830806144E-2]
[2004,11,20,21,2.5015760234488049E-2,4.7966446403990958E-3,3.3184136000000163E-4,3.267400000000027E-5,2.9419015498104045E-3,8.8893277777777997E-5,3.3207715062475329E-2,null,2.8699547381131323E-2,6.6937098420285744E-3,2.2070339201363893E-4,2.3948233891653504E-5,5.1456716951444881E-3,5.0524292433972009E-5,7.2907155554854206E-5,4.0834104836643646E-2]
[2004,11,20,23,1.9822133237904892E-2,4.1280151366897711E-3,3.3184136000000163E-4,3.267400000000027E-5,2.8550496727667604E-3,8.8893277777777997E-5,2.7258606685139207E-2,null,2.2741113870769072E-2,5.7606384504240039E-3,2.2070339201363893E-4,2.3948233891653504E-5,4.993759322209218E-3,5.0524292433972009E-5,6.2744244001030055E-5,3.3790687561741556E-2]
[2004,11,21,2,1.5426277577368766E-2,3.7340550888152499E-3,3.3184136000000163E-4,3.267400000000027E-5,2.9991199509003591E-3,8.8893277777777997E-5,2.2612861254862157E-2,null,1.7697930428506887E-2,5.2108678404410389E-3,2.2070339201363893E-4,2.3948233891653504E-5,5.2457522389509183E-3,5.0524292433972009E-5,5.6756202641686048E-5,2.8449726426238109E-2]
[2004,11,21,6,1.5473717637382711E-2,3.984957734614776E-3,1.6592068000000082E-4,1.6337000000000135E-5,3.3659493190569393E-3,8.8893277777777997E-5,2.3095775648832209E-2,null,1.7752356447839165E-2,5.5610020770768299E-3,1.1035169600681947E-4,1.1974116945826752E-5,5.8873724511543822E-3,5.0524292433972009E-5,6.0569826455375221E-5,2.9373581081456997E-2]
[2004,11,21,9,2.1821055865364019E-2,4.5770050834636816E-3,0,0,3.2748704727590455E-3,8.8893277777777997E-5,{"$f":"SUM(E7811:J7811)","v":2.9761824699364527E-2},null,{"$f":"E7811*W$5","v":2.5034395151059242E-2},6.3872031953667004E-3,{"$f":"G7811*Y$5","v":0},{"$f":"H7811*Z$5","v":0},{"$f":"I7811*AA$5","v":5.7280666982301581E-3},{"$f":"J7811*AB$5","v":5.0524292433972009E-5},6.9568718679914661E-5,{"$f":"SUM(M7811:R7811)","v":3.7200189337090073E-2}]
[2004,11,21,12,2.4424854666484121E-2,4.9110534295865298E-3,0,0,3.2793723169301961E-3,8.8893277777777997E-5,3.2704173690778625E-2,null,2.8021625855351635E-2,6.8533671224008776E-3,0,0,5.7359408611602309E-3,5.0524292433972009E-5,7.4646125192062259E-5,4.0661458131346709E-2]
[2004,11,21,16,2.4051682107530562E-2,4.6699618658824433E-3,0,0,3.1129996416077201E-3,8.8893277777777997E-5,3.1923536892798504E-2,null,2.7593500408168121E-2,6.516924234969918E-3,0,0,5.4449388844599904E-3,5.0524292433972009E-5,7.0981626056584426E-5,3.9605887820031993E-2]
[2004,11,21,20,2.8840328167966202E-2,4.6349192644329533E-3,3.3184136000000163E-4,3.267400000000027E-5,3.0013651520986477E-3,8.8893277777777997E-5,3.6930021222275587E-2,null,3.3087316035384978E-2,6.4680223412925874E-3,2.2070339201363893E-4,2.3948233891653504E-5,5.2496793140281526E-3,5.0524292433972009E-5,7.0448991978711169E-5,4.5100193609044978E-2]
[2004,11,21,23,2.200257733079455E-2,3.9399682215070699E-3,3.3184136000000163E-4,3.267400000000027E-5,2.3929231746181059E-3,8.8893277777777997E-5,2.8788877364697506E-2,null,2.524264722291248E-2,5.4982192842593768E-3,2.2070339201363893E-4,2.3948233891653504E-5,4.1854551689811722E-3,5.0524292433972009E-5,5.98860031421252E-5,3.5221497594492293E-2]
[2004,11,21,24,1.8511295987255913E-2,4.0512259926536349E-3,3.3184136000000163E-4,3.267400000000027E-5,2.8455539976654943E-3,8.8893277777777997E-5,2.5861484615352821E-2,null,2.1237244492772443E-2,5.6534793240491836E-3,2.2070339201363893E-4,2.3948233891653504E-5,4.9771504636979521E-3,5.0524292433972009E-5,6.1577078515804356E-5,3.2163050198858838E-2]
[2004,11,22,3,1.4093352739153058E-2,3.9149360453351271E-3,3.3184136000000163E-4,3.267400000000027E-5,3.0863650218008439E-3,8.8893277777777997E-5,2.1548062444066811E-2,null,1.6168720874558611E-2,5.4632869228752766E-3,2.2070339201363893E-4,2.3948233891653504E-5,5.3983523461511168E-3,5.0524292433972009E-5,5.9505523682239148E-5,2.7325536061924269E-2]
[2004,11,22,7,2.0398299161043201E-2,5.1594753822561002E-3,0,0,3.5503463864120744E-3,8.8893277777777997E-5,2.9197014207489155E-2,null,2.340212521143999E-2,7.2000395557837897E-3,0,0,6.2099008410721615E-3,5.0524292433972009E-5,7.8422043423314453E-5,3.6862589900729908E-2]
[2004,11,22,10,2.1718021084500223E-2,6.0344798680328241E-3,0,0,3.1316089556356632E-3,8.8893277777777997E-5,3.097300318594649E-2,null,2.4916187607191428E-2,8.4211069012637522E-3,0,0,5.4774883830881194E-3,5.0524292433972009E-5,9.1721775410633595E-5,3.8865307183977273E-2]
[2004,11,22,13,2.0631178280917567E-2,5.9799241103713823E-3,0,0,2.8988891768422518E-3,8.8893277777777997E-5,2.9598884845908981E-2,null,2.3669297796732689E-2,8.3449744296351398E-3,0,0,5.0704388750191899E-3,5.0524292433972009E-5,9.0892548855734024E-5,3.7135235393820992E-2]
[2004,11,22,17,2.5229097986429225E-2,5.4111614780545172E-3,0,0,2.9011326318444859E-3,8.8893277777777997E-5,3.3630285374106006E-2,null,2.894430096297845E-2,7.5512670956266069E-3,0,0,5.0743628958298355E-3,5.0524292433972009E-5,8.2247575375967574E-5,4.1620455246868859E-2]
[2004,11,22,21,2.7507851552791916E-2,4.9283574907981942E-3,3.3184136000000163E-4,3.267400000000027E-5,2.6943310210991202E-3,8.8893277777777997E-5,3.5583948702467019E-2,null,3.1558620709199285E-2,6.8775149118501999E-3,2.2070339201363893E-4,2.3948233891653504E-5,4.7126467823211098E-3,5.0524292433972009E-5,7.4909140273868392E-5,4.3443958321709858E-2]
[2004,11,22,22,2.5202368928794135E-2,4.5445611488397642E-3,3.3184136000000163E-4,3.267400000000027E-5,2.5070584590189517E-3,8.8893277777777997E-5,3.2707397174430629E-2,null,2.891363582032995E-2,6.34192773704378E-3,2.2070339201363893E-4,2.3948233891653504E-5,4.3850888726979223E-3,5.0524292433972009E-5,6.9075583339323608E-5,3.9935828348410911E-2]
[2004,11,23,1,1.3191626262504676E-2,3.7122705426969869E-3,3.3184136000000163E-4,3.267400000000027E-5,2.5322644164518732E-3,8.8893277777777997E-5,1.9889569859431317E-2,null,1.5134207371918283E-2,5.1804675415471416E-3,2.2070339201363893E-4,2.3948233891653504E-5,4.4291765416819371E-3,5.0524292433972009E-5,5.6425085910803112E-5,2.5039027373486625E-2]
[2004,11,23,4,1.2344541877421627E-2,3.8094434638487992E-3,3.3184136000000163E-4,3.267400000000027E-5,2.8675862156175517E-3,8.8893277777777997E-5,1.9474980194665759E-2,null,1.416238248162408E-2,5.3160721959370555E-3,2.2070339201363893E-4,2.3948233891653504E-5,5.0156869539161458E-3,5.0524292433972009E-5,5.7902076976279526E-5,2.4789317549816545E-2]
[2004,11,23,8,2.1595125493112547E-2,5.2528910326148683E-3,0,0,3.1624344183036404E-3,8.8893277777777997E-5,3.0099344221808835E-2,null,2.477519457660185E-2,7.3304009448555384E-3,0,0,5.5314051128136825E-3,5.0524292433972009E-5,7.9841925416364887E-5,3.7687524926705046E-2]
[2004,11,23,10,2.0780642687388155E-2,6.3096783023320517E-3,0,0,3.6781984636135908E-3,8.8893277777777997E-5,3.0857412731111575E-2,null,2.3840772130316264E-2,8.8051458714773802E-3,0,0,6.4335265483510713E-3,5.0524292433972009E-5,9.5904685874527524E-5,3.9129968842578682E-2]
[2004,11,23,15,9.0069397640243926E-3,4.0917902235040283E-3,0,0,4.7236854910443881E-4,8.8893277777777997E-5,1.3659991814410636E-2,null,1.033328957799327E-2,5.7100866426299073E-3,0,0,8.2621849563926692E-4,5.0524292433972009E-5,6.2193639239036615E-5,1.6920119008696416E-2]
[2004,11,23,19,2.9575514491787483E-2,6.442426977476514E-3,3.3184136000000163E-4,3.267400000000027E-5,3.8290452629843978E-3,8.8893277777777997E-5,4.0300395370026179E-2,null,3.3930764906684112E-2,8.9903964330567791E-3,2.2070339201363893E-4,2.3948233891653504E-5,6.6973722592571774E-3,5.0524292433972009E-5,9.7922414731683988E-5,4.9913709517337326E-2]
[2004,11,23,22,2.5927852855708922E-2,5.6116603738885053E-3,3.3184136000000163E-4,3.267400000000027E-5,3.453149115733229E-3,8.8893277777777997E-5,3.5446070983108445E-2,null,2.9745953532826854E-2,7.8310629806618102E-3,2.2070339201363893E-4,2.3948233891653504E-5,6.0398933693368599E-3,5.0524292433972009E-5,8.5295081556439772E-5,4.3912085801164784E-2]
[2004,11,23,23,2.299913695939438E-2,5.352110084679406E-3,3.3184136000000163E-4,3.267400000000027E-5,3.5252853154019606E-3,8.8893277777777997E-5,3.2329940997253524E-2,null,2.638595887968527E-2,7.4688609716266445E-3,2.2070339201363893E-4,2.3948233891653504E-5,6.1660665925212339E-3,5.0524292433972009E-5,8.1350016885545017E-5,4.031606236217241E-2]
[2004,11,24,2,1.2114888362223415E-2,3.7957800251501488E-3,3.3184136000000163E-4,3.267400000000027E-5,2.8045002416453046E-3,8.8893277777777997E-5,1.916857726679665E-2,null,1.3898910499206059E-2,{"$f":"(F7876*X$5)-S7876","v":5.2970048893196744E-3},2.2070339201363893E-4,2.3948233891653504E-5,4.9053434549467343E-3,5.0524292433972009E-5,{"$f":"(F7876*$AC$7)*$AC$5","v":5.7694397957861787E-5},2.439643476181173E-2]
[2004,11,24,7,1.8188789184399212E-2,4.9246596700598839E-3,0,0,3.3509429599502473E-3,8.8893277777777997E-5,2.6553285092187122E-2,null,2.0867245772663089E-2,6.872354608987317E-3,0,0,5.8611248708070876E-3,5.0524292433972009E-5,7.4852934819432334E-5,3.3651249544891459E-2]
[2004,11,24,10,1.7943600124328624E-2,6.0351522364117281E-3,0,0,3.279147987300586E-3,8.8893277777777997E-5,2.7346793625818717E-2,null,2.0585950501966915E-2,8.4220451902496472E-3,0,0,5.7355484868384116E-3,5.0524292433972009E-5,9.173199515165381E-5,3.4794068471488943E-2]
[2004,11,24,13,1.697689891773076E-2,6.0538608459395704E-3,0,0,3.1377167881618331E-3,8.8893277777777997E-5,2.6257369829609942E-2,null,1.9476894178189753E-2,8.4481530246037807E-3,0,0,5.4881715757159012E-3,5.0524292433972009E-5,9.2016358828206672E-5,3.3463743070943401E-2]
[2004,11,24,16,1.8762999689260956E-2,5.7000482229811432E-3,0,0,3.0599843320941815E-3,8.8893277777777997E-5,2.7611925522114059E-2,null,2.1526013742796706E-2,7.9544080811939817E-3,0,0,5.3522099562636274E-3,5.0524292433972009E-5,8.6638542902039845E-5,3.4883156072688284E-2]
[2004,11,24,20,2.4854666131875362E-2,5.3866466059353281E-3,3.3184136000000163E-4,3.267400000000027E-5,2.9611808625845996E-3,8.8893277777777997E-5,3.3655902238173073E-2,null,2.8514730778021271E-2,7.5170566312119163E-3,2.2070339201363893E-4,2.3948233891653504E-5,5.1793930866881333E-3,5.0524292433972009E-5,8.1874958738923479E-5,4.1506356414260578E-2]
[2004,11,24,23,1.7560989098120237E-2,4.0947151694137084E-3,3.3184136000000163E-4,3.267400000000027E-5,2.3966341060571821E-3,8.8893277777777997E-5,2.4505747011368907E-2,null,2.0146996691557739E-2,5.7141683999187695E-3,2.2070339201363893E-4,2.3948233891653504E-5,4.1919459486844928E-3,5.0524292433972009E-5,6.2238097293033462E-5,3.0348286958500264E-2]
[2004,11,24,24,1.4452670995085263E-2,3.9395917387739319E-3,3.3184136000000163E-4,3.267400000000027E-5,2.6349467392068901E-3,8.8893277777777997E-5,2.1480618110843865E-2,null,1.6580951852724717E-2,5.4976939032138567E-3,2.2070339201363893E-4,2.3948233891653504E-5,4.6087779025181736E-3,5.0524292433972009E-5,5.9880280749234667E-5,2.698259957679601E-2]
[2004,11,25,4,1.3881921498374054E-2,3.6725171320933542E-3,3.3184136000000163E-4,3.267400000000027E-5,3.0300648576211666E-3,8.8893277777777997E-5,2.1037912125866358E-2,null,1.5926154554138622E-2,5.1249917213101025E-3,2.2070339201363893E-4,2.3948233891653504E-5,5.2998778879320705E-3,5.0524292433972009E-5,5.5820849343786157E-5,2.664620008172006E-2]
[2004,11,25,7,1.6400395095459607E-2,3.9443407557342991E-3,0,0,3.2473273597666249E-3,8.8893277777777997E-5,2.368095648873831E-2,null,1.8815495179814967E-2,5.5043211487053895E-3,0,0,5.6798911170553232E-3,5.0524292433972009E-5,5.9952463982352672E-5,3.0050231738009654E-2]
[2004,11,25,11,2.3954238369028564E-2,4.6154449633243532E-3,0,0,3.4393201575919192E-3,8.8893277777777997E-5,3.2097896767722615E-2,null,2.7481707236027098E-2,6.4408459855752253E-3,0,0,6.0157051776940562E-3,5.0524292433972009E-5,7.0152990084326795E-5,3.9988782691730347E-2]
[2004,11,25,14,2.2418494158257262E-2,4.3853552501461283E-3,0,0,2.9844231566596795E-3,8.8893277777777997E-5,2.987716584284085E-2,null,2.5719811401993451E-2,6.1197561627689082E-3,0,0,5.2200461176367969E-3,5.0524292433972009E-5,6.6655714849682572E-5,3.7110137974833125E-2]
[2004,11,25,18,2.9208085383400542E-2,4.6005789212523384E-3,0,0,3.316542223614528E-3,8.8893277777777997E-5,3.7214099806045189E-2,null,3.3509228682859105E-2,6.42010044789429E-3,0,0,5.8009546400030528E-3,5.0524292433972009E-5,6.9927031956701306E-5,4.5780808063190417E-2]
[2004,11,25,21,2.6826460036164696E-2,4.0527688824567292E-3,3.3184136000000163E-4,3.267400000000027E-5,2.7929106862087916E-3,8.8893277777777997E-5,3.4125548242607995E-2,null,3.0776888395920098E-2,5.6556324242753612E-3,2.2070339201363893E-4,2.3948233891653504E-5,4.8850721962525687E-3,5.0524292433972009E-5,6.160052984799826E-5,4.1612768934787284E-2]
[2004,11,26,1,1.4870883294677369E-2,3.5304170199957356E-3,3.3184136000000163E-4,3.267400000000027E-5,3.0021421974566324E-3,8.8893277777777997E-5,2.185685114990752E-2,null,1.7060749532068008E-2,4.9266912445789244E-3,2.2070339201363893E-4,2.3948233891653504E-5,5.2510384418700358E-3,5.0524292433972009E-5,5.3660982237975022E-5,2.7533655136856232E-2]
[2004,11,26,2,1.3773985129704789E-2,3.5519496703250364E-3,3.3184136000000163E-4,3.267400000000027E-5,3.0550815865919927E-3,8.8893277777777997E-5,2.0834425024399597E-2,null,1.5802323621249358E-2,4.9567400233065072E-3,2.2070339201363893E-4,2.3948233891653504E-5,5.3436345779472672E-3,5.0524292433972009E-5,5.3988270249649779E-5,2.6397874140842395E-2]
[2004,11,26,5,1.3107136716646244E-2,3.6834670268874031E-3,3.3184136000000163E-4,3.267400000000027E-5,3.3161035517732429E-3,8.8893277777777997E-5,2.0560115933084669E-2,null,1.5037276009375426E-2,5.1402722817949845E-3,2.2070339201363893E-4,2.3948233891653504E-5,5.8001873603239279E-3,5.0524292433972009E-5,5.5987283537458795E-5,2.6272911569833603E-2]
[2004,11,26,8,1.7513040311716022E-2,3.9635868804858638E-3,0,0,3.359269902313037E-3,8.8893277777777997E-5,2.4924790372292702E-2,null,2.00919870314724E-2,5.5311790846853505E-3,0,0,5.8756895021850712E-3,5.0524292433972009E-5,6.024499768378061E-5,3.154937991077679E-2]
[2004,11,26,12,2.2243374199501564E-2,4.4098756171015267E-3,0,0,3.3899406852797632E-3,8.8893277777777997E-5,3.0132083779660635E-2,null,2.5518903514062788E-2,6.153974295218646E-3,0,0,5.929335682081871E-3,5.0524292433972009E-5,6.7028415006125815E-5,3.7652737783797276E-2]
[2004,11,26,15,2.0928018940553243E-2,4.2504005634302526E-3,0,0,3.2038196958634802E-3,8.8893277777777997E-5,2.8471132477624755E-2,null,2.4009850811952085E-2,5.9314271156075621E-3,0,0,5.6037919849539451E-3,5.0524292433972009E-5,6.4604455464240115E-5,3.559559420494756E-2]
[2004,11,26,18,2.7907863736121346E-2,4.4154993504782625E-3,0,0,3.3832120466165891E-3,8.8893277777777997E-5,3.5795468410993979E-2,null,3.2017538147681351E-2,{"$f":"(F7940*X$5)-S7940","v":6.1618222060552666E-3},0,0,5.9175666391925253E-3,5.0524292433972009E-5,{"$f":"(F7940*$AC$7)*$AC$5","v":6.7113893592686804E-5},4.4147451285363112E-2]
[2004,11,26,23,1.9972527940794918E-2,3.5818093058322445E-3,3.3184136000000163E-4,3.267400000000027E-5,2.5169706143228516E-3,8.8893277777777997E-5,2.6524716498727792E-2,null,2.2913655494969355E-2,4.9984090963895106E-3,2.2070339201363893E-4,2.3948233891653504E-5,4.4024261955557999E-3,5.0524292433972009E-5,5.4442125236612942E-5,3.2609666705253927E-2]
[2004,11,27,2,1.3536944143836575E-2,3.7857647944204041E-3,3.3184136000000163E-4,3.267400000000027E-5,3.0191248263222547E-3,8.8893277777777997E-5,2.0795242402357014E-2,null,1.5530376299184129E-2,5.2830286510256695E-3,2.2070339201363893E-4,2.3948233891653504E-5,5.2807427100732352E-3,5.0524292433972009E-5,5.7542170298847539E-5,2.6389323578622299E-2]
[2004,11,27,3,1.2960380308074771E-2,3.7231614979524172E-3,3.3184136000000163E-4,3.267400000000027E-5,3.0252648049201875E-3,8.8893277777777997E-5,2.0162215248725156E-2,null,1.4868908449812916E-2,5.1956658520011557E-3,2.2070339201363893E-4,2.3948233891653504E-5,5.2914821293043824E-3,5.0524292433972009E-5,5.6590624246134648E-5,2.5651232349457719E-2]
[2004,11,27,6,1.3865936154558235E-2,3.9756136487381294E-3,1.6592068000000082E-4,1.6337000000000135E-5,3.2464251437623187E-3,8.8893277777777997E-5,2.1359125904836466E-2,null,1.590781523013066E-2,5.5479624203404361E-3,1.1035169600681947E-4,1.1974116945826752E-5,5.678313053589343E-3,5.0524292433972009E-5,6.0427799940259042E-5,2.7306940809447056E-2]
[2004,11,27,10,2.2779339707309942E-2,5.0469156092802642E-3,0,0,3.7281511099286906E-3,8.8893277777777997E-5,3.1643299704296676E-2,null,2.6133794580407124E-2,7.0429625745458864E-3,0,0,6.5208985809936107E-3,5.0524292433972009E-5,7.6711178122088888E-5,3.9748180028380591E-2]
[2004,11,27,15,2.1985498167208583E-2,4.5288127684106772E-3,0,0,3.1483972565979723E-3,8.8893277777777997E-5,2.9751601469995014E-2,null,2.5223053004708798E-2,6.3199508976118273E-3,0,0,5.5068527529042637E-3,5.0524292433972009E-5,6.8836214007684949E-5,3.7100380947658863E-2]
[2004,11,27,17,2.4259507929029627E-2,4.7605898367787548E-3,0,0,3.5143901545574428E-3,8.8893277777777997E-5,3.2623381198143606E-2,null,2.7831930380122841E-2,6.6433954218580189E-3,0,0,6.1470098974475001E-3,5.0524292433972009E-5,7.2359136392894947E-5,4.0672859991862327E-2]
[2004,11,27,21,2.4125121660743657E-2,4.7156171400816035E-3,3.3184136000000163E-4,3.267400000000027E-5,2.9123658963622441E-3,8.8893277777777997E-5,3.2206513334965284E-2,null,2.7677754571037119E-2,6.5806360963143115E-3,2.2070339201363893E-4,2.3948233891653504E-5,5.0940109670838942E-3,5.0524292433972009E-5,7.1675568682624097E-5,3.9647577552774586E-2]
[2004,11,27,24,1.6338774481888883E-2,3.6482424319538979E-3,3.3184136000000163E-4,3.267400000000027E-5,2.8312063281764254E-3,8.8893277777777997E-5,2.327163187979699E-2,null,1.8744800397715589E-2,5.091116416504898E-3,2.2070339201363893E-4,2.3948233891653504E-5,4.9520549955012179E-3,5.0524292433972009E-5,5.5451883228554504E-5,2.9083147728060969E-2]
[2004,11,28,3,1.4330618153728918E-2,3.6092281347312907E-3,3.3184136000000163E-4,3.267400000000027E-5,3.0466337099949916E-3,8.8893277777777997E-5,2.143988863623298E-2,null,1.6440925674400586E-2,5.0366720277963224E-3,2.2070339201363893E-4,2.3948233891653504E-5,5.3288584208416485E-3,5.0524292433972009E-5,5.4858880900945073E-5,2.7101632041377822E-2]
[2004,11,28,4,1.4260910784837804E-2,3.5775621461279737E-3,3.3184136000000163E-4,3.267400000000027E-5,3.0407770812273856E-3,8.8893277777777997E-5,2.1332658649970943E-2,null,1.6360953292288191E-2,4.9924821918876207E-3,2.2070339201363893E-4,2.3948233891653504E-5,5.3186146079987678E-3,5.0524292433972009E-5,5.4377570040962714E-5,2.6967226010513844E-2]
[2004,11,28,7,1.6755470417578553E-2,3.9273731998897459E-3,0,0,3.2409954408505171E-3,8.8893277777777997E-5,2.4012732336096593E-2,null,1.9222858415451273E-2,5.4806429519519183E-3,0,0,5.668815975555545E-3,5.0524292433972009E-5,5.9694563652833651E-5,3.0422841635392706E-2]
[2004,11,28,12,2.3689516561459074E-2,4.7104530537562883E-3,0,0,3.2762937144548599E-3,8.8893277777777997E-5,3.1765156607448004E-2,null,2.7178002851753178E-2,6.5734296221949418E-3,0,0,5.7305560862621861E-3,5.0524292433972009E-5,7.1597076554637926E-5,3.9532512852644273E-2]
[2004,11,28,15,2.2298133683931333E-2,4.5397744499153306E-3,0,0,3.0873839535500228E-3,8.8893277777777997E-5,3.0014185365174466E-2,null,2.5581726806388389E-2,6.3352479064323047E-3,0,0,5.4001345567969393E-3,5.0524292433972009E-5,6.900282735483006E-5,3.7367633562051604E-2]
[2004,11,28,18,2.9664188637506386E-2,4.6966518550135995E-3,0,0,3.2857446349782303E-3,8.8893277777777997E-5,3.7735478405275996E-2,null,3.4032497087624687E-2,6.5541700716587898E-3,0,0,5.7470866646676059E-3,5.0524292433972009E-5,7.1387303636481327E-5,4.6384278116385048E-2]
[2004,11,28,22,2.4464035620282494E-2,3.9959444507841032E-3,3.3184136000000163E-4,3.267400000000027E-5,2.5542891952268533E-3,8.8893277777777997E-5,3.1467677904071234E-2,null,2.8066576543615111E-2,5.5763340217313924E-3,2.2070339201363893E-4,2.3948233891653504E-5,4.4677000200565066E-3,5.0524292433972009E-5,6.0736820319804491E-5,3.8405786503742274E-2]
[2004,11,29,1,1.4652785546533998E-2,3.719202265774023E-3,3.3184136000000163E-4,3.267400000000027E-5,2.8238715249478872E-3,8.8893277777777997E-5,2.1649267975033689E-2,null,1.6810535003391427E-2,5.1901407498962E-3,2.2070339201363893E-4,2.3948233891653504E-5,4.9392257118819295E-3,5.0524292433972009E-5,5.6530445438249493E-5,2.7235077383508822E-2]
[2004,11,29,4,1.342888453527393E-2,3.9279279931939068E-3,3.3184136000000163E-4,3.267400000000027E-5,3.1849047882738079E-3,8.8893277777777997E-5,2.0995125954519425E-2,null,1.5406403978260834E-2,5.481417165111066E-3,2.2070339201363893E-4,2.3948233891653504E-5,5.5707079734897535E-3,5.0524292433972009E-5,5.9702996297892783E-5,2.6753705035200918E-2]
[2004,11,29,5,1.4295856414590753E-2,4.1006614069912829E-3,3.3184136000000163E-4,3.267400000000027E-5,3.2948817491609116E-3,8.8893277777777997E-5,2.214480820852073E-2,null,1.6401044968393862E-2,5.7224663648463405E-3,2.2070339201363893E-4,2.3948233891653504E-5,5.7630683652884701E-3,5.0524292433972009E-5,6.2328477819533821E-5,2.8181755616867935E-2]
[2004,11,29,9,2.1498712371506381E-2,5.7077988070661822E-3,0,0,3.2511311593893576E-3,8.8893277777777997E-5,{"$f":"SUM(E8003:J8003)","v":3.0546535615739698E-2},null,{"$f":"E8003*W$5","v":2.4664583788612117E-2},7.9652240087560392E-3,{"$f":"G8003*Y$5","v":0},{"$f":"H8003*Z$5","v":0},{"$f":"I8003*AA$5","v":5.68654433223649E-3},{"$f":"J8003*AB$5","v":5.0524292433972009E-5},8.6756348802182972E-5,{"$f":"SUM(M8003:R8003)","v":3.8366876422038614E-2}]
[2004,11,29,13,1.9719100252322173E-2,5.866298849546381E-3,0,0,2.9023319791231183E-3,8.8893277777777997E-5,2.857662435876945E-2,null,2.2622908386553005E-2,8.1864105618260578E-3,0,0,5.0764606707688733E-3,5.0524292433972009E-5,8.9165488548585651E-5,3.593630391158191E-2]
[2004,11,29,16,2.0380036757611394E-2,5.5638322257969726E-3,0,0,2.8692300087700081E-3,8.8893277777777997E-5,2.8901992269956156E-2,null,2.338117351108503E-2,7.7643188773130036E-3,0,0,5.0185621078783207E-3,5.0524292433972009E-5,8.4568112082103263E-5,3.6214578788710323E-2]
[2004,11,29,19,2.8401503094346213E-2,5.2758608854278476E-3,3.3184136000000163E-4,3.267400000000027E-5,2.9381089328419851E-3,8.8893277777777997E-5,3.7068881550393833E-2,null,3.2583870172683493E-2,7.362455337325895E-3,2.2070339201363893E-4,2.3948233891653504E-5,5.1390380395124101E-3,5.0524292433972009E-5,8.0191058353585912E-5,4.538053946786106E-2]
[2004,11,29,23,1.9727841221139797E-2,4.1240760489320277E-3,3.3184136000000163E-4,3.267400000000027E-5,2.2993473293894122E-3,8.8893277777777997E-5,2.6604673237239019E-2,null,2.2632936538661393E-2,5.7551414598255041E-3,2.2070339201363893E-4,2.3948233891653504E-5,4.0217819222766581E-3,5.0524292433972009E-5,6.2684371380598839E-5,3.2705035839102815E-2]
[2004,11,30,2,1.4635567407062049E-2,4.0436928344707353E-3,3.3184136000000163E-4,3.267400000000027E-5,2.9804719077781176E-3,8.8893277777777997E-5,2.2113140787088682E-2,null,1.6790781343900048E-2,5.6429668139820963E-3,2.2070339201363893E-4,2.3948233891653504E-5,5.2131349993732937E-3,5.0524292433972009E-5,6.1462577405833787E-5,2.7942059075594702E-2]
[2004,11,30,4,1.4178988903886462E-2,4.1206061461361489E-3,3.3184136000000163E-4,3.267400000000027E-5,3.19709478911004E-3,8.8893277777777997E-5,2.1950098476910433E-2,null,1.6266967705527047E-2,5.7502992160828603E-3,2.2070339201363893E-4,2.3948233891653504E-5,5.5920294695373796E-3,5.0524292433972009E-5,6.2631630191316507E-5,2.7904472309486551E-2]
[2004,11,30,7,1.9589341572402948E-2,4.7913724534826025E-3,0,0,3.0332696253606486E-3,8.8893277777777997E-5,2.7502876929023978E-2,null,2.2474041618261841E-2,6.6863525137089578E-3,0,0,5.3054833381374405E-3,5.0524292433972009E-5,7.2827020339416795E-5,3.4516401762542205E-2]
[2004,11,30,10,2.0610298127102092E-2,6.2070790993724615E-3,0,0,3.3476087045260067E-3,8.8893277777777997E-5,3.0253879208778339E-2,null,2.3645342859599641E-2,8.6619688495961529E-3,0,0,5.8552929340578777E-3,5.0524292433972009E-5,9.4345217410472917E-5,3.8213128935687637E-2]
[2004,11,30,14,1.9360848576500965E-2,6.1134640858162403E-3,0,0,3.1303190998371298E-3,8.8893277777777997E-5,2.8693525039932118E-2,null,2.2211901051647963E-2,8.5313292495046225E-3,0,0,5.4752322999524483E-3,5.0524292433972009E-5,9.2922305173421041E-5,3.6268986893539003E-2]
[2004,11,30,17,2.4463478311776712E-2,5.7766702333634018E-3,0,0,3.2236111166148757E-3,8.8893277777777997E-5,3.3552652939532773E-2,null,2.8065937166609666E-2,8.0613339728249842E-3,0,0,5.6384091031147186E-3,5.0524292433972009E-5,8.7803168019943132E-5,4.1816204534983338E-2]
[2004,11,30,19,2.9487666529842721E-2,6.3547655575690084E-3,3.3184136000000163E-4,3.267400000000027E-5,3.4624763723950123E-3,8.8893277777777997E-5,3.9758317097584525E-2,null,3.3829980572227081E-2,8.8680650632782052E-3,2.2070339201363893E-4,2.3948233891653504E-5,6.0562076476311085E-3,5.0524292433972009E-5,9.6589994830587422E-5,4.9049429201475654E-2]
[2004,12,1,1,2.0160867591038349E-2,4.1847361309978156E-3,3.3184136000000163E-4,3.2674000000000291E-5,3.4152310641903604E-3,8.6025752688172359E-5,2.8211375898914696E-2,null,2.3129729788344419E-2,5.8397925062929033E-3,2.2070339201363893E-4,2.3948233891653517E-5,5.9735710124341479E-3,4.889447654900523E-5,6.3606381321025171E-5,3.5236639409525761E-2]
[2004,12,1,4,1.8734979025558665E-2,4.2347454889184255E-3,3.3184136000000163E-4,3.2674000000000291E-5,3.6910635384066652E-3,8.6025752688172359E-5,2.7111329165571928E-2,null,2.1493866793911822E-2,5.9095804844323183E-3,2.2070339201363893E-4,2.3948233891653517E-5,6.4560288143507292E-3,4.889447654900523E-5,6.4366504346693559E-5,3.4153022195149166E-2]
[2004,12,1,5,1.9406562786613235E-2,4.1802051361860878E-3,3.3184136000000163E-4,3.2674000000000291E-5,3.6313234414981138E-3,8.6025752688172359E-5,2.7668632476985613E-2,null,2.2264347074747406E-2,5.8334695103573692E-3,2.2070339201363893E-4,2.3948233891653517E-5,6.3515375795072885E-3,4.889447654900523E-5,6.3537511940797451E-5,3.4742900267066355E-2]
[2004,12,1,8,2.7629664350065867E-2,5.2974262291103271E-3,0,0,3.9339367054294647E-3,8.6025752688172359E-5,3.6947053037293828E-2,null,3.1698371494872875E-2,7.3925497395749915E-3,0,0,6.8808375851064536E-3,4.889447654900523E-5,8.0518843291667444E-5,4.6020653296103317E-2]
[2004,12,1,11,2.4285836020877395E-2,5.9405024341942685E-3,0,0,3.7365474166606871E-3,8.6025752688172359E-5,3.4048911624420523E-2,null,2.7862135511302427E-2,8.2899615442540674E-3,0,0,6.5355845373939432E-3,4.889447654900523E-5,9.0293354524540283E-5,4.2736576069499446E-2]
[2004,12,1,15,2.2416741296117836E-2,5.5577971163389755E-3,0,0,3.3409514279342952E-3,8.6025752688172359E-5,3.1401515593079278E-2,null,2.5717800415737128E-2,7.7558968918199633E-3,0,0,5.843648710366257E-3,4.889447654900523E-5,8.4476380737167063E-5,3.9366240494472349E-2]
[2004,12,1,20,3.2842666552100427E-2,5.3414104630382184E-3,3.3184136000000163E-4,3.2674000000000291E-5,3.5158184437601961E-3,8.6025752688172359E-5,4.215043657158702E-2,null,3.7679033377335733E-2,7.4539296669220208E-3,2.2070339201363893E-4,2.3948233891653517E-5,6.1495081140596651E-3,4.889447654900523E-5,8.1187386747635253E-5,5.1576017260771712E-2]
[2004,12,1,22,2.9500188813445238E-2,4.9604257693633726E-3,3.3184136000000163E-4,3.2674000000000291E-5,3.3163170188376919E-3,8.6025752688172359E-5,3.8227472714334479E-2,null,3.3844346870440752E-2,6.9222661427503877E-3,2.2070339201363893E-4,2.3948233891653517E-5,5.8005607349636912E-3,4.889447654900523E-5,7.5396565786702165E-5,4.686071985060912E-2]
[2004,12,2,2,1.7766107515812452E-2,4.0916260211068525E-3,3.3184136000000163E-4,3.2674000000000291E-5,3.464102112680746E-3,8.6025752688172359E-5,2.5772376762288225E-2,null,2.0382320571068886E-2,{"$f":"(F8068*X$5)-S8068","v":5.7098574984500777E-3},2.2070339201363893E-4,2.3948233891653517E-5,6.059051225375066E-3,4.889447654900523E-5,{"$f":"(F8068*$AC$7)*$AC$5","v":6.219114342568981E-5},3.2444775397348323E-2]
[2004,12,2,5,1.792490212048355E-2,4.0977923072772543E-3,3.3184136000000163E-4,3.2674000000000291E-5,3.6110197830645989E-3,8.6025752688172359E-5,2.6084255323513578E-2,null,2.0564499055268748E-2,5.7184625408332355E-3,2.2070339201363893E-4,2.3948233891653517E-5,6.3160245078628776E-3,4.889447654900523E-5,6.2284868606253495E-5,3.2892532206419155E-2]
[2004,12,2,6,1.9287740927687369E-2,4.2639251388637382E-3,1.6592068000000082E-4,1.6337000000000145E-5,3.7146592926028035E-3,8.6025752688172359E-5,2.7534608791842087E-2,null,2.2128027668973139E-2,5.9503006387628746E-3,1.1035169600681947E-4,1.1974116945826759E-5,6.4973000813992408E-3,4.889447654900523E-5,6.4810023814381725E-5,3.47468486786369E-2]
[2004,12,2,9,2.4661742590145936E-2,5.5334352236808704E-3,0,0,3.577925062042134E-3,8.6025752688172359E-5,3.3859128628557111E-2,null,2.8293397575476182E-2,7.7218999099959284E-3,0,0,6.2581386247560905E-3,4.889447654900523E-5,8.4106089329153298E-5,4.2322330586777201E-2]
[2004,12,2,13,2.1751169816720196E-2,5.5802417891580572E-3,0,0,3.164287633042313E-3,8.6025752688172359E-5,3.0581724991608737E-2,null,2.4954217777054501E-2,7.7872183964577757E-3,0,0,5.5346465654810655E-3,4.889447654900523E-5,8.4817531140266857E-5,3.8324977215542344E-2]
[2004,12,2,17,2.4622744194891629E-2,5.3902904333488454E-3,0,0,3.2773792809322687E-3,8.6025752688172359E-5,3.3376439661860914E-2,null,2.8248656329081998E-2,7.5221415864773298E-3,0,0,5.7324548475230315E-3,4.889447654900523E-5,8.1930343515568147E-5,4.1552147239631361E-2]
[2004,12,2,20,3.0755293446734319E-2,5.0979876512850537E-3,3.3184136000000163E-4,3.2674000000000291E-5,3.4329741621601084E-3,8.6025752688172359E-5,3.9736796372867658E-2,null,3.5284276520937526E-2,7.1142335266069735E-3,2.2070339201363893E-4,2.3948233891653517E-5,6.0046054150004035E-3,4.889447654900523E-5,7.7487453537529593E-5,4.8696661564999195E-2]
[2004,12,2,24,2.1124338342813284E-2,4.0581792681237431E-3,3.3184136000000163E-4,3.2674000000000291E-5,2.9874102981656322E-3,8.6025752688172359E-5,2.8620469021790836E-2,null,2.4235079944874047E-2,5.6631826087279345E-3,2.2070339201363893E-4,2.3948233891653517E-5,5.2252709184115072E-3,4.889447654900523E-5,6.1682765631344494E-5,3.5417079574467783E-2]
[2004,12,3,3,1.8677226914518952E-2,4.2071162171822317E-3,3.3184136000000163E-4,3.2674000000000291E-5,3.7200183333846713E-3,8.6025752688172359E-5,2.7054902577774029E-2,null,2.1427610184813869E-2,5.871023880386443E-3,2.2070339201363893E-4,2.3948233891653517E-5,6.5066735645010667E-3,4.889447654900523E-5,6.394655003209367E-5,3.4098853732155675E-2]
[2004,12,3,6,2.1126028645595964E-2,4.4263868547308642E-3,1.6592068000000082E-4,1.6337000000000145E-5,3.9393827394311395E-3,8.6025752688172359E-5,2.9760081672446141E-2,null,2.4237019159367039E-2,6.1770157006404104E-3,1.1035169600681947E-4,1.1974116945826759E-5,6.8903632278034428E-3,4.889447654900523E-5,6.7279379474101316E-5,3.7475618377312545E-2]
[2004,12,3,10,2.5222925335806706E-2,5.7318280173453409E-3,0,0,3.6975203164089899E-3,8.6025752688172359E-5,3.4738299422249208E-2,null,2.89372193361421E-2,7.998756732858027E-3,0,0,6.4673223465257041E-3,4.889447654900523E-5,8.7121583565860845E-5,4.3452192892074831E-2]
[2004,12,3,11,2.4540920639374429E-2,5.8957948640486393E-3,0,0,3.7457011544568338E-3,8.6025752688172359E-5,3.4268442410568076E-2,null,2.8154783547025948E-2,8.227572202384438E-3,0,0,6.5515953143301872E-3,4.889447654900523E-5,8.9613816635984974E-5,4.2982845540289576E-2]
[2004,12,3,14,2.2054697972719799E-2,5.7638152946894224E-3,0,0,3.5613023241968249E-3,8.6025752688172359E-5,3.1465841344294219E-2,null,2.5302443080341845E-2,8.0433949266851112E-3,0,0,6.2290638409204704E-3,4.889447654900523E-5,8.7607777891256431E-5,3.9623796324496433E-2]
[2004,12,3,18,2.8765015025258921E-2,5.4821358597456965E-3,0,0,3.1755095443000078E-3,8.6025752688172359E-5,3.7508686181992795E-2,null,3.3000912380757301E-2,7.6503117305484489E-3,0,0,5.5542747787799994E-3,4.889447654900523E-5,8.3326358707712955E-5,4.6254393366634748E-2]
[2004,12,3,21,2.9298757539747113E-2,5.345728518512183E-3,3.3184136000000163E-4,3.2674000000000291E-5,3.2763586602575267E-3,8.6025752688172359E-5,3.8371385831205002E-2,null,3.361325309878032E-2,7.4599555063559163E-3,2.2070339201363893E-4,2.3948233891653517E-5,5.7306696827822742E-3,4.889447654900523E-5,8.1253019531745066E-5,4.7097424390372802E-2]
[2004,12,4,1,2.0807834204148695E-2,3.6685931711416425E-3,3.3184136000000163E-4,3.2674000000000291E-5,3.0221222311567503E-3,8.6025752688172359E-5,2.7949090719135261E-2,null,2.3871967833197925E-2,5.1195158401449673E-3,2.2070339201363893E-4,2.3948233891653517E-5,5.2859854624069244E-3,4.889447654900523E-5,5.5761206644994563E-5,3.4571015238204113E-2]
[2004,12,4,4,1.8794737207623188E-2,3.7118808564586634E-3,3.3184136000000163E-4,3.2674000000000291E-5,3.3769812949017413E-3,8.6025752688172359E-5,2.6334140471671763E-2,null,2.1562424885350779E-2,5.1799237350314796E-3,2.2070339201363893E-4,2.3948233891653517E-5,5.9066684489588548E-3,4.889447654900523E-5,5.6419162829706847E-5,3.2942563171795405E-2]
[2004,12,4,7,2.1034996683656063E-2,3.9889103091524441E-3,0,0,3.5248533443727487E-3,8.6025752688172359E-5,2.8634786089869427E-2,null,2.4132581953365612E-2,5.5665178884549147E-3,0,0,6.1653110332135878E-3,4.889447654900523E-5,6.0629904069679361E-5,3.5913305351583116E-2]
[2004,12,4,9,2.5507109247801148E-2,4.2758807791346857E-3,0,0,3.4803225562051419E-3,8.6025752688172359E-5,3.3349338335829148E-2,null,2.9263251788115938E-2,5.9669847154350079E-3,0,0,6.0874223573497421E-3,4.889447654900523E-5,6.4991744952873099E-5,4.1366553337449694E-2]
[2004,12,4,12,2.634392540202804E-2,4.397903228920059E-3,0,0,3.2506140019265702E-3,8.6025752688172359E-5,3.4078468385562839E-2,null,3.0223296361713215E-2,6.137266846864455E-3,0,0,5.6856397735783768E-3,4.889447654900523E-5,6.6846439305829456E-5,4.2095097458705044E-2]
[2004,12,4,16,2.5297093495905067E-2,4.0262466926095641E-3,0,0,2.8780727114518906E-3,8.6025752688172359E-5,3.2287438652654696E-2,null,2.9022309399564586E-2,5.6186207512160559E-3,0,0,5.0340288541743262E-3,4.889447654900523E-5,6.1197402752745749E-5,3.9723853481503965E-2]
[2004,12,4,19,3.1541473910264316E-2,4.6113648935840641E-3,3.3184136000000163E-4,3.2674000000000291E-5,3.0079739062320002E-3,8.6025752688172359E-5,3.9611353822768564E-2,null,3.6186228860250899E-2,6.4351522548479765E-3,2.2070339201363893E-4,2.3948233891653517E-5,5.2612386672248471E-3,4.889447654900523E-5,7.0090974591929337E-5,4.8176165884778015E-2]
[2004,12,4,22,2.7984651262172214E-2,4.3591585768063641E-3,3.3184136000000163E-4,3.2674000000000291E-5,3.120138504460095E-3,8.6025752688172359E-5,3.5914489456126845E-2,null,3.2105633301357253E-2,6.0831987474694931E-3,2.2070339201363893E-4,2.3948233891653517E-5,5.4574254493205149E-3,4.889447654900523E-5,6.6257535480271763E-5,4.3939803600601554E-2]
[2004,12,4,24,2.273852957684255E-2,3.7445853861500632E-3,3.3184136000000163E-4,3.2674000000000291E-5,3.0174489571322652E-3,8.6025752688172359E-5,2.995110503281305E-2,null,2.6086974805113454E-2,5.2255628533498261E-3,2.2070339201363893E-4,2.3948233891653517E-5,5.2778114520043683E-3,4.889447654900523E-5,5.6916259115197122E-5,3.6883895212921944E-2]
[2004,12,5,6,1.8044487582865278E-2,3.5533178271333257E-3,1.6592068000000082E-4,1.6337000000000145E-5,3.349679347210502E-3,8.6025752688172359E-5,2.5215768189897278E-2,null,2.0701694511714934E-2,4.9586492839208858E-3,1.1035169600681947E-4,1.1974116945826759E-5,5.8589146893314537E-3,4.889447654900523E-5,5.4009065707459023E-5,3.1690478774468921E-2]
[2004,12,5,9,2.2908761010939194E-2,3.7616278126303918E-3,0,0,3.175611390903351E-3,8.6025752688172359E-5,2.9932025967161106E-2,null,2.6282274290830424E-2,5.2493455319544951E-3,0,0,5.5544529183863718E-3,4.889447654900523E-5,5.7175297449612935E-5,3.7134967217720291E-2]
[2004,12,5,10,2.5303085283663825E-2,3.8637101514113425E-3,0,0,3.227491615796324E-3,8.6025752688172359E-5,3.2480312803559661E-2,null,2.9029183529915542E-2,5.3918012707099292E-3,0,0,5.6451964732774952E-3,4.889447654900523E-5,5.8726909776743097E-5,4.0115075750451964E-2]
[2004,12,5,13,2.5565913088807804E-2,3.8205333139230682E-3,0,0,2.76514522982735E-3,8.6025752688172359E-5,3.2237617385246393E-2,null,2.9330715003518699E-2,5.331548063789251E-3,0,0,4.8365077148837202E-3,4.889447654900523E-5,5.8070638436437524E-5,3.954766525874067E-2]
[2004,12,5,17,2.7883894091158087E-2,3.8867620597128117E-3,0,0,2.9884201533586794E-3,8.6025752688172359E-5,3.4845102056917751E-2,null,3.1990038765096783E-2,5.4239701714818341E-3,0,0,5.227037253278625E-3,4.889447654900523E-5,5.9077289925861602E-5,4.2689940666406245E-2]
[2004,12,5,21,2.9811025894919678E-2,3.4409278853977914E-3,3.3184136000000163E-4,3.2674000000000291E-5,2.4596632432668324E-3,8.6025752688172359E-5,3.6162158136272479E-2,null,3.4200957401720529E-2,4.8018093019042965E-3,2.2070339201363893E-4,2.3948233891653517E-5,4.3021900346329085E-3,4.889447654900523E-5,5.2300781775833059E-5,4.3598502840712025E-2]
[2004,12,5,24,2.0911595505887996E-2,3.4985093887258834E-3,3.3184136000000163E-4,3.2674000000000291E-5,2.8175800832691117E-3,8.6025752688172359E-5,2.7678226090571162E-2,null,2.3991008884426478E-2,4.8821641967196818E-3,2.2070339201363893E-4,2.3948233891653517E-5,4.928221369003693E-3,4.889447654900523E-5,5.3175998502305888E-5,3.4094940552604147E-2]
[2004,12,6,4,1.7806220813556733E-2,3.7437890962720112E-3,3.3184136000000163E-4,3.2674000000000291E-5,3.2787178557822324E-3,8.6025752688172359E-5,2.5279268878299153E-2,null,2.0428340898991534E-2,5.2244516321121853E-3,2.2070339201363893E-4,2.3948233891653517E-5,5.7347961450140142E-3,4.889447654900523E-5,5.6904155815003291E-5,3.1681134778572026E-2]
[2004,12,6,7,2.2599972272479268E-2,4.3228648862409938E-3,0,0,3.4083370875524098E-3,8.6025752688172359E-5,3.0417199998960844E-2,null,2.5928013738797603E-2,6.0325509609533033E-3,0,0,5.961512777359906E-3,4.889447654900523E-5,6.5705885328533814E-5,3.7970971953659817E-2]
[2004,12,6,10,2.4658004342259784E-2,5.6180275251791097E-3,0,0,3.4558915814176801E-3,8.6025752688172359E-5,3.3817949201544746E-2,null,2.8289108838243118E-2,7.8399483299955181E-3,0,0,6.0446902083229554E-3,4.889447654900523E-5,8.5391859809653606E-5,4.2222641853110594E-2]
[2004,12,6,11,2.4233912390818756E-2,5.6067351254232628E-3,0,0,3.0963058703979184E-3,8.6025752688172359E-5,3.3022979139328112E-2,null,2.7802565677441701E-2,7.8241898043900967E-3,0,0,5.415739856367079E-3,4.889447654900523E-5,8.522021967215979E-5,4.1091389814747879E-2]
[2004,12,6,14,2.3337759320392337E-2,5.4708493418004073E-3,0,0,2.9237520537885447E-3,8.6025752688172359E-5,3.1818386468669461E-2,null,2.6774446313314142E-2,7.6345614130001538E-3,0,0,5.1139264628926344E-3,4.889447654900523E-5,8.315480797147969E-5,3.9571828665755933E-2]
[2004,12,6,19,3.3499724148584029E-2,5.0189193284572312E-3,3.3184136000000163E-4,3.2674000000000291E-5,3.0115017519897554E-3,8.6025752688172359E-5,4.1980686341719191E-2,null,3.843284839017775E-2,7.0038938099125873E-3,2.2070339201363893E-4,2.3948233891653517E-5,5.2674092122798593E-3,4.889447654900523E-5,7.6285645410382235E-5,5.099769751482449E-2]
[2004,12,6,22,2.9312157043288118E-2,4.6426163589895642E-3,3.3184136000000163E-4,3.2674000000000291E-5,3.1768022573901451E-3,8.6025752688172359E-5,3.7582116772356004E-2,null,3.3628625795158684E-2,6.4787636243041893E-3,2.2070339201363893E-4,2.3948233891653517E-5,5.5565358595963486E-3,4.889447654900523E-5,7.056598485857406E-5,4.5957471381513515E-2]
[2004,12,7,1,1.9507869843542167E-2,4.1290070417316083E-3,3.3184136000000163E-4,3.2674000000000291E-5,3.412304247412525E-3,8.6025752688172359E-5,2.7499722245374475E-2,null,2.2380572472381594E-2,5.7620226523064999E-3,2.2070339201363893E-4,2.3948233891653517E-5,5.9684517254710769E-3,4.889447654900523E-5,6.2759320576553652E-5,3.4404592952613465E-2]
[2004,12,7,5,1.8807709509507421E-2,4.0738399299288085E-3,3.3184136000000163E-4,3.2674000000000291E-5,3.6385804597099027E-3,8.6025752688172359E-5,2.6970671011834306E-2,null,2.1577307470931992E-2,5.6850370369618602E-3,2.2070339201363893E-4,2.3948233891653517E-5,6.3642308095733851E-3,4.889447654900523E-5,6.1920801673601502E-5,3.3920121419921533E-2]
[2004,12,7,8,2.6751329124228243E-2,5.2738476338643463E-3,0,0,3.903833556290412E-3,8.6025752688172359E-5,3.6015036067071175E-2,null,3.0690693807121024E-2,7.3596458480233969E-3,0,0,6.8281842519350841E-3,4.889447654900523E-5,8.0160457703357411E-5,4.4927418383628508E-2]
[2004,12,7,9,2.5786872310602768E-2,5.5322206089434695E-3,0,0,3.6046350877077808E-3,8.6025752688172359E-5,{"$f":"SUM(E8195:J8195)","v":3.500975375994219E-2},null,{"$f":"E8195*W$5","v":2.9584212382601338E-2},7.7202049170932777E-3,{"$f":"G8195*Y$5","v":0},{"$f":"H8195*Z$5","v":0},{"$f":"I8195*AA$5","v":6.3048570552396528E-3},{"$f":"J8195*AB$5","v":4.889447654900523E-5},8.408762765182721E-5,{"$f":"SUM(M8195:R8195)","v":4.3658168831483268E-2}]
[2004,12,7,15,2.1616523715981641E-2,5.6004081386913582E-3,0,0,3.3064292712037158E-3,8.6025752688172359E-5,3.0609386878564886E-2,null,2.4799743872939317E-2,7.8153605046331308E-3,0,0,5.7832661034923688E-3,4.889447654900523E-5,8.5124051904806049E-5,3.8447264957613823E-2]
[2004,12,7,16,2.2902362900696561E-2,5.5426269739976171E-3,0,0,3.47078362955088E-3,8.6025752688172359E-5,3.2001799256933229E-2,null,2.6274934003494083E-2,7.7347269827047292E-3,0,0,6.07073784766924E-3,4.889447654900523E-5,8.4245800402289752E-5,4.0129293310417057E-2]
[2004,12,7,20,3.18713560818479E-2,5.3015118138303443E-3,3.3184136000000163E-4,3.2674000000000291E-5,3.4637528556557698E-3,8.6025752688172359E-5,4.1087161864022191E-2,null,3.6564689035948506E-2,7.3982511664475361E-3,2.2070339201363893E-4,2.3948233891653517E-5,6.0584403408987086E-3,4.889447654900523E-5,8.0580942609637796E-5,5.0314926645749047E-2]
[2004,12,7,23,2.5743508162573037E-2,4.4382218518164889E-3,3.3184136000000163E-4,3.2674000000000291E-5,2.9432842557572704E-3,8.6025752688172359E-5,3.3575555382834972E-2,null,2.9534462488560308E-2,6.1935314199424423E-3,2.2070339201363893E-4,2.3948233891653517E-5,5.1480901822124718E-3,4.889447654900523E-5,6.7459266882529604E-5,4.1169630193169521E-2]
[2004,12,8,2,1.948698599398016E-2,4.2088056791535506E-3,3.3184136000000163E-4,3.2674000000000291E-5,3.4707728924513299E-3,8.6025752688172359E-5,2.7617105678273211E-2,null,2.235661329527136E-2,5.8733815218364478E-3,2.2070339201363893E-4,2.3948233891653517E-5,6.0707190674387304E-3,4.889447654900523E-5,6.3972229204928275E-5,3.459425998700083E-2]
[2004,12,8,6,2.1111345276285717E-2,4.3862522456223655E-3,1.6592068000000082E-4,1.6337000000000145E-5,3.7395940423526632E-3,8.6025752688172359E-5,2.950547499694892E-2,null,2.42201735368761E-2,6.1210079185060285E-3,1.1035169600681947E-4,1.1974116945826759E-5,6.5409133817904905E-3,4.889447654900523E-5,6.6669348836275453E-5,3.7053315126674272E-2]
[2004,12,8,8,2.7983189387280536E-2,5.3098383777763995E-3,0,0,3.9454663587637027E-3,8.6025752688172359E-5,3.732451987650881E-2,null,3.2103956152738714E-2,7.4098708729745874E-3,0,0,6.9010040692026467E-3,4.889447654900523E-5,8.0707503182363884E-5,4.6463725571464949E-2]
[2004,12,8,11,2.4611302435536938E-2,5.9552545595260055E-3,0,0,3.7441876442664145E-3,8.6025752688172359E-5,3.439677039201753E-2,null,2.8235529671661017E-2,8.3105481113080869E-3,0,0,6.5489480379290936E-3,4.889447654900523E-5,9.0517581161482939E-5,4.3143920297447201E-2]
[2004,12,8,14,2.3172103193101513E-2,5.676859355962776E-3,0,0,3.3560562969602902E-3,8.6025752688172359E-5,3.2291044598712751E-2,null,2.6584395887918583E-2,7.9220480547540356E-3,0,0,5.8700685941352896E-3,4.889447654900523E-5,8.6286081033047128E-5,4.0425407013356909E-2]
[2004,12,8,17,2.6958397008717088E-2,5.3295765880850519E-3,0,0,3.3914529281319048E-3,8.6025752688172359E-5,3.576545227762222E-2,null,3.0928254229282623E-2,7.4374155135540207E-3,0,0,5.931980741785161E-3,4.889447654900523E-5,8.1007516395189175E-5,4.4346544961170811E-2]
[2004,12,8,21,3.1733837437286881E-2,5.1510770252061692E-3,3.3184136000000163E-4,3.2674000000000291E-5,3.3327292748056422E-3,8.6025752688172359E-5,4.0668184849986869E-2,null,3.6406919581077939E-2,7.1883196620963312E-3,2.2070339201363893E-4,2.3948233891653517E-5,5.8292673655418598E-3,4.889447654900523E-5,7.8294391622993955E-5,4.971805271117042E-2]
[2004,12,8,24,2.3101530292660068E-2,4.0968066457769091E-3,3.3184136000000163E-4,3.2674000000000291E-5,3.0201790563406943E-3,8.6025752688172359E-5,3.0669057107465845E-2,null,2.6503430517245949E-2,5.7170870518027999E-3,2.2070339201363893E-4,2.3948233891653517E-5,5.2825866608221667E-3,4.889447654900523E-5,6.2269886930161662E-5,3.779665033232521E-2]
[2004,12,9,5,2.1765811541100452E-2,4.1215569069689238E-3,3.3184136000000163E-4,3.2674000000000291E-5,3.5158872025407031E-3,8.6025752688172359E-5,2.9853796763298249E-2,null,2.4971015622039173E-2,5.7516260012881182E-3,2.2070339201363893E-4,2.3948233891653517E-5,6.1496283798485284E-3,4.889447654900523E-5,6.2646081390670892E-5,3.7165816105630113E-2]
[2004,12,9,8,2.9348949937546102E-2,5.2624934813452276E-3,0,0,3.8290407540894516E-3,8.6025752688172359E-5,3.8526509925668952E-2,null,3.3670836761451453E-2,7.3438011465366522E-3,0,0,6.6973643727617563E-3,4.889447654900523E-5,7.9987878947588653E-5,4.7760896757298867E-2]
[2004,12,9,11,2.548347943222606E-2,6.0829789443381816E-3,0,0,3.7953572675240772E-3,8.6025752688172359E-5,3.5447841396776494E-2,null,2.9236142277737371E-2,8.4887872838504113E-3,0,0,6.6384486815060798E-3,4.889447654900523E-5,9.2458942736034475E-5,4.4412272719642862E-2]
[2004,12,9,12,2.499996040814239E-2,5.9328980692385687E-3,0,0,3.590782238607604E-3,8.6025752688172359E-5,3.4609666468676734E-2,null,2.8681420893646215E-2,8.2793496652506411E-3,0,0,6.2806270759881442E-3,4.889447654900523E-5,9.0177771098982423E-5,4.3290292111434002E-2]
[2004,12,9,15,2.3757278292863691E-2,5.8933951231619477E-3,0,0,3.8250315338936415E-3,8.6025752688172359E-5,3.3561730702607456E-2,null,2.7255743084424307E-2,8.2242233678561771E-3,0,0,6.6903518570361666E-3,4.889447654900523E-5,8.9577341496541914E-5,4.2219212785865656E-2]
[2004,12,9,18,3.2478147770065115E-2,5.4047141956324414E-3,0,0,3.4874376008795613E-3,8.6025752688172359E-5,4.145632531926529E-2,null,3.7260836050599606E-2,7.5422699234284603E-3,0,0,6.0998672619024478E-3,4.889447654900523E-5,8.214957916034356E-5,5.0951867712479518E-2]
[2004,12,9,22,3.1413048219542987E-2,4.8550496653088967E-3,3.3184136000000163E-4,3.2674000000000291E-5,3.0452623147731277E-3,8.6025752688172359E-5,3.9763901312313187E-2,null,3.6038891375350886E-2,6.7752139598800335E-3,2.2070339201363893E-4,2.3948233891653517E-5,5.3264597173308332E-3,4.889447654900523E-5,7.379488949295342E-5,4.8434111155016044E-2]
[2004,12,10,2,2.0066916042403654E-2,4.2157126625956796E-3,3.3184136000000163E-4,3.2674000000000291E-5,3.6044775484474017E-3,8.6025752688172359E-5,2.8337647366134908E-2,null,2.302194306124529E-2,{"$f":"(F8260*X$5)-S8260","v":5.8830202060649837E-3},2.2070339201363893E-4,2.3948233891653517E-5,6.3045815037640913E-3,4.889447654900523E-5,{"$f":"(F8260*$AC$7)*$AC$5","v":6.4077212699429606E-5},3.550309087352866E-2]
[2004,12,10,6,2.2439108691625825E-2,4.3299098718737961E-3,1.6592068000000082E-4,1.6337000000000145E-5,3.7070364921792946E-3,8.6025752688172359E-5,3.0744338488367089E-2,null,2.5743461603770463E-2,6.042382227015846E-3,1.1035169600681947E-4,1.1974116945826759E-5,6.4839670626993078E-3,4.889447654900523E-5,6.5812966403309793E-5,3.8441031182987265E-2]
[2004,12,10,9,2.9040397468997801E-2,5.5908610040293462E-3,0,0,3.6088823818714328E-3,8.6025752688172359E-5,3.8326166607586754E-2,null,3.3316847272119102E-2,7.8020374936449803E-3,0,0,6.31228598547026E-3,4.889447654900523E-5,8.4978939126168241E-5,4.748006522778335E-2]
[2004,12,10,12,2.5519612327590951E-2,5.8063745618543109E-3,0,0,3.4221908770357325E-3,8.6025752688172359E-5,3.4834203519169167E-2,null,2.9277596054589312E-2,8.1027863152177901E-3,0,0,5.9857444014329202E-3,4.889447654900523E-5,8.8254662399931021E-5,4.341502124778903E-2]
[2004,12,10,13,2.4502637603294644E-2,5.6331709773169598E-3,0,0,3.2666645167023652E-3,8.6025752688172359E-5,3.3488498850002144E-2,null,2.8110863002634469E-2,7.8610809929748997E-3,0,0,5.7137136836586206E-3,4.889447654900523E-5,8.5622034463692575E-5,4.1734552155816985E-2]
[2004,12,10,16,2.4969366776097169E-2,5.426404973381295E-3,0,0,3.4103321935477523E-3,8.6025752688172359E-5,3.3892129695714389E-2,null,2.8646322084566963E-2,7.5725393687144206E-3,0,0,5.9650024116237408E-3,4.889447654900523E-5,8.2479270648039388E-5,4.2232758341454124E-2]
[2004,12,10,19,3.3780381997823565E-2,5.5614039085475683E-3,3.3184136000000163E-4,3.2674000000000291E-5,3.323770536666206E-3,8.6025752688172359E-5,4.311609755572552E-2,null,3.8754835536146302E-2,7.7609301645167701E-3,2.2070339201363893E-4,2.3948233891653517E-5,5.8135976619546406E-3,4.889447654900523E-5,8.4531202592926641E-5,5.2622909465072004E-2]
[2004,12,10,24,2.479054653593173E-2,3.9861809583661293E-3,3.3184136000000163E-4,3.2674000000000291E-5,3.0285767645200266E-3,8.6025752688172359E-5,3.225584537150606E-2,null,2.8441169016771805E-2,5.5627090838445354E-3,2.2070339201363893E-4,2.3948233891653517E-5,5.2972750684900771E-3,4.889447654900523E-5,6.0588418986405592E-5,3.9594699271560715E-2]
[2004,12,11,3,1.9988715356318045E-2,3.7429864267816753E-3,3.3184136000000163E-4,3.2674000000000291E-5,3.2940832180446988E-3,8.6025752688172359E-5,2.7476326113832595E-2,null,2.293222664749198E-2,5.2233315081359156E-3,2.2070339201363893E-4,2.3948233891653517E-5,5.7616716567675296E-3,4.889447654900523E-5,5.6891955547153936E-5,3.4210775914849723E-2]
[2004,12,11,7,2.1927801964922462E-2,4.0204169929267692E-3,0,0,3.5186934399870757E-3,8.6025752688172359E-5,2.9552938150524479E-2,null,2.515686053741216E-2,5.6104854147322704E-3,0,0,6.1545367618433587E-3,4.889447654900523E-5,6.1108793557469558E-5,3.6970777190536791E-2]
[2004,12,11,10,2.7914768718894482E-2,4.4325590451867137E-3,0,0,3.367047939825985E-3,8.6025752688172359E-5,3.5800401456595354E-2,null,3.2025459948914085E-2,6.1856289824443675E-3,0,0,5.8892940456398745E-3,4.889447654900523E-5,6.737319439753524E-5,4.4149277453547332E-2]
[2004,12,11,13,2.7467647503905557E-2,4.269100227981765E-3,0,0,2.9657331176737071E-3,8.6025752688172359E-5,3.4788506602249206E-2,null,3.1512496266243653E-2,5.9575224672616884E-3,0,0,5.1873554232124836E-3,4.889447654900523E-5,6.4888683180589607E-5,4.2706268633266826E-2]
[2004,12,11,16,2.6286155742168131E-2,4.0685893192114291E-3,0,0,2.8819402756175855E-3,8.6025752688172359E-5,3.332271108968532E-2,null,3.015701961957945E-2,5.6777098181932297E-3,0,0,5.0407935997375669E-3,4.889447654900523E-5,6.1840994408100572E-5,4.0924417514059251E-2]
[2004,12,11,18,3.2737261618784361E-2,4.46096444994861E-3,0,0,2.95997504408197E-3,8.6025752688172359E-5,4.0244226865503115E-2,null,3.7558106655558997E-2,6.2252686788730133E-3,0,0,5.1772839929494722E-3,4.889447654900523E-5,6.7804945635917963E-5,4.9009553803930482E-2]
[2004,12,11,22,2.9064439664980585E-2,4.3946833280501356E-3,3.3184136000000163E-4,3.2674000000000291E-5,3.1563950281550904E-3,8.6025752688172359E-5,3.7066059133873987E-2,null,3.3344429889488575E-2,6.1327734804053607E-3,2.2070339201363893E-4,2.3948233891653517E-5,5.5208416325553678E-3,4.889447654900523E-5,6.6797498049765266E-5,4.5291591104903599E-2]
[2004,12,12,1,2.2325401021258035E-2,3.6031039965749375E-3,3.3184136000000163E-4,3.2674000000000291E-5,3.216025388253589E-3,8.6025752688172359E-5,2.9595071518774736E-2,null,2.5613009495070626E-2,5.0281258028986369E-3,2.2070339201363893E-4,2.3948233891653517E-5,5.6251409270541555E-3,4.889447654900523E-5,5.4765796354000709E-5,3.655982232747771E-2]
[2004,12,12,4,1.9581943935283397E-2,3.6868815988800505E-3,3.3184136000000163E-4,3.2674000000000291E-5,3.494023631826903E-3,8.6025752688172359E-5,2.7213390278678522E-2,null,2.2465554615067419E-2,5.1450373114911591E-3,2.2070339201363893E-4,2.3948233891653517E-5,6.1113868700386435E-3,4.889447654900523E-5,5.603918371979135E-5,3.4015524899051512E-2]
[2004,12,12,8,2.388935847684109E-2,4.0451682301288179E-3,0,0,3.6818641435833271E-3,8.6025752688172359E-5,3.1702416603241405E-2,null,2.7407273218333326E-2,5.645025726238013E-3,0,0,6.439938178837124E-3,4.889447654900523E-5,6.1485002852956314E-5,3.9541131599957466E-2]
[2004,12,12,9,2.5655158093452687E-2,3.9338752326777181E-3,0,0,3.3541430817212101E-3,8.6025752688172359E-5,3.302920216053979E-2,null,2.9433102107301535E-2,5.4897165281971704E-3,0,0,5.8667221947620377E-3,4.889447654900523E-5,5.9793392052982982E-5,4.0838435306809744E-2]
[2004,12,12,13,2.8478021564912463E-2,4.0301455335998585E-3,0,0,2.9791681818357252E-3,8.6025752688172359E-5,3.5573361033036217E-2,null,3.2671656650126633E-2,5.6240615775156391E-3,0,0,5.2108546560081567E-3,4.889447654900523E-5,6.1256663637775455E-5,4.3555467360199433E-2]
[2004,12,12,14,2.7716060367957297E-2,4.0441137436516049E-3,0,0,3.024989112957299E-3,8.6025752688172359E-5,3.4871188977254379E-2,null,3.1797490073951586E-2,5.6435541920636118E-3,0,0,5.2909999172704326E-3,4.889447654900523E-5,6.14689750636602E-5,4.2780938659834629E-2]
[2004,12,12,15,2.6887780113183445E-2,4.1311519911667264E-3,0,0,3.3147124243619692E-3,8.6025752688172359E-5,3.4419670281400312E-2,null,3.0847238384859789E-2,5.7650159257759534E-3,0,0,5.797754143296324E-3,4.889447654900523E-5,6.2791922983829437E-5,4.2458902930481067E-2]
[2004,12,12,16,2.794211372242043E-2,4.0219026979604212E-3,0,0,3.1591691367907986E-3,8.6025752688172359E-5,3.5209211309859823E-2,null,3.2056831740815431E-2,5.612558713705129E-3,0,0,5.5256938181381717E-3,4.889447654900523E-5,6.1131375703139641E-5,4.3243978749207733E-2]
[2004,12,12,17,3.0960901993506811E-2,4.1307880795341725E-3,0,0,3.2729338501510117E-3,8.6025752688172359E-5,{"$f":"SUM(E8323:J8323)","v":3.8450649675880168E-2},null,{"$f":"E8323*W$5","v":3.5520162705276928E-2},5.7645080876809786E-3,{"$f":"G8323*Y$5","v":0},{"$f":"H8323*Z$5","v":0},{"$f":"I8323*AA$5","v":5.7246793570939541E-3},{"$f":"J8323*AB$5","v":4.889447654900523E-5},6.278639166683768E-5,{"$f":"SUM(M8323:R8323)","v":4.7058244626600861E-2}]
[2004,12,12,18,3.4889886698502869E-2,4.1338250883479772E-3,0,0,3.1604181756140592E-3,8.6025752688172359E-5,4.2270155715153072E-2,null,4.0027724404134178E-2,{"$f":"(F8324*X$5)-S8324","v":5.7687462285713987E-3},0,0,5.5278785084176283E-3,4.889447654900523E-5,{"$f":"(F8324*$AC$7)*$AC$5","v":6.2832553033920116E-5},5.1373243617672204E-2]
[2004,12,12,19,3.5493548177462884E-2,3.9861220358206884E-3,3.3184136000000163E-4,3.2674000000000291E-5,2.9204674975444318E-3,8.6025752688172359E-5,4.2850678823516182E-2,null,4.0720280259130416E-2,5.5626268575276194E-3,2.2070339201363893E-4,2.3948233891653517E-5,5.1081814548390742E-3,4.889447654900523E-5,6.0587523386354264E-5,5.1684634673951402E-2]
[2004,12,12,20,3.4150510818404443E-2,3.7489953654826552E-3,3.3184136000000163E-4,3.2674000000000291E-5,2.696203496631282E-3,8.6025752688172359E-5,4.1046250793206555E-2,null,3.9179469028145418E-2,5.2317169723798441E-3,2.2070339201363893E-4,2.3948233891653517E-5,4.7159219239880082E-3,4.889447654900523E-5,5.6983289106638856E-5,4.9420654026967568E-2]
[2004,12,12,21,3.3049026816579175E-2,3.6742574814660734E-3,3.3184136000000163E-4,3.2674000000000291E-5,2.7301626541516573E-3,8.6025752688172359E-5,3.9903988064885085E-2,null,3.7915781976317967E-2,5.1274203760465036E-3,2.2070339201363893E-4,2.3948233891653517E-5,4.7753197905327973E-3,4.889447654900523E-5,5.5847301985569949E-5,4.8112068245351566E-2]
[2004,12,12,22,3.0787548862602029E-2,3.5816749453475875E-3,3.3184136000000163E-4,3.2674000000000291E-5,2.6609009237518965E-3,8.6025752688172359E-5,3.7480665844389686E-2,null,3.5321281825885932E-2,4.9982215965503609E-3,2.2070339201363893E-4,2.3948233891653517E-5,4.6541742934315278E-3,4.889447654900523E-5,5.4440083008870489E-5,4.5267223818322114E-2]
[2004,12,12,23,2.7184494143458228E-2,3.5177945783453528E-3,3.3184136000000163E-4,3.2674000000000291E-5,2.6340666526058105E-3,8.6025752688172359E-5,3.378689648709756E-2,null,3.1187646123449222E-2,4.909076647659656E-3,2.2070339201363893E-4,2.3948233891653517E-5,4.6072385455289012E-3,4.889447654900523E-5,5.3469125974716382E-5,4.0997507419092069E-2]
[2004,12,12,24,2.3424085149873111E-2,3.6840749102588881E-3,3.3184136000000163E-4,3.2674000000000291E-5,2.9834892177287948E-3,8.6025752688172359E-5,3.0542190390548968E-2,null,2.6873484368131414E-2,5.1411205820572643E-3,2.2070339201363893E-4,2.3948233891653517E-5,5.2184125676895E-3,4.889447654900523E-5,5.5996523131142846E-5,3.7526563620332472E-2]
[2004,12,13,1,1.8751113957571241E-2,3.6959161818941278E-3,3.3184136000000163E-4,3.2674000000000291E-5,3.0872164257703784E-3,8.6025752688172359E-5,2.5984787677923921E-2,null,2.1512377734272843E-2,5.1576450574831413E-3,2.2070339201363893E-4,2.3948233891653517E-5,5.3998415344305309E-3,4.889447654900523E-5,5.6176505910314467E-5,3.2363410428640813E-2]
[2004,12,13,2,1.7587922629760999E-2,3.7334570611057371E-3,3.3184136000000163E-4,3.2674000000000291E-5,3.253200784585567E-3,8.6025752688172359E-5,2.5025121588140478E-2,null,2.0177896418778485E-2,5.2100332937391105E-3,2.2070339201363893E-4,2.3948233891653517E-5,5.6901643078241769E-3,4.889447654900523E-5,5.6747112850277209E-5,3.1371640122796071E-2]
[2004,12,13,3,1.738664437462499E-2,3.6945553372079347E-3,3.3184136000000163E-4,3.2674000000000291E-5,3.1727244976399753E-3,8.6025752688172359E-5,2.4704465322161074E-2,null,1.9946978198987452E-2,5.1557460009233284E-3,2.2070339201363893E-4,2.3948233891653517E-5,5.5494034615297299E-3,4.889447654900523E-5,5.6155821593951598E-5,3.0945673763894808E-2]
[2004,12,13,4,1.7344121142759062E-2,3.7454157519090357E-3,3.3184136000000163E-4,3.2674000000000291E-5,3.2789643296678435E-3,8.6025752688172359E-5,2.4819042337024116E-2,null,1.9898193053291477E-2,5.2267216274242082E-3,2.2070339201363893E-4,2.3948233891653517E-5,5.7352272517914868E-3,4.889447654900523E-5,5.6928880355688225E-5,3.1153688034961467E-2]
[2004,12,13,5,1.7875447763323501E-2,3.7925942173828307E-3,3.3184136000000163E-4,3.2674000000000291E-5,3.3217811660869469E-3,8.6025752688172359E-5,2.544036425948145E-2,null,2.050776211610663E-2,5.2925590997301561E-3,2.2070339201363893E-4,2.3948233891653517E-5,5.8101180594908848E-3,4.889447654900523E-5,5.7645974903857866E-5,3.1903985377781968E-2]
[2004,12,13,6,1.9576636388509285E-2,3.9935810736621887E-3,1.6592068000000082E-4,1.6337000000000145E-5,3.4642890950408109E-3,8.6025752688172359E-5,2.7302789989900458E-2,null,2.2459465486106583E-2,5.5730359327780974E-3,1.1035169600681947E-4,1.1974116945826759E-5,6.0593782756931634E-3,4.889447654900523E-5,6.0700897895614256E-5,3.426309998407949E-2]
[2004,12,13,7,2.2050021828765455E-2,4.3208914589446075E-3,0,0,3.4064956610279254E-3,8.6025752688172359E-5,2.9863434701426161E-2,null,2.5297078333729281E-2,6.0297970463511876E-3,0,0,5.9582919434246788E-3,4.889447654900523E-5,6.5675889991864071E-5,3.733406180005415E-2]
[2004,12,13,8,2.4907022795962006E-2,5.0506043193380302E-3,0,0,3.5446388348437901E-3,8.6025752688172359E-5,3.3588291702831993E-2,null,2.857479741391751E-2,7.0481101634687973E-3,0,0,6.1999177787377376E-3,4.889447654900523E-5,7.6767245097681211E-5,4.187171983267305E-2]
[2004,12,13,9,2.5038609785839754E-2,5.4321281368951597E-3,0,0,3.5305852767394067E-3,8.6025752688172359E-5,3.4087348952162491E-2,null,2.8725761726628277E-2,7.5805260341466783E-3,0,0,6.1753367399336161E-3,4.889447654900523E-5,8.2566260534481435E-5,4.2530518977257577E-2]
[2004,12,13,10,2.4057547992007374E-2,5.6087134344923479E-3,0,0,3.4499842522236731E-3,8.6025752688172359E-5,3.3202271431411572E-2,null,2.7600230094889471E-2,7.8269505314981207E-3,0,0,6.0343577155073953E-3,4.889447654900523E-5,8.5250289209898853E-5,4.1510432818443986E-2]
[2004,12,13,11,2.3641726103138735E-2,5.5995107178306207E-3,0,0,3.094510035937264E-3,8.6025752688172359E-5,3.2421772609594793E-2,null,2.7123174834932019E-2,7.8141081552726265E-3,0,0,5.4125987673819802E-3,4.889447654900523E-5,8.5110411452532205E-5,4.0398776234135632E-2]
[2004,12,13,12,2.3310475270042597E-2,5.5607941025447713E-3,0,0,3.1376699836152492E-3,8.6025752688172359E-5,3.2094965108890788E-2,null,2.6743144450471611E-2,7.7600791812256027E-3,0,0,5.4880897100156104E-3,4.889447654900523E-5,8.4521933775985367E-5,4.0040207818261828E-2]
[2004,12,13,13,2.3013768047456921E-2,5.4400307137937726E-3,0,0,2.978418316096733E-3,8.6025752688172359E-5,3.1518242830035598E-2,null,2.6402744522062409E-2,7.5915540674343866E-3,0,0,5.2095430679611199E-3,4.889447654900523E-5,8.2686376666991828E-5,3.925273613400692E-2]
[2004,12,13,14,2.2769875889643239E-2,5.4635071616106201E-3,0,0,2.9197009432241254E-3,8.6025752688172359E-5,3.1239109747166156E-2,null,2.6122937133702086E-2,7.6243154124137442E-3,0,0,5.1068406768415755E-3,4.889447654900523E-5,8.3043209653626393E-5,3.8902987699506411E-2]
[2004,12,13,15,2.2390534597911464E-2,5.3769970141725959E-3,0,0,2.9134107296269049E-3,8.6025752688172359E-5,3.0766968094399137E-2,null,2.5687734554463007E-2,7.5035906415053316E-3,0,0,5.0958384819973206E-3,4.889447654900523E-5,8.172828865172107E-5,3.8336058154514664E-2]
[2004,12,13,16,2.3190442786344537E-2,5.3213966656139935E-3,0,0,3.1664472494898018E-3,8.6025752688172359E-5,3.1764312454136502E-2,null,2.6605436144952355E-2,7.4260004449682856E-3,0,0,5.5384239445123006E-3,4.889447654900523E-5,8.0883184716540056E-5,3.9618755010981943E-2]
[2004,12,13,17,2.7023432583216257E-2,5.2107031967359371E-3,0,0,3.1505503644201618E-3,8.6025752688172359E-5,3.5470711897060532E-2,null,3.1002866854855548E-2,7.2715278880820036E-3,0,0,5.510618747717363E-3,4.889447654900523E-5,7.9200686520524566E-5,4.3833907967203913E-2]
[2004,12,13,18,3.1967715407833525E-2,5.0958194821646872E-3,0,0,3.0856459375509133E-3,8.6025752688172359E-5,4.0235206580237291E-2,null,3.66752381064471E-2,7.1112078501042904E-3,0,0,5.3970945979196945E-3,4.889447654900523E-5,7.7454498199959579E-5,4.923243503102008E-2]
[2004,12,13,19,3.2775190918559127E-2,5.0044962587338093E-3,3.3184136000000163E-4,3.2674000000000291E-5,2.9861694859262965E-3,8.6025752688172359E-5,4.121639777590741E-2,null,3.7601621372913792E-2,6.9837664394280597E-3,2.2070339201363893E-4,2.3948233891653517E-5,5.2231006172267684E-3,4.889447654900523E-5,7.6066420292255371E-5,5.0102034532022915E-2]
[2004,12,13,20,3.1896055864850857E-2,5.0488889937028228E-3,3.3184136000000163E-4,3.2674000000000291E-5,3.4141343982338097E-3,8.6025752688172359E-5,4.080962036947567E-2,null,3.6593026075716732E-2,7.0457164293176435E-3,2.2070339201363893E-4,2.3948233891653517E-5,5.9716528371056721E-3,4.889447654900523E-5,7.6741172807092911E-5,4.9903941444594341E-2]
[2004,12,13,21,3.0487225311615327E-2,4.8510551940769194E-3,3.3184136000000163E-4,3.2674000000000291E-5,3.2452659863119481E-3,8.6025752688172359E-5,3.9034087604692368E-2,null,3.4976733033427902E-2,6.7696396817327658E-3,2.2070339201363893E-4,2.3948233891653517E-5,5.6762855745654539E-3,4.889447654900523E-5,7.3734175064993436E-5,4.7716204392180418E-2]
[2004,12,13,22,2.8665957450559415E-2,4.6278214508794517E-3,3.3184136000000163E-4,3.2674000000000291E-5,3.1535881868180677E-3,8.6025752688172359E-5,3.6897908200945108E-2,null,3.288726772107476E-2,6.4581173539521022E-3,2.2070339201363893E-4,2.3948233891653517E-5,5.5159321942971056E-3,4.889447654900523E-5,7.0341107939838216E-5,4.5154863371778264E-2]
[2004,12,13,23,2.4992721386591862E-2,4.3033076697880169E-3,3.3184136000000163E-4,3.2674000000000291E-5,3.0504602794509702E-3,8.6025752688172359E-5,3.2797030448519018E-2,null,2.8673115863535797E-2,6.0052588970068935E-3,2.2070339201363893E-4,2.3948233891653517E-5,5.335551462673861E-3,4.889447654900523E-5,6.5408623152772867E-5,4.0307472325670841E-2]
[2004,12,13,24,2.1057770917955628E-2,4.0864325704331721E-3,3.3184136000000163E-4,3.2674000000000291E-5,3.0844886463330815E-3,8.6025752688172359E-5,2.8679233247410053E-2,null,2.4158709890722812E-2,5.702610046430032E-3,2.2070339201363893E-4,2.3948233891653517E-5,5.39507038311787E-3,4.889447654900523E-5,6.2112204970890918E-5,3.5549936422725012E-2]
[2004,12,14,1,1.716623255974881E-2,4.0038446700713659E-3,3.3184136000000163E-4,3.2674000000000291E-5,3.098800008556567E-3,8.6025752688172359E-5,2.4719418351064917E-2,null,1.9694108837228892E-2,5.587358764976273E-3,2.2070339201363893E-4,2.3948233891653517E-5,5.4201023463788757E-3,4.889447654900523E-5,6.0856900617528188E-5,3.099511605103834E-2]
[2004,12,14,2,1.6117816269542128E-2,3.9081842669560956E-3,3.3184136000000163E-4,3.2674000000000291E-5,3.1115585221077693E-3,8.6025752688172359E-5,2.3588100171294167E-2,null,1.849130417673114E-2,5.4538648270614082E-3,2.2070339201363893E-4,2.3948233891653517E-5,5.4424182264112215E-3,4.889447654900523E-5,5.9402899245063624E-5,2.9681133332658066E-2]
[2004,12,14,3,1.5686514762613072E-2,3.9119717241428171E-3,3.3184136000000163E-4,3.2674000000000291E-5,3.2035605982446602E-3,8.6025752688172359E-5,2.3252588197688724E-2,null,1.7996489791014467E-2,5.459150217443154E-3,2.2070339201363893E-4,2.3948233891653517E-5,5.6033387980403563E-3,4.889447654900523E-5,5.9460467139075201E-5,2.9352524908952272E-2]
[2004,12,14,4,1.5513920949333342E-2,3.900155296092612E-3,3.3184136000000163E-4,3.2674000000000291E-5,3.2609405554606175E-3,8.6025752688172359E-5,2.3125557913574745E-2,null,1.7798480045338908E-2,5.4426604112000343E-3,2.2070339201363893E-4,2.3948233891653517E-5,5.7037019192106688E-3,4.889447654900523E-5,5.9280861972850629E-5,2.9238388478203908E-2]
[2004,12,14,5,1.6272023629765351E-2,3.9122951364766265E-3,3.3184136000000163E-4,3.2674000000000291E-5,3.2543781015758463E-3,8.6025752688172359E-5,2.3889237980506E-2,null,1.8668219905046447E-2,5.459601538832199E-3,2.2070339201363893E-4,2.3948233891653517E-5,5.6922235496480525E-3,4.889447654900523E-5,5.9465382882286769E-5,3.0113591095980996E-2]
[2004,12,14,6,1.7816761902576261E-2,4.1075817924672194E-3,1.6592068000000082E-4,1.6337000000000145E-5,3.4189941551638291E-3,8.6025752688172359E-5,2.5611621282895482E-2,null,2.0440434254577328E-2,5.7321237515913902E-3,1.1035169600681947E-4,1.1974116945826759E-5,5.9801530242318164E-3,4.889447654900523E-5,6.2433665019799635E-5,3.2323931319902181E-2]
[2004,12,14,7,2.0893909440356549E-2,4.4747117719368861E-3,0,0,3.6413506827592461E-3,8.6025752688172359E-5,2.9095997647740852E-2,null,2.3970718392714547E-2,6.2444530444854722E-3,0,0,6.3690761988880488E-3,4.889447654900523E-5,6.8013899648108141E-5,3.6633142112637067E-2]
[2004,12,14,8,2.3525567532207588E-2,5.0445372859869962E-3,0,0,3.4064070400647499E-3,8.6025752688172359E-5,3.2062537610947503E-2,null,2.6989910909354136E-2,7.0396436282346275E-3,0,0,5.9581369367481844E-3,4.889447654900523E-5,7.6675028521836741E-5,4.0036585950885946E-2]
[2004,12,14,9,2.3947409903205524E-2,5.50119550514672E-3,0,0,3.5471454473136915E-3,8.6025752688172359E-5,3.308177660835411E-2,null,2.747387321952743E-2,7.6769094348961685E-3,0,0,6.2043020875321283E-3,4.889447654900523E-5,8.3616057994662248E-5,4.1403979218504729E-2]
[2004,12,14,10,2.2463165424488656E-2,5.7306043157230695E-3,0,0,3.610128619100616E-3,8.6025752688172359E-5,3.1889924112000513E-2,null,2.5771060898701351E-2,7.9970490592222287E-3,0,0,6.3144657754894253E-3,4.889447654900523E-5,8.7102983771376123E-5,4.0131470209962009E-2]
[2004,12,14,11,2.1865821060401178E-2,5.9201668683762981E-3,0,0,3.6816560208447779E-3,8.6025752688172359E-5,3.1553669702310425E-2,null,2.5085752408402287E-2,8.2615832950269901E-3,0,0,6.4395741519427032E-3,4.889447654900523E-5,8.9984261737490837E-5,3.9835804331920986E-2]
[2004,12,14,12,2.16852275572804E-2,5.7547745871815784E-3,0,0,3.3917399989954271E-3,8.6025752688172359E-5,3.0917767896145577E-2,null,2.4878564949338232E-2,8.0307786339719779E-3,0,0,5.9324828566220842E-3,4.889447654900523E-5,8.7470362610781233E-5,3.8890720916481297E-2]
[2004,12,14,13,2.1615574212072466E-2,5.6213850925060493E-3,0,0,3.2854257177891292E-3,8.6025752688172359E-5,3.0608410775055814E-2,null,2.4798654546363812E-2,7.8446338097728427E-3,0,0,5.7465288475125218E-3,4.889447654900523E-5,8.5442893542969894E-5,3.8438711680198176E-2]
[2004,12,14,14,2.0715168307071114E-2,5.6940738472559885E-3,0,0,3.3128521744801823E-3,8.6025752688172359E-5,2.9808120081495457E-2,null,2.3765656080971958E-2,7.9460708495269466E-3,0,0,5.7945003854799814E-3,4.889447654900523E-5,8.6547734686507591E-5,3.7555121792527887E-2]
[2004,12,14,15,2.0972150437441984E-2,5.7140282261324126E-3,0,0,3.5290917222952699E-3,8.6025752688172359E-5,3.0301296138557837E-2,null,2.4060481053611204E-2,7.9739171529932731E-3,0,0,6.1727243680720053E-3,4.889447654900523E-5,8.6851033578506158E-5,3.8256017051225485E-2]
[2004,12,14,16,2.1972215498917324E-2,5.6370938632693633E-3,0,0,3.5930628007199389E-3,8.6025752688172359E-5,3.1288397915594804E-2,null,2.5207814348581638E-2,7.8665553739802382E-3,0,0,6.2846160007403052E-3,4.889447654900523E-5,8.5681660822907728E-5,3.9407880199851184E-2]
[2004,12,14,17,2.5717485277560001E-2,5.6167900895956989E-3,0,0,3.7716746880744798E-3,8.6025752688172359E-5,3.5191975807918358E-2,null,2.9504607508562708E-2,7.8382214906391502E-3,0,0,6.597025548651869E-3,4.889447654900523E-5,8.5373051264236478E-5,4.3988749024402723E-2]
[2004,12,14,18,3.1203199966590722E-2,5.5380758727030591E-3,0,0,3.8157852085727107E-3,8.6025752688172359E-5,4.0643086800554659E-2,null,3.5798141151412131E-2,7.728375928204907E-3,0,0,6.6741791355217168E-3,4.889447654900523E-5,8.4176625411248385E-5,5.0249590691687752E-2]
[2004,12,14,19,3.1884443551150991E-2,5.2510712921047037E-3,3.3184136000000163E-4,3.2674000000000291E-5,3.5091081742352269E-3,8.6025752688172359E-5,4.10951641301791E-2,null,3.6579703748347507E-2,7.3278614999151654E-3,2.2070339201363893E-4,2.3948233891653517E-5,6.1377712005780934E-3,4.889447654900523E-5,7.9814266059795782E-5,5.033888255129506E-2]
[2004,12,14,20,3.0956428180823222E-2,5.1994025004339448E-3,3.3184136000000163E-4,3.2674000000000291E-5,3.6735539134430885E-3,8.6025752688172359E-5,4.0279925707388434E-2,null,3.5515030084965434E-2,7.2557577846598482E-3,2.2070339201363893E-4,2.3948233891653517E-5,6.4254027787604227E-3,4.889447654900523E-5,7.9028920278717058E-5,4.9489736750839994E-2]
[2004,12,14,21,2.9944769768184623E-2,5.0347380084370397E-3,3.3184136000000163E-4,3.2674000000000291E-5,3.6072218920283356E-3,8.6025752688172359E-5,3.9037270781338174E-2,null,3.4354396217559972E-2,7.025968752253935E-3,2.2070339201363893E-4,2.3948233891653517E-5,6.3093816273736229E-3,4.889447654900523E-5,7.6526083268181174E-5,4.798329269964182E-2]
[2004,12,14,22,2.766020084770153E-2,4.7917258748680844E-3,3.3184136000000163E-4,3.2674000000000291E-5,3.4544537855380163E-3,8.6025752688172359E-5,3.6356921620795811E-2,null,3.1733404756006403E-2,6.6868457126811011E-3,2.2070339201363893E-4,2.3948233891653517E-5,6.0421753636090468E-3,4.889447654900523E-5,7.2832392208683645E-5,4.4755971934750845E-2]
[2004,12,14,23,2.4852145169324037E-2,4.3181174574450278E-3,3.3184136000000163E-4,3.2674000000000291E-5,3.1299453826864831E-3,8.6025752688172359E-5,3.2750749122143721E-2,null,2.8511838581921307E-2,6.0259259317426246E-3,2.2070339201363893E-4,2.3948233891653517E-5,5.4745786323393371E-3,4.889447654900523E-5,6.5633726234904489E-5,4.0305889248457558E-2]
[2004,12,14,24,1.9913049873875429E-2,3.9447065557271978E-3,3.3184136000000163E-4,3.2674000000000291E-5,2.7806168949218567E-3,8.6025752688172359E-5,2.7088914437212654E-2,null,2.2845418768054272E-2,5.5048316220041738E-3,2.2070339201363893E-4,2.3948233891653517E-5,4.8635691606206417E-3,4.889447654900523E-5,5.9958024001696109E-5,3.3507365653133378E-2]
[2004,12,15,1,1.9069767344668871E-2,4.115071097094909E-3,3.3184136000000163E-4,3.2674000000000291E-5,3.4053273659464924E-3,8.6025752688172359E-5,2.7040706920398446E-2,null,2.1877955589810424E-2,5.7425750640930692E-3,2.2070339201363893E-4,2.3948233891653517E-5,5.956248481796096E-3,4.889447654900523E-5,6.2547499572580524E-5,3.3870325238153878E-2]
[2004,12,15,2,1.8217275011255314E-2,4.0551462976795771E-3,3.3184136000000163E-4,3.2674000000000291E-5,3.4804278768954793E-3,8.6025752688172359E-5,2.6203390298518543E-2,null,2.089992638400107E-2,5.658950103375816E-3,2.2070339201363893E-4,2.3948233891653517E-5,6.0876065734718678E-3,4.889447654900523E-5,6.1636665645928938E-5,3.2940029163303047E-2]
[2004,12,15,3,1.7739419850839329E-2,4.0577057531954843E-3,3.3184136000000163E-4,3.2674000000000291E-5,3.5688503038288299E-3,8.6025752688172359E-5,2.5816517020551814E-2,null,2.0351702916509982E-2,5.6625218194109742E-3,2.2070339201363893E-4,2.3948233891653517E-5,6.2422659907852198E-3,4.889447654900523E-5,6.1675568386370096E-5,3.2550036829160467E-2]
[2004,12,15,4,1.7769409611369379E-2,4.0722666744606711E-3,3.3184136000000163E-4,3.2674000000000291E-5,3.6940900812415093E-3,8.6025752688172359E-5,2.5986307479759736E-2,null,2.0386108928768382E-2,5.6828415614992005E-3,2.2070339201363893E-4,2.3948233891653517E-5,6.4613225318785649E-3,4.889447654900523E-5,6.1896888794966097E-5,3.2823819124600445E-2]
[2004,12,15,5,1.8380614858973028E-2,4.0583504271911007E-3,3.3184136000000163E-4,3.2674000000000291E-5,3.6309783032357056E-3,8.6025752688172359E-5,2.652048470208801E-2,null,2.1087319437614466E-2,5.663421460929758E-3,2.2070339201363893E-4,2.3948233891653517E-5,6.3509338991469102E-3,4.889447654900523E-5,6.1685367183405158E-5,3.3395220900145427E-2]
[2004,12,15,6,1.9767444765051292E-2,4.2227498069485406E-3,1.6592068000000082E-4,1.6337000000000145E-5,3.7366165306442524E-3,8.6025752688172359E-5,2.7995094535332259E-2,null,2.2678372047088662E-2,5.8928405296340448E-3,1.1035169600681947E-4,1.1974116945826759E-5,6.5357054244674735E-3,4.889447654900523E-5,6.4184174589763268E-5,3.5278138290691825E-2]
[2004,12,15,7,2.311055140919227E-2,4.7061376441624439E-3,0,0,4.01614480082404E-3,8.6025752688172359E-5,3.1918859606866926E-2,null,2.65137800712439E-2,6.5674074750824768E-3,0,0,7.0246275326697454E-3,4.889447654900523E-5,7.153148398688932E-5,4.0154709555545127E-2]
[2004,12,15,8,2.6192694744993663E-2,5.2483731241157261E-3,0,0,3.8867910803240041E-3,8.6025752688172359E-5,3.5413884702121569E-2,null,3.0049795681887623E-2,7.3240962108480643E-3,0,0,6.7983753053368614E-3,4.889447654900523E-5,7.9773254943060407E-5,4.4221161674621555E-2]
[2004,12,15,9,2.5231968992053384E-2,5.5113519332083364E-3,0,0,3.5960393013674112E-3,8.6025752688172359E-5,{"$f":"SUM(E8387:J8387)","v":3.4425385979317304E-2},null,{"$f":"E8387*W$5","v":2.8947594749022514E-2},7.6910827138385578E-3,{"$f":"G8387*Y$5","v":0},{"$f":"H8387*Z$5","v":0},{"$f":"I8387*AA$5","v":6.2898221896194898E-3},{"$f":"J8387*AB$5","v":4.889447654900523E-5},8.3770431798869764E-5,{"$f":"SUM(M8387:R8387)","v":4.297739412902956E-2}]
[2004,12,15,10,2.3905936491898452E-2,5.7619707161061197E-3,0,0,3.726368739702638E-3,8.6025752688172359E-5,3.3480301700395385E-2,null,2.7426292489551314E-2,{"$f":"(F8388*X$5)-S8388","v":8.0408208202538255E-3},0,0,6.5177810422632418E-3,4.889447654900523E-5,{"$f":"(F8388*$AC$7)*$AC$5","v":8.7579741005518985E-5},4.2033788828617386E-2]
[2004,12,15,11,2.2946983088946465E-2,5.9025660274136587E-3,0,0,3.7004317438812657E-3,8.6025752688172359E-5,3.2636006612929563E-2,null,2.6326124900545762E-2,8.2370213499149171E-3,0,0,6.4724147160978686E-3,4.889447654900523E-5,8.971673571749938E-5,4.1084455443107556E-2]
[2004,12,15,12,2.2937305951387311E-2,5.7717697664766308E-3,0,0,3.4687644750739889E-3,8.6025752688172359E-5,3.2263865945626101E-2,null,2.6315022720748333E-2,8.054495379205967E-3,0,0,6.0672061502742231E-3,4.889447654900523E-5,8.7728682806134276E-5,4.0485618726777521E-2]
[2004,12,15,13,2.2270706345969542E-2,5.5508089045559509E-3,0,0,3.1856265747974423E-3,8.6025752688172359E-5,3.1093167578011109E-2,null,2.5550260555593122E-2,7.74614485357301E-3,0,0,5.5719704482604816E-3,4.889447654900523E-5,8.4370162603093906E-5,3.8917270333975615E-2]
[2004,12,15,14,2.1589505022969614E-2,5.6660396916084002E-3,0,0,3.2965001716717857E-3,8.6025752688172359E-5,3.0638070638937972E-2,null,2.476874644359852E-2,7.9069492306372037E-3,0,0,5.7658991435330809E-3,4.889447654900523E-5,8.6121626292020047E-5,3.8490489294317809E-2]
[2004,12,15,15,2.1138253473611791E-2,5.5786332762623484E-3,0,0,3.2955535665500232E-3,8.6025752688172359E-5,3.0098466069112335E-2,null,2.4251044199085112E-2,7.7849737193119327E-3,0,0,5.7642434391870787E-3,4.889447654900523E-5,8.4793082362279079E-5,3.7849155834133126E-2]
[2004,12,15,16,2.2409860194033269E-2,5.5207273023297754E-3,0,0,3.4510217938433347E-3,8.6025752688172359E-5,3.146763504289455E-2,null,2.5709906011830978E-2,7.7041660262924918E-3,0,0,6.0361724766251389E-3,4.889447654900523E-5,8.3912933807287062E-5,3.9499138991297617E-2]
[2004,12,15,17,2.5164743080374339E-2,5.3809379576244256E-3,0,0,3.3029147239246638E-3,8.6025752688172359E-5,3.3934621514611601E-2,null,2.8870469240167798E-2,7.5090902217219303E-3,0,0,5.7771188187689115E-3,4.889447654900523E-5,8.1788189477989393E-5,4.2205572757207641E-2]
[2004,12,15,18,3.0873319069788709E-2,5.3648431454566565E-3,0,0,3.372417607931914E-3,8.6025752688172359E-5,3.9696605575865455E-2,null,3.5419682438218712E-2,7.4866299373586437E-3,0,0,5.898686116964212E-3,4.889447654900523E-5,8.1543554517029654E-5,4.8853892969090568E-2]
[2004,12,15,19,3.1979104862758498E-2,5.3060305848363666E-3,3.3184136000000163E-4,3.2674000000000291E-5,3.1858926677664446E-3,8.6025752688172359E-5,4.092156922804948E-2,null,3.6688304757158514E-2,7.4045571040819678E-3,2.2070339201363893E-4,2.3948233891653517E-5,5.5724358707213255E-3,4.889447654900523E-5,8.0649626192715444E-5,4.9958843834416095E-2]
[2004,12,15,20,3.12454603449441E-2,5.2749947078488141E-3,3.3184136000000163E-4,3.2674000000000291E-5,3.4303508442579691E-3,8.6025752688172359E-5,4.0401347009739061E-2,null,3.5846624736141454E-2,7.3612465879145071E-3,2.2070339201363893E-4,2.3948233891653517E-5,6.0000169770639692E-3,4.889447654900523E-5,8.0177892787189583E-5,4.950143440357422E-2]
[2004,12,15,21,2.9830490028095971E-2,5.0587507809441079E-3,3.3184136000000163E-4,3.2674000000000291E-5,3.2466025111673393E-3,8.6025752688172359E-5,3.8586384432895596E-2,null,3.422328779692297E-2,7.0594785374715405E-3,2.2070339201363893E-4,2.3948233891653517E-5,5.6786232864167183E-3,4.889447654900523E-5,7.6891068184039042E-5,4.7254935723265522E-2]
[2004,12,15,22,2.8041580808412431E-2,4.8947628291748316E-3,3.3184136000000163E-4,3.2674000000000291E-5,3.2542865473020981E-3,8.6025752688172359E-5,3.6641171297577539E-2,null,3.2170946215871632E-2,6.830633615859674E-3,2.2070339201363893E-4,2.3948233891653517E-5,5.692063412326317E-3,4.889447654900523E-5,7.4398514325021078E-5,4.4987189346511913E-2]
[2004,12,15,23,2.5212350064017855E-2,4.4235019283751153E-3,3.3184136000000163E-4,3.2674000000000291E-5,2.9287273410642518E-3,8.6025752688172359E-5,3.3015120446145393E-2,null,2.8925086764078432E-2,6.1729897905743701E-3,2.2070339201363893E-4,2.3948233891653517E-5,5.1226287238202535E-3,4.889447654900523E-5,6.7235529701947794E-5,4.0514251380927346E-2]
[2004,12,15,24,2.1590077136663922E-2,4.0622916338143777E-3,3.3184136000000163E-4,3.2674000000000291E-5,2.9962030090411296E-3,8.6025752688172359E-5,2.9099112892207603E-2,null,2.4769402805984605E-2,5.6689214084016852E-3,2.2070339201363893E-4,2.3948233891653517E-5,5.2406502241801019E-3,4.889447654900523E-5,6.1745272009778362E-5,3.5972520541020687E-2]
[2004,12,16,1,1.9388833815865907E-2,4.1254490513096794E-3,3.3184136000000163E-4,3.2674000000000291E-5,3.41036003243358E-3,8.6025752688172359E-5,2.7375184012297341E-2,null,2.2244007359655312E-2,5.7570574824240949E-3,2.2070339201363893E-4,2.3948233891653517E-5,5.9650511045403467E-3,4.889447654900523E-5,6.2705240489200619E-5,3.4259662049074047E-2]
[2004,12,16,2,1.8528138290107576E-2,4.064672109845742E-3,3.3184136000000163E-4,3.2674000000000291E-5,3.4841576658345831E-3,8.6025752688172359E-5,2.6527509178476075E-2,null,2.1256566970449229E-2,5.6722433588554779E-3,2.2070339201363893E-4,2.3948233891653517E-5,6.0941303367752471E-3,4.889447654900523E-5,6.1781454330822445E-5,3.3316486768534249E-2]
[2004,12,16,3,1.8042649022867542E-2,4.0688131156339383E-3,3.3184136000000163E-4,3.2674000000000291E-5,3.573846803215386E-3,8.6025752688172359E-5,2.6135850054405038E-2,null,2.0699585207849151E-2,5.6780221257390802E-3,2.2070339201363893E-4,2.3948233891653517E-5,6.2510053537560388E-3,4.889447654900523E-5,6.1844396027735073E-5,3.2922158789798567E-2]
[2004,12,16,4,1.8071378452661685E-2,4.0847479149862314E-3,3.3184136000000163E-4,3.2674000000000291E-5,3.7010738720484777E-3,8.6025752688172359E-5,2.6307741352384569E-2,null,2.0732545294765602E-2,5.700259112477026E-3,2.2070339201363893E-4,2.3948233891653517E-5,6.4735378606622712E-3,4.889447654900523E-5,6.2086598855380095E-5,3.3199888370359192E-2]
[2004,12,16,5,1.8691317024441493E-2,4.0703062698629108E-3,3.3184136000000163E-4,3.2674000000000291E-5,3.6363631015236472E-3,8.6025752688172359E-5,2.6848527508516223E-2,null,2.144377518533901E-2,5.6801058200519677E-3,2.2070339201363893E-4,2.3948233891653517E-5,6.3603524346298908E-3,4.889447654900523E-5,6.1867091398311875E-5,3.3777779542475163E-2]
[2004,12,16,6,2.0093737286955887E-2,4.2365881652131022E-3,1.6592068000000082E-4,1.6337000000000145E-5,3.7427675242985617E-3,8.6025752688172359E-5,2.8341376409155725E-2,null,2.3052713966132139E-2,5.9121519362229022E-3,1.1035169600681947E-4,1.1974116945826759E-5,6.5464641101026311E-3,4.889447654900523E-5,6.4394512318374797E-5,3.5682550301959319E-2]
[2004,12,16,7,2.3476941105639915E-2,4.7241557204538943E-3,0,0,4.0265535531168297E-3,8.6025752688172359E-5,3.2313676131898811E-2,null,2.69341238207279E-2,6.5925516714214552E-3,0,0,7.0428334519188887E-3,4.889447654900523E-5,7.1805351823567493E-5,4.0618403420617247E-2]
[2004,12,16,8,2.6599010237381853E-2,5.2679120846980043E-3,0,0,3.8989835530592399E-3,8.6025752688172359E-5,3.5851931627827266E-2,null,3.051594464622755E-2,7.351362798756424E-3,0,0,6.8197011249760565E-3,4.889447654900523E-5,8.007023963660106E-5,4.4735903046509033E-2]
[2004,12,16,9,2.5636067323174319E-2,5.5268830168284403E-3,0,0,3.6022278156297451E-3,8.6025752688172359E-5,3.485120390832068E-2,null,2.941120005591431E-2,7.71275631592483E-3,0,0,6.3006465024442139E-3,4.889447654900523E-5,8.4006498302502229E-5,4.3473497350832356E-2]
[2004,12,16,10,2.4294466632540111E-2,5.7793109979570184E-3,0,0,3.7346273344241029E-3,8.6025752688172359E-5,3.3894430717609406E-2,null,2.7872037055209967E-2,8.0650191555466481E-3,0,0,6.5322261269747436E-3,4.889447654900523E-5,8.7843306627124698E-5,4.2518176814280363E-2]
[2004,12,16,11,2.3324720282839252E-2,5.919637700103602E-3,0,0,3.7093091286887342E-3,8.6025752688172359E-5,3.3039692864319757E-2,null,2.6759487164659399E-2,8.2608448415578302E-3,0,0,6.4879421248018199E-3,4.889447654900523E-5,8.9976218583064267E-5,4.155716860756805E-2]
[2004,12,16,12,2.3310370483489211E-2,5.7879801400814897E-3,0,0,3.4785735360731446E-3,8.6025752688172359E-5,3.2662949912332019E-2,null,2.674302423319156E-2,8.0771169293679113E-3,0,0,6.0843631511747305E-3,4.889447654900523E-5,8.797507425653645E-5,4.0953398790283202E-2]
[2004,12,16,13,2.2633628562010708E-2,5.5647979553330659E-3,0,0,3.1933205665633964E-3,8.6025752688172359E-5,3.1477772836595343E-2,null,2.5966626208177968E-2,7.7656665513195465E-3,0,0,5.5854279875364975E-3,4.889447654900523E-5,8.4582790799996773E-5,3.9366615223583021E-2]
[2004,12,16,14,2.1941149026101617E-2,5.6830808893085852E-3,0,0,3.3067869173410121E-3,8.6025752688172359E-5,3.1017042585439386E-2,null,2.5172173068837126E-2,7.9307301944811712E-3,0,0,5.7838916613414011E-3,4.889447654900523E-5,8.6380645949449796E-5,3.8935689401208701E-2]
[2004,12,16,15,2.1486805970051297E-2,5.5944408364183773E-3,0,0,3.3034922038872451E-3,8.6025752688172359E-5,3.0470764763045093E-2,null,2.4650924066521085E-2,7.8070331439571697E-3,0,0,5.7781288873411107E-3,4.889447654900523E-5,8.5033351203029045E-5,3.8284980574368369E-2]
[2004,12,16,16,2.2769513954265155E-2,5.5356766719063576E-3,0,0,3.4656553555078686E-3,8.6025752688172359E-5,3.1856871734367555E-2,null,2.6122521900207887E-2,7.7250278473713543E-3,0,0,6.0617679980188438E-3,4.889447654900523E-5,8.414015848096566E-5,3.9958212222147085E-2]
[2004,12,16,17,2.5555064499328688E-2,5.3963552494353806E-3,0,0,3.3169250932723287E-3,8.6025752688172359E-5,3.435437059472457E-2,null,2.9318268865369954E-2,7.5306050275224757E-3,0,0,5.8016243162405876E-3,4.889447654900523E-5,8.2022526389844157E-5,4.2699392685682021E-2]
[2004,12,16,18,3.1328702930098214E-2,5.3811347320104827E-3,0,0,3.3917641417296677E-3,8.6025752688172359E-5,4.0187627556526537E-2,null,3.5942125512226794E-2,7.5093648200595924E-3,0,0,5.9325250846103839E-3,4.889447654900523E-5,8.17911803730523E-5,4.9432909893445773E-2]
[2004,12,16,19,3.2447946692232284E-2,5.3225484103570381E-3,3.3184136000000163E-4,3.2674000000000291E-5,3.2067065192005568E-3,8.6025752688172359E-5,4.1427742734478051E-2,null,3.7226187602737146E-2,7.4276077028954399E-3,2.2070339201363893E-4,2.3948233891653517E-5,5.6088413195026941E-3,4.889447654900523E-5,8.0900690794107993E-5,5.055618272758957E-2]
[2004,12,16,20,3.1702029900048528E-2,5.2936788100453498E-3,3.3184136000000163E-4,3.2674000000000291E-5,3.4548380941746312E-3,8.6025752688172359E-5,4.090108791695668E-2,null,3.6370428108762391E-2,7.3873202223274188E-3,2.2070339201363893E-4,2.3948233891653517E-5,6.0428475567603631E-3,4.889447654900523E-5,8.0461883961722844E-5,5.0094141990304465E-2]
[2004,12,16,21,3.0270154683282983E-2,5.0756402828563557E-3,3.3184136000000163E-4,3.2674000000000291E-5,3.267337676105903E-3,8.6025752688172359E-5,3.9063673754933415E-2,null,3.472769687684181E-2,7.0830478100886527E-3,2.2070339201363893E-4,2.3948233891653517E-5,5.7148911048708721E-3,4.889447654900523E-5,7.7147782123777092E-5,4.781918189425563E-2]
[2004,12,16,22,2.8460041683151971E-2,4.9112909125828474E-3,3.3184136000000163E-4,3.2674000000000291E-5,3.2725256706207287E-3,8.6025752688172359E-5,3.7094399379043727E-2,null,3.2651029075203647E-2,6.8536985295383525E-3,2.2070339201363893E-4,2.3948233891653517E-5,5.7239654114299154E-3,4.889447654900523E-5,7.4649734842359959E-5,4.5522239118626205E-2]
[2004,12,16,23,2.5599798584924994E-2,4.4337010876412094E-3,3.3184136000000163E-4,3.2674000000000291E-5,2.9394558824732322E-3,8.6025752688172359E-5,3.3423496667727606E-2,null,2.9369590432137802E-2,6.1872227008435352E-3,2.2070339201363893E-4,2.3948233891653517E-5,5.1413939853096917E-3,4.889447654900523E-5,6.7390553004045066E-5,4.0991753220745324E-2]
[2004,12,16,24,2.1936297743592324E-2,4.0706037020382425E-3,3.3184136000000163E-4,3.2674000000000291E-5,3.0016075392807011E-3,8.6025752688172359E-5,2.9459050097599439E-2,null,2.5166607393001986E-2,5.6805208861718517E-3,2.2070339201363893E-4,2.3948233891653517E-5,5.2501032727639702E-3,4.889447654900523E-5,6.187161225309675E-5,3.6390777654392102E-2]
[2004,12,17,1,1.8746129500064698E-2,4.1684502741297976E-3,3.3184136000000163E-4,3.2674000000000291E-5,3.458746036162974E-3,8.6025752688172359E-5,2.6823866923045645E-2,null,2.1506659272269798E-2,5.8170656193592381E-3,2.2070339201363893E-4,2.3948233891653517E-5,6.0496829270592018E-3,4.889447654900523E-5,6.335884255402534E-5,3.366695392114253E-2]
[2004,12,17,2,1.800265178008317E-2,4.2711838210298739E-3,3.3184136000000163E-4,3.2674000000000291E-5,3.7809658573951339E-3,8.6025752688172359E-5,2.6505342571196352E-2,null,2.0653698024983441E-2,5.9604301179922506E-3,2.2070339201363893E-4,2.3948233891653517E-5,6.6132767066796301E-3,4.889447654900523E-5,6.4920352994357359E-5,3.3520950952109614E-2]
[2004,12,17,3,1.7795428986889288E-2,4.2032658540046668E-3,3.3184136000000163E-4,3.2674000000000291E-5,3.7276925931436999E-3,8.6025752688172359E-5,2.6176928546725826E-2,null,2.0415959882469623E-2,5.8656507047961607E-3,2.2070339201363893E-4,2.3948233891653517E-5,6.5200965905794763E-3,4.889447654900523E-5,6.3888025991191196E-5,3.3095253280299552E-2]
[2004,12,17,4,1.8097918422191439E-2,4.1559430128614043E-3,3.3184136000000163E-4,3.2674000000000291E-5,3.6853832916694451E-3,8.6025752688172359E-5,2.6389785839410464E-2,null,2.076299350444915E-2,5.7996117564768496E-3,2.2070339201363893E-4,2.3948233891653517E-5,6.4460935108192315E-3,4.889447654900523E-5,6.3168736988318045E-5,3.3302244874199527E-2]
[2004,12,17,5,1.8610112179861853E-2,4.2471385086946759E-3,3.3184136000000163E-4,3.2674000000000291E-5,3.9045397471963294E-3,8.6025752688172359E-5,2.7212331548441028E-2,null,2.1350612224759549E-2,5.9268749234970899E-3,2.2070339201363893E-4,2.3948233891653517E-5,6.8294194484548928E-3,4.889447654900523E-5,6.4554873485614452E-5,3.4400452699165827E-2]
[2004,12,17,6,2.0147688025347735E-2,4.4238692027031758E-3,1.6592068000000082E-4,1.6337000000000145E-5,3.9544786110884732E-3,8.6025752688172359E-5,2.8794319271827559E-2,null,2.3114609417567961E-2,6.1735023213054891E-3,1.1035169600681947E-4,1.1974116945826759E-5,6.916767374300351E-3,4.889447654900523E-5,6.7241112130619218E-5,3.6376099402675451E-2]
[2004,12,17,7,2.3425786355474428E-2,4.7763000326818631E-3,0,0,4.0016347605328082E-3,8.6025752688172359E-5,3.2289746901377273E-2,null,2.6875436090977426E-2,6.6653189748456928E-3,0,0,6.9992480621613564E-3,4.889447654900523E-5,7.2597925334410085E-5,4.0588897604533478E-2]
[2004,12,17,8,2.6107870914071948E-2,5.2193108093992356E-3,0,0,3.833739195592125E-3,8.6025752688172359E-5,3.5246946671751482E-2,null,2.9952480807913469E-2,7.2835397976396604E-3,0,0,6.7055824035293582E-3,4.889447654900523E-5,7.9331518925767499E-5,4.399049748563149E-2]
[2004,12,17,9,2.5429220988778731E-2,5.5418713204658139E-3,0,0,3.6918960957508067E-3,8.6025752688172359E-5,3.4749014157683521E-2,null,2.9173893809014192E-2,7.7336724694225915E-3,0,0,6.4574850380508765E-3,4.889447654900523E-5,8.4234314758945504E-5,4.341394579303666E-2]
[2004,12,17,10,2.4082167768944882E-2,5.7218504737481628E-3,0,0,3.7209418731423494E-3,8.6025752688172359E-5,3.3610985868523569E-2,null,2.7628475347006846E-2,7.9848330868965995E-3,0,0,6.508288925283867E-3,4.889447654900523E-5,8.6969928736781355E-5,4.2170491835736311E-2]
[2004,12,17,11,2.3435582556295104E-2,5.8796708747763842E-3,0,0,3.7551004472820811E-3,8.6025752688172359E-5,3.3156379631041739E-2,null,2.6886674867131845E-2,8.2050712014190043E-3,0,0,6.5680355908745765E-3,4.889447654900523E-5,8.9368738194247566E-5,4.1708676135974433E-2]
[2004,12,17,12,2.2446213677057358E-2,5.739298328936198E-3,0,0,3.4792222257320126E-3,8.6025752688172359E-5,3.1750759984413741E-2,null,2.5751612859783599E-2,8.009181540607509E-3,0,0,6.0854977724256638E-3,4.889447654900523E-5,8.7235129431779423E-5,3.9895186649365769E-2]
[2004,12,17,13,2.1879912760517921E-2,5.6442133651819536E-3,0,0,3.4473019222941085E-3,8.6025752688172359E-5,3.1057453800682155E-2,null,2.5101919233291487E-2,7.8764906273907729E-3,0,0,6.0296660598003959E-3,4.889447654900523E-5,8.5789874516505654E-5,3.9056970397031661E-2]
[2004,12,17,14,2.104878377956175E-2,5.7450743877320298E-3,0,0,3.564840174422899E-3,8.6025752688172359E-5,3.0444724094404851E-2,null,2.4148399318438051E-2,8.0172420213202467E-3,0,0,6.2352518847627741E-3,4.889447654900523E-5,8.7322923306183816E-5,3.8449787701070076E-2]
[2004,12,17,15,2.0331180953092606E-2,5.6435704116825653E-3,0,0,3.5910553503310559E-3,8.6025752688172359E-5,2.96518324677944E-2,null,2.3325123266619657E-2,7.8755933868216929E-3,0,0,6.2811047749325799E-3,4.889447654900523E-5,8.578010187035221E-5,3.7530715904922934E-2]
[2004,12,17,16,2.1994721667007174E-2,5.3615050296839896E-3,0,0,3.407664689961913E-3,8.6025752688172359E-5,3.0849917139341248E-2,null,2.5233634744660258E-2,7.4819716021938629E-3,0,0,5.9603366886326935E-3,4.889447654900523E-5,8.1492816439864593E-5,3.8724837512035822E-2]
[2004,12,17,17,2.4210620510205907E-2,5.214153551415579E-3,0,0,3.28296290368109E-3,8.6025752688172359E-5,3.2793762717990747E-2,null,2.7775843865872587E-2,7.2763428524600373E-3,0,0,5.7422211463092109E-3,4.889447654900523E-5,7.9253130585950915E-5,4.0843302341190837E-2]
[2004,12,17,18,2.756405042344276E-2,5.4726709919731657E-3,0,0,3.1687239662142228E-3,8.6025752688172359E-5,3.6291471134318326E-2,null,3.1623095349821495E-2,7.637103522871589E-3,0,0,5.542406143307318E-3,4.889447654900523E-5,8.3182496354186475E-5,4.48514994925494E-2]
[2004,12,17,19,2.920894327003546E-2,5.464631695120516E-3,3.3184136000000163E-4,3.2674000000000291E-5,3.0420230327793669E-3,8.6025752688172359E-5,3.8166139110623519E-2,null,3.3510212900723993E-2,7.6258846971090262E-3,2.2070339201363893E-4,2.3948233891653517E-5,5.3207938983407454E-3,4.889447654900523E-5,8.3060302130905642E-5,4.6750437598628056E-2]
[2004,12,17,20,2.8614638561111544E-2,5.4026133463550025E-3,3.3184136000000163E-4,3.2674000000000291E-5,3.1950910179031015E-3,8.6025752688172359E-5,3.7662884038057821E-2,null,3.2828391681112332E-2,7.5393381916577613E-3,2.2070339201363893E-4,2.3948233891653517E-5,5.5885246789764056E-3,4.889447654900523E-5,8.2117647058520222E-5,4.6249800654200791E-2]
[2004,12,17,21,2.8085078680097641E-2,5.3329048233258158E-3,3.3184136000000163E-4,3.2674000000000291E-5,3.2576479920869701E-3,8.6025752688172359E-5,3.7126172608198602E-2,null,3.2220849525533474E-2,7.4420600604525027E-3,2.2070339201363893E-4,2.3948233891653517E-5,5.6979429059094457E-3,4.889447654900523E-5,8.1058104292065634E-5,4.5654398594349721E-2]
[2004,12,17,22,2.5950999670125562E-2,4.8909088950616613E-3,3.3184136000000163E-4,3.2674000000000291E-5,2.7199250335571256E-3,8.6025752688172359E-5,3.4012374711432522E-2,null,2.9772508915947161E-2,6.8252554570345262E-3,2.2070339201363893E-4,2.3948233891653517E-5,4.7574131972539357E-3,4.889447654900523E-5,7.4339936007269435E-5,4.1648723672689916E-2]
[2004,12,17,23,2.381016899418556E-2,4.4530101201004715E-3,3.3184136000000163E-4,3.2674000000000291E-5,2.7914957645964727E-3,8.6025752688172359E-5,3.1505215991570676E-2,null,2.7316422399159483E-2,6.2141684244278982E-3,2.2070339201363893E-4,2.3948233891653517E-5,4.8825973608550939E-3,4.889447654900523E-5,6.7684042878459448E-5,3.8706734286896763E-2]
[2004,12,17,24,2.0789197337800592E-2,3.8675892563303903E-3,3.3184136000000163E-4,3.2674000000000291E-5,2.8287195521477931E-3,8.6025752688172359E-5,2.7936047258966947E-2,null,2.3850586527022155E-2,5.3972145553539911E-3,2.2070339201363893E-4,2.3948233891653517E-5,4.9477053825702482E-3,4.889447654900523E-5,5.8785870681072901E-5,3.4489052567400688E-2]
[2004,12,18,1,2.0708284273557486E-2,3.6656068871315866E-3,3.3184136000000163E-4,3.2674000000000291E-5,3.0227259701819859E-3,8.6025752688172359E-5,{"$f":"SUM(E8451:J8451)","v":2.7847158243559232E-2},null,{"$f":"E8451*W$5","v":2.3757758313958453E-2},5.1153484856361828E-3,{"$f":"G8451*Y$5","v":2.2070339201363893E-4},{"$f":"H8451*Z$5","v":2.3948233891653517E-5},{"$f":"I8451*AA$5","v":5.2870414606314775E-3},{"$f":"J8451*AB$5","v":4.889447654900523E-5},5.5715816275439478E-5,{"$f":"SUM(M8451:R8451)","v":3.4453694362680407E-2}]
[2004,12,18,2,1.9440719872516839E-2,3.7008171069174908E-3,3.3184136000000163E-4,3.2674000000000291E-5,3.2217852153207027E-3,8.6025752688172359E-5,2.6813863307443207E-2,null,2.2303534087098939E-2,{"$f":"(F8452*X$5)-S8452","v":5.1644842904310286E-3},2.2070339201363893E-4,2.3948233891653517E-5,5.635215424315998E-3,4.889447654900523E-5,{"$f":"(F8452*$AC$7)*$AC$5","v":5.6250998087623494E-5},3.3396779904300261E-2]
[2004,12,18,3,1.9063403267877338E-2,3.7085140736616115E-3,3.3184136000000163E-4,3.2674000000000291E-5,3.3031356149456226E-3,8.6025752688172359E-5,2.6525594069172743E-2,null,2.1870654347645336E-2,5.1752253950805077E-3,2.2070339201363893E-4,2.3948233891653517E-5,5.777505178630047E-3,4.889447654900523E-5,5.6367989024785657E-5,3.3116931023810185E-2]
[2004,12,18,4,1.8700915227358245E-2,3.7090610000460808E-3,3.3184136000000163E-4,3.2674000000000291E-5,3.3775793159931634E-3,8.6025752688172359E-5,2.6238096656085664E-2,null,2.1454786806684951E-2,5.1759886299659425E-3,2.2070339201363893E-4,2.3948233891653517E-5,5.9077144459615174E-3,4.889447654900523E-5,5.6376302095688123E-5,3.2832035985066704E-2]
[2004,12,18,5,1.8615521227169536E-2,3.7944775522874017E-3,3.3184136000000163E-4,3.2674000000000291E-5,3.5321241517881404E-3,8.6025752688172359E-5,2.6392664043933249E-2,null,2.1356817801085774E-2,5.2951872905451234E-3,2.2070339201363893E-4,2.3948233891653517E-5,6.1780283819367768E-3,4.889447654900523E-5,5.7674600870787531E-5,3.3123579576021966E-2]
[2004,12,18,6,1.9651156980744267E-2,3.8077497899955044E-3,1.6592068000000082E-4,1.6337000000000145E-5,3.4931913082318633E-3,8.6025752688172359E-5,2.722038151165981E-2,null,2.2544959880347267E-2,5.313708676812562E-3,1.1035169600681947E-4,1.1974116945826759E-5,6.1099310551883902E-3,4.889447654900523E-5,5.7876333784457179E-5,3.4139819901849867E-2]
[2004,12,18,7,2.0933024176183829E-2,3.985875200042524E-3,0,0,3.5254272803604478E-3,8.6025752688172359E-5,2.8530352409274973E-2,null,2.4015593111837728E-2,5.5622823985981944E-3,0,0,6.1663149030293258E-3,4.889447654900523E-5,6.0583771577366051E-5,3.5793084890014253E-2]
[2004,12,18,8,2.2777906384057155E-2,4.2347516244688336E-3,0,0,3.6056826621315308E-3,8.6025752688172359E-5,3.0704366423345689E-2,null,2.6132150187903349E-2,5.9095890465829951E-3,0,0,6.3066893647067031E-3,4.889447654900523E-5,6.436659760470235E-5,3.8397323075742049E-2]
[2004,12,18,9,2.5388487317533917E-2,4.2724782929246911E-3,0,0,3.4807163332267821E-3,8.6025752688172359E-5,3.3227707696373565E-2,null,2.9127161752225197E-2,5.9622365514289885E-3,0,0,6.0881111116265745E-3,4.889447654900523E-5,6.4940028469793239E-5,4.1226403891829765E-2]
[2004,12,18,10,2.6705504765285347E-2,4.3874841463425237E-3,0,0,3.38262423555272E-3,8.6025752688172359E-5,3.4561638899868762E-2,null,3.0638121414822569E-2,6.122727033969674E-3,0,0,5.916538500520231E-3,4.889447654900523E-5,6.6688073253897789E-5,4.2726281425861476E-2]
[2004,12,18,11,2.6458401693709385E-2,4.4163022867531893E-3,0,0,3.2809495669153727E-3,8.6025752688172359E-5,3.4241679300066122E-2,null,3.0354630277865623E-2,6.1629427023290016E-3,0,0,5.7386996246563838E-3,4.889447654900523E-5,6.7126097915559443E-5,4.2305167081400009E-2]
[2004,12,18,12,2.6224840169052899E-2,4.3935946483554264E-3,0,0,3.2497196306227674E-3,8.6025752688172359E-5,3.3954180200719268E-2,null,3.0086674797782039E-2,6.1312542296512156E-3,0,0,5.6840754312559002E-3,4.889447654900523E-5,6.678095053670102E-5,4.1950898935238158E-2]
[2004,12,18,13,2.6303742410607851E-2,4.2285873694717421E-3,0,0,2.9664039376472808E-3,8.6025752688172359E-5,3.3584759470415046E-2,null,3.017719607711785E-2,5.9009868386989076E-3,0,0,5.1885287525343902E-3,4.889447654900523E-5,6.4272903297192549E-5,4.1315606144900152E-2]
[2004,12,18,14,2.5506105854965076E-2,4.1465691088548324E-3,0,0,2.930237104245669E-3,8.6025752688172359E-5,3.2668937820753752E-2,null,2.9262100637002769E-2,5.7865304885883449E-3,0,0,5.1252694463384801E-3,4.889447654900523E-5,6.30262572490838E-5,4.0222795048478602E-2]
[2004,12,18,15,2.4956797835611076E-2,3.9829597553225921E-3,0,0,2.6716930002997261E-3,8.6025752688172359E-5,3.1697476343921567E-2,null,2.8631902258839902E-2,5.5582139002042681E-3,0,0,4.6730506840529538E-3,4.889447654900523E-5,6.0539457937802795E-5,3.8912061319646127E-2]
[2004,12,18,16,2.5184016412934235E-2,4.0221807233451669E-3,0,0,2.8774591855920428E-3,8.6025752688172359E-5,3.2169682074559613E-2,null,2.8892580737712153E-2,5.6129466976801209E-3,0,0,5.0329557378249829E-3,4.889447654900523E-5,6.1135601582164146E-5,3.9587377649766255E-2]
[2004,12,18,17,2.7705887002089785E-2,4.1961162635255553E-3,0,0,3.1493801463365768E-3,8.6025752688172359E-5,3.5137409164640088E-2,null,3.1785818591933711E-2,5.8556734628396829E-3,0,0,5.5085719225711448E-3,4.889447654900523E-5,6.3779354962942856E-5,4.3198958453893543E-2]
[2004,12,18,18,3.1417716632878227E-2,4.4174716409934736E-3,0,0,2.9304898901132371E-3,8.6025752688172359E-5,3.8851703916673107E-2,null,3.6044247252943792E-2,6.1645745342810872E-3,0,0,5.1257115933857744E-3,4.889447654900523E-5,6.7143871650719462E-5,4.7383427857159655E-2]
[2004,12,18,19,3.140899019103166E-2,4.6049487660078346E-3,3.3184136000000163E-4,3.2674000000000291E-5,3.0024056158137738E-3,8.6025752688172359E-5,3.946688568554145E-2,null,3.6034235767028647E-2,6.4261985591868472E-3,2.2070339201363893E-4,2.3948233891653517E-5,5.2514991861748236E-3,4.889447654900523E-5,6.999345191799179E-5,4.8005479614844609E-2]
[2004,12,18,20,3.0076851045125533E-2,4.3931841768110758E-3,3.3184136000000163E-4,3.2674000000000291E-5,2.8220938068465253E-3,8.6025752688172359E-5,3.7742670141471313E-2,null,3.4505927605380841E-2,6.1306814172745914E-3,2.2070339201363893E-4,2.3948233891653517E-5,4.9361163101697223E-3,4.889447654900523E-5,6.6774711526939318E-5,4.5866271435279445E-2]
[2004,12,18,21,2.894539087184432E-2,4.3654869464311158E-3,3.3184136000000163E-4,3.2674000000000291E-5,2.9471805949002647E-3,8.6025752688172359E-5,3.6708599525863875E-2,null,3.3207850131477847E-2,6.0920299770511922E-3,2.2070339201363893E-4,2.3948233891653517E-5,5.1549052580072688E-3,4.889447654900523E-5,6.6353724267065436E-5,4.4748331468990606E-2]
[2004,12,18,22,2.7862824613296359E-2,4.3538250107703069E-3,3.3184136000000163E-4,3.2674000000000291E-5,3.1163131925345815E-3,8.6025752688172359E-5,3.5783503929289424E-2,null,3.196586662431352E-2,6.0757557646877423E-3,2.2070339201363893E-4,2.3948233891653517E-5,5.4507346070312877E-3,4.889447654900523E-5,6.6176467325800234E-5,4.3785903098486838E-2]
[2004,12,18,23,2.5362902796888926E-2,4.1464471710381352E-3,3.3184136000000163E-4,3.2674000000000291E-5,2.972587219865075E-3,8.6025752688172359E-5,3.2932478300480308E-2,null,2.9097809689541843E-2,5.7863603245622537E-3,2.2070339201363893E-4,2.3948233891653517E-5,5.1993439140047819E-3,4.889447654900523E-5,6.3024403841121268E-5,4.0377060030563176E-2]
[2004,12,18,24,2.2634350594972055E-2,3.7407213797245259E-3,3.3184136000000163E-4,3.2674000000000291E-5,3.0162577241801686E-3,8.6025752688172359E-5,2.9841870811564922E-2,null,2.5967454566740357E-2,5.2201706386290521E-3,2.2070339201363893E-4,2.3948233891653517E-5,5.2757278698109663E-3,4.889447654900523E-5,5.6857527702167507E-5,3.6756899177634667E-2]
[2004,12,19,1,2.3709698345329409E-2,3.71035563201384E-3,3.3184136000000163E-4,3.2674000000000291E-5,3.3079822677058971E-3,8.6025752688172359E-5,3.1178577357737318E-2,null,2.7201156577923925E-2,5.1777952867842125E-3,2.2070339201363893E-4,2.3948233891653517E-5,5.7859824452898868E-3,4.889447654900523E-5,5.6395980004171216E-5,3.8458480412452312E-2]
[2004,12,19,2,2.2122564366768387E-2,3.7900576180651068E-3,3.3184136000000163E-4,3.2674000000000291E-5,3.474407028962464E-3,8.6025752688172359E-5,2.9837570126484129E-2,null,2.5380303388136877E-2,5.2890192794826174E-3,2.2070339201363893E-4,2.3948233891653517E-5,6.0770755253503955E-3,4.889447654900523E-5,5.7607419568847207E-5,3.7039944295424183E-2]
[2004,12,19,3,2.1119738077706458E-2,3.7640654877846946E-3,3.3184136000000163E-4,3.2674000000000291E-5,3.505429170950692E-3,8.6025752688172359E-5,2.8839773849130019E-2,null,2.4229802250925851E-2,5.2527473036918879E-3,2.2070339201363893E-4,2.3948233891653517E-5,6.1313362663197408E-3,4.889447654900523E-5,5.721234917534848E-5,3.5907431923391769E-2]
[2004,12,19,4,2.0853915979654445E-2,3.7891450111723736E-3,3.3184136000000163E-4,3.2674000000000291E-5,3.5758592685630427E-3,8.6025752688172359E-5,2.8669461372078035E-2,null,2.3924835548875444E-2,5.2877457380390127E-3,2.2070339201363893E-4,2.3948233891653517E-5,6.2545253512139966E-3,4.889447654900523E-5,5.7593548294721842E-5,3.5760652740582745E-2]
[2004,12,19,5,2.1318951372675178E-2,3.7637348933600022E-3,3.3184136000000163E-4,3.2674000000000291E-5,3.5336307367196517E-3,8.6025752688172359E-5,2.9066858115443003E-2,null,2.4458351427297624E-2,5.2522859597066273E-3,2.2070339201363893E-4,2.3948233891653517E-5,6.1806635453870657E-3,4.889447654900523E-5,5.7207324267115E-5,3.6184847034845612E-2]
[2004,12,19,6,2.1694300122835099E-2,3.7832846920970086E-3,1.6592068000000082E-4,1.6337000000000145E-5,3.5678592608402357E-3,8.6025752688172359E-5,2.9313727508460518E-2,null,2.4888973528672413E-2,5.2795676722423909E-3,1.1035169600681947E-4,1.1974116945826759E-5,6.2405325602918E-3,4.889447654900523E-5,5.750447369644326E-5,3.6580294050708256E-2]
[2004,12,19,7,2.280682392642246E-2,3.8895649872206679E-3,0,0,3.5901837618733884E-3,8.6025752688172359E-5,3.0372598428204688E-2,null,2.6165326088594735E-2,5.4278816522881886E-3,0,0,6.2795802820219578E-3,4.889447654900523E-5,5.9119893347032946E-5,3.7921682499453879E-2]
[2004,12,19,8,2.5369214614664973E-2,4.1626919341264433E-3,0,0,3.7807457541481388E-3,8.6025752688172359E-5,3.3398678055627726E-2,null,2.9105050977099239E-2,5.8090298651927606E-3,0,0,6.6128917247117109E-3,4.889447654900523E-5,6.3271317998458645E-5,4.1575867043552713E-2]
[2004,12,19,9,2.7206333392932741E-2,4.0528688452241704E-3,0,0,3.4512254718830552E-3,8.6025752688172359E-5,3.4796453462728139E-2,null,3.1212701391375799E-2,5.6557719221557385E-3,0,0,6.0365287293093874E-3,4.889447654900523E-5,6.1602049243655415E-5,4.2953896519389932E-2]
[2004,12,19,10,2.993983488261636E-2,4.1751863807536925E-3,0,0,3.5578295271100485E-3,8.6025752688172359E-5,3.7758876543168271E-2,null,3.4348734627392047E-2,5.8264658452641463E-3,0,0,6.2229895813404523E-3,4.889447654900523E-5,6.3461228786544229E-5,4.6447084530545649E-2]
[2004,12,19,11,3.0401900354748029E-2,4.3538121394794708E-3,0,0,3.6775267841246415E-3,8.6025752688172359E-5,3.8519265031040313E-2,null,3.4878843238376624E-2,6.0757378028221858E-3,0,0,6.4323517156532469E-3,4.889447654900523E-5,6.6176271687124957E-5,4.7435827233401062E-2]
[2004,12,19,12,3.0550118829369435E-2,4.2313024397836749E-3,0,0,3.2595819433944694E-3,8.6025752688172359E-5,3.8127028965235753E-2,null,3.5048888165865634E-2,5.9047757149303711E-3,0,0,5.7013255746814267E-3,4.889447654900523E-5,6.4314171322742595E-5,4.6703883932026437E-2]
[2004,12,19,13,3.0138066264069136E-2,4.1518404558964703E-3,0,0,3.1008077590054754E-3,8.6025752688172359E-5,3.7476740231659256E-2,null,3.4576157294986525E-2,5.7938866448639589E-3,0,0,5.4236140970207449E-3,4.889447654900523E-5,6.3106379698746093E-5,4.5842552513420232E-2]
[2004,12,19,14,2.9356331337908773E-2,4.1598947845518696E-3,0,0,3.1347428197742652E-3,8.6025752688172359E-5,3.6736994694923079E-2,null,3.3679305136886051E-2,5.8051264474829603E-3,0,0,5.4829698160053664E-3,4.889447654900523E-5,6.3228802399653176E-5,4.5016295876923379E-2]
[2004,12,19,15,2.8478805228975095E-2,4.2533640521935081E-3,0,0,3.4431238487283226E-3,8.6025752688172359E-5,3.6261318882585096E-2,null,3.2672555715503246E-2,5.9355626593862844E-3,0,0,6.0223582031220914E-3,4.889447654900523E-5,6.4649499354802283E-5,4.4679371054560629E-2]
[2004,12,19,16,2.957472699757242E-2,4.1449152420779487E-3,0,0,3.2874373027834938E-3,8.6025752688172359E-5,3.7093105295122039E-2,null,3.3929861447131983E-2,5.7842225201746363E-3,0,0,5.7500473051470226E-3,4.889447654900523E-5,6.3001119109528137E-5,4.5513025749002643E-2]
[2004,12,19,17,3.271833343791368E-2,4.2678347138933289E-3,0,0,3.4357868730417618E-3,8.6025752688172359E-5,4.0507980777536944E-2,null,3.7536391136276569E-2,5.955756444396945E-3,0,0,6.0095251196626079E-3,4.889447654900523E-5,6.4869447852684481E-5,4.9550567176885121E-2]
[2004,12,19,18,3.6839255803402526E-2,4.2734659432573071E-3,0,0,3.3331036423982752E-3,8.6025752688172359E-5,4.4531851141746286E-2,null,4.2264154976899712E-2,5.9636148158716436E-3,0,0,5.8299221708412122E-3,4.889447654900523E-5,6.4955040375371439E-5,5.4106586440161565E-2]
[2004,12,19,19,3.745381291970442E-2,4.1356154421246958E-3,3.3184136000000163E-4,3.2674000000000291E-5,3.1034649577610807E-3,8.6025752688172359E-5,4.5143434432278369E-2,null,4.2969210946112335E-2,5.7712446643727504E-3,2.2070339201363893E-4,2.3948233891653517E-5,5.4282617958623233E-3,4.889447654900523E-5,6.2859765723431889E-5,5.4462263508801706E-2]
[2004,12,19,20,3.6055984605389467E-2,3.8892411748647398E-3,3.3184136000000163E-4,3.2674000000000291E-5,2.8466922244535825E-3,8.6025752688172359E-5,4.3242459117395972E-2,null,4.1365540317623441E-2,5.4274297726689255E-3,2.2070339201363893E-4,2.3948233891653517E-5,4.9791413329595352E-3,4.889447654900523E-5,5.9114971523638864E-5,5.2065657525706195E-2]
[2004,12,19,21,3.4889310944206858E-2,3.8169188189679619E-3,3.3184136000000163E-4,3.2674000000000291E-5,2.8823087143273465E-3,8.6025752688172359E-5,4.2039079590190348E-2,null,4.0027063865036294E-2,5.3265040419221352E-3,2.2070339201363893E-4,2.3948233891653517E-5,5.0414380348446268E-3,4.889447654900523E-5,5.8015699501890513E-5,5.0688552044257353E-2]
[2004,12,19,22,3.2535384298771092E-2,3.711366504147448E-3,3.3184136000000163E-4,3.2674000000000291E-5,2.7888031593769889E-3,8.6025752688172359E-5,3.9486095074983706E-2,null,3.7326501153404038E-2,5.1792059572126148E-3,2.2070339201363893E-4,2.3948233891653517E-5,4.8778877326675057E-3,4.889447654900523E-5,5.6411344872202152E-5,4.7677140945738453E-2]
[2004,12,19,23,2.8750571400224127E-2,3.6458342596152942E-3,3.3184136000000163E-4,3.2674000000000291E-5,2.7477408695316592E-3,8.6025752688172359E-5,3.559468764205926E-2,null,3.298434180696079E-2,5.0877558158991228E-3,2.2070339201363893E-4,2.3948233891653517E-5,4.8060657974268277E-3,4.889447654900523E-5,5.5415279934281929E-5,4.3171709522741034E-2]
[2004,12,19,24,2.4846920537830126E-2,3.8039985377376359E-3,3.3184136000000163E-4,3.2674000000000291E-5,3.0749117605757301E-3,8.6025752688172359E-5,3.2176371948831661E-2,null,2.8505844578233113E-2,5.3084738103505056E-3,2.2070339201363893E-4,2.3948233891653517E-5,5.3783194792773213E-3,4.889447654900523E-5,5.7819316191453435E-5,3.9486183970315232E-2]
[2004,12,20,1,2.1630108576660968E-2,3.8128987434146934E-3,3.3184136000000163E-4,3.2674000000000291E-5,3.2993127937026526E-3,8.6025752688172359E-5,2.9192861226466485E-2,null,2.4815329221898448E-2,5.3208940329858932E-3,2.2070339201363893E-4,2.3948233891653517E-5,5.7708186927866254E-3,4.889447654900523E-5,5.7954595898084662E-5,3.6200588050125257E-2]
[2004,12,20,2,2.0865281666684186E-2,3.9150406084908175E-3,3.3184136000000163E-4,3.2674000000000291E-5,3.6232863075429155E-3,8.6025752688172359E-5,2.8854149695406093E-2,null,2.3937874931663397E-2,5.4634328405900193E-3,2.2070339201363893E-4,2.3948233891653517E-5,6.3374798511968309E-3,4.889447654900523E-5,5.9507113002030115E-5,3.6032333725904538E-2]
[2004,12,20,3,2.0544092918974449E-2,3.8335956150766202E-3,3.3184136000000163E-4,3.2674000000000291E-5,3.4586150488047475E-3,8.6025752688172359E-5,2.8286844695543989E-2,null,2.3569388361726042E-2,5.349776483934171E-3,2.2070339201363893E-4,2.3948233891653517E-5,6.0494538174407338E-3,4.889447654900523E-5,5.8269180395140375E-5,3.5262164765555243E-2]
[2004,12,20,4,2.0697408294424381E-2,3.9453760071808883E-3,3.3184136000000163E-4,3.2674000000000291E-5,3.6498659797030123E-3,8.6025752688172359E-5,2.8743191393996455E-2,null,2.3745280752792176E-2,5.5057658404256485E-3,2.2070339201363893E-4,2.3948233891653517E-5,6.3839702807318519E-3,4.889447654900523E-5,5.9968199406573833E-5,3.5928562976403969E-2]
[2004,12,20,5,2.1374774790771486E-2,4.0031506974037732E-3,3.3184136000000163E-4,3.2674000000000291E-5,3.7022772395423472E-3,8.6025752688172359E-5,2.9530743840405781E-2,null,2.4522395326727991E-2,5.5863903272404362E-3,2.2070339201363893E-4,2.3948233891653517E-5,6.4756426673484293E-3,4.889447654900523E-5,6.0846352499620747E-5,3.6877974423771151E-2]
[2004,12,20,6,2.3310453303576589E-2,4.2235091540790397E-3,1.6592068000000082E-4,1.6337000000000145E-5,3.9026112125645114E-3,8.6025752688172359E-5,3.1704857102908317E-2,null,2.6743119249253416E-2,5.8939001973271924E-3,1.1035169600681947E-4,1.1974116945826759E-5,6.8260462539750533E-3,4.889447654900523E-5,6.4195716374388539E-5,3.9634285990057305E-2]
[2004,12,20,7,2.6381328134072703E-2,4.6086355718990635E-3,0,0,3.9601159644018086E-3,8.6025752688172359E-5,3.5036105423061743E-2,null,3.0266206969683452E-2,6.4313434908484339E-3,0,0,6.9266276530652298E-3,4.889447654900523E-5,7.0049489950984372E-5,4.367307259014612E-2]
[2004,12,20,8,2.8152682437819147E-2,5.1468137679219214E-3,0,0,3.7270907123247814E-3,8.6025752688172359E-5,3.7112612670754018E-2,null,3.2298408521529771E-2,7.182370293447606E-3,0,0,6.5190438425383468E-3,4.889447654900523E-5,7.8229591750313138E-5,4.6048717134064727E-2]
[2004,12,20,9,2.846865905816575E-2,5.5387648126329859E-3,0,0,3.6915834584568021E-3,8.6025752688172359E-5,3.7785033081943704E-2,null,3.2660915433251163E-2,7.7293373427634671E-3,0,0,6.4569382050425755E-3,4.889447654900523E-5,8.4187097033476982E-5,4.6896085457606207E-2]
[2004,12,20,10,2.7342756057102003E-2,5.7321673943660926E-3,0,0,3.6379781984824671E-3,8.6025752688172359E-5,3.6798927402638737E-2,null,3.1369213473258807E-2,7.9992303329418923E-3,0,0,6.3631773961607919E-3,4.889447654900523E-5,8.7126741966179962E-5,4.5780515678910491E-2]
[2004,12,20,11,2.6891477772123414E-2,5.7085662827444632E-3,0,0,3.2644015412022116E-3,8.6025752688172359E-5,3.5950471348758263E-2,null,3.0851480556073143E-2,7.9662950198244771E-3,0,0,5.709755519600174E-3,4.889447654900523E-5,8.6768014137611349E-5,4.4576425572046795E-2]
[2004,12,20,12,2.6471931677166959E-2,5.6805455537052435E-3,0,0,3.3332076829554603E-3,8.6025752688172359E-5,3.5571710666515835E-2,null,3.0370152668457263E-2,7.9271921377450077E-3,0,0,5.8301041478860558E-3,4.889447654900523E-5,8.6342109822412213E-5,4.4176343430637324E-2]
[2004,12,20,13,2.5938188092133461E-2,5.5190034032734023E-3,0,0,3.0882684583500475E-3,8.6025752688172359E-5,3.4631485706445087E-2,null,2.9757810722241883E-2,7.7017603279459597E-3,0,0,5.401681641645513E-3,4.889447654900523E-5,8.3886731203991144E-5,4.2910147168382359E-2]
[2004,12,20,14,2.4943424736428153E-2,5.4283172212371842E-3,0,0,2.8096822379250412E-3,8.6025752688172359E-5,3.326744994827855E-2,null,2.8616559855089815E-2,7.5752079075062165E-3,0,0,4.9144072700097177E-3,4.889447654900523E-5,8.2508336080720088E-5,4.1155069509154749E-2]
[2004,12,20,15,2.4466415367513875E-2,5.3482883804428592E-3,0,0,2.8219405056982123E-3,8.6025752688172359E-5,3.2722670006343123E-2,null,2.8069306729217383E-2,7.4635277895422261E-3,0,0,4.9358481715640109E-3,4.889447654900523E-5,8.1291928449534585E-5,4.0517577166872626E-2]
[2004,12,20,16,2.5340638642974846E-2,5.2904039745572387E-3,0,0,3.0876554959959183E-3,8.6025752688172359E-5,3.3804723866216177E-2,null,2.9072266946320431E-2,7.3827501946974435E-3,0,0,5.4006095109224318E-3,4.889447654900523E-5,8.041210772056931E-5,4.190452112848931E-2]
[2004,12,20,17,2.8434351831636652E-2,5.0225456341072439E-3,0,0,2.7988211009112919E-3,8.6025752688172359E-5,{"$f":"SUM(E8515:J8515)","v":3.634174431934336E-2},null,{"$f":"E8515*W$5","v":3.2621556170767917E-2},7.0089543135853525E-3,{"$f":"G8515*Y$5","v":0},{"$f":"H8515*Z$5","v":0},{"$f":"I8515*AA$5","v":4.8954100859223242E-3},{"$f":"J8515*AB$5","v":4.889447654900523E-5},7.6340763862953892E-5,{"$f":"SUM(M8515:R8515)","v":4.457481504682459E-2}]
[2004,12,20,18,3.3414718032051607E-2,4.8797526272663736E-3,0,0,2.6757230671362979E-3,8.6025752688172359E-5,4.1056219479142446E-2,null,3.8335324387459464E-2,{"$f":"(F8516*X$5)-S8516","v":6.8096869033600124E-3},0,0,4.6800996625790446E-3,4.889447654900523E-5,{"$f":"(F8516*$AC$7)*$AC$5","v":7.4170365023271134E-5},4.9874005429947528E-2]
[2004,12,20,19,3.4540879130716989E-2,4.8312562642785946E-3,3.3184136000000163E-4,3.2674000000000291E-5,2.6351192080670189E-3,8.6025752688172359E-5,4.2457795715750778E-2,null,3.9627322452158512E-2,6.7420103072036467E-3,2.2070339201363893E-4,2.3948233891653517E-5,4.6090795673145073E-3,4.889447654900523E-5,7.3433238939254924E-5,5.1271958429130959E-2]
[2004,12,20,20,3.3564750602474408E-2,4.8880305042286187E-3,3.3184136000000163E-4,3.2674000000000291E-5,3.0847781247215294E-3,8.6025752688172359E-5,4.1988100344112732E-2,null,3.8507450552053325E-2,6.8212386672798575E-3,2.2070339201363893E-4,2.3948233891653517E-5,5.3955767089498442E-3,4.889447654900523E-5,7.4296185572549956E-5,5.1017812030737318E-2]
[2004,12,20,21,3.1990569501048761E-2,4.6845056050113442E-3,3.3184136000000163E-4,3.2674000000000291E-5,2.8802527703429039E-3,8.6025752688172359E-5,4.0005868989091191E-2,null,3.6701457662636293E-2,6.5372199994147319E-3,2.2070339201363893E-4,2.3948233891653517E-5,5.0378419890258156E-3,4.889447654900523E-5,7.1202685303310654E-5,4.8570065753531136E-2]
[2004,12,20,22,3.0605726568630129E-2,4.5406759018148208E-3,3.3184136000000163E-4,3.2674000000000291E-5,2.9531207416012635E-3,8.6025752688172359E-5,3.8550064324734387E-2,null,3.5112684625885654E-2,6.3365058811008703E-3,2.2070339201363893E-4,2.3948233891653517E-5,5.1652951518316578E-3,4.889447654900523E-5,6.9016529077344128E-5,4.6908031761272478E-2]
[2004,12,20,23,2.6704834506795228E-2,4.2073770860584364E-3,3.3184136000000163E-4,3.2674000000000291E-5,2.8307409990869872E-3,8.6025752688172359E-5,3.4193493704628826E-2,null,3.0637352454970283E-2,5.8713879224814979E-3,2.2070339201363893E-4,2.3948233891653517E-5,4.9512410897046069E-3,4.889447654900523E-5,6.3950515138780275E-5,4.1753527569610684E-2]
[2004,12,20,24,2.3162127106056887E-2,4.0558714841533745E-3,3.3184136000000163E-4,3.2674000000000291E-5,3.0168377492455554E-3,8.6025752688172359E-5,3.0685377452143992E-2,null,2.6572950735737247E-2,5.6599620999277563E-3,2.2070339201363893E-4,2.3948233891653517E-5,5.276742390015297E-3,4.889447654900523E-5,6.164768820169763E-5,3.7803201328134597E-2]
[2004,12,21,1,1.9443250386896153E-2,4.1270756672813613E-3,3.3184136000000163E-4,3.2674000000000291E-5,3.41124882937023E-3,8.6025752688172359E-5,2.7432115996235917E-2,null,2.2306437241616212E-2,5.7593274223831951E-3,2.2070339201363893E-4,2.3948233891653517E-5,5.9666056967529737E-3,4.889447654900523E-5,6.2729964426987586E-5,3.4325916463206672E-2]
[2004,12,21,2,1.8581194949707704E-2,4.0661064906846239E-3,3.3184136000000163E-4,3.2674000000000291E-5,3.4848359860923284E-3,8.6025752688172359E-5,2.658267853917283E-2,null,2.1317436682255112E-2,5.6742450349974993E-3,2.2070339201363893E-4,2.3948233891653517E-5,6.0953167848230242E-3,4.889447654900523E-5,6.180325636845193E-5,3.3380544604529931E-2]
[2004,12,21,3,1.8094575429087476E-2,4.0702974859434752E-3,3.3184136000000163E-4,3.2674000000000291E-5,3.5747914057051968E-3,8.6025752688172359E-5,2.6190205433424318E-2,null,2.0759158226684945E-2,5.6800935621065946E-3,2.2070339201363893E-4,2.3948233891653517E-5,6.2526575553041482E-3,4.889447654900523E-5,6.1866957886111434E-5,3.2985455446549981E-2]
[2004,12,21,4,1.8123100005745334E-2,4.0864541360175911E-3,3.3184136000000163E-4,3.2674000000000291E-5,3.7023596867054591E-3,8.6025752688172359E-5,2.6362454941156559E-2,null,2.0791883294068277E-2,5.7026401411682283E-3,2.2070339201363893E-4,2.3948233891653517E-5,6.4757868754486622E-3,4.889447654900523E-5,6.21125327594881E-5,3.3263856413139462E-2]
[2004,12,21,5,1.8744524535117237E-2,4.0719216406065219E-3,3.3184136000000163E-4,3.2674000000000291E-5,3.637376616984813E-3,8.6025752688172359E-5,2.6904363905396744E-2,null,2.1504817962346656E-2,5.6823600673134725E-3,2.2070339201363893E-4,2.3948233891653517E-5,6.3621251716616404E-3,4.889447654900523E-5,6.189164441295283E-5,3.3842849303776061E-2]
[2004,12,21,6,2.0149700587441081E-2,4.238391000323743E-3,1.6592068000000082E-4,1.6337000000000145E-5,3.7439419489144012E-3,8.6025752688172359E-5,2.8400316969367401E-2,null,2.3116918346843505E-2,5.9146677897055668E-3,1.1035169600681947E-4,1.1974116945826759E-5,6.5485182928825391E-3,4.889447654900523E-5,6.4421914719366575E-5,3.5751324718933261E-2]
[2004,12,21,7,2.3539834238794743E-2,4.7265318704058437E-3,0,0,4.0284843714397528E-3,8.6025752688172359E-5,3.2380876233328512E-2,null,2.7006278511930784E-2,6.5958675848384173E-3,0,0,7.0462106407963932E-3,4.889447654900523E-5,7.1841468389866639E-5,4.0697251214114598E-2]
[2004,12,21,8,2.6668642169241943E-2,5.2706256650358451E-3,0,0,3.9012008342088705E-3,8.6025752688172359E-5,3.5926494421174827E-2,null,3.0595830482553373E-2,7.3551495957314503E-3,0,0,6.8235793651750072E-3,4.889447654900523E-5,8.0111485015117389E-5,4.4823453920008832E-2]
[2004,12,21,9,2.5705008011163166E-2,5.5293234431664125E-3,0,0,3.6033288909960454E-3,8.6025752688172359E-5,3.4923686098013794E-2,null,2.949029285672777E-2,7.7161619269345855E-3,0,0,6.3025723902588341E-3,4.889447654900523E-5,8.4043591845172475E-5,4.3557921650470191E-2]
[2004,12,21,10,2.4360742550353188E-2,5.7820762179238159E-3,0,0,3.7360761908733723E-3,8.6025752688172359E-5,3.3964920711838549E-2,null,2.7948072675382008E-2,8.0688780155404108E-3,0,0,6.5347603176997239E-3,4.889447654900523E-5,8.7885336908160051E-5,4.2600605485171146E-2]
[2004,12,21,11,2.3389069804424498E-2,5.9224753237958529E-3,0,0,3.7108363461089543E-3,8.6025752688172359E-5,3.3108407227017481E-2,null,2.6833312710090665E-2,8.2648047408334212E-3,0,0,6.4906133764798596E-3,4.889447654900523E-5,9.0019349372907361E-5,4.1637625303952951E-2]
[2004,12,21,12,2.3373754992187076E-2,5.7908890102728698E-3,0,0,3.4802082410431102E-3,8.6025752688172359E-5,3.2730877996191225E-2,null,2.681574265923788E-2,8.0811762530178712E-3,0,0,6.0872224090225691E-3,4.889447654900523E-5,8.8019287965791795E-5,4.1033035797827321E-2]
[2004,12,21,13,2.2695169062046119E-2,5.5674831249946403E-3,0,0,3.1945600778932673E-3,8.6025752688172359E-5,3.1543238017622204E-2,null,2.6037229079330763E-2,7.769413701241768E-3,0,0,5.5875960133041636E-3,4.889447654900523E-5,8.4623604347149872E-5,3.9443133270425694E-2]
[2004,12,21,14,2.2000958799530314E-2,5.6860430117399371E-3,0,0,3.3085245750101764E-3,8.6025752688172359E-5,3.1081552138968599E-2,null,2.5240790348915031E-2,7.9348638315459297E-3,0,0,5.7869309934647497E-3,4.889447654900523E-5,8.6425669072291996E-5,3.9011479650474717E-2]
[2004,12,21,15,2.1546105254627808E-2,5.5971689342063672E-3,0,0,3.3048349452400321E-3,8.6025752688172359E-5,3.053413488676238E-2,null,2.4718955683846251E-2,7.8108402000104122E-3,0,0,5.7804774724504191E-3,4.889447654900523E-5,8.5074817241209715E-5,3.8359167832856082E-2]
[2004,12,21,16,2.2830244046793916E-2,5.5388540167300672E-3,0,0,3.4679996189150154E-3,8.6025752688172359E-5,3.1923123435127168E-2,null,2.6192195024336524E-2,7.7294618269367473E-3,0,0,6.0658683425259177E-3,4.889447654900523E-5,8.4188452901478393E-5,4.003641967034819E-2]
[2004,12,21,17,2.5621185298027715E-2,5.399394189470573E-3,0,0,3.3192145896786722E-3,8.6025752688172359E-5,3.4425819829865131E-2,null,2.9394126523796211E-2,7.5348458634292214E-3,0,0,5.8056288679411766E-3,4.889447654900523E-5,8.2068717110749689E-5,4.2783495731715609E-2]
[2004,12,21,18,3.140583272054185E-2,5.3844064690431979E-3,0,0,3.3949420794529097E-3,8.6025752688172359E-5,4.0271207021726124E-2,null,3.6030613331688784E-2,7.5139305238000713E-3,0,0,5.9380836065100959E-3,4.889447654900523E-5,8.1840909518874293E-5,4.953152193854795E-2]
[2004,12,21,19,3.2527453655966272E-2,5.3257472492198544E-3,3.3184136000000163E-4,3.2674000000000291E-5,3.2101604001364041E-3,8.6025752688172359E-5,4.1513902418010708E-2,null,3.7317402654825291E-2,7.4320716773576623E-3,2.2070339201363893E-4,2.3948233891653517E-5,5.6148824928965264E-3,4.889447654900523E-5,8.0949311915756651E-5,5.065790292753377E-2]
[2004,12,21,20,3.1779434920505584E-2,5.2972595636289217E-3,3.3184136000000163E-4,3.2674000000000291E-5,3.4589130440890905E-3,8.6025752688172359E-5,4.0986148640911768E-2,null,3.6459231688238745E-2,7.3923171581651006E-3,2.2070339201363893E-4,2.3948233891653517E-5,6.0499750401512729E-3,4.889447654900523E-5,8.0516310040386728E-5,5.0195069989009411E-2]
[2004,12,21,21,3.034473623031074E-2,5.0788477563811192E-3,3.3184136000000163E-4,3.2674000000000291E-5,3.2707902420373758E-3,8.6025752688172359E-5,3.9144915341417418E-2,null,3.4813261201995932E-2,7.0875238342076648E-3,2.2070339201363893E-4,2.3948233891653517E-5,5.7209299781942656E-3,4.889447654900523E-5,7.7196534488969723E-5,4.7915261116852161E-2]
[2004,12,21,22,2.8531195154257963E-2,4.9142017443117832E-3,3.3184136000000163E-4,3.2674000000000291E-5,3.2756079928802258E-3,8.6025752688172359E-5,3.7171546004138155E-2,null,3.2732660510594647E-2,6.8577605905108009E-3,2.2070339201363893E-4,2.3948233891653517E-5,5.7293566925919349E-3,4.889447654900523E-5,7.4693978366232482E-5,4.5613323896151671E-2]
[2004,12,21,23,2.5665493880570388E-2,4.4357678452500594E-3,3.3184136000000163E-4,3.2674000000000291E-5,2.941206033679305E-3,8.6025752688172359E-5,3.3493008872187931E-2,null,2.9444959928504058E-2,6.1901068577458265E-3,2.2070339201363893E-4,2.3948233891653517E-5,5.144455169843176E-3,4.889447654900523E-5,6.7421966925604624E-5,4.1073068058547352E-2]
[2004,12,21,24,2.1995042861611431E-2,4.0722601205272404E-3,3.3184136000000163E-4,3.2674000000000291E-5,3.0024716743044934E-3,8.6025752688172359E-5,2.9520315769131337E-2,null,2.5234003237949172E-2,5.6828324154956922E-3,2.2070339201363893E-4,2.3948233891653517E-5,5.2516147288944439E-3,4.889447654900523E-5,6.1896789177696125E-5,3.6461996484793605E-2]
[2004,12,22,1,1.9137156003771805E-2,4.1179260109290346E-3,3.3184136000000163E-4,3.2674000000000291E-5,3.4062482911441524E-3,8.6025752688172359E-5,2.7111871418533166E-2,null,2.1955267812055392E-2,5.7465590917336997E-3,2.2070339201363893E-4,2.3948233891653517E-5,5.95785926945935E-3,4.889447654900523E-5,6.2590893165936849E-5,3.3953232275702738E-2]
[2004,12,22,2,1.8282750051881874E-2,4.0580391462076704E-3,3.3184136000000163E-4,3.2674000000000291E-5,3.4810207852583284E-3,8.6025752688172359E-5,2.6272351096036047E-2,null,2.0975043190891184E-2,5.6629870688205582E-3,2.2070339201363893E-4,2.3948233891653517E-5,6.0886436278154181E-3,4.889447654900523E-5,6.1680635832058207E-5,3.3020219989981454E-2]
[2004,12,22,3,1.7802490273095422E-2,4.0619484671694074E-3,3.3184136000000163E-4,3.2674000000000291E-5,3.5694780188533868E-3,8.6025752688172359E-5,2.5884457871806391E-2,null,2.0424061004168308E-2,5.6684425199033496E-3,2.2070339201363893E-4,2.3948233891653517E-5,6.2433639253624959E-3,4.889447654900523E-5,6.1740056008627181E-5,3.2629413551888448E-2]
[2004,12,22,4,1.7832170213464765E-2,4.076857523646114E-3,3.3184136000000163E-4,3.2674000000000291E-5,3.6951280263124594E-3,8.6025752688172359E-5,2.6054696876111508E-2,null,2.0458111572566575E-2,5.6892480841165003E-3,2.2070339201363893E-4,2.3948233891653517E-5,6.4631379986718187E-3,4.889447654900523E-5,6.1966667938676885E-5,3.2904043757809184E-2]
[2004,12,22,5,1.8445228984830565E-2,4.0628352723265978E-3,3.3184136000000163E-4,3.2674000000000291E-5,3.6316745874490747E-3,8.6025752688172359E-5,2.6590279957294412E-2,null,2.1161448552586642E-2,5.6696800550667115E-3,2.2070339201363893E-4,2.3948233891653517E-5,6.3521517678987527E-3,4.889447654900523E-5,6.1753535106285918E-5,3.34768264780064E-2]
[2004,12,22,6,1.983490284115845E-2,4.2282496561310973E-3,1.6592068000000082E-4,1.6337000000000145E-5,3.7373337033835053E-3,8.6025752688172359E-5,2.8068769633361228E-2,null,2.2755763908592366E-2,5.9005155602779432E-3,1.1035169600681947E-4,1.1974116945826759E-5,6.5369598292809661E-3,4.889447654900523E-5,6.426777018417185E-5,3.5364459587652927E-2]
[2004,12,22,7,2.3186050751730667E-2,4.7131647455759748E-3,0,0,4.0176203505896844E-3,8.6025752688172359E-5,3.2002861600584499E-2,null,2.6600397345238943E-2,6.5772137837459364E-3,0,0,7.0272084125990357E-3,4.889447654900523E-5,7.1638293228403914E-5,4.0253714018132922E-2]
[2004,12,22,8,2.6276965398849602E-2,5.2553630882347805E-3,0,0,3.8887293168191001E-3,8.6025752688172359E-5,3.5507083556591656E-2,null,3.0146475918686629E-2,7.3338506944771141E-3,0,0,6.8017654693183702E-3,4.889447654900523E-5,7.9879499711967944E-5,4.4330986559031116E-2]
[2004,12,22,9,2.5317221600136847E-2,5.5155976470085775E-3,0,0,3.5971374533495344E-3,8.6025752688172359E-5,3.4515982453183131E-2,null,2.9045401541305534E-2,7.6970076005837117E-3,0,0,6.2917429641510987E-3,4.889447654900523E-5,8.3834965017334296E-5,4.3083046582589352E-2]
[2004,12,22,10,2.3987939318271888E-2,5.7665220236546438E-3,0,0,3.7279262554372299E-3,8.6025752688172359E-5,3.356841335005193E-2,null,2.7520370941648345E-2,8.0471721625807232E-3,0,0,6.5205052886374102E-3,4.889447654900523E-5,8.7648919131541383E-5,4.2136942869415481E-2]
[2004,12,22,11,2.3027107696651762E-2,5.9065144723464778E-3,0,0,3.7022464051653116E-3,8.6025752688172359E-5,3.2721894326851721E-2,null,2.6418048550024241E-2,8.2425313984361114E-3,0,0,6.475588735026609E-3,4.889447654900523E-5,8.9776750563396485E-5,4.1185063160035958E-2]
[2004,12,22,12,2.3017212444989155E-2,5.7745266617192535E-3,0,0,3.4710110103828569E-3,8.6025752688172359E-5,3.2348775869779439E-2,null,2.6406696136934363E-2,8.0583426220606005E-3,0,0,6.0711355588405052E-3,4.889447654900523E-5,8.7770586554560708E-5,4.0585068794384477E-2]
[2004,12,22,13,2.2349003181446447E-2,5.5523801680467198E-3,0,0,3.1875880851828888E-3,8.6025752688172359E-5,3.1174997187364228E-2,null,2.5640087277567541E-2,7.7483375492344731E-3,0,0,5.5754013205378946E-3,4.889447654900523E-5,8.4394045204438668E-5,3.9012720623888913E-2]
[2004,12,22,14,2.1664539306772691E-2,5.6693830111764756E-3,0,0,3.2987537287500982E-3,8.6025752688172359E-5,3.0718701799387439E-2,null,2.4854830174935488E-2,7.9116148276900649E-3,0,0,5.7698408338564744E-3,4.889447654900523E-5,8.6172443464875906E-5,3.8585180313031028E-2]
[2004,12,22,15,2.1212544625468132E-2,5.5818244100466607E-3,0,0,3.2972818879548425E-3,8.6025752688172359E-5,3.0177676676157804E-2,null,2.433627536586614E-2,7.7894269413495577E-3,0,0,5.7672664412768198E-3,4.889447654900523E-5,8.4841586369694942E-5,3.7941863225041519E-2]
[2004,12,22,16,2.2488631087426759E-2,5.5209812978121321E-3,0,0,3.4548115309169952E-3,8.6025752688172359E-5,3.1550449668844058E-2,null,2.5800276600852046E-2,7.7045204765775433E-3,0,0,6.0428010950414257E-3,4.889447654900523E-5,8.3916794441028087E-5,3.9596492649020015E-2]
[2004,12,22,17,2.5249264318510219E-2,5.3823021901061741E-3,0,0,3.3063388700787389E-3,8.6025752688172359E-5,3.40239311313833E-2,null,2.8967436961950175E-2,7.510994005944965E-3,0,0,5.7831079831398942E-3,4.889447654900523E-5,8.1808925287543037E-5,4.2310433427584032E-2]
[2004,12,22,18,3.0971979210851132E-2,5.3660032182891466E-3,0,0,3.3770660042980035E-3,8.6025752688172359E-5,3.9801074186126453E-2,null,3.5532871138722263E-2,7.4882488171211575E-3,0,0,5.9068166139247041E-3,4.889447654900523E-5,8.1561187178357328E-5,4.8976831046317129E-2]
[2004,12,22,19,3.2080233540415212E-2,5.3077558868589048E-3,3.3184136000000163E-4,3.2674000000000291E-5,3.1907345586421037E-3,8.6025752688172359E-5,4.1029265098604398E-2,null,3.6804325507629194E-2,7.4069647602655149E-3,2.2070339201363893E-4,2.3948233891653517E-5,5.5809048083822277E-3,4.889447654900523E-5,8.0675850120558011E-5,5.0085741178731227E-2]
[2004,12,22,20,3.1344024981808362E-2,5.2771174488419172E-3,3.3184136000000163E-4,3.2674000000000291E-5,3.4359884077674236E-3,8.6025752688172359E-5,4.0507671951105884E-2,null,3.5959703868627305E-2,7.3642088695390281E-3,2.2070339201363893E-4,2.3948233891653517E-5,6.0098776234822869E-3,4.889447654900523E-5,8.0210157634679716E-5,4.9627336464102917E-2]
[2004,12,22,21,2.9925217714605146E-2,5.0608060586044314E-3,3.3184136000000163E-4,3.2674000000000291E-5,3.2513694825017053E-3,8.6025752688172359E-5,3.8687934368399457E-2,null,3.4331964954914237E-2,7.0623466741242197E-3,2.2070339201363893E-4,2.3948233891653517E-5,5.6869611825194595E-3,4.889447654900523E-5,7.6922307614791854E-5,4.7374818914012212E-2]
[2004,12,22,22,2.8130959509684524E-2,4.8978297539327498E-3,3.3184136000000163E-4,3.2674000000000291E-5,3.2582706494498834E-3,8.6025752688172359E-5,3.6737601025755337E-2,null,3.2273486704266864E-2,6.8349135044017467E-3,2.2070339201363893E-4,2.3948233891653517E-5,5.69903199414502E-3,4.889447654900523E-5,7.444513040295968E-5,4.5100978305267922E-2]
[2004,12,22,23,2.5295959807192923E-2,4.4241441126327387E-3,3.3184136000000163E-4,3.2674000000000291E-5,2.9313628386994843E-3,8.6025752688172359E-5,3.310200787121332E-2,null,2.9021008765380191E-2,6.1738859576678101E-3,2.2070339201363893E-4,2.3948233891653517E-5,5.1272384652934549E-3,4.889447654900523E-5,6.7245290655921963E-5,4.061567929079575E-2]
[2004,12,22,24,2.1664598553462047E-2,4.0629432320278798E-3,3.3184136000000163E-4,3.2674000000000291E-5,2.9976107585259876E-3,8.6025752688172359E-5,2.9175693656704086E-2,null,2.485489814621249E-2,5.6698307126553365E-3,2.2070339201363893E-4,2.3948233891653517E-5,5.2431125148296835E-3,4.889447654900523E-5,6.1755176052264842E-5,3.6061387476151799E-2]
[2004,12,23,1,1.8872502233251664E-2,4.1091789093596291E-3,3.3184136000000163E-4,3.2674000000000291E-5,3.4021038143791258E-3,8.6025752688172359E-5,2.6834326069678595E-2,null,2.1651641483875033E-2,5.7343525256330517E-3,2.2070339201363893E-4,2.3948233891653517E-5,5.9506101768504035E-3,4.889447654900523E-5,6.2457940582915877E-5,3.3630150288812784E-2]
[2004,12,23,2,1.8024938593517843E-2,4.0499540095970035E-3,3.3184136000000163E-4,3.2674000000000291E-5,3.4779678609722555E-3,8.6025752688172359E-5,2.6003401576775276E-2,null,2.0679266764535919E-2,5.6517042737497811E-3,2.2070339201363893E-4,2.3948233891653517E-5,6.083303766565718E-3,4.889447654900523E-5,6.1557744862068177E-5,3.2707820907305708E-2]
[2004,12,23,3,1.7551172152159768E-2,4.0523451704959296E-3,3.3184136000000163E-4,3.2674000000000291E-5,3.565421781628574E-3,8.6025752688172359E-5,2.5619480216972444E-2,null,2.0135734115362191E-2,5.6550411349189844E-3,2.2070339201363893E-4,2.3948233891653517E-5,6.2362691722842164E-3,4.889447654900523E-5,6.1594089588993823E-5,3.2320590525019684E-2]
[2004,12,23,4,1.7581905885302816E-2,4.066102686402835E-3,3.3184136000000163E-4,3.2674000000000291E-5,3.6894252216050751E-3,8.6025752688172359E-5,2.5787974905998899E-2,null,2.0170993656638169E-2,5.6742397261284119E-3,2.2070339201363893E-4,2.3948233891653517E-5,6.4531632390583933E-3,4.889447654900523E-5,6.1803198544830429E-5,3.2591942724279267E-2]
[2004,12,23,5,1.81877198632323E-2,4.0525155083731019E-3,3.3184136000000163E-4,3.2674000000000291E-5,3.6272992315014119E-3,8.6025752688172359E-5,2.6318075715794989E-2,null,2.086601898470191E-2,5.6552788411512308E-3,2.2070339201363893E-4,2.3948233891653517E-5,6.3444988451632784E-3,4.889447654900523E-5,6.1596678659279176E-5,3.3159342773470712E-2]
[2004,12,23,6,1.9564551819471712E-2,4.2162438423644635E-3,1.6592068000000082E-4,1.6337000000000145E-5,3.7323511523791033E-3,8.6025752688172359E-5,2.7781430246903455E-2,null,2.2445601359714924E-2,5.8837614665736837E-3,1.1035169600681947E-4,1.1974116945826759E-5,6.5282448633859928E-3,4.889447654900523E-5,6.4085286427823849E-5,3.5028827979176246E-2]
[2004,12,23,7,2.288252401071076E-2,4.6975620182571854E-3,0,0,4.009133636220452E-3,8.6025752688172359E-5,3.1675245417876571E-2,null,2.6252173665299302E-2,6.5554402029939594E-3,0,0,7.0123643244556543E-3,4.889447654900523E-5,7.1401137768078564E-5,3.9868872669297922E-2]
[2004,12,23,8,2.5940252935044716E-2,5.2385748231163834E-3,0,0,3.8787456724899837E-3,8.6025752688172359E-5,3.5143599183339258E-2,null,2.9760179631138139E-2,7.3104226976421736E-3,0,0,6.7843031052083154E-3,4.889447654900523E-5,7.9624324532598964E-5,4.3903799910537632E-2]
[2004,12,23,9,2.4982050795455322E-2,5.5025204782895134E-3,0,0,3.5920460740260789E-3,8.6025752688172359E-5,{"$f":"SUM(E8579:J8579)","v":3.4162643100459085E-2},null,{"$f":"E8579*W$5","v":2.8660873935525726E-2},7.6787584327751525E-3,{"$f":"G8579*Y$5","v":0},{"$f":"H8579*Z$5","v":0},{"$f":"I8579*AA$5","v":6.282837646950516E-3},{"$f":"J8579*AB$5","v":4.889447654900523E-5},8.3636197077348117E-5,{"$f":"SUM(M8579:R8579)","v":4.2671364491800395E-2}]
[2004,12,23,10,2.3665671438630562E-2,5.7519610945721313E-3,0,0,3.7211124277624192E-3,8.6025752688172359E-5,3.3224770713653283E-2,null,2.7150646328265141E-2,{"$f":"(F8580*X$5)-S8580","v":8.0268524095834289E-3},0,0,6.5085872418883181E-3,4.889447654900523E-5,{"$f":"(F8580*$AC$7)*$AC$5","v":8.7427598604125051E-5},4.1734980456285889E-2]
[2004,12,23,11,2.2713714104184251E-2,5.8922880305273618E-3,0,0,3.6948950325479553E-3,8.6025752688172359E-5,3.2386922919947742E-2,null,2.6058505039387121E-2,8.2226784218741977E-3,0,0,6.4627304699361168E-3,4.889447654900523E-5,8.9560514113866215E-5,4.0792808407746441E-2]
[2004,12,23,12,2.2707535440261779E-2,5.7612204337294404E-3,0,0,3.4628381193590944E-3,8.6025752688172359E-5,3.2017619746038485E-2,null,2.6051416513740371E-2,8.0397738024099788E-3,0,0,6.0568403782246937E-3,4.889447654900523E-5,8.7568337001668893E-5,4.0196925170924047E-2]
[2004,12,23,13,2.2047634595059682E-2,5.5410625428431821E-3,0,0,3.1811378326295956E-3,8.6025752688172359E-5,3.0855860723220632E-2,null,2.5294339559204484E-2,7.732543821557576E-3,0,0,5.564119202007398E-3,4.889447654900523E-5,8.4222021649832122E-5,3.8639897059318459E-2]
[2004,12,23,14,2.1372700531588545E-2,5.6553037887131299E-3,0,0,3.290203551963326E-3,8.6025752688172359E-5,3.0404233624953175E-2,null,2.4520015614932566E-2,7.8919672955011563E-3,0,0,5.7548857437777429E-3,4.889447654900523E-5,8.5958444692988317E-5,3.8215763130760465E-2]
[2004,12,23,15,2.0923289634012153E-2,5.5687467431850745E-3,0,0,3.2906857351626823E-3,8.6025752688172359E-5,2.9868747865048083E-2,null,2.400442507410188E-2,7.7711770783839146E-3,0,0,5.7557291290504286E-3,4.889447654900523E-5,8.4642810858133832E-5,3.7580225758085228E-2]
[2004,12,23,16,2.2189735900261971E-2,5.5091758199563032E-3,0,0,3.4425310595322303E-3,8.6025752688172359E-5,3.1227468532438678E-2,null,2.545736651114781E-2,7.6880459513129747E-3,0,0,6.0213213572127789E-3,4.889447654900523E-5,8.3737355713550725E-5,3.9215628296222563E-2]
[2004,12,23,17,2.4925076760697447E-2,5.3699029362317035E-3,0,0,3.2946222233797913E-3,8.6025752688172359E-5,3.3675627672997116E-2,null,2.8595509981174518E-2,7.4936908672062043E-3,0,0,5.7626144294774103E-3,4.889447654900523E-5,8.1620461392724477E-5,4.1900709754407135E-2]
[2004,12,23,18,3.0593744447482092E-2,5.3529574384294449E-3,0,0,3.3609037911709965E-3,8.6025752688172359E-5,3.9393631429770704E-2,null,3.5098938033721709E-2,7.4700434524150993E-3,0,0,5.8785473325737043E-3,4.889447654900523E-5,8.1362896336973148E-5,4.8496423295259515E-2]
[2004,12,23,19,3.1690913131021382E-2,5.2944141663465848E-3,3.3184136000000163E-4,3.2674000000000291E-5,3.1733792522385686E-3,8.6025752688172359E-5,4.0609247662294713E-2,null,3.6357674299306711E-2,7.3883464108571084E-3,2.2070339201363893E-4,2.3948233891653517E-5,5.550548690949615E-3,4.889447654900523E-5,8.0473061094961122E-5,4.9590115503567726E-2]
[2004,12,23,20,3.0964880982542541E-2,5.2619901657376227E-3,3.3184136000000163E-4,3.2674000000000291E-5,3.4155831202887506E-3,8.6025752688172359E-5,4.0092995381257088E-2,null,3.5524727634876886E-2,7.3430987704198349E-3,2.2070339201363893E-4,2.3948233891653517E-5,5.9741867927619111E-3,4.889447654900523E-5,7.9980228743738283E-5,4.9135559300512929E-2]
[2004,12,23,21,2.9560150271366568E-2,5.0471030963010382E-3,3.3184136000000163E-4,3.2674000000000291E-5,3.2340921524898658E-3,8.6025752688172359E-5,3.8291886632845655E-2,null,3.3913138171865302E-2,7.0432242123803085E-3,2.2070339201363893E-4,2.3948233891653517E-5,5.6567414533734168E-3,4.889447654900523E-5,7.6714027852767901E-5,4.6906649940073319E-2]
[2004,12,23,22,2.7783658354219913E-2,4.8842045593641518E-3,3.3184136000000163E-4,3.2674000000000291E-5,3.2431160248998251E-3,8.6025752688172359E-5,3.6361520051172061E-2,null,3.1875042448591726E-2,6.8158995674060321E-3,2.2070339201363893E-4,2.3948233891653517E-5,5.6725250831293188E-3,4.889447654900523E-5,7.4238032680624486E-5,4.4657013201581372E-2]
[2004,12,23,23,2.4974224719846744E-2,4.4159878577149578E-3,3.3184136000000163E-4,3.2674000000000291E-5,2.922389922947292E-3,8.6025752688172359E-5,3.2763143613197168E-2,null,2.8651895402567653E-2,6.1625039171144154E-3,2.2070339201363893E-4,2.3948233891653517E-5,5.1115439636837913E-3,4.889447654900523E-5,6.7121318714989062E-5,4.0219489385820151E-2]
[2004,12,23,24,2.1377137273362871E-2,4.0562688395456995E-3,3.3184136000000163E-4,3.2674000000000291E-5,2.9930748972474032E-3,8.6025752688172359E-5,2.8877022122844147E-2,null,2.4525105705322646E-2,5.6605166087354318E-3,2.2070339201363893E-4,2.3948233891653517E-5,5.2351788526730364E-3,4.889447654900523E-5,6.1653727850988059E-5,3.5714347269185404E-2]
[2004,12,24,1,2.0072443172822561E-2,3.8658572268377607E-3,3.3184136000000163E-4,3.2674000000000291E-5,3.0680747880241655E-3,8.6025752688172359E-5,2.7456916300372662E-2,null,2.3028284109442593E-2,5.3947975109968063E-3,2.2070339201363893E-4,2.3948233891653517E-5,5.3663609498896423E-3,4.889447654900523E-5,5.875954449826978E-5,3.4082988672783338E-2]
[2004,12,24,2,1.835839182417032E-2,3.8261066999158272E-3,3.3184136000000163E-4,3.2674000000000291E-5,3.0933033425096842E-3,8.6025752688172359E-5,2.5728342979284002E-2,null,2.1061823868649365E-2,5.3393257149329165E-3,2.2070339201363893E-4,2.3948233891653517E-5,5.4104881433145588E-3,4.889447654900523E-5,5.8155351762106681E-5,3.2105183829351132E-2]
[2004,12,24,3,1.740765618310525E-2,3.7511615242392339E-3,3.3184136000000163E-4,3.2674000000000291E-5,3.0336037906525566E-3,8.6025752688172359E-5,2.4642962610685215E-2,null,1.997108417807383E-2,5.2347398434231113E-3,2.2070339201363893E-4,2.3948233891653517E-5,5.3060678257060958E-3,4.889447654900523E-5,5.7016213887451733E-5,3.0805437949657333E-2]
[2004,12,24,4,1.6841960890125338E-2,3.8075076183185647E-3,3.3184136000000163E-4,3.2674000000000291E-5,3.1703363152077481E-3,8.6025752688172359E-5,2.4270345936339824E-2,null,1.9322085358450623E-2,5.3133707266288565E-3,2.2070339201363893E-4,2.3948233891653517E-5,5.545226298379881E-3,4.889447654900523E-5,5.7872652868015533E-5,3.0474228485913656E-2]
[2004,12,24,5,1.6944480779229467E-2,3.8243357070320864E-3,3.3184136000000163E-4,3.2674000000000291E-5,3.2071470726663378E-3,8.6025752688172359E-5,2.4426504671616067E-2,null,1.9439702188291993E-2,5.3368542972264182E-3,2.2070339201363893E-4,2.3948233891653517E-5,5.6096118903259133E-3,4.889447654900523E-5,5.8128433350729287E-5,3.0679714478298623E-2]
[2004,12,24,6,1.775006088828264E-2,3.9112783062253253E-3,1.6592068000000082E-4,1.6337000000000145E-5,3.144710043212348E-3,8.6025752688172359E-5,2.507433267040849E-2,null,2.0363910938789781E-2,5.4581825538601858E-3,1.1035169600681947E-4,1.1974116945826759E-5,5.500403458381274E-3,4.889447654900523E-5,5.9449927453156144E-5,3.149371724053289E-2]
[2004,12,24,7,1.9001134156312827E-2,4.2083602140989941E-3,0,0,3.0852895146927786E-3,8.6025752688172359E-5,2.6380809637792772E-2,null,2.1799215570611374E-2,5.8727598760728965E-3,0,0,5.3964711797047909E-3,4.889447654900523E-5,6.3965458307256744E-5,3.3117341102938062E-2]
[2004,12,24,8,2.09566415614377E-2,4.7238500119946344E-3,0,0,3.1816379786055956E-3,8.6025752688172359E-5,2.8948155304726105E-2,null,2.4042688361422725E-2,6.5921250557607275E-3,0,0,5.5649940059219983E-3,4.889447654900523E-5,7.180070517244684E-5,3.6248701899654449E-2]
[2004,12,24,9,2.3070020958620464E-2,5.05579587235619E-3,0,0,3.122759572144633E-3,8.6025752688172359E-5,3.1334602155809459E-2,null,2.6467281161130406E-2,7.0553549673136326E-3,0,0,5.4620099514076951E-3,4.889447654900523E-5,7.6846154708845306E-5,3.9033540556400736E-2]
[2004,12,24,10,2.4315635753496288E-2,5.1136084047594503E-3,0,0,2.9789335778683118E-3,8.6025752688172359E-5,3.2494203488812219E-2,null,2.7896323512395512E-2,7.1360322628299623E-3,0,0,5.2104443108710926E-3,4.889447654900523E-5,7.7724882988494106E-5,4.0291694562645572E-2]
[2004,12,24,11,2.5480622406545615E-2,5.4088108343482398E-3,0,0,3.3207537063555783E-3,8.6025752688172359E-5,3.4296212699937607E-2,null,2.9232864530304693E-2,7.5479867761342493E-3,0,0,5.8083209325754913E-3,4.889447654900523E-5,8.221184649480256E-5,4.263806671556343E-2]
[2004,12,24,12,2.5955487177120286E-2,5.4779938759165168E-3,0,0,3.5118937117011341E-3,8.6025752688172359E-5,3.5031400517426113E-2,null,2.9777657247175598E-2,7.6445315988102362E-3,0,0,6.1426433762955326E-3,4.889447654900523E-5,8.3263402144953167E-5,4.3613726698830367E-2]
[2004,12,24,13,2.5519483247737798E-2,5.459376931532982E-3,0,0,3.5737931177448399E-3,8.6025752688172359E-5,3.4638679049703788E-2,null,2.9277447966610904E-2,7.6185516830168084E-3,0,0,6.2509114526510725E-3,4.889447654900523E-5,8.2980431743373971E-5,4.3195805578827788E-2]
[2004,12,24,14,2.5329178240823761E-2,5.1939151296519614E-3,0,0,2.9781911764854905E-3,8.6025752688172359E-5,3.3587310299649384E-2,null,2.9059118900789983E-2,7.2481001676037785E-3,0,0,5.2091457787083609E-3,4.889447654900523E-5,7.8945514351202686E-5,4.1565259323651127E-2]
[2004,12,24,15,2.4569219610691341E-2,5.2251187917261447E-3,0,0,3.1982769736645287E-3,8.6025752688172359E-5,3.3078641128770188E-2,null,2.81872497867298E-2,7.2916448275884126E-3,0,0,5.5940972252040708E-3,4.889447654900523E-5,7.9419798025578527E-5,4.1121886316071284E-2]
[2004,12,24,16,2.5299703065136212E-2,5.1574375901597171E-3,0,0,3.4445954150397404E-3,8.6025752688172359E-5,3.3987761823023842E-2,null,2.9025303250444653E-2,7.197195820207323E-3,0,0,6.02493211560284E-3,4.889447654900523E-5,7.8391069766415168E-5,4.2296325662803821E-2]
[2004,12,24,17,2.7737975793947243E-2,4.9696779145295411E-3,0,0,3.2396103678508353E-3,8.6025752688172359E-5,3.603328982901579E-2,null,3.1822632736044618E-2,6.9351774963739296E-3,0,0,5.6663933482821649E-3,4.889447654900523E-5,7.5537194838344777E-5,4.4473098057249714E-2]
[2004,12,24,18,3.2762088472339246E-2,4.9996290663953877E-3,0,0,3.126198033269318E-3,8.6025752688172359E-5,4.0973941324692127E-2,null,3.7586589478117417E-2,6.9769742803874792E-3,0,0,5.468024154053357E-3,4.889447654900523E-5,7.5992440838796592E-5,5.0080482389107256E-2]
[2004,12,24,19,3.3143435959325659E-2,4.8165736432654697E-3,3.3184136000000163E-4,3.2674000000000291E-5,2.8919443525494987E-3,8.6025752688172359E-5,4.1302495067828807E-2,null,3.8024093682221247E-2,6.7215207333138965E-3,2.2070339201363893E-4,2.3948233891653517E-5,5.0582917024554874E-3,4.889447654900523E-5,7.3210068741250063E-5,5.0097452220444927E-2]
[2004,12,24,20,3.1566142431608928E-2,4.8131134784372195E-3,3.3184136000000163E-4,3.2674000000000291E-5,3.0765433745214683E-3,8.6025752688172359E-5,3.9906340397255796E-2,null,3.6214530034811093E-2,6.7166920788893376E-3,2.2070339201363893E-4,2.3948233891653517E-5,5.381173330623411E-3,4.889447654900523E-5,7.3157475565334133E-5,4.8605941546778136E-2]
[2004,12,24,21,3.0372367249373724E-2,4.6998997782352154E-3,3.3184136000000163E-4,3.2674000000000291E-5,3.0121157398053716E-3,8.6025752688172359E-5,3.853492388010249E-2,null,3.4844961127696923E-2,6.5587025432643732E-3,2.2070339201363893E-4,2.3948233891653517E-5,5.2684831366347322E-3,4.889447654900523E-5,7.1436670821524439E-5,4.6965692910050316E-2]
[2004,12,24,22,2.8950269133929521E-2,4.518998048481793E-3,3.3184136000000163E-4,3.2674000000000291E-5,3.0264690627029274E-3,8.6025752688172359E-5,3.6946277357802419E-2,null,3.3213446759864887E-2,6.306254471816302E-3,2.2070339201363893E-4,2.3948233891653517E-5,5.2935884931922909E-3,4.889447654900523E-5,6.8687034035803E-5,4.5106835827327774E-2]
[2004,12,24,23,2.6404843958920836E-2,4.1070174400983086E-3,3.3184136000000163E-4,3.2674000000000291E-5,2.8266810543040696E-3,8.6025752688172359E-5,3.3789083566011388E-2,null,3.0293185703214202E-2,5.7313361987728359E-3,2.2070339201363893E-4,2.3948233891653517E-5,4.9441398517469145E-3,4.889447654900523E-5,6.2425087080629125E-5,4.1262207856188247E-2]
[2004,12,24,24,2.2818390906916571E-2,3.838601850739063E-3,3.3184136000000163E-4,3.2674000000000291E-5,3.0937595964907016E-3,8.6025752688172359E-5,3.0201293466834509E-2,null,2.6178596407051405E-2,5.3567626777086628E-3,2.2070339201363893E-4,2.3948233891653517E-5,5.4112861758646522E-3,4.889447654900523E-5,5.8345273253700691E-5,3.724019136307901E-2]
[2004,12,25,1,2.1758182596199289E-2,3.6854387817991802E-3,3.3184136000000163E-4,3.2674000000000291E-5,3.0190511027881469E-3,8.6025752688172359E-5,2.891321359347479E-2,null,2.4962263248990878E-2,5.1430238625870799E-3,2.2070339201363893E-4,2.3948233891653517E-5,5.2806137604478644E-3,4.889447654900523E-5,5.6017253454525037E-5,3.5679446974480111E-2]
[2004,12,25,2,2.0454570587046767E-2,3.7207982344797334E-3,3.3184136000000163E-4,3.2674000000000291E-5,3.2144519598131353E-3,8.6025752688172359E-5,2.7840361894027811E-2,null,2.3466683091818402E-2,5.1923679216451775E-3,2.2070339201363893E-4,2.3948233891653517E-5,5.6223888478110894E-3,4.889447654900523E-5,5.655470354936906E-5,3.457498596372896E-2]
[2004,12,25,3,2.00510288231006E-2,3.746225626631107E-3,3.3184136000000163E-4,3.2674000000000291E-5,3.2932605231824901E-3,8.6025752688172359E-5,2.754105608560237E-2,null,2.3003716311433629E-2,5.2278518062897177E-3,2.2070339201363893E-4,2.3948233891653517E-5,5.7602326835066876E-3,4.889447654900523E-5,5.6941190140291549E-5,3.428534690368433E-2]
[2004,12,25,4,1.9677888974557332E-2,3.7440742037383218E-3,3.3184136000000163E-4,3.2674000000000291E-5,3.3700474413694854E-3,8.6025752688172359E-5,2.7242551732353314E-2,null,2.2575628391551358E-2,5.2248494991205532E-3,2.2070339201363893E-4,2.3948233891653517E-5,5.894540465321365E-3,4.889447654900523E-5,5.6908489338946484E-5,3.398856445844757E-2]
[2004,12,25,5,1.9587885897192608E-2,3.8332438827767832E-3,3.3184136000000163E-4,3.2674000000000291E-5,3.5313679628917677E-3,8.6025752688172359E-5,2.740303885554933E-2,null,2.247237158228136E-2,5.3492856420783138E-3,2.2070339201363893E-4,2.3948233891653517E-5,6.176705734073017E-3,4.889447654900523E-5,5.8263834199326343E-5,3.4291909060886985E-2]
[2004,12,25,6,2.0673084270566647E-2,3.8433392869694793E-3,1.6592068000000082E-4,1.6337000000000145E-5,3.4777363220642493E-3,8.6025752688172359E-5,2.8262443312288551E-2,null,2.3717374805954615E-2,5.363373762310269E-3,1.1035169600681947E-4,1.1974116945826759E-5,6.082898782515409E-3,4.889447654900523E-5,5.8417280464173011E-5,3.5334867640281938E-2]
[2004,12,25,7,2.1993477173123645E-2,4.0254404607648446E-3,0,0,3.5176172979755425E-3,8.6025752688172359E-5,2.9622560684552206E-2,null,2.5232206988284236E-2,5.6174956559800022E-3,0,0,6.1526544848891701E-3,4.889447654900523E-5,6.1185148338478495E-5,3.7051251605702412E-2]
[2004,12,25,8,2.39041620494727E-2,4.2833126185636561E-3,0,0,3.6063044464325913E-3,8.6025752688172359E-5,3.1879804867157122E-2,null,2.7424256745124775E-2,5.9773558353447657E-3,0,0,6.3077769258722558E-3,4.889447654900523E-5,6.5104706056712884E-5,3.9758283982890802E-2]
[2004,12,25,9,2.6623151522394518E-2,4.3157498490258728E-3,0,0,3.4748159248650973E-3,8.6025752688172359E-5,3.4499743048973665E-2,null,3.0543640944343933E-2,6.0226219380208699E-3,0,0,6.0777907240192894E-3,4.889447654900523E-5,6.5597739496621967E-5,4.2692948082933092E-2]
[2004,12,25,10,2.7996790776972445E-2,4.436030770212462E-3,0,0,3.3658941250753883E-3,8.6025752688172359E-5,3.588474142494847E-2,null,3.2119560464750542E-2,6.1904737691058486E-3,0,0,5.8872759115170762E-3,4.889447654900523E-5,6.7425963284011435E-5,4.4246204621922469E-2]
[2004,12,25,11,2.7723197649058822E-2,4.4659610960109813E-3,0,0,3.2773459275200717E-3,8.6025752688172359E-5,3.5552530425278048E-2,null,3.1805678381451562E-2,6.2322414903761064E-3,0,0,5.7323965091639209E-3,4.889447654900523E-5,6.7880892736241736E-5,4.3819210857540591E-2]
[2004,12,25,12,2.7465103530764083E-2,4.4453797678100518E-3,0,0,3.2575170207666867E-3,8.6025752688172359E-5,3.5254026072028995E-2,null,3.1509577671045036E-2,6.2035202801408789E-3,0,0,5.6977138243428987E-3,4.889447654900523E-5,6.7568064455398756E-5,4.3459706252077818E-2]
[2004,12,25,13,2.7548799706876469E-2,4.2693780566083004E-3,0,0,2.96626133295995E-3,8.6025752688172359E-5,3.4870464849132893E-2,null,3.1605598833282011E-2,5.9579101766609154E-3,0,0,5.188279323078384E-3,4.889447654900523E-5,6.4892906068964921E-5,4.280068280957032E-2]
[2004,12,25,14,2.6721599699447821E-2,4.1877488769126127E-3,0,0,2.9242096027767106E-3,8.6025752688172359E-5,3.3919583931825315E-2,null,3.0656586467303976E-2,5.8439967883469794E-3,0,0,5.1147267605360742E-3,4.889447654900523E-5,6.3652173901365049E-5,4.1664204492736029E-2]
[2004,12,25,15,2.6127827990349056E-2,4.0256805304872733E-3,0,0,2.6713967587979636E-3,8.6025752688172359E-5,3.2910931032322462E-2,null,2.9975376736353577E-2,5.6178306728895851E-3,0,0,4.6725325288785756E-3,4.889447654900523E-5,6.1188797306019205E-5,4.0314634414670737E-2]
[2004,12,25,16,2.6363327044424276E-2,4.0689744061778773E-3,0,0,2.8828869870223595E-3,8.6025752688172359E-5,3.3401214190312688E-2,null,3.0245555063827527E-2,5.6782472064324258E-3,0,0,5.0424494899828842E-3,4.889447654900523E-5,6.1846847582031474E-5,4.1015146236791838E-2]
[2004,12,25,17,2.8982689252774745E-2,4.2348659679633709E-3,0,0,3.1789706131966793E-3,8.6025752688172359E-5,3.6482551586622967E-2,null,3.3250641021729359E-2,5.9097486127447892E-3,0,0,5.5603285246158167E-3,4.889447654900523E-5,6.436833558188596E-5,4.4769612635638972E-2]
[2004,12,25,18,3.2827719843282095E-2,4.4631251500508581E-3,0,0,2.9621684836519196E-3,8.6025752688172359E-5,4.0339039229673045E-2,null,3.7661885636315562E-2,6.2282839323729864E-3,0,0,5.1811205319087133E-3,4.889447654900523E-5,6.7837787447282355E-5,4.9120184577146266E-2]
[2004,12,25,19,3.2801048400892881E-2,4.6635856965397092E-3,3.3184136000000163E-4,3.2674000000000291E-5,3.0625963331780055E-3,8.6025752688172359E-5,4.097777154329877E-2,null,3.7631286593256416E-2,6.5080263009590416E-3,2.2070339201363893E-4,2.3948233891653517E-5,5.3567785999850959E-3,4.889447654900523E-5,7.0884710732443149E-5,4.9789637596654848E-2]
[2004,12,25,20,3.1453333919057108E-2,4.4350484120045117E-3,3.3184136000000163E-4,3.2674000000000291E-5,2.8486268077505283E-3,8.6025752688172359E-5,3.9187550251500322E-2,null,3.6085109492695708E-2,6.1891028898146093E-3,2.2070339201363893E-4,2.3948233891653517E-5,4.9825251071424735E-3,4.889447654900523E-5,6.7411031816694809E-5,4.7550283592107084E-2]
[2004,12,25,21,3.0274889817062452E-2,4.4086043513038835E-3,3.3184136000000163E-4,3.2674000000000291E-5,2.97985651614891E-3,8.6025752688172359E-5,3.8113891797203425E-2,null,3.4733129300041667E-2,6.1522002458530029E-3,2.2070339201363893E-4,2.3948233891653517E-5,5.2120586196120304E-3,4.889447654900523E-5,6.7009092254450669E-5,4.6390934267960995E-2]
[2004,12,25,22,2.9146539345385601E-2,4.3970926713589095E-3,3.3184136000000163E-4,3.2674000000000291E-5,3.1592108934708429E-3,8.6025752688172359E-5,3.7153384022903531E-2,null,3.3438619458211374E-2,6.1361357150981153E-3,2.2070339201363893E-4,2.3948233891653517E-5,5.5257668546293487E-3,4.889447654900523E-5,6.6834119142334511E-5,4.539406813039313E-2]
[2004,12,25,23,2.656140890177535E-2,4.1826048345209622E-3,3.3184136000000163E-4,3.2674000000000291E-5,2.9986596592062906E-3,8.6025752688172359E-5,3.4193214508190774E-2,null,3.0472806188602548E-2,5.8368182855046379E-3,2.2070339201363893E-4,2.3948233891653517E-5,5.2449471440483269E-3,4.889447654900523E-5,6.3573986433469233E-5,4.1848117720609805E-2]
[2004,12,25,24,2.3731463964803003E-2,3.7712870750267681E-3,3.3184136000000163E-4,3.2674000000000291E-5,3.0309958005839636E-3,8.6025752688172359E-5,3.0984287953101909E-2,null,2.7226127373194853E-2,5.2628250170146983E-3,2.2070339201363893E-4,2.3948233891653517E-5,5.3015061976400442E-3,4.889447654900523E-5,5.7322114526731066E-5,3.8084004690303888E-2]
[2004,12,26,1,2.3421539484774878E-2,3.6906690813803267E-3,3.3184136000000163E-4,3.2674000000000291E-5,3.2883914441922454E-3,8.6025752688172359E-5,{"$f":"SUM(E8643:J8643)","v":3.0851141123035622E-2},null,{"$f":"E8643*W$5","v":2.6870563831820765E-2},5.15032273719793E-3,{"$f":"G8643*Y$5","v":2.2070339201363893E-4},{"$f":"H8643*Z$5","v":2.3948233891653517E-5},{"$f":"I8643*AA$5","v":5.7517161911913211E-3},{"$f":"J8643*AB$5","v":4.889447654900523E-5},5.6096751998559221E-5,{"$f":"SUM(M8643:R8643)","v":3.8066148862664309E-2}]
[2004,12,26,2,2.1848086659961342E-2,3.7705470994509006E-3,3.3184136000000163E-4,3.2674000000000291E-5,3.4550409749706601E-3,8.6025752688172359E-5,2.9524215847071076E-2,null,2.5065406464048482E-2,{"$f":"(F8644*X$5)-S8644","v":5.2617923822947258E-3},2.2070339201363893E-4,2.3948233891653517E-5,6.04320241498792E-3,4.889447654900523E-5,{"$f":"(F8644*$AC$7)*$AC$5","v":5.731086718229321E-5},3.6663947363785421E-2]
[2004,12,26,3,2.0855221255936529E-2,3.7448238305521739E-3,3.3184136000000163E-4,3.2674000000000291E-5,3.486312752290205E-3,8.6025752688172359E-5,2.853689895146708E-2,null,2.3926333038384137E-2,5.2258956021275322E-3,2.2070339201363893E-4,2.3948233891653517E-5,6.097899792410497E-3,4.889447654900523E-5,5.6919883378493485E-5,3.5543674535376463E-2]
[2004,12,26,4,2.0588785970518428E-2,3.7707456816547039E-3,3.3184136000000163E-4,3.2674000000000291E-5,3.5583021084805745E-3,8.6025752688172359E-5,2.836837487334188E-2,null,2.3620662851822304E-2,5.2620695034391301E-3,2.2070339201363893E-4,2.3948233891653517E-5,6.2238161720814394E-3,4.889447654900523E-5,5.7313885555491253E-5,3.5400094629797166E-2]
[2004,12,26,5,2.104784651977008E-2,3.7459428243537037E-3,3.3184136000000163E-4,3.2674000000000291E-5,3.5172691123446591E-3,8.6025752688172359E-5,2.8761599569156613E-2,null,2.4147324039032296E-2,5.2274571561687433E-3,2.2070339201363893E-4,2.3948233891653517E-5,6.1520454743851953E-3,4.889447654900523E-5,5.6936891654334045E-5,3.5820372772040525E-2]
[2004,12,26,6,2.1420515998012285E-2,3.7654865626896667E-3,1.6592068000000082E-4,1.6337000000000145E-5,3.5515895012670669E-3,8.6025752688172359E-5,2.9005875494657194E-2,null,2.4574872322516737E-2,5.2547304114246469E-3,1.1035169600681947E-4,1.1974116945826759E-5,6.212075169755445E-3,4.889447654900523E-5,5.723394896789498E-5,3.6212898193198478E-2]
[2004,12,26,7,2.2523651184945117E-2,3.8710526732707515E-3,0,0,3.5728959203541566E-3,8.6025752688172359E-5,3.0053625531258198E-2,null,2.5840453710745927E-2,5.4020477480957434E-3,0,0,6.2493421672280116E-3,4.889447654900523E-5,5.8838513287843369E-5,3.7540738102618688E-2]
[2004,12,26,8,2.5060542124405477E-2,4.1418583663290391E-3,0,0,3.7594965321220853E-3,8.6025752688172359E-5,3.3047922775544775E-2,null,2.8750923791820211E-2,5.7799566550083906E-3,0,0,6.5757247704571224E-3,4.889447654900523E-5,6.2954655772665425E-5,4.1155499693834724E-2]
[2004,12,26,9,2.6882672755347892E-2,4.0320467929390964E-3,0,0,3.4302756766847286E-3,8.6025752688172359E-5,3.443102097765989E-2,null,3.0841378924390872E-2,5.6267147818502101E-3,0,0,5.9998855016738292E-3,4.889447654900523E-5,6.1285562049225094E-5,4.2516873684463913E-2]
[2004,12,26,10,2.9591191545741743E-2,4.152196675753117E-3,0,0,3.5329183503780615E-3,8.6025752688172359E-5,3.7362332324561098E-2,null,3.3948750542480879E-2,5.7943837490980893E-3,0,0,6.1794175124482119E-3,4.889447654900523E-5,6.3111794103699409E-5,4.5971446280576186E-2]
[2004,12,26,11,3.0050595864760585E-2,4.3288919149828305E-3,0,0,3.6492238035963206E-3,8.6025752688172359E-5,3.811473733602791E-2,null,3.4475806122530796E-2,6.0409616698200042E-3,0,0,6.3828470523166403E-3,4.889447654900523E-5,6.579749384968915E-5,4.6948509321216442E-2]
[2004,12,26,12,3.0198045842261059E-2,4.2078775715905957E-3,0,0,3.2346725998638405E-3,8.6025752688172359E-5,3.7726621766403665E-2,null,3.4644969385048296E-2,5.872086349232605E-3,0,0,5.6577567122365066E-3,4.889447654900523E-5,6.3958122326571249E-5,4.6223706923066411E-2]
[2004,12,26,13,2.9793691890088143E-2,4.1281200197989445E-3,0,0,3.0753211088820642E-3,8.6025752688172359E-5,3.708315877145732E-2,null,3.4181070814692821E-2,5.7607848146333145E-3,0,0,5.379035469244251E-3,4.889447654900523E-5,6.2745838183991029E-5,4.5369785575119392E-2]
[2004,12,26,14,2.9016038455432599E-2,4.1374078654569987E-3,0,0,3.1117116870298541E-3,8.6025752688172359E-5,3.6351183760607621E-2,null,3.3288901183036894E-2,5.7737459882355744E-3,0,0,5.4426861267440219E-3,4.889447654900523E-5,6.2887009869393371E-5,4.455422777456549E-2]
[2004,12,26,15,2.8148966099396256E-2,4.2291955733840597E-3,0,0,3.4163159469046962E-3,8.6025752688172359E-5,3.5880503372373182E-2,null,3.2294144920118006E-2,5.9018355862754017E-3,0,0,5.9754685777269325E-3,4.889447654900523E-5,6.4282147762974103E-5,4.4220343560669347E-2]
[2004,12,26,16,2.9236106897374783E-2,4.1208155330046637E-3,0,0,3.2606043673227905E-3,8.6025752688172359E-5,3.6703552550390407E-2,null,3.3541376607225844E-2,5.7505914151194052E-3,0,0,5.7031138934879278E-3,4.889447654900523E-5,6.263481279126677E-5,4.5043976392382175E-2]
[2004,12,26,17,3.2354429616410128E-2,4.2401508823741016E-3,0,0,3.4019610585102476E-3,8.6025752688172359E-5,4.008256730998265E-2,null,3.7118899328331532E-2,5.91712370226204E-3,0,0,5.950360482963179E-3,4.889447654900523E-5,6.4448664250345582E-5,4.9035277990105756E-2]
[2004,12,26,18,3.6436148463403442E-2,4.2446163193117208E-3,0,0,3.2973906735756357E-3,8.6025752688172359E-5,4.4064181208978974E-2,null,4.180168659314714E-2,5.923355212290227E-3,0,0,5.7674567178990239E-3,4.889447654900523E-5,6.4516537176075665E-5,5.354139299988539E-2]
[2004,12,26,19,3.704785423803348E-2,4.1055041925538429E-3,3.3184136000000163E-4,3.2674000000000291E-5,3.0654395838522011E-3,8.6025752688172359E-5,4.46693391271277E-2,null,4.2503471335955126E-2,5.7292244642706582E-3,2.2070339201363893E-4,2.3948233891653517E-5,5.3617517217122148E-3,4.889447654900523E-5,6.2402086299377126E-5,5.388799362439229E-2]
[2004,12,26,20,3.5660247063098269E-2,3.8624833946454213E-3,3.3184136000000163E-4,3.2674000000000291E-5,2.8150553893701862E-3,8.6025752688172359E-5,4.2788326959802052E-2,null,4.0911526998059375E-2,5.3900893336261057E-3,2.2070339201363893E-4,2.3948233891653517E-5,4.9238054340328434E-3,4.889447654900523E-5,5.8708263545248763E-5,5.1518967868172616E-2]
[2004,12,26,21,3.4506655632712997E-2,3.7901781061321776E-3,3.3184136000000163E-4,3.2674000000000291E-5,2.8502096526282859E-3,8.6025752688172359E-5,4.1597584504161636E-2,null,3.9588059247950169E-2,5.2891874203854486E-3,2.2070339201363893E-4,2.3948233891653517E-5,4.9852936566494432E-3,4.889447654900523E-5,5.7609250941172454E-5,5.0156086427439357E-2]
[2004,12,26,22,3.2171827690184944E-2,3.6873342564019006E-3,3.3184136000000163E-4,3.2674000000000291E-5,2.7617118324461155E-3,8.6025752688172359E-5,3.9071414891721133E-2,null,3.6909407688482804E-2,5.1456689943311911E-3,2.2070339201363893E-4,2.3948233891653517E-5,4.8305023692174322E-3,4.889447654900523E-5,5.6046063940202232E-5,4.7179125154485725E-2]
[2004,12,26,23,2.8423715925284882E-2,3.6232911297767118E-3,3.3184136000000163E-4,3.2674000000000291E-5,2.7233262782144583E-3,8.6025752688172359E-5,3.522087444596423E-2,null,3.2609354035177292E-2,5.0562969146497501E-3,2.2070339201363893E-4,2.3948233891653517E-5,4.7633623046816212E-3,4.889447654900523E-5,5.5072633022315139E-5,4.2722559356962959E-2]
[2004,12,26,24,2.4549167852773338E-2,3.7838042487699005E-3,3.3184136000000163E-4,3.2674000000000291E-5,3.0549428772541861E-3,8.6025752688172359E-5,3.1838456091485598E-2,null,2.816424523395793E-2,5.2802927127395607E-3,2.2070339201363893E-4,2.3948233891653517E-5,5.3433919618361162E-3,4.889447654900523E-5,5.7512370758245808E-5,3.9081476010987902E-2]
[2004,12,27,1,1.992865325292386E-2,3.825963230410955E-3,3.3184136000000163E-4,3.2674000000000291E-5,3.2773823850397107E-3,8.6025752688172359E-5,2.74825399810627E-2,null,2.2863319879677848E-2,5.3391255034707808E-3,2.2070339201363893E-4,2.3948233891653517E-5,5.7324602769085941E-3,4.889447654900523E-5,5.8153171080756851E-5,3.4228451762511519E-2]
[2004,12,27,2,1.8269972826360906E-2,3.7651076428166E-3,3.3184136000000163E-4,3.2674000000000291E-5,3.2667315684085352E-3,8.6025752688172359E-5,2.5752353150274212E-2,null,2.096038440835565E-2,5.2542016293542961E-3,2.2070339201363893E-4,2.3948233891653517E-5,5.7138309636085806E-3,4.889447654900523E-5,5.7228189531413941E-5,3.2221963103772816E-2]
[2004,12,27,3,1.7332097811729376E-2,3.7079942325593217E-3,3.3184136000000163E-4,3.2674000000000291E-5,3.1753269052631791E-3,8.6025752688172359E-5,2.4665960062240051E-2,null,1.9884399182734235E-2,5.1744999576625716E-3,2.2070339201363893E-4,2.3948233891653517E-5,5.5539553253563124E-3,4.889447654900523E-5,5.6360087639765544E-5,3.0906400568207416E-2]
[2004,12,27,4,1.6882977276471894E-2,3.7471131112217001E-3,3.3184136000000163E-4,3.2674000000000291E-5,3.2123642771072695E-3,8.6025752688172359E-5,2.429299577748904E-2,null,1.936914176258632E-2,5.2290902896012948E-3,2.2070339201363893E-4,2.3948233891653517E-5,5.6187372878842429E-3,4.889447654900523E-5,5.6954679565076938E-5,3.0510515442526153E-2]
[2004,12,27,5,1.7030890160813231E-2,3.7728812036987372E-3,3.3184136000000163E-4,3.2674000000000291E-5,3.1949875356933393E-3,8.6025752688172359E-5,2.4449300012893482E-2,null,1.9538836098982364E-2,5.2650496209995642E-3,2.2070339201363893E-4,2.3948233891653517E-5,5.5883436785354639E-3,4.889447654900523E-5,5.7346344670044753E-5,3.068577550097169E-2]
[2004,12,27,6,1.801329647609505E-2,3.8006113364355502E-3,1.6592068000000082E-4,1.6337000000000145E-5,3.0155430972993898E-3,8.6025752688172359E-5,2.5097734342518163E-2,null,2.0665910244587686E-2,5.3037469764087661E-3,1.1035169600681947E-4,1.1974116945826759E-5,5.274477917951343E-3,4.889447654900523E-5,5.7767832033100977E-5,3.1415355428449442E-2]
[2004,12,27,7,1.9504398353564007E-2,4.0377559274930048E-3,0,0,2.777249960178091E-3,8.6025752688172359E-5,2.6405429993923278E-2,null,2.2376589775466631E-2,5.634681869891525E-3,0,0,4.8576800645659113E-3,4.889447654900523E-5,6.1372338700866054E-5,3.2917846186473074E-2]
[2004,12,27,8,2.1562530588982543E-2,4.6196470140837361E-3,0,0,2.7069667939669411E-3,8.6025752688172359E-5,2.8975170149721393E-2,null,2.473779979080706E-2,6.4467099406174408E-3,0,0,4.7347479769706763E-3,4.889447654900523E-5,7.0216859641346598E-5,3.5968152184944181E-2]
[2004,12,27,9,2.3092597633740518E-2,5.161315375514397E-3,0,0,3.023907715163838E-3,8.6025752688172359E-5,3.1363846477106924E-2,null,2.6493182447009503E-2,7.2026072634014428E-3,0,0,5.2891084474429115E-3,4.889447654900523E-5,7.8450010613873586E-5,3.9033792634402854E-2]
[2004,12,27,10,2.3831593568565464E-2,5.443429807084863E-3,0,0,3.1634793333856332E-3,8.6025752688172359E-5,3.2524528461724135E-2,null,2.734100192749574E-2,7.5962974966275595E-3,0,0,5.5332327708335731E-3,4.889447654900523E-5,8.273804157900797E-5,4.0519426671505876E-2]
[2004,12,27,11,2.4966195521731099E-2,5.7778137502050375E-3,0,0,3.4981862581523679E-3,8.6025752688172359E-5,3.4328221282776676E-2,null,2.8642683835555797E-2,8.0629297487290214E-3,0,0,6.1186677079925131E-3,4.889447654900523E-5,8.7820549036570991E-5,4.2873175768826335E-2]
[2004,12,27,12,2.5458196837952411E-2,5.8254361280440691E-3,0,0,3.6944337985734292E-3,8.6025752688172359E-5,3.5064092517258082E-2,null,2.9207136602695995E-2,8.1293867000230835E-3,0,0,6.4619237268934374E-3,4.889447654900523E-5,8.8544390882131063E-5,4.384734150616152E-2]
[2004,12,27,13,2.5185410019891268E-2,5.7741970809201031E-3,0,0,3.6253708323019411E-3,8.6025752688172359E-5,3.4671003685801484E-2,null,2.8894179565351973E-2,8.0578826925881454E-3,0,0,6.3411258875677749E-3,4.889447654900523E-5,8.7765577053046024E-5,4.3342082622056896E-2]
[2004,12,27,14,2.4580334285238911E-2,5.6592679769270357E-3,0,0,3.2930291311241092E-3,8.6025752688172359E-5,3.3618657145978226E-2,null,2.8200001193275665E-2,7.8974993137456567E-3,0,0,5.759827956310643E-3,4.889447654900523E-5,8.6018698830709042E-5,4.1906222939880965E-2]
[2004,12,27,15,2.4146373208443914E-2,5.5713852205147201E-3,0,0,3.3057258592562779E-3,8.6025752688172359E-5,3.3109510040903081E-2,null,2.7702135593018016E-2,7.7748590692324048E-3,0,0,5.7820357676409903E-3,4.889447654900523E-5,8.4682914699781846E-5,4.1307924906440412E-2]
[2004,12,27,16,2.4764576019468038E-2,5.5317358830058354E-3,0,0,3.637142232232955E-3,8.6025752688172359E-5,3.4019479887395003E-2,null,2.8411374117045567E-2,7.719528482830855E-3,0,0,6.3617152099538854E-3,4.889447654900523E-5,8.4080260003817827E-5,4.2541512286379306E-2]
[2004,12,27,17,2.7489393366146166E-2,5.2583568691369157E-3,0,0,3.2331395469972321E-3,8.6025752688172359E-5,3.6066915534968491E-2,null,3.1537444394858088E-2,7.3380285108866766E-3,0,0,5.655075253795664E-3,4.889447654900523E-5,7.9925004031402143E-5,4.4579442636089428E-2]
[2004,12,27,18,3.2400729530657077E-2,5.2776074600378283E-3,0,0,3.247817412187359E-3,8.6025752688172359E-5,4.1012180155570441E-2,null,3.7172017305567365E-2,7.3648926793708318E-3,0,0,5.680748266360904E-3,4.889447654900523E-5,8.0217605616584193E-5,5.0266552727848107E-2]
[2004,12,27,19,3.2601957169540709E-2,5.1352809004941652E-3,3.3184136000000163E-4,3.2674000000000291E-5,3.1532596881070928E-3,8.6025752688172359E-5,4.1341038870830141E-2,null,3.7402877455424893E-2,7.1662761955947453E-3,2.2070339201363893E-4,2.3948233891653517E-5,5.5153576181291627E-3,4.889447654900523E-5,7.8054296596599408E-5,5.0378057371603099E-2]
[2004,12,27,20,3.1137710889432173E-2,5.0707285739094738E-3,3.3184136000000163E-4,3.2674000000000291E-5,3.2846025543722952E-3,8.6025752688172359E-5,3.9943583130402117E-2,null,3.5723008240989236E-2,7.0761935281929257E-3,2.2070339201363893E-4,2.3948233891653517E-5,5.7450890547041068E-3,4.889447654900523E-5,7.7073126034974001E-5,4.8837836926340562E-2]
[2004,12,27,21,2.9901164281556546E-2,4.9716066867458684E-3,3.3184136000000163E-4,3.2674000000000291E-5,3.2475753837801595E-3,8.6025752688172359E-5,3.8570887464770755E-2,null,3.4304369445723779E-2,6.9378690948840053E-3,2.2070339201363893E-4,2.3948233891653517E-5,5.6803249351571709E-3,4.889447654900523E-5,7.5566511434955097E-5,4.7216109578219242E-2]
[2004,12,27,22,2.8465362728138585E-2,4.801574070861344E-3,3.3184136000000163E-4,3.2674000000000291E-5,3.2632781586132953E-3,8.6025752688172359E-5,3.6980756070301407E-2,null,3.2657133690105575E-2,6.7005888542703493E-3,2.2070339201363893E-4,2.3948233891653517E-5,5.7077906142854549E-3,4.889447654900523E-5,7.2982081003881866E-5,4.5359059261115671E-2]
[2004,12,27,23,2.5558177956613637E-2,4.5282108334569497E-3,3.3184136000000163E-4,3.2674000000000291E-5,3.2836843118957621E-3,8.6025752688172359E-5,3.3820614214654522E-2,null,2.9321840806179705E-2,6.3191108983569125E-3,2.2070339201363893E-4,2.3948233891653517E-5,5.7434829593808016E-3,4.889447654900523E-5,6.88270648276653E-5,4.1677980766371706E-2]
[2004,12,27,24,2.1906404021597676E-2,4.3334261317920786E-3,3.3184136000000163E-4,3.2674000000000291E-5,3.5391077918165447E-3,8.6025752688172359E-5,3.0229479057894474E-2,null,2.5132311561784314E-2,6.047289162047869E-3,2.2070339201363893E-4,2.3948233891653517E-5,6.1902434469941212E-3,4.889447654900523E-5,6.5866412203041214E-5,3.7663390273280598E-2]
[2004,12,28,1,2.1263083043005233E-2,4.2344098732032811E-3,3.3184136000000163E-4,3.2674000000000291E-5,3.4644259158964127E-3,8.6025752688172359E-5,2.94124599447931E-2,null,2.43942560026758E-2,5.9091121332443489E-3,2.2070339201363893E-4,2.3948233891653517E-5,6.0596175886654217E-3,4.889447654900523E-5,6.4361403116774501E-5,3.6656531827039859E-2]
[2004,12,28,2,1.9912023601994764E-2,4.1498276501850812E-3,3.3184136000000163E-4,3.2674000000000291E-5,3.4835990197644015E-3,8.6025752688172359E-5,2.7995991384632421E-2,null,2.2844241368759229E-2,5.7910777777473625E-3,2.2070339201363893E-4,2.3948233891653517E-5,6.0931532105110726E-3,4.889447654900523E-5,6.3075785825298403E-5,3.5022018459471956E-2]
[2004,12,28,3,1.9380981271349539E-2,4.1177527687095775E-3,3.3184136000000163E-4,3.2674000000000291E-5,3.5196755017720903E-3,8.6025752688172359E-5,2.7468950654519379E-2,null,2.2234998460013748E-2,5.7463173324964886E-3,2.2070339201363893E-4,2.3948233891653517E-5,6.1562544833389538E-3,4.889447654900523E-5,6.2588259950764681E-5,3.4431116378303483E-2]
[2004,12,28,4,1.9091565365679936E-2,4.1420927760853999E-3,3.3184136000000163E-4,3.2674000000000291E-5,3.6589872561403618E-3,8.6025752688172359E-5,2.7343186510593871E-2,null,2.1902963558025575E-2,5.7802837734444749E-3,2.2070339201363893E-4,2.3948233891653517E-5,6.3999242795970699E-3,4.889447654900523E-5,6.2958218710896578E-5,3.4376717713521417E-2]
[2004,12,28,5,1.958907700288787E-2,4.1281570706093737E-3,3.3184136000000163E-4,3.2674000000000291E-5,3.5915840884563513E-3,8.6025752688172359E-5,2.7759359274641768E-2,null,2.2473738088596446E-2,5.7608365189793769E-3,2.2070339201363893E-4,2.3948233891653517E-5,6.2820295892947915E-3,4.889447654900523E-5,6.274640134207379E-5,3.481015029932491E-2]
[2004,12,28,6,2.0690941674181475E-2,4.2182389832086014E-3,1.6592068000000082E-4,1.6337000000000145E-5,3.5325499021684761E-3,8.6025752688172359E-5,2.8710013992246725E-2,null,2.3737861866765231E-2,5.8865456823965854E-3,1.1035169600681947E-4,1.1974116945826759E-5,6.1787730607250355E-3,4.889447654900523E-5,6.4115611802076562E-5,3.5974400899388505E-2]
[2004,12,28,7,2.25411042489931E-2,4.5165973645139943E-3,0,0,3.4295451278996145E-3,8.6025752688172359E-5,3.0573272494094882E-2,null,2.5860476889489878E-2,6.3029043212198812E-3,0,0,5.998607700856284E-3,4.889447654900523E-5,6.8650544561889466E-5,3.8210883388115048E-2]
[2004,12,28,8,2.4649549367366859E-2,4.9523243432036124E-3,0,0,3.116809730436839E-3,8.6025752688172359E-5,3.2804709193695485E-2,null,2.8279408795139443E-2,6.9109606156401828E-3,0,0,5.4516031000742919E-3,4.889447654900523E-5,7.5273427221824726E-5,4.0690866987402916E-2]
[2004,12,28,9,2.6087826396700386E-2,5.4199070640284881E-3,0,0,3.2611903596278437E-3,8.6025752688172359E-5,3.4854949573044892E-2,null,2.9929484561921155E-2,7.563471546716276E-3,0,0,5.7041388509743128E-3,4.889447654900523E-5,8.2380504922520265E-5,4.3245989436160745E-2]
[2004,12,28,10,2.6592851425970933E-2,5.8257437516980905E-3,0,0,3.7121956299035544E-3,8.6025752688172359E-5,3.6216816560260753E-2,null,3.0508878896546458E-2,8.1298159883350062E-3,0,0,6.4929908959274404E-3,4.889447654900523E-5,8.8549066643476242E-5,4.5180580257357904E-2]
[2004,12,28,11,2.6372589470219105E-2,6.1640985705426789E-3,0,0,4.0458493486272441E-3,8.6025752688172359E-5,3.6668563142077198E-2,null,3.0256181461964987E-2,8.601989591091071E-3,0,0,7.0765836733699206E-3,4.889447654900523E-5,9.3691929886350193E-5,4.5983649202974979E-2]
[2004,12,28,12,2.6442804052336358E-2,6.0629380923688083E-3,0,0,3.8815355180014249E-3,8.6025752688172359E-5,3.6473303415394766E-2,null,3.0336735748839799E-2,8.4608203073226543E-3,0,0,6.7891828161160354E-3,4.889447654900523E-5,9.215432948624799E-5,4.563563334882749E-2]
[2004,12,28,13,2.609737760407348E-2,5.9361026577320923E-3,0,0,3.7109262831318173E-3,8.6025752688172359E-5,3.5830432297625565E-2,null,2.9940442267222998E-2,8.2838216633132206E-3,0,0,6.4907706850726374E-3,4.889447654900523E-5,9.022647961280871E-5,4.4763929092157859E-2]
[2004,12,28,14,2.4973379300034338E-2,5.8303871992282747E-3,0,0,3.3702730610042963E-3,8.6025752688172359E-5,3.4260065312955085E-2,null,2.8650925487372764E-2,8.1362959118573674E-3,0,0,5.8949350959876393E-3,4.889447654900523E-5,8.8619645261817624E-5,4.2731050971766771E-2]
[2004,12,28,15,2.4375831959550974E-2,5.8524725264793333E-3,0,0,3.5974133078872693E-3,8.6025752688172359E-5,3.3911743546605748E-2,null,2.7965384130647242E-2,8.1671159503358768E-3,0,0,6.292225460544254E-3,4.889447654900523E-5,8.8955333750352135E-5,4.2473620018076377E-2]
[2004,12,28,16,2.5118170666757277E-2,5.7127997571950031E-3,0,0,3.6276902720329351E-3,8.6025752688172359E-5,3.4544686448673388E-2,null,2.8817038635671765E-2,7.972202826576907E-3,0,0,6.3451828130529726E-3,4.889447654900523E-5,8.6832361322663045E-5,4.3183318751850643E-2]
[2004,12,28,17,2.8166837390406874E-2,5.6077852345876771E-3,0,0,3.5418012711337225E-3,8.6025752688172359E-5,{"$f":"SUM(E8707:J8707)","v":3.7402449648816449E-2},null,{"$f":"E8707*W$5","v":3.2314647913363602E-2},7.825655230031564E-3,{"$f":"G8707*Y$5","v":0},{"$f":"H8707*Z$5","v":0},{"$f":"I8707*AA$5","v":6.1949546040635187E-3},{"$f":"J8707*AB$5","v":4.889447654900523E-5},8.523618092798323E-5,{"$f":"SUM(M8707:R8707)","v":4.6384152224007685E-2}]
[2004,12,28,18,3.3623530901049609E-2,5.6881859576909432E-3,0,0,3.7127861918735097E-3,8.6025752688172359E-5,4.3110528803302239E-2,null,3.8574886758197889E-2,{"$f":"(F8708*X$5)-S8708","v":7.9378543091565418E-3},0,0,6.4940238462018046E-3,4.889447654900523E-5,{"$f":"(F8708*$AC$7)*$AC$5","v":8.6458241027379063E-5},5.3055659390105238E-2]
[2004,12,28,19,3.3999606094932959E-2,5.420768161708913E-3,3.3184136000000163E-4,3.2674000000000291E-5,3.4406661856265122E-3,8.6025752688172359E-5,4.3311581554956555E-2,null,3.9006342278420029E-2,7.5646732071373672E-3,2.2070339201363893E-4,2.3948233891653517E-5,6.0180595115292331E-3,4.889447654900523E-5,8.2393593276409535E-5,5.2882621099540922E-2]
[2004,12,28,20,3.2898796998708651E-2,5.2896804753381158E-3,3.3184136000000163E-4,3.2674000000000291E-5,3.457149086869258E-3,8.6025752688172359E-5,4.2096167673604197E-2,null,3.7743429517882995E-2,7.3817405527066759E-3,2.2070339201363893E-4,2.3948233891653517E-5,6.0468897075580987E-3,4.889447654900523E-5,8.0401110810423396E-5,5.1465605880602061E-2]
[2004,12,28,21,3.1648627197834268E-2,5.1564185979459578E-3,3.3184136000000163E-4,3.2674000000000291E-5,3.441481885014956E-3,8.6025752688172359E-5,4.0697068793483358E-2,null,3.6309161396573267E-2,7.1957738182201964E-3,2.2070339201363893E-4,2.3948233891653517E-5,6.0194862490266631E-3,4.889447654900523E-5,7.8375581476285844E-5,4.9817967566274421E-2]
[2004,12,28,22,2.9818995163537573E-2,4.9956501378031334E-3,3.3184136000000163E-4,3.2674000000000291E-5,3.46603376072236E-3,8.6025752688172359E-5,3.8731220174751245E-2,null,3.4210100214097539E-2,6.971421691968821E-3,2.2070339201363893E-4,2.3948233891653517E-5,6.0624298655111899E-3,4.889447654900523E-5,7.5931962652988562E-5,4.7537497874031845E-2]
[2004,12,28,23,2.7247959947582025E-2,4.572344453123392E-3,3.3184136000000163E-4,3.2674000000000291E-5,3.247665825618265E-3,8.6025752688172359E-5,3.5518511339011863E-2,null,3.1260457816376361E-2,6.3806992932606112E-3,2.2070339201363893E-4,2.3948233891653517E-5,5.6804831267208639E-3,4.889447654900523E-5,6.9497878889461713E-5,4.3615186338812131E-2]
[2004,12,28,24,2.3508089095730794E-2,4.3182357798979987E-3,3.3184136000000163E-4,3.2674000000000291E-5,3.4034372452744119E-3,8.6025752688172359E-5,3.1680303233591375E-2,null,2.6969858621871692E-2,6.0260910505344802E-3,2.2070339201363893E-4,2.3948233891653517E-5,5.9529424770647819E-3,4.889447654900523E-5,6.5635524690727502E-5,3.9242438251925242E-2]
[2004,12,29,1,2.4564123301231776E-2,4.4683406661630426E-3,3.3184136000000163E-4,3.2674000000000291E-5,3.6223769969179684E-3,8.6025752688172359E-5,3.3105382077000957E-2,null,2.8181403001605834E-2,6.2355621766767965E-3,2.2070339201363893E-4,2.3948233891653517E-5,6.3358893785499179E-3,4.889447654900523E-5,6.7917061288268467E-5,4.1046400659286844E-2]
[2004,12,29,2,2.3055109582322316E-2,4.3754390403857868E-3,3.3184136000000163E-4,3.2674000000000291E-5,3.6299744459299919E-3,8.6025752688172359E-5,3.1511064181326272E-2,null,2.6450173955649737E-2,6.1059181080776407E-3,2.2070339201363893E-4,2.3948233891653517E-5,6.3491780551675949E-3,4.889447654900523E-5,6.6504992271357148E-5,3.919881622134927E-2]
[2004,12,29,3,2.2464406746091681E-2,4.3395898260513615E-3,3.3184136000000163E-4,3.2674000000000291E-5,3.6633147651968147E-3,8.6025752688172359E-5,3.0917852450028031E-2,null,2.5772485015651117E-2,6.0558905874232511E-3,2.2070339201363893E-4,2.3948233891653517E-5,6.407493513470211E-3,4.889447654900523E-5,6.596009798755176E-5,3.8529415218998872E-2]
[2004,12,29,4,2.2114726560809737E-2,4.3771733862905766E-3,3.3184136000000163E-4,3.2674000000000291E-5,3.8338561463075061E-3,8.6025752688172359E-5,3.0776297206095996E-2,null,2.5371311397433181E-2,6.1083383849842507E-3,2.2070339201363893E-4,2.3948233891653517E-5,6.7057869616954542E-3,4.889447654900523E-5,6.6531353662735088E-5,3.8478982846567186E-2]
[2004,12,29,5,2.2670775875808912E-2,4.3612431751945471E-3,3.3184136000000163E-4,3.2674000000000291E-5,3.7621624195459174E-3,8.6025752688172359E-5,3.1244722583237551E-2,null,2.6009243785354914E-2,6.0861078011505039E-3,2.2070339201363893E-4,2.3948233891653517E-5,6.5803876666237666E-3,4.889447654900523E-5,6.6289220574822352E-5,3.8969285355583486E-2]
[2004,12,29,6,2.3907020079598339E-2,4.4474154108413103E-3,1.6592068000000082E-4,1.6337000000000145E-5,3.6920195524222737E-3,8.6025752688172359E-5,3.2314738475550102E-2,null,2.7427535644915891E-2,6.2063610167004367E-3,1.1035169600681947E-4,1.1974116945826759E-5,6.4577009757663941E-3,4.889447654900523E-5,6.7599005447333856E-5,4.0262817926884367E-2]
[2004,12,29,7,2.5949092085140561E-2,4.7672109234576775E-3,0,0,3.6096114644617611E-3,8.6025752688172359E-5,3.4411940225748172E-2,null,2.9770320422567494E-2,6.6526351376156451E-3,0,0,6.313561221770644E-3,4.889447654900523E-5,7.2459774366443518E-5,4.2785411258502791E-2]
[2004,12,29,8,2.8280441891265069E-2,5.2352883982242568E-3,0,0,3.3217905340070454E-3,8.6025752688172359E-5,3.6923546576184546E-2,null,3.2444981659950869E-2,7.3058364970176298E-3,0,0,5.8101344448934821E-3,4.889447654900523E-5,7.9574372136957311E-5,4.5609847078410988E-2]
[2004,12,29,9,3.0017881270025266E-2,5.6935897081783439E-3,0,0,3.4337141584164224E-3,8.6025752688172359E-5,3.9231210889308206E-2,null,3.4438274020653421E-2,7.9453952342266911E-3,0,0,6.0058997403631522E-3,4.889447654900523E-5,8.6540375958544551E-5,4.8438463471792273E-2]
[2004,12,29,10,3.0655658681960438E-2,6.1160292759423014E-3,0,0,3.9063530740447196E-3,8.6025752688172359E-5,4.0764066784635629E-2,null,3.5169969674947947E-2,8.5349089681789787E-3,0,0,6.8325911333259959E-3,4.889447654900523E-5,9.2961295077733183E-5,5.0586364253001927E-2]
[2004,12,29,11,3.0399740683204224E-2,6.4892976955872725E-3,0,0,4.2974697137577282E-3,8.6025752688172359E-5,4.1272533845237401E-2,null,3.4876365536511154E-2,9.0558044444150731E-3,0,0,7.516692143640551E-3,4.889447654900523E-5,9.863483163817894E-5,5.1497756601115781E-2]
[2004,12,29,12,3.0422217080640732E-2,6.3961079806939391E-3,0,0,4.1484060511414898E-3,8.6025752688172359E-5,4.1052756865164332E-2,null,3.4902151777950134E-2,8.9257583479201204E-3,0,0,7.2559653121976771E-3,4.889447654900523E-5,9.7218383777393603E-5,5.1132769914616932E-2]
[2004,12,29,13,3.0007001223532247E-2,6.2678993522444397E-3,0,0,3.9682434637040966E-3,8.6025752688172359E-5,4.032916979216896E-2,null,3.4425791793173288E-2,8.7468434141646772E-3,0,0,6.940843439149161E-3,4.889447654900523E-5,9.5269661885612113E-5,5.0162373123036133E-2]
[2004,12,29,14,2.8798063054984582E-2,6.1251617229278474E-3,0,0,3.5523849086339238E-3,8.6025752688172359E-5,3.8561635439234528E-2,null,3.3038827018812437E-2,8.5476532831849517E-3,0,0,6.2134664145352065E-3,4.889447654900523E-5,9.310010476302108E-5,4.7848841193081595E-2]
[2004,12,29,15,2.8100359502289455E-2,6.1645390647904544E-3,0,0,3.8186516291486027E-3,8.6025752688172359E-5,3.8169575948916686E-2,null,3.2238380581012333E-2,8.6026043001017957E-3,0,0,6.6791927836584806E-3,4.889447654900523E-5,9.3698625229668558E-5,4.7569072141321611E-2]
[2004,12,29,16,2.8865775526102647E-2,6.0400422699959265E-3,0,0,3.8901451114581862E-3,8.6025752688172359E-5,3.8881988660244934E-2,null,3.3116510737193593E-2,8.4288692242117866E-3,0,0,6.8042418317244991E-3,4.889447654900523E-5,9.1806321783272278E-5,4.8398516269678879E-2]
[2004,12,29,17,3.2241357400556045E-2,5.9476409286682592E-3,0,0,3.8235400077105421E-3,8.6025752688172359E-5,4.2098564089623015E-2,null,3.6989176250320895E-2,8.2999233017533348E-3,0,0,6.6877430328002108E-3,4.889447654900523E-5,9.0401856897774136E-5,5.2025737061423445E-2]
[2004,12,29,18,3.8236870927344485E-2,6.095234719716386E-3,0,0,4.1051997059781097E-3,8.6025752688172359E-5,4.8523331105727159E-2,null,4.386758102088853E-2,8.5058901985795611E-3,0,0,7.1803932158533328E-3,4.889447654900523E-5,9.2645225812837455E-5,5.9602758911870425E-2]
[2004,12,29,19,3.8611834459095232E-2,5.8340787411199488E-3,3.3184136000000163E-4,3.2674000000000291E-5,3.8531745394040358E-3,8.6025752688172359E-5,4.8749628852307395E-2,null,4.4297761177110234E-2,8.1414474525999189E-3,2.2070339201363893E-4,2.3948233891653517E-5,6.7395767085205623E-3,4.889447654900523E-5,8.8675755280197285E-5,5.9472331440685006E-2]
[2004,12,29,20,3.7388917637638096E-2,5.6901786242468883E-3,3.3184136000000163E-4,3.2674000000000291E-5,3.8519713286397539E-3,8.6025752688172359E-5,4.7381608703212917E-2,null,4.2894759272246889E-2,7.9406350721142709E-3,2.2070339201363893E-4,2.3948233891653517E-5,6.7374721759696828E-3,4.889447654900523E-5,8.6488528793401918E-5,5.7866412622785135E-2]
[2004,12,29,21,3.5974467509250721E-2,5.5506360804944768E-3,3.3184136000000163E-4,3.2674000000000291E-5,3.8311970825964403E-3,8.6025752688172359E-5,4.5806841785029813E-2,null,4.1272019123741004E-2,7.74590367787459E-3,2.2070339201363893E-4,2.3948233891653517E-5,6.7011360008655454E-3,4.889447654900523E-5,8.436753574376241E-5,5.6012604904935433E-2]
[2004,12,29,22,3.3941801829708171E-2,5.3704895490641388E-3,3.3184136000000163E-4,3.2674000000000291E-5,3.8313375335160718E-3,8.6025752688172359E-5,4.3594170024976557E-2,null,3.8940025834981982E-2,7.4945094844656238E-3,2.2070339201363893E-4,2.3948233891653517E-5,6.7013816631725492E-3,4.889447654900523E-5,8.162937768238759E-5,5.3429463085074451E-2]
[2004,12,29,23,3.1078500653017697E-2,4.9021767277837936E-3,3.3184136000000163E-4,3.2674000000000291E-5,3.5468691250963901E-3,8.6025752688172359E-5,3.997808761858606E-2,null,3.5655078784938468E-2,6.840979699384111E-3,2.2070339201363893E-4,2.3948233891653517E-5,6.2038187731219647E-3,4.889447654900523E-5,7.4511202735290001E-5,4.8993423359898834E-2]
[2004,12,29,24,2.6928998178354781E-2,4.6115363393653729E-3,3.3184136000000163E-4,3.2674000000000291E-5,3.6668901137639561E-3,8.6025752688172359E-5,3.5657965744172286E-2,null,3.0894526166772268E-2,6.4353915071586549E-3,2.2070339201363893E-4,2.3948233891653517E-5,6.4137471455550099E-3,4.889447654900523E-5,7.0093580501931905E-5,4.4037210921940226E-2]
[2004,12,30,1,2.3018671629352248E-2,4.3539523510158808E-3,3.3184136000000163E-4,3.2674000000000291E-5,3.5493265969660853E-3,8.6025752688172359E-5,3.1372491690022389E-2,null,2.6408370198820703E-2,6.0759334677945977E-3,2.2070339201363893E-4,2.3948233891653517E-5,6.2081171302312702E-3,4.889447654900523E-5,6.6178402848605957E-5,3.8985966899300867E-2]
[2004,12,30,2,2.1583761894984711E-2,4.2649738205329541E-3,3.3184136000000163E-4,3.2674000000000291E-5,3.5623511663303927E-3,8.6025752688172359E-5,2.9861627994536229E-2,null,2.4762157590324681E-2,5.9517640723370999E-3,2.2070339201363893E-4,2.3948233891653517E-5,6.2308983677351838E-3,4.889447654900523E-5,6.4825963372826625E-5,3.723836613285126E-2]
[2004,12,30,3,2.1021773315380559E-2,4.2299593305277884E-3,3.3184136000000163E-4,3.2674000000000291E-5,3.5971916056748601E-3,8.6025752688172359E-5,2.9299465364271381E-2,null,2.4117411329694631E-2,5.9029014081348821E-3,2.2070339201363893E-4,2.3948233891653517E-5,6.2918376818304426E-3,4.889447654900523E-5,6.4293756578106048E-5,3.6605696522114248E-2]
[2004,12,30,4,2.0700586164825171E-2,4.2610505694541511E-3,3.3184136000000163E-4,3.2674000000000291E-5,3.7531429032458524E-3,8.6025752688172359E-5,2.9165320750213344E-2,null,2.374892659210642E-2,5.9462891817984613E-3,2.2070339201363893E-4,2.3948233891653517E-5,6.5646116561273822E-3,4.889447654900523E-5,6.47663314638305E-5,3.6553373532486555E-2]
[2004,12,30,5,2.1229252143604969E-2,4.2459470203429677E-3,3.3184136000000163E-4,3.2674000000000291E-5,3.6834883564338988E-3,8.6025752688172359E-5,2.9609228633070007E-2,null,2.4355443210612598E-2,5.9252122034282899E-3,2.2070339201363893E-4,2.3948233891653517E-5,6.4427790849485526E-3,4.889447654900523E-5,6.4536763320465219E-5,3.7016980601443733E-2]
[2004,12,30,6,2.240308467894362E-2,4.333112675906808E-3,1.6592068000000082E-4,1.6337000000000145E-5,3.618752451736474E-3,8.6025752688172359E-5,3.0623233239275079E-2,null,2.5702132743518354E-2,6.0468517348666673E-3,1.1035169600681947E-4,1.1974116945826759E-5,6.3295496968058459E-3,4.889447654900523E-5,6.5861647794021941E-5,3.8249754464692511E-2]
[2004,12,30,7,2.4355709381502763E-2,4.6420621542480698E-3,0,0,3.5268614677190385E-3,8.6025752688172359E-5,3.261065875615804E-2,null,2.7942298328868211E-2,6.4779902324832907E-3,0,0,6.1688234360892137E-3,4.889447654900523E-5,7.0557561159441325E-5,4.0638006473989713E-2]
[2004,12,30,8,2.6581633700330329E-2,5.0960383400930195E-3,0,0,3.2271002390357379E-3,8.6025752688172359E-5,3.4990798032147261E-2,null,3.0496009263742446E-2,7.1115132659895003E-3,0,0,5.6445119172904967E-3,4.889447654900523E-5,7.7457824756380067E-5,4.3300928923571444E-2]
[2004,12,30,9,2.8176122939440284E-2,5.5620360977598308E-3,0,0,3.3534813736159439E-3,8.6025752688172359E-5,3.7177666163504229E-2,null,3.2325300839836604E-2,7.7618123835405655E-3,0,0,5.8655648029832634E-3,4.889447654900523E-5,8.4540811626051672E-5,4.6001572502909441E-2]
[2004,12,30,10,2.8751109710799062E-2,5.9773294844009672E-3,0,0,3.8158190899132468E-3,8.6025752688172359E-5,3.863028403780145E-2,null,3.2984959388425689E-2,8.3413536332875692E-3,0,0,6.6742383972787939E-3,4.889447654900523E-5,9.0853111537897617E-5,4.8049445895541054E-2]
[2004,12,30,11,2.8511322798310874E-2,6.3349989115597588E-3,0,0,4.1797910842499468E-3,8.6025752688172359E-5,3.9112138546808756E-2,null,3.2709861778286206E-2,8.8404807407245541E-3,0,0,7.3108607850008948E-3,4.889447654900523E-5,9.6289549406038688E-5,4.8910097780560657E-2]
[2004,12,30,12,2.8555400531433739E-2,6.2391060652990738E-3,0,0,4.0233307133759966E-3,8.6025752688172359E-5,3.890386306279698E-2,null,3.2760430338999724E-2,8.706662428776003E-3,0,0,7.0371963920269759E-3,4.889447654900523E-5,9.4832014987073732E-5,4.8553183636351707E-2]
[2004,12,30,13,2.8172069275837361E-2,6.1126646623262497E-3,0,0,3.8473913795076461E-3,8.6025752688172359E-5,3.8218151070359432E-2,null,3.2320650239193296E-2,8.5302136553165875E-3,0,0,6.7294613998729073E-3,4.889447654900523E-5,9.2910154243529749E-5,4.7629219770931791E-2]
[2004,12,30,14,2.7004421501461845E-2,5.9854379506373238E-3,0,0,3.4672536951538967E-3,8.6025752688172359E-5,3.6543138899941235E-2,null,3.0981056226816947E-2,8.3526689848132836E-3,0,0,6.0645636493812504E-3,4.889447654900523E-5,9.0976357109234359E-5,4.5447183337560482E-2]
[2004,12,30,15,2.635368418599689E-2,6.0167405742949983E-3,0,0,3.7151506779704632E-3,8.6025752688172359E-5,3.6171601190950524E-2,null,3.0234492211060626E-2,8.3963517455277106E-3,0,0,6.4981595621585262E-3,4.889447654900523E-5,9.1452144961655978E-5,4.5177897995295861E-2]
[2004,12,30,16,2.7105606441510527E-2,5.8885892080769563E-3,0,0,3.7665018289006441E-3,8.6025752688172359E-5,3.6846723231176298E-2,null,3.1097141524803633E-2,8.2175167211237053E-3,0,0,6.5879777152750216E-3,4.889447654900523E-5,8.950429343379117E-5,4.595153043775136E-2]
[2004,12,30,17,3.032925294823834E-2,5.7883589430172775E-3,0,0,3.6912896654411618E-3,8.6025752688172359E-5,3.9894927309384952E-2,null,3.479549787266726E-2,8.0776455482524778E-3,0,0,6.4564243325083608E-3,4.889447654900523E-5,8.7980831915615776E-5,4.9378462229977105E-2]
[2004,12,30,18,3.6071812331802892E-2,5.9045725212760729E-3,0,0,3.9209813720757179E-3,8.6025752688172359E-5,4.5983391977842854E-2,null,4.1383698813702699E-2,8.2398214088564726E-3,0,0,6.858177448113143E-3,4.889447654900523E-5,8.9747233653267802E-5,5.6530592147221316E-2]
[2004,12,30,19,3.6448416089252762E-2,5.6390228318231404E-3,3.3184136000000163E-4,3.2674000000000291E-5,3.6598627522403319E-3,8.6025752688172359E-5,4.619784278600441E-2,null,4.1815760733049996E-2,7.8692472464789096E-3,2.2070339201363893E-4,2.3948233891653517E-5,6.4014556073538108E-3,4.889447654900523E-5,8.5710980403771856E-5,5.6380009689337013E-2]
[2004,12,30,20,3.5283260052493555E-2,5.5005349498902893E-3,3.3184136000000163E-4,3.2674000000000291E-5,3.667097637915815E-3,8.6025752688172359E-5,4.4901433752987836E-2,null,4.0479025388214039E-2,7.6759876311035891E-3,2.2070339201363893E-4,2.3948233891653517E-5,6.4141101254631405E-3,4.889447654900523E-5,8.3606017808564762E-5,5.4862669247235062E-2]
[2004,12,30,21,3.3946194908057045E-2,5.3635538770925705E-3,3.3184136000000163E-4,3.2674000000000291E-5,3.648809504632805E-3,8.6025752688172359E-5,4.3409099402470598E-2,null,3.8945065832129408E-2,7.4848307654406298E-3,2.2070339201363893E-4,2.3948233891653517E-5,6.3821224031692112E-3,4.889447654900523E-5,8.1523958133261585E-5,5.3105565103193544E-2]
[2004,12,30,22,3.2010014917690684E-2,5.1909211337606165E-3,3.3184136000000163E-4,3.2674000000000291E-5,3.6607695439041777E-3,8.6025752688172359E-5,4.1312246708043655E-2,null,3.6723766585132725E-2,7.2439220511771214E-3,2.2070339201363893E-4,2.3948233891653517E-5,6.4030416740929732E-3,4.889447654900523E-5,7.8900006764015109E-5,5.0664276412857111E-2]
[2004,12,30,23,2.928301757101508E-2,4.744823009858944E-3,3.3184136000000163E-4,3.2674000000000291E-5,3.4070657483814969E-3,8.6025752688172359E-5,3.78854474419437E-2,null,3.3595195283460368E-2,6.6213928403780781E-3,2.2070339201363893E-4,2.3948233891653517E-5,5.9592890816053297E-3,4.889447654900523E-5,7.211948668168484E-5,4.6469423307898064E-2]
[2004,12,30,24,2.5325790236727215E-2,4.471250680475854E-3,3.3184136000000163E-4,3.2674000000000291E-5,3.5438796441758114E-3,8.6025752688172359E-5,3.3791461674067054E-2,null,2.9055231983775073E-2,6.2396230969463647E-3,2.2070339201363893E-4,2.3948233891653517E-5,6.1985898804837363E-3,4.889447654900523E-5,6.7961292387729963E-5,4.1786991063659469E-2]
[2004,12,31,1,2.0419331465959194E-2,3.5580219263302779E-3,3.3184136000000163E-4,3.2674000000000291E-5,3.0985689295218617E-3,8.6025752688172359E-5,2.7526463434499507E-2,null,2.342625470523961E-2,4.9652138467461814E-3,2.2070339201363893E-4,2.3948233891653517E-5,5.4196981666916593E-3,4.889447654900523E-5,5.408056620783154E-5,3.4104712821131748E-2]
[2004,12,31,2,1.8636627969993495E-2,3.5818580069995032E-3,3.3184136000000163E-4,3.2674000000000291E-5,3.1244833253342326E-3,8.6025752688172359E-5,2.5793510415015403E-2,null,2.1381032694419395E-2,4.9984770587896956E-3,2.2070339201363893E-4,2.3948233891653517E-5,5.4650249632450928E-3,4.889447654900523E-5,5.4442865475643184E-5,3.2138080818908475E-2]
[2004,12,31,3,1.766525314288379E-2,3.5119240842964796E-3,3.3184136000000163E-4,3.2674000000000291E-5,3.0776640667099574E-3,8.6025752688172359E-5,2.4705382406578401E-2,null,2.0266614519070917E-2,4.9008843827039504E-3,2.2070339201363893E-4,2.3948233891653517E-5,5.3831335301663388E-3,4.889447654900523E-5,5.3379896720749912E-5,3.0844178534395503E-2]
[2004,12,31,4,1.7023588134052477E-2,3.595091863366171E-3,3.3184136000000163E-4,3.2674000000000291E-5,3.26259983486988E-3,8.6025752688172359E-5,2.4331820944976702E-2,null,1.9530458785599353E-2,5.0169448839572041E-3,2.2070339201363893E-4,2.3948233891653517E-5,5.7066041601409028E-3,4.889447654900523E-5,5.4644015007670007E-5,3.054755393215176E-2]
[2004,12,31,5,1.7238957590777787E-2,3.5740088084566845E-3,3.3184136000000163E-4,3.2674000000000291E-5,3.2248694029518303E-3,8.6025752688172359E-5,2.4488376914874474E-2,null,1.9777543258339664E-2,4.9875235149112124E-3,2.2070339201363893E-4,2.3948233891653517E-5,5.64060996819427E-3,4.889447654900523E-5,5.432356067363171E-5,3.0699222843899442E-2]
[2004,12,31,6,1.8004048272208212E-2,3.5964585392416208E-3,1.6592068000000082E-4,1.6337000000000145E-5,3.2690556411734536E-3,8.6025752688172359E-5,2.5137845885311462E-2,null,2.0655300162657226E-2,5.0188520779321988E-3,1.1035169600681947E-4,1.1974116945826759E-5,5.7178959927203354E-3,4.889447654900523E-5,5.4664787955869102E-5,3.1563268522811411E-2]
[2004,12,31,7,1.9311522342900209E-2,3.721788284315596E-3,0,0,3.3282968416026258E-3,8.6025752688172359E-5,2.6447633221506603E-2,null,2.2155311103347852E-2,5.1937495345907355E-3,0,0,5.8215146091401878E-3,4.889447654900523E-5,5.6569751926474664E-5,3.3219469723627777E-2]
[2004,12,31,8,2.1522790722902529E-2,3.9445489600334963E-3,0,0,3.4681156704654808E-3,8.6025752688172359E-5,2.902148110608968E-2,null,2.4692207885592409E-2,5.504611697468363E-3,0,0,6.0660713279651977E-3,4.889447654900523E-5,5.9955628607703662E-5,3.6311785387574971E-2]
[2004,12,31,9,2.4179123868213779E-2,3.890490256271981E-3,0,0,3.2583328394643197E-3,8.6025752688172359E-5,{"$f":"SUM(E8771:J8771)","v":3.1413972716638254E-2},null,{"$f":"E8771*W$5","v":2.7739709070818332E-2},5.4291728637536237E-3,{"$f":"G8771*Y$5","v":0},{"$f":"H8771*Z$5","v":0},{"$f":"I8771*AA$5","v":5.6991407705236944E-3},{"$f":"J8771*AB$5","v":4.889447654900523E-5},5.9133957081103644E-5,{"$f":"SUM(M8771:R8771)","v":3.8916917181644653E-2}]
[2004,12,31,10,2.5559392897724444E-2,3.8562447309237703E-3,0,0,3.0748476510249114E-3,8.6025752688172359E-5,3.2576511032361297E-2,null,2.9323234657881513E-2,{"$f":"(F8772*X$5)-S8772","v":5.381383288487176E-3},0,0,5.3782073454429801E-3,4.889447654900523E-5,{"$f":"(F8772*$AC$7)*$AC$5","v":5.8613438253715174E-5},{"$f":"SUM(M8772:R8772)","v":4.0131719768360677E-2}]
[2004,12,31,11,2.6654175131301014E-2,4.1833419868706643E-3,0,0,3.4595425595963171E-3,8.6025752688172359E-5,3.4383085430456171E-2,null,3.0579233048097718E-2,5.8378469804170607E-3,0,0,6.0510761239477035E-3,4.889447654900523E-5,6.3585190865954127E-5,4.2517050629011482E-2]
[2004,12,31,12,2.7318101126344928E-2,4.2591513159587089E-3,0,0,3.456854997472484E-3,8.6025752688172359E-5,3.5120133192464292E-2,null,3.1340927890617765E-2,5.9436387766156644E-3,0,0,6.0463753166244798E-3,4.889447654900523E-5,6.4737463540435867E-5,4.3379836460406912E-2]
[2004,12,31,13,2.7162339236724061E-2,4.2081975207035821E-3,0,0,3.26985697120221E-3,8.6025752688172359E-5,3.4726419481318029E-2,null,3.116222871500024E-2,5.8725328377025885E-3,0,0,5.7192975968113043E-3,4.889447654900523E-5,6.3962985430156971E-5,4.2802953626063137E-2]
[2004,12,31,14,2.6258849554551437E-2,4.1463231310643308E-3,0,0,3.1811872798498818E-3,8.6025752688172359E-5,3.367238571815382E-2,null,3.0125692359565862E-2,5.7861872269793163E-3,0,0,5.5642056900008004E-3,4.889447654900523E-5,6.3022518481178395E-5,4.1524979753094986E-2]
[2004,12,31,15,2.5489573266118254E-2,4.1944688139758258E-3,0,0,3.3923584848787186E-3,8.6025752688172359E-5,3.3162426317660969E-2,null,2.9243133481397881E-2,5.8533744496560933E-3,0,0,5.933564648534429E-3,4.889447654900523E-5,6.3754314362774283E-5,4.1078967056137408E-2]
[2004,12,31,16,2.6414998682545574E-2,4.1620391671125054E-3,0,0,3.410788044877172E-3,8.6025752688172359E-5,3.4073851647223423E-2,null,3.0304835797757747E-2,5.8081189298799909E-3,0,0,5.9657997398970611E-3,4.889447654900523E-5,6.3261396190654627E-5,4.2127648944083801E-2]
[2004,12,31,17,2.879437209978758E-2,4.1161545852285803E-3,0,0,3.1280100553426459E-3,8.6025752688172359E-5,3.6124562493046977E-2,null,3.3034592538526204E-2,5.7440870700321781E-3,0,0,5.4711935567460816E-3,4.889447654900523E-5,6.2563968175911706E-5,4.4298767641853462E-2]
[2004,12,31,18,3.3148766082534031E-2,4.4224898241525569E-3,0,0,3.4204446176912006E-3,8.6025752688172359E-5,4.1077726277065955E-2,null,3.8030208712191635E-2,6.1715774007678297E-3,0,0,5.9826900241434699E-3,4.889447654900523E-5,6.7220146106638205E-5,5.0233370613651941E-2]
[2004,12,31,19,3.3609814950864132E-2,4.2122610550713018E-3,3.3184136000000163E-4,3.2674000000000291E-5,3.1344935049599045E-3,8.6025752688172359E-5,4.1407110623583515E-2,null,3.8559151015668564E-2,5.8782034933441462E-3,2.2070339201363893E-4,2.3948233891653517E-5,5.4825337401674381E-3,4.889447654900523E-5,6.4024749591244621E-5,5.0213434351634445E-2]
[2004,12,31,20,3.2337810213695757E-2,4.0890746814763283E-3,3.3184136000000163E-4,3.2674000000000291E-5,3.1299940993194998E-3,8.6025752688172359E-5,4.000742010717976E-2,null,3.7099832574765929E-2,5.7062971081198541E-3,2.2070339201363893E-4,2.3948233891653517E-5,5.4746638424646088E-3,4.889447654900523E-5,6.2152364043588146E-5,4.8574339627804684E-2]
[2004,12,31,21,3.1135666713032566E-2,3.9729449432471496E-3,3.3184136000000163E-4,3.2674000000000291E-5,3.0733807393586504E-3,8.6025752688172359E-5,3.8632533508326544E-2,null,3.5720663041927288E-2,5.5442382461416652E-3,2.2070339201363893E-4,2.3948233891653517E-5,5.3756415743889336E-3,4.889447654900523E-5,6.0387236642173077E-5,4.6934088964912177E-2]
[2004,12,31,22,2.9359405908631866E-2,4.0046699415505829E-3,3.3184136000000163E-4,3.2674000000000291E-5,3.2252415485797955E-3,8.6025752688172359E-5,3.7039858511450419E-2,null,3.368283246475124E-2,5.5885104299914917E-3,2.2070339201363893E-4,2.3948233891653517E-5,5.6412608870614958E-3,4.889447654900523E-5,6.0869444426924342E-5,4.5206149884258522E-2]
[2004,12,31,23,2.6428018472545483E-2,3.8924997406010078E-3,3.3184136000000163E-4,3.2674000000000291E-5,3.1036105953896583E-3,8.6025752688172359E-5,3.3874669921224322E-2,null,3.0319772864490568E-2,5.4319770958865029E-3,2.2070339201363893E-4,2.3948233891653517E-5,5.4285165302273017E-3,4.889447654900523E-5,5.9164500470815585E-5,4.1473812593058663E-2]
[2004,12,31,24,2.2421544859648708E-2,3.9572471149416245E-3,3.3184136000000163E-4,3.2674000000000291E-5,3.4484602035838191E-3,8.6025752688172359E-5,3.0277793290862325E-2,null,2.5723311345561377E-2,5.5223319521164266E-3,2.2070339201363893E-4,2.3948233891653517E-5,6.0316920063341476E-3,4.889447654900523E-5,6.014863568338929E-5,3.7570881406466243E-2]
[]
["NCP",1,null,null,{"$f":"MAX(IF($B$3:$B$8786=$B8788,E$3:E$8786))","v":4.0614290517999994E-2},{"$f":"MAX(IF($B$3:$B$8786=$B8788,F$3:F$8786))","v":6.456023265810816E-3},{"$f":"MAX(IF($B$3:$B$8786=$B8788,G$3:G$8786))","v":3.2653446999999754E-4},{"$f":"MAX(IF($B$3:$B$8786=$B8788,H$3:H$8786))","v":3.2674000000000067E-5},{"$f":"MAX(IF($B$3:$B$8786=$B8788,I$3:I$8786))","v":4.6535960813865098E-3},{"$f":"MAX(IF($B$3:$B$8786=$B8788,J$3:J$8786))","v":8.8054462365591703E-5},{"$f":"MAX(IF($B$3:$B$8786=$B8788,K$3:K$8786))","v":4.9473328530606479E-2},null,{"$f":"MAX(IF($B$3:$B$8786=$B8788,M$3:M$8786))","v":4.6595096217199893E-2},{"$f":"MAX(IF($B$3:$B$8786=$B8788,N$3:N$8786))","v":9.009370031449259E-3},{"$f":"MAX(IF($B$3:$B$8786=$B8788,O$3:O$8786))","v":2.1717384818569611E-4},{"$f":"MAX(IF($B$3:$B$8786=$B8788,P$3:P$8786))","v":2.3948233891653355E-5},{"$f":"MAX(IF($B$3:$B$8786=$B8788,Q$3:Q$8786))","v":8.1395917678377446E-3},{"$f":"MAX(IF($B$3:$B$8786=$B8788,R$3:R$8786))","v":5.004753472807023E-5},{"$f":"MAX(IF($B$3:$B$8786=$B8788,S$3:S$8786))","v":9.8129073090364295E-5},{"$f":"MAX(IF($B$3:$B$8786=$B8788,T$3:T$8786))","v":5.9812610165613525E-2},3.9375E-3]
[null,2,null,null,{"$f":"MAX(IF($B$3:$B$8786=$B8789,E$3:E$8786))","v":3.9733374476798096E-2},{"$f":"MAX(IF($B$3:$B$8786=$B8789,F$3:F$8786))","v":6.8393616208364243E-3},{"$f":"MAX(IF($B$3:$B$8786=$B8789,G$3:G$8786))","v":3.2685067000000546E-4},{"$f":"MAX(IF($B$3:$B$8786=$B8789,H$3:H$8786))","v":3.2674163497165099E-5},{"$f":"MAX(IF($B$3:$B$8786=$B8789,I$3:I$8786))","v":4.0820942448543483E-3},{"$f":"MAX(IF($B$3:$B$8786=$B8789,J$3:J$8786))","v":9.1378563218390916E-5},{"$f":"MAX(IF($B$3:$B$8786=$B8789,K$3:K$8786))","v":4.8378022275782598E-2},null,{"$f":"MAX(IF($B$3:$B$8786=$B8789,M$3:M$8786))","v":4.5584457666690538E-2},{"$f":"MAX(IF($B$3:$B$8786=$B8789,N$3:N$8786))","v":9.5443180862312491E-3},{"$f":"MAX(IF($B$3:$B$8786=$B8789,O$3:O$8786))","v":2.1738414871169581E-4},{"$f":"MAX(IF($B$3:$B$8786=$B8789,P$3:P$8786))","v":2.3948353726027746E-5},{"$f":"MAX(IF($B$3:$B$8786=$B8789,Q$3:Q$8786))","v":7.1399795190335118E-3},{"$f":"MAX(IF($B$3:$B$8786=$B8789,R$3:R$8786))","v":5.1936854683024439E-5},{"$f":"MAX(IF($B$3:$B$8786=$B8789,S$3:S$8786))","v":1.0395566879949913E-4},{"$f":"MAX(IF($B$3:$B$8786=$B8789,T$3:T$8786))","v":5.8557262572460592E-2},4.1037000000000001E-3]
[null,3,null,null,{"$f":"MAX(IF($B$3:$B$8786=$B8790,E$3:E$8786))","v":3.4961216788035786E-2},{"$f":"MAX(IF($B$3:$B$8786=$B8790,F$3:F$8786))","v":6.4737095682996402E-3},{"$f":"MAX(IF($B$3:$B$8786=$B8790,G$3:G$8786))","v":3.2685067000000459E-4},{"$f":"MAX(IF($B$3:$B$8786=$B8790,H$3:H$8786))","v":3.2674000000000717E-5},{"$f":"MAX(IF($B$3:$B$8786=$B8790,I$3:I$8786))","v":4.038441901526418E-3},{"$f":"MAX(IF($B$3:$B$8786=$B8790,J$3:J$8786))","v":9.1732096774193865E-5},{"$f":"MAX(IF($B$3:$B$8786=$B8790,K$3:K$8786))","v":4.3728835624433929E-2},null,{"$f":"MAX(IF($B$3:$B$8786=$B8790,M$3:M$8786))","v":4.0109558466543682E-2},{"$f":"MAX(IF($B$3:$B$8786=$B8790,N$3:N$8786))","v":9.0340512379829749E-3},{"$f":"MAX(IF($B$3:$B$8786=$B8790,O$3:O$8786))","v":2.1738414871169524E-4},{"$f":"MAX(IF($B$3:$B$8786=$B8790,P$3:P$8786))","v":2.3948233891653832E-5},{"$f":"MAX(IF($B$3:$B$8786=$B8790,Q$3:Q$8786))","v":7.0636273285587022E-3},{"$f":"MAX(IF($B$3:$B$8786=$B8790,R$3:R$8786))","v":5.2137792630247657E-5},{"$f":"MAX(IF($B$3:$B$8786=$B8790,S$3:S$8786))","v":9.8397898092717531E-5},{"$f":"MAX(IF($B$3:$B$8786=$B8790,T$3:T$8786))","v":5.3893072801067206E-2},3.4682999999999992E-3]
[null,4,null,null,{"$f":"MAX(IF($B$3:$B$8786=$B8791,E$3:E$8786))","v":3.0948477120455901E-2},{"$f":"MAX(IF($B$3:$B$8786=$B8791,F$3:F$8786))","v":6.2025944580427917E-3},{"$f":"MAX(IF($B$3:$B$8786=$B8791,G$3:G$8786))","v":3.2685067000000367E-4},{"$f":"MAX(IF($B$3:$B$8786=$B8791,H$3:H$8786))","v":3.2674000000000345E-5},{"$f":"MAX(IF($B$3:$B$8786=$B8791,I$3:I$8786))","v":3.6851714613134411E-3},{"$f":"MAX(IF($B$3:$B$8786=$B8791,J$3:J$8786))","v":8.9420277777777987E-5},{"$f":"MAX(IF($B$3:$B$8786=$B8791,K$3:K$8786))","v":4.0822463344444282E-2},null,{"$f":"MAX(IF($B$3:$B$8786=$B8791,M$3:M$8786))","v":3.550590816216144E-2},{"$f":"MAX(IF($B$3:$B$8786=$B8791,N$3:N$8786))","v":8.6557105398699027E-3},{"$f":"MAX(IF($B$3:$B$8786=$B8791,O$3:O$8786))","v":2.1738414871169462E-4},{"$f":"MAX(IF($B$3:$B$8786=$B8791,P$3:P$8786))","v":2.3948233891653558E-5},{"$f":"MAX(IF($B$3:$B$8786=$B8791,Q$3:Q$8786))","v":6.4457229989415875E-3},{"$f":"MAX(IF($B$3:$B$8786=$B8791,R$3:R$8786))","v":5.0823823543391391E-5},{"$f":"MAX(IF($B$3:$B$8786=$B8791,S$3:S$8786))","v":9.4277052585362434E-5},{"$f":"MAX(IF($B$3:$B$8786=$B8791,T$3:T$8786))","v":5.0253766415592004E-2},3.272999999999999E-3]
[null,5,null,null,{"$f":"MAX(IF($B$3:$B$8786=$B8792,E$3:E$8786))","v":2.3650803635128354E-2},{"$f":"MAX(IF($B$3:$B$8786=$B8792,F$3:F$8786))","v":6.2843916772670622E-3},{"$f":"MAX(IF($B$3:$B$8786=$B8792,G$3:G$8786))","v":3.2840004999999889E-4},{"$f":"MAX(IF($B$3:$B$8786=$B8792,H$3:H$8786))","v":3.2674000000000277E-5},{"$f":"MAX(IF($B$3:$B$8786=$B8792,I$3:I$8786))","v":3.3560640659768973E-3},{"$f":"MAX(IF($B$3:$B$8786=$B8792,J$3:J$8786))","v":8.6535752688172353E-5},{"$f":"MAX(IF($B$3:$B$8786=$B8792,K$3:K$8786))","v":3.1913544968606489E-2},null,{"$f":"MAX(IF($B$3:$B$8786=$B8792,M$3:M$8786))","v":2.7133589112051635E-2},{"$f":"MAX(IF($B$3:$B$8786=$B8792,N$3:N$8786))","v":8.7698584270743431E-3},{"$f":"MAX(IF($B$3:$B$8786=$B8792,O$3:O$8786))","v":2.1841462128906422E-4},{"$f":"MAX(IF($B$3:$B$8786=$B8792,P$3:P$8786))","v":2.3948233891653507E-5},{"$f":"MAX(IF($B$3:$B$8786=$B8792,Q$3:Q$8786))","v":5.8700821829003038E-3},{"$f":"MAX(IF($B$3:$B$8786=$B8792,R$3:R$8786))","v":4.9184345364572372E-5},{"$f":"MAX(IF($B$3:$B$8786=$B8792,S$3:S$8786))","v":9.5520338889232181E-5},{"$f":"MAX(IF($B$3:$B$8786=$B8792,T$3:T$8786))","v":3.9695882103203989E-2},3.4199999999999994E-3]
[null,6,null,null,{"$f":"MAX(IF($B$3:$B$8786=$B8793,E$3:E$8786))","v":2.3807445140320144E-2},{"$f":"MAX(IF($B$3:$B$8786=$B8793,F$3:F$8786))","v":7.0072998557972523E-3},{"$f":"MAX(IF($B$3:$B$8786=$B8793,G$3:G$8786))","v":3.2840004999999868E-4},{"$f":"MAX(IF($B$3:$B$8786=$B8793,H$3:H$8786))","v":3.2674000000000236E-5},{"$f":"MAX(IF($B$3:$B$8786=$B8793,I$3:I$8786))","v":4.2021890461744673E-3},{"$f":"MAX(IF($B$3:$B$8786=$B8793,J$3:J$8786))","v":8.9420277777777987E-5},{"$f":"MAX(IF($B$3:$B$8786=$B8793,K$3:K$8786))","v":3.3641120986076904E-2},null,{"$f":"MAX(IF($B$3:$B$8786=$B8793,M$3:M$8786))","v":2.7313297434243888E-2},{"$f":"MAX(IF($B$3:$B$8786=$B8793,N$3:N$8786))","v":9.7786756216513993E-3},{"$f":"MAX(IF($B$3:$B$8786=$B8793,O$3:O$8786))","v":2.1841462128906409E-4},{"$f":"MAX(IF($B$3:$B$8786=$B8793,P$3:P$8786))","v":2.394823389165348E-5},{"$f":"MAX(IF($B$3:$B$8786=$B8793,Q$3:Q$8786))","v":7.3500369969687479E-3},{"$f":"MAX(IF($B$3:$B$8786=$B8793,R$3:R$8786))","v":5.0823823543391391E-5},{"$f":"MAX(IF($B$3:$B$8786=$B8793,S$3:S$8786))","v":1.0650826544524065E-4},{"$f":"MAX(IF($B$3:$B$8786=$B8793,T$3:T$8786))","v":4.2474306754984294E-2},4.0200000000000001E-3]
[null,7,null,null,{"$f":"MAX(IF($B$3:$B$8786=$B8794,E$3:E$8786))","v":2.8692675051049242E-2},{"$f":"MAX(IF($B$3:$B$8786=$B8794,F$3:F$8786))","v":7.438470309941653E-3},{"$f":"MAX(IF($B$3:$B$8786=$B8794,G$3:G$8786))","v":3.2840004999999775E-4},{"$f":"MAX(IF($B$3:$B$8786=$B8794,H$3:H$8786))","v":3.2673999999999952E-5},{"$f":"MAX(IF($B$3:$B$8786=$B8794,I$3:I$8786))","v":4.94726999333689E-3},{"$f":"MAX(IF($B$3:$B$8786=$B8794,J$3:J$8786))","v":8.6535752688172353E-5},{"$f":"MAX(IF($B$3:$B$8786=$B8794,K$3:K$8786))","v":3.9678576045101555E-2},null,{"$f":"MAX(IF($B$3:$B$8786=$B8794,M$3:M$8786))","v":3.2917919719414226E-2},{"$f":"MAX(IF($B$3:$B$8786=$B8794,N$3:N$8786))","v":1.038037329343435E-2},{"$f":"MAX(IF($B$3:$B$8786=$B8794,O$3:O$8786))","v":2.1841462128906346E-4},{"$f":"MAX(IF($B$3:$B$8786=$B8794,P$3:P$8786))","v":2.394823389165327E-5},{"$f":"MAX(IF($B$3:$B$8786=$B8794,Q$3:Q$8786))","v":8.6532559781247326E-3},{"$f":"MAX(IF($B$3:$B$8786=$B8794,R$3:R$8786))","v":4.9184345364572372E-5},{"$f":"MAX(IF($B$3:$B$8786=$B8794,S$3:S$8786))","v":1.1306189068280825E-4},{"$f":"MAX(IF($B$3:$B$8786=$B8794,T$3:T$8786))","v":4.9942426664350663E-2},4.2798000000000003E-3]
[null,8,null,null,{"$f":"MAX(IF($B$3:$B$8786=$B8795,E$3:E$8786))","v":2.4828284247806674E-2},{"$f":"MAX(IF($B$3:$B$8786=$B8795,F$3:F$8786))","v":6.4021518049565632E-3},{"$f":"MAX(IF($B$3:$B$8786=$B8795,G$3:G$8786))","v":3.2840004999999775E-4},{"$f":"MAX(IF($B$3:$B$8786=$B8795,H$3:H$8786))","v":3.2673999999999952E-5},{"$f":"MAX(IF($B$3:$B$8786=$B8795,I$3:I$8786))","v":4.1792258959017789E-3},{"$f":"MAX(IF($B$3:$B$8786=$B8795,J$3:J$8786))","v":8.6535752688172353E-5},{"$f":"MAX(IF($B$3:$B$8786=$B8795,K$3:K$8786))","v":3.3182615857151522E-2},null,{"$f":"MAX(IF($B$3:$B$8786=$B8795,M$3:M$8786))","v":2.8484463933250787E-2},{"$f":"MAX(IF($B$3:$B$8786=$B8795,N$3:N$8786))","v":8.9341924949089303E-3},{"$f":"MAX(IF($B$3:$B$8786=$B8795,O$3:O$8786))","v":2.1841462128906346E-4},{"$f":"MAX(IF($B$3:$B$8786=$B8795,P$3:P$8786))","v":2.394823389165327E-5},{"$f":"MAX(IF($B$3:$B$8786=$B8795,Q$3:Q$8786))","v":7.3098722156567644E-3},{"$f":"MAX(IF($B$3:$B$8786=$B8795,R$3:R$8786))","v":4.9184345364572372E-5},{"$f":"MAX(IF($B$3:$B$8786=$B8795,S$3:S$8786))","v":9.7310247584011698E-5},{"$f":"MAX(IF($B$3:$B$8786=$B8795,T$3:T$8786))","v":4.1419681884132836E-2},3.9756000000000001E-3]
[null,9,null,null,{"$f":"MAX(IF($B$3:$B$8786=$B8796,E$3:E$8786))","v":2.2864374824635443E-2},{"$f":"MAX(IF($B$3:$B$8786=$B8796,F$3:F$8786))","v":6.5421376101897719E-3},{"$f":"MAX(IF($B$3:$B$8786=$B8796,G$3:G$8786))","v":3.3184136000000153E-4},{"$f":"MAX(IF($B$3:$B$8786=$B8796,H$3:H$8786))","v":3.267400000000004E-5},{"$f":"MAX(IF($B$3:$B$8786=$B8796,I$3:I$8786))","v":3.7256319014915091E-3},{"$f":"MAX(IF($B$3:$B$8786=$B8796,J$3:J$8786))","v":8.9420277777777987E-5},{"$f":"MAX(IF($B$3:$B$8786=$B8796,K$3:K$8786))","v":3.2121631344308982E-2},null,{"$f":"MAX(IF($B$3:$B$8786=$B8796,M$3:M$8786))","v":2.6231351854536202E-2},{"$f":"MAX(IF($B$3:$B$8786=$B8796,N$3:N$8786))","v":9.1295424598285477E-3},{"$f":"MAX(IF($B$3:$B$8786=$B8796,O$3:O$8786))","v":2.2070339201363885E-4},{"$f":"MAX(IF($B$3:$B$8786=$B8796,P$3:P$8786))","v":2.3948233891653334E-5},{"$f":"MAX(IF($B$3:$B$8786=$B8796,Q$3:Q$8786))","v":6.5164922406284109E-3},{"$f":"MAX(IF($B$3:$B$8786=$B8796,R$3:R$8786))","v":5.0823823543391391E-5},{"$f":"MAX(IF($B$3:$B$8786=$B8796,S$3:S$8786))","v":9.9437978037848263E-5},{"$f":"MAX(IF($B$3:$B$8786=$B8796,T$3:T$8786))","v":4.0316857620379717E-2},3.9420000000000002E-3]
[null,10,null,null,{"$f":"MAX(IF($B$3:$B$8786=$B8797,E$3:E$8786))","v":2.9004880033658656E-2},{"$f":"MAX(IF($B$3:$B$8786=$B8797,F$3:F$8786))","v":6.6791856345904763E-3},{"$f":"MAX(IF($B$3:$B$8786=$B8797,G$3:G$8786))","v":3.3184136000000163E-4},{"$f":"MAX(IF($B$3:$B$8786=$B8797,H$3:H$8786))","v":3.2674000000000291E-5},{"$f":"MAX(IF($B$3:$B$8786=$B8797,I$3:I$8786))","v":3.9413907088243797E-3},{"$f":"MAX(IF($B$3:$B$8786=$B8797,J$3:J$8786))","v":8.6535752688172353E-5},{"$f":"MAX(IF($B$3:$B$8786=$B8797,K$3:K$8786))","v":3.6936467467242391E-2},null,{"$f":"MAX(IF($B$3:$B$8786=$B8797,M$3:M$8786))","v":3.327609958710704E-2},{"$f":"MAX(IF($B$3:$B$8786=$B8797,N$3:N$8786))","v":9.3207927563452465E-3},{"$f":"MAX(IF($B$3:$B$8786=$B8797,O$3:O$8786))","v":2.2070339201363893E-4},{"$f":"MAX(IF($B$3:$B$8786=$B8797,P$3:P$8786))","v":2.3948233891653517E-5},{"$f":"MAX(IF($B$3:$B$8786=$B8797,Q$3:Q$8786))","v":6.8938753614002247E-3},{"$f":"MAX(IF($B$3:$B$8786=$B8797,R$3:R$8786))","v":4.9184345364572372E-5},{"$f":"MAX(IF($B$3:$B$8786=$B8797,S$3:S$8786))","v":1.015210553517925E-4},{"$f":"MAX(IF($B$3:$B$8786=$B8797,T$3:T$8786))","v":4.5385548354865315E-2},2.7873000000000008E-3]
[null,11,null,null,{"$f":"MAX(IF($B$3:$B$8786=$B8798,E$3:E$8786))","v":3.2498825187375922E-2},{"$f":"MAX(IF($B$3:$B$8786=$B8798,F$3:F$8786))","v":6.7238196636779631E-3},{"$f":"MAX(IF($B$3:$B$8786=$B8798,G$3:G$8786))","v":3.3184136000000163E-4},{"$f":"MAX(IF($B$3:$B$8786=$B8798,H$3:H$8786))","v":3.267400000000027E-5},{"$f":"MAX(IF($B$3:$B$8786=$B8798,I$3:I$8786))","v":4.2757469461097326E-3},{"$f":"MAX(IF($B$3:$B$8786=$B8798,J$3:J$8786))","v":8.8893277777777997E-5},{"$f":"MAX(IF($B$3:$B$8786=$B8798,K$3:K$8786))","v":4.1518502858398074E-2},null,{"$f":"MAX(IF($B$3:$B$8786=$B8798,M$3:M$8786))","v":3.7284558396523469E-2},{"$f":"MAX(IF($B$3:$B$8786=$B8798,N$3:N$8786))","v":9.3830794717871153E-3},{"$f":"MAX(IF($B$3:$B$8786=$B8798,O$3:O$8786))","v":2.2070339201363893E-4},{"$f":"MAX(IF($B$3:$B$8786=$B8798,P$3:P$8786))","v":2.3948233891653504E-5},{"$f":"MAX(IF($B$3:$B$8786=$B8798,Q$3:Q$8786))","v":7.478696912075547E-3},{"$f":"MAX(IF($B$3:$B$8786=$B8798,R$3:R$8786))","v":5.0524292433972009E-5},{"$f":"MAX(IF($B$3:$B$8786=$B8798,S$3:S$8786))","v":1.0219947544452019E-4},{"$f":"MAX(IF($B$3:$B$8786=$B8798,T$3:T$8786))","v":5.1354829180782782E-2},3.1998E-3]
[null,12,null,null,{"$f":"MAX(IF($B$3:$B$8786=$B8799,E$3:E$8786))","v":3.8611834459095232E-2},{"$f":"MAX(IF($B$3:$B$8786=$B8799,F$3:F$8786))","v":6.4892976955872725E-3},{"$f":"MAX(IF($B$3:$B$8786=$B8799,G$3:G$8786))","v":3.3184136000000163E-4},{"$f":"MAX(IF($B$3:$B$8786=$B8799,H$3:H$8786))","v":3.2674000000000291E-5},{"$f":"MAX(IF($B$3:$B$8786=$B8799,I$3:I$8786))","v":4.2974697137577282E-3},{"$f":"MAX(IF($B$3:$B$8786=$B8799,J$3:J$8786))","v":8.6025752688172359E-5},{"$f":"MAX(IF($B$3:$B$8786=$B8799,K$3:K$8786))","v":4.8749628852307395E-2},null,{"$f":"MAX(IF($B$3:$B$8786=$B8799,M$3:M$8786))","v":4.4297761177110234E-2},{"$f":"MAX(IF($B$3:$B$8786=$B8799,N$3:N$8786))","v":9.0558044444150731E-3},{"$f":"MAX(IF($B$3:$B$8786=$B8799,O$3:O$8786))","v":2.2070339201363893E-4},{"$f":"MAX(IF($B$3:$B$8786=$B8799,P$3:P$8786))","v":2.3948233891653517E-5},{"$f":"MAX(IF($B$3:$B$8786=$B8799,Q$3:Q$8786))","v":7.516692143640551E-3},{"$f":"MAX(IF($B$3:$B$8786=$B8799,R$3:R$8786))","v":4.889447654900523E-5},{"$f":"MAX(IF($B$3:$B$8786=$B8799,S$3:S$8786))","v":9.863483163817894E-5},{"$f":"MAX(IF($B$3:$B$8786=$B8799,T$3:T$8786))","v":5.9602758911870425E-2},3.9564000000000005E-3]
[]
["CP"]
[null,1,null,null,{"$f":"MAX(IF($K$3:$K$8786=$K8802,E$3:E$8786))","v":4.0614290517999994E-2},{"$f":"MAX(IF($K$3:$K$8786=$K8802,F$3:F$8786))","v":5.0528105498270472E-3},{"$f":"MAX(IF($K$3:$K$8786=$K8802,G$3:G$8786))","v":3.2653446999999754E-4},{"$f":"MAX(IF($K$3:$K$8786=$K8802,H$3:H$8786))","v":3.2674000000000067E-5},{"$f":"MAX(IF($K$3:$K$8786=$K8802,I$3:I$8786))","v":3.3589645304138338E-3},{"$f":"MAX(IF($K$3:$K$8786=$K8802,J$3:J$8786))","v":8.8054462365591703E-5},{"$f":"MAX(IF($B$3:$B$8786=$B8802,K$3:K$8786))","v":4.9473328530606479E-2},null,{"$f":"MAX(IF($T$3:$T$8786=$T8802,M$3:M$8786))","v":4.6595096217199893E-2},{"$f":"MAX(IF($T$3:$T$8786=$T8802,N$3:N$8786))","v":7.0511889545499078E-3},{"$f":"MAX(IF($T$3:$T$8786=$T8802,O$3:O$8786))","v":2.1717384818569611E-4},{"$f":"MAX(IF($T$3:$T$8786=$T8802,P$3:P$8786))","v":2.3948233891653355E-5},{"$f":"MAX(IF($T$3:$T$8786=$T8802,Q$3:Q$8786))","v":5.8751553770583064E-3},{"$f":"MAX(IF($T$3:$T$8786=$T8802,R$3:R$8786))","v":5.004753472807023E-5},{"$f":"MAX(IF($T$3:$T$8786=$T8802,S$3:S$8786))","v":7.6800778953430685E-5},{"$f":"T8788","v":5.9812610165613525E-2},3.9375E-3]
[null,2,null,null,{"$f":"MAX(IF($K$3:$K$8786=$K8803,E$3:E$8786))","v":3.9733374476798096E-2},{"$f":"MAX(IF($K$3:$K$8786=$K8803,F$3:F$8786))","v":4.6723000308432775E-3},{"$f":"MAX(IF($K$3:$K$8786=$K8803,G$3:G$8786))","v":3.2685067000000546E-4},{"$f":"MAX(IF($K$3:$K$8786=$K8803,H$3:H$8786))","v":3.2674163497165099E-5},{"$f":"MAX(IF($K$3:$K$8786=$K8803,I$3:I$8786))","v":3.5214443714256692E-3},{"$f":"MAX(IF($K$3:$K$8786=$K8803,J$3:J$8786))","v":9.1378563218390916E-5},{"$f":"MAX(IF($B$3:$B$8786=$B8803,K$3:K$8786))","v":4.8378022275782598E-2},null,{"$f":"MAX(IF($T$3:$T$8786=$T8803,M$3:M$8786))","v":4.5584457666690538E-2},{"$f":"MAX(IF($T$3:$T$8786=$T8803,N$3:N$8786))","v":6.5201871403931808E-3},{"$f":"MAX(IF($T$3:$T$8786=$T8803,O$3:O$8786))","v":2.1738414871169581E-4},{"$f":"MAX(IF($T$3:$T$8786=$T8803,P$3:P$8786))","v":2.3948353726027746E-5},{"$f":"MAX(IF($T$3:$T$8786=$T8803,Q$3:Q$8786))","v":6.1593484082561245E-3},{"$f":"MAX(IF($T$3:$T$8786=$T8803,R$3:R$8786))","v":5.1936854683024439E-5},{"$f":"MAX(IF($T$3:$T$8786=$T8803,S$3:S$8786))","v":7.1017165265613316E-5},{"$f":"T8789","v":5.8557262572460592E-2},4.1037000000000001E-3]
[null,3,null,null,{"$f":"MAX(IF($K$3:$K$8786=$K8804,E$3:E$8786))","v":3.3121921564640805E-2},{"$f":"MAX(IF($K$3:$K$8786=$K8804,F$3:F$8786))","v":6.1172153914924995E-3},{"$f":"MAX(IF($K$3:$K$8786=$K8804,G$3:G$8786))","v":3.2685067000000459E-4},{"$f":"MAX(IF($K$3:$K$8786=$K8804,H$3:H$8786))","v":3.2674000000000717E-5},{"$f":"MAX(IF($K$3:$K$8786=$K8804,I$3:I$8786))","v":4.038441901526418E-3},{"$f":"MAX(IF($K$3:$K$8786=$K8804,J$3:J$8786))","v":9.1732096774193865E-5},{"$f":"MAX(IF($B$3:$B$8786=$B8804,K$3:K$8786))","v":4.3728835624433929E-2},null,{"$f":"MAX(IF($T$3:$T$8786=$T8804,M$3:M$8786))","v":3.7999411106762949E-2},{"$f":"MAX(IF($T$3:$T$8786=$T8804,N$3:N$8786))","v":8.5365641905119569E-3},{"$f":"MAX(IF($T$3:$T$8786=$T8804,O$3:O$8786))","v":2.1738414871169524E-4},{"$f":"MAX(IF($T$3:$T$8786=$T8804,P$3:P$8786))","v":2.3948233891653832E-5},{"$f":"MAX(IF($T$3:$T$8786=$T8804,Q$3:Q$8786))","v":7.0636273285587022E-3},{"$f":"MAX(IF($T$3:$T$8786=$T8804,R$3:R$8786))","v":5.2137792630247657E-5},{"$f":"MAX(IF($T$3:$T$8786=$T8804,S$3:S$8786))","v":9.2979323578363802E-5},5.3893072801067206E-2,3.4682999999999992E-3]
[null,4,null,null,{"$f":"MAX(IF($K$3:$K$8786=$K8805,E$3:E$8786))","v":3.0948477120455901E-2},{"$f":"MAX(IF($K$3:$K$8786=$K8805,F$3:F$8786))","v":5.7398698148971566E-3},{"$f":"MAX(IF($K$3:$K$8786=$K8805,G$3:G$8786))","v":3.2685067000000367E-4},{"$f":"MAX(IF($K$3:$K$8786=$K8805,H$3:H$8786))","v":3.2674000000000345E-5},{"$f":"MAX(IF($K$3:$K$8786=$K8805,I$3:I$8786))","v":3.6851714613134411E-3},{"$f":"MAX(IF($K$3:$K$8786=$K8805,J$3:J$8786))","v":8.9420277777777987E-5},{"$f":"MAX(IF($B$3:$B$8786=$B8805,K$3:K$8786))","v":4.0822463344444282E-2},null,{"$f":"MAX(IF($T$3:$T$8786=$T8805,M$3:M$8786))","v":3.550590816216144E-2},{"$f":"MAX(IF($T$3:$T$8786=$T8805,N$3:N$8786))","v":8.0099790483422351E-3},{"$f":"MAX(IF($T$3:$T$8786=$T8805,O$3:O$8786))","v":2.1738414871169462E-4},{"$f":"MAX(IF($T$3:$T$8786=$T8805,P$3:P$8786))","v":2.3948233891653558E-5},{"$f":"MAX(IF($T$3:$T$8786=$T8805,Q$3:Q$8786))","v":6.4457229989415875E-3},{"$f":"MAX(IF($T$3:$T$8786=$T8805,R$3:R$8786))","v":5.0823823543391391E-5},{"$f":"MAX(IF($T$3:$T$8786=$T8805,S$3:S$8786))","v":8.7243815798808178E-5},5.0253766415592004E-2,3.272999999999999E-3]
[null,5,null,null,{"$f":"MAX(IF($K$3:$K$8786=$K8806,E$3:E$8786))","v":2.2777761184880074E-2},{"$f":"MAX(IF($K$3:$K$8786=$K8806,F$3:F$8786))","v":5.4415041073631234E-3},{"$f":"MAX(IF($K$3:$K$8786=$K8806,G$3:G$8786))","v":3.2840004999999889E-4},{"$f":"MAX(IF($K$3:$K$8786=$K8806,H$3:H$8786))","v":3.2674000000000277E-5},{"$f":"MAX(IF($K$3:$K$8786=$K8806,I$3:I$8786))","v":3.2466698736751203E-3},{"$f":"MAX(IF($K$3:$K$8786=$K8806,J$3:J$8786))","v":8.6535752688172353E-5},{"$f":"MAX(IF($B$3:$B$8786=$B8806,K$3:K$8786))","v":3.1913544968606489E-2},null,{"$f":"MAX(IF($T$3:$T$8786=$T8806,M$3:M$8786))","v":2.6131983606891087E-2},{"$f":"MAX(IF($T$3:$T$8786=$T8806,N$3:N$8786))","v":7.5936101857787142E-3},{"$f":"MAX(IF($T$3:$T$8786=$T8806,O$3:O$8786))","v":2.1841462128906422E-4},{"$f":"MAX(IF($T$3:$T$8786=$T8806,P$3:P$8786))","v":2.3948233891653507E-5},{"$f":"MAX(IF($T$3:$T$8786=$T8806,Q$3:Q$8786))","v":5.6787411099888984E-3},{"$f":"MAX(IF($T$3:$T$8786=$T8806,R$3:R$8786))","v":4.9184345364572372E-5},{"$f":"MAX(IF($T$3:$T$8786=$T8806,S$3:S$8786))","v":8.2708771683134868E-5},3.9695882103203989E-2,3.4199999999999994E-3]
[null,6,null,null,{"$f":"MAX(IF($K$3:$K$8786=$K8807,E$3:E$8786))","v":2.3290748997009416E-2},{"$f":"MAX(IF($K$3:$K$8786=$K8807,F$3:F$8786))","v":6.3473973716370114E-3},{"$f":"MAX(IF($K$3:$K$8786=$K8807,G$3:G$8786))","v":0},{"$f":"MAX(IF($K$3:$K$8786=$K8807,H$3:H$8786))","v":0},{"$f":"MAX(IF($K$3:$K$8786=$K8807,I$3:I$8786))","v":3.9135543396526971E-3},{"$f":"MAX(IF($K$3:$K$8786=$K8807,J$3:J$8786))","v":8.9420277777777987E-5},{"$f":"MAX(IF($B$3:$B$8786=$B8807,K$3:K$8786))","v":3.3641120986076904E-2},null,{"$f":"MAX(IF($T$3:$T$8786=$T8807,M$3:M$8786))","v":2.6720513313050157E-2},{"$f":"MAX(IF($T$3:$T$8786=$T8807,N$3:N$8786))","v":8.8577827717205796E-3},{"$f":"MAX(IF($T$3:$T$8786=$T8807,O$3:O$8786))","v":0},{"$f":"MAX(IF($T$3:$T$8786=$T8807,P$3:P$8786))","v":0},{"$f":"MAX(IF($T$3:$T$8786=$T8807,Q$3:Q$8786))","v":6.8451868466701676E-3},{"$f":"MAX(IF($T$3:$T$8786=$T8807,R$3:R$8786))","v":5.0823823543391391E-5},{"$f":"MAX(IF($T$3:$T$8786=$T8807,S$3:S$8786))","v":9.647800123544452E-5},4.2474306754984294E-2,4.0200000000000001E-3]
[null,7,null,null,{"$f":"MAX(IF($K$3:$K$8786=$K8808,E$3:E$8786))","v":2.8170752153855273E-2},{"$f":"MAX(IF($K$3:$K$8786=$K8808,F$3:F$8786))","v":6.7953842739724686E-3},{"$f":"MAX(IF($K$3:$K$8786=$K8808,G$3:G$8786))","v":0},{"$f":"MAX(IF($K$3:$K$8786=$K8808,H$3:H$8786))","v":0},{"$f":"MAX(IF($K$3:$K$8786=$K8808,I$3:I$8786))","v":4.6259038645856407E-3},{"$f":"MAX(IF($K$3:$K$8786=$K8808,J$3:J$8786))","v":8.6535752688172353E-5},{"$f":"MAX(IF($B$3:$B$8786=$B8808,K$3:K$8786))","v":3.9678576045101555E-2},null,{"$f":"MAX(IF($T$3:$T$8786=$T8808,M$3:M$8786))","v":3.2319139159602779E-2},{"$f":"MAX(IF($T$3:$T$8786=$T8808,N$3:N$8786))","v":9.4829477697708098E-3},{"$f":"MAX(IF($T$3:$T$8786=$T8808,O$3:O$8786))","v":0},{"$f":"MAX(IF($T$3:$T$8786=$T8808,P$3:P$8786))","v":0},{"$f":"MAX(IF($T$3:$T$8786=$T8808,Q$3:Q$8786))","v":8.0911553896125046E-3},{"$f":"MAX(IF($T$3:$T$8786=$T8808,R$3:R$8786))","v":4.9184345364572372E-5},{"$f":"MAX(IF($T$3:$T$8786=$T8808,S$3:S$8786))","v":1.0328723002425697E-4},4.9942426664350663E-2,4.2798000000000003E-3]
[null,8,null,null,{"$f":"MAX(IF($K$3:$K$8786=$K8809,E$3:E$8786))","v":2.4572207559971013E-2},{"$f":"MAX(IF($K$3:$K$8786=$K8809,F$3:F$8786))","v":4.890462395325897E-3},{"$f":"MAX(IF($K$3:$K$8786=$K8809,G$3:G$8786))","v":0},{"$f":"MAX(IF($K$3:$K$8786=$K8809,H$3:H$8786))","v":0},{"$f":"MAX(IF($K$3:$K$8786=$K8809,I$3:I$8786))","v":3.6334101491664384E-3},{"$f":"MAX(IF($K$3:$K$8786=$K8809,J$3:J$8786))","v":8.6535752688172353E-5},{"$f":"MAX(IF($B$3:$B$8786=$B8809,K$3:K$8786))","v":3.3182615857151522E-2},null,{"$f":"MAX(IF($T$3:$T$8786=$T8809,M$3:M$8786))","v":2.8190677737394521E-2},{"$f":"MAX(IF($T$3:$T$8786=$T8809,N$3:N$8786))","v":6.8246323673750216E-3},{"$f":"MAX(IF($T$3:$T$8786=$T8809,O$3:O$8786))","v":0},{"$f":"MAX(IF($T$3:$T$8786=$T8809,P$3:P$8786))","v":0},{"$f":"MAX(IF($T$3:$T$8786=$T8809,Q$3:Q$8786))","v":6.3551874339987241E-3},{"$f":"MAX(IF($T$3:$T$8786=$T8809,R$3:R$8786))","v":4.9184345364572372E-5},{"$f":"MAX(IF($T$3:$T$8786=$T8809,S$3:S$8786))","v":7.4333149382841093E-5},4.1419681884132836E-2,3.9756000000000001E-3]
[null,9,null,null,{"$f":"MAX(IF($K$3:$K$8786=$K8810,E$3:E$8786))","v":2.275434228114739E-2},{"$f":"MAX(IF($K$3:$K$8786=$K8810,F$3:F$8786))","v":5.8455413553653874E-3},{"$f":"MAX(IF($K$3:$K$8786=$K8810,G$3:G$8786))","v":0},{"$f":"MAX(IF($K$3:$K$8786=$K8810,H$3:H$8786))","v":0},{"$f":"MAX(IF($K$3:$K$8786=$K8810,I$3:I$8786))","v":3.4323274300184256E-3},{"$f":"MAX(IF($K$3:$K$8786=$K8810,J$3:J$8786))","v":8.9420277777777987E-5},{"$f":"MAX(IF($B$3:$B$8786=$B8810,K$3:K$8786))","v":3.2121631344308982E-2},null,{"$f":"MAX(IF($T$3:$T$8786=$T8810,M$3:M$8786))","v":2.610511606694866E-2},{"$f":"MAX(IF($T$3:$T$8786=$T8810,N$3:N$8786))","v":8.1574435122504178E-3},{"$f":"MAX(IF($T$3:$T$8786=$T8810,O$3:O$8786))","v":0},{"$f":"MAX(IF($T$3:$T$8786=$T8810,P$3:P$8786))","v":0},{"$f":"MAX(IF($T$3:$T$8786=$T8810,Q$3:Q$8786))","v":6.0034742176372519E-3},{"$f":"MAX(IF($T$3:$T$8786=$T8810,R$3:R$8786))","v":5.0823823543391391E-5},{"$f":"MAX(IF($T$3:$T$8786=$T8810,S$3:S$8786))","v":8.8849982612532657E-5},4.0316857620379717E-2,3.9420000000000002E-3]
[null,10,null,null,{"$f":"MAX(IF($K$3:$K$8786=$K8811,E$3:E$8786))","v":2.9004880033658656E-2},{"$f":"MAX(IF($K$3:$K$8786=$K8811,F$3:F$8786))","v":4.6988093739623853E-3},{"$f":"MAX(IF($K$3:$K$8786=$K8811,G$3:G$8786))","v":0},{"$f":"MAX(IF($K$3:$K$8786=$K8811,H$3:H$8786))","v":0},{"$f":"MAX(IF($K$3:$K$8786=$K8811,I$3:I$8786))","v":3.1462423069331751E-3},{"$f":"MAX(IF($K$3:$K$8786=$K8811,J$3:J$8786))","v":8.6535752688172353E-5},{"$f":"MAX(IF($B$3:$B$8786=$B8811,K$3:K$8786))","v":3.6936467467242391E-2},null,{"$f":"MAX(IF($T$3:$T$8786=$T8811,M$3:M$8786))","v":3.327609958710704E-2},{"$f":"MAX(IF($T$3:$T$8786=$T8811,N$3:N$8786))","v":6.5571808858642484E-3},{"$f":"MAX(IF($T$3:$T$8786=$T8811,O$3:O$8786))","v":0},{"$f":"MAX(IF($T$3:$T$8786=$T8811,P$3:P$8786))","v":0},{"$f":"MAX(IF($T$3:$T$8786=$T8811,Q$3:Q$8786))","v":5.5030835365294586E-3},{"$f":"MAX(IF($T$3:$T$8786=$T8811,R$3:R$8786))","v":4.9184345364572372E-5},{"$f":"MAX(IF($T$3:$T$8786=$T8811,S$3:S$8786))","v":7.1420097095535365E-5},4.5385548354865315E-2,2.7873000000000008E-3]
[null,11,null,null,{"$f":"MAX(IF($K$3:$K$8786=$K8812,E$3:E$8786))","v":3.2498825187375922E-2},{"$f":"MAX(IF($K$3:$K$8786=$K8812,F$3:F$8786))","v":5.455138121007291E-3},{"$f":"MAX(IF($K$3:$K$8786=$K8812,G$3:G$8786))","v":0},{"$f":"MAX(IF($K$3:$K$8786=$K8812,H$3:H$8786))","v":0},{"$f":"MAX(IF($K$3:$K$8786=$K8812,I$3:I$8786))","v":3.4756462722370781E-3},{"$f":"MAX(IF($K$3:$K$8786=$K8812,J$3:J$8786))","v":8.8893277777777997E-5},{"$f":"MAX(IF($B$3:$B$8786=$B8812,K$3:K$8786))","v":4.1518502858398074E-2},null,{"$f":"MAX(IF($T$3:$T$8786=$T8812,M$3:M$8786))","v":3.4511514228040593E-2},{"$f":"MAX(IF($T$3:$T$8786=$T8812,N$3:N$8786))","v":9.3796632391275284E-3},{"$f":"MAX(IF($T$3:$T$8786=$T8812,O$3:O$8786))","v":0},{"$f":"MAX(IF($T$3:$T$8786=$T8812,P$3:P$8786))","v":0},{"$f":"MAX(IF($T$3:$T$8786=$T8812,Q$3:Q$8786))","v":7.4131274211806947E-3},{"$f":"MAX(IF($T$3:$T$8786=$T8812,R$3:R$8786))","v":5.0524292433972009E-5},{"$f":"MAX(IF($T$3:$T$8786=$T8812,S$3:S$8786))","v":1.0216226621200161E-4},5.1354829180782782E-2,3.1998E-3]
[null,12,null,null,{"$f":"MAX(IF($K$3:$K$8786=$K8813,E$3:E$8786))","v":3.8611834459095232E-2},{"$f":"MAX(IF($K$3:$K$8786=$K8813,F$3:F$8786))","v":5.8340787411199488E-3},{"$f":"MAX(IF($K$3:$K$8786=$K8813,G$3:G$8786))","v":3.3184136000000163E-4},{"$f":"MAX(IF($K$3:$K$8786=$K8813,H$3:H$8786))","v":3.2674000000000291E-5},{"$f":"MAX(IF($K$3:$K$8786=$K8813,I$3:I$8786))","v":3.8531745394040358E-3},{"$f":"MAX(IF($K$3:$K$8786=$K8813,J$3:J$8786))","v":8.6025752688172359E-5},{"$f":"MAX(IF($B$3:$B$8786=$B8813,K$3:K$8786))","v":4.8749628852307395E-2},null,{"$f":"MAX(IF($T$3:$T$8786=$T8813,M$3:M$8786))","v":4.386758102088853E-2},{"$f":"MAX(IF($T$3:$T$8786=$T8813,N$3:N$8786))","v":8.5058901985795611E-3},{"$f":"MAX(IF($T$3:$T$8786=$T8813,O$3:O$8786))","v":0},{"$f":"MAX(IF($T$3:$T$8786=$T8813,P$3:P$8786))","v":0},{"$f":"MAX(IF($T$3:$T$8786=$T8813,Q$3:Q$8786))","v":7.1803932158533328E-3},{"$f":"MAX(IF($T$3:$T$8786=$T8813,R$3:R$8786))","v":4.889447654900523E-5},{"$f":"MAX(IF($T$3:$T$8786=$T8813,S$3:S$8786))","v":9.2645225812837455E-5},5.9602758911870425E-2,3.9564000000000005E-3]
[]
["4CP",{"$f":"SUMIF($K$8802:$K$8813,$K8815,B$8802:B$8813)","v":1},null,null,{"$f":"SUMIF($K$8802:$K$8813,$K8815,E$8802:E$8813)","v":4.0614290517999994E-2},5.0528105498270472E-3,3.2653446999999754E-4,3.2674000000000067E-5,3.3589645304138338E-3,8.8054462365591703E-5,{"$f":"LARGE(K$8802:K$8813,1)","v":4.9473328530606479E-2},null,{"$f":"SUMIF($T$8802:$T$8813,$T8815,M$8802:M$8813)","v":4.6595096217199893E-2},7.0511889545499078E-3,2.1717384818569611E-4,2.3948233891653355E-5,5.8751553770583064E-3,5.004753472807023E-5,7.6800778953430685E-5,{"$f":"LARGE(T$8802:T$8813,1)","v":5.9812610165613525E-2},4.2798000000000003E-3]
[null,{"$f":"SUMIF($K$8802:$K$8813,$K8816,B$8802:B$8813)","v":12},null,null,3.8611834459095232E-2,5.8340787411199488E-3,3.3184136000000163E-4,3.2674000000000291E-5,3.8531745394040358E-3,8.6025752688172359E-5,{"$f":"LARGE(K$8802:K$8813,2)","v":4.8749628852307395E-2},null,4.386758102088853E-2,8.5058901985795611E-3,0,0,7.1803932158533328E-3,4.889447654900523E-5,9.2645225812837455E-5,{"$f":"LARGE(T$8802:T$8813,2)","v":5.9602758911870425E-2},4.1037000000000001E-3]
[null,{"$f":"SUMIF($K$8802:$K$8813,$K8817,B$8802:B$8813)","v":2},null,null,3.9733374476798096E-2,4.6723000308432775E-3,3.2685067000000546E-4,3.2674163497165099E-5,3.5214443714256692E-3,9.1378563218390916E-5,{"$f":"LARGE(K$8802:K$8813,3)","v":4.8378022275782598E-2},null,4.5584457666690538E-2,6.5201871403931808E-3,2.1738414871169581E-4,2.3948353726027746E-5,6.1593484082561245E-3,5.1936854683024439E-5,7.1017165265613316E-5,{"$f":"LARGE(T$8802:T$8813,3)","v":5.8557262572460592E-2},4.0200000000000001E-3]
[null,{"$f":"SUMIF($K$8802:$K$8813,$K8818,B$8802:B$8813)","v":3},null,null,3.3121921564640805E-2,6.1172153914924995E-3,3.2685067000000459E-4,3.2674000000000717E-5,4.038441901526418E-3,9.1732096774193865E-5,{"$f":"LARGE(K$8802:K$8813,4)","v":4.3728835624433929E-2},null,3.7999411106762949E-2,8.5365641905119569E-3,2.1738414871169524E-4,2.3948233891653832E-5,7.0636273285587022E-3,5.2137792630247657E-5,9.2979323578363802E-5,{"$f":"LARGE(T$8802:T$8813,4)","v":5.3893072801067206E-2},3.9756000000000001E-3]

{"sheet":"2006 Input to CA model","index":2,"n_rows":33,"n_cols":23,"rows_kept":33,"cut":false,"hidden":true,"merged":[]}
[]
[" Feed into OEB Cost Allocation Model (version 50) sheet \"I6 Customer Data\", row 27"]
[null,null,null,1,2,3,4,5,6,7,8,9,10,11,12,13,14,15,16,17,18,19,20]
[null,"ID","Total","Residential","GS>50kW","Street Lighting","Sentinel Lighting","GS<50 kW","Intermediate Use"]
[]
["kWh - 30 year weather normalized amount",null,117394248.5599993,27252917.784579217,23215769.788801715,1125333.4197785456,66176.723736146203,13029066.168827049,52704984.674276628]
[]
[]
[" Feed into OEB Cost Allocation Model sheet (version 50) \"I8 Demand Data\", row 40, 45, 50, 55, 61 and 67"]
[null,null,null,1,2,3,4,5,6,7,8,9,10,11,12,13,14,15,16,17,18,19,20]
["Customer Classes",null,"Total","Residential","GS>50kW","Street Lighting","Sentinel Lighting","GS<50 kW","Intermediate Use"]
[]
["CO-INCIDENT PEAK (kW)"]
[]
["1 CP"]
["Total Sytem CP ","DCP1",20665.512025152646,5602.1256841321529,4189.7877464117391,88.251643192443694,5.2040631344716193,1996.1333842516831,8784.009504030153]
[]
["4 CP"]
["Total Sytem CP ","DCP4",77906.483311984572,20277.764320881102,14949.540304066282,413.62687279176595,24.369770661662308,7884.0022608019917,34357.179782781772]
[]
["12 CP"]
["Total Sytem CP ","DCP12",207861.30993133865,45434.765689877546,39616.170266053094,678.81085591669057,39.913807877974023,19540.402239073126,102551.24707254022]
[]
["NON CO_INCIDENT PEAK (kW)"]
[]
["1 NCP"]
["Classification NCP from \n Load Data Provider","DNCP1",23822.059988363984,7713.6156722716323,4242.6110315959131,269.19509946941503,15.874064092104081,2460.7012378860186,9120.0628830489022]
[]
["4 NCP"]
["Classification NCP from \n Load Data Provider","DNCP4",88383.421344097995,25897.207861828771,16100.924044653364,1064.6597408750838,62.741492773824774,9088.1621205642368,36169.726083402711]
[]
["12 NCP"]
["Classification NCP from \n Load Data Provider","DNCP12",230746.26075442176,57815.054195720149,42285.092050463514,3151.1776304861446,185.3457729666826,22440.967934046836,104868.62317073841]

{"sheet":"Revised Inputs to CA model","index":3,"n_rows":33,"n_cols":18,"rows_kept":33,"cut":false,"hidden":false,"merged":[[8,10,8,17]]}
[]
[" Feed into OEB Cost Allocation Model (version 50) sheet \"I6 Customer Data\", row 27"]
[]
[null,"ID","Total",{"$f":"'Hourly load shapes by class'!E2","v":"Residential"},{"$f":"'Hourly load shapes by class'!F2","v":"GS>50kW"},{"$f":"'Hourly load shapes by class'!G2","v":"Street Lighting"},{"$f":"'Hourly load shapes by class'!H2","v":"Sentinel Lighting"},{"$f":"'Hourly load shapes by class'!I2","v":"GS<50kW"},{"$f":"'Hourly load shapes by class'!J2","v":"USL"}]
[]
["kWh - 30 year weather normalized amount",null,{"$f":"SUM(D6:I6)","v":294171592.77889556},{"$f":"'Hourly load shapes by class'!W4","v":190211160.51364359},{"$f":"'Hourly load shapes by class'!X4","v":56653142.461483456},{"$f":"'Hourly load shapes by class'!Y4","v":869951.51603205141},{"$f":"'Hourly load shapes by class'!Z4","v":95254.100304051652},{"$f":"'Hourly load shapes by class'!AA4","v":45901003.201254889},{"$f":"'Hourly load shapes by class'!AB4","v":441080.98617758468}]
[]
[]
[" Feed into OEB Cost Allocation Model sheet (version 50) \"I8 Demand Data\", row 40, 45, 50, 55, 61 and 67",null,null,null,null,null,null,null,null,null,"2024 Demand Data"]
[]
["Customer Classes",null,"Total",{"$f":"'Hourly load shapes by class'!E2","v":"Residential"},{"$f":"'Hourly load shapes by class'!F2","v":"GS>50kW"},{"$f":"'Hourly load shapes by class'!G2","v":"Street Lighting"},{"$f":"'Hourly load shapes by class'!H2","v":"Sentinel Lighting"},{"$f":"'Hourly load shapes by class'!I2","v":"GS<50kW"},{"$f":"'Hourly load shapes by class'!J2","v":"USL"},null,null,{"$f":"D11","v":"Residential"},{"$f":"E11","v":"GS>50kW"},{"$f":"F11","v":"Street Lighting"},{"$f":"G11","v":"Sentinel Lighting"},"GS<50kW","USL","ED "]
[]
["CO-INCIDENT PEAK (kW)"]
[]
["1 CP"]
["Total Sytem CP ","DCP1",{"$f":"SUM(D16:I16)","v":49473.328530606464},{"$f":"'Hourly load shapes by class'!E8802*1000000","v":40614.290517999994},{"$f":"'Hourly load shapes by class'!F8802*1000000","v":5052.810549827047},{"$f":"'Hourly load shapes by class'!G8802*1000000","v":326.53446999999755},{"$f":"'Hourly load shapes by class'!H8802*1000000","v":32.674000000000063},{"$f":"'Hourly load shapes by class'!I8802*1000000","v":3358.9645304138339},{"$f":"'Hourly load shapes by class'!J8802*1000000","v":88.054462365591704},null,null,{"$f":"'Hourly load shapes by class'!M8815*1000000","v":46595.096217199891},{"$f":"'Hourly load shapes by class'!N8815*1000000","v":7051.188954549908},{"$f":"'Hourly load shapes by class'!O8815*1000000","v":217.1738481856961},{"$f":"'Hourly load shapes by class'!P8815*1000000","v":23.948233891653356},{"$f":"'Hourly load shapes by class'!Q8815*1000000","v":5875.1553770583068},{"$f":"'Hourly load shapes by class'!R8815*1000000","v":50.047534728070232},{"$f":"'Hourly load shapes by class'!S8815*1000000","v":76.80077895343068}]
[]
["4 CP"]
["Total Sytem CP ","DCP4",{"$f":"SUM(D19:I19)","v":190329.81528313036},{"$f":"SUM('Hourly load shapes by class'!E8815:E8818)*1000000","v":152081.42101853411},{"$f":"SUM('Hourly load shapes by class'!F8815:F8818)*1000000","v":21676.404713282773},{"$f":"SUM('Hourly load shapes by class'!G8815:G8818)*1000000","v":1312.0771700000091},{"$f":"SUM('Hourly load shapes by class'!H8815:H8818)*1000000","v":130.6961634971662},{"$f":"SUM('Hourly load shapes by class'!I8815:I8818)*1000000","v":14772.025342769957},{"$f":"SUM('Hourly load shapes by class'!J8815:J8818)*1000000","v":357.19087504634888},null,null,{"$f":"SUM('Hourly load shapes by class'!M8815:M8818)*1000000","v":174046.54601154191},{"$f":"SUM('Hourly load shapes by class'!N8815:N8818)*1000000","v":30613.830484034606},{"$f":"SUM('Hourly load shapes by class'!O8815:O8818)*1000000","v":651.94214560908711},{"$f":"SUM('Hourly load shapes by class'!P8815:P8818)*1000000","v":71.844821509334935},{"$f":"SUM('Hourly load shapes by class'!Q8815:Q8818)*1000000","v":26278.524329726464},{"$f":"SUM('Hourly load shapes by class'!R8815:R8818)*1000000","v":203.01665859034759},{"$f":"SUM('Hourly load shapes by class'!S8815:S8818)*1000000","v":333.44249361024521}]
[]
["12 CP"]
["Total Sytem CP ","DCP12",{"$f":"SUM(D22:I22)","v":480144.73815446056},{"$f":"SUM('Hourly load shapes by class'!E8802:E8813)*1000000","v":366099.41553688771},{"$f":"SUM('Hourly load shapes by class'!F8802:F8813)*1000000","v":66890.511526813498},{"$f":"SUM('Hourly load shapes by class'!G8802:G8813)*1000000","v":1967.3278900000116},{"$f":"SUM('Hourly load shapes by class'!H8802:H8813)*1000000","v":196.04416349716681},{"$f":"SUM('Hourly load shapes by class'!I8802:I8813)*1000000","v":43930.951040351974},{"$f":"SUM('Hourly load shapes by class'!J8802:J8813)*1000000","v":1060.4879969101501},null,null,{"$f":"SUM('Hourly load shapes by class'!M8802:M8813)*1000000","v":416807.49787273817},{"$f":"SUM('Hourly load shapes by class'!N8802:N8813)*1000000","v":95477.07026426417},{"$f":"SUM('Hourly load shapes by class'!O8802:O8813)*1000000","v":1087.7409156098461},{"$f":"SUM('Hourly load shapes by class'!P8802:P8813)*1000000","v":119.74128929264199},{"$f":"SUM('Hourly load shapes by class'!Q8802:Q8813)*1000000","v":78614.203284285744},{"$f":"SUM('Hourly load shapes by class'!R8802:R8813)*1000000","v":602.74980311278318},{"$f":"SUM('Hourly load shapes by class'!S8802:S8813)*1000000","v":1039.9258076548006}]
[]
["NON CO_INCIDENT PEAK (kW)"]
[]
["1 NCP"]
["Classification NCP from \n Load Data Provider","DNCP1",{"$f":"SUM(D27:I27)","v":52171.172797562911},{"$f":"'Hourly load shapes by class'!E8788*1000000","v":40614.290517999994},{"$f":"'Hourly load shapes by class'!F8788*1000000","v":6456.0232658108162},{"$f":"'Hourly load shapes by class'!G8788*1000000","v":326.53446999999755},{"$f":"'Hourly load shapes by class'!H8788*1000000","v":32.674000000000063},{"$f":"'Hourly load shapes by class'!I8788*1000000","v":4653.5960813865095},{"$f":"'Hourly load shapes by class'!J8788*1000000","v":88.054462365591704},null,null,{"$f":"MAX('Hourly load shapes by class'!M8788:M8799)*1000000","v":46595.096217199891},{"$f":"MAX('Hourly load shapes by class'!N8788:N8799)*1000000","v":10380.37329343435},{"$f":"MAX('Hourly load shapes by class'!O8788:O8799)*1000000","v":220.70339201363893},{"$f":"MAX('Hourly load shapes by class'!P8788:P8799)*1000000","v":23.948353726027747},{"$f":"MAX('Hourly load shapes by class'!Q8788:Q8799)*1000000","v":8653.2559781247328},{"$f":"MAX('Hourly load shapes by class'!R8788:R8799)*1000000","v":52.13779263024766},{"$f":"MAX('Hourly load shapes by class'!S8788:S8799)*1000000","v":113.06189068280825}]
[]
["4 NCP"]
["Classification NCP from \n Load Data Provider","DNCP4",{"$f":"SUM(D30:I30)","v":201923.76324581855},{"$f":"(LARGE('Hourly load shapes by class'!E8788:E8799,1)+LARGE('Hourly load shapes by class'!E8788:E8799,2)+LARGE('Hourly load shapes by class'!E8788:E8799,3)+LARGE('Hourly load shapes by class'!E8788:E8799,4))*1000000","v":153920.7162419291},{"$f":"(LARGE('Hourly load shapes by class'!F8788:F8799,1)+LARGE('Hourly load shapes by class'!F8788:F8799,2)+LARGE('Hourly load shapes by class'!F8788:F8799,3)+LARGE('Hourly load shapes by class'!F8788:F8799,4))*1000000","v":28008.951450253295},{"$f":"(LARGE('Hourly load shapes by class'!G8788:G8799,1)+LARGE('Hourly load shapes by class'!G8788:G8799,2)+LARGE('Hourly load shapes by class'!G8788:G8799,3)+LARGE('Hourly load shapes by class'!G8788:G8799,4))*1000000","v":1327.3654400000066},{"$f":"(LARGE('Hourly load shapes by class'!H8788:H8799,1)+LARGE('Hourly load shapes by class'!H8788:H8799,2)+LARGE('Hourly load shapes by class'!H8788:H8799,3)+LARGE('Hourly load shapes by class'!H8788:H8799,4))*1000000","v":130.69616349716645},{"$f":"(LARGE('Hourly load shapes by class'!I8788:I8799,1)+LARGE('Hourly load shapes by class'!I8788:I8799,2)+LARGE('Hourly load shapes by class'!I8788:I8799,3)+LARGE('Hourly load shapes by class'!I8788:I8799,4))*1000000","v":18174.082734590862},{"$f":"(LARGE('Hourly load shapes by class'!J8788:J8799,1)+LARGE('Hourly load shapes by class'!J8788:J8799,2)+LARGE('Hourly load shapes by class'!J8788:J8799,3)+LARGE('Hourly load shapes by class'!J8788:J8799,4))*1000000","v":361.95121554814074},null,null,{"$f":"(LARGE('Hourly load shapes by class'!M8788:M8799,1)+LARGE('Hourly load shapes by class'!M8788:M8799,2)+LARGE('Hourly load shapes by class'!M8788:M8799,3)+LARGE('Hourly load shapes by class'!M8788:M8799,4))*1000000","v":176586.87352754435},{"$f":"(LARGE('Hourly load shapes by class'!N8788:N8799,1)+LARGE('Hourly load shapes by class'!N8788:N8799,2)+LARGE('Hourly load shapes by class'!N8788:N8799,3)+LARGE('Hourly load shapes by class'!N8788:N8799,4))*1000000","v":39086.446473104108},{"$f":"(LARGE('Hourly load shapes by class'!O8788:O8799,1)+LARGE('Hourly load shapes by class'!O8788:O8799,2)+LARGE('Hourly load shapes by class'!O8788:O8799,3)+LARGE('Hourly load shapes by class'!O8788:O8799,4))*1000000","v":882.81356805455562},{"$f":"(LARGE('Hourly load shapes by class'!P8788:P8799,1)+LARGE('Hourly load shapes by class'!P8788:P8799,2)+LARGE('Hourly load shapes by class'!P8788:P8799,3)+LARGE('Hourly load shapes by class'!P8788:P8799,4))*1000000","v":95.793055400988649},{"$f":"(LARGE('Hourly load shapes by class'!Q8788:Q8799,1)+LARGE('Hourly load shapes by class'!Q8788:Q8799,2)+LARGE('Hourly load shapes by class'!Q8788:Q8799,3)+LARGE('Hourly load shapes by class'!Q8788:Q8799,4))*1000000","v":31788.236801678577},{"$f":"(LARGE('Hourly load shapes by class'!R8788:R8799,1)+LARGE('Hourly load shapes by class'!R8788:R8799,2)+LARGE('Hourly load shapes by class'!R8788:R8799,3)+LARGE('Hourly load shapes by class'!R8788:R8799,4))*1000000","v":205.72229440005489},{"$f":"(LARGE('Hourly load shapes by class'!S8788:S8799,1)+LARGE('Hourly load shapes by class'!S8788:S8799,2)+LARGE('Hourly load shapes by class'!S8788:S8799,3)+LARGE('Hourly load shapes by class'!S8788:S8799,4))*1000000","v":425.7253003720682}]
[]
["12 NCP"]
["Classification NCP from \n Load Data Provider","DNCP12",{"$f":"SUM(D33:I33)","v":504539.84488841851},{"$f":"SUM('Hourly load shapes by class'!E8788:E8799)*1000000","v":370216.48148235941},{"$f":"SUM('Hourly load shapes by class'!F8788:F8799)*1000000","v":79538.443164997676},{"$f":"SUM('Hourly load shapes by class'!G8788:G8799)*1000000","v":3948.0521200000094},{"$f":"SUM('Hourly load shapes by class'!H8788:H8799)*1000000","v":392.08816349716756},{"$f":"SUM('Hourly load shapes by class'!I8788:I8799)*1000000","v":49384.291960654096},{"$f":"SUM('Hourly load shapes by class'!J8788:J8799)*1000000","v":1060.4879969101501},null,null,{"$f":"SUM('Hourly load shapes by class'!M8788:M8799)*1000000","v":424734.06172683294},{"$f":"SUM('Hourly load shapes by class'!N8788:N8799)*1000000","v":110995.76886497838},{"$f":"SUM('Hourly load shapes by class'!O8788:O8799)*1000000","v":2625.7983475315932},{"$f":"SUM('Hourly load shapes by class'!P8788:P8799)*1000000","v":287.37892653421591},{"$f":"SUM('Hourly load shapes by class'!Q8788:Q8799)*1000000","v":86377.925645766823},{"$f":"SUM('Hourly load shapes by class'!R8788:R8799)*1000000","v":602.74980311278318},{"$f":"SUM('Hourly load shapes by class'!S8788:S8799)*1000000","v":1208.9537756415759}]